## Cover
Powercor
Regulatory proposal 2026-31
Donald microgrid
| Model number: | 5.06
2025-01-31
14

## Summary
Powercor
Donald microgrid
SUMMARY
RESULTS
|  |  |  | PV of costs | PV of benefits | NPV
| Option |  |  | 2026-06-30 | 2026-06-30 | 2026-06-30
| Option 1 (base case) | No change to existing practices |  | 0 | 0 | 0
| Option 2 | Install generator only microgrid |  | -4.091 | 8.5398 | 4.4488
| Option 3 | Install generator + BESS microgrid |  | -9.125 | 8.6992 | -0.42583
| Option 4 | 0
| Option 5 | 0
NPV
| Preferred option: |  |  | 2026-06-30
| Option 2 | Install generator only microgrid |  | 4.4488
PREFERRED OPTION
Preferred Option
Option 2
| Expenditure forecast | 2026-06-30 | 2026-27 | 2027-28 | 2028-29 | 2029-30 | 2030-31 |  | Total
| Capital expenditure |  | 0 | 3.2002 | 0 | 0 | 0 |  | 3.2002
| Operating expenditure |  | 0 | 0 | 0.089033 | 0.089033 | 0.089033 |  | 0.2671
CHART
| Capex and risk ($M, 2026) |  | Value of expected unserved energy ($M, 2026)
SENSITIVITIES
| Sensitivity | 2026-06-30 | Option 1 (base case) | Option 2 | Option 3 | Option 4 | Option 5 |  | Preferred option
| None |  | 0 | 4.4488 | -0.42583 |  |  |  | Option 2
| Capex 10% higher |  | 0 | 4.1556 | -1.0775 |  |  |  | Option 2
| Capex 10% lower |  | 0 | 4.742 | 0.22585 |  |  |  | Option 2
| Increasing wind escalation |  | 0 | 4.4842 | -0.39043 |  |  |  | Option 2
| 0 | [7 empty] | #NAME?
| 0 | [6 empty] | 0 | #NAME?
|  | 0 | [6 empty] | #NAME?
0

## Assumptions
Powercor
Donald microgrid
Project
|  | Business: | Powercor
|  | Descripton: | Donald microgrid
|  | Date of cost inputs: | December |  | 2023
|  | Option | Description
|  | Option 1 (base case) | No change to existing practices
|  | Option 2 | Install generator only microgrid
|  | Option 3 | Install generator + BESS microgrid
Option 4
Option 5
|  | Compliance project | No
|  | Expenditure starts | 2026-27 | [start]
Timing & WACC
|  | Input dollars |  |  | 2023-12-31 | [input_dollars]
|  | Pre-tax real WACC |  |  | 3.5% | [real_disc]
|  | VCR date |  |  | 2023-12-31 | [vcr_date]
|  | Analysis period (years) |  |  | 20 | [years]\
|  | Output dollars |  |  | 2026-06-30 | [output_dollars]
|  | Other benefits date |  |  | 2023-12-31 | [custval_date]
|  | Value of CO2 reductions input date |  |  | 2023-06-30
VCR
|  |  | Weighted average VCR |  | CTN | 45198.6405 | 2023 VCR ($/MWh)
|  |  | Domestic |  |  | 31030 | 43.67%
|  |  | Commercial |  |  | 52200 | 39.16%
|  |  | Industrial |  |  | 74790 | 11.79%
|  |  | Agricultural |  |  | 44400 | 5.383%
|  |  | Others |  |  | 52200 | 0%
Risks
SAFETY
|  | Value of statistical life |  |  | 5400000 | 2023-06-30
|  | Value of injury |  |  | 0 | 2023-12-31
Disproportionate factors applied to various bushfire and other risk valuations
|  | Harm to property from network |  |  | 1
|  | Harm to property from bushfire |  |  | 1
|  | Harm to environment |  |  | 1
|  | Safety - Public trespass |  |  | 1
|  | Safety - Single fatality or serious injury ^ |  |  | 3
|  | Safety from bushfire in HBRA |  |  | 3
|  | Safety - Multiple fatality or serious injury ^ |  |  | 6
|  | Safety from bushfire (REFCL declared areas) |  |  | 6
|  | Safety from bushfire (electric line construction areas) |  |  | 10
^ Public or employee
|  | Incident type |  |  | Value | Probability | DF selected | Description/comment
|  | Safety (fatality) |  |  | 5607473.5197 | 0 | 0 | 0
|  | Safety (injury) |  |  | 0 | 0 | 0 | 0
UNPLANNED REPLACEMENT/REPAIR
|  | Major failure (replace) |  |  | 0 | 2023-12-31
|  | Minor failure (repair) |  |  | 0 | 2023-12-31
|  | Premium for failure |  |  | 20%
Other benefits
| ENVIRONMENTAL | [7 empty] | 2026-27 | 2027-28 | 2028-29 | 2029-30 | 2030-31 | 2031-32
|  | Value of CO2 reductions |  |  |  | 2023-06-30 | $/kWh |  | 0.02473 | 0.022341 | 0.020196 | 0.018063 | 0.015913 | 0.013715
| CUSTOMER VALUE |  |  |  | Value
|  | Reliability in worst-served areas |  |  | 67500 | 2023-12-31 | per MWh
|  | Network resilience |  |  | 24590 | 2023-12-31 | per MWh
|  | Enabling solar exports |  |  | 88.3577 | 2023-12-31 | per MWh
|  | Aesthetics |  |  | 0 | 2023-12-31 | per customer
|  | Customer value of time - residential |  |  | 0.35181 | 2023-12-31 | per customer minute
|  | Customer value of time - business |  |  | 0.35181 | 2023-12-31 | per customer minute
|  | Communication |  |  | 0 | 2023-12-31 | per customer
|  | Information accessibility |  |  | 0 | 2023-12-31 | per customer
Sensitivities
[5 empty] | Capex | Total benefits
| 1 | Capex 10% higher |  |  | 10% | 0%
| 2 | Capex 10% lower |  |  | -10% | 0%
| 3 | Increasing wind escalation |  |  | 0% | 15%
| 4 |  |  |  | 0% | 0%
| 5 |  |  |  | 0% | 0%

## Option1 (base case)
Powercor
Donald microgrid
OPTION 1 (base case)
Count |  |  |  |  | 0 | 1 | 2 | 3 | 4 | 5 | 6 | 7 | 8 | 9 | 10 | 11 | 12 | 13 | 14 | 15 | 16 | 17 | 18 | 19 | 20 | 21 | 22 | 23 | 24 | 25
Value of CO2 reductions |  |  |  | $/MWh |  | 24.7305 | 22.3407 | 20.1963 | 18.0629 | 15.9134 | 13.7151 | 13.7151 | 13.7151 | 13.7151 | 13.7151 | 13.7151 | 13.7151 | 13.7151 | 13.7151 | 13.7151 | 13.7151 | 13.7151 | 13.7151 | 13.7151 | 13.7151 | 13.7151 | 13.7151 | 13.7151 | 13.7151 | 13.7151
|  |  |  | Units | 2026-06-30 | 2026-27 | 2027-28 | 2028-29 | 2029-30 | 2030-31 | 2031-32 | 2032-33 | 2033-34 | 2034-35 | 2035-36 | 2036-37 | 2037-38 | 2038-39 | 2039-40 | 2040-41 | 2041-42 | 2042-43 | 2043-44 | 2044-45 | 2045-46 | 2046-47 | 2047-48 | 2048-49 | 2049-50 | 2050-51
INVESTMENT & OPERATING COST
| Capex |  | Asset life (yrs)
| < Enter description > |  | 0 | 2023-12-31 |  | 0 | 0 | 0 | 0 | 0 | 0 | 0 | 0 | 0 | 0 | 0 | 0 | 0 | 0 | 0 | 0 | 0 | 0 | 0 | 0 | 0 | 0 | 0 | 0 | 0
| < Enter description > |  | 0 | 2023-12-31 |  | 0 | 0 | 0 | 0 | 0 | 0 | 0 | 0 | 0 | 0 | 0 | 0 | 0 | 0 | 0 | 0 | 0 | 0 | 0 | 0 | 0 | 0 | 0 | 0 | 0
| < Enter description > |  | 0 | 2023-12-31 |  | 0 | 0 | 0 | 0 | 0 | 0 | 0 | 0 | 0 | 0 | 0 | 0 | 0 | 0 | 0 | 0 | 0 | 0 | 0 | 0 | 0 | 0 | 0 | 0 | 0
| Capital expenditure |  |  | 2023-12-31 |  | 0 | 0 | 0 | 0 | 0 | 0 | 0 | 0 | 0 | 0 | 0 | 0 | 0 | 0 | 0 | 0 | 0 | 0 | 0 | 0 | 0 | 0 | 0 | 0 | 0
| Operating expenditure |  |  | 2023-12-31 |  | 0 | 0 | 0 | 0 | 0 | 0 | 0 | 0 | 0 | 0 | 0 | 0 | 0 | 0 | 0 | 0 | 0 | 0 | 0 | 0 | 0 | 0 | 0 | 0 | 0
RISK ASSUMPTIONS
| PoF (major) |  |  |  |  | 0 | 0 | 0 | 0 | 0 | 0 | 0 | 0 | 0 | 0 | 0 | 0 | 0 | 0 | 0 | 0 | 0 | 0 | 0 | 0 | 0 | 0 | 0 | 0 | 0
| PoF (reparable) |  |  |  |  | 0 | 0 | 0 | 0 | 0 | 0 | 0 | 0 | 0 | 0 | 0 | 0 | 0 | 0 | 0 | 0 | 0 | 0 | 0 | 0 | 0 | 0 | 0 | 0 | 0
| Energy at risk (weighted) |  |  | MWh |  | 10.6543 | 10.4549 | 10.4154 | 10.4478 | 10.449 | 10.3633 | 10.312 | 10.3171 | 10.3544 | 10.2664 | 10.2667 | 10.267 | 10.2673 | 10.2676 | 10.268 | 10.2683 | 10.2686 | 10.2689 | 10.2692 | 10.2695 | 10.2699 | 10.2702 | 10.2705 | 10.2708 | 10.2711
| Energy at risk value | $/MWh | 45198.6405 | 2023-12-31 |  | 481558.1903 | 472547.2494 | 470759.9648 | 472225.0997 | 472278.9052 | 468408.7451 | 466087.0699 | 466320.3615 | 468006.5534 | 464025.9668 | 464040.3109 | 464054.6549 | 464068.999 | 464083.343 | 464097.6871 | 464112.0311 | 464126.3752 | 464140.7192 | 464155.0633 | 464169.4073 | 464183.7514 | 464198.0954 | 464212.4395 | 464226.7835 | 464241.1276
| Safety consequence | (after DF) |  | 2023-12-31 |  | 0 | 0 | 0 | 0 | 0 | 0 | 0 | 0 | 0 | 0 | 0 | 0 | 0 | 0 | 0 | 0 | 0 | 0 | 0 | 0 | 0 | 0 | 0 | 0 | 0
| Unplanned replacements |  |  | 2023-12-31 |  | 0 | 0 | 0 | 0 | 0 | 0 | 0 | 0 | 0 | 0 | 0 | 0 | 0 | 0 | 0 | 0 | 0 | 0 | 0 | 0 | 0 | 0 | 0 | 0 | 0
| Environmental consequence | (after DF) |  | 2023-12-31 |  | 0 | 0 | 0 | 0 | 0 | 0 | 0 | 0 | 0 | 0 | 0 | 0 | 0 | 0 | 0 | 0 | 0 | 0 | 0 | 0 | 0 | 0 | 0 | 0 | 0
| < Other risk - enter description > |  |  | 2023-12-31 |  | 0 | 0 | 0 | 0 | 0 | 0 | 0 | 0 | 0 | 0 | 0 | 0 | 0 | 0 | 0 | 0 | 0 | 0 | 0 | 0 | 0 | 0 | 0 | 0 | 0
| < Other risk - enter description > |  |  | 2023-12-31 |  | 0 | 0 | 0 | 0 | 0 | 0 | 0 | 0 | 0 | 0 | 0 | 0 | 0 | 0 | 0 | 0 | 0 | 0 | 0 | 0 | 0 | 0 | 0 | 0 | 0
| Total risk cost |  |  |  |  | 481558.1903 | 472547.2494 | 470759.9648 | 472225.0997 | 472278.9052 | 468408.7451 | 466087.0699 | 466320.3615 | 468006.5534 | 464025.9668 | 464040.3109 | 464054.6549 | 464068.999 | 464083.343 | 464097.6871 | 464112.0311 | 464126.3752 | 464140.7192 | 464155.0633 | 464169.4073 | 464183.7514 | 464198.0954 | 464212.4395 | 464226.7835 | 464241.1276
OTHER BENEFITS
| Reduction in CO2 emissions |  |  | MWh |  | 0 | 0 | 0 | 0 | 0 | 0 | 0 | 0 | 0 | 0 | 0 | 0 | 0 | 0 | 0 | 0 | 0 | 0 | 0 | 0 | 0 | 0 | 0 | 0 | 0
| Value of reduction in CO2 emissions |  |  | $ |  | 0 | 0 | 0 | 0 | 0 | 0 | 0 | 0 | 0 | 0 | 0 | 0 | 0 | 0 | 0 | 0 | 0 | 0 | 0 | 0 | 0 | 0 | 0 | 0 | 0
| Incremental reliability in worst-served areas > 500 mins | $/MWh | 22301.3595 | MWh |  | 0 | 0 | 0 | 0 | 0 | 0 | 0 | 0 | 0 | 0 | 0 | 0 | 0 | 0 | 0 | 0 | 0 | 0 | 0 | 0 | 0 | 0 | 0 | 0 | 0
| Incremental network resilience (domestic) | $/MWh | 31030 | MWh |  | 0 | 0 | 0 | 0 | 0 | 0 | 0 | 0 | 0 | 0 | 0 | 0 | 0 | 0 | 0 | 0 | 0 | 0 | 0 | 0 | 0 | 0 | 0 | 0 | 0
| Incremental network resilience (commercial) | $/MWh | 52200 | MWh |  | 0 | 0 | 0 | 0 | 0 | 0 | 0 | 0 | 0 | 0 | 0 | 0 | 0 | 0 | 0 | 0 | 0 | 0 | 0 | 0 | 0 | 0 | 0 | 0 | 0
| Incremental network resilience (industrial) | $/customer | 74790 | customers |  | 0 | 0 | 0 | 0 | 0 | 0 | 0 | 0 | 0 | 0 | 0 | 0 | 0 | 0 | 0 | 0 | 0 | 0 | 0 | 0 | 0 | 0 | 0 | 0 | 0
| Incremental network resilience (agricultural) | $/customer min | 44400 | mins |  | 0 | 0 | 0 | 0 | 0 | 0 | 0 | 0 | 0 | 0 | 0 | 0 | 0 | 0 | 0 | 0 | 0 | 0 | 0 | 0 | 0 | 0 | 0 | 0 | 0
| Incremental network resilience (others) | $/customer min | 52200 | mins |  | 0 | 0 | 0 | 0 | 0 | 0 | 0 | 0 | 0 | 0 | 0 | 0 | 0 | 0 | 0 | 0 | 0 | 0 | 0 | 0 | 0 | 0 | 0 | 0 | 0
|  |  | 0 |  |  | 0 | 0 | 0 | 0 | 0 | 0 | 0 | 0 | 0 | 0 | 0 | 0 | 0 | 0 | 0 | 0 | 0 | 0 | 0 | 0 | 0 | 0 | 0 | 0 | 0
|  |  | 0 |  |  | 0 | 0 | 0 | 0 | 0 | 0 | 0 | 0 | 0 | 0 | 0 | 0 | 0 | 0 | 0 | 0 | 0 | 0 | 0 | 0 | 0 | 0 | 0 | 0 | 0
| Other benefits 1 |  |  | 2023-12-31 |  | 0 | 0 | 0 | 0 | 0 | 0 | 0 | 0 | 0 | 0 | 0 | 0 | 0 | 0 | 0 | 0 | 0 | 0 | 0 | 0 | 0 | 0 | 0 | 0 | 0
| Other benefits 2 |  |  | 2023-12-31 |  | 0 | 0 | 0 | 0 | 0 | 0 | 0 | 0 | 0 | 0 | 0 | 0 | 0 | 0 | 0 | 0 | 0 | 0 | 0 | 0 | 0 | 0 | 0 | 0 | 0
| Total other benefits |  |  | 2023-12-31 |  | 0 | 0 | 0 | 0 | 0 | 0 | 0 | 0 | 0 | 0 | 0 | 0 | 0 | 0 | 0 | 0 | 0 | 0 | 0 | 0 | 0 | 0 | 0 | 0 | 0
SUMMARY
| Risks mitigated vs base case |  |  | 2023-12-31
Capital expenditure
| < Enter description > |  |  | 2023-12-31 |  | 0 | 0 | 0 | 0 | 0 | 0 | 0 | 0 | 0 | 0 | 0 | 0 | 0 | 0 | 0 | 0 | 0 | 0 | 0 | 0 | 0 | 0 | 0 | 0 | 0
| < Enter description > |  |  | 2023-12-31 |  | 0 | 0 | 0 | 0 | 0 | 0 | 0 | 0 | 0 | 0 | 0 | 0 | 0 | 0 | 0 | 0 | 0 | 0 | 0 | 0 | 0 | 0 | 0 | 0 | 0
| < Enter description > |  |  | 2023-12-31 |  | 0 | 0 | 0 | 0 | 0 | 0 | 0 | 0 | 0 | 0 | 0 | 0 | 0 | 0 | 0 | 0 | 0 | 0 | 0 | 0 | 0 | 0 | 0 | 0 | 0
Cumulative capex
| < Enter description > |  |  | 2023-12-31 |  | 0 | 0 | 0 | 0 | 0 | 0 | 0 | 0 | 0 | 0 | 0 | 0 | 0 | 0 | 0 | 0 | 0 | 0 | 0 | 0 | 0 | 0 | 0 | 0 | 0
| < Enter description > |  |  | 2023-12-31 |  | 0 | 0 | 0 | 0 | 0 | 0 | 0 | 0 | 0 | 0 | 0 | 0 | 0 | 0 | 0 | 0 | 0 | 0 | 0 | 0 | 0 | 0 | 0 | 0 | 0
| < Enter description > |  |  | 2023-12-31 |  | 0 | 0 | 0 | 0 | 0 | 0 | 0 | 0 | 0 | 0 | 0 | 0 | 0 | 0 | 0 | 0 | 0 | 0 | 0 | 0 | 0 | 0 | 0 | 0 | 0
Annualised capex
| Annualised capex - < Enter description > |  |  | 2023-12-31 |  | 0 | 0 | 0 | 0 | 0 | 0 | 0 | 0 | 0 | 0 | 0 | 0 | 0 | 0 | 0 | 0 | 0 | 0 | 0 | 0 | 0 | 0 | 0 | 0 | 0
| Annualised capex - < Enter description > |  |  | 2023-12-31 |  | 0 | 0 | 0 | 0 | 0 | 0 | 0 | 0 | 0 | 0 | 0 | 0 | 0 | 0 | 0 | 0 | 0 | 0 | 0 | 0 | 0 | 0 | 0 | 0 | 0
| Annualised capex - < Enter description > |  |  | 2023-12-31 |  | 0 | 0 | 0 | 0 | 0 | 0 | 0 | 0 | 0 | 0 | 0 | 0 | 0 | 0 | 0 | 0 | 0 | 0 | 0 | 0 | 0 | 0 | 0 | 0 | 0
| Total annualised capex |  |  | 2023-12-31 |  | 0 | 0 | 0 | 0 | 0 | 0 | 0 | 0 | 0 | 0 | 0 | 0 | 0 | 0 | 0 | 0 | 0 | 0 | 0 | 0 | 0 | 0 | 0 | 0 | 0
| Annualised capex |  |  | 2023-12-31 |  | 0 | 0 | 0 | 0 | 0 | 0 | 0 | 0 | 0 | 0 | 0 | 0 | 0 | 0 | 0 | 0 | 0 | 0 | 0 | 0 | 0 | 0 | 0 | 0 | 0
| Operating expenditure |  |  | 2023-12-31 |  | 0 | 0 | 0 | 0 | 0 | 0 | 0 | 0 | 0 | 0 | 0 | 0 | 0 | 0 | 0 | 0 | 0 | 0 | 0 | 0 | 0 | 0 | 0 | 0 | 0
| Risk mitigated |  |  | 2023-12-31 |  | 0 | 0 | 0 | 0 | 0 | 0 | 0 | 0 | 0 | 0 | 0 | 0 | 0 | 0 | 0 | 0 | 0 | 0 | 0 | 0 | 0 | 0 | 0 | 0 | 0
| Other benefits value |  |  | 2023-12-31 |  | 0 | 0 | 0 | 0 | 0 | 0 | 0 | 0 | 0 | 0 | 0 | 0 | 0 | 0 | 0 | 0 | 0 | 0 | 0 | 0 | 0 | 0 | 0 | 0 | 0
| Net benefits |  |  | 2023-12-31 |  | 0 | 0 | 0 | 0 | 0 | 0 | 0 | 0 | 0 | 0 | 0 | 0 | 0 | 0 | 0 | 0 | 0 | 0 | 0 | 0 | 0 | 0 | 0 | 0 | 0
SENSITIVITIES
NPV | Net benefits |  |  | Option 1 (Base Case)NPV |  | 0 | 0 | 0 | 0 | 0 | 0 | 0 | 0 | 0 | 0 | 0 | 0 | 0 | 0 | 0 | 0 | 0 | 0 | 0 | 0 | 0 | 0 | 0 | 0 | 0
| Total annualised capex |  |  |  |  | 0 | 0 | 0 | 0 | 0 | 0 | 0 | 0 | 0 | 0 | 0 | 0 | 0 | 0 | 0 | 0 | 0 | 0 | 0 | 0 | 0 | 0 | 0 | 0 | 0
| Total benefits |  |  |  |  | 0 | 0 | 0 | 0 | 0 | 0 | 0 | 0 | 0 | 0 | 0 | 0 | 0 | 0 | 0 | 0 | 0 | 0 | 0 | 0 | 0 | 0 | 0 | 0 | 0
|  | Capex | Total benefits
sens1 | Capex 10% higher | 10% | 0% | Option 1 (Base Case)sens1 |  | 0 | 0 | 0 | 0 | 0 | 0 | 0 | 0 | 0 | 0 | 0 | 0 | 0 | 0 | 0 | 0 | 0 | 0 | 0 | 0 | 0 | 0 | 0 | 0 | 0
sens2 | Capex 10% lower | -10% | 0% | Option 1 (Base Case)sens2 |  | 0 | 0 | 0 | 0 | 0 | 0 | 0 | 0 | 0 | 0 | 0 | 0 | 0 | 0 | 0 | 0 | 0 | 0 | 0 | 0 | 0 | 0 | 0 | 0 | 0
sens3 | Increasing wind escalation | 0% | 15% | Option 1 (Base Case)sens3 |  | 0 | 0 | 0 | 0 | 0 | 0 | 0 | 0 | 0 | 0 | 0 | 0 | 0 | 0 | 0 | 0 | 0 | 0 | 0 | 0 | 0 | 0 | 0 | 0 | 0
sens4 |  | 0% | 0% | Option 1 (Base Case)sens4 |  | 0 | 0 | 0 | 0 | 0 | 0 | 0 | 0 | 0 | 0 | 0 | 0 | 0 | 0 | 0 | 0 | 0 | 0 | 0 | 0 | 0 | 0 | 0 | 0 | 0
sens5 |  | 0% | 0% | Option 1 (Base Case)sens5 |  | 0 | 0 | 0 | 0 | 0 | 0 | 0 | 0 | 0 | 0 | 0 | 0 | 0 | 0 | 0 | 0 | 0 | 0 | 0 | 0 | 0 | 0 | 0 | 0 | 0
sens | 0 | 0% | 0% | Option 1 (Base Case)sens |  | 0 | 0 | 0 | 0 | 0 | 0 | 0 | 0 | 0 | 0 | 0 | 0 | 0 | 0 | 0 | 0 | 0 | 0 | 0 | 0 | 0 | 0 | 0 | 0 | 0
sens | 0 | 0% | 0% | Option 1 (Base Case)sens |  | 0 | 0 | 0 | 0 | 0 | 0 | 0 | 0 | 0 | 0 | 0 | 0 | 0 | 0 | 0 | 0 | 0 | 0 | 0 | 0 | 0 | 0 | 0 | 0 | 0
sens | 0 | 0% | 0% | Option 1 (Base Case)sens |  | 0 | 0 | 0 | 0 | 0 | 0 | 0 | 0 | 0 | 0 | 0 | 0 | 0 | 0 | 0 | 0 | 0 | 0 | 0 | 0 | 0 | 0 | 0 | 0 | 0

## Option2
Powercor
Donald microgrid
OPTION 2 | Install generator only microgrid
Count |  |  |  |  | 1 | 2 | 3 | 4 | 5 | 6 | 7 | 8 | 9 | 10 | 11 | 12 | 13 | 14 | 15 | 16 | 17 | 18 | 19 | 20 | 21 | 22 | 23 | 24 | 25
Value of CO2 reductions |  |  |  | $/MWh | 24.7305 | 22.3407 | 20.1963 | 18.0629 | 15.9134 | 13.7151 | 13.7151 | 13.7151 | 13.7151 | 13.7151 | 13.7151 | 13.7151 | 13.7151 | 13.7151 | 13.7151 | 13.7151 | 13.7151 | 13.7151 | 13.7151 | 13.7151 | 13.7151 | 13.7151 | 13.7151 | 13.7151 | 13.7151
|  |  |  | Units | 2026-27 | 2027-28 | 2028-29 | 2029-30 | 2030-31 | 2031-32 | 2032-33 | 2033-34 | 2034-35 | 2035-36 | 2036-37 | 2037-38 | 2038-39 | 2039-40 | 2040-41 | 2041-42 | 2042-43 | 2043-44 | 2044-45 | 2045-46 | 2046-47 | 2047-48 | 2048-49 | 2049-50 | 2050-51
INVESTMENT & OPERATING COST
| Capex |  | Asset life (yrs)
| Microgrid (exc BESS) |  | 20 | 2023-12-31 | 0 | 2875475.8875 | 0 | 0 | 0 | 0 | 0 | 0 | 0 | 0 | 0 | 0 | 0 | 0 | 0 | 0 | 0 | 0 | 0 | 0 | 0 | 0 | 0 | 0 | 0
|  |  | 0 | 2023-12-31 | 0 | 0 | 0 | 0 | 0 | 0 | 0 | 0 | 0 | 0 | 0 | 0 | 0 | 0 | 0 | 0 | 0 | 0 | 0 | 0 | 0 | 0 | 0 | 0 | 0
|  |  | 0 | 2023-12-31 | 0 | 0 | 0 | 0 | 0 | 0 | 0 | 0 | 0 | 0 | 0 | 0 | 0 | 0 | 0 | 0 | 0 | 0 | 0 | 0 | 0 | 0 | 0 | 0 | 0
| Capital expenditure |  |  | 2023-12-31 | 0 | 2875475.8875 | 0 | 0 | 0 | 0 | 0 | 0 | 0 | 0 | 0 | 0 | 0 | 0 | 0 | 0 | 0 | 0 | 0 | 0 | 0 | 0 | 0 | 0 | 0
| Operating expenditure |  |  | 2023-12-31 | 0 | 0 | 80000 | 80000 | 80000 | 80000 | 80000 | 80000 | 80000 | 80000 | 80000 | 80000 | 80000 | 80000 | 80000 | 80000 | 80000 | 80000 | 80000 | 80000 | 80000 | 80000 | 80000 | 80000 | 80000
RISK ASSUMPTIONS
| PoF (major) |  |  |  | 0 | 0 | 0 | 0 | 0 | 0 | 0 | 0 | 0 | 0 | 0 | 0 | 0 | 0 | 0 | 0 | 0 | 0 | 0 | 0 | 0 | 0 | 0 | 0 | 0
| PoF (reparable) |  |  |  | 0 | 0 | 0 | 0 | 0 | 0 | 0 | 0 | 0 | 0 | 0 | 0 | 0 | 0 | 0 | 0 | 0 | 0 | 0 | 0 | 0 | 0 | 0 | 0 | 0
| Energy at risk (weighted) |  |  | MWh | 10.6543 | 10.4549 | 0 | 0 | 0 | 0 | 0 | 0 | 0 | 0 | 0 | 0 | 0 | 0 | 0 | 0 | 0 | 0 | 0 | 0 | 0 | 0 | 0 | 0 | 0
| Energy at risk value | $/MWh | 45198.6405 | 2023-12-31 | 481558.1903 | 472547.2494 | 0 | 0 | 0 | 0 | 0 | 0 | 0 | 0 | 0 | 0 | 0 | 0 | 0 | 0 | 0 | 0 | 0 | 0 | 0 | 0 | 0 | 0 | 0
| Safety consequence | (after DF) |  | 2023-12-31 | 0 | 0 | 0 | 0 | 0 | 0 | 0 | 0 | 0 | 0 | 0 | 0 | 0 | 0 | 0 | 0 | 0 | 0 | 0 | 0 | 0 | 0 | 0 | 0 | 0
| Unplanned replacements |  |  | 2023-12-31 | 0 | 0 | 0 | 0 | 0 | 0 | 0 | 0 | 0 | 0 | 0 | 0 | 0 | 0 | 0 | 0 | 0 | 0 | 0 | 0 | 0 | 0 | 0 | 0 | 0
| Environmental consequence | (after DF) |  | 2023-12-31 | 0 | 0 | 0 | 0 | 0 | 0 | 0 | 0 | 0 | 0 | 0 | 0 | 0 | 0 | 0 | 0 | 0 | 0 | 0 | 0 | 0 | 0 | 0 | 0 | 0
| < Other risk - enter description > |  |  | 2023-12-31 | 0 | 0 | 0 | 0 | 0 | 0 | 0 | 0 | 0 | 0 | 0 | 0 | 0 | 0 | 0 | 0 | 0 | 0 | 0 | 0 | 0 | 0 | 0 | 0 | 0
| < Other risk - enter description > |  |  | 2023-12-31 | 0 | 0 | 0 | 0 | 0 | 0 | 0 | 0 | 0 | 0 | 0 | 0 | 0 | 0 | 0 | 0 | 0 | 0 | 0 | 0 | 0 | 0 | 0 | 0 | 0
| Total risk cost |  |  |  | 481558.1903 | 472547.2494 | 0 | 0 | 0 | 0 | 0 | 0 | 0 | 0 | 0 | 0 | 0 | 0 | 0 | 0 | 0 | 0 | 0 | 0 | 0 | 0 | 0 | 0 | 0
OTHER BENEFITS
| Reduction in CO2 emissions |  |  | MWh | 0 | 0 | 0 | 0 | 0 | 0 | 0 | 0 | 0 | 0 | 0 | 0 | 0 | 0 | 0 | 0 | 0 | 0 | 0 | 0 | 0 | 0 | 0 | 0 | 0
| Value of reduction in CO2 emissions |  |  | $ | 0 | 0 | 0 | 0 | 0 | 0 | 0 | 0 | 0 | 0 | 0 | 0 | 0 | 0 | 0 | 0 | 0 | 0 | 0 | 0 | 0 | 0 | 0 | 0 | 0
| Incremental reliability in worst-served areas > 500 mins | $/MWh | 22301.3595 | MWh | 0 | 0 | 2.3269 | 2.3388 | 2.3437 | 2.3247 | 2.3133 | 2.3146 | 2.323 | 2.3034 | 2.3036 | 2.3038 | 2.304 | 2.3042 | 2.3044 | 2.3046 | 2.3048 | 2.305 | 2.3052 | 2.3054 | 2.3056 | 2.3058 | 2.306 | 2.3062 | 2.3064
| Incremental network resilience (domestic) | $/MWh | 31030 | MWh | 0 | 0 | 1.0703 | 1.0737 | 1.0738 | 1.0651 | 1.0598 | 1.0603 | 1.0642 | 1.0551 | 1.0552 | 1.0552 | 1.0552 | 1.0553 | 1.0553 | 1.0554 | 1.0554 | 1.0554 | 1.0555 | 1.0555 | 1.0555 | 1.0556 | 1.0556 | 1.0557 | 1.0557
| Incremental network resilience (commercial) | $/MWh | 52200 | MWh | 0 | 0 | 0.47959 | 0.48111 | 0.48118 | 0.47724 | 0.47488 | 0.47512 | 0.47684 | 0.47279 | 0.47281 | 0.47282 | 0.47284 | 0.47286 | 0.47288 | 0.47289 | 0.47291 | 0.47293 | 0.47295 | 0.47296 | 0.47298 | 0.473 | 0.47301 | 0.47303 | 0.47305
| Incremental network resilience (industrial) | $/customer | 74790 | MWh | 0 | 0 | 0.14434 | 0.14479 | 0.14482 | 0.14363 | 0.14292 | 0.14299 | 0.14351 | 0.14229 | 0.14229 | 0.1423 | 0.1423 | 0.14231 | 0.14232 | 0.14232 | 0.14233 | 0.14233 | 0.14234 | 0.14234 | 0.14235 | 0.14235 | 0.14236 | 0.14236 | 0.14237
| Incremental network resilience (agricultural) | $/customer min | 44400 | MWh | 0 | 0 | 0.065916 | 0.066124 | 0.066134 | 0.065593 | 0.065268 | 0.065301 | 0.065537 | 0.06498 | 0.064983 | 0.064985 | 0.064988 | 0.06499 | 0.064992 | 0.064995 | 0.064997 | 0.065 | 0.065002 | 0.065004 | 0.065007 | 0.065009 | 0.065011 | 0.065014 | 0.065016
| Incremental network resilience (others) | $/customer min | 52200 | MWh | 0 | 0 | 0 | 0 | 0 | 0 | 0 | 0 | 0 | 0 | 0 | 0 | 0 | 0 | 0 | 0 | 0 | 0 | 0 | 0 | 0 | 0 | 0 | 0 | 0
[5 empty] | 0 | 0 | 0 | 0 | 0 | 0 | 0 | 0 | 0 | 0 | 0 | 0 | 0 | 0 | 0 | 0 | 0 | 0 | 0 | 0 | 0 | 0 | 0 | 0 | 0
[5 empty] | 0 | 0 | 0 | 0 | 0 | 0 | 0 | 0 | 0 | 0 | 0 | 0 | 0 | 0 | 0 | 0 | 0 | 0 | 0 | 0 | 0 | 0 | 0 | 0 | 0
| Other benefits 1 |  |  | 2023-12-31 | 0 | 0 | 0 | 0 | 0 | 0 | 0 | 0 | 0 | 0 | 0 | 0 | 0 | 0 | 0 | 0 | 0 | 0 | 0 | 0 | 0 | 0 | 0 | 0 | 0
| Other benefits 2 |  |  | 2023-12-31 | 0 | 0 | 0 | 0 | 0 | 0 | 0 | 0 | 0 | 0 | 0 | 0 | 0 | 0 | 0 | 0 | 0 | 0 | 0 | 0 | 0 | 0 | 0 | 0 | 0
| Total other benefits |  |  | 2023-12-31 | 0 | 0 | 123860.3333 | 124353.4296 | 124475.0272 | 123458.2763 | 122849.6153 | 122914.3688 | 123362.0961 | 122316.098 | 122323.1258 | 122330.1536 | 122337.1814 | 122344.2092 | 122351.237 | 122358.2648 | 122365.2926 | 122372.3204 | 122379.3482 | 122386.376 | 122393.4038 | 122400.4316 | 122407.4594 | 122414.4872 | 122421.515
SUMMARY
| Risks mitigated vs base case |  |  | 2023-12-31 | 0 | 0 | 470759.9648 | 472225.0997 | 472278.9052 | 468408.7451 | 466087.0699 | 466320.3615 | 468006.5534 | 464025.9668 | 464040.3109 | 464054.6549 | 464068.999 | 464083.343 | 464097.6871 | 464112.0311 | 464126.3752 | 464140.7192 | 464155.0633 | 464169.4073 | 464183.7514 | 464198.0954 | 464212.4395 | 464226.7835 | 464241.1276
Capital expenditure
| Microgrid (exc BESS) |  |  | 2023-12-31 | 0 | -2875475.8875 | 0 | 0 | 0 | 0 | 0 | 0 | 0 | 0 | 0 | 0 | 0 | 0 | 0 | 0 | 0 | 0 | 0 | 0 | 0 | 0 | 0 | 0 | 0
| 0 |  |  | 2023-12-31 | 0 | 0 | 0 | 0 | 0 | 0 | 0 | 0 | 0 | 0 | 0 | 0 | 0 | 0 | 0 | 0 | 0 | 0 | 0 | 0 | 0 | 0 | 0 | 0 | 0
| 0 |  |  | 2023-12-31 | 0 | 0 | 0 | 0 | 0 | 0 | 0 | 0 | 0 | 0 | 0 | 0 | 0 | 0 | 0 | 0 | 0 | 0 | 0 | 0 | 0 | 0 | 0 | 0 | 0
Cumulative capex
| Microgrid (exc BESS) |  |  | 2023-12-31 | 0 | -2875475.8875 | -2875475.8875 | -2875475.8875 | -2875475.8875 | -2875475.8875 | -2875475.8875 | -2875475.8875 | -2875475.8875 | -2875475.8875 | -2875475.8875 | -2875475.8875 | -2875475.8875 | -2875475.8875 | -2875475.8875 | -2875475.8875 | -2875475.8875 | -2875475.8875 | -2875475.8875 | -2875475.8875 | -2875475.8875 | 0 | 0 | 0 | 0
| 0 |  |  | 2023-12-31 | 0 | 0 | 0 | 0 | 0 | 0 | 0 | 0 | 0 | 0 | 0 | 0 | 0 | 0 | 0 | 0 | 0 | 0 | 0 | 0 | 0 | 0 | 0 | 0 | 0
| 0 |  |  | 2023-12-31 | 0 | 0 | 0 | 0 | 0 | 0 | 0 | 0 | 0 | 0 | 0 | 0 | 0 | 0 | 0 | 0 | 0 | 0 | 0 | 0 | 0 | 0 | 0 | 0 | 0
Annualised capex
| Annualised capex - Microgrid (exc BESS) |  |  | 2023-12-31 | 0 | 0 | -202321.5797 | -202321.5797 | -202321.5797 | -202321.5797 | -202321.5797 | -202321.5797 | -202321.5797 | -202321.5797 | -202321.5797 | -202321.5797 | -202321.5797 | -202321.5797 | -202321.5797 | -202321.5797 | -202321.5797 | -202321.5797 | -202321.5797 | -202321.5797 | -202321.5797 | -202321.5797 | 0 | 0 | 0
| Annualised capex - |  |  | 2023-12-31 | 0 | 0 | 0 | 0 | 0 | 0 | 0 | 0 | 0 | 0 | 0 | 0 | 0 | 0 | 0 | 0 | 0 | 0 | 0 | 0 | 0 | 0 | 0 | 0 | 0
| Annualised capex - |  |  | 2023-12-31 | 0 | 0 | 0 | 0 | 0 | 0 | 0 | 0 | 0 | 0 | 0 | 0 | 0 | 0 | 0 | 0 | 0 | 0 | 0 | 0 | 0 | 0 | 0 | 0 | 0
| Total annualised capex |  |  | 2023-12-31 | 0 | 0 | -202321.5797 | -202321.5797 | -202321.5797 | -202321.5797 | -202321.5797 | -202321.5797 | -202321.5797 | -202321.5797 | -202321.5797 | -202321.5797 | -202321.5797 | -202321.5797 | -202321.5797 | -202321.5797 | -202321.5797 | -202321.5797 | -202321.5797 | -202321.5797 | -202321.5797 | -202321.5797 | 0 | 0 | 0
| Annualised capex |  |  | 2023-12-31 | 0 | 0 | -202321.5797 | -202321.5797 | -202321.5797 | -202321.5797 | -202321.5797 | -202321.5797 | -202321.5797 | -202321.5797 | -202321.5797 | -202321.5797 | -202321.5797 | -202321.5797 | -202321.5797 | -202321.5797 | -202321.5797 | -202321.5797 | -202321.5797 | -202321.5797 | -202321.5797 | -202321.5797 | 0 | 0 | 0
| Operating expenditure |  |  | 2023-12-31 | 0 | 0 | -80000 | -80000 | -80000 | -80000 | -80000 | -80000 | -80000 | -80000 | -80000 | -80000 | -80000 | -80000 | -80000 | -80000 | -80000 | -80000 | -80000 | -80000 | -80000 | -80000 | -80000 | -80000 | -80000
| Risk mitigated |  |  | 2023-12-31 | 0 | 0 | 470759.9648 | 472225.0997 | 472278.9052 | 468408.7451 | 466087.0699 | 466320.3615 | 468006.5534 | 464025.9668 | 464040.3109 | 464054.6549 | 464068.999 | 464083.343 | 464097.6871 | 464112.0311 | 464126.3752 | 464140.7192 | 464155.0633 | 464169.4073 | 464183.7514 | 464198.0954 | 464212.4395 | 464226.7835 | 464241.1276
| Other benefits value |  |  | 2023-12-31 | 0 | 0 | 123860.3333 | 124353.4296 | 124475.0272 | 123458.2763 | 122849.6153 | 122914.3688 | 123362.0961 | 122316.098 | 122323.1258 | 122330.1536 | 122337.1814 | 122344.2092 | 122351.237 | 122358.2648 | 122365.2926 | 122372.3204 | 122379.3482 | 122386.376 | 122393.4038 | 122400.4316 | 122407.4594 | 122414.4872 | 122421.515
| Net benefits |  |  | 2023-12-31 | 0 | 0 | 312298.7183 | 314256.9496 | 314432.3527 | 309545.4417 | 306615.1055 | 306913.1506 | 309047.0697 | 304020.4851 | 304041.8569 | 304063.2288 | 304084.6006 | 304105.9725 | 304127.3443 | 304148.7162 | 304170.088 | 304191.4599 | 304212.8317 | 304234.2036 | 304255.5754 | 304276.9473 | 506619.8988 | 506641.2707 | 506662.6425
| First capex year |  |  | 2
| First year |  |  | 2
SENSITIVITIES
NPV | Net benefits |  |  | Option 2NPV | 0 | 0 | 312298.7183 | 314256.9496 | 314432.3527 | 309545.4417 | 306615.1055 | 306913.1506 | 309047.0697 | 304020.4851 | 304041.8569 | 304063.2288 | 304084.6006 | 304105.9725 | 304127.3443 | 304148.7162 | 304170.088 | 304191.4599 | 304212.8317 | 304234.2036 | 304255.5754 | 304276.9473 | 506619.8988 | 506641.2707 | 506662.6425
| Total annualised capex |  |  |  | 0 | 0 | -202321.5797 | -202321.5797 | -202321.5797 | -202321.5797 | -202321.5797 | -202321.5797 | -202321.5797 | -202321.5797 | -202321.5797 | -202321.5797 | -202321.5797 | -202321.5797 | -202321.5797 | -202321.5797 | -202321.5797 | -202321.5797 | -202321.5797 | -202321.5797 | -202321.5797 | -202321.5797 | 0 | 0 | 0
| Total benefits |  |  |  | 0 | 0 | 594620.298 | 596578.5293 | 596753.9324 | 591867.0214 | 588936.6852 | 589234.7303 | 591368.6494 | 586342.0648 | 586363.4367 | 586384.8085 | 586406.1804 | 586427.5522 | 586448.924 | 586470.2959 | 586491.6677 | 586513.0396 | 586534.4114 | 586555.7833 | 586577.1551 | 586598.527 | 586619.8988 | 586641.2707 | 586662.6425
|  | Capex | Total benefits
sens1 | Capex 10% higher | 10% | 0% | Option 2sens1 | 0 | 0 | 292066.5604 | 294024.7916 | 294200.1947 | 289313.2837 | 286382.9475 | 286680.9926 | 288814.9117 | 283788.3271 | 283809.699 | 283831.0708 | 283852.4427 | 283873.8145 | 283895.1864 | 283916.5582 | 283937.9301 | 283959.3019 | 283980.6738 | 284002.0456 | 284023.4175 | 284044.7893 | 506619.8988 | 506641.2707 | 506662.6425
sens2 | Capex 10% lower | -10% | 0% | Option 2sens2 | 0 | 0 | 332530.8763 | 334489.1075 | 334664.5107 | 329777.5996 | 326847.2634 | 327145.3085 | 329279.2277 | 324252.6431 | 324274.0149 | 324295.3868 | 324316.7586 | 324338.1305 | 324359.5023 | 324380.8742 | 324402.246 | 324423.6179 | 324444.9897 | 324466.3616 | 324487.7334 | 324509.1052 | 506619.8988 | 506641.2707 | 506662.6425
sens3 | Increasing wind escalation | 0% | 15% | Option 2sens3 | 0 | 0 | 315489.8434 | 317081.9497 | 316882.9218 | 311966.893 | 309015.5646 | 309305.8176 | 311439.3636 | 306383.4844 | 306395.9831 | 306408.4824 | 306420.9823 | 306433.4827 | 306445.9837 | 306458.4854 | 306470.9876 | 306483.4903 | 306495.9937 | 306508.4977 | 306521.0022 | 306533.5073 | 508867.5928 | 508880.0991 | 508892.6059
sens4 |  | 0% | 0% | Option 2sens4 | 0 | 0 | 312298.7183 | 314256.9496 | 314432.3527 | 309545.4417 | 306615.1055 | 306913.1506 | 309047.0697 | 304020.4851 | 304041.8569 | 304063.2288 | 304084.6006 | 304105.9725 | 304127.3443 | 304148.7162 | 304170.088 | 304191.4599 | 304212.8317 | 304234.2036 | 304255.5754 | 304276.9473 | 506619.8988 | 506641.2707 | 506662.6425
sens5 |  | 0% | 0% | Option 2sens5 | 0 | 0 | 312298.7183 | 314256.9496 | 314432.3527 | 309545.4417 | 306615.1055 | 306913.1506 | 309047.0697 | 304020.4851 | 304041.8569 | 304063.2288 | 304084.6006 | 304105.9725 | 304127.3443 | 304148.7162 | 304170.088 | 304191.4599 | 304212.8317 | 304234.2036 | 304255.5754 | 304276.9473 | 506619.8988 | 506641.2707 | 506662.6425
sens | 0 | 0% | 0% | Option 2sens | 0 | 0 | 312298.7183 | 314256.9496 | 314432.3527 | 309545.4417 | 306615.1055 | 306913.1506 | 309047.0697 | 304020.4851 | 304041.8569 | 304063.2288 | 304084.6006 | 304105.9725 | 304127.3443 | 304148.7162 | 304170.088 | 304191.4599 | 304212.8317 | 304234.2036 | 304255.5754 | 304276.9473 | 506619.8988 | 506641.2707 | 506662.6425
sens | 0 | 0% | 0% | Option 2sens | 0 | 0 | 312298.7183 | 314256.9496 | 314432.3527 | 309545.4417 | 306615.1055 | 306913.1506 | 309047.0697 | 304020.4851 | 304041.8569 | 304063.2288 | 304084.6006 | 304105.9725 | 304127.3443 | 304148.7162 | 304170.088 | 304191.4599 | 304212.8317 | 304234.2036 | 304255.5754 | 304276.9473 | 506619.8988 | 506641.2707 | 506662.6425
sens | 0 | 0% | 0% | Option 2sens | 0 | 0 | 312298.7183 | 314256.9496 | 314432.3527 | 309545.4417 | 306615.1055 | 306913.1506 | 309047.0697 | 304020.4851 | 304041.8569 | 304063.2288 | 304084.6006 | 304105.9725 | 304127.3443 | 304148.7162 | 304170.088 | 304191.4599 | 304212.8317 | 304234.2036 | 304255.5754 | 304276.9473 | 506619.8988 | 506641.2707 | 506662.6425

## Option3
Powercor
Donald microgrid
OPTION 3 | Install generator + BESS microgrid
Count |  |  |  |  | 1 | 2 | 3 | 4 | 5 | 6 | 7 | 8 | 9 | 10 | 11 | 12 | 13 | 14 | 15 | 16 | 17 | 18 | 19 | 20 | 21 | 22 | 23 | 24 | 25
Value of CO2 reductions |  |  |  | $/MWh | 24.7305 | 22.3407 | 20.1963 | 18.0629 | 15.9134 | 13.7151 | 13.7151 | 13.7151 | 13.7151 | 13.7151 | 13.7151 | 13.7151 | 13.7151 | 13.7151 | 13.7151 | 13.7151 | 13.7151 | 13.7151 | 13.7151 | 13.7151 | 13.7151 | 13.7151 | 13.7151 | 13.7151 | 13.7151
|  |  |  | Units | 2026-27 | 2027-28 | 2028-29 | 2029-30 | 2030-31 | 2031-32 | 2032-33 | 2033-34 | 2034-35 | 2035-36 | 2036-37 | 2037-38 | 2038-39 | 2039-40 | 2040-41 | 2041-42 | 2042-43 | 2043-44 | 2044-45 | 2045-46 | 2046-47 | 2047-48 | 2048-49 | 2049-50 | 2050-51
INVESTMENT & OPERATING COST
| Capex |  | Asset life (yrs)
| Microgrid (exc BESS) |  | 20 | 2023-12-31 | 0 | 2875475.8875 | 0 | 0 | 0 | 0 | 0 | 0 | 0 | 0 | 0 | 0 | 0 | 0 | 0 | 0 | 0 | 0 | 0 | 0 | 0 | 0 | 0 | 0 | 0
| BESS |  | 20 | 2023-12-31 | 0 | 3516193.0625 | 0 | 0 | 0 | 0 | 0 | 0 | 0 | 0 | 0 | 0 | 0 | 0 | 0 | 0 | 0 | 0 | 0 | 0 | 0 | 0 | 0 | 0 | 0
|  |  | 0 | 2023-12-31 | 0 | 0 | 0 | 0 | 0 | 0 | 0 | 0 | 0 | 0 | 0 | 0 | 0 | 0 | 0 | 0 | 0 | 0 | 0 | 0 | 0 | 0 | 0 | 0 | 0
| Capital expenditure |  |  | 2023-12-31 | 0 | 6391668.95 | 0 | 0 | 0 | 0 | 0 | 0 | 0 | 0 | 0 | 0 | 0 | 0 | 0 | 0 | 0 | 0 | 0 | 0 | 0 | 0 | 0 | 0 | 0
| Operating expenditure |  |  | 2023-12-31 | 0 | 0 | 180000 | 180000 | 180000 | 180000 | 180000 | 180000 | 180000 | 180000 | 180000 | 180000 | 180000 | 180000 | 180000 | 180000 | 180000 | 180000 | 180000 | 180000 | 180000 | 180000 | 180000 | 180000 | 180000
RISK ASSUMPTIONS
| PoF (major) |  |  |  | 0 | 0 | 0 | 0 | 0 | 0 | 0 | 0 | 0 | 0 | 0 | 0 | 0 | 0 | 0 | 0 | 0 | 0 | 0 | 0 | 0 | 0 | 0 | 0 | 0
| PoF (reparable) |  |  |  | 0 | 0 | 0 | 0 | 0 | 0 | 0 | 0 | 0 | 0 | 0 | 0 | 0 | 0 | 0 | 0 | 0 | 0 | 0 | 0 | 0 | 0 | 0 | 0 | 0
| Energy at risk (weighted) |  |  | MWh | 10.6543 | 10.4549 | 0 | 0 | 0 | 0 | 0 | 0 | 0 | 0 | 0 | 0 | 0 | 0 | 0 | 0 | 0 | 0 | 0 | 0 | 0 | 0 | 0 | 0 | 0
| Energy at risk value | $/MWh | 45198.6405 | 2023-12-31 | 481558.1903 | 472547.2494 | 0 | 0 | 0 | 0 | 0 | 0 | 0 | 0 | 0 | 0 | 0 | 0 | 0 | 0 | 0 | 0 | 0 | 0 | 0 | 0 | 0 | 0 | 0
| Safety consequence | (after DF) |  | 2023-12-31 | 0 | 0 | 0 | 0 | 0 | 0 | 0 | 0 | 0 | 0 | 0 | 0 | 0 | 0 | 0 | 0 | 0 | 0 | 0 | 0 | 0 | 0 | 0 | 0 | 0
| Unplanned replacements |  |  | 2023-12-31 | 0 | 0 | 0 | 0 | 0 | 0 | 0 | 0 | 0 | 0 | 0 | 0 | 0 | 0 | 0 | 0 | 0 | 0 | 0 | 0 | 0 | 0 | 0 | 0 | 0
| Environmental consequence | (after DF) |  | 2023-12-31 | 0 | 0 | 0 | 0 | 0 | 0 | 0 | 0 | 0 | 0 | 0 | 0 | 0 | 0 | 0 | 0 | 0 | 0 | 0 | 0 | 0 | 0 | 0 | 0 | 0
| < Other risk - enter description > |  |  | 2023-12-31 | 0 | 0 | 0 | 0 | 0 | 0 | 0 | 0 | 0 | 0 | 0 | 0 | 0 | 0 | 0 | 0 | 0 | 0 | 0 | 0 | 0 | 0 | 0 | 0 | 0
| < Other risk - enter description > |  |  | 2023-12-31 | 0 | 0 | 0 | 0 | 0 | 0 | 0 | 0 | 0 | 0 | 0 | 0 | 0 | 0 | 0 | 0 | 0 | 0 | 0 | 0 | 0 | 0 | 0 | 0 | 0
| Total risk cost |  |  |  | 481558.1903 | 472547.2494 | 0 | 0 | 0 | 0 | 0 | 0 | 0 | 0 | 0 | 0 | 0 | 0 | 0 | 0 | 0 | 0 | 0 | 0 | 0 | 0 | 0 | 0 | 0
OTHER BENEFITS
| Reduction in CO2 emissions |  |  | MWh | 0 | 0 | 0 | 0 | 0 | 0 | 0 | 0 | 0 | 0 | 0 | 0 | 0 | 0 | 0 | 0 | 0 | 0 | 0 | 0 | 0 | 0 | 0 | 0 | 0
| Value of reduction in CO2 emissions |  |  | $ | 0 | 0 | 0 | 0 | 0 | 0 | 0 | 0 | 0 | 0 | 0 | 0 | 0 | 0 | 0 | 0 | 0 | 0 | 0 | 0 | 0 | 0 | 0 | 0 | 0
| Incremental reliability in worst-served areas > 500 mins | $/MWh | 22301.3595 | MWh | 0 | 0 | 2.3269 | 2.3388 | 2.3437 | 2.3247 | 2.3133 | 2.3146 | 2.323 | 2.3034 | 2.3036 | 2.3038 | 2.304 | 2.3042 | 2.3044 | 2.3046 | 2.3048 | 2.305 | 2.3052 | 2.3054 | 2.3056 | 2.3058 | 2.306 | 2.3062 | 2.3064
| Incremental network resilience (domestic) | $/MWh | 31030 | MWh | 0 | 0 | 1.0703 | 1.0737 | 1.0738 | 1.0651 | 1.0598 | 1.0603 | 1.0642 | 1.0551 | 1.0552 | 1.0552 | 1.0552 | 1.0553 | 1.0553 | 1.0554 | 1.0554 | 1.0554 | 1.0555 | 1.0555 | 1.0555 | 1.0556 | 1.0556 | 1.0557 | 1.0557
| Incremental network resilience (commercial) | $/MWh | 52200 | MWh | 0 | 0 | 0.47959 | 0.48111 | 0.48118 | 0.47724 | 0.47488 | 0.47512 | 0.47684 | 0.47279 | 0.47281 | 0.47282 | 0.47284 | 0.47286 | 0.47288 | 0.47289 | 0.47291 | 0.47293 | 0.47295 | 0.47296 | 0.47298 | 0.473 | 0.47301 | 0.47303 | 0.47305
| Incremental network resilience (industrial) | $/customer | 74790 | MWh | 0 | 0 | 0.14434 | 0.14479 | 0.14482 | 0.14363 | 0.14292 | 0.14299 | 0.14351 | 0.14229 | 0.14229 | 0.1423 | 0.1423 | 0.14231 | 0.14232 | 0.14232 | 0.14233 | 0.14233 | 0.14234 | 0.14234 | 0.14235 | 0.14235 | 0.14236 | 0.14236 | 0.14237
| Incremental network resilience (agricultural) | $/customer min | 44400 | MWh | 0 | 0 | 0.065916 | 0.066124 | 0.066134 | 0.065593 | 0.065268 | 0.065301 | 0.065537 | 0.06498 | 0.064983 | 0.064985 | 0.064988 | 0.06499 | 0.064992 | 0.064995 | 0.064997 | 0.065 | 0.065002 | 0.065004 | 0.065007 | 0.065009 | 0.065011 | 0.065014 | 0.065016
| Incremental network resilience (others) | $/customer min | 52200 | MWh | 0 | 0 | 0 | 0 | 0 | 0 | 0 | 0 | 0 | 0 | 0 | 0 | 0 | 0 | 0 | 0 | 0 | 0 | 0 | 0 | 0 | 0 | 0 | 0 | 0
| Bess lease | $/pa | 11000 | $ | 0 | 0 | 1 | 1 | 1 | 1 | 1 | 1 | 1 | 1 | 1 | 1 | 1 | 1 | 1 | 1 | 1 | 1 | 1 | 1 | 1 | 1 | 1 | 1 | 1
[5 empty] | 0 | 0 | 0 | 0 | 0 | 0 | 0 | 0 | 0 | 0 | 0 | 0 | 0 | 0 | 0 | 0 | 0 | 0 | 0 | 0 | 0 | 0 | 0 | 0 | 0
| Other benefits 1 |  |  | 2023-12-31 | 0 | 0 | 0 | 0 | 0 | 0 | 0 | 0 | 0 | 0 | 0 | 0 | 0 | 0 | 0 | 0 | 0 | 0 | 0 | 0 | 0 | 0 | 0 | 0 | 0
| Other benefits 2 |  |  | 2023-12-31 | 0 | 0 | 0 | 0 | 0 | 0 | 0 | 0 | 0 | 0 | 0 | 0 | 0 | 0 | 0 | 0 | 0 | 0 | 0 | 0 | 0 | 0 | 0 | 0 | 0
| Total other benefits |  |  | 2023-12-31 | 0 | 0 | 134860.3333 | 135353.4296 | 135475.0272 | 134458.2763 | 133849.6153 | 133914.3688 | 134362.0961 | 133316.098 | 133323.1258 | 133330.1536 | 133337.1814 | 133344.2092 | 133351.237 | 133358.2648 | 133365.2926 | 133372.3204 | 133379.3482 | 133386.376 | 133393.4038 | 133400.4316 | 133407.4594 | 133414.4872 | 133421.515
SUMMARY
| Risks mitigated vs base case |  |  | 2023-12-31 | 0 | 0 | 470759.9648 | 472225.0997 | 472278.9052 | 468408.7451 | 466087.0699 | 466320.3615 | 468006.5534 | 464025.9668 | 464040.3109 | 464054.6549 | 464068.999 | 464083.343 | 464097.6871 | 464112.0311 | 464126.3752 | 464140.7192 | 464155.0633 | 464169.4073 | 464183.7514 | 464198.0954 | 464212.4395 | 464226.7835 | 464241.1276
Capital expenditure
| Microgrid (exc BESS) |  |  | 2023-12-31 | 0 | -2875475.8875 | 0 | 0 | 0 | 0 | 0 | 0 | 0 | 0 | 0 | 0 | 0 | 0 | 0 | 0 | 0 | 0 | 0 | 0 | 0 | 0 | 0 | 0 | 0
| BESS |  |  | 2023-12-31 | 0 | -3516193.0625 | 0 | 0 | 0 | 0 | 0 | 0 | 0 | 0 | 0 | 0 | 0 | 0 | 0 | 0 | 0 | 0 | 0 | 0 | 0 | 0 | 0 | 0 | 0
| 0 |  |  | 2023-12-31 | 0 | 0 | 0 | 0 | 0 | 0 | 0 | 0 | 0 | 0 | 0 | 0 | 0 | 0 | 0 | 0 | 0 | 0 | 0 | 0 | 0 | 0 | 0 | 0 | 0
Cumulative capex
| Microgrid (exc BESS) |  |  | 2023-12-31 | 0 | -2875475.8875 | -2875475.8875 | -2875475.8875 | -2875475.8875 | -2875475.8875 | -2875475.8875 | -2875475.8875 | -2875475.8875 | -2875475.8875 | -2875475.8875 | -2875475.8875 | -2875475.8875 | -2875475.8875 | -2875475.8875 | -2875475.8875 | -2875475.8875 | -2875475.8875 | -2875475.8875 | -2875475.8875 | -2875475.8875 | 0 | 0 | 0 | 0
| BESS |  |  | 2023-12-31 | 0 | -3516193.0625 | -3516193.0625 | -3516193.0625 | -3516193.0625 | -3516193.0625 | -3516193.0625 | -3516193.0625 | -3516193.0625 | -3516193.0625 | -3516193.0625 | -3516193.0625 | -3516193.0625 | -3516193.0625 | -3516193.0625 | -3516193.0625 | -3516193.0625 | -3516193.0625 | -3516193.0625 | -3516193.0625 | -3516193.0625 | 0 | 0 | 0 | 0
| 0 |  |  | 2023-12-31 | 0 | 0 | 0 | 0 | 0 | 0 | 0 | 0 | 0 | 0 | 0 | 0 | 0 | 0 | 0 | 0 | 0 | 0 | 0 | 0 | 0 | 0 | 0 | 0 | 0
Annualised capex
| Annualised capex - Microgrid (exc BESS) |  |  | 2023-12-31 | 0 | 0 | -202321.5797 | -202321.5797 | -202321.5797 | -202321.5797 | -202321.5797 | -202321.5797 | -202321.5797 | -202321.5797 | -202321.5797 | -202321.5797 | -202321.5797 | -202321.5797 | -202321.5797 | -202321.5797 | -202321.5797 | -202321.5797 | -202321.5797 | -202321.5797 | -202321.5797 | -202321.5797 | 0 | 0 | 0
| Annualised capex - BESS |  |  | 2023-12-31 | 0 | 0 | -247403.1301 | -247403.1301 | -247403.1301 | -247403.1301 | -247403.1301 | -247403.1301 | -247403.1301 | -247403.1301 | -247403.1301 | -247403.1301 | -247403.1301 | -247403.1301 | -247403.1301 | -247403.1301 | -247403.1301 | -247403.1301 | -247403.1301 | -247403.1301 | -247403.1301 | -247403.1301 | 0 | 0 | 0
| Annualised capex - |  |  | 2023-12-31 | 0 | 0 | 0 | 0 | 0 | 0 | 0 | 0 | 0 | 0 | 0 | 0 | 0 | 0 | 0 | 0 | 0 | 0 | 0 | 0 | 0 | 0 | 0 | 0 | 0
| Total annualised capex |  |  | 2023-12-31 | 0 | 0 | -449724.7098 | -449724.7098 | -449724.7098 | -449724.7098 | -449724.7098 | -449724.7098 | -449724.7098 | -449724.7098 | -449724.7098 | -449724.7098 | -449724.7098 | -449724.7098 | -449724.7098 | -449724.7098 | -449724.7098 | -449724.7098 | -449724.7098 | -449724.7098 | -449724.7098 | -449724.7098 | 0 | 0 | 0
| Annualised capex |  |  | 2023-12-31 | 0 | 0 | -449724.7098 | -449724.7098 | -449724.7098 | -449724.7098 | -449724.7098 | -449724.7098 | -449724.7098 | -449724.7098 | -449724.7098 | -449724.7098 | -449724.7098 | -449724.7098 | -449724.7098 | -449724.7098 | -449724.7098 | -449724.7098 | -449724.7098 | -449724.7098 | -449724.7098 | -449724.7098 | 0 | 0 | 0
| Operating expenditure |  |  | 2023-12-31 | 0 | 0 | -180000 | -180000 | -180000 | -180000 | -180000 | -180000 | -180000 | -180000 | -180000 | -180000 | -180000 | -180000 | -180000 | -180000 | -180000 | -180000 | -180000 | -180000 | -180000 | -180000 | -180000 | -180000 | -180000
| Risk mitigated |  |  | 2023-12-31 | 0 | 0 | 470759.9648 | 472225.0997 | 472278.9052 | 468408.7451 | 466087.0699 | 466320.3615 | 468006.5534 | 464025.9668 | 464040.3109 | 464054.6549 | 464068.999 | 464083.343 | 464097.6871 | 464112.0311 | 464126.3752 | 464140.7192 | 464155.0633 | 464169.4073 | 464183.7514 | 464198.0954 | 464212.4395 | 464226.7835 | 464241.1276
| Other benefits value |  |  | 2023-12-31 | 0 | 0 | 134860.3333 | 135353.4296 | 135475.0272 | 134458.2763 | 133849.6153 | 133914.3688 | 134362.0961 | 133316.098 | 133323.1258 | 133330.1536 | 133337.1814 | 133344.2092 | 133351.237 | 133358.2648 | 133365.2926 | 133372.3204 | 133379.3482 | 133386.376 | 133393.4038 | 133400.4316 | 133407.4594 | 133414.4872 | 133421.515
| Net benefits |  |  | 2023-12-31 | 0 | 0 | -24104.4117 | -22146.1805 | -21970.7774 | -26857.6884 | -29788.0246 | -29489.9795 | -27356.0603 | -32382.645 | -32361.2731 | -32339.9013 | -32318.5294 | -32297.1576 | -32275.7857 | -32254.4139 | -32233.042 | -32211.6702 | -32190.2983 | -32168.9265 | -32147.5546 | -32126.1828 | 417619.8988 | 417641.2707 | 417662.6425
| First capex year |  |  | 2
| First year |  |  | 2
SENSITIVITIES
NPV | Net benefits |  |  | Option 3NPV | 0 | 0 | -24104.4117 | -22146.1805 | -21970.7774 | -26857.6884 | -29788.0246 | -29489.9795 | -27356.0603 | -32382.645 | -32361.2731 | -32339.9013 | -32318.5294 | -32297.1576 | -32275.7857 | -32254.4139 | -32233.042 | -32211.6702 | -32190.2983 | -32168.9265 | -32147.5546 | -32126.1828 | 417619.8988 | 417641.2707 | 417662.6425
| Total annualised capex |  |  |  | 0 | 0 | -449724.7098 | -449724.7098 | -449724.7098 | -449724.7098 | -449724.7098 | -449724.7098 | -449724.7098 | -449724.7098 | -449724.7098 | -449724.7098 | -449724.7098 | -449724.7098 | -449724.7098 | -449724.7098 | -449724.7098 | -449724.7098 | -449724.7098 | -449724.7098 | -449724.7098 | -449724.7098 | 0 | 0 | 0
| Total benefits |  |  |  | 0 | 0 | 605620.298 | 607578.5293 | 607753.9324 | 602867.0214 | 599936.6852 | 600234.7303 | 602368.6494 | 597342.0648 | 597363.4367 | 597384.8085 | 597406.1804 | 597427.5522 | 597448.924 | 597470.2959 | 597491.6677 | 597513.0396 | 597534.4114 | 597555.7833 | 597577.1551 | 597598.527 | 597619.8988 | 597641.2707 | 597662.6425
|  | Capex | Total benefits
sens1 | Capex 10% higher | 10% | 0% | Option 3sens1 | 0 | 0 | -69076.8827 | -67118.6515 | -66943.2483 | -71830.1594 | -74760.4956 | -74462.4505 | -72328.5313 | -77355.1159 | -77333.7441 | -77312.3722 | -77291.0004 | -77269.6285 | -77248.2567 | -77226.8848 | -77205.513 | -77184.1411 | -77162.7693 | -77141.3975 | -77120.0256 | -77098.6538 | 417619.8988 | 417641.2707 | 417662.6425
sens2 | Capex 10% lower | -10% | 0% | Option 3sens2 | 0 | 0 | 20868.0593 | 22826.2905 | 23001.6936 | 18114.7826 | 15184.4464 | 15482.4915 | 17616.4106 | 12589.826 | 12611.1979 | 12632.5697 | 12653.9416 | 12675.3134 | 12696.6853 | 12718.0571 | 12739.429 | 12760.8008 | 12782.1727 | 12803.5445 | 12824.9164 | 12846.2882 | 417619.8988 | 417641.2707 | 417662.6425
sens3 | Increasing wind escalation | 0% | 0.75% | Option 3sens3 | 0 | 0 | -20913.2867 | -19321.1804 | -19520.2083 | -24436.237 | -27387.5655 | -27097.3124 | -24963.7665 | -30019.6456 | -30007.1469 | -29994.6476 | -29982.1478 | -29969.6473 | -29957.1463 | -29944.6447 | -29932.1425 | -29919.6397 | -29907.1363 | -29894.6324 | -29882.1278 | -29869.6227 | 419867.5928 | 419880.0991 | 419892.6059
sens4 |  | 0% | 0% | Option 3sens4 | 0 | 0 | -24104.4117 | -22146.1805 | -21970.7774 | -26857.6884 | -29788.0246 | -29489.9795 | -27356.0603 | -32382.645 | -32361.2731 | -32339.9013 | -32318.5294 | -32297.1576 | -32275.7857 | -32254.4139 | -32233.042 | -32211.6702 | -32190.2983 | -32168.9265 | -32147.5546 | -32126.1828 | 417619.8988 | 417641.2707 | 417662.6425
sens5 |  | 0% | 0% | Option 3sens5 | 0 | 0 | -24104.4117 | -22146.1805 | -21970.7774 | -26857.6884 | -29788.0246 | -29489.9795 | -27356.0603 | -32382.645 | -32361.2731 | -32339.9013 | -32318.5294 | -32297.1576 | -32275.7857 | -32254.4139 | -32233.042 | -32211.6702 | -32190.2983 | -32168.9265 | -32147.5546 | -32126.1828 | 417619.8988 | 417641.2707 | 417662.6425
sens | 0 | 0% | 0% | Option 3sens | 0 | 0 | -24104.4117 | -22146.1805 | -21970.7774 | -26857.6884 | -29788.0246 | -29489.9795 | -27356.0603 | -32382.645 | -32361.2731 | -32339.9013 | -32318.5294 | -32297.1576 | -32275.7857 | -32254.4139 | -32233.042 | -32211.6702 | -32190.2983 | -32168.9265 | -32147.5546 | -32126.1828 | 417619.8988 | 417641.2707 | 417662.6425
sens | 0 | 0% | 0% | Option 3sens | 0 | 0 | -24104.4117 | -22146.1805 | -21970.7774 | -26857.6884 | -29788.0246 | -29489.9795 | -27356.0603 | -32382.645 | -32361.2731 | -32339.9013 | -32318.5294 | -32297.1576 | -32275.7857 | -32254.4139 | -32233.042 | -32211.6702 | -32190.2983 | -32168.9265 | -32147.5546 | -32126.1828 | 417619.8988 | 417641.2707 | 417662.6425
sens | 0 | 0% | 0% | Option 3sens | 0 | 0 | -24104.4117 | -22146.1805 | -21970.7774 | -26857.6884 | -29788.0246 | -29489.9795 | -27356.0603 | -32382.645 | -32361.2731 | -32339.9013 | -32318.5294 | -32297.1576 | -32275.7857 | -32254.4139 | -32233.042 | -32211.6702 | -32190.2983 | -32168.9265 | -32147.5546 | -32126.1828 | 417619.8988 | 417641.2707 | 417662.6425

## Option4
Powercor
Donald microgrid
OPTION 4 | 0
Not used
Count |  |  |  |  | 1 | 2 | 3 | 4 | 5 | 6 | 7 | 8 | 9 | 10 | 11 | 12 | 13 | 14 | 15 | 16 | 17 | 18 | 19 | 20 | 21 | 22 | 23 | 24 | 25
Value of CO2 reductions |  |  |  | $/MWh | 24.7305 | 22.3407 | 20.1963 | 18.0629 | 15.9134 | 13.7151 | 13.7151 | 13.7151 | 13.7151 | 13.7151 | 13.7151 | 13.7151 | 13.7151 | 13.7151 | 13.7151 | 13.7151 | 13.7151 | 13.7151 | 13.7151 | 13.7151 | 13.7151 | 13.7151 | 13.7151 | 13.7151 | 13.7151
|  |  |  | Units | 2026-27 | 2027-28 | 2028-29 | 2029-30 | 2030-31 | 2031-32 | 2032-33 | 2033-34 | 2034-35 | 2035-36 | 2036-37 | 2037-38 | 2038-39 | 2039-40 | 2040-41 | 2041-42 | 2042-43 | 2043-44 | 2044-45 | 2045-46 | 2046-47 | 2047-48 | 2048-49 | 2049-50 | 2050-51
INVESTMENT & OPERATING COST
| Capex |  | Asset life (yrs)
| < Enter description > |  | 0 | 2023-12-31 | 0 | 0 | 0 | 0 | 0 | 0 | 0 | 0 | 0 | 0 | 0 | 0 | 0 | 0 | 0 | 0 | 0 | 0 | 0 | 0 | 0 | 0 | 0 | 0 | 0
| < Enter description > |  | 0 | 2023-12-31 | 0 | 0 | 0 | 0 | 0 | 0 | 0 | 0 | 0 | 0 | 0 | 0 | 0 | 0 | 0 | 0 | 0 | 0 | 0 | 0 | 0 | 0 | 0 | 0 | 0
| < Enter description > |  | 0 | 2023-12-31 | 0 | 0 | 0 | 0 | 0 | 0 | 0 | 0 | 0 | 0 | 0 | 0 | 0 | 0 | 0 | 0 | 0 | 0 | 0 | 0 | 0 | 0 | 0 | 0 | 0
| Capital expenditure |  |  | 2023-12-31 | 0 | 0 | 0 | 0 | 0 | 0 | 0 | 0 | 0 | 0 | 0 | 0 | 0 | 0 | 0 | 0 | 0 | 0 | 0 | 0 | 0 | 0 | 0 | 0 | 0
| Operating expenditure |  |  | 2023-12-31 | 0 | 0 | 0 | 0 | 0 | 0 | 0 | 0 | 0 | 0 | 0 | 0 | 0 | 0 | 0 | 0 | 0 | 0 | 0 | 0 | 0 | 0 | 0 | 0 | 0
RISK ASSUMPTIONS
| PoF (major) |  |  |  | 0 | 0 | 0 | 0 | 0 | 0 | 0 | 0 | 0 | 0 | 0 | 0 | 0 | 0 | 0 | 0 | 0 | 0 | 0 | 0 | 0 | 0 | 0 | 0 | 0
| PoF (reparable) |  |  |  | 0 | 0 | 0 | 0 | 0 | 0 | 0 | 0 | 0 | 0 | 0 | 0 | 0 | 0 | 0 | 0 | 0 | 0 | 0 | 0 | 0 | 0 | 0 | 0 | 0
| Energy at risk (weighted) |  |  | MWh | 0 | 0 | 0 | 0 | 0 | 0 | 0 | 0 | 0 | 0 | 0 | 0 | 0 | 0 | 0 | 0 | 0 | 0 | 0 | 0 | 0 | 0 | 0 | 0 | 0
| Energy at risk value | $/MWh | 45198.6405 | 2023-12-31 | 0 | 0 | 0 | 0 | 0 | 0 | 0 | 0 | 0 | 0 | 0 | 0 | 0 | 0 | 0 | 0 | 0 | 0 | 0 | 0 | 0 | 0 | 0 | 0 | 0
| Safety consequence | (after DF) |  | 2023-12-31 | 0 | 0 | 0 | 0 | 0 | 0 | 0 | 0 | 0 | 0 | 0 | 0 | 0 | 0 | 0 | 0 | 0 | 0 | 0 | 0 | 0 | 0 | 0 | 0 | 0
| Unplanned replacements |  |  | 2023-12-31 | 0 | 0 | 0 | 0 | 0 | 0 | 0 | 0 | 0 | 0 | 0 | 0 | 0 | 0 | 0 | 0 | 0 | 0 | 0 | 0 | 0 | 0 | 0 | 0 | 0
| Environmental consequence | (after DF) |  | 2023-12-31 | 0 | 0 | 0 | 0 | 0 | 0 | 0 | 0 | 0 | 0 | 0 | 0 | 0 | 0 | 0 | 0 | 0 | 0 | 0 | 0 | 0 | 0 | 0 | 0 | 0
| < Other risk - enter description > |  |  | 2023-12-31 | 0 | 0 | 0 | 0 | 0 | 0 | 0 | 0 | 0 | 0 | 0 | 0 | 0 | 0 | 0 | 0 | 0 | 0 | 0 | 0 | 0 | 0 | 0 | 0 | 0
| < Other risk - enter description > |  |  | 2023-12-31 | 0 | 0 | 0 | 0 | 0 | 0 | 0 | 0 | 0 | 0 | 0 | 0 | 0 | 0 | 0 | 0 | 0 | 0 | 0 | 0 | 0 | 0 | 0 | 0 | 0
| Total risk cost |  |  |  | 0 | 0 | 0 | 0 | 0 | 0 | 0 | 0 | 0 | 0 | 0 | 0 | 0 | 0 | 0 | 0 | 0 | 0 | 0 | 0 | 0 | 0 | 0 | 0 | 0
OTHER BENEFITS
| Reduction in CO2 emissions |  |  | MWh | 0 | 0 | 0 | 0 | 0 | 0 | 0 | 0 | 0 | 0 | 0 | 0 | 0 | 0 | 0 | 0 | 0 | 0 | 0 | 0 | 0 | 0 | 0 | 0 | 0
| Value of reduction in CO2 emissions |  |  | $ | 0 | 0 | 0 | 0 | 0 | 0 | 0 | 0 | 0 | 0 | 0 | 0 | 0 | 0 | 0 | 0 | 0 | 0 | 0 | 0 | 0 | 0 | 0 | 0 | 0
| Incremental reliability in worst-served areas > 500 mins | $/MWh | 22301.3595 | MWh | 0 | 0 | 0 | 0 | 0 | 0 | 0 | 0 | 0 | 0 | 0 | 0 | 0 | 0 | 0 | 0 | 0 | 0 | 0 | 0 | 0 | 0 | 0 | 0 | 0
| Incremental network resilience (domestic) | $/MWh | 31030 | MWh | 0 | 0 | 0 | 0 | 0 | 0 | 0 | 0 | 0 | 0 | 0 | 0 | 0 | 0 | 0 | 0 | 0 | 0 | 0 | 0 | 0 | 0 | 0 | 0 | 0
| Incremental network resilience (commercial) | $/MWh | 52200 | MWh | 0 | 0 | 0 | 0 | 0 | 0 | 0 | 0 | 0 | 0 | 0 | 0 | 0 | 0 | 0 | 0 | 0 | 0 | 0 | 0 | 0 | 0 | 0 | 0 | 0
| Incremental network resilience (industrial) | $/customer | 74790 | MWh | 0 | 0 | 0 | 0 | 0 | 0 | 0 | 0 | 0 | 0 | 0 | 0 | 0 | 0 | 0 | 0 | 0 | 0 | 0 | 0 | 0 | 0 | 0 | 0 | 0
| Incremental network resilience (agricultural) | $/customer min | 44400 | MWh | 0 | 0 | 0 | 0 | 0 | 0 | 0 | 0 | 0 | 0 | 0 | 0 | 0 | 0 | 0 | 0 | 0 | 0 | 0 | 0 | 0 | 0 | 0 | 0 | 0
| Incremental network resilience (others) | $/customer min | 52200 | MWh | 0 | 0 | 0 | 0 | 0 | 0 | 0 | 0 | 0 | 0 | 0 | 0 | 0 | 0 | 0 | 0 | 0 | 0 | 0 | 0 | 0 | 0 | 0 | 0 | 0
|  |  | 0 |  | 0 | 0 | 0 | 0 | 0 | 0 | 0 | 0 | 0 | 0 | 0 | 0 | 0 | 0 | 0 | 0 | 0 | 0 | 0 | 0 | 0 | 0 | 0 | 0 | 0
|  |  | 0 |  | 0 | 0 | 0 | 0 | 0 | 0 | 0 | 0 | 0 | 0 | 0 | 0 | 0 | 0 | 0 | 0 | 0 | 0 | 0 | 0 | 0 | 0 | 0 | 0 | 0
| Other benefits 1 |  |  | 2023-12-31 | 0 | 0 | 0 | 0 | 0 | 0 | 0 | 0 | 0 | 0 | 0 | 0 | 0 | 0 | 0 | 0 | 0 | 0 | 0 | 0 | 0 | 0 | 0 | 0 | 0
| Other benefits 2 |  |  | 2023-12-31 | 0 | 0 | 0 | 0 | 0 | 0 | 0 | 0 | 0 | 0 | 0 | 0 | 0 | 0 | 0 | 0 | 0 | 0 | 0 | 0 | 0 | 0 | 0 | 0 | 0
| Total other benefits |  |  | 2023-12-31 | 0 | 0 | 0 | 0 | 0 | 0 | 0 | 0 | 0 | 0 | 0 | 0 | 0 | 0 | 0 | 0 | 0 | 0 | 0 | 0 | 0 | 0 | 0 | 0 | 0
SUMMARY
| Risks mitigated vs base case |  |  | 2023-12-31 | 0 | 0 | 0 | 0 | 0 | 0 | 0 | 0 | 0 | 0 | 0 | 0 | 0 | 0 | 0 | 0 | 0 | 0 | 0 | 0 | 0 | 0 | 0 | 0 | 0
Capital expenditure
| < Enter description > |  |  | 2023-12-31 | 0 | 0 | 0 | 0 | 0 | 0 | 0 | 0 | 0 | 0 | 0 | 0 | 0 | 0 | 0 | 0 | 0 | 0 | 0 | 0 | 0 | 0 | 0 | 0 | 0
| < Enter description > |  |  | 2023-12-31 | 0 | 0 | 0 | 0 | 0 | 0 | 0 | 0 | 0 | 0 | 0 | 0 | 0 | 0 | 0 | 0 | 0 | 0 | 0 | 0 | 0 | 0 | 0 | 0 | 0
| < Enter description > |  |  | 2023-12-31 | 0 | 0 | 0 | 0 | 0 | 0 | 0 | 0 | 0 | 0 | 0 | 0 | 0 | 0 | 0 | 0 | 0 | 0 | 0 | 0 | 0 | 0 | 0 | 0 | 0
Cumulative capex
| < Enter description > |  |  | 2023-12-31 | 0 | 0 | 0 | 0 | 0 | 0 | 0 | 0 | 0 | 0 | 0 | 0 | 0 | 0 | 0 | 0 | 0 | 0 | 0 | 0 | 0 | 0 | 0 | 0 | 0
| < Enter description > |  |  | 2023-12-31 | 0 | 0 | 0 | 0 | 0 | 0 | 0 | 0 | 0 | 0 | 0 | 0 | 0 | 0 | 0 | 0 | 0 | 0 | 0 | 0 | 0 | 0 | 0 | 0 | 0
| < Enter description > |  |  | 2023-12-31 | 0 | 0 | 0 | 0 | 0 | 0 | 0 | 0 | 0 | 0 | 0 | 0 | 0 | 0 | 0 | 0 | 0 | 0 | 0 | 0 | 0 | 0 | 0 | 0 | 0
Annualised capex
| Annualised capex - < Enter description > |  |  | 2023-12-31 | 0 | 0 | 0 | 0 | 0 | 0 | 0 | 0 | 0 | 0 | 0 | 0 | 0 | 0 | 0 | 0 | 0 | 0 | 0 | 0 | 0 | 0 | 0 | 0 | 0
| Annualised capex - < Enter description > |  |  | 2023-12-31 | 0 | 0 | 0 | 0 | 0 | 0 | 0 | 0 | 0 | 0 | 0 | 0 | 0 | 0 | 0 | 0 | 0 | 0 | 0 | 0 | 0 | 0 | 0 | 0 | 0
| Annualised capex - < Enter description > |  |  | 2023-12-31 | 0 | 0 | 0 | 0 | 0 | 0 | 0 | 0 | 0 | 0 | 0 | 0 | 0 | 0 | 0 | 0 | 0 | 0 | 0 | 0 | 0 | 0 | 0 | 0 | 0
| Total annualised capex |  |  | 2023-12-31 | 0 | 0 | 0 | 0 | 0 | 0 | 0 | 0 | 0 | 0 | 0 | 0 | 0 | 0 | 0 | 0 | 0 | 0 | 0 | 0 | 0 | 0 | 0 | 0 | 0
| Annualised capex |  |  | 2023-12-31 | 0 | 0 | 0 | 0 | 0 | 0 | 0 | 0 | 0 | 0 | 0 | 0 | 0 | 0 | 0 | 0 | 0 | 0 | 0 | 0 | 0 | 0 | 0 | 0 | 0
| Operating expenditure |  |  | 2023-12-31 | 0 | 0 | 0 | 0 | 0 | 0 | 0 | 0 | 0 | 0 | 0 | 0 | 0 | 0 | 0 | 0 | 0 | 0 | 0 | 0 | 0 | 0 | 0 | 0 | 0
| Risk mitigated |  |  | 2023-12-31 | 0 | 0 | 0 | 0 | 0 | 0 | 0 | 0 | 0 | 0 | 0 | 0 | 0 | 0 | 0 | 0 | 0 | 0 | 0 | 0 | 0 | 0 | 0 | 0 | 0
| Other benefits value |  |  | 2023-12-31 | 0 | 0 | 0 | 0 | 0 | 0 | 0 | 0 | 0 | 0 | 0 | 0 | 0 | 0 | 0 | 0 | 0 | 0 | 0 | 0 | 0 | 0 | 0 | 0 | 0
| Net benefits |  |  | 2023-12-31 | 0 | 0 | 0 | 0 | 0 | 0 | 0 | 0 | 0 | 0 | 0 | 0 | 0 | 0 | 0 | 0 | 0 | 0 | 0 | 0 | 0 | 0 | 0 | 0 | 0
| First capex year |  |  | 0
| First year |  |  | Not used
SENSITIVITIES
NPV | Net benefits |  |  | Option 4NPV | 0 | 0 | 0 | 0 | 0 | 0 | 0 | 0 | 0 | 0 | 0 | 0 | 0 | 0 | 0 | 0 | 0 | 0 | 0 | 0 | 0 | 0 | 0 | 0 | 0
| Total annualised capex |  |  |  | 0 | 0 | 0 | 0 | 0 | 0 | 0 | 0 | 0 | 0 | 0 | 0 | 0 | 0 | 0 | 0 | 0 | 0 | 0 | 0 | 0 | 0 | 0 | 0 | 0
| Total benefits |  |  |  | 0 | 0 | 0 | 0 | 0 | 0 | 0 | 0 | 0 | 0 | 0 | 0 | 0 | 0 | 0 | 0 | 0 | 0 | 0 | 0 | 0 | 0 | 0 | 0 | 0
|  | Capex | Total benefits
sens1 | Capex 10% higher | 10% | 0% | Option 4sens1 | 0 | 0 | 0 | 0 | 0 | 0 | 0 | 0 | 0 | 0 | 0 | 0 | 0 | 0 | 0 | 0 | 0 | 0 | 0 | 0 | 0 | 0 | 0 | 0 | 0
sens2 | Capex 10% lower | -10% | 0% | Option 4sens2 | 0 | 0 | 0 | 0 | 0 | 0 | 0 | 0 | 0 | 0 | 0 | 0 | 0 | 0 | 0 | 0 | 0 | 0 | 0 | 0 | 0 | 0 | 0 | 0 | 0
sens3 | Increasing wind escalation | 0% | 15% | Option 4sens3 | 0 | 0 | 0 | 0 | 0 | 0 | 0 | 0 | 0 | 0 | 0 | 0 | 0 | 0 | 0 | 0 | 0 | 0 | 0 | 0 | 0 | 0 | 0 | 0 | 0
sens4 |  | 0% | 0% | Option 4sens4 | 0 | 0 | 0 | 0 | 0 | 0 | 0 | 0 | 0 | 0 | 0 | 0 | 0 | 0 | 0 | 0 | 0 | 0 | 0 | 0 | 0 | 0 | 0 | 0 | 0
sens5 |  | 0% | 0% | Option 4sens5 | 0 | 0 | 0 | 0 | 0 | 0 | 0 | 0 | 0 | 0 | 0 | 0 | 0 | 0 | 0 | 0 | 0 | 0 | 0 | 0 | 0 | 0 | 0 | 0 | 0
sens | 0 | 0% | 0% | Option 4sens | 0 | 0 | 0 | 0 | 0 | 0 | 0 | 0 | 0 | 0 | 0 | 0 | 0 | 0 | 0 | 0 | 0 | 0 | 0 | 0 | 0 | 0 | 0 | 0 | 0
sens | 0 | 0% | 0% | Option 4sens | 0 | 0 | 0 | 0 | 0 | 0 | 0 | 0 | 0 | 0 | 0 | 0 | 0 | 0 | 0 | 0 | 0 | 0 | 0 | 0 | 0 | 0 | 0 | 0 | 0
sens | 0 | 0% | 0% | Option 4sens | 0 | 0 | 0 | 0 | 0 | 0 | 0 | 0 | 0 | 0 | 0 | 0 | 0 | 0 | 0 | 0 | 0 | 0 | 0 | 0 | 0 | 0 | 0 | 0 | 0

## Option5
Powercor
Donald microgrid
OPTION 5 | 0
Not used
Count |  |  |  |  | 1 | 2 | 3 | 4 | 5 | 6 | 7 | 8 | 9 | 10 | 11 | 12 | 13 | 14 | 15 | 16 | 17 | 18 | 19 | 20 | 21 | 22 | 23 | 24 | 25
Value of CO2 reductions |  |  |  | $/MWh | 24.7305 | 22.3407 | 20.1963 | 18.0629 | 15.9134 | 13.7151 | 13.7151 | 13.7151 | 13.7151 | 13.7151 | 13.7151 | 13.7151 | 13.7151 | 13.7151 | 13.7151 | 13.7151 | 13.7151 | 13.7151 | 13.7151 | 13.7151 | 13.7151 | 13.7151 | 13.7151 | 13.7151 | 13.7151
|  |  |  | Units | 2026-27 | 2027-28 | 2028-29 | 2029-30 | 2030-31 | 2031-32 | 2032-33 | 2033-34 | 2034-35 | 2035-36 | 2036-37 | 2037-38 | 2038-39 | 2039-40 | 2040-41 | 2041-42 | 2042-43 | 2043-44 | 2044-45 | 2045-46 | 2046-47 | 2047-48 | 2048-49 | 2049-50 | 2050-51
INVESTMENT & OPERATING COST
| Capex |  | Asset life (yrs)
| < Enter description > |  | 0 | 2023-12-31 | 0 | 0 | 0 | 0 | 0 | 0 | 0 | 0 | 0 | 0 | 0 | 0 | 0 | 0 | 0 | 0 | 0 | 0 | 0 | 0 | 0 | 0 | 0 | 0 | 0
| < Enter description > |  | 0 | 2023-12-31 | 0 | 0 | 0 | 0 | 0 | 0 | 0 | 0 | 0 | 0 | 0 | 0 | 0 | 0 | 0 | 0 | 0 | 0 | 0 | 0 | 0 | 0 | 0 | 0 | 0
| < Enter description > |  | 0 | 2023-12-31 | 0 | 0 | 0 | 0 | 0 | 0 | 0 | 0 | 0 | 0 | 0 | 0 | 0 | 0 | 0 | 0 | 0 | 0 | 0 | 0 | 0 | 0 | 0 | 0 | 0
| Capital expenditure |  |  | 2023-12-31 | 0 | 0 | 0 | 0 | 0 | 0 | 0 | 0 | 0 | 0 | 0 | 0 | 0 | 0 | 0 | 0 | 0 | 0 | 0 | 0 | 0 | 0 | 0 | 0 | 0
| Operating expenditure |  |  | 2023-12-31 | 0 | 0 | 0 | 0 | 0 | 0 | 0 | 0 | 0 | 0 | 0 | 0 | 0 | 0 | 0 | 0 | 0 | 0 | 0 | 0 | 0 | 0 | 0 | 0 | 0
RISK ASSUMPTIONS
| PoF (major) |  |  |  | 0 | 0 | 0 | 0 | 0 | 0 | 0 | 0 | 0 | 0 | 0 | 0 | 0 | 0 | 0 | 0 | 0 | 0 | 0 | 0 | 0 | 0 | 0 | 0 | 0
| PoF (reparable) |  |  |  | 0 | 0 | 0 | 0 | 0 | 0 | 0 | 0 | 0 | 0 | 0 | 0 | 0 | 0 | 0 | 0 | 0 | 0 | 0 | 0 | 0 | 0 | 0 | 0 | 0
| Energy at risk (weighted) |  |  | MWh | 0 | 0 | 0 | 0 | 0 | 0 | 0 | 0 | 0 | 0 | 0 | 0 | 0 | 0 | 0 | 0 | 0 | 0 | 0 | 0 | 0 | 0 | 0 | 0 | 0
| Energy at risk value | $/MWh | 45198.6405 | 2023-12-31 | 0 | 0 | 0 | 0 | 0 | 0 | 0 | 0 | 0 | 0 | 0 | 0 | 0 | 0 | 0 | 0 | 0 | 0 | 0 | 0 | 0 | 0 | 0 | 0 | 0
| Safety consequence | (after DF) |  | 2023-12-31 | 0 | 0 | 0 | 0 | 0 | 0 | 0 | 0 | 0 | 0 | 0 | 0 | 0 | 0 | 0 | 0 | 0 | 0 | 0 | 0 | 0 | 0 | 0 | 0 | 0
| Unplanned replacements |  |  | 2023-12-31 | 0 | 0 | 0 | 0 | 0 | 0 | 0 | 0 | 0 | 0 | 0 | 0 | 0 | 0 | 0 | 0 | 0 | 0 | 0 | 0 | 0 | 0 | 0 | 0 | 0
| Environmental consequence | (after DF) |  | 2023-12-31 | 0 | 0 | 0 | 0 | 0 | 0 | 0 | 0 | 0 | 0 | 0 | 0 | 0 | 0 | 0 | 0 | 0 | 0 | 0 | 0 | 0 | 0 | 0 | 0 | 0
| < Other risk - enter description > |  |  | 2023-12-31 | 0 | 0 | 0 | 0 | 0 | 0 | 0 | 0 | 0 | 0 | 0 | 0 | 0 | 0 | 0 | 0 | 0 | 0 | 0 | 0 | 0 | 0 | 0 | 0 | 0
| < Other risk - enter description > |  |  | 2023-12-31 | 0 | 0 | 0 | 0 | 0 | 0 | 0 | 0 | 0 | 0 | 0 | 0 | 0 | 0 | 0 | 0 | 0 | 0 | 0 | 0 | 0 | 0 | 0 | 0 | 0
| Total risk cost |  |  |  | 0 | 0 | 0 | 0 | 0 | 0 | 0 | 0 | 0 | 0 | 0 | 0 | 0 | 0 | 0 | 0 | 0 | 0 | 0 | 0 | 0 | 0 | 0 | 0 | 0
OTHER BENEFITS
| Reduction in CO2 emissions |  |  | MWh | 0 | 0 | 0 | 0 | 0 | 0 | 0 | 0 | 0 | 0 | 0 | 0 | 0 | 0 | 0 | 0 | 0 | 0 | 0 | 0 | 0 | 0 | 0 | 0 | 0
| Value of reduction in CO2 emissions |  |  | $ | 0 | 0 | 0 | 0 | 0 | 0 | 0 | 0 | 0 | 0 | 0 | 0 | 0 | 0 | 0 | 0 | 0 | 0 | 0 | 0 | 0 | 0 | 0 | 0 | 0
| Incremental reliability in worst-served areas > 500 mins | $/MWh | 22301.3595 | MWh | 0 | 0 | 0 | 0 | 0 | 0 | 0 | 0 | 0 | 0 | 0 | 0 | 0 | 0 | 0 | 0 | 0 | 0 | 0 | 0 | 0 | 0 | 0 | 0 | 0
| Incremental network resilience (domestic) | $/MWh | 31030 | MWh | 0 | 0 | 0 | 0 | 0 | 0 | 0 | 0 | 0 | 0 | 0 | 0 | 0 | 0 | 0 | 0 | 0 | 0 | 0 | 0 | 0 | 0 | 0 | 0 | 0
| Incremental network resilience (commercial) | $/MWh | 52200 | MWh | 0 | 0 | 0 | 0 | 0 | 0 | 0 | 0 | 0 | 0 | 0 | 0 | 0 | 0 | 0 | 0 | 0 | 0 | 0 | 0 | 0 | 0 | 0 | 0 | 0
| Incremental network resilience (industrial) | $/customer | 74790 | MWh | 0 | 0 | 0 | 0 | 0 | 0 | 0 | 0 | 0 | 0 | 0 | 0 | 0 | 0 | 0 | 0 | 0 | 0 | 0 | 0 | 0 | 0 | 0 | 0 | 0
| Incremental network resilience (agricultural) | $/customer min | 44400 | MWh | 0 | 0 | 0 | 0 | 0 | 0 | 0 | 0 | 0 | 0 | 0 | 0 | 0 | 0 | 0 | 0 | 0 | 0 | 0 | 0 | 0 | 0 | 0 | 0 | 0
| Incremental network resilience (others) | $/customer min | 52200 | MWh | 0 | 0 | 0 | 0 | 0 | 0 | 0 | 0 | 0 | 0 | 0 | 0 | 0 | 0 | 0 | 0 | 0 | 0 | 0 | 0 | 0 | 0 | 0 | 0 | 0
[5 empty] | 0 | 0 | 0 | 0 | 0 | 0 | 0 | 0 | 0 | 0 | 0 | 0 | 0 | 0 | 0 | 0 | 0 | 0 | 0 | 0 | 0 | 0 | 0 | 0 | 0
[5 empty] | 0 | 0 | 0 | 0 | 0 | 0 | 0 | 0 | 0 | 0 | 0 | 0 | 0 | 0 | 0 | 0 | 0 | 0 | 0 | 0 | 0 | 0 | 0 | 0 | 0
| Other benefits 1 |  |  | 2023-12-31 | 0 | 0 | 0 | 0 | 0 | 0 | 0 | 0 | 0 | 0 | 0 | 0 | 0 | 0 | 0 | 0 | 0 | 0 | 0 | 0 | 0 | 0 | 0 | 0 | 0
| Other benefits 2 |  |  | 2023-12-31 | 0 | 0 | 0 | 0 | 0 | 0 | 0 | 0 | 0 | 0 | 0 | 0 | 0 | 0 | 0 | 0 | 0 | 0 | 0 | 0 | 0 | 0 | 0 | 0 | 0
| Total other benefits |  |  | 2023-12-31 | 0 | 0 | 0 | 0 | 0 | 0 | 0 | 0 | 0 | 0 | 0 | 0 | 0 | 0 | 0 | 0 | 0 | 0 | 0 | 0 | 0 | 0 | 0 | 0 | 0
SUMMARY
| Risks mitigated vs base case |  |  | 2023-12-31 | 0 | 0 | 0 | 0 | 0 | 0 | 0 | 0 | 0 | 0 | 0 | 0 | 0 | 0 | 0 | 0 | 0 | 0 | 0 | 0 | 0 | 0 | 0 | 0 | 0
Capital expenditure
| < Enter description > |  |  | 2023-12-31 | 0 | 0 | 0 | 0 | 0 | 0 | 0 | 0 | 0 | 0 | 0 | 0 | 0 | 0 | 0 | 0 | 0 | 0 | 0 | 0 | 0 | 0 | 0 | 0 | 0
| < Enter description > |  |  | 2023-12-31 | 0 | 0 | 0 | 0 | 0 | 0 | 0 | 0 | 0 | 0 | 0 | 0 | 0 | 0 | 0 | 0 | 0 | 0 | 0 | 0 | 0 | 0 | 0 | 0 | 0
| < Enter description > |  |  | 2023-12-31 | 0 | 0 | 0 | 0 | 0 | 0 | 0 | 0 | 0 | 0 | 0 | 0 | 0 | 0 | 0 | 0 | 0 | 0 | 0 | 0 | 0 | 0 | 0 | 0 | 0
Cumulative capex
| < Enter description > |  |  | 2023-12-31 | 0 | 0 | 0 | 0 | 0 | 0 | 0 | 0 | 0 | 0 | 0 | 0 | 0 | 0 | 0 | 0 | 0 | 0 | 0 | 0 | 0 | 0 | 0 | 0 | 0
| < Enter description > |  |  | 2023-12-31 | 0 | 0 | 0 | 0 | 0 | 0 | 0 | 0 | 0 | 0 | 0 | 0 | 0 | 0 | 0 | 0 | 0 | 0 | 0 | 0 | 0 | 0 | 0 | 0 | 0
| < Enter description > |  |  | 2023-12-31 | 0 | 0 | 0 | 0 | 0 | 0 | 0 | 0 | 0 | 0 | 0 | 0 | 0 | 0 | 0 | 0 | 0 | 0 | 0 | 0 | 0 | 0 | 0 | 0 | 0
Annualised capex
| Annualised capex - < Enter description > |  |  | 2023-12-31 | 0 | 0 | 0 | 0 | 0 | 0 | 0 | 0 | 0 | 0 | 0 | 0 | 0 | 0 | 0 | 0 | 0 | 0 | 0 | 0 | 0 | 0 | 0 | 0 | 0
| Annualised capex - < Enter description > |  |  | 2023-12-31 | 0 | 0 | 0 | 0 | 0 | 0 | 0 | 0 | 0 | 0 | 0 | 0 | 0 | 0 | 0 | 0 | 0 | 0 | 0 | 0 | 0 | 0 | 0 | 0 | 0
| Annualised capex - < Enter description > |  |  | 2023-12-31 | 0 | 0 | 0 | 0 | 0 | 0 | 0 | 0 | 0 | 0 | 0 | 0 | 0 | 0 | 0 | 0 | 0 | 0 | 0 | 0 | 0 | 0 | 0 | 0 | 0
| Total annualised capex |  |  | 2023-12-31 | 0 | 0 | 0 | 0 | 0 | 0 | 0 | 0 | 0 | 0 | 0 | 0 | 0 | 0 | 0 | 0 | 0 | 0 | 0 | 0 | 0 | 0 | 0 | 0 | 0
| Annualised capex |  |  | 2023-12-31 | 0 | 0 | 0 | 0 | 0 | 0 | 0 | 0 | 0 | 0 | 0 | 0 | 0 | 0 | 0 | 0 | 0 | 0 | 0 | 0 | 0 | 0 | 0 | 0 | 0
| Operating expenditure |  |  | 2023-12-31 | 0 | 0 | 0 | 0 | 0 | 0 | 0 | 0 | 0 | 0 | 0 | 0 | 0 | 0 | 0 | 0 | 0 | 0 | 0 | 0 | 0 | 0 | 0 | 0 | 0
| Risk mitigated |  |  | 2023-12-31 | 0 | 0 | 0 | 0 | 0 | 0 | 0 | 0 | 0 | 0 | 0 | 0 | 0 | 0 | 0 | 0 | 0 | 0 | 0 | 0 | 0 | 0 | 0 | 0 | 0
| Other benefits value |  |  | 2023-12-31 | 0 | 0 | 0 | 0 | 0 | 0 | 0 | 0 | 0 | 0 | 0 | 0 | 0 | 0 | 0 | 0 | 0 | 0 | 0 | 0 | 0 | 0 | 0 | 0 | 0
| Net benefits |  |  | 2023-12-31 | 0 | 0 | 0 | 0 | 0 | 0 | 0 | 0 | 0 | 0 | 0 | 0 | 0 | 0 | 0 | 0 | 0 | 0 | 0 | 0 | 0 | 0 | 0 | 0 | 0
| First capex year |  |  | 0
| First year |  |  | Not used
SENSITIVITIES
NPV | Net benefits |  |  | Option 5NPV | 0 | 0 | 0 | 0 | 0 | 0 | 0 | 0 | 0 | 0 | 0 | 0 | 0 | 0 | 0 | 0 | 0 | 0 | 0 | 0 | 0 | 0 | 0 | 0 | 0
| Total annualised capex |  |  |  | 0 | 0 | 0 | 0 | 0 | 0 | 0 | 0 | 0 | 0 | 0 | 0 | 0 | 0 | 0 | 0 | 0 | 0 | 0 | 0 | 0 | 0 | 0 | 0 | 0
| Total benefits |  |  |  | 0 | 0 | 0 | 0 | 0 | 0 | 0 | 0 | 0 | 0 | 0 | 0 | 0 | 0 | 0 | 0 | 0 | 0 | 0 | 0 | 0 | 0 | 0 | 0 | 0
|  | Capex | Total benefits
sens1 | Capex 10% higher | 10% | 0% | Option 5sens1 | 0 | 0 | 0 | 0 | 0 | 0 | 0 | 0 | 0 | 0 | 0 | 0 | 0 | 0 | 0 | 0 | 0 | 0 | 0 | 0 | 0 | 0 | 0 | 0 | 0
sens2 | Capex 10% lower | -10% | 0% | Option 5sens2 | 0 | 0 | 0 | 0 | 0 | 0 | 0 | 0 | 0 | 0 | 0 | 0 | 0 | 0 | 0 | 0 | 0 | 0 | 0 | 0 | 0 | 0 | 0 | 0 | 0
sens3 | Increasing wind escalation | 0% | 15% | Option 5sens3 | 0 | 0 | 0 | 0 | 0 | 0 | 0 | 0 | 0 | 0 | 0 | 0 | 0 | 0 | 0 | 0 | 0 | 0 | 0 | 0 | 0 | 0 | 0 | 0 | 0
sens4 |  | 0% | 0% | Option 5sens4 | 0 | 0 | 0 | 0 | 0 | 0 | 0 | 0 | 0 | 0 | 0 | 0 | 0 | 0 | 0 | 0 | 0 | 0 | 0 | 0 | 0 | 0 | 0 | 0 | 0
sens5 |  | 0% | 0% | Option 5sens5 | 0 | 0 | 0 | 0 | 0 | 0 | 0 | 0 | 0 | 0 | 0 | 0 | 0 | 0 | 0 | 0 | 0 | 0 | 0 | 0 | 0 | 0 | 0 | 0 | 0
sens | 0 | 0% | 0% | Option 5sens | 0 | 0 | 0 | 0 | 0 | 0 | 0 | 0 | 0 | 0 | 0 | 0 | 0 | 0 | 0 | 0 | 0 | 0 | 0 | 0 | 0 | 0 | 0 | 0 | 0
sens | 0 | 0% | 0% | Option 5sens | 0 | 0 | 0 | 0 | 0 | 0 | 0 | 0 | 0 | 0 | 0 | 0 | 0 | 0 | 0 | 0 | 0 | 0 | 0 | 0 | 0 | 0 | 0 | 0 | 0
sens | 0 | 0% | 0% | Option 5sens | 0 | 0 | 0 | 0 | 0 | 0 | 0 | 0 | 0 | 0 | 0 | 0 | 0 | 0 | 0 | 0 | 0 | 0 | 0 | 0 | 0 | 0 | 0 | 0 | 0

## Consol
Powercor
Donald microgrid
CONSOLIDATED
Discount factor |  |  |  |  | 0 | 0.98295 | 0.94971 | 0.91759 | 0.88656 | 0.85658 | 0.82761 | 0.79963 | 0.77259 | 0.74646 | 0.72122 | 0.69683 | 0.67326 | 0.6505 | 0.6285 | 0.60725 | 0.58671 | 0.56687 | 0.5477 | 0.52918 | 0.51129 | 0.494 | 0.47729 | 0.46115 | 0.44556 | 0.43049
Count |  |  |  |  | 0 | 1 | 2 | 3 | 4 | 5 | 6 | 7 | 8 | 9 | 10 | 11 | 12 | 13 | 14 | 15 | 16 | 17 | 18 | 19 | 20 | 21 | 22 | 23 | 24 | 25
Analysis period |  |  |  |  | TRUE | TRUE | TRUE | TRUE | TRUE | TRUE | TRUE | TRUE | TRUE | TRUE | TRUE | TRUE | TRUE | TRUE | TRUE | TRUE | TRUE | TRUE | TRUE | TRUE | TRUE | TRUE | FALSE | FALSE | FALSE | FALSE
[5 empty] | 2026-06-30 | 2026-27 | 2027-28 | 2028-29 | 2029-30 | 2030-31 | 2031-32 | 2032-33 | 2033-34 | 2034-35 | 2035-36 | 2036-37 | 2037-38 | 2038-39 | 2039-40 | 2040-41 | 2041-42 | 2042-43 | 2043-44 | 2044-45 | 2045-46 | 2046-47 | 2047-48 | 2048-49 | 2049-50 | 2050-51
COSTS |  |  | PV
Option 1 (base case) | Energy at risk value | Option 1 (base case)Energy at risk value | 8722204.4924 | 2026-06-30 |  | 535932.2 | 525903.8099 | 523914.7182 | 525545.2854 | 525605.1663 | 521298.0161 | 518714.1944 | 518973.8276 | 520850.4118 | 516420.3667 | 516436.3304 | 516452.2941 | 516468.2578 | 516484.2214 | 516500.1851 | 516516.1488 | 516532.1125 | 516548.0761 | 516564.0398 | 516580.0035 | 516595.9672 | 516611.9308 | 516627.8945 | 516643.8582 | 516659.8218
Option 1 (base case) | Capital expenditure | Option 1 (base case)Capital expenditure | 0 | 2026-06-30 |  | 0 | 0 | 0 | 0 | 0 | 0 | 0 | 0 | 0 | 0 | 0 | 0 | 0 | 0 | 0 | 0 | 0 | 0 | 0 | 0 | 0 | 0 | 0 | 0 | 0
Option 1 (base case) | Total risk cost | Option 1 (base case)Total risk cost | 7784778.249 | 2026-06-30 |  | 535932.2 | 525903.8099 | 523914.7182 | 525545.2854 | 525605.1663 | 521298.0161 | 518714.1944 | 518973.8276 | 520850.4118 | 516420.3667 | 516436.3304 | 516452.2941 | 516468.2578 | 516484.2214 | 516500.1851 | 516516.1488 | 516532.1125 | 516548.0761 | 516564.0398 | 516580.0035 | 516595.9672 | 516611.9308 | 516627.8945 | 516643.8582 | 516659.8218
Option 1 (base case) |  | Option 1 (base case)
Option 1 (base case) | Annualised capex | Option 1 (base case)Annualised capex | 0 | 2026-06-30 |  | 0 | 0 | 0 | 0 | 0 | 0 | 0 | 0 | 0 | 0 | 0 | 0 | 0 | 0 | 0 | 0 | 0 | 0 | 0 | 0 | 0 | 0 | 0 | 0 | 0
Option 1 (base case) | Operating expenditure | Option 1 (base case)Operating expenditure | 0 | 2026-06-30 |  | 0 | 0 | 0 | 0 | 0 | 0 | 0 | 0 | 0 | 0 | 0 | 0 | 0 | 0 | 0 | 0 | 0 | 0 | 0 | 0 | 0 | 0 | 0 | 0 | 0
Option 1 (base case) | Risk mitigated | Option 1 (base case)Risk mitigated | 0 | 2026-06-30 |  | 0 | 0 | 0 | 0 | 0 | 0 | 0 | 0 | 0 | 0 | 0 | 0 | 0 | 0 | 0 | 0 | 0 | 0 | 0 | 0 | 0 | 0 | 0 | 0 | 0
Option 1 (base case) | Other benefits value | Option 1 (base case)Other benefits value | 0 | 2026-06-30 |  | 0 | 0 | 0 | 0 | 0 | 0 | 0 | 0 | 0 | 0 | 0 | 0 | 0 | 0 | 0 | 0 | 0 | 0 | 0 | 0 | 0 | 0 | 0 | 0 | 0
Option 1 (base case) | Net benefits | Option 1 (base case)Net benefits |  | 2026-06-30 |  | 0 | 0 | 0 | 0 | 0 | 0 | 0 | 0 | 0 | 0 | 0 | 0 | 0 | 0 | 0 | 0 | 0 | 0 | 0 | 0 | 0 | 0 | 0 | 0 | 0
Option 1 (base case) | NPV | Option 1 (base case)NPV | 0 | 2026-06-30
Option 1 (base case) | PV of costs | Option 1 (base case)PV of costs | 0 | 2026-06-30
Option 1 (base case) | PV of benefits | Option 1 (base case)PV of benefits | 0 | 2026-06-30
Option 2 | Energy at risk value | Option 2Energy at risk value | 1026246.9541 | 2026-06-30 |  | 535932.2 | 525903.8099 | 0 | 0 | 0 | 0 | 0 | 0 | 0 | 0 | 0 | 0 | 0 | 0 | 0 | 0 | 0 | 0 | 0 | 0 | 0 | 0 | 0 | 0 | 0
Option 2 | Capital expenditure | Option 2Capital expenditure | -3039207.0147 | 2026-06-30 |  | 0 | -3200153.4797 | 0 | 0 | 0 | 0 | 0 | 0 | 0 | 0 | 0 | 0 | 0 | 0 | 0 | 0 | 0 | 0 | 0 | 0 | 0 | 0 | 0 | 0 | 0
Option 2 | Total risk cost | Option 2Total risk cost | 1026246.9541 | 2026-06-30 |  | 535932.2 | 525903.8099 | 0 | 0 | 0 | 0 | 0 | 0 | 0 | 0 | 0 | 0 | 0 | 0 | 0 | 0 | 0 | 0 | 0 | 0 | 0 | 0 | 0 | 0 | 0
Option 2 |  | Option 2
Option 2 | Annualised capex | Option 2Annualised capex | -2931737.3821 | 2026-06-30 |  | 0 | 0 | -225166.2447 | -225166.2447 | -225166.2447 | -225166.2447 | -225166.2447 | -225166.2447 | -225166.2447 | -225166.2447 | -225166.2447 | -225166.2447 | -225166.2447 | -225166.2447 | -225166.2447 | -225166.2447 | -225166.2447 | -225166.2447 | -225166.2447 | -225166.2447 | -225166.2447 | 0 | 0 | 0 | 0
Option 2 | Operating expenditure | Option 2Operating expenditure | -1159238.6285 | 2026-06-30 |  | 0 | 0 | -89033.0117 | -89033.0117 | -89033.0117 | -89033.0117 | -89033.0117 | -89033.0117 | -89033.0117 | -89033.0117 | -89033.0117 | -89033.0117 | -89033.0117 | -89033.0117 | -89033.0117 | -89033.0117 | -89033.0117 | -89033.0117 | -89033.0117 | -89033.0117 | -89033.0117 | 0 | 0 | 0 | 0
Option 2 | Risk mitigated | Option 2Risk mitigated | 6758531.2949 | 2026-06-30 |  | 0 | 0 | 523914.7182 | 525545.2854 | 525605.1663 | 521298.0161 | 518714.1944 | 518973.8276 | 520850.4118 | 516420.3667 | 516436.3304 | 516452.2941 | 516468.2578 | 516484.2214 | 516500.1851 | 516516.1488 | 516532.1125 | 516548.0761 | 516564.0398 | 516580.0035 | 516595.9672 | 0 | 0 | 0 | 0
Option 2 | Other benefits value | Option 2Other benefits value | 1781261.9647 | 2026-06-30 |  | 0 | 0 | 137845.7313 | 138394.5044 | 138529.8319 | 137398.277 | 136720.8904 | 136792.9554 | 137291.2368 | 136127.1323 | 136134.9536 | 136142.775 | 136150.5963 | 136158.4176 | 136166.2389 | 136174.0603 | 136181.8816 | 136189.7029 | 136197.5242 | 136205.3456 | 136213.1669 | 0 | 0 | 0 | 0
Option 2 | Net benefits | Option 2Net benefits |  | 2026-06-30 |  | 0 | 0 | 347561.1931 | 349740.5334 | 349935.7417 | 344497.0367 | 341235.8284 | 341567.5266 | 343942.3922 | 338348.2426 | 338372.0276 | 338395.8126 | 338419.5976 | 338443.3826 | 338467.1676 | 338490.9526 | 338514.7376 | 338538.5226 | 338562.3076 | 338586.0926 | 338609.8776 | 0 | 0 | 0 | 0
Option 2 | NPV | Option 2NPV | 4448817.249 | 2026-06-30
Option 2 | PV of costs | Option 2PV of costs | -4090976.0106 | 2026-06-30
Option 2 | PV of benefits | Option 2PV of benefits | 8539793.2596 | 2026-06-30
Option 3 | Energy at risk value | Option 3Energy at risk value | 1026246.9541 | 2026-06-30 |  | 535932.2 | 525903.8099 | 0 | 0 | 0 | 0 | 0 | 0 | 0 | 0 | 0 | 0 | 0 | 0 | 0 | 0 | 0 | 0 | 0 | 0 | 0 | 0 | 0 | 0 | 0
Option 3 | Capital expenditure | Option 3Capital expenditure | -6755613.9814 | 2026-06-30 |  | 0 | -7113369.2062 | 0 | 0 | 0 | 0 | 0 | 0 | 0 | 0 | 0 | 0 | 0 | 0 | 0 | 0 | 0 | 0 | 0 | 0 | 0 | 0 | 0 | 0 | 0
Option 3 | Total risk cost | Option 3Total risk cost | 1026246.9541 | 2026-06-30 |  | 535932.2 | 525903.8099 | 0 | 0 | 0 | 0 | 0 | 0 | 0 | 0 | 0 | 0 | 0 | 0 | 0 | 0 | 0 | 0 | 0 | 0 | 0 | 0 | 0 | 0 | 0
Option 3
Option 3 | Annualised capex | Option 3Annualised capex | -6516728.1967 | 2026-06-30 |  | 0 | 0 | -500504.3169 | -500504.3169 | -500504.3169 | -500504.3169 | -500504.3169 | -500504.3169 | -500504.3169 | -500504.3169 | -500504.3169 | -500504.3169 | -500504.3169 | -500504.3169 | -500504.3169 | -500504.3169 | -500504.3169 | -500504.3169 | -500504.3169 | -500504.3169 | -500504.3169 | 0 | 0 | 0 | 0
Option 3 | Operating expenditure | Option 3Operating expenditure | -2608286.9141 | 2026-06-30 |  | 0 | 0 | -200324.2764 | -200324.2764 | -200324.2764 | -200324.2764 | -200324.2764 | -200324.2764 | -200324.2764 | -200324.2764 | -200324.2764 | -200324.2764 | -200324.2764 | -200324.2764 | -200324.2764 | -200324.2764 | -200324.2764 | -200324.2764 | -200324.2764 | -200324.2764 | -200324.2764 | 0 | 0 | 0 | 0
Option 3 | Risk mitigated | Option 3Risk mitigated | 6758531.2949 | 2026-06-30 |  | 0 | 0 | 523914.7182 | 525545.2854 | 525605.1663 | 521298.0161 | 518714.1944 | 518973.8276 | 520850.4118 | 516420.3667 | 516436.3304 | 516452.2941 | 516468.2578 | 516484.2214 | 516500.1851 | 516516.1488 | 516532.1125 | 516548.0761 | 516564.0398 | 516580.0035 | 516595.9672 | 0 | 0 | 0 | 0
Option 3 | Other benefits value | Option 3Other benefits value | 1940657.2761 | 2026-06-30 |  | 0 | 0 | 150087.7704 | 150636.5435 | 150771.871 | 149640.3161 | 148962.9295 | 149034.9945 | 149533.2759 | 148369.1714 | 148376.9927 | 148384.8141 | 148392.6354 | 148400.4567 | 148408.278 | 148416.0994 | 148423.9207 | 148431.742 | 148439.5634 | 148447.3847 | 148455.206 | 0 | 0 | 0 | 0
Option 3 | Net benefits | Option 3Net benefits |  | 2026-06-30 |  | 0 | 0 | -26826.1046 | -24646.7643 | -24451.556 | -29890.261 | -33151.4693 | -32819.7711 | -30444.9055 | -36039.0551 | -36015.2701 | -35991.4851 | -35967.7001 | -35943.9151 | -35920.1301 | -35896.3451 | -35872.5601 | -35848.7751 | -35824.9901 | -35801.2051 | -35777.4201 | 0 | 0 | 0 | 0
Option 3 | NPV | Option 3NPV | -425826.5397 | 2026-06-30
Option 3 | PV of costs | Option 3PV of costs | -9125015.1107 | 2026-06-30
Option 3 | PV of benefits | Option 3PV of benefits | 8699188.571 | 2026-06-30
Option 4 | Energy at risk value | Option 4Energy at risk value | 0 | 2026-06-30 |  | 0 | 0 | 0 | 0 | 0 | 0 | 0 | 0 | 0 | 0 | 0 | 0 | 0 | 0 | 0 | 0 | 0 | 0 | 0 | 0 | 0 | 0 | 0 | 0 | 0
Option 4 | Capital expenditure | Option 4Capital expenditure | 0 | 2026-06-30 |  | 0 | 0 | 0 | 0 | 0 | 0 | 0 | 0 | 0 | 0 | 0 | 0 | 0 | 0 | 0 | 0 | 0 | 0 | 0 | 0 | 0 | 0 | 0 | 0 | 0
Option 4 | Total risk cost | Option 4Total risk cost | 0 | 2026-06-30 |  | 0 | 0 | 0 | 0 | 0 | 0 | 0 | 0 | 0 | 0 | 0 | 0 | 0 | 0 | 0 | 0 | 0 | 0 | 0 | 0 | 0 | 0 | 0 | 0 | 0
Option 4 |  | Option 4
Option 4 | Annualised capex | Option 4Annualised capex | 0 | 2026-06-30 |  | 0 | 0 | 0 | 0 | 0 | 0 | 0 | 0 | 0 | 0 | 0 | 0 | 0 | 0 | 0 | 0 | 0 | 0 | 0 | 0 | 0 | 0 | 0 | 0 | 0
Option 4 | Operating expenditure | Option 4Operating expenditure | 0 | 2026-06-30 |  | 0 | 0 | 0 | 0 | 0 | 0 | 0 | 0 | 0 | 0 | 0 | 0 | 0 | 0 | 0 | 0 | 0 | 0 | 0 | 0 | 0 | 0 | 0 | 0 | 0
Option 4 | Risk mitigated | Option 4Risk mitigated | 0 | 2026-06-30 |  | 0 | 0 | 0 | 0 | 0 | 0 | 0 | 0 | 0 | 0 | 0 | 0 | 0 | 0 | 0 | 0 | 0 | 0 | 0 | 0 | 0 | 0 | 0 | 0 | 0
Option 4 | Other benefits value | Option 4Other benefits value | 0 | 2026-06-30 |  | 0 | 0 | 0 | 0 | 0 | 0 | 0 | 0 | 0 | 0 | 0 | 0 | 0 | 0 | 0 | 0 | 0 | 0 | 0 | 0 | 0 | 0 | 0 | 0 | 0
Option 4 | Net benefits | Option 4Net benefits |  | 2026-06-30 |  | 0 | 0 | 0 | 0 | 0 | 0 | 0 | 0 | 0 | 0 | 0 | 0 | 0 | 0 | 0 | 0 | 0 | 0 | 0 | 0 | 0 | 0 | 0 | 0 | 0
Option 4 | NPV | Option 4NPV | 0 | 2026-06-30
Option 4 | PV of costs | Option 4PV of costs | 0 | 2026-06-30
Option 4 | PV of benefits | Option 4PV of benefits | 0 | 2026-06-30
Option 5 | Energy at risk value | Option 5Energy at risk value | 0 | 2026-06-30 |  | 0 | 0 | 0 | 0 | 0 | 0 | 0 | 0 | 0 | 0 | 0 | 0 | 0 | 0 | 0 | 0 | 0 | 0 | 0 | 0 | 0 | 0 | 0 | 0 | 0
Option 5 | Capital expenditure | Option 5Capital expenditure | 0 | 2026-06-30 |  | 0 | 0 | 0 | 0 | 0 | 0 | 0 | 0 | 0 | 0 | 0 | 0 | 0 | 0 | 0 | 0 | 0 | 0 | 0 | 0 | 0 | 0 | 0 | 0 | 0
Option 5 | Total risk cost | Option 5Total risk cost | 0 | 2026-06-30 |  | 0 | 0 | 0 | 0 | 0 | 0 | 0 | 0 | 0 | 0 | 0 | 0 | 0 | 0 | 0 | 0 | 0 | 0 | 0 | 0 | 0 | 0 | 0 | 0 | 0
Option 5 |  | Option 5
Option 5 | Annualised capex | Option 5Annualised capex | 0 | 2026-06-30 |  | 0 | 0 | 0 | 0 | 0 | 0 | 0 | 0 | 0 | 0 | 0 | 0 | 0 | 0 | 0 | 0 | 0 | 0 | 0 | 0 | 0 | 0 | 0 | 0 | 0
Option 5 | Operating expenditure | Option 5Operating expenditure | 0 | 2026-06-30 |  | 0 | 0 | 0 | 0 | 0 | 0 | 0 | 0 | 0 | 0 | 0 | 0 | 0 | 0 | 0 | 0 | 0 | 0 | 0 | 0 | 0 | 0 | 0 | 0 | 0
Option 5 | Risk mitigated | Option 5Risk mitigated | 0 | 2026-06-30 |  | 0 | 0 | 0 | 0 | 0 | 0 | 0 | 0 | 0 | 0 | 0 | 0 | 0 | 0 | 0 | 0 | 0 | 0 | 0 | 0 | 0 | 0 | 0 | 0 | 0
Option 5 | Other benefits value | Option 5Other benefits value | 0 | 2026-06-30 |  | 0 | 0 | 0 | 0 | 0 | 0 | 0 | 0 | 0 | 0 | 0 | 0 | 0 | 0 | 0 | 0 | 0 | 0 | 0 | 0 | 0 | 0 | 0 | 0 | 0
Option 5 | Net benefits | Option 5Net benefits |  | 2026-06-30 |  | 0 | 0 | 0 | 0 | 0 | 0 | 0 | 0 | 0 | 0 | 0 | 0 | 0 | 0 | 0 | 0 | 0 | 0 | 0 | 0 | 0 | 0 | 0 | 0 | 0
Option 5 | NPV | Option 5NPV | 0 | 2026-06-30
Option 5 | PV of costs | Option 5PV of costs | 0 | 2026-06-30
Option 5 | PV of benefits | Option 5PV of benefits | 0 | 2026-06-30
CHART DATA | [5 empty] | FY27 | FY28 | FY29 | FY30 | FY31 | FY32 | FY33 | FY34 | FY35 | FY36 | FY37 | FY38 | FY39 | FY40 | FY41 | FY42 | FY43 | FY44 | FY45 | FY46 | FY47 | FY48 | FY49 | FY50 | FY51
Option 2 | Annualised capex | -1 |  |  | Option 2 annualised capex | 0.22517 | 0.22517 | 0.22517 | 0.22517 | 0.22517 | 0.22517 | 0.22517 | 0.22517 | 0.22517 | 0.22517 | 0.22517 | 0.22517 | 0.22517 | 0.22517 | 0.22517 | 0.22517 | 0.22517 | 0.22517 | 0.22517 | 0.22517 | 0.22517 | 0 | 0 | 0 | 0
Option 1 (base case) | Total risk cost | 1 |  |  | Option 1 (base case) risk cost | 0.53593 | 0.5259 | 0.52391 | 0.52555 | 0.52561 | 0.5213 | 0.51871 | 0.51897 | 0.52085 | 0.51642 | 0.51644 | 0.51645 | 0.51647 | 0.51648 | 0.5165 | 0.51652 | 0.51653 | 0.51655 | 0.51656 | 0.51658 | 0.5166 | 0.51661 | 0.51663 | 0.51664 | 0.51666
[6 empty] | FY27 | FY28 | FY29 | FY30 | FY31 | FY32 | FY33 | FY34 | FY35 | FY36 | FY37 | FY38 | FY39 | FY40 | FY41 | FY42 | FY43 | FY44 | FY45 | FY46 | FY47 | FY48 | FY49 | FY50 | FY51
Energy at risk | Energy at risk (weighted) | 10.6543 |  |  | Energy at risk energy at risk (weighted) | 10.6543 | 10.4549 | 10.4154 | 10.4478 | 10.449 | 10.3633 | 10.312 | 10.3171 | 10.3544 | 10.2664 | 10.2667 | 10.267 | 10.2673 | 10.2676 | 10.268 | 10.2683 | 10.2686 | 10.2689 | 10.2692 | 10.2695 | 10.2699 | 10.2702 | 10.2705 | 10.2708 | 10.2711
Option 1 (base case) | Energy at risk value | 0.48156 |  |  | Option 1 (base case) risk cost | 0.48156 | 0.47255 | 0.47076 | 0.47223 | 0.47228 | 0.46841 | 0.46609 | 0.46632 | 0.46801 | 0.46403 | 0.46404 | 0.46405 | 0.46407 | 0.46408 | 0.4641 | 0.46411 | 0.46413 | 0.46414 | 0.46416 | 0.46417 | 0.46418 | 0.4642 | 0.46421 | 0.46423 | 0.46424

## Sensitivity_calcs
Powercor
Donald microgrid
SENSITIVITY CALCULATIONS
Discount factor | [6 empty] | 0 | 0.98295 | 0.94971 | 0.91759 | 0.88656 | 0.85658 | 0.82761 | 0.79963 | 0.77259 | 0.74646 | 0.72122 | 0.69683 | 0.67326 | 0.6505 | 0.6285 | 0.60725 | 0.58671 | 0.56687 | 0.5477 | 0.52918 | 0.51129 | 0.494 | 0.47729 | 0.46115 | 0.44556 | 0.43049
Count | [6 empty] | 0 | 1 | 2 | 3 | 4 | 5 | 6 | 7 | 8 | 9 | 10 | 11 | 12 | 13 | 14 | 15 | 16 | 17 | 18 | 19 | 20 | 21 | 22 | 23 | 24 | 25
Analysis period | [6 empty] | 1 | 1 | 1 | 1 | 1 | 1 | 1 | 1 | 1 | 1 | 1 | 1 | 1 | 1 | 1 | 1 | 1 | 1 | 1 | 1 | 1 | 1 | 0 | 0 | 0 | 0
[7 empty] | 46203 | 2026-27 | 2027-28 | 2028-29 | 2029-30 | 2030-31 | 2031-32 | 2032-33 | 2033-34 | 2034-35 | 2035-36 | 2036-37 | 2037-38 | 2038-39 | 2039-40 | 2040-41 | 2041-42 | 2042-43 | 2043-44 | 2044-45 | 2045-46 | 2046-47 | 2047-48 | 2048-49 | 2049-50 | 2050-51
PV
[25 empty] | 338562.3076 | 338586.0926 | 338609.8776 | 0 | 0 | 0 | 0
OPTION 1 (base case) | NPV | Net benefits | OPTION 1 (base case)NPV |  | 0 |  | 0 | 0 | 0 | 0 | 0 | 0 | 0 | 0 | 0 | 0 | 0 | 0 | 0 | 0 | 0 | 0 | 0 | 0 | 0 | 0 | 0 | 0 | 0 | 0 | 0 | 0
OPTION 1 (base case) | sens1 | Capex 10% higher | OPTION 1 (base case)sens1 |  | 0 |  | 0 | 0 | 0 | 0 | 0 | 0 | 0 | 0 | 0 | 0 | 0 | 0 | 0 | 0 | 0 | 0 | 0 | 0 | 0 | 0 | 0 | 0 | 0 | 0 | 0 | 0
OPTION 1 (base case) | sens2 | Capex 10% lower | OPTION 1 (base case)sens2 |  | 0 |  | 0 | 0 | 0 | 0 | 0 | 0 | 0 | 0 | 0 | 0 | 0 | 0 | 0 | 0 | 0 | 0 | 0 | 0 | 0 | 0 | 0 | 0 | 0 | 0 | 0 | 0
OPTION 1 (base case) | sens3 | Increasing wind escalation | OPTION 1 (base case)sens3 |  | 0 |  | 0 | 0 | 0 | 0 | 0 | 0 | 0 | 0 | 0 | 0 | 0 | 0 | 0 | 0 | 0 | 0 | 0 | 0 | 0 | 0 | 0 | 0 | 0 | 0 | 0 | 0
OPTION 1 (base case) | sens4 |  | OPTION 1 (base case)sens4 |  | 0 |  | 0 | 0 | 0 | 0 | 0 | 0 | 0 | 0 | 0 | 0 | 0 | 0 | 0 | 0 | 0 | 0 | 0 | 0 | 0 | 0 | 0 | 0 | 0 | 0 | 0 | 0
OPTION 1 (base case) | sens5 |  | OPTION 1 (base case)sens5 |  | 0 |  | 0 | 0 | 0 | 0 | 0 | 0 | 0 | 0 | 0 | 0 | 0 | 0 | 0 | 0 | 0 | 0 | 0 | 0 | 0 | 0 | 0 | 0 | 0 | 0 | 0 | 0
OPTION 1 (base case) | sens | 0 | OPTION 1 (base case)sens |  | 0 |  | 0 | 0 | 0 | 0 | 0 | 0 | 0 | 0 | 0 | 0 | 0 | 0 | 0 | 0 | 0 | 0 | 0 | 0 | 0 | 0 | 0 | 0 | 0 | 0 | 0 | 0
OPTION 1 (base case) | sens | 0 | OPTION 1 (base case)sens |  | 0 |  | 0 | 0 | 0 | 0 | 0 | 0 | 0 | 0 | 0 | 0 | 0 | 0 | 0 | 0 | 0 | 0 | 0 | 0 | 0 | 0 | 0 | 0 | 0 | 0 | 0 | 0
OPTION 1 (base case) | sens | 0 | OPTION 1 (base case)sens |  | 0 |  | 0 | 0 | 0 | 0 | 0 | 0 | 0 | 0 | 0 | 0 | 0 | 0 | 0 | 0 | 0 | 0 | 0 | 0 | 0 | 0 | 0 | 0 | 0 | 0 | 0 | 0
Option 2 | NPV | Net benefits | Option 2NPV |  | 4448817.249 |  | 0 | 0 | 0 | 347561.1931 | 349740.5334 | 349935.7417 | 344497.0367 | 341235.8284 | 341567.5266 | 343942.3922 | 338348.2426 | 338372.0276 | 338395.8126 | 338419.5976 | 338443.3826 | 338467.1676 | 338490.9526 | 338514.7376 | 338538.5226 | 338562.3076 | 338586.0926 | 338609.8776 | 0 | 0 | 0 | 0
Option 2 | sens1 | Capex 10% higher | Option 2sens1 |  | 4155643.5107 |  | 0 | 0 | 0 | 325044.5686 | 327223.9089 | 327419.1173 | 321980.4122 | 318719.204 | 319050.9021 | 321425.7678 | 315831.6182 | 315855.4032 | 315879.1882 | 315902.9732 | 315926.7582 | 315950.5432 | 315974.3282 | 315998.1132 | 316021.8982 | 316045.6832 | 316069.4682 | 316093.2532 | 0 | 0 | 0 | 0
Option 2 | sens2 | Capex 10% lower | Option 2sens2 |  | 4741990.9872 |  | 0 | 0 | 0 | 370077.8176 | 372257.1579 | 372452.3662 | 367013.6612 | 363752.4529 | 364084.1511 | 366459.0167 | 360864.8671 | 360888.6521 | 360912.4371 | 360936.2221 | 360960.0071 | 360983.7921 | 361007.5771 | 361031.3621 | 361055.1471 | 361078.9321 | 361102.7171 | 361126.5021 | 0 | 0 | 0 | 0
Option 2 | sens3 | Increasing wind escalation | Option 2sens3 |  | 4484217.6914 |  | 0 | 0 | 0 | 351112.6365 | 352884.5117 | 352663.0111 | 347191.9005 | 343907.3298 | 344230.356 | 346604.8063 | 340978.0545 | 340991.9644 | 341005.875 | 341019.7863 | 341033.6982 | 341047.6107 | 341061.5239 | 341075.4378 | 341089.3523 | 341103.2675 | 341117.1833 | 341131.0998 | 0 | 0 | 0 | 0
Option 2 | sens4 |  | Option 2sens4 |  | 4448817.249 |  | 0 | 0 | 0 | 347561.1931 | 349740.5334 | 349935.7417 | 344497.0367 | 341235.8284 | 341567.5266 | 343942.3922 | 338348.2426 | 338372.0276 | 338395.8126 | 338419.5976 | 338443.3826 | 338467.1676 | 338490.9526 | 338514.7376 | 338538.5226 | 338562.3076 | 338586.0926 | 338609.8776 | 0 | 0 | 0 | 0
Option 2 | sens5 |  | Option 2sens5 |  | 4448817.249 |  | 0 | 0 | 0 | 347561.1931 | 349740.5334 | 349935.7417 | 344497.0367 | 341235.8284 | 341567.5266 | 343942.3922 | 338348.2426 | 338372.0276 | 338395.8126 | 338419.5976 | 338443.3826 | 338467.1676 | 338490.9526 | 338514.7376 | 338538.5226 | 338562.3076 | 338586.0926 | 338609.8776 | 0 | 0 | 0 | 0
Option 2 | sens | 0 | Option 2sens |  | 4448817.249 |  | 0 | 0 | 0 | 347561.1931 | 349740.5334 | 349935.7417 | 344497.0367 | 341235.8284 | 341567.5266 | 343942.3922 | 338348.2426 | 338372.0276 | 338395.8126 | 338419.5976 | 338443.3826 | 338467.1676 | 338490.9526 | 338514.7376 | 338538.5226 | 338562.3076 | 338586.0926 | 338609.8776 | 0 | 0 | 0 | 0
Option 2 | sens | 0 | Option 2sens |  | 4448817.249 |  | 0 | 0 | 0 | 347561.1931 | 349740.5334 | 349935.7417 | 344497.0367 | 341235.8284 | 341567.5266 | 343942.3922 | 338348.2426 | 338372.0276 | 338395.8126 | 338419.5976 | 338443.3826 | 338467.1676 | 338490.9526 | 338514.7376 | 338538.5226 | 338562.3076 | 338586.0926 | 338609.8776 | 0 | 0 | 0 | 0
Option 2 | sens | 0 | Option 2sens |  | 4448817.249 |  | 0 | 0 | 0 | 347561.1931 | 349740.5334 | 349935.7417 | 344497.0367 | 341235.8284 | 341567.5266 | 343942.3922 | 338348.2426 | 338372.0276 | 338395.8126 | 338419.5976 | 338443.3826 | 338467.1676 | 338490.9526 | 338514.7376 | 338538.5226 | 338562.3076 | 338586.0926 | 338609.8776 | 0 | 0 | 0 | 0
[7 empty] | 0 | 0 | 0 | -26826.1046 | -24646.7643 | -24451.556 | -29890.261 | -33151.4693 | -32819.7711 | -30444.9055 | -36039.0551 | -36015.2701 | -35991.4851 | -35967.7001 | -35943.9151 | -35920.1301 | -35896.3451 | -35872.5601 | -35848.7751 | -35824.9901 | -35801.2051 | -35777.4201 | 0 | 0 | 0 | 0
Option 3 | NPV | Net benefits | Option 3NPV |  | -425826.5397 |  | 0 | 0 | 0 | -26826.1046 | -24646.7643 | -24451.556 | -29890.261 | -33151.4693 | -32819.7711 | -30444.9055 | -36039.0551 | -36015.2701 | -35991.4851 | -35967.7001 | -35943.9151 | -35920.1301 | -35896.3451 | -35872.5601 | -35848.7751 | -35824.9901 | -35801.2051 | -35777.4201 | 0 | 0 | 0 | 0
Option 3 | sens1 | Capex 10% higher | Option 3sens1 |  | -1077499.3594 |  | 0 | 0 | 0 | -76876.5363 | -74697.196 | -74501.9877 | -79940.6927 | -83201.901 | -82870.2028 | -80495.3372 | -86089.4868 | -86065.7018 | -86041.9168 | -86018.1318 | -85994.3468 | -85970.5618 | -85946.7768 | -85922.9918 | -85899.2068 | -85875.4218 | -85851.6368 | -85827.8518 | 0 | 0 | 0 | 0
Option 3 | sens2 | Capex 10% lower | Option 3sens2 |  | 225846.2799 |  | 0 | 0 | 0 | 23224.3271 | 25403.6674 | 25598.8757 | 20160.1706 | 16898.9624 | 17230.6606 | 19605.5262 | 14011.3766 | 14035.1616 | 14058.9466 | 14082.7316 | 14106.5166 | 14130.3016 | 14154.0866 | 14177.8716 | 14201.6566 | 14225.4416 | 14249.2266 | 14273.0116 | 0 | 0 | 0 | 0
Option 3 | sens3 | Increasing wind escalation | Option 3sens3 |  | -390426.0973 |  | 0 | 0 | 0 | -23274.6612 | -21502.786 | -21724.2867 | -27195.3972 | -30479.9679 | -30156.9417 | -27782.4914 | -33409.2432 | -33395.3333 | -33381.4227 | -33367.5114 | -33353.5995 | -33339.687 | -33325.7738 | -33311.8599 | -33297.9454 | -33284.0303 | -33270.1144 | -33256.198 | 0 | 0 | 0 | 0
Option 3 | sens4 |  | Option 3sens4 |  | -425826.5397 |  | 0 | 0 | 0 | -26826.1046 | -24646.7643 | -24451.556 | -29890.261 | -33151.4693 | -32819.7711 | -30444.9055 | -36039.0551 | -36015.2701 | -35991.4851 | -35967.7001 | -35943.9151 | -35920.1301 | -35896.3451 | -35872.5601 | -35848.7751 | -35824.9901 | -35801.2051 | -35777.4201 | 0 | 0 | 0 | 0
Option 3 | sens5 |  | Option 3sens5 |  | -425826.5397 |  | 0 | 0 | 0 | -26826.1046 | -24646.7643 | -24451.556 | -29890.261 | -33151.4693 | -32819.7711 | -30444.9055 | -36039.0551 | -36015.2701 | -35991.4851 | -35967.7001 | -35943.9151 | -35920.1301 | -35896.3451 | -35872.5601 | -35848.7751 | -35824.9901 | -35801.2051 | -35777.4201 | 0 | 0 | 0 | 0
Option 3 | sens | 0 | Option 3sens |  | -425826.5397 |  | 0 | 0 | 0 | -26826.1046 | -24646.7643 | -24451.556 | -29890.261 | -33151.4693 | -32819.7711 | -30444.9055 | -36039.0551 | -36015.2701 | -35991.4851 | -35967.7001 | -35943.9151 | -35920.1301 | -35896.3451 | -35872.5601 | -35848.7751 | -35824.9901 | -35801.2051 | -35777.4201 | 0 | 0 | 0 | 0
Option 3 | sens | 0 | Option 3sens |  | -425826.5397 |  | 0 | 0 | 0 | -26826.1046 | -24646.7643 | -24451.556 | -29890.261 | -33151.4693 | -32819.7711 | -30444.9055 | -36039.0551 | -36015.2701 | -35991.4851 | -35967.7001 | -35943.9151 | -35920.1301 | -35896.3451 | -35872.5601 | -35848.7751 | -35824.9901 | -35801.2051 | -35777.4201 | 0 | 0 | 0 | 0
Option 3 | sens | 0 | Option 3sens |  | -425826.5397 |  | 0 | 0 | 0 | -26826.1046 | -24646.7643 | -24451.556 | -29890.261 | -33151.4693 | -32819.7711 | -30444.9055 | -36039.0551 | -36015.2701 | -35991.4851 | -35967.7001 | -35943.9151 | -35920.1301 | -35896.3451 | -35872.5601 | -35848.7751 | -35824.9901 | -35801.2051 | -35777.4201 | 0 | 0 | 0 | 0
Option 4 | NPV | Net benefits | Option 4NPV |  | 0 |  | 0 | 0 | 0 | 0 | 0 | 0 | 0 | 0 | 0 | 0 | 0 | 0 | 0 | 0 | 0 | 0 | 0 | 0 | 0 | 0 | 0 | 0 | 0 | 0 | 0 | 0
Option 4 | sens1 | Capex 10% higher | Option 4sens1 |  | 0 |  | 0 | 0 | 0 | 0 | 0 | 0 | 0 | 0 | 0 | 0 | 0 | 0 | 0 | 0 | 0 | 0 | 0 | 0 | 0 | 0 | 0 | 0 | 0 | 0 | 0 | 0
Option 4 | sens2 | Capex 10% lower | Option 4sens2 |  | 0 |  | 0 | 0 | 0 | 0 | 0 | 0 | 0 | 0 | 0 | 0 | 0 | 0 | 0 | 0 | 0 | 0 | 0 | 0 | 0 | 0 | 0 | 0 | 0 | 0 | 0 | 0
Option 4 | sens3 | Increasing wind escalation | Option 4sens3 |  | 0 |  | 0 | 0 | 0 | 0 | 0 | 0 | 0 | 0 | 0 | 0 | 0 | 0 | 0 | 0 | 0 | 0 | 0 | 0 | 0 | 0 | 0 | 0 | 0 | 0 | 0 | 0
Option 4 | sens4 |  | Option 4sens4 |  | 0 |  | 0 | 0 | 0 | 0 | 0 | 0 | 0 | 0 | 0 | 0 | 0 | 0 | 0 | 0 | 0 | 0 | 0 | 0 | 0 | 0 | 0 | 0 | 0 | 0 | 0 | 0
Option 4 | sens5 |  | Option 4sens5 |  | 0 |  | 0 | 0 | 0 | 0 | 0 | 0 | 0 | 0 | 0 | 0 | 0 | 0 | 0 | 0 | 0 | 0 | 0 | 0 | 0 | 0 | 0 | 0 | 0 | 0 | 0 | 0
Option 4 | sens | 0 | Option 4sens |  | 0 |  | 0 | 0 | 0 | 0 | 0 | 0 | 0 | 0 | 0 | 0 | 0 | 0 | 0 | 0 | 0 | 0 | 0 | 0 | 0 | 0 | 0 | 0 | 0 | 0 | 0 | 0
Option 4 | sens | 0 | Option 4sens |  | 0 |  | 0 | 0 | 0 | 0 | 0 | 0 | 0 | 0 | 0 | 0 | 0 | 0 | 0 | 0 | 0 | 0 | 0 | 0 | 0 | 0 | 0 | 0 | 0 | 0 | 0 | 0
Option 4 | sens | 0 | Option 4sens |  | 0 |  | 0 | 0 | 0 | 0 | 0 | 0 | 0 | 0 | 0 | 0 | 0 | 0 | 0 | 0 | 0 | 0 | 0 | 0 | 0 | 0 | 0 | 0 | 0 | 0 | 0 | 0
Option 5 | NPV | Net benefits | Option 5NPV |  | 0 |  | 0 | 0 | 0 | 0 | 0 | 0 | 0 | 0 | 0 | 0 | 0 | 0 | 0 | 0 | 0 | 0 | 0 | 0 | 0 | 0 | 0 | 0 | 0 | 0 | 0 | 0
Option 5 | sens1 | Capex 10% higher | Option 5sens1 |  | 0 |  | 0 | 0 | 0 | 0 | 0 | 0 | 0 | 0 | 0 | 0 | 0 | 0 | 0 | 0 | 0 | 0 | 0 | 0 | 0 | 0 | 0 | 0 | 0 | 0 | 0 | 0
Option 5 | sens2 | Capex 10% lower | Option 5sens2 |  | 0 |  | 0 | 0 | 0 | 0 | 0 | 0 | 0 | 0 | 0 | 0 | 0 | 0 | 0 | 0 | 0 | 0 | 0 | 0 | 0 | 0 | 0 | 0 | 0 | 0 | 0 | 0
Option 5 | sens3 | Increasing wind escalation | Option 5sens3 |  | 0 |  | 0 | 0 | 0 | 0 | 0 | 0 | 0 | 0 | 0 | 0 | 0 | 0 | 0 | 0 | 0 | 0 | 0 | 0 | 0 | 0 | 0 | 0 | 0 | 0 | 0 | 0
Option 5 | sens4 |  | Option 5sens4 |  | 0 |  | 0 | 0 | 0 | 0 | 0 | 0 | 0 | 0 | 0 | 0 | 0 | 0 | 0 | 0 | 0 | 0 | 0 | 0 | 0 | 0 | 0 | 0 | 0 | 0 | 0 | 0
Option 5 | sens5 |  | Option 5sens5 |  | 0 |  | 0 | 0 | 0 | 0 | 0 | 0 | 0 | 0 | 0 | 0 | 0 | 0 | 0 | 0 | 0 | 0 | 0 | 0 | 0 | 0 | 0 | 0 | 0 | 0 | 0 | 0
Option 5 | sens | 0 | Option 5sens |  | 0 |  | 0 | 0 | 0 | 0 | 0 | 0 | 0 | 0 | 0 | 0 | 0 | 0 | 0 | 0 | 0 | 0 | 0 | 0 | 0 | 0 | 0 | 0 | 0 | 0 | 0 | 0
Option 5 | sens | 0 | Option 5sens |  | 0 |  | 0 | 0 | 0 | 0 | 0 | 0 | 0 | 0 | 0 | 0 | 0 | 0 | 0 | 0 | 0 | 0 | 0 | 0 | 0 | 0 | 0 | 0 | 0 | 0 | 0 | 0
Option 5 | sens | 0 | Option 5sens |  | 0 |  | 0 | 0 | 0 | 0 | 0 | 0 | 0 | 0 | 0 | 0 | 0 | 0 | 0 | 0 | 0 | 0 | 0 | 0 | 0 | 0 | 0 | 0 | 0 | 0 | 0 | 0
RESULTS
|  | 0 | 0 | 0 | 1 | 1 |  | 2028-29: #NAME?
|  | Option 1 (base case) | Option 2 | Option 3 | Option 4 | Option 5 |  | 2026-27: Max; 2028-29: Preferred
NPV | None | 0 | 4.4488 | -0.42583 |  |  |  | 2026-27: #NAME?; 2028-29: Option 2
sens1 | Capex 10% higher | 0 | 4.1556 | -1.0775 |  |  |  | 2026-27: #NAME?; 2028-29: Option 2
sens2 | Capex 10% lower | 0 | 4.742 | 0.22585 |  |  |  | 2026-27: #NAME?; 2028-29: Option 2
sens3 | Increasing wind escalation | 0 | 4.4842 | -0.39043 |  |  |  | 2026-27: #NAME?; 2028-29: Option 2
sens4 |  | 0 | 4.4488 | -0.42583 |  |  |  | 2026-27: #NAME?; 2028-29: Option 2
sens5 |  | 0 | 4.4488 | -0.42583 |  |  |  | 2026-27: #NAME?; 2028-29: Option 2
sens | 0 | [6 empty] | 2026-27: #NAME?; 2028-29: #NAME?
sens | 0 | [6 empty] | 2026-27: #NAME?; 2028-29: #NAME?
sens | 0 | [6 empty] | 2026-27: #NAME?; 2028-29: #NAME?

## Workings_risks
Powercor
Donald microgrid
WORKINGS - RISKS
| Feeder escalation | Ratio to 2022 |  |  | 1.0115 | 0.99169 | 0.98705 | 0.98924 | 0.98847 | 0.98034 | 0.97545 | 0.97591 | 0.97941 | 0.97105 | 0.97105 | 0.97105 | 0.97105 | 0.97105 | 0.97105 | 0.97105 | 0.97105 | 0.97105 | 0.97105 | 0.97105 | 0.97105 | 0.97105 | 0.97105 | 0.97105 | 0.97105 | 0.97105
| Microgrid average daily demand (MW) |  | 0.68
| Solar generation demand modifier |  | 0%
| Solar corrected microgrid average daily demand (MW) |  | 0.68
| No. customers in microgrid |  | 810
| BESS size (MWh) |  | 2 | Assume 1 charge cycle per day, full charge during solar peak to enable equivalent amount of solar
| Average outage duration due to bushfire |  | 25.1
| 5 year average historical outages (hours/annum, total) |  | 15.36
| General outage escalation (% 2046 vs 2026) |  | 0%
[5 empty] | 2026-27 | 2027-28 | 2028-29 | 2029-30 | 2030-31 | 2031-32 | 2032-33 | 2033-34 | 2034-35 | 2035-36 | 2036-37 | 2037-38 | 2038-39 | 2039-40 | 2040-41 | 2041-42 | 2042-43 | 2043-44 | 2044-45 | 2045-46 | 2046-47 | 2047-48 | 2048-49 | 2049-50 | 2050-51
General outage escalator | bar: 2026-27 to 2050-51
| fire risk |  |  |  | 0.5171% | 0.5203% | 0.5234% | 0.5265% | 0.5296% | 0.5299% | 0.5303% | 0.5306% | 0.531% | 0.5314% | 0.5317% | 0.5321% | 0.5324% | 0.5328% | 0.5332% | 0.5335% | 0.5339% | 0.5342% | 0.5346% | 0.535% | 0.5353% | 0.5357% | 0.536% | 0.5364% | 0.5368%
| wind escalation |  |  |  | 1 | 1.0009 | 1.0017 | 1.0026 | 1.0034 | 1.0034 | 1.0035 | 1.0035 | 1.0035 | 1.0035 | 1.0036 | 1.0036 | 1.0036 | 1.0036 | 1.0037 | 1.0037 | 1.0037 | 1.0037 | 1.0038 | 1.0038 | 1.0038 | 1.0038 | 1.0039 | 1.0039 | 1.0039
| Change for sensitivity |  |  |  |  | -0.00085271 | -0.001704 | -0.0025538 | -0.0034021 | -0.0034274 | -0.0034526 | -0.0034779 | -0.0035031 | -0.0035283 | -0.0035536 | -0.0035788 | -0.003604 | -0.0036292 | -0.0036545 | -0.0036797 | -0.0037049 | -0.0037302 | -0.0037554 | -0.0037806 | -0.0038058 | -0.003831 | -0.0038563 | -0.0038815 | -0.0039067
| Wind escalated worst served outage minutes |  |  |  | 706.8 | 707.4032 | 708.0064 | 708.6096 | 709.2128 | 709.2308 | 709.2488 | 709.2667 | 709.2847 | 709.3027 | 709.3206 | 709.3386 | 709.3565 | 709.3745 | 709.3925 | 709.4104 | 709.4284 | 709.4463 | 709.4643 | 709.4823 | 709.5002 | 709.5182 | 709.5362 | 709.5541 | 709.5721
| Hypothetical wind escalation worst served outage minutes |  |  |  | 706.8 | 706.8 | 706.8 | 706.8 | 706.8 | 706.8 | 706.8 | 706.8 | 706.8 | 706.8 | 706.8 | 706.8 | 706.8 | 706.8 | 706.8 | 706.8 | 706.8 | 706.8 | 706.8 | 706.8 | 706.8 | 706.8 | 706.8 | 706.8 | 706.8

## Reliability data
Cust Int Start Time | Cust Int End Time | Cause | SubCause | Cust Int Duration | Unplanned Cust Int Dur | Average reliability (used for energy at risk)
01/11/2019 14:00 | 01/11/2019 20:26 | Equip Fail | Conductor Failure | 1158 | 1158 | Annual outage mintues | 921.6
30/12/2019 19:21 | 31/12/2019 01:23 | Weather | Storm activity | 362 | 362
27/10/2020 16:51 | 27/10/2020 17:22 | Third Party | Vehicle impact | 31 | 31
12/11/2020 00:00 | 12/11/2020 00:05 | Non-network outage | False Call | 5 | 5 | Worst served
12/02/2021 13:01 | 12/02/2021 13:03 | Equip Fail | Isolation for Repair | 2 | 2 | Annual outage minutes for outages <12h | 706.8
12/02/2021 14:54 | 12/02/2021 15:41 | Equip Fail | Isolation for Repair | 47 | 47 | Annual outage minutes for outages <12h exceeding 500 mins | 206.8
08/03/2021 11:02 | 08/03/2021 11:36 | Equip Fail | Insulation Failure | 34 | 34 | Annual outage hours for outages <12h exceeding 500 mins | 3.4467
08/03/2021 11:37 | 08/03/2021 13:55 | Equip Fail | Insulation Failure | 138 | 138
08/03/2021 14:04 | 08/03/2021 14:05 | Equip Fail | Insulation Failure | 1 | 1
20/07/2021 20:52 | 21/07/2021 01:15 | Equip Fail | Switch/CB/Fuse failure | 263 | 263 | Resilience
26/01/2022 19:20 | 26/01/2022 22:50 | Weather | Lightning | 210 | 210 | Annual outage minutes for outages >=12h | 214.8
27/01/2022 20:35 | 27/01/2022 20:56 | Weather | Storm activity | 21 | 21 | Annual outage minutes 12>t>24 hours | 214.8
28/01/2022 03:33 | 28/01/2022 03:53 | Weather | Storm activity | 20 | 20 | Annual outage minutes >24 hours | 0
28/01/2022 03:57 | 28/01/2022 04:08 | Weather | Storm activity | 11 | 11 | Annual outage minutes >72 hours | 0
29/01/2022 16:54 | 29/01/2022 17:02 | Equip Fail | Transformer failure | 8 | 8
22/06/2023 11:08 | 22/06/2023 14:00 | Ops factor | Employee/Contractor error | 172 | 172 | Residential resilience hours at 2x VCR (12-24h) | 3.58
05/12/2023 18:38 | 06/12/2023 01:51 | Equip Fail | Isolation for Repair | 433 | 433 | Residential resilience hours at 1.5x VCR (>24h) | 0
08/12/2023 20:01 | 08/12/2023 22:35 | Unknown | No Cause Found | 154 | 154
02/01/2024 12:22 | 02/01/2024 12:42 | Weather | Lightning | 20 | 20 | Business resilience hours at 1.5x VCR (12-24h) | 3.58
13/02/2024 14:51 | 14/02/2024 13:27 | Weather | Storm activity | 1356 | 1356 | Business resilience hours at 0.5x VCR (>72 hours) | 0
01/04/2024 15:08 | 01/04/2024 16:44 | Weather | Wind | 96 | 96
01/05/2024 11:27 | 01/05/2024 12:33 | Unknown | No Cause Found | 66 | 66

## Misc_calcs
Powercor
Donald microgrid
ESCALATION & OTHER
| Year end |  |  | 2021-06-30 | 2022-06-30 | 2023-06-30 | 2024-06-30 | 2025-06-30 | 2026-06-30
| Actual/forecast CPI (June to June) |  |  | 0% | 0.8606% | 3.498% | 7.832% | 4.052% | 3%
| HY ending |  |  | 2021-06-30 | 2021-12-31 | 2022-06-30 | 2022-12-31 | 2023-06-30 | 2023-12-31 | 2024-06-30 | 2024-12-31 | 2025-06-30 | 2025-12-31 | 2026-06-30
| FY ending |  |  | 2021-06-30 | 2022-06-30 | 2022-06-30 | 2023-06-30 | 2023-06-30 | 2024-06-30 | 2024-06-30 | 2025-06-30 | 2025-06-30 | 2026-06-30 | 2026-06-30
| Actual/forecast CPI (June to June) |  |  | 0% | 0.8606% | 0.8606% | 3.498% | 3.498% | 7.832% | 7.832% | 4.052% | 4.052% | 3% | 3%
| Actual cumulative HY escalation |  |  | 1 | 1.0043 | 1.0086 | 1.0261 | 1.0439 | 1.084 | 1.1256 | 1.1482 | 1.1713 | 1.1887 | 1.2064
| Convert from input dollars | 2023-12-31 | 1.084
| To output dollars | 2026-06-30 | 1.2064
| Conversion from input dollars to output dollars |  | 1.1129
| Convert from VCR date | 2023-12-31 | 1.084
| To input dollars | 2023-12-31 | 1.084
| VCR escalation |  | 1
| Start_year | 2026-27
FIRST YEAR
| Option | First year | Option included
| Option 2 | 2 | TRUE
| Option 3 | 2 | TRUE
| Option 4 | Not used | FALSE
| Option 5 | Not used | FALSE
| First year | 2
Weighted average VCR
| PAL:Weighted average VCR | #VALUE!
FLAGS
| Option 1 (base case) | FALSE | FALSE
FALSE
FALSE
| Option 2 | FALSE | FALSE
FALSE
FALSE
| Option 3 | FALSE | FALSE
FALSE
FALSE
| Option 4 | FALSE | FALSE
FALSE
FALSE
| Option 5 | FALSE | FALSE
FALSE
FALSE
Message | !! Capex asset life required !!
!

## Data
Powercor
Donald microgrid
DATA
Options
|  | Not used | Text |  | Flags for compliance project
Option1 | Option 1 (base case) | FALSE |  | Option 1 (base case): No change to existing practices | FALSE
Option2 | Option 2 | FALSE |  |  | FALSE
Option3 | Option 3 | FALSE |  |  | FALSE
Option4 | Option 4 | TRUE | Not used |  | TRUE
Option5 | Option 5 | TRUE | Not used |  | TRUE
Compliance project |  |  | Yes | FALSE
No change to existing practices
Not applicable (compliance)
For conditional formatting of preferred option on Summary :
< Enter description >
Categories
Short categ
| Capital expenditure | -1
| Annualised capex | -1
| Operating expenditure | -1
| Risk mitigated | 1
| Other benefits value | 1
| Net benefits | 1
| Total risk cost | 1
Benefits
|  | Short categ | Flag to include | Units | Defined value
1 | Unserved energy | Energy | FALSE | MWh | FALSE
2 | Safety | Safety | FALSE | $ | TRUE
3 | Unplanned replacement | UnRepl | FALSE | $ | TRUE
4 | Bushfire | Fire | FALSE | $ | TRUE
5 | Reduction in CO2 emissions | Carbon | TRUE | MWh | FALSE
6 | Reliability in worst-served areas | Other | TRUE | MWh | FALSE
7 | Network resilience | Other | TRUE | MWh | FALSE
8 | Enabling solar exports | Other | TRUE | MWh | FALSE
9 | Aesthetics | Other | TRUE | Customers impacted | FALSE
10 | Customer value of time - residential | Other | TRUE | Customer minutes | FALSE
11 | Customer value of time - business | Other | TRUE | Customer minutes | FALSE
12 | Communication | Other | TRUE | Customers impacted | FALSE
13 | Information accessibility | Other | TRUE | Customers impacted | FALSE
Value of benefits
Powercor
| Reliability in worst-served areas | per MWh | 151432.8174
| Network resilience | per MWh | 24590
| Enabling solar exports | per MWh | 88.3577
| Aesthetics | per customer impacted | 0
| Customer value of time - residential | per minute customer time | 0.35181
| Customer value of time - business | per minute customer time | 0.35181
| Communication | per customer impacted | 0
| Information accessibility | per customer impacted | 0
Conversions
| thous_conv | 1000
| mill_conv | 1000000
Message
| Message | Enter asset life
Error message |  | Remove inputs prior to start year
Disproportionate factors applied to various bushfire and other risk valuations
| - Select - |  |  |  | 0
| Harm to property from network |  |  |  | 1
| Harm to property from bushfire |  |  |  | 1
| Harm to environment |  |  |  | 1
| Safety - Public trespass |  |  |  | 1
| Safety - Single fatality or serious injury ^ |  |  |  | 3
| Safety from bushfire in HBRA |  |  |  | 3
| Safety - Multiple fatality or serious injury ^ |  |  |  | 6
| Safety from bushfire (REFCL declared areas) |  |  |  | 6
| Safety from bushfire (electric line construction areas) |  |  |  | 10
Total annualised capex
Energy at risk value
Total other benefits
DROPDOWN LISTS
| Business |  |  |  | Type | Include | Dollar inputs - month |  |  | Not used options | Conversions | Dollar inputs - year | Compliance | Capex first year
| CitiPower | CP | CP: |  | - Select - | 0 | June | 6 | CY | Not used |  | 2026 | No | 2026-27
| Powercor | PA | PAL: |  | Capex | 1899-12-31 | December | 12 | FY |  |  | 2025 | Yes | 2025-26
| United Energy | UE | UE: |  | Opex | [6 empty] | 2024 |  | 2024-25
2023
2022
2021
2020