## Cover
Powercor
Regulatory proposal 2026-31
Lancefield microgrid
| Model number: | 5.07
2025-01-31
14

## Summary
Powercor
Lancefield microgrid
SUMMARY
RESULTS
|  |  |  | PV of costs | PV of benefits | NPV
| Option |  |  | 2026-06-30 | 2026-06-30 | 2026-06-30
| Option 1 (base case) | No change to existing practices |  | 0 | 0 | 0
| Option 2 | Install generator only microgrid |  | -3.6523 | 3.8461 | 0.1938
| Option 3 | Install generator + BESS microgrid |  | -8.1215 | 3.9899 | -4.1316
| Option 4 | 0
| Option 5 | 0
NPV
| Preferred option: |  |  | 2026-06-30
| Option 2 | Install generator only microgrid |  | 0.1938
PREFERRED OPTION
Preferred Option
Option 2
| Expenditure forecast | 2026-06-30 | 2026-27 | 2027-28 | 2028-29 | 2029-30 | 2030-31 |  | Total
| Capital expenditure |  | 0 | 0 | 0 | 0 | 3.1548 |  | 3.1548
| Operating expenditure |  | 0 | 0 | 0 | 0 | 0 |  | 0
CHART
| Capex and risk ($M, 2026) |  | Value of expected unserved energy ($M, 2026)
SENSITIVITIES
| Sensitivity | 2026-06-30 | Option 1 (base case) | Option 2 | Option 3 | Option 4 | Option 5 |  | Preferred option
| None |  | 0 | 0.1938 | -4.1316 |  |  |  | Option 2
| Capex 10% higher |  | 0 | -0.06688 | -4.7085 |  |  |  | Option 1 (base case)
| Capex 10% lower |  | 0 | 0.45448 | -3.5547 |  |  |  | Option 2
| Increasing wind escalation |  | 0 | 0.065692 | -4.2597 |  |  |  | Option 2
| 0 | [7 empty] | #NAME?
| 0 | [6 empty] | 0 | #NAME?
|  | 0 | [6 empty] | #NAME?
0

## Assumptions
Powercor
Lancefield microgrid
Project
|  | Business: | Powercor
|  | Descripton: | Lancefield microgrid
|  | Date of cost inputs: | December |  | 2023
|  | Option | Description
|  | Option 1 (base case) | No change to existing practices
|  | Option 2 | Install generator only microgrid
|  | Option 3 | Install generator + BESS microgrid
Option 4
Option 5
|  | Compliance project | No
|  | Expenditure starts | 2026-27 | [start]
Timing & WACC
|  | Input dollars |  |  | 2023-12-31 | [input_dollars]
|  | Pre-tax real WACC |  |  | 3.5% | [real_disc]
|  | VCR date |  |  | 2023-12-31 | [vcr_date]
|  | Analysis period (years) |  |  | 20 | [years]\
|  | Output dollars |  |  | 2026-06-30 | [output_dollars]
|  | Other benefits date |  |  | 2023-12-31 | [custval_date]
|  | Value of CO2 reductions input date |  |  | 2023-06-30
VCR
|  |  | Weighted average VCR |  | WND | 34098.9574 | 2023 VCR ($/MWh)
|  |  | Domestic |  |  | 19880 | 61.91%
|  |  | Commercial |  |  | 52200 | 28.01%
|  |  | Industrial |  |  | 74790 | 8.866%
|  |  | Agricultural |  |  | 44400 | 1.22%
|  |  | Others |  |  | 52200 | 0%
Risks
SAFETY
|  | Value of statistical life |  |  | 5400000 | 2023-06-30
|  | Value of injury |  |  | 0 | 2023-12-31
Disproportionate factors applied to various bushfire and other risk valuations
|  | Harm to property from network |  |  | 1
|  | Harm to property from bushfire |  |  | 1
|  | Harm to environment |  |  | 1
|  | Safety - Public trespass |  |  | 1
|  | Safety - Single fatality or serious injury ^ |  |  | 3
|  | Safety from bushfire in HBRA |  |  | 3
|  | Safety - Multiple fatality or serious injury ^ |  |  | 6
|  | Safety from bushfire (REFCL declared areas) |  |  | 6
|  | Safety from bushfire (electric line construction areas) |  |  | 10
^ Public or employee
|  | Incident type |  |  | Value | Probability | DF selected | Description/comment
|  | Safety (fatality) |  |  | 5607473.5197 | 0 | 0 | 0
|  | Safety (injury) |  |  | 0 | 0 | 0 | 0
UNPLANNED REPLACEMENT/REPAIR
|  | Major failure (replace) |  |  | 0 | 2023-12-31
|  | Minor failure (repair) |  |  | 0 | 2023-12-31
|  | Premium for failure |  |  | 20%
Other benefits
| ENVIRONMENTAL | [7 empty] | 2026-27 | 2027-28 | 2028-29 | 2029-30 | 2030-31 | 2031-32
|  | Value of CO2 reductions |  |  |  | 2023-06-30 | $/kWh |  | 0.02473 | 0.022341 | 0.020196 | 0.018063 | 0.015913 | 0.013715
| CUSTOMER VALUE |  |  |  | Value
|  | Reliability in worst-served areas |  |  | 67500 | 2023-12-31 | per MWh
|  | Network resilience |  |  | 24590 | 2023-12-31 | per MWh
|  | Enabling solar exports |  |  | 88.3577 | 2023-12-31 | per MWh
|  | Aesthetics |  |  | 0 | 2023-12-31 | per customer
|  | Customer value of time - residential |  |  | 0.35181 | 2023-12-31 | per customer minute
|  | Customer value of time - business |  |  | 0.35181 | 2023-12-31 | per customer minute
|  | Communication |  |  | 0 | 2023-12-31 | per customer
|  | Information accessibility |  |  | 0 | 2023-12-31 | per customer
Sensitivities
[5 empty] | Capex | Total benefits
| 1 | Capex 10% higher |  |  | 10% | 0%
| 2 | Capex 10% lower |  |  | -10% | 0%
| 3 | Increasing wind escalation |  |  | 0% | 15%
| 4 |  |  |  | 0% | 0%
| 5 |  |  |  | 0% | 0%

## Option1 (base case)
Powercor
Lancefield microgrid
OPTION 1 (base case)
Count |  |  |  |  | 0 | 1 | 2 | 3 | 4 | 5 | 6 | 7 | 8 | 9 | 10 | 11 | 12 | 13 | 14 | 15 | 16 | 17 | 18 | 19 | 20 | 21 | 22 | 23 | 24 | 25
Value of CO2 reductions |  |  |  | $/MWh |  | 24.7305 | 22.3407 | 20.1963 | 18.0629 | 15.9134 | 13.7151 | 13.7151 | 13.7151 | 13.7151 | 13.7151 | 13.7151 | 13.7151 | 13.7151 | 13.7151 | 13.7151 | 13.7151 | 13.7151 | 13.7151 | 13.7151 | 13.7151 | 13.7151 | 13.7151 | 13.7151 | 13.7151 | 13.7151
|  |  |  | Units | 2026-06-30 | 2026-27 | 2027-28 | 2028-29 | 2029-30 | 2030-31 | 2031-32 | 2032-33 | 2033-34 | 2034-35 | 2035-36 | 2036-37 | 2037-38 | 2038-39 | 2039-40 | 2040-41 | 2041-42 | 2042-43 | 2043-44 | 2044-45 | 2045-46 | 2046-47 | 2047-48 | 2048-49 | 2049-50 | 2050-51
INVESTMENT & OPERATING COST
| Capex |  | Asset life (yrs)
| < Enter description > |  | 0 | 2023-12-31 |  | 0 | 0 | 0 | 0 | 0 | 0 | 0 | 0 | 0 | 0 | 0 | 0 | 0 | 0 | 0 | 0 | 0 | 0 | 0 | 0 | 0 | 0 | 0 | 0 | 0
| < Enter description > |  | 0 | 2023-12-31 |  | 0 | 0 | 0 | 0 | 0 | 0 | 0 | 0 | 0 | 0 | 0 | 0 | 0 | 0 | 0 | 0 | 0 | 0 | 0 | 0 | 0 | 0 | 0 | 0 | 0
| < Enter description > |  | 0 | 2023-12-31 |  | 0 | 0 | 0 | 0 | 0 | 0 | 0 | 0 | 0 | 0 | 0 | 0 | 0 | 0 | 0 | 0 | 0 | 0 | 0 | 0 | 0 | 0 | 0 | 0 | 0
| Capital expenditure |  |  | 2023-12-31 |  | 0 | 0 | 0 | 0 | 0 | 0 | 0 | 0 | 0 | 0 | 0 | 0 | 0 | 0 | 0 | 0 | 0 | 0 | 0 | 0 | 0 | 0 | 0 | 0 | 0
| Operating expenditure |  |  | 2023-12-31 |  | 0 | 0 | 0 | 0 | 0 | 0 | 0 | 0 | 0 | 0 | 0 | 0 | 0 | 0 | 0 | 0 | 0 | 0 | 0 | 0 | 0 | 0 | 0 | 0 | 0
RISK ASSUMPTIONS
| PoF (major) |  |  |  |  | 0 | 0 | 0 | 0 | 0 | 0 | 0 | 0 | 0 | 0 | 0 | 0 | 0 | 0 | 0 | 0 | 0 | 0 | 0 | 0 | 0 | 0 | 0 | 0 | 0
| PoF (reparable) |  |  |  |  | 0 | 0 | 0 | 0 | 0 | 0 | 0 | 0 | 0 | 0 | 0 | 0 | 0 | 0 | 0 | 0 | 0 | 0 | 0 | 0 | 0 | 0 | 0 | 0 | 0
| Energy at risk (weighted) |  |  | MWh |  | 6.0647 | 6.1212 | 6.2086 | 6.2842 | 6.3147 | 6.262 | 6.2487 | 6.2477 | 6.2047 | 6.2045 | 6.2042 | 6.204 | 6.2037 | 6.2035 | 6.2032 | 6.203 | 6.2027 | 6.2025 | 6.2022 | 6.202 | 6.2018 | 6.2015 | 6.2013 | 6.201 | 6.2008
| Energy at risk value | $/MWh | 34098.9574 | 2023-12-31 |  | 206800.7044 | 208725.5189 | 211705.3186 | 214286.298 | 215325.1141 | 213526.8206 | 213073.55 | 213041.6119 | 211573.7435 | 211565.385 | 211557.0266 | 211548.6682 | 211540.3097 | 211531.9513 | 211523.5929 | 211515.2344 | 211506.876 | 211498.5175 | 211490.1591 | 211481.8007 | 211473.4422 | 211465.0838 | 211456.7253 | 211448.3669 | 211440.0085
| Safety consequence | (after DF) |  | 2023-12-31 |  | 0 | 0 | 0 | 0 | 0 | 0 | 0 | 0 | 0 | 0 | 0 | 0 | 0 | 0 | 0 | 0 | 0 | 0 | 0 | 0 | 0 | 0 | 0 | 0 | 0
| Unplanned replacements |  |  | 2023-12-31 |  | 0 | 0 | 0 | 0 | 0 | 0 | 0 | 0 | 0 | 0 | 0 | 0 | 0 | 0 | 0 | 0 | 0 | 0 | 0 | 0 | 0 | 0 | 0 | 0 | 0
| Environmental consequence | (after DF) |  | 2023-12-31 |  | 0 | 0 | 0 | 0 | 0 | 0 | 0 | 0 | 0 | 0 | 0 | 0 | 0 | 0 | 0 | 0 | 0 | 0 | 0 | 0 | 0 | 0 | 0 | 0 | 0
| < Other risk - enter description > |  |  | 2023-12-31 |  | 0 | 0 | 0 | 0 | 0 | 0 | 0 | 0 | 0 | 0 | 0 | 0 | 0 | 0 | 0 | 0 | 0 | 0 | 0 | 0 | 0 | 0 | 0 | 0 | 0
| < Other risk - enter description > |  |  | 2023-12-31 |  | 0 | 0 | 0 | 0 | 0 | 0 | 0 | 0 | 0 | 0 | 0 | 0 | 0 | 0 | 0 | 0 | 0 | 0 | 0 | 0 | 0 | 0 | 0 | 0 | 0
| Total risk cost |  |  |  |  | 206800.7044 | 208725.5189 | 211705.3186 | 214286.298 | 215325.1141 | 213526.8206 | 213073.55 | 213041.6119 | 211573.7435 | 211565.385 | 211557.0266 | 211548.6682 | 211540.3097 | 211531.9513 | 211523.5929 | 211515.2344 | 211506.876 | 211498.5175 | 211490.1591 | 211481.8007 | 211473.4422 | 211465.0838 | 211456.7253 | 211448.3669 | 211440.0085
OTHER BENEFITS
| Reduction in CO2 emissions |  |  | MWh |  | 0 | 0 | 0 | 0 | 0 | 0 | 0 | 0 | 0 | 0 | 0 | 0 | 0 | 0 | 0 | 0 | 0 | 0 | 0 | 0 | 0 | 0 | 0 | 0 | 0
| Value of reduction in CO2 emissions |  |  | $ |  | 0 | 0 | 0 | 0 | 0 | 0 | 0 | 0 | 0 | 0 | 0 | 0 | 0 | 0 | 0 | 0 | 0 | 0 | 0 | 0 | 0 | 0 | 0 | 0 | 0
| Incremental reliability in worst-served areas > 500 mins | $/MWh | 33401.0426 | MWh |  | 0 | 0 | 0 | 0 | 0 | 0 | 0 | 0 | 0 | 0 | 0 | 0 | 0 | 0 | 0 | 0 | 0 | 0 | 0 | 0 | 0 | 0 | 0 | 0 | 0
| Incremental network resilience (domestic) | $/MWh | 19880 | MWh |  | 0 | 0 | 0 | 0 | 0 | 0 | 0 | 0 | 0 | 0 | 0 | 0 | 0 | 0 | 0 | 0 | 0 | 0 | 0 | 0 | 0 | 0 | 0 | 0 | 0
| Incremental network resilience (commercial) | $/MWh | 52200 | MWh |  | 0 | 0 | 0 | 0 | 0 | 0 | 0 | 0 | 0 | 0 | 0 | 0 | 0 | 0 | 0 | 0 | 0 | 0 | 0 | 0 | 0 | 0 | 0 | 0 | 0
| Incremental network resilience (industrial) | $/customer | 74790 | customers |  | 0 | 0 | 0 | 0 | 0 | 0 | 0 | 0 | 0 | 0 | 0 | 0 | 0 | 0 | 0 | 0 | 0 | 0 | 0 | 0 | 0 | 0 | 0 | 0 | 0
| Incremental network resilience (agricultural) | $/customer min | 44400 | mins |  | 0 | 0 | 0 | 0 | 0 | 0 | 0 | 0 | 0 | 0 | 0 | 0 | 0 | 0 | 0 | 0 | 0 | 0 | 0 | 0 | 0 | 0 | 0 | 0 | 0
| Incremental network resilience (others) | $/customer min | 52200 | mins |  | 0 | 0 | 0 | 0 | 0 | 0 | 0 | 0 | 0 | 0 | 0 | 0 | 0 | 0 | 0 | 0 | 0 | 0 | 0 | 0 | 0 | 0 | 0 | 0 | 0
|  |  | 0 |  |  | 0 | 0 | 0 | 0 | 0 | 0 | 0 | 0 | 0 | 0 | 0 | 0 | 0 | 0 | 0 | 0 | 0 | 0 | 0 | 0 | 0 | 0 | 0 | 0 | 0
|  |  | 0 |  |  | 0 | 0 | 0 | 0 | 0 | 0 | 0 | 0 | 0 | 0 | 0 | 0 | 0 | 0 | 0 | 0 | 0 | 0 | 0 | 0 | 0 | 0 | 0 | 0 | 0
| Other benefits 1 |  |  | 2023-12-31 |  | 0 | 0 | 0 | 0 | 0 | 0 | 0 | 0 | 0 | 0 | 0 | 0 | 0 | 0 | 0 | 0 | 0 | 0 | 0 | 0 | 0 | 0 | 0 | 0 | 0
| Other benefits 2 |  |  | 2023-12-31 |  | 0 | 0 | 0 | 0 | 0 | 0 | 0 | 0 | 0 | 0 | 0 | 0 | 0 | 0 | 0 | 0 | 0 | 0 | 0 | 0 | 0 | 0 | 0 | 0 | 0
| Total other benefits |  |  | 2023-12-31 |  | 0 | 0 | 0 | 0 | 0 | 0 | 0 | 0 | 0 | 0 | 0 | 0 | 0 | 0 | 0 | 0 | 0 | 0 | 0 | 0 | 0 | 0 | 0 | 0 | 0
SUMMARY
| Risks mitigated vs base case |  |  | 2023-12-31
Capital expenditure
| < Enter description > |  |  | 2023-12-31 |  | 0 | 0 | 0 | 0 | 0 | 0 | 0 | 0 | 0 | 0 | 0 | 0 | 0 | 0 | 0 | 0 | 0 | 0 | 0 | 0 | 0 | 0 | 0 | 0 | 0
| < Enter description > |  |  | 2023-12-31 |  | 0 | 0 | 0 | 0 | 0 | 0 | 0 | 0 | 0 | 0 | 0 | 0 | 0 | 0 | 0 | 0 | 0 | 0 | 0 | 0 | 0 | 0 | 0 | 0 | 0
| < Enter description > |  |  | 2023-12-31 |  | 0 | 0 | 0 | 0 | 0 | 0 | 0 | 0 | 0 | 0 | 0 | 0 | 0 | 0 | 0 | 0 | 0 | 0 | 0 | 0 | 0 | 0 | 0 | 0 | 0
Cumulative capex
| < Enter description > |  |  | 2023-12-31 |  | 0 | 0 | 0 | 0 | 0 | 0 | 0 | 0 | 0 | 0 | 0 | 0 | 0 | 0 | 0 | 0 | 0 | 0 | 0 | 0 | 0 | 0 | 0 | 0 | 0
| < Enter description > |  |  | 2023-12-31 |  | 0 | 0 | 0 | 0 | 0 | 0 | 0 | 0 | 0 | 0 | 0 | 0 | 0 | 0 | 0 | 0 | 0 | 0 | 0 | 0 | 0 | 0 | 0 | 0 | 0
| < Enter description > |  |  | 2023-12-31 |  | 0 | 0 | 0 | 0 | 0 | 0 | 0 | 0 | 0 | 0 | 0 | 0 | 0 | 0 | 0 | 0 | 0 | 0 | 0 | 0 | 0 | 0 | 0 | 0 | 0
Annualised capex
| Annualised capex - < Enter description > |  |  | 2023-12-31 |  | 0 | 0 | 0 | 0 | 0 | 0 | 0 | 0 | 0 | 0 | 0 | 0 | 0 | 0 | 0 | 0 | 0 | 0 | 0 | 0 | 0 | 0 | 0 | 0 | 0
| Annualised capex - < Enter description > |  |  | 2023-12-31 |  | 0 | 0 | 0 | 0 | 0 | 0 | 0 | 0 | 0 | 0 | 0 | 0 | 0 | 0 | 0 | 0 | 0 | 0 | 0 | 0 | 0 | 0 | 0 | 0 | 0
| Annualised capex - < Enter description > |  |  | 2023-12-31 |  | 0 | 0 | 0 | 0 | 0 | 0 | 0 | 0 | 0 | 0 | 0 | 0 | 0 | 0 | 0 | 0 | 0 | 0 | 0 | 0 | 0 | 0 | 0 | 0 | 0
| Total annualised capex |  |  | 2023-12-31 |  | 0 | 0 | 0 | 0 | 0 | 0 | 0 | 0 | 0 | 0 | 0 | 0 | 0 | 0 | 0 | 0 | 0 | 0 | 0 | 0 | 0 | 0 | 0 | 0 | 0
| Annualised capex |  |  | 2023-12-31 |  | 0 | 0 | 0 | 0 | 0 | 0 | 0 | 0 | 0 | 0 | 0 | 0 | 0 | 0 | 0 | 0 | 0 | 0 | 0 | 0 | 0 | 0 | 0 | 0 | 0
| Operating expenditure |  |  | 2023-12-31 |  | 0 | 0 | 0 | 0 | 0 | 0 | 0 | 0 | 0 | 0 | 0 | 0 | 0 | 0 | 0 | 0 | 0 | 0 | 0 | 0 | 0 | 0 | 0 | 0 | 0
| Risk mitigated |  |  | 2023-12-31 |  | 0 | 0 | 0 | 0 | 0 | 0 | 0 | 0 | 0 | 0 | 0 | 0 | 0 | 0 | 0 | 0 | 0 | 0 | 0 | 0 | 0 | 0 | 0 | 0 | 0
| Other benefits value |  |  | 2023-12-31 |  | 0 | 0 | 0 | 0 | 0 | 0 | 0 | 0 | 0 | 0 | 0 | 0 | 0 | 0 | 0 | 0 | 0 | 0 | 0 | 0 | 0 | 0 | 0 | 0 | 0
| Net benefits |  |  | 2023-12-31 |  | 0 | 0 | 0 | 0 | 0 | 0 | 0 | 0 | 0 | 0 | 0 | 0 | 0 | 0 | 0 | 0 | 0 | 0 | 0 | 0 | 0 | 0 | 0 | 0 | 0
SENSITIVITIES
NPV | Net benefits |  |  | Option 1 (Base Case)NPV |  | 0 | 0 | 0 | 0 | 0 | 0 | 0 | 0 | 0 | 0 | 0 | 0 | 0 | 0 | 0 | 0 | 0 | 0 | 0 | 0 | 0 | 0 | 0 | 0 | 0
| Total annualised capex |  |  |  |  | 0 | 0 | 0 | 0 | 0 | 0 | 0 | 0 | 0 | 0 | 0 | 0 | 0 | 0 | 0 | 0 | 0 | 0 | 0 | 0 | 0 | 0 | 0 | 0 | 0
| Total benefits |  |  |  |  | 0 | 0 | 0 | 0 | 0 | 0 | 0 | 0 | 0 | 0 | 0 | 0 | 0 | 0 | 0 | 0 | 0 | 0 | 0 | 0 | 0 | 0 | 0 | 0 | 0
|  | Capex | Total benefits
sens1 | Capex 10% higher | 10% | 0% | Option 1 (Base Case)sens1 |  | 0 | 0 | 0 | 0 | 0 | 0 | 0 | 0 | 0 | 0 | 0 | 0 | 0 | 0 | 0 | 0 | 0 | 0 | 0 | 0 | 0 | 0 | 0 | 0 | 0
sens2 | Capex 10% lower | -10% | 0% | Option 1 (Base Case)sens2 |  | 0 | 0 | 0 | 0 | 0 | 0 | 0 | 0 | 0 | 0 | 0 | 0 | 0 | 0 | 0 | 0 | 0 | 0 | 0 | 0 | 0 | 0 | 0 | 0 | 0
sens3 | Increasing wind escalation | 0% | 15% | Option 1 (Base Case)sens3 |  | 0 | 0 | 0 | 0 | 0 | 0 | 0 | 0 | 0 | 0 | 0 | 0 | 0 | 0 | 0 | 0 | 0 | 0 | 0 | 0 | 0 | 0 | 0 | 0 | 0
sens4 |  | 0% | 0% | Option 1 (Base Case)sens4 |  | 0 | 0 | 0 | 0 | 0 | 0 | 0 | 0 | 0 | 0 | 0 | 0 | 0 | 0 | 0 | 0 | 0 | 0 | 0 | 0 | 0 | 0 | 0 | 0 | 0
sens5 |  | 0% | 0% | Option 1 (Base Case)sens5 |  | 0 | 0 | 0 | 0 | 0 | 0 | 0 | 0 | 0 | 0 | 0 | 0 | 0 | 0 | 0 | 0 | 0 | 0 | 0 | 0 | 0 | 0 | 0 | 0 | 0
sens | 0 | 0% | 0% | Option 1 (Base Case)sens |  | 0 | 0 | 0 | 0 | 0 | 0 | 0 | 0 | 0 | 0 | 0 | 0 | 0 | 0 | 0 | 0 | 0 | 0 | 0 | 0 | 0 | 0 | 0 | 0 | 0
sens | 0 | 0% | 0% | Option 1 (Base Case)sens |  | 0 | 0 | 0 | 0 | 0 | 0 | 0 | 0 | 0 | 0 | 0 | 0 | 0 | 0 | 0 | 0 | 0 | 0 | 0 | 0 | 0 | 0 | 0 | 0 | 0
sens | 0 | 0% | 0% | Option 1 (Base Case)sens |  | 0 | 0 | 0 | 0 | 0 | 0 | 0 | 0 | 0 | 0 | 0 | 0 | 0 | 0 | 0 | 0 | 0 | 0 | 0 | 0 | 0 | 0 | 0 | 0 | 0

## Option2
Powercor
Lancefield microgrid
OPTION 2 | Install generator only microgrid
Count |  |  |  |  | 1 | 2 | 3 | 4 | 5 | 6 | 7 | 8 | 9 | 10 | 11 | 12 | 13 | 14 | 15 | 16 | 17 | 18 | 19 | 20 | 21 | 22 | 23 | 24 | 25
Value of CO2 reductions |  |  |  | $/MWh | 24.7305 | 22.3407 | 20.1963 | 18.0629 | 15.9134 | 13.7151 | 13.7151 | 13.7151 | 13.7151 | 13.7151 | 13.7151 | 13.7151 | 13.7151 | 13.7151 | 13.7151 | 13.7151 | 13.7151 | 13.7151 | 13.7151 | 13.7151 | 13.7151 | 13.7151 | 13.7151 | 13.7151 | 13.7151
|  |  |  | Units | 2026-27 | 2027-28 | 2028-29 | 2029-30 | 2030-31 | 2031-32 | 2032-33 | 2033-34 | 2034-35 | 2035-36 | 2036-37 | 2037-38 | 2038-39 | 2039-40 | 2040-41 | 2041-42 | 2042-43 | 2043-44 | 2044-45 | 2045-46 | 2046-47 | 2047-48 | 2048-49 | 2049-50 | 2050-51
INVESTMENT & OPERATING COST
| Capex |  | Asset life (yrs)
| Microgrid (exc BESS) |  | 20 | 2023-12-31 | 0 | 0 | 0 | 0 | 2834718.1175 | 0 | 0 | 0 | 0 | 0 | 0 | 0 | 0 | 0 | 0 | 0 | 0 | 0 | 0 | 0 | 0 | 0 | 0 | 0 | 0
|  |  | 0 | 2023-12-31 | 0 | 0 | 0 | 0 | 0 | 0 | 0 | 0 | 0 | 0 | 0 | 0 | 0 | 0 | 0 | 0 | 0 | 0 | 0 | 0 | 0 | 0 | 0 | 0 | 0
|  |  | 0 | 2023-12-31 | 0 | 0 | 0 | 0 | 0 | 0 | 0 | 0 | 0 | 0 | 0 | 0 | 0 | 0 | 0 | 0 | 0 | 0 | 0 | 0 | 0 | 0 | 0 | 0 | 0
| Capital expenditure |  |  | 2023-12-31 | 0 | 0 | 0 | 0 | 2834718.1175 | 0 | 0 | 0 | 0 | 0 | 0 | 0 | 0 | 0 | 0 | 0 | 0 | 0 | 0 | 0 | 0 | 0 | 0 | 0 | 0
| Operating expenditure |  |  | 2023-12-31 | 0 | 0 | 0 | 0 | 0 | 80000 | 80000 | 80000 | 80000 | 80000 | 80000 | 80000 | 80000 | 80000 | 80000 | 80000 | 80000 | 80000 | 80000 | 80000 | 80000 | 80000 | 80000 | 80000 | 80000
RISK ASSUMPTIONS
| PoF (major) |  |  |  | 0 | 0 | 0 | 0 | 0 | 0 | 0 | 0 | 0 | 0 | 0 | 0 | 0 | 0 | 0 | 0 | 0 | 0 | 0 | 0 | 0 | 0 | 0 | 0 | 0
| PoF (reparable) |  |  |  | 0 | 0 | 0 | 0 | 0 | 0 | 0 | 0 | 0 | 0 | 0 | 0 | 0 | 0 | 0 | 0 | 0 | 0 | 0 | 0 | 0 | 0 | 0 | 0 | 0
| Energy at risk (weighted) |  |  | MWh | 6.0647 | 6.1212 | 6.2086 | 6.2842 | 6.3147 | 0 | 0 | 0 | 0 | 0 | 0 | 0 | 0 | 0 | 0 | 0 | 0 | 0 | 0 | 0 | 0 | 0 | 0 | 0 | 0
| Energy at risk value | $/MWh | 34098.9574 | 2023-12-31 | 206800.7044 | 208725.5189 | 211705.3186 | 214286.298 | 215325.1141 | 0 | 0 | 0 | 0 | 0 | 0 | 0 | 0 | 0 | 0 | 0 | 0 | 0 | 0 | 0 | 0 | 0 | 0 | 0 | 0
| Safety consequence | (after DF) |  | 2023-12-31 | 0 | 0 | 0 | 0 | 0 | 0 | 0 | 0 | 0 | 0 | 0 | 0 | 0 | 0 | 0 | 0 | 0 | 0 | 0 | 0 | 0 | 0 | 0 | 0 | 0
| Unplanned replacements |  |  | 2023-12-31 | 0 | 0 | 0 | 0 | 0 | 0 | 0 | 0 | 0 | 0 | 0 | 0 | 0 | 0 | 0 | 0 | 0 | 0 | 0 | 0 | 0 | 0 | 0 | 0 | 0
| Environmental consequence | (after DF) |  | 2023-12-31 | 0 | 0 | 0 | 0 | 0 | 0 | 0 | 0 | 0 | 0 | 0 | 0 | 0 | 0 | 0 | 0 | 0 | 0 | 0 | 0 | 0 | 0 | 0 | 0 | 0
| < Other risk - enter description > |  |  | 2023-12-31 | 0 | 0 | 0 | 0 | 0 | 0 | 0 | 0 | 0 | 0 | 0 | 0 | 0 | 0 | 0 | 0 | 0 | 0 | 0 | 0 | 0 | 0 | 0 | 0 | 0
| < Other risk - enter description > |  |  | 2023-12-31 | 0 | 0 | 0 | 0 | 0 | 0 | 0 | 0 | 0 | 0 | 0 | 0 | 0 | 0 | 0 | 0 | 0 | 0 | 0 | 0 | 0 | 0 | 0 | 0 | 0
| Total risk cost |  |  |  | 206800.7044 | 208725.5189 | 211705.3186 | 214286.298 | 215325.1141 | 0 | 0 | 0 | 0 | 0 | 0 | 0 | 0 | 0 | 0 | 0 | 0 | 0 | 0 | 0 | 0 | 0 | 0 | 0 | 0
OTHER BENEFITS
| Reduction in CO2 emissions |  |  | MWh | 0 | 0 | 0 | 0 | 0 | 0 | 0 | 0 | 0 | 0 | 0 | 0 | 0 | 0 | 0 | 0 | 0 | 0 | 0 | 0 | 0 | 0 | 0 | 0 | 0
| Value of reduction in CO2 emissions |  |  | $ | 0 | 0 | 0 | 0 | 0 | 0 | 0 | 0 | 0 | 0 | 0 | 0 | 0 | 0 | 0 | 0 | 0 | 0 | 0 | 0 | 0 | 0 | 0 | 0 | 0
| Incremental reliability in worst-served areas > 500 mins | $/MWh | 33401.0426 | MWh | 0 | 0 | 0 | 0 | 0 | 1.3133 | 1.3105 | 1.3104 | 1.3014 | 1.3014 | 1.3014 | 1.3014 | 1.3014 | 1.3014 | 1.3014 | 1.3014 | 1.3014 | 1.3014 | 1.3014 | 1.3014 | 1.3014 | 1.3014 | 1.3014 | 1.3014 | 1.3014
| Incremental network resilience (domestic) | $/MWh | 19880 | MWh | 0 | 0 | 0 | 0 | 0 | 1.2373 | 1.2346 | 1.2344 | 1.2259 | 1.2258 | 1.2257 | 1.2257 | 1.2256 | 1.2255 | 1.2254 | 1.2254 | 1.2253 | 1.2252 | 1.2251 | 1.2251 | 1.225 | 1.2249 | 1.2248 | 1.2248 | 1.2247
| Incremental network resilience (commercial) | $/MWh | 52200 | MWh | 0 | 0 | 0 | 0 | 0 | 0.1876 | 0.18719 | 0.18716 | 0.18586 | 0.18584 | 0.18583 | 0.18581 | 0.18579 | 0.18578 | 0.18576 | 0.18574 | 0.18573 | 0.18571 | 0.1857 | 0.18568 | 0.18566 | 0.18565 | 0.18563 | 0.18561 | 0.1856
| Incremental network resilience (industrial) | $/customer | 74790 | MWh | 0 | 0 | 0 | 0 | 0 | 0.059392 | 0.059263 | 0.059252 | 0.05884 | 0.058835 | 0.05883 | 0.058825 | 0.05882 | 0.058814 | 0.058809 | 0.058804 | 0.058799 | 0.058794 | 0.058788 | 0.058783 | 0.058778 | 0.058773 | 0.058768 | 0.058762 | 0.058757
| Incremental network resilience (agricultural) | $/customer min | 44400 | MWh | 0 | 0 | 0 | 0 | 0 | 0.0081755 | 0.0081577 | 0.0081561 | 0.0080995 | 0.0080988 | 0.0080981 | 0.0080974 | 0.0080967 | 0.0080959 | 0.0080952 | 0.0080945 | 0.0080938 | 0.0080931 | 0.0080924 | 0.0080916 | 0.0080909 | 0.0080902 | 0.0080895 | 0.0080888 | 0.0080881
| Incremental network resilience (others) | $/customer min | 52200 | MWh | 0 | 0 | 0 | 0 | 0 | 0 | 0 | 0 | 0 | 0 | 0 | 0 | 0 | 0 | 0 | 0 | 0 | 0 | 0 | 0 | 0 | 0 | 0 | 0 | 0
[5 empty] | 0 | 0 | 0 | 0 | 0 | 0 | 0 | 0 | 0 | 0 | 0 | 0 | 0 | 0 | 0 | 0 | 0 | 0 | 0 | 0 | 0 | 0 | 0 | 0 | 0
[5 empty] | 0 | 0 | 0 | 0 | 0 | 0 | 0 | 0 | 0 | 0 | 0 | 0 | 0 | 0 | 0 | 0 | 0 | 0 | 0 | 0 | 0 | 0 | 0 | 0 | 0
| Other benefits 1 |  |  | 2023-12-31 | 0 | 0 | 0 | 0 | 0 | 0 | 0 | 0 | 0 | 0 | 0 | 0 | 0 | 0 | 0 | 0 | 0 | 0 | 0 | 0 | 0 | 0 | 0 | 0 | 0
| Other benefits 2 |  |  | 2023-12-31 | 0 | 0 | 0 | 0 | 0 | 0 | 0 | 0 | 0 | 0 | 0 | 0 | 0 | 0 | 0 | 0 | 0 | 0 | 0 | 0 | 0 | 0 | 0 | 0 | 0
| Total other benefits |  |  | 2023-12-31 | 0 | 0 | 0 | 0 | 0 | 83059.6543 | 82883.8062 | 82871.8518 | 82301.3263 | 82298.541 | 82295.7557 | 82292.9705 | 82290.1852 | 82287.3999 | 82284.6146 | 82281.8293 | 82279.044 | 82276.2587 | 82273.4734 | 82270.6882 | 82267.9029 | 82265.1176 | 82262.3323 | 82259.547 | 82256.7617
SUMMARY
| Risks mitigated vs base case |  |  | 2023-12-31 | 0 | 0 | 0 | 0 | 0 | 213526.8206 | 213073.55 | 213041.6119 | 211573.7435 | 211565.385 | 211557.0266 | 211548.6682 | 211540.3097 | 211531.9513 | 211523.5929 | 211515.2344 | 211506.876 | 211498.5175 | 211490.1591 | 211481.8007 | 211473.4422 | 211465.0838 | 211456.7253 | 211448.3669 | 211440.0085
Capital expenditure
| Microgrid (exc BESS) |  |  | 2023-12-31 | 0 | 0 | 0 | 0 | -2834718.1175 | 0 | 0 | 0 | 0 | 0 | 0 | 0 | 0 | 0 | 0 | 0 | 0 | 0 | 0 | 0 | 0 | 0 | 0 | 0 | 0
| 0 |  |  | 2023-12-31 | 0 | 0 | 0 | 0 | 0 | 0 | 0 | 0 | 0 | 0 | 0 | 0 | 0 | 0 | 0 | 0 | 0 | 0 | 0 | 0 | 0 | 0 | 0 | 0 | 0
| 0 |  |  | 2023-12-31 | 0 | 0 | 0 | 0 | 0 | 0 | 0 | 0 | 0 | 0 | 0 | 0 | 0 | 0 | 0 | 0 | 0 | 0 | 0 | 0 | 0 | 0 | 0 | 0 | 0
Cumulative capex
| Microgrid (exc BESS) |  |  | 2023-12-31 | 0 | 0 | 0 | 0 | -2834718.1175 | -2834718.1175 | -2834718.1175 | -2834718.1175 | -2834718.1175 | -2834718.1175 | -2834718.1175 | -2834718.1175 | -2834718.1175 | -2834718.1175 | -2834718.1175 | -2834718.1175 | -2834718.1175 | -2834718.1175 | -2834718.1175 | -2834718.1175 | -2834718.1175 | -2834718.1175 | -2834718.1175 | -2834718.1175 | 0
| 0 |  |  | 2023-12-31 | 0 | 0 | 0 | 0 | 0 | 0 | 0 | 0 | 0 | 0 | 0 | 0 | 0 | 0 | 0 | 0 | 0 | 0 | 0 | 0 | 0 | 0 | 0 | 0 | 0
| 0 |  |  | 2023-12-31 | 0 | 0 | 0 | 0 | 0 | 0 | 0 | 0 | 0 | 0 | 0 | 0 | 0 | 0 | 0 | 0 | 0 | 0 | 0 | 0 | 0 | 0 | 0 | 0 | 0
Annualised capex
| Annualised capex - Microgrid (exc BESS) |  |  | 2023-12-31 | 0 | 0 | 0 | 0 | 0 | -199453.8191 | -199453.8191 | -199453.8191 | -199453.8191 | -199453.8191 | -199453.8191 | -199453.8191 | -199453.8191 | -199453.8191 | -199453.8191 | -199453.8191 | -199453.8191 | -199453.8191 | -199453.8191 | -199453.8191 | -199453.8191 | -199453.8191 | -199453.8191 | -199453.8191 | -199453.8191
| Annualised capex - |  |  | 2023-12-31 | 0 | 0 | 0 | 0 | 0 | 0 | 0 | 0 | 0 | 0 | 0 | 0 | 0 | 0 | 0 | 0 | 0 | 0 | 0 | 0 | 0 | 0 | 0 | 0 | 0
| Annualised capex - |  |  | 2023-12-31 | 0 | 0 | 0 | 0 | 0 | 0 | 0 | 0 | 0 | 0 | 0 | 0 | 0 | 0 | 0 | 0 | 0 | 0 | 0 | 0 | 0 | 0 | 0 | 0 | 0
| Total annualised capex |  |  | 2023-12-31 | 0 | 0 | 0 | 0 | 0 | -199453.8191 | -199453.8191 | -199453.8191 | -199453.8191 | -199453.8191 | -199453.8191 | -199453.8191 | -199453.8191 | -199453.8191 | -199453.8191 | -199453.8191 | -199453.8191 | -199453.8191 | -199453.8191 | -199453.8191 | -199453.8191 | -199453.8191 | -199453.8191 | -199453.8191 | -199453.8191
| Annualised capex |  |  | 2023-12-31 | 0 | 0 | 0 | 0 | 0 | -199453.8191 | -199453.8191 | -199453.8191 | -199453.8191 | -199453.8191 | -199453.8191 | -199453.8191 | -199453.8191 | -199453.8191 | -199453.8191 | -199453.8191 | -199453.8191 | -199453.8191 | -199453.8191 | -199453.8191 | -199453.8191 | -199453.8191 | -199453.8191 | -199453.8191 | -199453.8191
| Operating expenditure |  |  | 2023-12-31 | 0 | 0 | 0 | 0 | 0 | -80000 | -80000 | -80000 | -80000 | -80000 | -80000 | -80000 | -80000 | -80000 | -80000 | -80000 | -80000 | -80000 | -80000 | -80000 | -80000 | -80000 | -80000 | -80000 | -80000
| Risk mitigated |  |  | 2023-12-31 | 0 | 0 | 0 | 0 | 0 | 213526.8206 | 213073.55 | 213041.6119 | 211573.7435 | 211565.385 | 211557.0266 | 211548.6682 | 211540.3097 | 211531.9513 | 211523.5929 | 211515.2344 | 211506.876 | 211498.5175 | 211490.1591 | 211481.8007 | 211473.4422 | 211465.0838 | 211456.7253 | 211448.3669 | 211440.0085
| Other benefits value |  |  | 2023-12-31 | 0 | 0 | 0 | 0 | 0 | 83059.6543 | 82883.8062 | 82871.8518 | 82301.3263 | 82298.541 | 82295.7557 | 82292.9705 | 82290.1852 | 82287.3999 | 82284.6146 | 82281.8293 | 82279.044 | 82276.2587 | 82273.4734 | 82270.6882 | 82267.9029 | 82265.1176 | 82262.3323 | 82259.547 | 82256.7617
| Net benefits |  |  | 2023-12-31 | 0 | 0 | 0 | 0 | 0 | 17132.6558 | 16503.537 | 16459.6446 | 14421.2507 | 14410.107 | 14398.9632 | 14387.8195 | 14376.6758 | 14365.5321 | 14354.3883 | 14343.2446 | 14332.1009 | 14320.9571 | 14309.8134 | 14298.6697 | 14287.526 | 14276.3822 | 14265.2385 | 14254.0948 | 14242.951
| First capex year |  |  | 5
| First year |  |  | 5
SENSITIVITIES
NPV | Net benefits |  |  | Option 2NPV | 0 | 0 | 0 | 0 | 0 | 17132.6558 | 16503.537 | 16459.6446 | 14421.2507 | 14410.107 | 14398.9632 | 14387.8195 | 14376.6758 | 14365.5321 | 14354.3883 | 14343.2446 | 14332.1009 | 14320.9571 | 14309.8134 | 14298.6697 | 14287.526 | 14276.3822 | 14265.2385 | 14254.0948 | 14242.951
| Total annualised capex |  |  |  | 0 | 0 | 0 | 0 | 0 | -199453.8191 | -199453.8191 | -199453.8191 | -199453.8191 | -199453.8191 | -199453.8191 | -199453.8191 | -199453.8191 | -199453.8191 | -199453.8191 | -199453.8191 | -199453.8191 | -199453.8191 | -199453.8191 | -199453.8191 | -199453.8191 | -199453.8191 | -199453.8191 | -199453.8191 | -199453.8191
| Total benefits |  |  |  | 0 | 0 | 0 | 0 | 0 | 296586.4749 | 295957.3561 | 295913.4637 | 293875.0698 | 293863.9261 | 293852.7824 | 293841.6386 | 293830.4949 | 293819.3512 | 293808.2074 | 293797.0637 | 293785.92 | 293774.7763 | 293763.6325 | 293752.4888 | 293741.3451 | 293730.2014 | 293719.0576 | 293707.9139 | 293696.7702
|  | Capex | Total benefits
sens1 | Capex 10% higher | 10% | 0% | Option 2sens1 | 0 | 0 | 0 | 0 | 0 | -2812.7261 | -3441.8449 | -3485.7373 | -5524.1312 | -5535.275 | -5546.4187 | -5557.5624 | -5568.7061 | -5579.8499 | -5590.9936 | -5602.1373 | -5613.281 | -5624.4248 | -5635.5685 | -5646.7122 | -5657.856 | -5668.9997 | -5680.1434 | -5691.2871 | -5702.4309
sens2 | Capex 10% lower | -10% | 0% | Option 2sens2 | 0 | 0 | 0 | 0 | 0 | 37078.0377 | 36448.9189 | 36405.0265 | 34366.6326 | 34355.4889 | 34344.3451 | 34333.2014 | 34322.0577 | 34310.914 | 34299.7702 | 34288.6265 | 34277.4828 | 34266.3391 | 34255.1953 | 34244.0516 | 34232.9079 | 34221.7641 | 34210.6204 | 34199.4767 | 34188.333
sens3 | Increasing wind escalation | 0% | 15% | Option 2sens3 | 0 | 0 | 0 | 0 | 0 | 7324.1962 | 6707.095 | 6655.868 | 4676.2795 | 4656.7774 | 4637.2752 | 4617.773 | 4598.2709 | 4578.7687 | 4559.2665 | 4539.7644 | 4520.2622 | 4500.76 | 4481.2579 | 4461.7557 | 4442.2535 | 4422.7514 | 4403.2492 | 4383.747 | 4364.2449
sens4 |  | 0% | 0% | Option 2sens4 | 0 | 0 | 0 | 0 | 0 | 17132.6558 | 16503.537 | 16459.6446 | 14421.2507 | 14410.107 | 14398.9632 | 14387.8195 | 14376.6758 | 14365.5321 | 14354.3883 | 14343.2446 | 14332.1009 | 14320.9571 | 14309.8134 | 14298.6697 | 14287.526 | 14276.3822 | 14265.2385 | 14254.0948 | 14242.951
sens5 |  | 0% | 0% | Option 2sens5 | 0 | 0 | 0 | 0 | 0 | 17132.6558 | 16503.537 | 16459.6446 | 14421.2507 | 14410.107 | 14398.9632 | 14387.8195 | 14376.6758 | 14365.5321 | 14354.3883 | 14343.2446 | 14332.1009 | 14320.9571 | 14309.8134 | 14298.6697 | 14287.526 | 14276.3822 | 14265.2385 | 14254.0948 | 14242.951
sens | 0 | 0% | 0% | Option 2sens | 0 | 0 | 0 | 0 | 0 | 17132.6558 | 16503.537 | 16459.6446 | 14421.2507 | 14410.107 | 14398.9632 | 14387.8195 | 14376.6758 | 14365.5321 | 14354.3883 | 14343.2446 | 14332.1009 | 14320.9571 | 14309.8134 | 14298.6697 | 14287.526 | 14276.3822 | 14265.2385 | 14254.0948 | 14242.951
sens | 0 | 0% | 0% | Option 2sens | 0 | 0 | 0 | 0 | 0 | 17132.6558 | 16503.537 | 16459.6446 | 14421.2507 | 14410.107 | 14398.9632 | 14387.8195 | 14376.6758 | 14365.5321 | 14354.3883 | 14343.2446 | 14332.1009 | 14320.9571 | 14309.8134 | 14298.6697 | 14287.526 | 14276.3822 | 14265.2385 | 14254.0948 | 14242.951
sens | 0 | 0% | 0% | Option 2sens | 0 | 0 | 0 | 0 | 0 | 17132.6558 | 16503.537 | 16459.6446 | 14421.2507 | 14410.107 | 14398.9632 | 14387.8195 | 14376.6758 | 14365.5321 | 14354.3883 | 14343.2446 | 14332.1009 | 14320.9571 | 14309.8134 | 14298.6697 | 14287.526 | 14276.3822 | 14265.2385 | 14254.0948 | 14242.951

## Option3
Powercor
Lancefield microgrid
OPTION 3 | Install generator + BESS microgrid
Count |  |  |  |  | 1 | 2 | 3 | 4 | 5 | 6 | 7 | 8 | 9 | 10 | 11 | 12 | 13 | 14 | 15 | 16 | 17 | 18 | 19 | 20 | 21 | 22 | 23 | 24 | 25
Value of CO2 reductions |  |  |  | $/MWh | 24.7305 | 22.3407 | 20.1963 | 18.0629 | 15.9134 | 13.7151 | 13.7151 | 13.7151 | 13.7151 | 13.7151 | 13.7151 | 13.7151 | 13.7151 | 13.7151 | 13.7151 | 13.7151 | 13.7151 | 13.7151 | 13.7151 | 13.7151 | 13.7151 | 13.7151 | 13.7151 | 13.7151 | 13.7151
|  |  |  | Units | 2026-27 | 2027-28 | 2028-29 | 2029-30 | 2030-31 | 2031-32 | 2032-33 | 2033-34 | 2034-35 | 2035-36 | 2036-37 | 2037-38 | 2038-39 | 2039-40 | 2040-41 | 2041-42 | 2042-43 | 2043-44 | 2044-45 | 2045-46 | 2046-47 | 2047-48 | 2048-49 | 2049-50 | 2050-51
INVESTMENT & OPERATING COST
| Capex |  | Asset life (yrs)
| Microgrid (exc BESS) |  | 20 | 2023-12-31 | 0 | 0 | 0 | 0 | 2834718.1175 | 0 | 0 | 0 | 0 | 0 | 0 | 0 | 0 | 0 | 0 | 0 | 0 | 0 | 0 | 0 | 0 | 0 | 0 | 0 | 0
| BESS |  | 20 | 2023-12-31 | 0 | 0 | 0 | 0 | 3438676.7825 | 0 | 0 | 0 | 0 | 0 | 0 | 0 | 0 | 0 | 0 | 0 | 0 | 0 | 0 | 0 | 0 | 0 | 0 | 0 | 0
|  |  | 0 | 2023-12-31 | 0 | 0 | 0 | 0 | 0 | 0 | 0 | 0 | 0 | 0 | 0 | 0 | 0 | 0 | 0 | 0 | 0 | 0 | 0 | 0 | 0 | 0 | 0 | 0 | 0
| Capital expenditure |  |  | 2023-12-31 | 0 | 0 | 0 | 0 | 6273394.9 | 0 | 0 | 0 | 0 | 0 | 0 | 0 | 0 | 0 | 0 | 0 | 0 | 0 | 0 | 0 | 0 | 0 | 0 | 0 | 0
| Operating expenditure |  |  | 2023-12-31 | 0 | 0 | 0 | 0 | 0 | 180000 | 180000 | 180000 | 180000 | 180000 | 180000 | 180000 | 180000 | 180000 | 180000 | 180000 | 180000 | 180000 | 180000 | 180000 | 180000 | 180000 | 180000 | 180000 | 180000
RISK ASSUMPTIONS
| PoF (major) |  |  |  | 0 | 0 | 0 | 0 | 0 | 0 | 0 | 0 | 0 | 0 | 0 | 0 | 0 | 0 | 0 | 0 | 0 | 0 | 0 | 0 | 0 | 0 | 0 | 0 | 0
| PoF (reparable) |  |  |  | 0 | 0 | 0 | 0 | 0 | 0 | 0 | 0 | 0 | 0 | 0 | 0 | 0 | 0 | 0 | 0 | 0 | 0 | 0 | 0 | 0 | 0 | 0 | 0 | 0
| Energy at risk (weighted) |  |  | MWh | 6.0647 | 6.1212 | 6.2086 | 6.2842 | 6.3147 | 0 | 0 | 0 | 0 | 0 | 0 | 0 | 0 | 0 | 0 | 0 | 0 | 0 | 0 | 0 | 0 | 0 | 0 | 0 | 0
| Energy at risk value | $/MWh | 34098.9574 | 2023-12-31 | 206800.7044 | 208725.5189 | 211705.3186 | 214286.298 | 215325.1141 | 0 | 0 | 0 | 0 | 0 | 0 | 0 | 0 | 0 | 0 | 0 | 0 | 0 | 0 | 0 | 0 | 0 | 0 | 0 | 0
| Safety consequence | (after DF) |  | 2023-12-31 | 0 | 0 | 0 | 0 | 0 | 0 | 0 | 0 | 0 | 0 | 0 | 0 | 0 | 0 | 0 | 0 | 0 | 0 | 0 | 0 | 0 | 0 | 0 | 0 | 0
| Unplanned replacements |  |  | 2023-12-31 | 0 | 0 | 0 | 0 | 0 | 0 | 0 | 0 | 0 | 0 | 0 | 0 | 0 | 0 | 0 | 0 | 0 | 0 | 0 | 0 | 0 | 0 | 0 | 0 | 0
| Environmental consequence | (after DF) |  | 2023-12-31 | 0 | 0 | 0 | 0 | 0 | 0 | 0 | 0 | 0 | 0 | 0 | 0 | 0 | 0 | 0 | 0 | 0 | 0 | 0 | 0 | 0 | 0 | 0 | 0 | 0
| < Other risk - enter description > |  |  | 2023-12-31 | 0 | 0 | 0 | 0 | 0 | 0 | 0 | 0 | 0 | 0 | 0 | 0 | 0 | 0 | 0 | 0 | 0 | 0 | 0 | 0 | 0 | 0 | 0 | 0 | 0
| < Other risk - enter description > |  |  | 2023-12-31 | 0 | 0 | 0 | 0 | 0 | 0 | 0 | 0 | 0 | 0 | 0 | 0 | 0 | 0 | 0 | 0 | 0 | 0 | 0 | 0 | 0 | 0 | 0 | 0 | 0
| Total risk cost |  |  |  | 206800.7044 | 208725.5189 | 211705.3186 | 214286.298 | 215325.1141 | 0 | 0 | 0 | 0 | 0 | 0 | 0 | 0 | 0 | 0 | 0 | 0 | 0 | 0 | 0 | 0 | 0 | 0 | 0 | 0
OTHER BENEFITS
| Reduction in CO2 emissions |  |  | MWh | 0 | 0 | 0 | 0 | 0 | 0 | 0 | 0 | 0 | 0 | 0 | 0 | 0 | 0 | 0 | 0 | 0 | 0 | 0 | 0 | 0 | 0 | 0 | 0 | 0
| Value of reduction in CO2 emissions |  |  | $ | 0 | 0 | 0 | 0 | 0 | 0 | 0 | 0 | 0 | 0 | 0 | 0 | 0 | 0 | 0 | 0 | 0 | 0 | 0 | 0 | 0 | 0 | 0 | 0 | 0
| Incremental reliability in worst-served areas > 500 mins | $/MWh | 33401.0426 | MWh | 0 | 0 | 0 | 0 | 0 | 1.3133 | 1.3105 | 1.3104 | 1.3014 | 1.3014 | 1.3014 | 1.3014 | 1.3014 | 1.3014 | 1.3014 | 1.3014 | 1.3014 | 1.3014 | 1.3014 | 1.3014 | 1.3014 | 1.3014 | 1.3014 | 1.3014 | 1.3014
| Incremental network resilience (domestic) | $/MWh | 19880 | MWh | 0 | 0 | 0 | 0 | 0 | 1.2373 | 1.2346 | 1.2344 | 1.2259 | 1.2258 | 1.2257 | 1.2257 | 1.2256 | 1.2255 | 1.2254 | 1.2254 | 1.2253 | 1.2252 | 1.2251 | 1.2251 | 1.225 | 1.2249 | 1.2248 | 1.2248 | 1.2247
| Incremental network resilience (commercial) | $/MWh | 52200 | MWh | 0 | 0 | 0 | 0 | 0 | 0.1876 | 0.18719 | 0.18716 | 0.18586 | 0.18584 | 0.18583 | 0.18581 | 0.18579 | 0.18578 | 0.18576 | 0.18574 | 0.18573 | 0.18571 | 0.1857 | 0.18568 | 0.18566 | 0.18565 | 0.18563 | 0.18561 | 0.1856
| Incremental network resilience (industrial) | $/customer | 74790 | MWh | 0 | 0 | 0 | 0 | 0 | 0.059392 | 0.059263 | 0.059252 | 0.05884 | 0.058835 | 0.05883 | 0.058825 | 0.05882 | 0.058814 | 0.058809 | 0.058804 | 0.058799 | 0.058794 | 0.058788 | 0.058783 | 0.058778 | 0.058773 | 0.058768 | 0.058762 | 0.058757
| Incremental network resilience (agricultural) | $/customer min | 44400 | MWh | 0 | 0 | 0 | 0 | 0 | 0.0081755 | 0.0081577 | 0.0081561 | 0.0080995 | 0.0080988 | 0.0080981 | 0.0080974 | 0.0080967 | 0.0080959 | 0.0080952 | 0.0080945 | 0.0080938 | 0.0080931 | 0.0080924 | 0.0080916 | 0.0080909 | 0.0080902 | 0.0080895 | 0.0080888 | 0.0080881
| Incremental network resilience (others) | $/customer min | 52200 | MWh | 0 | 0 | 0 | 0 | 0 | 0 | 0 | 0 | 0 | 0 | 0 | 0 | 0 | 0 | 0 | 0 | 0 | 0 | 0 | 0 | 0 | 0 | 0 | 0 | 0
| Bess lease | $/pa | 11000 | $ | 0 | 0 | 0 | 0 | 0 | 1 | 1 | 1 | 1 | 1 | 1 | 1 | 1 | 1 | 1 | 1 | 1 | 1 | 1 | 1 | 1 | 1 | 1 | 1 | 1
[5 empty] | 0 | 0 | 0 | 0 | 0 | 0 | 0 | 0 | 0 | 0 | 0 | 0 | 0 | 0 | 0 | 0 | 0 | 0 | 0 | 0 | 0 | 0 | 0 | 0 | 0
| Other benefits 1 |  |  | 2023-12-31 | 0 | 0 | 0 | 0 | 0 | 0 | 0 | 0 | 0 | 0 | 0 | 0 | 0 | 0 | 0 | 0 | 0 | 0 | 0 | 0 | 0 | 0 | 0 | 0 | 0
| Other benefits 2 |  |  | 2023-12-31 | 0 | 0 | 0 | 0 | 0 | 0 | 0 | 0 | 0 | 0 | 0 | 0 | 0 | 0 | 0 | 0 | 0 | 0 | 0 | 0 | 0 | 0 | 0 | 0 | 0
| Total other benefits |  |  | 2023-12-31 | 0 | 0 | 0 | 0 | 0 | 94059.6543 | 93883.8062 | 93871.8518 | 93301.3263 | 93298.541 | 93295.7557 | 93292.9705 | 93290.1852 | 93287.3999 | 93284.6146 | 93281.8293 | 93279.044 | 93276.2587 | 93273.4734 | 93270.6882 | 93267.9029 | 93265.1176 | 93262.3323 | 93259.547 | 93256.7617
SUMMARY
| Risks mitigated vs base case |  |  | 2023-12-31 | 0 | 0 | 0 | 0 | 0 | 213526.8206 | 213073.55 | 213041.6119 | 211573.7435 | 211565.385 | 211557.0266 | 211548.6682 | 211540.3097 | 211531.9513 | 211523.5929 | 211515.2344 | 211506.876 | 211498.5175 | 211490.1591 | 211481.8007 | 211473.4422 | 211465.0838 | 211456.7253 | 211448.3669 | 211440.0085
Capital expenditure
| Microgrid (exc BESS) |  |  | 2023-12-31 | 0 | 0 | 0 | 0 | -2834718.1175 | 0 | 0 | 0 | 0 | 0 | 0 | 0 | 0 | 0 | 0 | 0 | 0 | 0 | 0 | 0 | 0 | 0 | 0 | 0 | 0
| BESS |  |  | 2023-12-31 | 0 | 0 | 0 | 0 | -3438676.7825 | 0 | 0 | 0 | 0 | 0 | 0 | 0 | 0 | 0 | 0 | 0 | 0 | 0 | 0 | 0 | 0 | 0 | 0 | 0 | 0
| 0 |  |  | 2023-12-31 | 0 | 0 | 0 | 0 | 0 | 0 | 0 | 0 | 0 | 0 | 0 | 0 | 0 | 0 | 0 | 0 | 0 | 0 | 0 | 0 | 0 | 0 | 0 | 0 | 0
Cumulative capex
| Microgrid (exc BESS) |  |  | 2023-12-31 | 0 | 0 | 0 | 0 | -2834718.1175 | -2834718.1175 | -2834718.1175 | -2834718.1175 | -2834718.1175 | -2834718.1175 | -2834718.1175 | -2834718.1175 | -2834718.1175 | -2834718.1175 | -2834718.1175 | -2834718.1175 | -2834718.1175 | -2834718.1175 | -2834718.1175 | -2834718.1175 | -2834718.1175 | -2834718.1175 | -2834718.1175 | -2834718.1175 | 0
| BESS |  |  | 2023-12-31 | 0 | 0 | 0 | 0 | -3438676.7825 | -3438676.7825 | -3438676.7825 | -3438676.7825 | -3438676.7825 | -3438676.7825 | -3438676.7825 | -3438676.7825 | -3438676.7825 | -3438676.7825 | -3438676.7825 | -3438676.7825 | -3438676.7825 | -3438676.7825 | -3438676.7825 | -3438676.7825 | -3438676.7825 | -3438676.7825 | -3438676.7825 | -3438676.7825 | 0
| 0 |  |  | 2023-12-31 | 0 | 0 | 0 | 0 | 0 | 0 | 0 | 0 | 0 | 0 | 0 | 0 | 0 | 0 | 0 | 0 | 0 | 0 | 0 | 0 | 0 | 0 | 0 | 0 | 0
Annualised capex
| Annualised capex - Microgrid (exc BESS) |  |  | 2023-12-31 | 0 | 0 | 0 | 0 | 0 | -199453.8191 | -199453.8191 | -199453.8191 | -199453.8191 | -199453.8191 | -199453.8191 | -199453.8191 | -199453.8191 | -199453.8191 | -199453.8191 | -199453.8191 | -199453.8191 | -199453.8191 | -199453.8191 | -199453.8191 | -199453.8191 | -199453.8191 | -199453.8191 | -199453.8191 | -199453.8191
| Annualised capex - BESS |  |  | 2023-12-31 | 0 | 0 | 0 | 0 | 0 | -241949.0011 | -241949.0011 | -241949.0011 | -241949.0011 | -241949.0011 | -241949.0011 | -241949.0011 | -241949.0011 | -241949.0011 | -241949.0011 | -241949.0011 | -241949.0011 | -241949.0011 | -241949.0011 | -241949.0011 | -241949.0011 | -241949.0011 | -241949.0011 | -241949.0011 | -241949.0011
| Annualised capex - |  |  | 2023-12-31 | 0 | 0 | 0 | 0 | 0 | 0 | 0 | 0 | 0 | 0 | 0 | 0 | 0 | 0 | 0 | 0 | 0 | 0 | 0 | 0 | 0 | 0 | 0 | 0 | 0
| Total annualised capex |  |  | 2023-12-31 | 0 | 0 | 0 | 0 | 0 | -441402.8202 | -441402.8202 | -441402.8202 | -441402.8202 | -441402.8202 | -441402.8202 | -441402.8202 | -441402.8202 | -441402.8202 | -441402.8202 | -441402.8202 | -441402.8202 | -441402.8202 | -441402.8202 | -441402.8202 | -441402.8202 | -441402.8202 | -441402.8202 | -441402.8202 | -441402.8202
| Annualised capex |  |  | 2023-12-31 | 0 | 0 | 0 | 0 | 0 | -441402.8202 | -441402.8202 | -441402.8202 | -441402.8202 | -441402.8202 | -441402.8202 | -441402.8202 | -441402.8202 | -441402.8202 | -441402.8202 | -441402.8202 | -441402.8202 | -441402.8202 | -441402.8202 | -441402.8202 | -441402.8202 | -441402.8202 | -441402.8202 | -441402.8202 | -441402.8202
| Operating expenditure |  |  | 2023-12-31 | 0 | 0 | 0 | 0 | 0 | -180000 | -180000 | -180000 | -180000 | -180000 | -180000 | -180000 | -180000 | -180000 | -180000 | -180000 | -180000 | -180000 | -180000 | -180000 | -180000 | -180000 | -180000 | -180000 | -180000
| Risk mitigated |  |  | 2023-12-31 | 0 | 0 | 0 | 0 | 0 | 213526.8206 | 213073.55 | 213041.6119 | 211573.7435 | 211565.385 | 211557.0266 | 211548.6682 | 211540.3097 | 211531.9513 | 211523.5929 | 211515.2344 | 211506.876 | 211498.5175 | 211490.1591 | 211481.8007 | 211473.4422 | 211465.0838 | 211456.7253 | 211448.3669 | 211440.0085
| Other benefits value |  |  | 2023-12-31 | 0 | 0 | 0 | 0 | 0 | 94059.6543 | 93883.8062 | 93871.8518 | 93301.3263 | 93298.541 | 93295.7557 | 93292.9705 | 93290.1852 | 93287.3999 | 93284.6146 | 93281.8293 | 93279.044 | 93276.2587 | 93273.4734 | 93270.6882 | 93267.9029 | 93265.1176 | 93262.3323 | 93259.547 | 93256.7617
| Net benefits |  |  | 2023-12-31 | 0 | 0 | 0 | 0 | 0 | -313816.3454 | -314445.4641 | -314489.3565 | -316527.7504 | -316538.8942 | -316550.0379 | -316561.1816 | -316572.3253 | -316583.4691 | -316594.6128 | -316605.7565 | -316616.9003 | -316628.044 | -316639.1877 | -316650.3314 | -316661.4752 | -316672.6189 | -316683.7626 | -316694.9063 | -316706.0501
| First capex year |  |  | 5
| First year |  |  | 5
SENSITIVITIES
NPV | Net benefits |  |  | Option 3NPV | 0 | 0 | 0 | 0 | 0 | -313816.3454 | -314445.4641 | -314489.3565 | -316527.7504 | -316538.8942 | -316550.0379 | -316561.1816 | -316572.3253 | -316583.4691 | -316594.6128 | -316605.7565 | -316616.9003 | -316628.044 | -316639.1877 | -316650.3314 | -316661.4752 | -316672.6189 | -316683.7626 | -316694.9063 | -316706.0501
| Total annualised capex |  |  |  | 0 | 0 | 0 | 0 | 0 | -441402.8202 | -441402.8202 | -441402.8202 | -441402.8202 | -441402.8202 | -441402.8202 | -441402.8202 | -441402.8202 | -441402.8202 | -441402.8202 | -441402.8202 | -441402.8202 | -441402.8202 | -441402.8202 | -441402.8202 | -441402.8202 | -441402.8202 | -441402.8202 | -441402.8202 | -441402.8202
| Total benefits |  |  |  | 0 | 0 | 0 | 0 | 0 | 307586.4749 | 306957.3561 | 306913.4637 | 304875.0698 | 304863.9261 | 304852.7824 | 304841.6386 | 304830.4949 | 304819.3512 | 304808.2074 | 304797.0637 | 304785.92 | 304774.7763 | 304763.6325 | 304752.4888 | 304741.3451 | 304730.2014 | 304719.0576 | 304707.9139 | 304696.7702
|  | Capex | Total benefits
sens1 | Capex 10% higher | 10% | 0% | Option 3sens1 | 0 | 0 | 0 | 0 | 0 | -357956.6274 | -358585.7461 | -358629.6385 | -360668.0325 | -360679.1762 | -360690.3199 | -360701.4636 | -360712.6074 | -360723.7511 | -360734.8948 | -360746.0386 | -360757.1823 | -360768.326 | -360779.4697 | -360790.6135 | -360801.7572 | -360812.9009 | -360824.0446 | -360835.1884 | -360846.3321
sens2 | Capex 10% lower | -10% | 0% | Option 3sens2 | 0 | 0 | 0 | 0 | 0 | -269676.0633 | -270305.1821 | -270349.0745 | -272387.4684 | -272398.6121 | -272409.7559 | -272420.8996 | -272432.0433 | -272443.187 | -272454.3308 | -272465.4745 | -272476.6182 | -272487.762 | -272498.9057 | -272510.0494 | -272521.1931 | -272532.3369 | -272543.4806 | -272554.6243 | -272565.7681
sens3 | Increasing wind escalation | 0% | 0.75% | Option 3sens3 | 0 | 0 | 0 | 0 | 0 | -323624.8049 | -324241.9061 | -324293.1331 | -326272.7216 | -326292.2237 | -326311.7259 | -326331.2281 | -326350.7302 | -326370.2324 | -326389.7346 | -326409.2367 | -326428.7389 | -326448.2411 | -326467.7432 | -326487.2454 | -326506.7476 | -326526.2497 | -326545.7519 | -326565.2541 | -326584.7562
sens4 |  | 0% | 0% | Option 3sens4 | 0 | 0 | 0 | 0 | 0 | -313816.3454 | -314445.4641 | -314489.3565 | -316527.7504 | -316538.8942 | -316550.0379 | -316561.1816 | -316572.3253 | -316583.4691 | -316594.6128 | -316605.7565 | -316616.9003 | -316628.044 | -316639.1877 | -316650.3314 | -316661.4752 | -316672.6189 | -316683.7626 | -316694.9063 | -316706.0501
sens5 |  | 0% | 0% | Option 3sens5 | 0 | 0 | 0 | 0 | 0 | -313816.3454 | -314445.4641 | -314489.3565 | -316527.7504 | -316538.8942 | -316550.0379 | -316561.1816 | -316572.3253 | -316583.4691 | -316594.6128 | -316605.7565 | -316616.9003 | -316628.044 | -316639.1877 | -316650.3314 | -316661.4752 | -316672.6189 | -316683.7626 | -316694.9063 | -316706.0501
sens | 0 | 0% | 0% | Option 3sens | 0 | 0 | 0 | 0 | 0 | -313816.3454 | -314445.4641 | -314489.3565 | -316527.7504 | -316538.8942 | -316550.0379 | -316561.1816 | -316572.3253 | -316583.4691 | -316594.6128 | -316605.7565 | -316616.9003 | -316628.044 | -316639.1877 | -316650.3314 | -316661.4752 | -316672.6189 | -316683.7626 | -316694.9063 | -316706.0501
sens | 0 | 0% | 0% | Option 3sens | 0 | 0 | 0 | 0 | 0 | -313816.3454 | -314445.4641 | -314489.3565 | -316527.7504 | -316538.8942 | -316550.0379 | -316561.1816 | -316572.3253 | -316583.4691 | -316594.6128 | -316605.7565 | -316616.9003 | -316628.044 | -316639.1877 | -316650.3314 | -316661.4752 | -316672.6189 | -316683.7626 | -316694.9063 | -316706.0501
sens | 0 | 0% | 0% | Option 3sens | 0 | 0 | 0 | 0 | 0 | -313816.3454 | -314445.4641 | -314489.3565 | -316527.7504 | -316538.8942 | -316550.0379 | -316561.1816 | -316572.3253 | -316583.4691 | -316594.6128 | -316605.7565 | -316616.9003 | -316628.044 | -316639.1877 | -316650.3314 | -316661.4752 | -316672.6189 | -316683.7626 | -316694.9063 | -316706.0501

## Option4
Powercor
Lancefield microgrid
OPTION 4 | 0
Not used
Count |  |  |  |  | 1 | 2 | 3 | 4 | 5 | 6 | 7 | 8 | 9 | 10 | 11 | 12 | 13 | 14 | 15 | 16 | 17 | 18 | 19 | 20 | 21 | 22 | 23 | 24 | 25
Value of CO2 reductions |  |  |  | $/MWh | 24.7305 | 22.3407 | 20.1963 | 18.0629 | 15.9134 | 13.7151 | 13.7151 | 13.7151 | 13.7151 | 13.7151 | 13.7151 | 13.7151 | 13.7151 | 13.7151 | 13.7151 | 13.7151 | 13.7151 | 13.7151 | 13.7151 | 13.7151 | 13.7151 | 13.7151 | 13.7151 | 13.7151 | 13.7151
|  |  |  | Units | 2026-27 | 2027-28 | 2028-29 | 2029-30 | 2030-31 | 2031-32 | 2032-33 | 2033-34 | 2034-35 | 2035-36 | 2036-37 | 2037-38 | 2038-39 | 2039-40 | 2040-41 | 2041-42 | 2042-43 | 2043-44 | 2044-45 | 2045-46 | 2046-47 | 2047-48 | 2048-49 | 2049-50 | 2050-51
INVESTMENT & OPERATING COST
| Capex |  | Asset life (yrs)
| < Enter description > |  | 0 | 2023-12-31 | 0 | 0 | 0 | 0 | 0 | 0 | 0 | 0 | 0 | 0 | 0 | 0 | 0 | 0 | 0 | 0 | 0 | 0 | 0 | 0 | 0 | 0 | 0 | 0 | 0
| < Enter description > |  | 0 | 2023-12-31 | 0 | 0 | 0 | 0 | 0 | 0 | 0 | 0 | 0 | 0 | 0 | 0 | 0 | 0 | 0 | 0 | 0 | 0 | 0 | 0 | 0 | 0 | 0 | 0 | 0
| < Enter description > |  | 0 | 2023-12-31 | 0 | 0 | 0 | 0 | 0 | 0 | 0 | 0 | 0 | 0 | 0 | 0 | 0 | 0 | 0 | 0 | 0 | 0 | 0 | 0 | 0 | 0 | 0 | 0 | 0
| Capital expenditure |  |  | 2023-12-31 | 0 | 0 | 0 | 0 | 0 | 0 | 0 | 0 | 0 | 0 | 0 | 0 | 0 | 0 | 0 | 0 | 0 | 0 | 0 | 0 | 0 | 0 | 0 | 0 | 0
| Operating expenditure |  |  | 2023-12-31 | 0 | 0 | 0 | 0 | 0 | 0 | 0 | 0 | 0 | 0 | 0 | 0 | 0 | 0 | 0 | 0 | 0 | 0 | 0 | 0 | 0 | 0 | 0 | 0 | 0
RISK ASSUMPTIONS
| PoF (major) |  |  |  | 0 | 0 | 0 | 0 | 0 | 0 | 0 | 0 | 0 | 0 | 0 | 0 | 0 | 0 | 0 | 0 | 0 | 0 | 0 | 0 | 0 | 0 | 0 | 0 | 0
| PoF (reparable) |  |  |  | 0 | 0 | 0 | 0 | 0 | 0 | 0 | 0 | 0 | 0 | 0 | 0 | 0 | 0 | 0 | 0 | 0 | 0 | 0 | 0 | 0 | 0 | 0 | 0 | 0
| Energy at risk (weighted) |  |  | MWh | 0 | 0 | 0 | 0 | 0 | 0 | 0 | 0 | 0 | 0 | 0 | 0 | 0 | 0 | 0 | 0 | 0 | 0 | 0 | 0 | 0 | 0 | 0 | 0 | 0
| Energy at risk value | $/MWh | 34098.9574 | 2023-12-31 | 0 | 0 | 0 | 0 | 0 | 0 | 0 | 0 | 0 | 0 | 0 | 0 | 0 | 0 | 0 | 0 | 0 | 0 | 0 | 0 | 0 | 0 | 0 | 0 | 0
| Safety consequence | (after DF) |  | 2023-12-31 | 0 | 0 | 0 | 0 | 0 | 0 | 0 | 0 | 0 | 0 | 0 | 0 | 0 | 0 | 0 | 0 | 0 | 0 | 0 | 0 | 0 | 0 | 0 | 0 | 0
| Unplanned replacements |  |  | 2023-12-31 | 0 | 0 | 0 | 0 | 0 | 0 | 0 | 0 | 0 | 0 | 0 | 0 | 0 | 0 | 0 | 0 | 0 | 0 | 0 | 0 | 0 | 0 | 0 | 0 | 0
| Environmental consequence | (after DF) |  | 2023-12-31 | 0 | 0 | 0 | 0 | 0 | 0 | 0 | 0 | 0 | 0 | 0 | 0 | 0 | 0 | 0 | 0 | 0 | 0 | 0 | 0 | 0 | 0 | 0 | 0 | 0
| < Other risk - enter description > |  |  | 2023-12-31 | 0 | 0 | 0 | 0 | 0 | 0 | 0 | 0 | 0 | 0 | 0 | 0 | 0 | 0 | 0 | 0 | 0 | 0 | 0 | 0 | 0 | 0 | 0 | 0 | 0
| < Other risk - enter description > |  |  | 2023-12-31 | 0 | 0 | 0 | 0 | 0 | 0 | 0 | 0 | 0 | 0 | 0 | 0 | 0 | 0 | 0 | 0 | 0 | 0 | 0 | 0 | 0 | 0 | 0 | 0 | 0
| Total risk cost |  |  |  | 0 | 0 | 0 | 0 | 0 | 0 | 0 | 0 | 0 | 0 | 0 | 0 | 0 | 0 | 0 | 0 | 0 | 0 | 0 | 0 | 0 | 0 | 0 | 0 | 0
OTHER BENEFITS
| Reduction in CO2 emissions |  |  | MWh | 0 | 0 | 0 | 0 | 0 | 0 | 0 | 0 | 0 | 0 | 0 | 0 | 0 | 0 | 0 | 0 | 0 | 0 | 0 | 0 | 0 | 0 | 0 | 0 | 0
| Value of reduction in CO2 emissions |  |  | $ | 0 | 0 | 0 | 0 | 0 | 0 | 0 | 0 | 0 | 0 | 0 | 0 | 0 | 0 | 0 | 0 | 0 | 0 | 0 | 0 | 0 | 0 | 0 | 0 | 0
| Incremental reliability in worst-served areas > 500 mins | $/MWh | 33401.0426 | MWh | 0 | 0 | 0 | 0 | 0 | 0 | 0 | 0 | 0 | 0 | 0 | 0 | 0 | 0 | 0 | 0 | 0 | 0 | 0 | 0 | 0 | 0 | 0 | 0 | 0
| Incremental network resilience (domestic) | $/MWh | 19880 | MWh | 0 | 0 | 0 | 0 | 0 | 0 | 0 | 0 | 0 | 0 | 0 | 0 | 0 | 0 | 0 | 0 | 0 | 0 | 0 | 0 | 0 | 0 | 0 | 0 | 0
| Incremental network resilience (commercial) | $/MWh | 52200 | MWh | 0 | 0 | 0 | 0 | 0 | 0 | 0 | 0 | 0 | 0 | 0 | 0 | 0 | 0 | 0 | 0 | 0 | 0 | 0 | 0 | 0 | 0 | 0 | 0 | 0
| Incremental network resilience (industrial) | $/customer | 74790 | MWh | 0 | 0 | 0 | 0 | 0 | 0 | 0 | 0 | 0 | 0 | 0 | 0 | 0 | 0 | 0 | 0 | 0 | 0 | 0 | 0 | 0 | 0 | 0 | 0 | 0
| Incremental network resilience (agricultural) | $/customer min | 44400 | MWh | 0 | 0 | 0 | 0 | 0 | 0 | 0 | 0 | 0 | 0 | 0 | 0 | 0 | 0 | 0 | 0 | 0 | 0 | 0 | 0 | 0 | 0 | 0 | 0 | 0
| Incremental network resilience (others) | $/customer min | 52200 | MWh | 0 | 0 | 0 | 0 | 0 | 0 | 0 | 0 | 0 | 0 | 0 | 0 | 0 | 0 | 0 | 0 | 0 | 0 | 0 | 0 | 0 | 0 | 0 | 0 | 0
|  |  | 0 |  | 0 | 0 | 0 | 0 | 0 | 0 | 0 | 0 | 0 | 0 | 0 | 0 | 0 | 0 | 0 | 0 | 0 | 0 | 0 | 0 | 0 | 0 | 0 | 0 | 0
|  |  | 0 |  | 0 | 0 | 0 | 0 | 0 | 0 | 0 | 0 | 0 | 0 | 0 | 0 | 0 | 0 | 0 | 0 | 0 | 0 | 0 | 0 | 0 | 0 | 0 | 0 | 0
| Other benefits 1 |  |  | 2023-12-31 | 0 | 0 | 0 | 0 | 0 | 0 | 0 | 0 | 0 | 0 | 0 | 0 | 0 | 0 | 0 | 0 | 0 | 0 | 0 | 0 | 0 | 0 | 0 | 0 | 0
| Other benefits 2 |  |  | 2023-12-31 | 0 | 0 | 0 | 0 | 0 | 0 | 0 | 0 | 0 | 0 | 0 | 0 | 0 | 0 | 0 | 0 | 0 | 0 | 0 | 0 | 0 | 0 | 0 | 0 | 0
| Total other benefits |  |  | 2023-12-31 | 0 | 0 | 0 | 0 | 0 | 0 | 0 | 0 | 0 | 0 | 0 | 0 | 0 | 0 | 0 | 0 | 0 | 0 | 0 | 0 | 0 | 0 | 0 | 0 | 0
SUMMARY
| Risks mitigated vs base case |  |  | 2023-12-31 | 0 | 0 | 0 | 0 | 0 | 0 | 0 | 0 | 0 | 0 | 0 | 0 | 0 | 0 | 0 | 0 | 0 | 0 | 0 | 0 | 0 | 0 | 0 | 0 | 0
Capital expenditure
| < Enter description > |  |  | 2023-12-31 | 0 | 0 | 0 | 0 | 0 | 0 | 0 | 0 | 0 | 0 | 0 | 0 | 0 | 0 | 0 | 0 | 0 | 0 | 0 | 0 | 0 | 0 | 0 | 0 | 0
| < Enter description > |  |  | 2023-12-31 | 0 | 0 | 0 | 0 | 0 | 0 | 0 | 0 | 0 | 0 | 0 | 0 | 0 | 0 | 0 | 0 | 0 | 0 | 0 | 0 | 0 | 0 | 0 | 0 | 0
| < Enter description > |  |  | 2023-12-31 | 0 | 0 | 0 | 0 | 0 | 0 | 0 | 0 | 0 | 0 | 0 | 0 | 0 | 0 | 0 | 0 | 0 | 0 | 0 | 0 | 0 | 0 | 0 | 0 | 0
Cumulative capex
| < Enter description > |  |  | 2023-12-31 | 0 | 0 | 0 | 0 | 0 | 0 | 0 | 0 | 0 | 0 | 0 | 0 | 0 | 0 | 0 | 0 | 0 | 0 | 0 | 0 | 0 | 0 | 0 | 0 | 0
| < Enter description > |  |  | 2023-12-31 | 0 | 0 | 0 | 0 | 0 | 0 | 0 | 0 | 0 | 0 | 0 | 0 | 0 | 0 | 0 | 0 | 0 | 0 | 0 | 0 | 0 | 0 | 0 | 0 | 0
| < Enter description > |  |  | 2023-12-31 | 0 | 0 | 0 | 0 | 0 | 0 | 0 | 0 | 0 | 0 | 0 | 0 | 0 | 0 | 0 | 0 | 0 | 0 | 0 | 0 | 0 | 0 | 0 | 0 | 0
Annualised capex
| Annualised capex - < Enter description > |  |  | 2023-12-31 | 0 | 0 | 0 | 0 | 0 | 0 | 0 | 0 | 0 | 0 | 0 | 0 | 0 | 0 | 0 | 0 | 0 | 0 | 0 | 0 | 0 | 0 | 0 | 0 | 0
| Annualised capex - < Enter description > |  |  | 2023-12-31 | 0 | 0 | 0 | 0 | 0 | 0 | 0 | 0 | 0 | 0 | 0 | 0 | 0 | 0 | 0 | 0 | 0 | 0 | 0 | 0 | 0 | 0 | 0 | 0 | 0
| Annualised capex - < Enter description > |  |  | 2023-12-31 | 0 | 0 | 0 | 0 | 0 | 0 | 0 | 0 | 0 | 0 | 0 | 0 | 0 | 0 | 0 | 0 | 0 | 0 | 0 | 0 | 0 | 0 | 0 | 0 | 0
| Total annualised capex |  |  | 2023-12-31 | 0 | 0 | 0 | 0 | 0 | 0 | 0 | 0 | 0 | 0 | 0 | 0 | 0 | 0 | 0 | 0 | 0 | 0 | 0 | 0 | 0 | 0 | 0 | 0 | 0
| Annualised capex |  |  | 2023-12-31 | 0 | 0 | 0 | 0 | 0 | 0 | 0 | 0 | 0 | 0 | 0 | 0 | 0 | 0 | 0 | 0 | 0 | 0 | 0 | 0 | 0 | 0 | 0 | 0 | 0
| Operating expenditure |  |  | 2023-12-31 | 0 | 0 | 0 | 0 | 0 | 0 | 0 | 0 | 0 | 0 | 0 | 0 | 0 | 0 | 0 | 0 | 0 | 0 | 0 | 0 | 0 | 0 | 0 | 0 | 0
| Risk mitigated |  |  | 2023-12-31 | 0 | 0 | 0 | 0 | 0 | 0 | 0 | 0 | 0 | 0 | 0 | 0 | 0 | 0 | 0 | 0 | 0 | 0 | 0 | 0 | 0 | 0 | 0 | 0 | 0
| Other benefits value |  |  | 2023-12-31 | 0 | 0 | 0 | 0 | 0 | 0 | 0 | 0 | 0 | 0 | 0 | 0 | 0 | 0 | 0 | 0 | 0 | 0 | 0 | 0 | 0 | 0 | 0 | 0 | 0
| Net benefits |  |  | 2023-12-31 | 0 | 0 | 0 | 0 | 0 | 0 | 0 | 0 | 0 | 0 | 0 | 0 | 0 | 0 | 0 | 0 | 0 | 0 | 0 | 0 | 0 | 0 | 0 | 0 | 0
| First capex year |  |  | 0
| First year |  |  | Not used
SENSITIVITIES
NPV | Net benefits |  |  | Option 4NPV | 0 | 0 | 0 | 0 | 0 | 0 | 0 | 0 | 0 | 0 | 0 | 0 | 0 | 0 | 0 | 0 | 0 | 0 | 0 | 0 | 0 | 0 | 0 | 0 | 0
| Total annualised capex |  |  |  | 0 | 0 | 0 | 0 | 0 | 0 | 0 | 0 | 0 | 0 | 0 | 0 | 0 | 0 | 0 | 0 | 0 | 0 | 0 | 0 | 0 | 0 | 0 | 0 | 0
| Total benefits |  |  |  | 0 | 0 | 0 | 0 | 0 | 0 | 0 | 0 | 0 | 0 | 0 | 0 | 0 | 0 | 0 | 0 | 0 | 0 | 0 | 0 | 0 | 0 | 0 | 0 | 0
|  | Capex | Total benefits
sens1 | Capex 10% higher | 10% | 0% | Option 4sens1 | 0 | 0 | 0 | 0 | 0 | 0 | 0 | 0 | 0 | 0 | 0 | 0 | 0 | 0 | 0 | 0 | 0 | 0 | 0 | 0 | 0 | 0 | 0 | 0 | 0
sens2 | Capex 10% lower | -10% | 0% | Option 4sens2 | 0 | 0 | 0 | 0 | 0 | 0 | 0 | 0 | 0 | 0 | 0 | 0 | 0 | 0 | 0 | 0 | 0 | 0 | 0 | 0 | 0 | 0 | 0 | 0 | 0
sens3 | Increasing wind escalation | 0% | 15% | Option 4sens3 | 0 | 0 | 0 | 0 | 0 | 0 | 0 | 0 | 0 | 0 | 0 | 0 | 0 | 0 | 0 | 0 | 0 | 0 | 0 | 0 | 0 | 0 | 0 | 0 | 0
sens4 |  | 0% | 0% | Option 4sens4 | 0 | 0 | 0 | 0 | 0 | 0 | 0 | 0 | 0 | 0 | 0 | 0 | 0 | 0 | 0 | 0 | 0 | 0 | 0 | 0 | 0 | 0 | 0 | 0 | 0
sens5 |  | 0% | 0% | Option 4sens5 | 0 | 0 | 0 | 0 | 0 | 0 | 0 | 0 | 0 | 0 | 0 | 0 | 0 | 0 | 0 | 0 | 0 | 0 | 0 | 0 | 0 | 0 | 0 | 0 | 0
sens | 0 | 0% | 0% | Option 4sens | 0 | 0 | 0 | 0 | 0 | 0 | 0 | 0 | 0 | 0 | 0 | 0 | 0 | 0 | 0 | 0 | 0 | 0 | 0 | 0 | 0 | 0 | 0 | 0 | 0
sens | 0 | 0% | 0% | Option 4sens | 0 | 0 | 0 | 0 | 0 | 0 | 0 | 0 | 0 | 0 | 0 | 0 | 0 | 0 | 0 | 0 | 0 | 0 | 0 | 0 | 0 | 0 | 0 | 0 | 0
sens | 0 | 0% | 0% | Option 4sens | 0 | 0 | 0 | 0 | 0 | 0 | 0 | 0 | 0 | 0 | 0 | 0 | 0 | 0 | 0 | 0 | 0 | 0 | 0 | 0 | 0 | 0 | 0 | 0 | 0

## Option5
Powercor
Lancefield microgrid
OPTION 5 | 0
Not used
Count |  |  |  |  | 1 | 2 | 3 | 4 | 5 | 6 | 7 | 8 | 9 | 10 | 11 | 12 | 13 | 14 | 15 | 16 | 17 | 18 | 19 | 20 | 21 | 22 | 23 | 24 | 25
Value of CO2 reductions |  |  |  | $/MWh | 24.7305 | 22.3407 | 20.1963 | 18.0629 | 15.9134 | 13.7151 | 13.7151 | 13.7151 | 13.7151 | 13.7151 | 13.7151 | 13.7151 | 13.7151 | 13.7151 | 13.7151 | 13.7151 | 13.7151 | 13.7151 | 13.7151 | 13.7151 | 13.7151 | 13.7151 | 13.7151 | 13.7151 | 13.7151
|  |  |  | Units | 2026-27 | 2027-28 | 2028-29 | 2029-30 | 2030-31 | 2031-32 | 2032-33 | 2033-34 | 2034-35 | 2035-36 | 2036-37 | 2037-38 | 2038-39 | 2039-40 | 2040-41 | 2041-42 | 2042-43 | 2043-44 | 2044-45 | 2045-46 | 2046-47 | 2047-48 | 2048-49 | 2049-50 | 2050-51
INVESTMENT & OPERATING COST
| Capex |  | Asset life (yrs)
| < Enter description > |  | 0 | 2023-12-31 | 0 | 0 | 0 | 0 | 0 | 0 | 0 | 0 | 0 | 0 | 0 | 0 | 0 | 0 | 0 | 0 | 0 | 0 | 0 | 0 | 0 | 0 | 0 | 0 | 0
| < Enter description > |  | 0 | 2023-12-31 | 0 | 0 | 0 | 0 | 0 | 0 | 0 | 0 | 0 | 0 | 0 | 0 | 0 | 0 | 0 | 0 | 0 | 0 | 0 | 0 | 0 | 0 | 0 | 0 | 0
| < Enter description > |  | 0 | 2023-12-31 | 0 | 0 | 0 | 0 | 0 | 0 | 0 | 0 | 0 | 0 | 0 | 0 | 0 | 0 | 0 | 0 | 0 | 0 | 0 | 0 | 0 | 0 | 0 | 0 | 0
| Capital expenditure |  |  | 2023-12-31 | 0 | 0 | 0 | 0 | 0 | 0 | 0 | 0 | 0 | 0 | 0 | 0 | 0 | 0 | 0 | 0 | 0 | 0 | 0 | 0 | 0 | 0 | 0 | 0 | 0
| Operating expenditure |  |  | 2023-12-31 | 0 | 0 | 0 | 0 | 0 | 0 | 0 | 0 | 0 | 0 | 0 | 0 | 0 | 0 | 0 | 0 | 0 | 0 | 0 | 0 | 0 | 0 | 0 | 0 | 0
RISK ASSUMPTIONS
| PoF (major) |  |  |  | 0 | 0 | 0 | 0 | 0 | 0 | 0 | 0 | 0 | 0 | 0 | 0 | 0 | 0 | 0 | 0 | 0 | 0 | 0 | 0 | 0 | 0 | 0 | 0 | 0
| PoF (reparable) |  |  |  | 0 | 0 | 0 | 0 | 0 | 0 | 0 | 0 | 0 | 0 | 0 | 0 | 0 | 0 | 0 | 0 | 0 | 0 | 0 | 0 | 0 | 0 | 0 | 0 | 0
| Energy at risk (weighted) |  |  | MWh | 0 | 0 | 0 | 0 | 0 | 0 | 0 | 0 | 0 | 0 | 0 | 0 | 0 | 0 | 0 | 0 | 0 | 0 | 0 | 0 | 0 | 0 | 0 | 0 | 0
| Energy at risk value | $/MWh | 34098.9574 | 2023-12-31 | 0 | 0 | 0 | 0 | 0 | 0 | 0 | 0 | 0 | 0 | 0 | 0 | 0 | 0 | 0 | 0 | 0 | 0 | 0 | 0 | 0 | 0 | 0 | 0 | 0
| Safety consequence | (after DF) |  | 2023-12-31 | 0 | 0 | 0 | 0 | 0 | 0 | 0 | 0 | 0 | 0 | 0 | 0 | 0 | 0 | 0 | 0 | 0 | 0 | 0 | 0 | 0 | 0 | 0 | 0 | 0
| Unplanned replacements |  |  | 2023-12-31 | 0 | 0 | 0 | 0 | 0 | 0 | 0 | 0 | 0 | 0 | 0 | 0 | 0 | 0 | 0 | 0 | 0 | 0 | 0 | 0 | 0 | 0 | 0 | 0 | 0
| Environmental consequence | (after DF) |  | 2023-12-31 | 0 | 0 | 0 | 0 | 0 | 0 | 0 | 0 | 0 | 0 | 0 | 0 | 0 | 0 | 0 | 0 | 0 | 0 | 0 | 0 | 0 | 0 | 0 | 0 | 0
| < Other risk - enter description > |  |  | 2023-12-31 | 0 | 0 | 0 | 0 | 0 | 0 | 0 | 0 | 0 | 0 | 0 | 0 | 0 | 0 | 0 | 0 | 0 | 0 | 0 | 0 | 0 | 0 | 0 | 0 | 0
| < Other risk - enter description > |  |  | 2023-12-31 | 0 | 0 | 0 | 0 | 0 | 0 | 0 | 0 | 0 | 0 | 0 | 0 | 0 | 0 | 0 | 0 | 0 | 0 | 0 | 0 | 0 | 0 | 0 | 0 | 0
| Total risk cost |  |  |  | 0 | 0 | 0 | 0 | 0 | 0 | 0 | 0 | 0 | 0 | 0 | 0 | 0 | 0 | 0 | 0 | 0 | 0 | 0 | 0 | 0 | 0 | 0 | 0 | 0
OTHER BENEFITS
| Reduction in CO2 emissions |  |  | MWh | 0 | 0 | 0 | 0 | 0 | 0 | 0 | 0 | 0 | 0 | 0 | 0 | 0 | 0 | 0 | 0 | 0 | 0 | 0 | 0 | 0 | 0 | 0 | 0 | 0
| Value of reduction in CO2 emissions |  |  | $ | 0 | 0 | 0 | 0 | 0 | 0 | 0 | 0 | 0 | 0 | 0 | 0 | 0 | 0 | 0 | 0 | 0 | 0 | 0 | 0 | 0 | 0 | 0 | 0 | 0
| Incremental reliability in worst-served areas > 500 mins | $/MWh | 33401.0426 | MWh | 0 | 0 | 0 | 0 | 0 | 0 | 0 | 0 | 0 | 0 | 0 | 0 | 0 | 0 | 0 | 0 | 0 | 0 | 0 | 0 | 0 | 0 | 0 | 0 | 0
| Incremental network resilience (domestic) | $/MWh | 19880 | MWh | 0 | 0 | 0 | 0 | 0 | 0 | 0 | 0 | 0 | 0 | 0 | 0 | 0 | 0 | 0 | 0 | 0 | 0 | 0 | 0 | 0 | 0 | 0 | 0 | 0
| Incremental network resilience (commercial) | $/MWh | 52200 | MWh | 0 | 0 | 0 | 0 | 0 | 0 | 0 | 0 | 0 | 0 | 0 | 0 | 0 | 0 | 0 | 0 | 0 | 0 | 0 | 0 | 0 | 0 | 0 | 0 | 0
| Incremental network resilience (industrial) | $/customer | 74790 | MWh | 0 | 0 | 0 | 0 | 0 | 0 | 0 | 0 | 0 | 0 | 0 | 0 | 0 | 0 | 0 | 0 | 0 | 0 | 0 | 0 | 0 | 0 | 0 | 0 | 0
| Incremental network resilience (agricultural) | $/customer min | 44400 | MWh | 0 | 0 | 0 | 0 | 0 | 0 | 0 | 0 | 0 | 0 | 0 | 0 | 0 | 0 | 0 | 0 | 0 | 0 | 0 | 0 | 0 | 0 | 0 | 0 | 0
| Incremental network resilience (others) | $/customer min | 52200 | MWh | 0 | 0 | 0 | 0 | 0 | 0 | 0 | 0 | 0 | 0 | 0 | 0 | 0 | 0 | 0 | 0 | 0 | 0 | 0 | 0 | 0 | 0 | 0 | 0 | 0
[5 empty] | 0 | 0 | 0 | 0 | 0 | 0 | 0 | 0 | 0 | 0 | 0 | 0 | 0 | 0 | 0 | 0 | 0 | 0 | 0 | 0 | 0 | 0 | 0 | 0 | 0
[5 empty] | 0 | 0 | 0 | 0 | 0 | 0 | 0 | 0 | 0 | 0 | 0 | 0 | 0 | 0 | 0 | 0 | 0 | 0 | 0 | 0 | 0 | 0 | 0 | 0 | 0
| Other benefits 1 |  |  | 2023-12-31 | 0 | 0 | 0 | 0 | 0 | 0 | 0 | 0 | 0 | 0 | 0 | 0 | 0 | 0 | 0 | 0 | 0 | 0 | 0 | 0 | 0 | 0 | 0 | 0 | 0
| Other benefits 2 |  |  | 2023-12-31 | 0 | 0 | 0 | 0 | 0 | 0 | 0 | 0 | 0 | 0 | 0 | 0 | 0 | 0 | 0 | 0 | 0 | 0 | 0 | 0 | 0 | 0 | 0 | 0 | 0
| Total other benefits |  |  | 2023-12-31 | 0 | 0 | 0 | 0 | 0 | 0 | 0 | 0 | 0 | 0 | 0 | 0 | 0 | 0 | 0 | 0 | 0 | 0 | 0 | 0 | 0 | 0 | 0 | 0 | 0
SUMMARY
| Risks mitigated vs base case |  |  | 2023-12-31 | 0 | 0 | 0 | 0 | 0 | 0 | 0 | 0 | 0 | 0 | 0 | 0 | 0 | 0 | 0 | 0 | 0 | 0 | 0 | 0 | 0 | 0 | 0 | 0 | 0
Capital expenditure
| < Enter description > |  |  | 2023-12-31 | 0 | 0 | 0 | 0 | 0 | 0 | 0 | 0 | 0 | 0 | 0 | 0 | 0 | 0 | 0 | 0 | 0 | 0 | 0 | 0 | 0 | 0 | 0 | 0 | 0
| < Enter description > |  |  | 2023-12-31 | 0 | 0 | 0 | 0 | 0 | 0 | 0 | 0 | 0 | 0 | 0 | 0 | 0 | 0 | 0 | 0 | 0 | 0 | 0 | 0 | 0 | 0 | 0 | 0 | 0
| < Enter description > |  |  | 2023-12-31 | 0 | 0 | 0 | 0 | 0 | 0 | 0 | 0 | 0 | 0 | 0 | 0 | 0 | 0 | 0 | 0 | 0 | 0 | 0 | 0 | 0 | 0 | 0 | 0 | 0
Cumulative capex
| < Enter description > |  |  | 2023-12-31 | 0 | 0 | 0 | 0 | 0 | 0 | 0 | 0 | 0 | 0 | 0 | 0 | 0 | 0 | 0 | 0 | 0 | 0 | 0 | 0 | 0 | 0 | 0 | 0 | 0
| < Enter description > |  |  | 2023-12-31 | 0 | 0 | 0 | 0 | 0 | 0 | 0 | 0 | 0 | 0 | 0 | 0 | 0 | 0 | 0 | 0 | 0 | 0 | 0 | 0 | 0 | 0 | 0 | 0 | 0
| < Enter description > |  |  | 2023-12-31 | 0 | 0 | 0 | 0 | 0 | 0 | 0 | 0 | 0 | 0 | 0 | 0 | 0 | 0 | 0 | 0 | 0 | 0 | 0 | 0 | 0 | 0 | 0 | 0 | 0
Annualised capex
| Annualised capex - < Enter description > |  |  | 2023-12-31 | 0 | 0 | 0 | 0 | 0 | 0 | 0 | 0 | 0 | 0 | 0 | 0 | 0 | 0 | 0 | 0 | 0 | 0 | 0 | 0 | 0 | 0 | 0 | 0 | 0
| Annualised capex - < Enter description > |  |  | 2023-12-31 | 0 | 0 | 0 | 0 | 0 | 0 | 0 | 0 | 0 | 0 | 0 | 0 | 0 | 0 | 0 | 0 | 0 | 0 | 0 | 0 | 0 | 0 | 0 | 0 | 0
| Annualised capex - < Enter description > |  |  | 2023-12-31 | 0 | 0 | 0 | 0 | 0 | 0 | 0 | 0 | 0 | 0 | 0 | 0 | 0 | 0 | 0 | 0 | 0 | 0 | 0 | 0 | 0 | 0 | 0 | 0 | 0
| Total annualised capex |  |  | 2023-12-31 | 0 | 0 | 0 | 0 | 0 | 0 | 0 | 0 | 0 | 0 | 0 | 0 | 0 | 0 | 0 | 0 | 0 | 0 | 0 | 0 | 0 | 0 | 0 | 0 | 0
| Annualised capex |  |  | 2023-12-31 | 0 | 0 | 0 | 0 | 0 | 0 | 0 | 0 | 0 | 0 | 0 | 0 | 0 | 0 | 0 | 0 | 0 | 0 | 0 | 0 | 0 | 0 | 0 | 0 | 0
| Operating expenditure |  |  | 2023-12-31 | 0 | 0 | 0 | 0 | 0 | 0 | 0 | 0 | 0 | 0 | 0 | 0 | 0 | 0 | 0 | 0 | 0 | 0 | 0 | 0 | 0 | 0 | 0 | 0 | 0
| Risk mitigated |  |  | 2023-12-31 | 0 | 0 | 0 | 0 | 0 | 0 | 0 | 0 | 0 | 0 | 0 | 0 | 0 | 0 | 0 | 0 | 0 | 0 | 0 | 0 | 0 | 0 | 0 | 0 | 0
| Other benefits value |  |  | 2023-12-31 | 0 | 0 | 0 | 0 | 0 | 0 | 0 | 0 | 0 | 0 | 0 | 0 | 0 | 0 | 0 | 0 | 0 | 0 | 0 | 0 | 0 | 0 | 0 | 0 | 0
| Net benefits |  |  | 2023-12-31 | 0 | 0 | 0 | 0 | 0 | 0 | 0 | 0 | 0 | 0 | 0 | 0 | 0 | 0 | 0 | 0 | 0 | 0 | 0 | 0 | 0 | 0 | 0 | 0 | 0
| First capex year |  |  | 0
| First year |  |  | Not used
SENSITIVITIES
NPV | Net benefits |  |  | Option 5NPV | 0 | 0 | 0 | 0 | 0 | 0 | 0 | 0 | 0 | 0 | 0 | 0 | 0 | 0 | 0 | 0 | 0 | 0 | 0 | 0 | 0 | 0 | 0 | 0 | 0
| Total annualised capex |  |  |  | 0 | 0 | 0 | 0 | 0 | 0 | 0 | 0 | 0 | 0 | 0 | 0 | 0 | 0 | 0 | 0 | 0 | 0 | 0 | 0 | 0 | 0 | 0 | 0 | 0
| Total benefits |  |  |  | 0 | 0 | 0 | 0 | 0 | 0 | 0 | 0 | 0 | 0 | 0 | 0 | 0 | 0 | 0 | 0 | 0 | 0 | 0 | 0 | 0 | 0 | 0 | 0 | 0
|  | Capex | Total benefits
sens1 | Capex 10% higher | 10% | 0% | Option 5sens1 | 0 | 0 | 0 | 0 | 0 | 0 | 0 | 0 | 0 | 0 | 0 | 0 | 0 | 0 | 0 | 0 | 0 | 0 | 0 | 0 | 0 | 0 | 0 | 0 | 0
sens2 | Capex 10% lower | -10% | 0% | Option 5sens2 | 0 | 0 | 0 | 0 | 0 | 0 | 0 | 0 | 0 | 0 | 0 | 0 | 0 | 0 | 0 | 0 | 0 | 0 | 0 | 0 | 0 | 0 | 0 | 0 | 0
sens3 | Increasing wind escalation | 0% | 15% | Option 5sens3 | 0 | 0 | 0 | 0 | 0 | 0 | 0 | 0 | 0 | 0 | 0 | 0 | 0 | 0 | 0 | 0 | 0 | 0 | 0 | 0 | 0 | 0 | 0 | 0 | 0
sens4 |  | 0% | 0% | Option 5sens4 | 0 | 0 | 0 | 0 | 0 | 0 | 0 | 0 | 0 | 0 | 0 | 0 | 0 | 0 | 0 | 0 | 0 | 0 | 0 | 0 | 0 | 0 | 0 | 0 | 0
sens5 |  | 0% | 0% | Option 5sens5 | 0 | 0 | 0 | 0 | 0 | 0 | 0 | 0 | 0 | 0 | 0 | 0 | 0 | 0 | 0 | 0 | 0 | 0 | 0 | 0 | 0 | 0 | 0 | 0 | 0
sens | 0 | 0% | 0% | Option 5sens | 0 | 0 | 0 | 0 | 0 | 0 | 0 | 0 | 0 | 0 | 0 | 0 | 0 | 0 | 0 | 0 | 0 | 0 | 0 | 0 | 0 | 0 | 0 | 0 | 0
sens | 0 | 0% | 0% | Option 5sens | 0 | 0 | 0 | 0 | 0 | 0 | 0 | 0 | 0 | 0 | 0 | 0 | 0 | 0 | 0 | 0 | 0 | 0 | 0 | 0 | 0 | 0 | 0 | 0 | 0
sens | 0 | 0% | 0% | Option 5sens | 0 | 0 | 0 | 0 | 0 | 0 | 0 | 0 | 0 | 0 | 0 | 0 | 0 | 0 | 0 | 0 | 0 | 0 | 0 | 0 | 0 | 0 | 0 | 0 | 0

## Consol
Powercor
Lancefield microgrid
CONSOLIDATED
Discount factor |  |  |  |  | 0 | 0.98295 | 0.94971 | 0.91759 | 0.88656 | 0.85658 | 0.82761 | 0.79963 | 0.77259 | 0.74646 | 0.72122 | 0.69683 | 0.67326 | 0.6505 | 0.6285 | 0.60725 | 0.58671 | 0.56687 | 0.5477 | 0.52918 | 0.51129 | 0.494 | 0.47729 | 0.46115 | 0.44556 | 0.43049
Count |  |  |  |  | 0 | 1 | 2 | 3 | 4 | 5 | 6 | 7 | 8 | 9 | 10 | 11 | 12 | 13 | 14 | 15 | 16 | 17 | 18 | 19 | 20 | 21 | 22 | 23 | 24 | 25
Analysis period |  |  |  |  | TRUE | TRUE | TRUE | TRUE | TRUE | TRUE | TRUE | TRUE | TRUE | TRUE | TRUE | TRUE | TRUE | TRUE | TRUE | TRUE | TRUE | TRUE | TRUE | TRUE | TRUE | TRUE | TRUE | TRUE | TRUE | FALSE
[5 empty] | 2026-06-30 | 2026-27 | 2027-28 | 2028-29 | 2029-30 | 2030-31 | 2031-32 | 2032-33 | 2033-34 | 2034-35 | 2035-36 | 2036-37 | 2037-38 | 2038-39 | 2039-40 | 2040-41 | 2041-42 | 2042-43 | 2043-44 | 2044-45 | 2045-46 | 2046-47 | 2047-48 | 2048-49 | 2049-50 | 2050-51
COSTS |  |  | PV
Option 1 (base case) | Energy at risk value | Option 1 (base case)Energy at risk value | 3950016.2774 | 2026-06-30 |  | 230151.1192 | 232293.2696 | 235609.5264 | 238481.931 | 239638.0426 | 237636.699 | 237132.2484 | 237096.7041 | 235463.0948 | 235453.7926 | 235444.4904 | 235435.1881 | 235425.8859 | 235416.5837 | 235407.2815 | 235397.9793 | 235388.6771 | 235379.3749 | 235370.0727 | 235360.7704 | 235351.4682 | 235342.166 | 235332.8638 | 235323.5616 | 235314.2594
Option 1 (base case) | Capital expenditure | Option 1 (base case)Capital expenditure | 0 | 2026-06-30 |  | 0 | 0 | 0 | 0 | 0 | 0 | 0 | 0 | 0 | 0 | 0 | 0 | 0 | 0 | 0 | 0 | 0 | 0 | 0 | 0 | 0 | 0 | 0 | 0 | 0
Option 1 (base case) | Total risk cost | Option 1 (base case)Total risk cost | 3848716.2239 | 2026-06-30 |  | 230151.1192 | 232293.2696 | 235609.5264 | 238481.931 | 239638.0426 | 237636.699 | 237132.2484 | 237096.7041 | 235463.0948 | 235453.7926 | 235444.4904 | 235435.1881 | 235425.8859 | 235416.5837 | 235407.2815 | 235397.9793 | 235388.6771 | 235379.3749 | 235370.0727 | 235360.7704 | 235351.4682 | 235342.166 | 235332.8638 | 235323.5616 | 235314.2594
Option 1 (base case) |  | Option 1 (base case)
Option 1 (base case) | Annualised capex | Option 1 (base case)Annualised capex | 0 | 2026-06-30 |  | 0 | 0 | 0 | 0 | 0 | 0 | 0 | 0 | 0 | 0 | 0 | 0 | 0 | 0 | 0 | 0 | 0 | 0 | 0 | 0 | 0 | 0 | 0 | 0 | 0
Option 1 (base case) | Operating expenditure | Option 1 (base case)Operating expenditure | 0 | 2026-06-30 |  | 0 | 0 | 0 | 0 | 0 | 0 | 0 | 0 | 0 | 0 | 0 | 0 | 0 | 0 | 0 | 0 | 0 | 0 | 0 | 0 | 0 | 0 | 0 | 0 | 0
Option 1 (base case) | Risk mitigated | Option 1 (base case)Risk mitigated | 0 | 2026-06-30 |  | 0 | 0 | 0 | 0 | 0 | 0 | 0 | 0 | 0 | 0 | 0 | 0 | 0 | 0 | 0 | 0 | 0 | 0 | 0 | 0 | 0 | 0 | 0 | 0 | 0
Option 1 (base case) | Other benefits value | Option 1 (base case)Other benefits value | 0 | 2026-06-30 |  | 0 | 0 | 0 | 0 | 0 | 0 | 0 | 0 | 0 | 0 | 0 | 0 | 0 | 0 | 0 | 0 | 0 | 0 | 0 | 0 | 0 | 0 | 0 | 0 | 0
Option 1 (base case) | Net benefits | Option 1 (base case)Net benefits |  | 2026-06-30 |  | 0 | 0 | 0 | 0 | 0 | 0 | 0 | 0 | 0 | 0 | 0 | 0 | 0 | 0 | 0 | 0 | 0 | 0 | 0 | 0 | 0 | 0 | 0 | 0 | 0
Option 1 (base case) | NPV | Option 1 (base case)NPV | 0 | 2026-06-30
Option 1 (base case) | PV of costs | Option 1 (base case)PV of costs | 0 | 2026-06-30
Option 1 (base case) | PV of benefits | Option 1 (base case)PV of benefits | 0 | 2026-06-30
Option 2 | Energy at risk value | Option 2Energy at risk value | 1079728.083 | 2026-06-30 |  | 230151.1192 | 232293.2696 | 235609.5264 | 238481.931 | 239638.0426 | 0 | 0 | 0 | 0 | 0 | 0 | 0 | 0 | 0 | 0 | 0 | 0 | 0 | 0 | 0 | 0 | 0 | 0 | 0 | 0
Option 2 | Capital expenditure | Option 2Capital expenditure | -2702336.2238 | 2026-06-30 |  | 0 | 0 | 0 | 0 | -3154793.642 | 0 | 0 | 0 | 0 | 0 | 0 | 0 | 0 | 0 | 0 | 0 | 0 | 0 | 0 | 0 | 0 | 0 | 0 | 0 | 0
Option 2 | Total risk cost | Option 2Total risk cost | 1079728.083 | 2026-06-30 |  | 230151.1192 | 232293.2696 | 235609.5264 | 238481.931 | 239638.0426 | 0 | 0 | 0 | 0 | 0 | 0 | 0 | 0 | 0 | 0 | 0 | 0 | 0 | 0 | 0 | 0 | 0 | 0 | 0 | 0
Option 2 |  | Option 2
Option 2 | Annualised capex | Option 2Annualised capex | -2606778.7051 | 2026-06-30 |  | 0 | 0 | 0 | 0 | 0 | -221974.6777 | -221974.6777 | -221974.6777 | -221974.6777 | -221974.6777 | -221974.6777 | -221974.6777 | -221974.6777 | -221974.6777 | -221974.6777 | -221974.6777 | -221974.6777 | -221974.6777 | -221974.6777 | -221974.6777 | -221974.6777 | -221974.6777 | -221974.6777 | -221974.6777 | 0
Option 2 | Operating expenditure | Option 2Operating expenditure | -1045566.8251 | 2026-06-30 |  | 0 | 0 | 0 | 0 | 0 | -89033.0117 | -89033.0117 | -89033.0117 | -89033.0117 | -89033.0117 | -89033.0117 | -89033.0117 | -89033.0117 | -89033.0117 | -89033.0117 | -89033.0117 | -89033.0117 | -89033.0117 | -89033.0117 | -89033.0117 | -89033.0117 | -89033.0117 | -89033.0117 | -89033.0117 | 0
Option 2 | Risk mitigated | Option 2Risk mitigated | 2768988.1408 | 2026-06-30 |  | 0 | 0 | 0 | 0 | 0 | 237636.699 | 237132.2484 | 237096.7041 | 235463.0948 | 235453.7926 | 235444.4904 | 235435.1881 | 235425.8859 | 235416.5837 | 235407.2815 | 235397.9793 | 235388.6771 | 235379.3749 | 235370.0727 | 235360.7704 | 235351.4682 | 235342.166 | 235332.8638 | 235323.5616 | 0
Option 2 | Other benefits value | Option 2Other benefits value | 1077155.4211 | 2026-06-30 |  | 0 | 0 | 0 | 0 | 0 | 92438.1397 | 92242.4361 | 92229.1319 | 91594.1869 | 91591.0871 | 91587.9873 | 91584.8875 | 91581.7878 | 91578.688 | 91575.5882 | 91572.4884 | 91569.3886 | 91566.2888 | 91563.1891 | 91560.0893 | 91556.9895 | 91553.8897 | 91550.7899 | 91547.6901 | 0
Option 2 | Net benefits | Option 2Net benefits |  | 2026-06-30 |  | 0 | 0 | 0 | 0 | 0 | 19067.1493 | 18366.9951 | 18318.1467 | 16049.5923 | 16037.1903 | 16024.7883 | 16012.3863 | 15999.9843 | 15987.5823 | 15975.1803 | 15962.7783 | 15950.3763 | 15937.9743 | 15925.5723 | 15913.1703 | 15900.7683 | 15888.3663 | 15875.9643 | 15863.5623 | 0
Option 2 | NPV | Option 2NPV | 193798.0317 | 2026-06-30
Option 2 | PV of costs | Option 2PV of costs | -3652345.5302 | 2026-06-30
Option 2 | PV of benefits | Option 2PV of benefits | 3846143.5619 | 2026-06-30
Option 3 | Energy at risk value | Option 3Energy at risk value | 1079728.083 | 2026-06-30 |  | 230151.1192 | 232293.2696 | 235609.5264 | 238481.931 | 239638.0426 | 0 | 0 | 0 | 0 | 0 | 0 | 0 | 0 | 0 | 0 | 0 | 0 | 0 | 0 | 0 | 0 | 0 | 0 | 0 | 0
Option 3 | Capital expenditure | Option 3Capital expenditure | -5980426.1242 | 2026-06-30 |  | 0 | 0 | 0 | 0 | -6981740.5202 | 0 | 0 | 0 | 0 | 0 | 0 | 0 | 0 | 0 | 0 | 0 | 0 | 0 | 0 | 0 | 0 | 0 | 0 | 0 | 0
Option 3 | Total risk cost | Option 3Total risk cost | 1079728.083 | 2026-06-30 |  | 230151.1192 | 232293.2696 | 235609.5264 | 238481.931 | 239638.0426 | 0 | 0 | 0 | 0 | 0 | 0 | 0 | 0 | 0 | 0 | 0 | 0 | 0 | 0 | 0 | 0 | 0 | 0 | 0 | 0
Option 3
Option 3 | Annualised capex | Option 3Annualised capex | -5768951.8168 | 2026-06-30 |  | 0 | 0 | 0 | 0 | 0 | -491242.7808 | -491242.7808 | -491242.7808 | -491242.7808 | -491242.7808 | -491242.7808 | -491242.7808 | -491242.7808 | -491242.7808 | -491242.7808 | -491242.7808 | -491242.7808 | -491242.7808 | -491242.7808 | -491242.7808 | -491242.7808 | -491242.7808 | -491242.7808 | -491242.7808 | 0
Option 3 | Operating expenditure | Option 3Operating expenditure | -2352525.3564 | 2026-06-30 |  | 0 | 0 | 0 | 0 | 0 | -200324.2764 | -200324.2764 | -200324.2764 | -200324.2764 | -200324.2764 | -200324.2764 | -200324.2764 | -200324.2764 | -200324.2764 | -200324.2764 | -200324.2764 | -200324.2764 | -200324.2764 | -200324.2764 | -200324.2764 | -200324.2764 | -200324.2764 | -200324.2764 | -200324.2764 | 0
Option 3 | Risk mitigated | Option 3Risk mitigated | 2768988.1408 | 2026-06-30 |  | 0 | 0 | 0 | 0 | 0 | 237636.699 | 237132.2484 | 237096.7041 | 235463.0948 | 235453.7926 | 235444.4904 | 235435.1881 | 235425.8859 | 235416.5837 | 235407.2815 | 235397.9793 | 235388.6771 | 235379.3749 | 235370.0727 | 235360.7704 | 235351.4682 | 235342.166 | 235332.8638 | 235323.5616 | 0
Option 3 | Other benefits value | Option 3Other benefits value | 1220920.8596 | 2026-06-30 |  | 0 | 0 | 0 | 0 | 0 | 104680.1788 | 104484.4752 | 104471.1711 | 103836.226 | 103833.1262 | 103830.0264 | 103826.9266 | 103823.8269 | 103820.7271 | 103817.6273 | 103814.5275 | 103811.4277 | 103808.3279 | 103805.2282 | 103802.1284 | 103799.0286 | 103795.9288 | 103792.829 | 103789.7293 | 0
Option 3 | Net benefits | Option 3Net benefits |  | 2026-06-30 |  | 0 | 0 | 0 | 0 | 0 | -349250.1794 | -349950.3336 | -349999.182 | -352267.7364 | -352280.1384 | -352292.5404 | -352304.9424 | -352317.3444 | -352329.7464 | -352342.1484 | -352354.5504 | -352366.9524 | -352379.3544 | -352391.7564 | -352404.1584 | -352416.5603 | -352428.9623 | -352441.3643 | -352453.7663 | 0
Option 3 | NPV | Option 3NPV | -4131568.1729 | 2026-06-30
Option 3 | PV of costs | Option 3PV of costs | -8121477.1733 | 2026-06-30
Option 3 | PV of benefits | Option 3PV of benefits | 3989909.0004 | 2026-06-30
Option 4 | Energy at risk value | Option 4Energy at risk value | 0 | 2026-06-30 |  | 0 | 0 | 0 | 0 | 0 | 0 | 0 | 0 | 0 | 0 | 0 | 0 | 0 | 0 | 0 | 0 | 0 | 0 | 0 | 0 | 0 | 0 | 0 | 0 | 0
Option 4 | Capital expenditure | Option 4Capital expenditure | 0 | 2026-06-30 |  | 0 | 0 | 0 | 0 | 0 | 0 | 0 | 0 | 0 | 0 | 0 | 0 | 0 | 0 | 0 | 0 | 0 | 0 | 0 | 0 | 0 | 0 | 0 | 0 | 0
Option 4 | Total risk cost | Option 4Total risk cost | 0 | 2026-06-30 |  | 0 | 0 | 0 | 0 | 0 | 0 | 0 | 0 | 0 | 0 | 0 | 0 | 0 | 0 | 0 | 0 | 0 | 0 | 0 | 0 | 0 | 0 | 0 | 0 | 0
Option 4 |  | Option 4
Option 4 | Annualised capex | Option 4Annualised capex | 0 | 2026-06-30 |  | 0 | 0 | 0 | 0 | 0 | 0 | 0 | 0 | 0 | 0 | 0 | 0 | 0 | 0 | 0 | 0 | 0 | 0 | 0 | 0 | 0 | 0 | 0 | 0 | 0
Option 4 | Operating expenditure | Option 4Operating expenditure | 0 | 2026-06-30 |  | 0 | 0 | 0 | 0 | 0 | 0 | 0 | 0 | 0 | 0 | 0 | 0 | 0 | 0 | 0 | 0 | 0 | 0 | 0 | 0 | 0 | 0 | 0 | 0 | 0
Option 4 | Risk mitigated | Option 4Risk mitigated | 0 | 2026-06-30 |  | 0 | 0 | 0 | 0 | 0 | 0 | 0 | 0 | 0 | 0 | 0 | 0 | 0 | 0 | 0 | 0 | 0 | 0 | 0 | 0 | 0 | 0 | 0 | 0 | 0
Option 4 | Other benefits value | Option 4Other benefits value | 0 | 2026-06-30 |  | 0 | 0 | 0 | 0 | 0 | 0 | 0 | 0 | 0 | 0 | 0 | 0 | 0 | 0 | 0 | 0 | 0 | 0 | 0 | 0 | 0 | 0 | 0 | 0 | 0
Option 4 | Net benefits | Option 4Net benefits |  | 2026-06-30 |  | 0 | 0 | 0 | 0 | 0 | 0 | 0 | 0 | 0 | 0 | 0 | 0 | 0 | 0 | 0 | 0 | 0 | 0 | 0 | 0 | 0 | 0 | 0 | 0 | 0
Option 4 | NPV | Option 4NPV | 0 | 2026-06-30
Option 4 | PV of costs | Option 4PV of costs | 0 | 2026-06-30
Option 4 | PV of benefits | Option 4PV of benefits | 0 | 2026-06-30
Option 5 | Energy at risk value | Option 5Energy at risk value | 0 | 2026-06-30 |  | 0 | 0 | 0 | 0 | 0 | 0 | 0 | 0 | 0 | 0 | 0 | 0 | 0 | 0 | 0 | 0 | 0 | 0 | 0 | 0 | 0 | 0 | 0 | 0 | 0
Option 5 | Capital expenditure | Option 5Capital expenditure | 0 | 2026-06-30 |  | 0 | 0 | 0 | 0 | 0 | 0 | 0 | 0 | 0 | 0 | 0 | 0 | 0 | 0 | 0 | 0 | 0 | 0 | 0 | 0 | 0 | 0 | 0 | 0 | 0
Option 5 | Total risk cost | Option 5Total risk cost | 0 | 2026-06-30 |  | 0 | 0 | 0 | 0 | 0 | 0 | 0 | 0 | 0 | 0 | 0 | 0 | 0 | 0 | 0 | 0 | 0 | 0 | 0 | 0 | 0 | 0 | 0 | 0 | 0
Option 5 |  | Option 5
Option 5 | Annualised capex | Option 5Annualised capex | 0 | 2026-06-30 |  | 0 | 0 | 0 | 0 | 0 | 0 | 0 | 0 | 0 | 0 | 0 | 0 | 0 | 0 | 0 | 0 | 0 | 0 | 0 | 0 | 0 | 0 | 0 | 0 | 0
Option 5 | Operating expenditure | Option 5Operating expenditure | 0 | 2026-06-30 |  | 0 | 0 | 0 | 0 | 0 | 0 | 0 | 0 | 0 | 0 | 0 | 0 | 0 | 0 | 0 | 0 | 0 | 0 | 0 | 0 | 0 | 0 | 0 | 0 | 0
Option 5 | Risk mitigated | Option 5Risk mitigated | 0 | 2026-06-30 |  | 0 | 0 | 0 | 0 | 0 | 0 | 0 | 0 | 0 | 0 | 0 | 0 | 0 | 0 | 0 | 0 | 0 | 0 | 0 | 0 | 0 | 0 | 0 | 0 | 0
Option 5 | Other benefits value | Option 5Other benefits value | 0 | 2026-06-30 |  | 0 | 0 | 0 | 0 | 0 | 0 | 0 | 0 | 0 | 0 | 0 | 0 | 0 | 0 | 0 | 0 | 0 | 0 | 0 | 0 | 0 | 0 | 0 | 0 | 0
Option 5 | Net benefits | Option 5Net benefits |  | 2026-06-30 |  | 0 | 0 | 0 | 0 | 0 | 0 | 0 | 0 | 0 | 0 | 0 | 0 | 0 | 0 | 0 | 0 | 0 | 0 | 0 | 0 | 0 | 0 | 0 | 0 | 0
Option 5 | NPV | Option 5NPV | 0 | 2026-06-30
Option 5 | PV of costs | Option 5PV of costs | 0 | 2026-06-30
Option 5 | PV of benefits | Option 5PV of benefits | 0 | 2026-06-30
CHART DATA | [5 empty] | FY27 | FY28 | FY29 | FY30 | FY31 | FY32 | FY33 | FY34 | FY35 | FY36 | FY37 | FY38 | FY39 | FY40 | FY41 | FY42 | FY43 | FY44 | FY45 | FY46 | FY47 | FY48 | FY49 | FY50 | FY51
Option 2 | Annualised capex | -1 |  |  | Option 2 annualised capex | 0.22197 | 0.22197 | 0.22197 | 0.22197 | 0.22197 | 0.22197 | 0.22197 | 0.22197 | 0.22197 | 0.22197 | 0.22197 | 0.22197 | 0.22197 | 0.22197 | 0.22197 | 0.22197 | 0.22197 | 0.22197 | 0.22197 | 0.22197 | 0.22197 | 0.22197 | 0.22197 | 0.22197 | 0
Option 1 (base case) | Total risk cost | 1 |  |  | Option 1 (base case) risk cost | 0.23015 | 0.23229 | 0.23561 | 0.23848 | 0.23964 | 0.23764 | 0.23713 | 0.2371 | 0.23546 | 0.23545 | 0.23544 | 0.23544 | 0.23543 | 0.23542 | 0.23541 | 0.2354 | 0.23539 | 0.23538 | 0.23537 | 0.23536 | 0.23535 | 0.23534 | 0.23533 | 0.23532 | 0.23531
[6 empty] | FY27 | FY28 | FY29 | FY30 | FY31 | FY32 | FY33 | FY34 | FY35 | FY36 | FY37 | FY38 | FY39 | FY40 | FY41 | FY42 | FY43 | FY44 | FY45 | FY46 | FY47 | FY48 | FY49 | FY50 | FY51
Energy at risk | Energy at risk (weighted) | 6.3147 |  |  | Energy at risk energy at risk (weighted) | 6.0647 | 6.1212 | 6.2086 | 6.2842 | 6.3147 | 6.262 | 6.2487 | 6.2477 | 6.2047 | 6.2045 | 6.2042 | 6.204 | 6.2037 | 6.2035 | 6.2032 | 6.203 | 6.2027 | 6.2025 | 6.2022 | 6.202 | 6.2018 | 6.2015 | 6.2013 | 6.201 | 6.2008
Option 1 (base case) | Energy at risk value | 0.21533 |  |  | Option 1 (base case) risk cost | 0.2068 | 0.20873 | 0.21171 | 0.21429 | 0.21533 | 0.21353 | 0.21307 | 0.21304 | 0.21157 | 0.21157 | 0.21156 | 0.21155 | 0.21154 | 0.21153 | 0.21152 | 0.21152 | 0.21151 | 0.2115 | 0.21149 | 0.21148 | 0.21147 | 0.21147 | 0.21146 | 0.21145 | 0.21144

## Sensitivity_calcs
Powercor
Lancefield microgrid
SENSITIVITY CALCULATIONS
Discount factor | [6 empty] | 0 | 0.98295 | 0.94971 | 0.91759 | 0.88656 | 0.85658 | 0.82761 | 0.79963 | 0.77259 | 0.74646 | 0.72122 | 0.69683 | 0.67326 | 0.6505 | 0.6285 | 0.60725 | 0.58671 | 0.56687 | 0.5477 | 0.52918 | 0.51129 | 0.494 | 0.47729 | 0.46115 | 0.44556 | 0.43049
Count | [6 empty] | 0 | 1 | 2 | 3 | 4 | 5 | 6 | 7 | 8 | 9 | 10 | 11 | 12 | 13 | 14 | 15 | 16 | 17 | 18 | 19 | 20 | 21 | 22 | 23 | 24 | 25
Analysis period | [6 empty] | 1 | 1 | 1 | 1 | 1 | 1 | 1 | 1 | 1 | 1 | 1 | 1 | 1 | 1 | 1 | 1 | 1 | 1 | 1 | 1 | 1 | 1 | 1 | 1 | 1 | 0
[7 empty] | 46203 | 2026-27 | 2027-28 | 2028-29 | 2029-30 | 2030-31 | 2031-32 | 2032-33 | 2033-34 | 2034-35 | 2035-36 | 2036-37 | 2037-38 | 2038-39 | 2039-40 | 2040-41 | 2041-42 | 2042-43 | 2043-44 | 2044-45 | 2045-46 | 2046-47 | 2047-48 | 2048-49 | 2049-50 | 2050-51
PV
[25 empty] | 15925.5723 | 15913.1703 | 15900.7683 | 15888.3663 | 15875.9643 | 15863.5623 | 0
OPTION 1 (base case) | NPV | Net benefits | OPTION 1 (base case)NPV |  | 0 |  | 0 | 0 | 0 | 0 | 0 | 0 | 0 | 0 | 0 | 0 | 0 | 0 | 0 | 0 | 0 | 0 | 0 | 0 | 0 | 0 | 0 | 0 | 0 | 0 | 0 | 0
OPTION 1 (base case) | sens1 | Capex 10% higher | OPTION 1 (base case)sens1 |  | 0 |  | 0 | 0 | 0 | 0 | 0 | 0 | 0 | 0 | 0 | 0 | 0 | 0 | 0 | 0 | 0 | 0 | 0 | 0 | 0 | 0 | 0 | 0 | 0 | 0 | 0 | 0
OPTION 1 (base case) | sens2 | Capex 10% lower | OPTION 1 (base case)sens2 |  | 0 |  | 0 | 0 | 0 | 0 | 0 | 0 | 0 | 0 | 0 | 0 | 0 | 0 | 0 | 0 | 0 | 0 | 0 | 0 | 0 | 0 | 0 | 0 | 0 | 0 | 0 | 0
OPTION 1 (base case) | sens3 | Increasing wind escalation | OPTION 1 (base case)sens3 |  | 0 |  | 0 | 0 | 0 | 0 | 0 | 0 | 0 | 0 | 0 | 0 | 0 | 0 | 0 | 0 | 0 | 0 | 0 | 0 | 0 | 0 | 0 | 0 | 0 | 0 | 0 | 0
OPTION 1 (base case) | sens4 |  | OPTION 1 (base case)sens4 |  | 0 |  | 0 | 0 | 0 | 0 | 0 | 0 | 0 | 0 | 0 | 0 | 0 | 0 | 0 | 0 | 0 | 0 | 0 | 0 | 0 | 0 | 0 | 0 | 0 | 0 | 0 | 0
OPTION 1 (base case) | sens5 |  | OPTION 1 (base case)sens5 |  | 0 |  | 0 | 0 | 0 | 0 | 0 | 0 | 0 | 0 | 0 | 0 | 0 | 0 | 0 | 0 | 0 | 0 | 0 | 0 | 0 | 0 | 0 | 0 | 0 | 0 | 0 | 0
OPTION 1 (base case) | sens | 0 | OPTION 1 (base case)sens |  | 0 |  | 0 | 0 | 0 | 0 | 0 | 0 | 0 | 0 | 0 | 0 | 0 | 0 | 0 | 0 | 0 | 0 | 0 | 0 | 0 | 0 | 0 | 0 | 0 | 0 | 0 | 0
OPTION 1 (base case) | sens | 0 | OPTION 1 (base case)sens |  | 0 |  | 0 | 0 | 0 | 0 | 0 | 0 | 0 | 0 | 0 | 0 | 0 | 0 | 0 | 0 | 0 | 0 | 0 | 0 | 0 | 0 | 0 | 0 | 0 | 0 | 0 | 0
OPTION 1 (base case) | sens | 0 | OPTION 1 (base case)sens |  | 0 |  | 0 | 0 | 0 | 0 | 0 | 0 | 0 | 0 | 0 | 0 | 0 | 0 | 0 | 0 | 0 | 0 | 0 | 0 | 0 | 0 | 0 | 0 | 0 | 0 | 0 | 0
Option 2 | NPV | Net benefits | Option 2NPV |  | 193798.0317 |  | 0 | 0 | 0 | 0 | 0 | 0 | 19067.1493 | 18366.9951 | 18318.1467 | 16049.5923 | 16037.1903 | 16024.7883 | 16012.3863 | 15999.9843 | 15987.5823 | 15975.1803 | 15962.7783 | 15950.3763 | 15937.9743 | 15925.5723 | 15913.1703 | 15900.7683 | 15888.3663 | 15875.9643 | 15863.5623 | 0
Option 2 | sens1 | Capex 10% higher | Option 2sens1 |  | -66879.8388 |  | 0 | 0 | 0 | 0 | 0 | 0 | -3130.3185 | -3830.4727 | -3879.3211 | -6147.8755 | -6160.2775 | -6172.6795 | -6185.0815 | -6197.4835 | -6209.8855 | -6222.2875 | -6234.6895 | -6247.0915 | -6259.4935 | -6271.8955 | -6284.2974 | -6296.6994 | -6309.1014 | -6321.5034 | -6333.9054 | 0
Option 2 | sens2 | Capex 10% lower | Option 2sens2 |  | 454475.9022 |  | 0 | 0 | 0 | 0 | 0 | 0 | 41264.617 | 40564.4628 | 40515.6144 | 38247.06 | 38234.658 | 38222.256 | 38209.8541 | 38197.4521 | 38185.0501 | 38172.6481 | 38160.2461 | 38147.8441 | 38135.4421 | 38123.0401 | 38110.6381 | 38098.2361 | 38085.8341 | 38073.4321 | 38061.0301 | 0
Option 2 | sens3 | Increasing wind escalation | Option 2sens3 |  | 65691.7938 |  | 0 | 0 | 0 | 0 | 0 | 0 | 8151.1906 | 7464.4109 | 7407.3997 | 5204.2906 | 5182.5864 | 5160.8822 | 5139.178 | 5117.4738 | 5095.7696 | 5074.0654 | 5052.3612 | 5030.657 | 5008.9528 | 4987.2486 | 4965.5444 | 4943.8402 | 4922.1359 | 4900.4317 | 4878.7275 | 0
Option 2 | sens4 |  | Option 2sens4 |  | 193798.0317 |  | 0 | 0 | 0 | 0 | 0 | 0 | 19067.1493 | 18366.9951 | 18318.1467 | 16049.5923 | 16037.1903 | 16024.7883 | 16012.3863 | 15999.9843 | 15987.5823 | 15975.1803 | 15962.7783 | 15950.3763 | 15937.9743 | 15925.5723 | 15913.1703 | 15900.7683 | 15888.3663 | 15875.9643 | 15863.5623 | 0
Option 2 | sens5 |  | Option 2sens5 |  | 193798.0317 |  | 0 | 0 | 0 | 0 | 0 | 0 | 19067.1493 | 18366.9951 | 18318.1467 | 16049.5923 | 16037.1903 | 16024.7883 | 16012.3863 | 15999.9843 | 15987.5823 | 15975.1803 | 15962.7783 | 15950.3763 | 15937.9743 | 15925.5723 | 15913.1703 | 15900.7683 | 15888.3663 | 15875.9643 | 15863.5623 | 0
Option 2 | sens | 0 | Option 2sens |  | 193798.0317 |  | 0 | 0 | 0 | 0 | 0 | 0 | 19067.1493 | 18366.9951 | 18318.1467 | 16049.5923 | 16037.1903 | 16024.7883 | 16012.3863 | 15999.9843 | 15987.5823 | 15975.1803 | 15962.7783 | 15950.3763 | 15937.9743 | 15925.5723 | 15913.1703 | 15900.7683 | 15888.3663 | 15875.9643 | 15863.5623 | 0
Option 2 | sens | 0 | Option 2sens |  | 193798.0317 |  | 0 | 0 | 0 | 0 | 0 | 0 | 19067.1493 | 18366.9951 | 18318.1467 | 16049.5923 | 16037.1903 | 16024.7883 | 16012.3863 | 15999.9843 | 15987.5823 | 15975.1803 | 15962.7783 | 15950.3763 | 15937.9743 | 15925.5723 | 15913.1703 | 15900.7683 | 15888.3663 | 15875.9643 | 15863.5623 | 0
Option 2 | sens | 0 | Option 2sens |  | 193798.0317 |  | 0 | 0 | 0 | 0 | 0 | 0 | 19067.1493 | 18366.9951 | 18318.1467 | 16049.5923 | 16037.1903 | 16024.7883 | 16012.3863 | 15999.9843 | 15987.5823 | 15975.1803 | 15962.7783 | 15950.3763 | 15937.9743 | 15925.5723 | 15913.1703 | 15900.7683 | 15888.3663 | 15875.9643 | 15863.5623 | 0
[7 empty] | 0 | 0 | 0 | 0 | 0 | 0 | -349250.1794 | -349950.3336 | -349999.182 | -352267.7364 | -352280.1384 | -352292.5404 | -352304.9424 | -352317.3444 | -352329.7464 | -352342.1484 | -352354.5504 | -352366.9524 | -352379.3544 | -352391.7564 | -352404.1584 | -352416.5603 | -352428.9623 | -352441.3643 | -352453.7663 | 0
Option 3 | NPV | Net benefits | Option 3NPV |  | -4131568.1729 |  | 0 | 0 | 0 | 0 | 0 | 0 | -349250.1794 | -349950.3336 | -349999.182 | -352267.7364 | -352280.1384 | -352292.5404 | -352304.9424 | -352317.3444 | -352329.7464 | -352342.1484 | -352354.5504 | -352366.9524 | -352379.3544 | -352391.7564 | -352404.1584 | -352416.5603 | -352428.9623 | -352441.3643 | -352453.7663 | 0
Option 3 | sens1 | Capex 10% higher | Option 3sens1 |  | -4708463.3546 |  | 0 | 0 | 0 | 0 | 0 | 0 | -398374.4575 | -399074.6117 | -399123.4601 | -401392.0145 | -401404.4165 | -401416.8185 | -401429.2205 | -401441.6225 | -401454.0245 | -401466.4265 | -401478.8285 | -401491.2304 | -401503.6324 | -401516.0344 | -401528.4364 | -401540.8384 | -401553.2404 | -401565.6424 | -401578.0444 | 0
Option 3 | sens2 | Capex 10% lower | Option 3sens2 |  | -3554672.9912 |  | 0 | 0 | 0 | 0 | 0 | 0 | -300125.9013 | -300826.0555 | -300874.9039 | -303143.4583 | -303155.8603 | -303168.2623 | -303180.6643 | -303193.0663 | -303205.4683 | -303217.8703 | -303230.2723 | -303242.6743 | -303255.0763 | -303267.4783 | -303279.8803 | -303292.2823 | -303304.6843 | -303317.0863 | -303329.4882 | 0
Option 3 | sens3 | Increasing wind escalation | Option 3sens3 |  | -4259674.4108 |  | 0 | 0 | 0 | 0 | 0 | 0 | -360166.1381 | -360852.9178 | -360909.929 | -363113.038 | -363134.7422 | -363156.4464 | -363178.1507 | -363199.8549 | -363221.5591 | -363243.2633 | -363264.9675 | -363286.6717 | -363308.3759 | -363330.0801 | -363351.7843 | -363373.4885 | -363395.1927 | -363416.8969 | -363438.6011 | 0
Option 3 | sens4 |  | Option 3sens4 |  | -4131568.1729 |  | 0 | 0 | 0 | 0 | 0 | 0 | -349250.1794 | -349950.3336 | -349999.182 | -352267.7364 | -352280.1384 | -352292.5404 | -352304.9424 | -352317.3444 | -352329.7464 | -352342.1484 | -352354.5504 | -352366.9524 | -352379.3544 | -352391.7564 | -352404.1584 | -352416.5603 | -352428.9623 | -352441.3643 | -352453.7663 | 0
Option 3 | sens5 |  | Option 3sens5 |  | -4131568.1729 |  | 0 | 0 | 0 | 0 | 0 | 0 | -349250.1794 | -349950.3336 | -349999.182 | -352267.7364 | -352280.1384 | -352292.5404 | -352304.9424 | -352317.3444 | -352329.7464 | -352342.1484 | -352354.5504 | -352366.9524 | -352379.3544 | -352391.7564 | -352404.1584 | -352416.5603 | -352428.9623 | -352441.3643 | -352453.7663 | 0
Option 3 | sens | 0 | Option 3sens |  | -4131568.1729 |  | 0 | 0 | 0 | 0 | 0 | 0 | -349250.1794 | -349950.3336 | -349999.182 | -352267.7364 | -352280.1384 | -352292.5404 | -352304.9424 | -352317.3444 | -352329.7464 | -352342.1484 | -352354.5504 | -352366.9524 | -352379.3544 | -352391.7564 | -352404.1584 | -352416.5603 | -352428.9623 | -352441.3643 | -352453.7663 | 0
Option 3 | sens | 0 | Option 3sens |  | -4131568.1729 |  | 0 | 0 | 0 | 0 | 0 | 0 | -349250.1794 | -349950.3336 | -349999.182 | -352267.7364 | -352280.1384 | -352292.5404 | -352304.9424 | -352317.3444 | -352329.7464 | -352342.1484 | -352354.5504 | -352366.9524 | -352379.3544 | -352391.7564 | -352404.1584 | -352416.5603 | -352428.9623 | -352441.3643 | -352453.7663 | 0
Option 3 | sens | 0 | Option 3sens |  | -4131568.1729 |  | 0 | 0 | 0 | 0 | 0 | 0 | -349250.1794 | -349950.3336 | -349999.182 | -352267.7364 | -352280.1384 | -352292.5404 | -352304.9424 | -352317.3444 | -352329.7464 | -352342.1484 | -352354.5504 | -352366.9524 | -352379.3544 | -352391.7564 | -352404.1584 | -352416.5603 | -352428.9623 | -352441.3643 | -352453.7663 | 0
Option 4 | NPV | Net benefits | Option 4NPV |  | 0 |  | 0 | 0 | 0 | 0 | 0 | 0 | 0 | 0 | 0 | 0 | 0 | 0 | 0 | 0 | 0 | 0 | 0 | 0 | 0 | 0 | 0 | 0 | 0 | 0 | 0 | 0
Option 4 | sens1 | Capex 10% higher | Option 4sens1 |  | 0 |  | 0 | 0 | 0 | 0 | 0 | 0 | 0 | 0 | 0 | 0 | 0 | 0 | 0 | 0 | 0 | 0 | 0 | 0 | 0 | 0 | 0 | 0 | 0 | 0 | 0 | 0
Option 4 | sens2 | Capex 10% lower | Option 4sens2 |  | 0 |  | 0 | 0 | 0 | 0 | 0 | 0 | 0 | 0 | 0 | 0 | 0 | 0 | 0 | 0 | 0 | 0 | 0 | 0 | 0 | 0 | 0 | 0 | 0 | 0 | 0 | 0
Option 4 | sens3 | Increasing wind escalation | Option 4sens3 |  | 0 |  | 0 | 0 | 0 | 0 | 0 | 0 | 0 | 0 | 0 | 0 | 0 | 0 | 0 | 0 | 0 | 0 | 0 | 0 | 0 | 0 | 0 | 0 | 0 | 0 | 0 | 0
Option 4 | sens4 |  | Option 4sens4 |  | 0 |  | 0 | 0 | 0 | 0 | 0 | 0 | 0 | 0 | 0 | 0 | 0 | 0 | 0 | 0 | 0 | 0 | 0 | 0 | 0 | 0 | 0 | 0 | 0 | 0 | 0 | 0
Option 4 | sens5 |  | Option 4sens5 |  | 0 |  | 0 | 0 | 0 | 0 | 0 | 0 | 0 | 0 | 0 | 0 | 0 | 0 | 0 | 0 | 0 | 0 | 0 | 0 | 0 | 0 | 0 | 0 | 0 | 0 | 0 | 0
Option 4 | sens | 0 | Option 4sens |  | 0 |  | 0 | 0 | 0 | 0 | 0 | 0 | 0 | 0 | 0 | 0 | 0 | 0 | 0 | 0 | 0 | 0 | 0 | 0 | 0 | 0 | 0 | 0 | 0 | 0 | 0 | 0
Option 4 | sens | 0 | Option 4sens |  | 0 |  | 0 | 0 | 0 | 0 | 0 | 0 | 0 | 0 | 0 | 0 | 0 | 0 | 0 | 0 | 0 | 0 | 0 | 0 | 0 | 0 | 0 | 0 | 0 | 0 | 0 | 0
Option 4 | sens | 0 | Option 4sens |  | 0 |  | 0 | 0 | 0 | 0 | 0 | 0 | 0 | 0 | 0 | 0 | 0 | 0 | 0 | 0 | 0 | 0 | 0 | 0 | 0 | 0 | 0 | 0 | 0 | 0 | 0 | 0
Option 5 | NPV | Net benefits | Option 5NPV |  | 0 |  | 0 | 0 | 0 | 0 | 0 | 0 | 0 | 0 | 0 | 0 | 0 | 0 | 0 | 0 | 0 | 0 | 0 | 0 | 0 | 0 | 0 | 0 | 0 | 0 | 0 | 0
Option 5 | sens1 | Capex 10% higher | Option 5sens1 |  | 0 |  | 0 | 0 | 0 | 0 | 0 | 0 | 0 | 0 | 0 | 0 | 0 | 0 | 0 | 0 | 0 | 0 | 0 | 0 | 0 | 0 | 0 | 0 | 0 | 0 | 0 | 0
Option 5 | sens2 | Capex 10% lower | Option 5sens2 |  | 0 |  | 0 | 0 | 0 | 0 | 0 | 0 | 0 | 0 | 0 | 0 | 0 | 0 | 0 | 0 | 0 | 0 | 0 | 0 | 0 | 0 | 0 | 0 | 0 | 0 | 0 | 0
Option 5 | sens3 | Increasing wind escalation | Option 5sens3 |  | 0 |  | 0 | 0 | 0 | 0 | 0 | 0 | 0 | 0 | 0 | 0 | 0 | 0 | 0 | 0 | 0 | 0 | 0 | 0 | 0 | 0 | 0 | 0 | 0 | 0 | 0 | 0
Option 5 | sens4 |  | Option 5sens4 |  | 0 |  | 0 | 0 | 0 | 0 | 0 | 0 | 0 | 0 | 0 | 0 | 0 | 0 | 0 | 0 | 0 | 0 | 0 | 0 | 0 | 0 | 0 | 0 | 0 | 0 | 0 | 0
Option 5 | sens5 |  | Option 5sens5 |  | 0 |  | 0 | 0 | 0 | 0 | 0 | 0 | 0 | 0 | 0 | 0 | 0 | 0 | 0 | 0 | 0 | 0 | 0 | 0 | 0 | 0 | 0 | 0 | 0 | 0 | 0 | 0
Option 5 | sens | 0 | Option 5sens |  | 0 |  | 0 | 0 | 0 | 0 | 0 | 0 | 0 | 0 | 0 | 0 | 0 | 0 | 0 | 0 | 0 | 0 | 0 | 0 | 0 | 0 | 0 | 0 | 0 | 0 | 0 | 0
Option 5 | sens | 0 | Option 5sens |  | 0 |  | 0 | 0 | 0 | 0 | 0 | 0 | 0 | 0 | 0 | 0 | 0 | 0 | 0 | 0 | 0 | 0 | 0 | 0 | 0 | 0 | 0 | 0 | 0 | 0 | 0 | 0
Option 5 | sens | 0 | Option 5sens |  | 0 |  | 0 | 0 | 0 | 0 | 0 | 0 | 0 | 0 | 0 | 0 | 0 | 0 | 0 | 0 | 0 | 0 | 0 | 0 | 0 | 0 | 0 | 0 | 0 | 0 | 0 | 0
RESULTS
|  | 0 | 0 | 0 | 1 | 1 |  | 2028-29: #NAME?
|  | Option 1 (base case) | Option 2 | Option 3 | Option 4 | Option 5 |  | 2026-27: Max; 2028-29: Preferred
NPV | None | 0 | 0.1938 | -4.1316 |  |  |  | 2026-27: #NAME?; 2028-29: Option 2
sens1 | Capex 10% higher | 0 | -0.06688 | -4.7085 |  |  |  | 2026-27: #NAME?; 2028-29: Option 1 (base case)
sens2 | Capex 10% lower | 0 | 0.45448 | -3.5547 |  |  |  | 2026-27: #NAME?; 2028-29: Option 2
sens3 | Increasing wind escalation | 0 | 0.065692 | -4.2597 |  |  |  | 2026-27: #NAME?; 2028-29: Option 2
sens4 |  | 0 | 0.1938 | -4.1316 |  |  |  | 2026-27: #NAME?; 2028-29: Option 2
sens5 |  | 0 | 0.1938 | -4.1316 |  |  |  | 2026-27: #NAME?; 2028-29: Option 2
sens | 0 | [6 empty] | 2026-27: #NAME?; 2028-29: #NAME?
sens | 0 | [6 empty] | 2026-27: #NAME?; 2028-29: #NAME?
sens | 0 | [6 empty] | 2026-27: #NAME?; 2028-29: #NAME?

## Workings_risks
Powercor
Lancefield microgrid
WORKINGS - RISKS
| Feeder escalation | Ratio to 2022 |  |  | 0.9913 | 0.98584 | 0.98545 | 0.98324 | 0.97411 | 0.96602 | 0.964 | 0.9639 | 0.95729 | 0.95729 | 0.95729 | 0.95729 | 0.95729 | 0.95729 | 0.95729 | 0.95729 | 0.95729 | 0.95729 | 0.95729 | 0.95729 | 0.95729 | 0.95729 | 0.95729 | 0.95729 | 0.95729
| Microgrid average daily demand (MW) |  | 0.282
| Solar generation demand modifier |  | 0%
| Solar corrected microgrid average daily demand (MW) |  | 0.282
| No. customers in microgrid |  | 433
| BESS size (MWh) |  | 2 | Assume 1 charge cycle per day, full charge during solar peak to enable equivalent amount of solar
| Average outage duration due to bushfire |  | 25.1
| 5 year average historical outages (hours/annum, total) |  | 21.5333
| General outage escalation (% 2046 vs 2026) |  | 0%
[5 empty] | 2026-27 | 2027-28 | 2028-29 | 2029-30 | 2030-31 | 2031-32 | 2032-33 | 2033-34 | 2034-35 | 2035-36 | 2036-37 | 2037-38 | 2038-39 | 2039-40 | 2040-41 | 2041-42 | 2042-43 | 2043-44 | 2044-45 | 2045-46 | 2046-47 | 2047-48 | 2048-49 | 2049-50 | 2050-51
General outage escalator | bar: 2026-27 to 2050-51
| fire risk |  |  |  | 0.6432% | 0.6449% | 0.6466% | 0.6483% | 0.65% | 0.6463% | 0.6427% | 0.6391% | 0.6355% | 0.6319% | 0.6283% | 0.6246% | 0.621% | 0.6174% | 0.6138% | 0.6102% | 0.6066% | 0.6029% | 0.5993% | 0.5957% | 0.5921% | 0.5885% | 0.5848% | 0.5812% | 0.5776%
| wind escalation |  |  |  | 1 | 1.015 | 1.03 | 1.045 | 1.06 | 1.06 | 1.06 | 1.06 | 1.06 | 1.06 | 1.06 | 1.06 | 1.06 | 1.06 | 1.06 | 1.06 | 1.06 | 1.06 | 1.06 | 1.06 | 1.06 | 1.06 | 1.06 | 1.06 | 1.06
| Change for sensitivity |  |  |  |  | -0.014769 | -0.029108 | -0.043036 | -0.05657 | -0.05657 | -0.05657 | -0.05657 | -0.05657 | -0.05657 | -0.05657 | -0.05657 | -0.05657 | -0.05657 | -0.05657 | -0.05657 | -0.05657 | -0.05657 | -0.05657 | -0.05657 | -0.05657 | -0.05657 | -0.05657 | -0.05657 | -0.05657
| Wind escalated worst served outage minutes |  |  |  | 744.6 | 755.7619 | 766.9239 | 778.0858 | 789.2477 | 789.2477 | 789.2477 | 789.2477 | 789.2477 | 789.2477 | 789.2477 | 789.2477 | 789.2477 | 789.2477 | 789.2477 | 789.2477 | 789.2477 | 789.2477 | 789.2477 | 789.2477 | 789.2477 | 789.2477 | 789.2477 | 789.2477 | 789.2477
| Hypothetical wind escalation worst served outage minutes |  |  |  | 744.6 | 744.6 | 744.6 | 744.6 | 744.6 | 744.6 | 744.6 | 744.6 | 744.6 | 744.6 | 744.6 | 744.6 | 744.6 | 744.6 | 744.6 | 744.6 | 744.6 | 744.6 | 744.6 | 744.6 | 744.6 | 744.6 | 744.6 | 744.6 | 744.6

## Reliability data
Cust Int Start Time | Cust Int End Time | Cause | SubCause | Cust Int Duration | Unplanned Cust Int Dur | Average reliability (used for energy at risk)
21/11/2019 12:52 | 21/11/2019 17:01 | Weather | Storm activity | 249 | 249 | Annual outage mintues | 1292
30/12/2019 12:38 | 30/12/2019 14:25 | Weather | Vegetation | 107 | 107
30/12/2019 15:19 | 30/12/2019 17:25 | Weather | Wind | 126 | 126
30/12/2019 20:59 | 30/12/2019 23:08 | Weather | Wind | 129 | 129 | Worst served
15/01/2020 17:19 | 15/01/2020 19:24 | Weather | Storm activity | 125 | 125 | Annual outage minutes for outages <12h | 744.6
15/01/2020 19:32 | 15/01/2020 19:37 | Weather | Storm activity | 5 | 5 | Annual outage minutes for outages <12h exceeding 500 mins | 244.6
15/01/2020 19:40 | 15/01/2020 19:43 | Weather | Storm activity | 3 | 3 | Annual outage hours for outages <12h exceeding 500 mins | 4.0767
31/01/2020 14:47 | 31/01/2020 18:17 | Unknown | No Cause Found | 210 | 210
31/01/2020 20:51 | 31/01/2020 20:53 | Unknown | No Cause Found | 2 | 2
20/04/2020 02:58 | 20/04/2020 04:30 | Equip Fail | Switch/CB/Fuse failure | 92 | 92 | Resilience
20/04/2020 04:31 | 20/04/2020 05:53 | Equip Fail | Switch/CB/Fuse failure | 82 | 82 | Annual outage minutes for outages >=12h | 547.4
30/06/2020 15:53 | 30/06/2020 16:22 | Unknown | No Cause Found | 29 | 29 | Annual outage minutes 12>t>24 hours | 274
12/07/2020 17:52 | 12/07/2020 18:23 | Unknown | No Cause Found | 31 | 31 | Annual outage minutes >24 hours | 273.4
12/07/2020 18:24 | 12/07/2020 18:27 | Unknown | No Cause Found | 3 | 3 | Annual outage minutes >72 hours | 0
12/07/2020 20:18 | 12/07/2020 20:22 | Unknown | No Cause Found | 4 | 4
02/12/2020 06:22 | 02/12/2020 06:32 | Vegetation | Bark/Branch | 10 | 10 | Residential resilience hours at 2x VCR (12-24h) | 4.5667
10/12/2020 15:26 | 10/12/2020 15:39 | Weather | Wind | 13 | 13 | Residential resilience hours at 1.5x VCR (>24h) | 4.5567
08/03/2021 11:49 | 08/03/2021 12:09 | Unknown | No Cause Found | 20 | 20
09/03/2021 00:26 | 09/03/2021 00:51 | Unknown | No Cause Found | 25 | 25 | Business resilience hours at 1.5x VCR (12-24h) | 4.5667
09/06/2021 14:31 | 09/06/2021 15:07 | Vegetation | Tree Council Resp- code compliant | 72 | 72 | Business resilience hours at 0.5x VCR (>72 hours) | 0
09/06/2021 15:07 | 09/06/2021 15:15 | Vegetation | Tree Council Resp- code compliant | 16 | 16
09/06/2021 15:18 | 09/06/2021 15:24 | Vegetation | Tree Council Resp- code compliant | 12 | 12
09/06/2021 19:52 | 11/06/2021 18:39 | Weather | Storm activity | 2807 | 2807
02/07/2021 11:06 | 02/07/2021 11:28 | Unknown | No Cause Found | 22 | 22
17/07/2021 07:30 | 17/07/2021 07:51 | Unknown | No Cause Found | 42 | 42
17/07/2021 07:58 | 17/07/2021 08:02 | Unknown | No Cause Found | 8 | 8
17/07/2021 15:44 | 17/07/2021 16:00 | Unknown | No Cause Found | 16 | 16
17/07/2021 17:23 | 17/07/2021 17:56 | Equip Fail | Insulation Failure | 66 | 66
17/07/2021 18:12 | 17/07/2021 18:16 | Equip Fail | Insulation Failure | 8 | 8
20/07/2021 14:49 | 20/07/2021 15:10 | Weather | Storm activity | 21 | 21
15/10/2021 20:51 | 15/10/2021 21:11 | Animals | Bird/Bat | 20 | 20
29/10/2021 06:13 | 29/10/2021 17:38 | Weather | Wind | 1370 | 1370
03/11/2021 18:57 | 03/11/2021 19:21 | Unknown | No Cause Found | 24 | 24
06/11/2021 16:39 | 06/11/2021 16:57 | Weather | Lightning | 18 | 18
15/12/2021 00:11 | 15/12/2021 00:33 | Unknown | No Cause Found | 22 | 22
03/03/2022 19:14 | 03/03/2022 20:27 | Third Party | Vehicle impact | 73 | 73
04/04/2022 07:06 | 04/04/2022 07:40 | Unknown | No Cause Found | 34 | 34
29/04/2022 21:55 | 29/04/2022 22:46 | Unknown | No Cause Found | 51 | 51
29/04/2022 23:24 | 29/04/2022 23:35 | Unknown | No Cause Found | 11 | 11
13/10/2022 12:36 | 13/10/2022 14:04 | Weather | Storm activity | 88 | 88
08/06/2023 14:01 | 08/06/2023 14:26 | Equip Fail | Loose connection | 25 | 25
08/06/2023 16:29 | 08/06/2023 16:40 | Equip Fail | Loose connection | 11 | 11
08/09/2023 07:24 | 08/09/2023 07:50 | Weather | Storm activity | 26 | 26
06/10/2023 08:42 | 06/10/2023 09:05 | Animals | Bird/Bat | 23 | 23
24/12/2023 19:49 | 24/12/2023 20:39 | Weather | Vegetation | 50 | 50
13/02/2024 15:07 | 13/02/2024 19:26 | Weather | Storm activity | 259 | 259

## Misc_calcs
Powercor
Lancefield microgrid
ESCALATION & OTHER
| Year end |  |  | 2021-06-30 | 2022-06-30 | 2023-06-30 | 2024-06-30 | 2025-06-30 | 2026-06-30
| Actual/forecast CPI (June to June) |  |  | 0% | 0.8606% | 3.498% | 7.832% | 4.052% | 3%
| HY ending |  |  | 2021-06-30 | 2021-12-31 | 2022-06-30 | 2022-12-31 | 2023-06-30 | 2023-12-31 | 2024-06-30 | 2024-12-31 | 2025-06-30 | 2025-12-31 | 2026-06-30
| FY ending |  |  | 2021-06-30 | 2022-06-30 | 2022-06-30 | 2023-06-30 | 2023-06-30 | 2024-06-30 | 2024-06-30 | 2025-06-30 | 2025-06-30 | 2026-06-30 | 2026-06-30
| Actual/forecast CPI (June to June) |  |  | 0% | 0.8606% | 0.8606% | 3.498% | 3.498% | 7.832% | 7.832% | 4.052% | 4.052% | 3% | 3%
| Actual cumulative HY escalation |  |  | 1 | 1.0043 | 1.0086 | 1.0261 | 1.0439 | 1.084 | 1.1256 | 1.1482 | 1.1713 | 1.1887 | 1.2064
| Convert from input dollars | 2023-12-31 | 1.084
| To output dollars | 2026-06-30 | 1.2064
| Conversion from input dollars to output dollars |  | 1.1129
| Convert from VCR date | 2023-12-31 | 1.084
| To input dollars | 2023-12-31 | 1.084
| VCR escalation |  | 1
| Start_year | 2026-27
FIRST YEAR
| Option | First year | Option included
| Option 2 | 5 | TRUE
| Option 3 | 5 | TRUE
| Option 4 | Not used | FALSE
| Option 5 | Not used | FALSE
| First year | 5
Weighted average VCR
| PAL:Weighted average VCR | #VALUE!
FLAGS
| Option 1 (base case) | FALSE | FALSE
FALSE
FALSE
| Option 2 | FALSE | FALSE
FALSE
FALSE
| Option 3 | FALSE | FALSE
FALSE
FALSE
| Option 4 | FALSE | FALSE
FALSE
FALSE
| Option 5 | FALSE | FALSE
FALSE
FALSE
Message | !! Capex asset life required !!
!

## Data
Powercor
Lancefield microgrid
DATA
Options
|  | Not used | Text |  | Flags for compliance project
Option1 | Option 1 (base case) | FALSE |  | Option 1 (base case): No change to existing practices | FALSE
Option2 | Option 2 | FALSE |  |  | FALSE
Option3 | Option 3 | FALSE |  |  | FALSE
Option4 | Option 4 | TRUE | Not used |  | TRUE
Option5 | Option 5 | TRUE | Not used |  | TRUE
Compliance project |  |  | Yes | FALSE
No change to existing practices
Not applicable (compliance)
For conditional formatting of preferred option on Summary :
< Enter description >
Categories
Short categ
| Capital expenditure | -1
| Annualised capex | -1
| Operating expenditure | -1
| Risk mitigated | 1
| Other benefits value | 1
| Net benefits | 1
| Total risk cost | 1
Benefits
|  | Short categ | Flag to include | Units | Defined value
1 | Unserved energy | Energy | FALSE | MWh | FALSE
2 | Safety | Safety | FALSE | $ | TRUE
3 | Unplanned replacement | UnRepl | FALSE | $ | TRUE
4 | Bushfire | Fire | FALSE | $ | TRUE
5 | Reduction in CO2 emissions | Carbon | TRUE | MWh | FALSE
6 | Reliability in worst-served areas | Other | TRUE | MWh | FALSE
7 | Network resilience | Other | TRUE | MWh | FALSE
8 | Enabling solar exports | Other | TRUE | MWh | FALSE
9 | Aesthetics | Other | TRUE | Customers impacted | FALSE
10 | Customer value of time - residential | Other | TRUE | Customer minutes | FALSE
11 | Customer value of time - business | Other | TRUE | Customer minutes | FALSE
12 | Communication | Other | TRUE | Customers impacted | FALSE
13 | Information accessibility | Other | TRUE | Customers impacted | FALSE
Value of benefits
Powercor
| Reliability in worst-served areas | per MWh | 151432.8174
| Network resilience | per MWh | 24590
| Enabling solar exports | per MWh | 88.3577
| Aesthetics | per customer impacted | 0
| Customer value of time - residential | per minute customer time | 0.35181
| Customer value of time - business | per minute customer time | 0.35181
| Communication | per customer impacted | 0
| Information accessibility | per customer impacted | 0
Conversions
| thous_conv | 1000
| mill_conv | 1000000
Message
| Message | Enter asset life
Error message |  | Remove inputs prior to start year
Disproportionate factors applied to various bushfire and other risk valuations
| - Select - |  |  |  | 0
| Harm to property from network |  |  |  | 1
| Harm to property from bushfire |  |  |  | 1
| Harm to environment |  |  |  | 1
| Safety - Public trespass |  |  |  | 1
| Safety - Single fatality or serious injury ^ |  |  |  | 3
| Safety from bushfire in HBRA |  |  |  | 3
| Safety - Multiple fatality or serious injury ^ |  |  |  | 6
| Safety from bushfire (REFCL declared areas) |  |  |  | 6
| Safety from bushfire (electric line construction areas) |  |  |  | 10
Total annualised capex
Energy at risk value
Total other benefits
DROPDOWN LISTS
| Business |  |  |  | Type | Include | Dollar inputs - month |  |  | Not used options | Conversions | Dollar inputs - year | Compliance | Capex first year
| CitiPower | CP | CP: |  | - Select - | 0 | June | 6 | CY | Not used |  | 2026 | No | 2026-27
| Powercor | PA | PAL: |  | Capex | 1899-12-31 | December | 12 | FY |  |  | 2025 | Yes | 2025-26
| United Energy | UE | UE: |  | Opex | [6 empty] | 2024 |  | 2024-25
2023
2022
2021
2020