{"text_format":"1","workbook":"xlsx","n_sheets":5,"sheets":["Cover","Summary","Model","Data","Lists"],"not_rendered":{"charts":1,"images":3,"macros":0,"external_links":0,"defined_names":3,"comments":0,"pivot_tables":0},"unopened":[],"bounds":{"document_bytes":16777216,"sheet_cells":100000,"rows_first":2000,"rows_last":500,"rows_between":2000,"halvings":0,"cell_chars":16384,"cell_head_chars":4096},"cells_cut":0,"cells_raw":0,"read":"whole","date_system":"1900"}

{"sheet":"Cover","index":0,"n_rows":40,"n_cols":4,"rows_kept":40,"cut":false,"hidden":false,"merged":[]}
[]
[null,null,"United Energy"]
[null,null,"Regulatory proposal 2026-31"]
[]
[null,null,"Wood pole condition forecast"]
[null,null,"Model number:",4.0599999999999996]
[]
[null,null,"2025-01-31"]
[]
[]
[]
[]
[]
[]
[]
[]
[]
[]
[]
[]
[]
[]
[]
[]
[]
[]
[]
[]
[]
[]
[]
[]
[]
[]
[]
[]
[]
[]
[]
[{"$f":"_xlfn.SHEETS()","v":5}]

{"sheet":"Summary","index":1,"n_rows":57,"n_cols":7,"rows_kept":57,"cut":false,"hidden":false,"merged":[]}
["United Energy"]
["Wood pole condition forecsat"]
[]
["FORECAST"]
[]
[]
[null,"Future pole condition"]
[null,"Serviceable",{"$f":"COUNTIF(Model!$U:$U,Summary!$B8)","v":84988}]
[null,"Limited Life",{"$f":"COUNTIF(Model!$U:$U,Summary!$B9)","v":26157}]
[null,"Unserviceable",{"$f":"COUNTIF(Model!$U:$U,Summary!$B10)","v":709}]
[null,"Total",{"$f":"SUM(C8:C10)","v":111854}]
[]
[]
[null,"Forecast output"]
[null,"Wood rot driven interventions",{"$f":"SUMPRODUCT(C8:C10,Data!C11:C13)/(Data!C5-Data!C6)","v":2704.3250000000003},"Annual sound wood driven interventions"]
[null,"Observed defects",54,"Observed defects, such as splits and cracks"]
[null,"External impact",40,"Interventions such as car-hit-pole"]
[null,"Maximum test holes",142,"Pole intervened due to too many test holes"]
[null,"Forecast annual intervention volumes",{"$f":"SUM(C15:C18)","v":2940.3250000000003}]
[]
[]
[]
[null,"Future pole condition","Serviceable",{"$f":"Data!B12","v":"Limited Life"},{"$f":"Data!B13","v":"Unserviceable"}]
[null,"LV",{"$f":"COUNTIFS(Model!$V:$V,Summary!$B24,Model!$U:$U,Summary!C$23)","v":44136},{"$f":"COUNTIFS(Model!$V:$V,Summary!$B24,Model!$U:$U,Summary!D$23)","v":16456},{"$f":"COUNTIFS(Model!$V:$V,Summary!$B24,Model!$U:$U,Summary!E$23)","v":438}]
[null,"HV",{"$f":"COUNTIFS(Model!$V:$V,Summary!$B25,Model!$U:$U,Summary!C$23)","v":35392},{"$f":"COUNTIFS(Model!$V:$V,Summary!$B25,Model!$U:$U,Summary!D$23)","v":8662},{"$f":"COUNTIFS(Model!$V:$V,Summary!$B25,Model!$U:$U,Summary!E$23)","v":230}]
[null,"Sub-T",{"$f":"COUNTIFS(Model!$V:$V,Summary!$B26,Model!$U:$U,Summary!C$23)","v":5460},{"$f":"COUNTIFS(Model!$V:$V,Summary!$B26,Model!$U:$U,Summary!D$23)","v":1039},{"$f":"COUNTIFS(Model!$V:$V,Summary!$B26,Model!$U:$U,Summary!E$23)","v":41}]
[]
[]
[]
[]
[null,"Intervention volumes","Serviceable",{"$f":"D23","v":"Limited Life"},{"$f":"E23","v":"Unserviceable"}]
[null,"LV",{"$f":"C24*Data!$C$11","v":0},{"$f":"D24*Data!$C$12","v":13164.800000000001},{"$f":"E24*Data!$C$13","v":438}]
[null,"HV",{"$f":"C25*Data!$C$11","v":0},{"$f":"D25*Data!$C$12","v":6929.6},{"$f":"E25*Data!$C$13","v":230}]
[null,"Sub-T",{"$f":"C26*Data!$C$11","v":0},{"$f":"D26*Data!$C$12","v":831.2},{"$f":"E26*Data!$C$13","v":41}]
[]
[]
[]
[null,"Replace/stake volumes",{"$f":"D31","v":"Limited Life"},{"$f":"E31","v":"Unserviceable"},"Staking","Replacements","%"]
[null,{"$f":"B32","v":"LV"},{"$f":"D32/(Data!$C$5-Data!$C$6)","v":1645.6000000000001},{"$f":"E32/(Data!$C$5-Data!$C$6)","v":54.75},{"$f":"SUM(C39:D39)*Data!$C17","v":831.78257916689847},{"$f":"SUM(C39:D39)-E39","v":868.56742083310166},{"$f":"SUM(E39:F39)/SUM($E$42:$F$42)","v":0.62875209155704292}]
[null,{"$f":"B33","v":"HV"},{"$f":"D33/(Data!$C$5-Data!$C$6)","v":866.2},{"$f":"E33/(Data!$C$5-Data!$C$6)","v":28.75},{"$f":"SUM(C40:D40)*Data!$C18","v":437.79446538972314},{"$f":"SUM(C40:D40)-E40","v":457.1555346102769},{"$f":"SUM(E40:F40)/SUM($E$42:$F$42)","v":0.33093285755225427}]
[null,{"$f":"B34","v":"Sub-T"},{"$f":"D34/(Data!$C$5-Data!$C$6)","v":103.9},{"$f":"E34/(Data!$C$5-Data!$C$6)","v":5.125},{"$f":"SUM(C41:D41)*Data!$C19","v":53.333193574070691},{"$f":"SUM(C41:D41)-E41","v":55.691806425929315},{"$f":"SUM(E41:F41)/SUM($E$42:$F$42)","v":4.0315050890702857E-2}]
[null,"Total",{"$f":"SUM(C39:C41)","v":2615.7000000000003},{"$f":"SUM(D39:D41)","v":88.625},{"$f":"SUM(E39:E41)","v":1322.9102381306923},{"$f":"SUM(F39:F41)","v":1381.414761869308},{"$f":"SUM(E42:F42)/SUM($E$42:$F$42)","v":1}]
[]
[]
[]
[]
[]
["TOTAL"]
[]
[]
[]
[null,"Current pole condition","Future Pole Condition",null,null,"Total"]
[null,null,"Serviceable","Limited Life","Unserviceable"]
[null,"Serviceable",{"$f":"COUNTIFS(Model!$E:$E,Summary!$B54,Model!$U:$U,Summary!C$53)","v":84988},{"$f":"COUNTIFS(Model!$E:$E,Summary!$B54,Model!$U:$U,Summary!D$53)","v":24165},{"$f":"COUNTIFS(Model!$E:$E,Summary!$B54,Model!$U:$U,Summary!E$53)","v":408},{"$f":"SUM(C54:E54)","v":109561}]
[null,"Limited Life",{"$f":"COUNTIFS(Model!$E:$E,Summary!$B55,Model!$U:$U,Summary!C$53)","v":0},{"$f":"COUNTIFS(Model!$E:$E,Summary!$B55,Model!$U:$U,Summary!D$53)","v":1992},{"$f":"COUNTIFS(Model!$E:$E,Summary!$B55,Model!$U:$U,Summary!E$53)","v":0},{"$f":"SUM(C55:E55)","v":1992}]
[null,"Unserviceable",{"$f":"COUNTIFS(Model!$E:$E,Summary!$B56,Model!$U:$U,Summary!C$53)","v":0},{"$f":"COUNTIFS(Model!$E:$E,Summary!$B56,Model!$U:$U,Summary!D$53)","v":0},{"$f":"COUNTIFS(Model!$E:$E,Summary!$B56,Model!$U:$U,Summary!E$53)","v":301},{"$f":"SUM(C56:E56)","v":301}]
[null,"Total",{"$f":"SUM(C54:C56)","v":84988},{"$f":"SUM(D54:D56)","v":26157},{"$f":"SUM(E54:E56)","v":709},{"$f":"SUM(F54:F56)","v":111854}]

{"sheet":"Model","index":2,"n_rows":111861,"n_cols":22,"rows_kept":4500,"cut":true,"hidden":false,"merged":[],"bounds":{"rows_first":2000,"rows_last":500,"rows_between":2000,"halvings":0}}
["United Energy"]
["Pole condition data"]
[]
[null,"Forecast end year:",null,{"$f":"Data!$C$5","v":2031}]
[]
[null,"Data extract",null,null,null,null,null,null,null,null,null,null,"Intervention criteria"]
[null,"ID","Start Date","Pole Type","Pole Condition","Class","Date Staked","GIS Classification","Girth","Last inspection","SWT (mm)","Fire area","Staking status","Decay period (yrs)","Pole Age group","Diameter","External decay rate","Internal decay rate","Future SWT (mm)","Condition by SWT","Final pole condition","Voltage"]
[null,2,1993,"Wood Untreated Dressed","Serviceable","Class 1",0,"lv/hv/sub-transmission",1200,2020,150,"No",{"$f":"IF(G8=0,FALSE,TRUE)","v":false},{"$f":"IF(L8=\"No\",ROUND((End_year-J8)/5,0)*5,ROUND((End_year-J8)/3,0)*3)","v":10},{"$f":"INDEX(Lists!$B$32:$B$40, MATCH(YEAR(TODAY())-C8, Lists!$C$32:$C$40,1))","v":"31-40"},{"$f":"I8/PI()","v":381.9718634205488},{"$f":"INDEX(Data!$E$24:$E$47, MATCH(F8&D8, Data!$B$24:$B$47,0))","v":1.9964561142097742E-3},{"$f":"SUMPRODUCT((Data!$B$58:$B$60=Model!$F8)*(Data!$C$57:$K$57=Model!$O8)*(Data!$C$58:$K$60))","v":3.0038452968326621},{"$f":"IF(IF(K8>=700,999,(K8-R8*N8))<0,0,IF(K8>=700,999,(K8-R8*N8)))","v":119.96154703167338},{"$f":"IF(S8<30,3,IF(AND(F8=\"Class 1\",S8<50),2,IF(AND(F8=\"Class 1\",S8>=50),1,IF(S8<70,2,1))))","v":1},{"$f":"IF(E8<>\"Serviceable\",E8,INDEX(Lists!$D$6:$D$8, MATCH(T8,Lists!$C$6:$C$8,0)))","v":"Serviceable"},{"$f":"INDEX(Lists!$C$12:$C$26, MATCH(H8, Lists!$B$12:$B$26,0))","v":"Sub-T"}]
[null,3,1965,"Wood Creos Impregnated","Serviceable","Class 3",0,"lv/hv/sub-transmission",1200,2021,100,"No",{"$f":"IF(G9=0,FALSE,TRUE)","v":false},10,{"$f":"INDEX(Lists!$B$32:$B$40, MATCH(YEAR(TODAY())-C9, Lists!$C$32:$C$40,1))","v":"51-60"},{"$f":"I9/PI()","v":381.9718634205488},{"$f":"INDEX(Data!$E$24:$E$47, MATCH(F9&D9, Data!$B$24:$B$47,0))","v":1.0684339161496522E-3},{"$f":"SUMPRODUCT((Data!$B$58:$B$60=Model!$F9)*(Data!$C$57:$K$57=Model!$O9)*(Data!$C$58:$K$60))","v":2.6564859251595059},73.435140748404933,1,{"$f":"IF(E9<>\"Serviceable\",E9,INDEX(Lists!$D$6:$D$8, MATCH(T9,Lists!$C$6:$C$8,0)))","v":"Serviceable"},{"$f":"INDEX(Lists!$C$12:$C$26, MATCH(H9, Lists!$B$12:$B$26,0))","v":"Sub-T"}]
[null,4,1965,"Wood Creos Impregnated","Serviceable","Class 3",0,"lv/hv/sub-transmission",942,2020,80,"No",false,10,{"$f":"INDEX(Lists!$B$32:$B$40, MATCH(YEAR(TODAY())-C10, Lists!$C$32:$C$40,1))","v":"51-60"},299.8479127851308,{"$f":"INDEX(Data!$E$24:$E$47, MATCH(F10&D10, Data!$B$24:$B$47,0))","v":1.0684339161496522E-3},{"$f":"SUMPRODUCT((Data!$B$58:$B$60=Model!$F10)*(Data!$C$57:$K$57=Model!$O10)*(Data!$C$58:$K$60))","v":2.6564859251595059},53.43514074840494,2,{"$f":"IF(E10<>\"Serviceable\",E10,INDEX(Lists!$D$6:$D$8, MATCH(T10,Lists!$C$6:$C$8,0)))","v":"Limited Life"},{"$f":"INDEX(Lists!$C$12:$C$26, MATCH(H10, Lists!$B$12:$B$26,0))","v":"Sub-T"}]
[null,5,1992,"Wood Untreated Dressed","Serviceable","Class 1",0,"lv/hv/sub-transmission",1250,2021,150,"No",false,10,{"$f":"INDEX(Lists!$B$32:$B$40, MATCH(YEAR(TODAY())-C11, Lists!$C$32:$C$40,1))","v":"31-40"},397.88735772973837,{"$f":"INDEX(Data!$E$24:$E$47, MATCH(F11&D11, Data!$B$24:$B$47,0))","v":1.9964561142097742E-3},{"$f":"SUMPRODUCT((Data!$B$58:$B$60=Model!$F11)*(Data!$C$57:$K$57=Model!$O11)*(Data!$C$58:$K$60))","v":3.0038452968326621},119.96154703167338,1,{"$f":"IF(E11<>\"Serviceable\",E11,INDEX(Lists!$D$6:$D$8, MATCH(T11,Lists!$C$6:$C$8,0)))","v":"Serviceable"},{"$f":"INDEX(Lists!$C$12:$C$26, MATCH(H11, Lists!$B$12:$B$26,0))","v":"Sub-T"}]
[null,6,1985,"Wood Other","Serviceable","Class 1",0,"lv/hv/sub-transmission",1068,2019,120,"No",false,10,{"$f":"INDEX(Lists!$B$32:$B$40, MATCH(YEAR(TODAY())-C12, Lists!$C$32:$C$40,1))","v":"31-40"},339.95495844428842,{"$f":"INDEX(Data!$E$24:$E$47, MATCH(F12&D12, Data!$B$24:$B$47,0))","v":1.9964561142097742E-3},{"$f":"SUMPRODUCT((Data!$B$58:$B$60=Model!$F12)*(Data!$C$57:$K$57=Model!$O12)*(Data!$C$58:$K$60))","v":3.0038452968326621},89.961547031673376,1,{"$f":"IF(E12<>\"Serviceable\",E12,INDEX(Lists!$D$6:$D$8, MATCH(T12,Lists!$C$6:$C$8,0)))","v":"Serviceable"},{"$f":"INDEX(Lists!$C$12:$C$26, MATCH(H12, Lists!$B$12:$B$26,0))","v":"Sub-T"}]
[null,7,1965,"Wood Creos Impregnated","Serviceable","Class 1",0,"lv/hv/sub-transmission",1005,2022,80,"No",false,10,{"$f":"INDEX(Lists!$B$32:$B$40, MATCH(YEAR(TODAY())-C13, Lists!$C$32:$C$40,1))","v":"51-60"},319.90143561470961,{"$f":"INDEX(Data!$E$24:$E$47, MATCH(F13&D13, Data!$B$24:$B$47,0))","v":9.9474993092014377E-4},{"$f":"SUMPRODUCT((Data!$B$58:$B$60=Model!$F13)*(Data!$C$57:$K$57=Model!$O13)*(Data!$C$58:$K$60))","v":1.3557210085184006},66.44278991481599,1,{"$f":"IF(E13<>\"Serviceable\",E13,INDEX(Lists!$D$6:$D$8, MATCH(T13,Lists!$C$6:$C$8,0)))","v":"Serviceable"},{"$f":"INDEX(Lists!$C$12:$C$26, MATCH(H13, Lists!$B$12:$B$26,0))","v":"Sub-T"}]
[null,8,1965,"Wood Creos Impregnated","Serviceable","Class 3",0,"lv/hv/sub-transmission",1005,2021,100,"No",false,10,{"$f":"INDEX(Lists!$B$32:$B$40, MATCH(YEAR(TODAY())-C14, Lists!$C$32:$C$40,1))","v":"51-60"},319.90143561470961,{"$f":"INDEX(Data!$E$24:$E$47, MATCH(F14&D14, Data!$B$24:$B$47,0))","v":1.0684339161496522E-3},{"$f":"SUMPRODUCT((Data!$B$58:$B$60=Model!$F14)*(Data!$C$57:$K$57=Model!$O14)*(Data!$C$58:$K$60))","v":2.6564859251595059},73.435140748404933,1,{"$f":"IF(E14<>\"Serviceable\",E14,INDEX(Lists!$D$6:$D$8, MATCH(T14,Lists!$C$6:$C$8,0)))","v":"Serviceable"},{"$f":"INDEX(Lists!$C$12:$C$26, MATCH(H14, Lists!$B$12:$B$26,0))","v":"Sub-T"}]
[null,14,1993,"Wood Untreated Dressed","Serviceable","Class 1",0,"lv/hv",940,2020,140,"No",false,10,{"$f":"INDEX(Lists!$B$32:$B$40, MATCH(YEAR(TODAY())-C15, Lists!$C$32:$C$40,1))","v":"31-40"},299.21129301276324,{"$f":"INDEX(Data!$E$24:$E$47, MATCH(F15&D15, Data!$B$24:$B$47,0))","v":1.9964561142097742E-3},{"$f":"SUMPRODUCT((Data!$B$58:$B$60=Model!$F15)*(Data!$C$57:$K$57=Model!$O15)*(Data!$C$58:$K$60))","v":3.0038452968326621},109.96154703167338,1,{"$f":"IF(E15<>\"Serviceable\",E15,INDEX(Lists!$D$6:$D$8, MATCH(T15,Lists!$C$6:$C$8,0)))","v":"Serviceable"},{"$f":"INDEX(Lists!$C$12:$C$26, MATCH(H15, Lists!$B$12:$B$26,0))","v":"HV"}]
[null,24,1981,"Wood Untreated Dressed","Serviceable","Class 1",0,"lv/sub-transmission",1131,2020,140,"No",false,10,{"$f":"INDEX(Lists!$B$32:$B$40, MATCH(YEAR(TODAY())-C16, Lists!$C$32:$C$40,1))","v":"41-50"},360.00848127386729,{"$f":"INDEX(Data!$E$24:$E$47, MATCH(F16&D16, Data!$B$24:$B$47,0))","v":1.9964561142097742E-3},{"$f":"SUMPRODUCT((Data!$B$58:$B$60=Model!$F16)*(Data!$C$57:$K$57=Model!$O16)*(Data!$C$58:$K$60))","v":1.7977578417715214},122.02242158228478,1,{"$f":"IF(E16<>\"Serviceable\",E16,INDEX(Lists!$D$6:$D$8, MATCH(T16,Lists!$C$6:$C$8,0)))","v":"Serviceable"},{"$f":"INDEX(Lists!$C$12:$C$26, MATCH(H16, Lists!$B$12:$B$26,0))","v":"Sub-T"}]
[null,25,1982,"Wood Untreated Dressed","Serviceable","Class 1",0,"lv/sub-transmission",1040,2020,140,"No",false,10,{"$f":"INDEX(Lists!$B$32:$B$40, MATCH(YEAR(TODAY())-C17, Lists!$C$32:$C$40,1))","v":"41-50"},331.04228163114232,{"$f":"INDEX(Data!$E$24:$E$47, MATCH(F17&D17, Data!$B$24:$B$47,0))","v":1.9964561142097742E-3},{"$f":"SUMPRODUCT((Data!$B$58:$B$60=Model!$F17)*(Data!$C$57:$K$57=Model!$O17)*(Data!$C$58:$K$60))","v":1.7977578417715214},122.02242158228478,1,{"$f":"IF(E17<>\"Serviceable\",E17,INDEX(Lists!$D$6:$D$8, MATCH(T17,Lists!$C$6:$C$8,0)))","v":"Serviceable"},{"$f":"INDEX(Lists!$C$12:$C$26, MATCH(H17, Lists!$B$12:$B$26,0))","v":"Sub-T"}]
[null,26,1982,"Wood Other","Serviceable","Class 1",0,"lv/sub-transmission",970,2020,90,"No",false,10,{"$f":"INDEX(Lists!$B$32:$B$40, MATCH(YEAR(TODAY())-C18, Lists!$C$32:$C$40,1))","v":"41-50"},308.76058959827697,{"$f":"INDEX(Data!$E$24:$E$47, MATCH(F18&D18, Data!$B$24:$B$47,0))","v":1.9964561142097742E-3},{"$f":"SUMPRODUCT((Data!$B$58:$B$60=Model!$F18)*(Data!$C$57:$K$57=Model!$O18)*(Data!$C$58:$K$60))","v":1.7977578417715214},72.022421582284778,1,{"$f":"IF(E18<>\"Serviceable\",E18,INDEX(Lists!$D$6:$D$8, MATCH(T18,Lists!$C$6:$C$8,0)))","v":"Serviceable"},{"$f":"INDEX(Lists!$C$12:$C$26, MATCH(H18, Lists!$B$12:$B$26,0))","v":"Sub-T"}]
[null,27,1982,"Wood Untreated Dressed","Serviceable","Class 1",0,"lv/hv/sub-transmission",910,2020,120,"No",false,10,{"$f":"INDEX(Lists!$B$32:$B$40, MATCH(YEAR(TODAY())-C19, Lists!$C$32:$C$40,1))","v":"41-50"},289.66199642724951,{"$f":"INDEX(Data!$E$24:$E$47, MATCH(F19&D19, Data!$B$24:$B$47,0))","v":1.9964561142097742E-3},{"$f":"SUMPRODUCT((Data!$B$58:$B$60=Model!$F19)*(Data!$C$57:$K$57=Model!$O19)*(Data!$C$58:$K$60))","v":1.7977578417715214},102.02242158228478,1,{"$f":"IF(E19<>\"Serviceable\",E19,INDEX(Lists!$D$6:$D$8, MATCH(T19,Lists!$C$6:$C$8,0)))","v":"Serviceable"},{"$f":"INDEX(Lists!$C$12:$C$26, MATCH(H19, Lists!$B$12:$B$26,0))","v":"Sub-T"}]
[null,28,1981,"Wood Untreated Dressed","Serviceable","Class 1",0,"lv/hv/sub-transmission",960,2020,140,"No",false,10,{"$f":"INDEX(Lists!$B$32:$B$40, MATCH(YEAR(TODAY())-C20, Lists!$C$32:$C$40,1))","v":"41-50"},305.57749073643907,{"$f":"INDEX(Data!$E$24:$E$47, MATCH(F20&D20, Data!$B$24:$B$47,0))","v":1.9964561142097742E-3},{"$f":"SUMPRODUCT((Data!$B$58:$B$60=Model!$F20)*(Data!$C$57:$K$57=Model!$O20)*(Data!$C$58:$K$60))","v":1.7977578417715214},122.02242158228478,1,{"$f":"IF(E20<>\"Serviceable\",E20,INDEX(Lists!$D$6:$D$8, MATCH(T20,Lists!$C$6:$C$8,0)))","v":"Serviceable"},{"$f":"INDEX(Lists!$C$12:$C$26, MATCH(H20, Lists!$B$12:$B$26,0))","v":"Sub-T"}]
[null,29,1983,"Wood Untreated Dressed","Serviceable","Class 1",0,"lv/hv/sub-transmission",1210,2020,140,"No",false,10,{"$f":"INDEX(Lists!$B$32:$B$40, MATCH(YEAR(TODAY())-C21, Lists!$C$32:$C$40,1))","v":"41-50"},385.15496228238675,{"$f":"INDEX(Data!$E$24:$E$47, MATCH(F21&D21, Data!$B$24:$B$47,0))","v":1.9964561142097742E-3},{"$f":"SUMPRODUCT((Data!$B$58:$B$60=Model!$F21)*(Data!$C$57:$K$57=Model!$O21)*(Data!$C$58:$K$60))","v":1.7977578417715214},122.02242158228478,1,{"$f":"IF(E21<>\"Serviceable\",E21,INDEX(Lists!$D$6:$D$8, MATCH(T21,Lists!$C$6:$C$8,0)))","v":"Serviceable"},{"$f":"INDEX(Lists!$C$12:$C$26, MATCH(H21, Lists!$B$12:$B$26,0))","v":"Sub-T"}]
[null,30,1982,"Wood Untreated Dressed","Serviceable","Class 1",0,"lv/sub-transmission",1100,2020,130,"No",false,10,{"$f":"INDEX(Lists!$B$32:$B$40, MATCH(YEAR(TODAY())-C22, Lists!$C$32:$C$40,1))","v":"41-50"},350.14087480216978,{"$f":"INDEX(Data!$E$24:$E$47, MATCH(F22&D22, Data!$B$24:$B$47,0))","v":1.9964561142097742E-3},{"$f":"SUMPRODUCT((Data!$B$58:$B$60=Model!$F22)*(Data!$C$57:$K$57=Model!$O22)*(Data!$C$58:$K$60))","v":1.7977578417715214},112.02242158228478,1,{"$f":"IF(E22<>\"Serviceable\",E22,INDEX(Lists!$D$6:$D$8, MATCH(T22,Lists!$C$6:$C$8,0)))","v":"Serviceable"},{"$f":"INDEX(Lists!$C$12:$C$26, MATCH(H22, Lists!$B$12:$B$26,0))","v":"Sub-T"}]
[null,31,1982,"Wood Untreated Dressed","Serviceable","Class 1",0,"lv/sub-transmission",942,2020,100,"No",false,10,{"$f":"INDEX(Lists!$B$32:$B$40, MATCH(YEAR(TODAY())-C23, Lists!$C$32:$C$40,1))","v":"41-50"},299.8479127851308,{"$f":"INDEX(Data!$E$24:$E$47, MATCH(F23&D23, Data!$B$24:$B$47,0))","v":1.9964561142097742E-3},{"$f":"SUMPRODUCT((Data!$B$58:$B$60=Model!$F23)*(Data!$C$57:$K$57=Model!$O23)*(Data!$C$58:$K$60))","v":1.7977578417715214},82.022421582284778,1,{"$f":"IF(E23<>\"Serviceable\",E23,INDEX(Lists!$D$6:$D$8, MATCH(T23,Lists!$C$6:$C$8,0)))","v":"Serviceable"},{"$f":"INDEX(Lists!$C$12:$C$26, MATCH(H23, Lists!$B$12:$B$26,0))","v":"Sub-T"}]
[null,32,1982,"Wood Untreated Dressed","Serviceable","Class 1",0,"lv/hv/sub-transmission",1230,2020,140,"No",false,10,{"$f":"INDEX(Lists!$B$32:$B$40, MATCH(YEAR(TODAY())-C24, Lists!$C$32:$C$40,1))","v":"41-50"},391.52116000606253,{"$f":"INDEX(Data!$E$24:$E$47, MATCH(F24&D24, Data!$B$24:$B$47,0))","v":1.9964561142097742E-3},{"$f":"SUMPRODUCT((Data!$B$58:$B$60=Model!$F24)*(Data!$C$57:$K$57=Model!$O24)*(Data!$C$58:$K$60))","v":1.7977578417715214},122.02242158228478,1,{"$f":"IF(E24<>\"Serviceable\",E24,INDEX(Lists!$D$6:$D$8, MATCH(T24,Lists!$C$6:$C$8,0)))","v":"Serviceable"},{"$f":"INDEX(Lists!$C$12:$C$26, MATCH(H24, Lists!$B$12:$B$26,0))","v":"Sub-T"}]
[null,33,1982,"Wood Untreated Dressed","Serviceable","Class 1",0,"lv/hv/sub-transmission",1150,2020,150,"No",false,10,{"$f":"INDEX(Lists!$B$32:$B$40, MATCH(YEAR(TODAY())-C25, Lists!$C$32:$C$40,1))","v":"41-50"},366.05636911135929,{"$f":"INDEX(Data!$E$24:$E$47, MATCH(F25&D25, Data!$B$24:$B$47,0))","v":1.9964561142097742E-3},{"$f":"SUMPRODUCT((Data!$B$58:$B$60=Model!$F25)*(Data!$C$57:$K$57=Model!$O25)*(Data!$C$58:$K$60))","v":1.7977578417715214},132.02242158228478,1,{"$f":"IF(E25<>\"Serviceable\",E25,INDEX(Lists!$D$6:$D$8, MATCH(T25,Lists!$C$6:$C$8,0)))","v":"Serviceable"},{"$f":"INDEX(Lists!$C$12:$C$26, MATCH(H25, Lists!$B$12:$B$26,0))","v":"Sub-T"}]
[null,34,1982,"Wood Untreated Dressed","Serviceable","Class 1",0,"lv/hv/sub-transmission",1037,2020,140,"No",false,10,{"$f":"INDEX(Lists!$B$32:$B$40, MATCH(YEAR(TODAY())-C26, Lists!$C$32:$C$40,1))","v":"41-50"},330.08735197259097,{"$f":"INDEX(Data!$E$24:$E$47, MATCH(F26&D26, Data!$B$24:$B$47,0))","v":1.9964561142097742E-3},{"$f":"SUMPRODUCT((Data!$B$58:$B$60=Model!$F26)*(Data!$C$57:$K$57=Model!$O26)*(Data!$C$58:$K$60))","v":1.7977578417715214},122.02242158228478,1,{"$f":"IF(E26<>\"Serviceable\",E26,INDEX(Lists!$D$6:$D$8, MATCH(T26,Lists!$C$6:$C$8,0)))","v":"Serviceable"},{"$f":"INDEX(Lists!$C$12:$C$26, MATCH(H26, Lists!$B$12:$B$26,0))","v":"Sub-T"}]
[null,35,1982,"Wood Untreated Dressed","Serviceable","Class 1",0,"sub-transmission",950,2020,120,"No",false,10,{"$f":"INDEX(Lists!$B$32:$B$40, MATCH(YEAR(TODAY())-C27, Lists!$C$32:$C$40,1))","v":"41-50"},302.39439187460113,{"$f":"INDEX(Data!$E$24:$E$47, MATCH(F27&D27, Data!$B$24:$B$47,0))","v":1.9964561142097742E-3},{"$f":"SUMPRODUCT((Data!$B$58:$B$60=Model!$F27)*(Data!$C$57:$K$57=Model!$O27)*(Data!$C$58:$K$60))","v":1.7977578417715214},102.02242158228478,1,{"$f":"IF(E27<>\"Serviceable\",E27,INDEX(Lists!$D$6:$D$8, MATCH(T27,Lists!$C$6:$C$8,0)))","v":"Serviceable"},{"$f":"INDEX(Lists!$C$12:$C$26, MATCH(H27, Lists!$B$12:$B$26,0))","v":"Sub-T"}]
[null,36,1982,"Wood Untreated Dressed","Serviceable","Class 1",0,"lv/hv/sub-transmission",1100,2020,140,"No",false,10,{"$f":"INDEX(Lists!$B$32:$B$40, MATCH(YEAR(TODAY())-C28, Lists!$C$32:$C$40,1))","v":"41-50"},350.14087480216978,{"$f":"INDEX(Data!$E$24:$E$47, MATCH(F28&D28, Data!$B$24:$B$47,0))","v":1.9964561142097742E-3},{"$f":"SUMPRODUCT((Data!$B$58:$B$60=Model!$F28)*(Data!$C$57:$K$57=Model!$O28)*(Data!$C$58:$K$60))","v":1.7977578417715214},122.02242158228478,1,{"$f":"IF(E28<>\"Serviceable\",E28,INDEX(Lists!$D$6:$D$8, MATCH(T28,Lists!$C$6:$C$8,0)))","v":"Serviceable"},{"$f":"INDEX(Lists!$C$12:$C$26, MATCH(H28, Lists!$B$12:$B$26,0))","v":"Sub-T"}]
[null,37,1982,"Wood Untreated Dressed","Serviceable","Class 1",0,"lv/future hv/sub-transmission",1220,2020,150,"No",false,10,{"$f":"INDEX(Lists!$B$32:$B$40, MATCH(YEAR(TODAY())-C29, Lists!$C$32:$C$40,1))","v":"41-50"},388.33806114422464,{"$f":"INDEX(Data!$E$24:$E$47, MATCH(F29&D29, Data!$B$24:$B$47,0))","v":1.9964561142097742E-3},{"$f":"SUMPRODUCT((Data!$B$58:$B$60=Model!$F29)*(Data!$C$57:$K$57=Model!$O29)*(Data!$C$58:$K$60))","v":1.7977578417715214},132.02242158228478,1,{"$f":"IF(E29<>\"Serviceable\",E29,INDEX(Lists!$D$6:$D$8, MATCH(T29,Lists!$C$6:$C$8,0)))","v":"Serviceable"},{"$f":"INDEX(Lists!$C$12:$C$26, MATCH(H29, Lists!$B$12:$B$26,0))","v":"Sub-T"}]
[null,38,1982,"Wood Untreated Dressed","Serviceable","Class 1",0,"lv/sub-transmission",1020,2020,120,"No",false,10,{"$f":"INDEX(Lists!$B$32:$B$40, MATCH(YEAR(TODAY())-C30, Lists!$C$32:$C$40,1))","v":"41-50"},324.67608390746648,{"$f":"INDEX(Data!$E$24:$E$47, MATCH(F30&D30, Data!$B$24:$B$47,0))","v":1.9964561142097742E-3},{"$f":"SUMPRODUCT((Data!$B$58:$B$60=Model!$F30)*(Data!$C$57:$K$57=Model!$O30)*(Data!$C$58:$K$60))","v":1.7977578417715214},102.02242158228478,1,{"$f":"IF(E30<>\"Serviceable\",E30,INDEX(Lists!$D$6:$D$8, MATCH(T30,Lists!$C$6:$C$8,0)))","v":"Serviceable"},{"$f":"INDEX(Lists!$C$12:$C$26, MATCH(H30, Lists!$B$12:$B$26,0))","v":"Sub-T"}]
[null,39,1982,"Wood Untreated Dressed","Serviceable","Class 1",0,"lv/sub-transmission",1020,2020,130,"No",false,10,{"$f":"INDEX(Lists!$B$32:$B$40, MATCH(YEAR(TODAY())-C31, Lists!$C$32:$C$40,1))","v":"41-50"},324.67608390746648,{"$f":"INDEX(Data!$E$24:$E$47, MATCH(F31&D31, Data!$B$24:$B$47,0))","v":1.9964561142097742E-3},{"$f":"SUMPRODUCT((Data!$B$58:$B$60=Model!$F31)*(Data!$C$57:$K$57=Model!$O31)*(Data!$C$58:$K$60))","v":1.7977578417715214},112.02242158228478,1,{"$f":"IF(E31<>\"Serviceable\",E31,INDEX(Lists!$D$6:$D$8, MATCH(T31,Lists!$C$6:$C$8,0)))","v":"Serviceable"},{"$f":"INDEX(Lists!$C$12:$C$26, MATCH(H31, Lists!$B$12:$B$26,0))","v":"Sub-T"}]
[null,40,1982,"Wood Untreated Dressed","Serviceable","Class 1",0,"sub-transmission",950,2020,140,"No",false,10,{"$f":"INDEX(Lists!$B$32:$B$40, MATCH(YEAR(TODAY())-C32, Lists!$C$32:$C$40,1))","v":"41-50"},302.39439187460113,{"$f":"INDEX(Data!$E$24:$E$47, MATCH(F32&D32, Data!$B$24:$B$47,0))","v":1.9964561142097742E-3},{"$f":"SUMPRODUCT((Data!$B$58:$B$60=Model!$F32)*(Data!$C$57:$K$57=Model!$O32)*(Data!$C$58:$K$60))","v":1.7977578417715214},122.02242158228478,1,{"$f":"IF(E32<>\"Serviceable\",E32,INDEX(Lists!$D$6:$D$8, MATCH(T32,Lists!$C$6:$C$8,0)))","v":"Serviceable"},{"$f":"INDEX(Lists!$C$12:$C$26, MATCH(H32, Lists!$B$12:$B$26,0))","v":"Sub-T"}]
[null,42,1983,"Wood Untreated Dressed","Serviceable","Class 1",0,"lv/sub-transmission",1270,2020,130,"No",false,10,{"$f":"INDEX(Lists!$B$32:$B$40, MATCH(YEAR(TODAY())-C33, Lists!$C$32:$C$40,1))","v":"41-50"},404.25355545341415,{"$f":"INDEX(Data!$E$24:$E$47, MATCH(F33&D33, Data!$B$24:$B$47,0))","v":1.9964561142097742E-3},{"$f":"SUMPRODUCT((Data!$B$58:$B$60=Model!$F33)*(Data!$C$57:$K$57=Model!$O33)*(Data!$C$58:$K$60))","v":1.7977578417715214},112.02242158228478,1,{"$f":"IF(E33<>\"Serviceable\",E33,INDEX(Lists!$D$6:$D$8, MATCH(T33,Lists!$C$6:$C$8,0)))","v":"Serviceable"},{"$f":"INDEX(Lists!$C$12:$C$26, MATCH(H33, Lists!$B$12:$B$26,0))","v":"Sub-T"}]
[null,43,1982,"Wood Untreated Dressed","Serviceable","Class 1",0,"lv/sub-transmission",940,2020,120,"No",false,10,{"$f":"INDEX(Lists!$B$32:$B$40, MATCH(YEAR(TODAY())-C34, Lists!$C$32:$C$40,1))","v":"41-50"},299.21129301276324,{"$f":"INDEX(Data!$E$24:$E$47, MATCH(F34&D34, Data!$B$24:$B$47,0))","v":1.9964561142097742E-3},{"$f":"SUMPRODUCT((Data!$B$58:$B$60=Model!$F34)*(Data!$C$57:$K$57=Model!$O34)*(Data!$C$58:$K$60))","v":1.7977578417715214},102.02242158228478,1,{"$f":"IF(E34<>\"Serviceable\",E34,INDEX(Lists!$D$6:$D$8, MATCH(T34,Lists!$C$6:$C$8,0)))","v":"Serviceable"},{"$f":"INDEX(Lists!$C$12:$C$26, MATCH(H34, Lists!$B$12:$B$26,0))","v":"Sub-T"}]
[null,44,1982,"Wood Untreated Dressed","Serviceable","Class 1",0,"lv/future hv/sub-transmission",1160,2020,130,"No",false,10,{"$f":"INDEX(Lists!$B$32:$B$40, MATCH(YEAR(TODAY())-C35, Lists!$C$32:$C$40,1))","v":"41-50"},369.23946797319718,{"$f":"INDEX(Data!$E$24:$E$47, MATCH(F35&D35, Data!$B$24:$B$47,0))","v":1.9964561142097742E-3},{"$f":"SUMPRODUCT((Data!$B$58:$B$60=Model!$F35)*(Data!$C$57:$K$57=Model!$O35)*(Data!$C$58:$K$60))","v":1.7977578417715214},112.02242158228478,1,{"$f":"IF(E35<>\"Serviceable\",E35,INDEX(Lists!$D$6:$D$8, MATCH(T35,Lists!$C$6:$C$8,0)))","v":"Serviceable"},{"$f":"INDEX(Lists!$C$12:$C$26, MATCH(H35, Lists!$B$12:$B$26,0))","v":"Sub-T"}]
[null,45,1982,"Wood Untreated Dressed","Serviceable","Class 1",0,"lv/future hv/sub-transmission",1290,2020,140,"No",false,10,{"$f":"INDEX(Lists!$B$32:$B$40, MATCH(YEAR(TODAY())-C36, Lists!$C$32:$C$40,1))","v":"41-50"},410.61975317708999,{"$f":"INDEX(Data!$E$24:$E$47, MATCH(F36&D36, Data!$B$24:$B$47,0))","v":1.9964561142097742E-3},{"$f":"SUMPRODUCT((Data!$B$58:$B$60=Model!$F36)*(Data!$C$57:$K$57=Model!$O36)*(Data!$C$58:$K$60))","v":1.7977578417715214},122.02242158228478,1,{"$f":"IF(E36<>\"Serviceable\",E36,INDEX(Lists!$D$6:$D$8, MATCH(T36,Lists!$C$6:$C$8,0)))","v":"Serviceable"},{"$f":"INDEX(Lists!$C$12:$C$26, MATCH(H36, Lists!$B$12:$B$26,0))","v":"Sub-T"}]
[null,46,1985,"Wood Untreated Dressed","Serviceable","Class 1",0,"lv/hv/sub-transmission",1170,2020,130,"No",false,10,{"$f":"INDEX(Lists!$B$32:$B$40, MATCH(YEAR(TODAY())-C37, Lists!$C$32:$C$40,1))","v":"31-40"},372.42256683503513,{"$f":"INDEX(Data!$E$24:$E$47, MATCH(F37&D37, Data!$B$24:$B$47,0))","v":1.9964561142097742E-3},{"$f":"SUMPRODUCT((Data!$B$58:$B$60=Model!$F37)*(Data!$C$57:$K$57=Model!$O37)*(Data!$C$58:$K$60))","v":3.0038452968326621},99.961547031673376,1,{"$f":"IF(E37<>\"Serviceable\",E37,INDEX(Lists!$D$6:$D$8, MATCH(T37,Lists!$C$6:$C$8,0)))","v":"Serviceable"},{"$f":"INDEX(Lists!$C$12:$C$26, MATCH(H37, Lists!$B$12:$B$26,0))","v":"Sub-T"}]
[null,47,1982,"Wood Untreated Dressed","Serviceable","Class 1",0,"lv/sub-transmission",930,2020,130,"No",false,10,{"$f":"INDEX(Lists!$B$32:$B$40, MATCH(YEAR(TODAY())-C38, Lists!$C$32:$C$40,1))","v":"41-50"},296.02819415092534,{"$f":"INDEX(Data!$E$24:$E$47, MATCH(F38&D38, Data!$B$24:$B$47,0))","v":1.9964561142097742E-3},{"$f":"SUMPRODUCT((Data!$B$58:$B$60=Model!$F38)*(Data!$C$57:$K$57=Model!$O38)*(Data!$C$58:$K$60))","v":1.7977578417715214},112.02242158228478,1,{"$f":"IF(E38<>\"Serviceable\",E38,INDEX(Lists!$D$6:$D$8, MATCH(T38,Lists!$C$6:$C$8,0)))","v":"Serviceable"},{"$f":"INDEX(Lists!$C$12:$C$26, MATCH(H38, Lists!$B$12:$B$26,0))","v":"Sub-T"}]
[null,48,1982,"Wood Untreated Dressed","Serviceable","Class 1",0,"lv/sub-transmission",1200,2020,110,"No",false,10,{"$f":"INDEX(Lists!$B$32:$B$40, MATCH(YEAR(TODAY())-C39, Lists!$C$32:$C$40,1))","v":"41-50"},381.9718634205488,{"$f":"INDEX(Data!$E$24:$E$47, MATCH(F39&D39, Data!$B$24:$B$47,0))","v":1.9964561142097742E-3},{"$f":"SUMPRODUCT((Data!$B$58:$B$60=Model!$F39)*(Data!$C$57:$K$57=Model!$O39)*(Data!$C$58:$K$60))","v":1.7977578417715214},92.022421582284778,1,{"$f":"IF(E39<>\"Serviceable\",E39,INDEX(Lists!$D$6:$D$8, MATCH(T39,Lists!$C$6:$C$8,0)))","v":"Serviceable"},{"$f":"INDEX(Lists!$C$12:$C$26, MATCH(H39, Lists!$B$12:$B$26,0))","v":"Sub-T"}]
[null,49,1982,"Wood Untreated Dressed","Serviceable","Class 1",0,"lv/sub-transmission",1100,2020,120,"No",false,10,{"$f":"INDEX(Lists!$B$32:$B$40, MATCH(YEAR(TODAY())-C40, Lists!$C$32:$C$40,1))","v":"41-50"},350.14087480216978,{"$f":"INDEX(Data!$E$24:$E$47, MATCH(F40&D40, Data!$B$24:$B$47,0))","v":1.9964561142097742E-3},{"$f":"SUMPRODUCT((Data!$B$58:$B$60=Model!$F40)*(Data!$C$57:$K$57=Model!$O40)*(Data!$C$58:$K$60))","v":1.7977578417715214},102.02242158228478,1,{"$f":"IF(E40<>\"Serviceable\",E40,INDEX(Lists!$D$6:$D$8, MATCH(T40,Lists!$C$6:$C$8,0)))","v":"Serviceable"},{"$f":"INDEX(Lists!$C$12:$C$26, MATCH(H40, Lists!$B$12:$B$26,0))","v":"Sub-T"}]
[null,50,1982,"Wood Untreated Dressed","Serviceable","Class 1",0,"lv/sub-transmission",890,2020,110,"No",false,10,{"$f":"INDEX(Lists!$B$32:$B$40, MATCH(YEAR(TODAY())-C41, Lists!$C$32:$C$40,1))","v":"41-50"},283.29579870357372,{"$f":"INDEX(Data!$E$24:$E$47, MATCH(F41&D41, Data!$B$24:$B$47,0))","v":1.9964561142097742E-3},{"$f":"SUMPRODUCT((Data!$B$58:$B$60=Model!$F41)*(Data!$C$57:$K$57=Model!$O41)*(Data!$C$58:$K$60))","v":1.7977578417715214},92.022421582284778,1,{"$f":"IF(E41<>\"Serviceable\",E41,INDEX(Lists!$D$6:$D$8, MATCH(T41,Lists!$C$6:$C$8,0)))","v":"Serviceable"},{"$f":"INDEX(Lists!$C$12:$C$26, MATCH(H41, Lists!$B$12:$B$26,0))","v":"Sub-T"}]
[null,51,1982,"Wood Untreated Dressed","Serviceable","Class 1",0,"lv/sub-transmission",1040,2020,130,"No",false,10,{"$f":"INDEX(Lists!$B$32:$B$40, MATCH(YEAR(TODAY())-C42, Lists!$C$32:$C$40,1))","v":"41-50"},331.04228163114232,{"$f":"INDEX(Data!$E$24:$E$47, MATCH(F42&D42, Data!$B$24:$B$47,0))","v":1.9964561142097742E-3},{"$f":"SUMPRODUCT((Data!$B$58:$B$60=Model!$F42)*(Data!$C$57:$K$57=Model!$O42)*(Data!$C$58:$K$60))","v":1.7977578417715214},112.02242158228478,1,{"$f":"IF(E42<>\"Serviceable\",E42,INDEX(Lists!$D$6:$D$8, MATCH(T42,Lists!$C$6:$C$8,0)))","v":"Serviceable"},{"$f":"INDEX(Lists!$C$12:$C$26, MATCH(H42, Lists!$B$12:$B$26,0))","v":"Sub-T"}]
[null,52,1982,"Wood Untreated Dressed","Serviceable","Class 1",0,"lv/sub-transmission",920,2020,120,"No",false,10,{"$f":"INDEX(Lists!$B$32:$B$40, MATCH(YEAR(TODAY())-C43, Lists!$C$32:$C$40,1))","v":"41-50"},292.84509528908745,{"$f":"INDEX(Data!$E$24:$E$47, MATCH(F43&D43, Data!$B$24:$B$47,0))","v":1.9964561142097742E-3},{"$f":"SUMPRODUCT((Data!$B$58:$B$60=Model!$F43)*(Data!$C$57:$K$57=Model!$O43)*(Data!$C$58:$K$60))","v":1.7977578417715214},102.02242158228478,1,{"$f":"IF(E43<>\"Serviceable\",E43,INDEX(Lists!$D$6:$D$8, MATCH(T43,Lists!$C$6:$C$8,0)))","v":"Serviceable"},{"$f":"INDEX(Lists!$C$12:$C$26, MATCH(H43, Lists!$B$12:$B$26,0))","v":"Sub-T"}]
[null,53,1982,"Wood Untreated Dressed","Serviceable","Class 1",0,"lv/sub-transmission",1320,2020,120,"No",false,10,{"$f":"INDEX(Lists!$B$32:$B$40, MATCH(YEAR(TODAY())-C44, Lists!$C$32:$C$40,1))","v":"41-50"},420.16904976260372,{"$f":"INDEX(Data!$E$24:$E$47, MATCH(F44&D44, Data!$B$24:$B$47,0))","v":1.9964561142097742E-3},{"$f":"SUMPRODUCT((Data!$B$58:$B$60=Model!$F44)*(Data!$C$57:$K$57=Model!$O44)*(Data!$C$58:$K$60))","v":1.7977578417715214},102.02242158228478,1,{"$f":"IF(E44<>\"Serviceable\",E44,INDEX(Lists!$D$6:$D$8, MATCH(T44,Lists!$C$6:$C$8,0)))","v":"Serviceable"},{"$f":"INDEX(Lists!$C$12:$C$26, MATCH(H44, Lists!$B$12:$B$26,0))","v":"Sub-T"}]
[null,54,1982,"Wood Untreated Dressed","Serviceable","Class 1",0,"lv/sub-transmission",1200,2020,150,"No",false,10,{"$f":"INDEX(Lists!$B$32:$B$40, MATCH(YEAR(TODAY())-C45, Lists!$C$32:$C$40,1))","v":"41-50"},381.9718634205488,{"$f":"INDEX(Data!$E$24:$E$47, MATCH(F45&D45, Data!$B$24:$B$47,0))","v":1.9964561142097742E-3},{"$f":"SUMPRODUCT((Data!$B$58:$B$60=Model!$F45)*(Data!$C$57:$K$57=Model!$O45)*(Data!$C$58:$K$60))","v":1.7977578417715214},132.02242158228478,1,{"$f":"IF(E45<>\"Serviceable\",E45,INDEX(Lists!$D$6:$D$8, MATCH(T45,Lists!$C$6:$C$8,0)))","v":"Serviceable"},{"$f":"INDEX(Lists!$C$12:$C$26, MATCH(H45, Lists!$B$12:$B$26,0))","v":"Sub-T"}]
[null,55,1982,"Wood Untreated Dressed","Serviceable","Class 1",0,"lv/sub-transmission",911,2020,110,"No",false,10,{"$f":"INDEX(Lists!$B$32:$B$40, MATCH(YEAR(TODAY())-C46, Lists!$C$32:$C$40,1))","v":"41-50"},289.98030631343329,{"$f":"INDEX(Data!$E$24:$E$47, MATCH(F46&D46, Data!$B$24:$B$47,0))","v":1.9964561142097742E-3},{"$f":"SUMPRODUCT((Data!$B$58:$B$60=Model!$F46)*(Data!$C$57:$K$57=Model!$O46)*(Data!$C$58:$K$60))","v":1.7977578417715214},92.022421582284778,1,{"$f":"IF(E46<>\"Serviceable\",E46,INDEX(Lists!$D$6:$D$8, MATCH(T46,Lists!$C$6:$C$8,0)))","v":"Serviceable"},{"$f":"INDEX(Lists!$C$12:$C$26, MATCH(H46, Lists!$B$12:$B$26,0))","v":"Sub-T"}]
[null,56,1981,"Wood Untreated Dressed","Serviceable","Class 1",0,"lv/sub-transmission",1080,2020,130,"No",false,10,{"$f":"INDEX(Lists!$B$32:$B$40, MATCH(YEAR(TODAY())-C47, Lists!$C$32:$C$40,1))","v":"41-50"},343.77467707849394,{"$f":"INDEX(Data!$E$24:$E$47, MATCH(F47&D47, Data!$B$24:$B$47,0))","v":1.9964561142097742E-3},{"$f":"SUMPRODUCT((Data!$B$58:$B$60=Model!$F47)*(Data!$C$57:$K$57=Model!$O47)*(Data!$C$58:$K$60))","v":1.7977578417715214},112.02242158228478,1,{"$f":"IF(E47<>\"Serviceable\",E47,INDEX(Lists!$D$6:$D$8, MATCH(T47,Lists!$C$6:$C$8,0)))","v":"Serviceable"},{"$f":"INDEX(Lists!$C$12:$C$26, MATCH(H47, Lists!$B$12:$B$26,0))","v":"Sub-T"}]
[null,57,1982,"Wood Untreated Dressed","Serviceable","Class 1",0,"lv/sub-transmission",970,2020,120,"No",false,10,{"$f":"INDEX(Lists!$B$32:$B$40, MATCH(YEAR(TODAY())-C48, Lists!$C$32:$C$40,1))","v":"41-50"},308.76058959827697,{"$f":"INDEX(Data!$E$24:$E$47, MATCH(F48&D48, Data!$B$24:$B$47,0))","v":1.9964561142097742E-3},{"$f":"SUMPRODUCT((Data!$B$58:$B$60=Model!$F48)*(Data!$C$57:$K$57=Model!$O48)*(Data!$C$58:$K$60))","v":1.7977578417715214},102.02242158228478,1,{"$f":"IF(E48<>\"Serviceable\",E48,INDEX(Lists!$D$6:$D$8, MATCH(T48,Lists!$C$6:$C$8,0)))","v":"Serviceable"},{"$f":"INDEX(Lists!$C$12:$C$26, MATCH(H48, Lists!$B$12:$B$26,0))","v":"Sub-T"}]
[null,58,1981,"Wood Untreated Dressed","Serviceable","Class 1",0,"lv/sub-transmission",1040,2020,130,"No",false,10,{"$f":"INDEX(Lists!$B$32:$B$40, MATCH(YEAR(TODAY())-C49, Lists!$C$32:$C$40,1))","v":"41-50"},331.04228163114232,{"$f":"INDEX(Data!$E$24:$E$47, MATCH(F49&D49, Data!$B$24:$B$47,0))","v":1.9964561142097742E-3},{"$f":"SUMPRODUCT((Data!$B$58:$B$60=Model!$F49)*(Data!$C$57:$K$57=Model!$O49)*(Data!$C$58:$K$60))","v":1.7977578417715214},112.02242158228478,1,{"$f":"IF(E49<>\"Serviceable\",E49,INDEX(Lists!$D$6:$D$8, MATCH(T49,Lists!$C$6:$C$8,0)))","v":"Serviceable"},{"$f":"INDEX(Lists!$C$12:$C$26, MATCH(H49, Lists!$B$12:$B$26,0))","v":"Sub-T"}]
[null,59,1982,"Wood Untreated Dressed","Serviceable","Class 1",0,"lv/hv/sub-transmission",880,2020,140,"No",false,10,{"$f":"INDEX(Lists!$B$32:$B$40, MATCH(YEAR(TODAY())-C50, Lists!$C$32:$C$40,1))","v":"41-50"},280.11269984173578,{"$f":"INDEX(Data!$E$24:$E$47, MATCH(F50&D50, Data!$B$24:$B$47,0))","v":1.9964561142097742E-3},{"$f":"SUMPRODUCT((Data!$B$58:$B$60=Model!$F50)*(Data!$C$57:$K$57=Model!$O50)*(Data!$C$58:$K$60))","v":1.7977578417715214},122.02242158228478,1,{"$f":"IF(E50<>\"Serviceable\",E50,INDEX(Lists!$D$6:$D$8, MATCH(T50,Lists!$C$6:$C$8,0)))","v":"Serviceable"},{"$f":"INDEX(Lists!$C$12:$C$26, MATCH(H50, Lists!$B$12:$B$26,0))","v":"Sub-T"}]
[null,60,1982,"Wood Untreated Dressed","Serviceable","Class 1",0,"lv/hv/sub-transmission",880,2020,140,"No",false,10,{"$f":"INDEX(Lists!$B$32:$B$40, MATCH(YEAR(TODAY())-C51, Lists!$C$32:$C$40,1))","v":"41-50"},280.11269984173578,{"$f":"INDEX(Data!$E$24:$E$47, MATCH(F51&D51, Data!$B$24:$B$47,0))","v":1.9964561142097742E-3},{"$f":"SUMPRODUCT((Data!$B$58:$B$60=Model!$F51)*(Data!$C$57:$K$57=Model!$O51)*(Data!$C$58:$K$60))","v":1.7977578417715214},122.02242158228478,1,{"$f":"IF(E51<>\"Serviceable\",E51,INDEX(Lists!$D$6:$D$8, MATCH(T51,Lists!$C$6:$C$8,0)))","v":"Serviceable"},{"$f":"INDEX(Lists!$C$12:$C$26, MATCH(H51, Lists!$B$12:$B$26,0))","v":"Sub-T"}]
[null,61,1997,"Wood Untreated Dressed","Serviceable","Class 1",0,"lv/hv/sub-transmission",1100,2020,150,"No",false,10,{"$f":"INDEX(Lists!$B$32:$B$40, MATCH(YEAR(TODAY())-C52, Lists!$C$32:$C$40,1))","v":"21-30"},350.14087480216978,{"$f":"INDEX(Data!$E$24:$E$47, MATCH(F52&D52, Data!$B$24:$B$47,0))","v":1.9964561142097742E-3},{"$f":"SUMPRODUCT((Data!$B$58:$B$60=Model!$F52)*(Data!$C$57:$K$57=Model!$O52)*(Data!$C$58:$K$60))","v":2.1651652228345815},128.34834777165418,1,{"$f":"IF(E52<>\"Serviceable\",E52,INDEX(Lists!$D$6:$D$8, MATCH(T52,Lists!$C$6:$C$8,0)))","v":"Serviceable"},{"$f":"INDEX(Lists!$C$12:$C$26, MATCH(H52, Lists!$B$12:$B$26,0))","v":"Sub-T"}]
[null,62,1982,"Wood Untreated Dressed","Serviceable","Class 1",0,"lv/hv/sub-transmission",1090,2020,150,"No",false,10,{"$f":"INDEX(Lists!$B$32:$B$40, MATCH(YEAR(TODAY())-C53, Lists!$C$32:$C$40,1))","v":"41-50"},346.95777594033183,{"$f":"INDEX(Data!$E$24:$E$47, MATCH(F53&D53, Data!$B$24:$B$47,0))","v":1.9964561142097742E-3},{"$f":"SUMPRODUCT((Data!$B$58:$B$60=Model!$F53)*(Data!$C$57:$K$57=Model!$O53)*(Data!$C$58:$K$60))","v":1.7977578417715214},132.02242158228478,1,{"$f":"IF(E53<>\"Serviceable\",E53,INDEX(Lists!$D$6:$D$8, MATCH(T53,Lists!$C$6:$C$8,0)))","v":"Serviceable"},{"$f":"INDEX(Lists!$C$12:$C$26, MATCH(H53, Lists!$B$12:$B$26,0))","v":"Sub-T"}]
[null,63,1982,"Wood Untreated Dressed","Serviceable","Class 1",0,"lv/hv/sub-transmission",940,2020,130,"No",false,10,{"$f":"INDEX(Lists!$B$32:$B$40, MATCH(YEAR(TODAY())-C54, Lists!$C$32:$C$40,1))","v":"41-50"},299.21129301276324,{"$f":"INDEX(Data!$E$24:$E$47, MATCH(F54&D54, Data!$B$24:$B$47,0))","v":1.9964561142097742E-3},{"$f":"SUMPRODUCT((Data!$B$58:$B$60=Model!$F54)*(Data!$C$57:$K$57=Model!$O54)*(Data!$C$58:$K$60))","v":1.7977578417715214},112.02242158228478,1,{"$f":"IF(E54<>\"Serviceable\",E54,INDEX(Lists!$D$6:$D$8, MATCH(T54,Lists!$C$6:$C$8,0)))","v":"Serviceable"},{"$f":"INDEX(Lists!$C$12:$C$26, MATCH(H54, Lists!$B$12:$B$26,0))","v":"Sub-T"}]
[null,65,1982,"Wood Untreated Dressed","Serviceable","Class 1",0,"lv/hv/sub-transmission",1160,2020,130,"No",false,10,{"$f":"INDEX(Lists!$B$32:$B$40, MATCH(YEAR(TODAY())-C55, Lists!$C$32:$C$40,1))","v":"41-50"},369.23946797319718,{"$f":"INDEX(Data!$E$24:$E$47, MATCH(F55&D55, Data!$B$24:$B$47,0))","v":1.9964561142097742E-3},{"$f":"SUMPRODUCT((Data!$B$58:$B$60=Model!$F55)*(Data!$C$57:$K$57=Model!$O55)*(Data!$C$58:$K$60))","v":1.7977578417715214},112.02242158228478,1,{"$f":"IF(E55<>\"Serviceable\",E55,INDEX(Lists!$D$6:$D$8, MATCH(T55,Lists!$C$6:$C$8,0)))","v":"Serviceable"},{"$f":"INDEX(Lists!$C$12:$C$26, MATCH(H55, Lists!$B$12:$B$26,0))","v":"Sub-T"}]
[null,66,1981,"Wood Untreated Dressed","Serviceable","Class 1",0,"lv/hv/sub-transmission",1000,2020,120,"No",false,10,{"$f":"INDEX(Lists!$B$32:$B$40, MATCH(YEAR(TODAY())-C56, Lists!$C$32:$C$40,1))","v":"41-50"},318.3098861837907,{"$f":"INDEX(Data!$E$24:$E$47, MATCH(F56&D56, Data!$B$24:$B$47,0))","v":1.9964561142097742E-3},{"$f":"SUMPRODUCT((Data!$B$58:$B$60=Model!$F56)*(Data!$C$57:$K$57=Model!$O56)*(Data!$C$58:$K$60))","v":1.7977578417715214},102.02242158228478,1,{"$f":"IF(E56<>\"Serviceable\",E56,INDEX(Lists!$D$6:$D$8, MATCH(T56,Lists!$C$6:$C$8,0)))","v":"Serviceable"},{"$f":"INDEX(Lists!$C$12:$C$26, MATCH(H56, Lists!$B$12:$B$26,0))","v":"Sub-T"}]
[null,67,1982,"Wood Untreated Dressed","Serviceable","Class 1",0,"hv/sub-transmission",1170,2020,130,"No",false,10,{"$f":"INDEX(Lists!$B$32:$B$40, MATCH(YEAR(TODAY())-C57, Lists!$C$32:$C$40,1))","v":"41-50"},372.42256683503513,{"$f":"INDEX(Data!$E$24:$E$47, MATCH(F57&D57, Data!$B$24:$B$47,0))","v":1.9964561142097742E-3},{"$f":"SUMPRODUCT((Data!$B$58:$B$60=Model!$F57)*(Data!$C$57:$K$57=Model!$O57)*(Data!$C$58:$K$60))","v":1.7977578417715214},112.02242158228478,1,{"$f":"IF(E57<>\"Serviceable\",E57,INDEX(Lists!$D$6:$D$8, MATCH(T57,Lists!$C$6:$C$8,0)))","v":"Serviceable"},{"$f":"INDEX(Lists!$C$12:$C$26, MATCH(H57, Lists!$B$12:$B$26,0))","v":"Sub-T"}]
[null,68,1981,"Wood Untreated Dressed","Serviceable","Class 1",0,"sub-transmission",942,2020,120,"No",false,10,{"$f":"INDEX(Lists!$B$32:$B$40, MATCH(YEAR(TODAY())-C58, Lists!$C$32:$C$40,1))","v":"41-50"},299.8479127851308,{"$f":"INDEX(Data!$E$24:$E$47, MATCH(F58&D58, Data!$B$24:$B$47,0))","v":1.9964561142097742E-3},{"$f":"SUMPRODUCT((Data!$B$58:$B$60=Model!$F58)*(Data!$C$57:$K$57=Model!$O58)*(Data!$C$58:$K$60))","v":1.7977578417715214},102.02242158228478,1,{"$f":"IF(E58<>\"Serviceable\",E58,INDEX(Lists!$D$6:$D$8, MATCH(T58,Lists!$C$6:$C$8,0)))","v":"Serviceable"},{"$f":"INDEX(Lists!$C$12:$C$26, MATCH(H58, Lists!$B$12:$B$26,0))","v":"Sub-T"}]
[null,69,1981,"Wood Untreated Dressed","Serviceable","Class 1",0,"lv/sub-transmission",900,2020,120,"No",false,10,{"$f":"INDEX(Lists!$B$32:$B$40, MATCH(YEAR(TODAY())-C59, Lists!$C$32:$C$40,1))","v":"41-50"},286.47889756541161,{"$f":"INDEX(Data!$E$24:$E$47, MATCH(F59&D59, Data!$B$24:$B$47,0))","v":1.9964561142097742E-3},{"$f":"SUMPRODUCT((Data!$B$58:$B$60=Model!$F59)*(Data!$C$57:$K$57=Model!$O59)*(Data!$C$58:$K$60))","v":1.7977578417715214},102.02242158228478,1,{"$f":"IF(E59<>\"Serviceable\",E59,INDEX(Lists!$D$6:$D$8, MATCH(T59,Lists!$C$6:$C$8,0)))","v":"Serviceable"},{"$f":"INDEX(Lists!$C$12:$C$26, MATCH(H59, Lists!$B$12:$B$26,0))","v":"Sub-T"}]
[null,70,1983,"Wood Untreated Dressed","Serviceable","Class 1",0,"lv/sub-transmission",1060,2020,120,"No",false,10,{"$f":"INDEX(Lists!$B$32:$B$40, MATCH(YEAR(TODAY())-C60, Lists!$C$32:$C$40,1))","v":"41-50"},337.4084793548181,{"$f":"INDEX(Data!$E$24:$E$47, MATCH(F60&D60, Data!$B$24:$B$47,0))","v":1.9964561142097742E-3},{"$f":"SUMPRODUCT((Data!$B$58:$B$60=Model!$F60)*(Data!$C$57:$K$57=Model!$O60)*(Data!$C$58:$K$60))","v":1.7977578417715214},102.02242158228478,1,{"$f":"IF(E60<>\"Serviceable\",E60,INDEX(Lists!$D$6:$D$8, MATCH(T60,Lists!$C$6:$C$8,0)))","v":"Serviceable"},{"$f":"INDEX(Lists!$C$12:$C$26, MATCH(H60, Lists!$B$12:$B$26,0))","v":"Sub-T"}]
[null,72,1982,"Wood Untreated Dressed","Serviceable","Class 1",0,"lv/sub-transmission",1350,2020,140,"No",false,10,{"$f":"INDEX(Lists!$B$32:$B$40, MATCH(YEAR(TODAY())-C61, Lists!$C$32:$C$40,1))","v":"41-50"},429.71834634811745,{"$f":"INDEX(Data!$E$24:$E$47, MATCH(F61&D61, Data!$B$24:$B$47,0))","v":1.9964561142097742E-3},{"$f":"SUMPRODUCT((Data!$B$58:$B$60=Model!$F61)*(Data!$C$57:$K$57=Model!$O61)*(Data!$C$58:$K$60))","v":1.7977578417715214},122.02242158228478,1,{"$f":"IF(E61<>\"Serviceable\",E61,INDEX(Lists!$D$6:$D$8, MATCH(T61,Lists!$C$6:$C$8,0)))","v":"Serviceable"},{"$f":"INDEX(Lists!$C$12:$C$26, MATCH(H61, Lists!$B$12:$B$26,0))","v":"Sub-T"}]
[null,73,1983,"Wood Untreated Dressed","Serviceable","Class 1",0,"lv/sub-transmission",1090,2020,120,"No",false,10,{"$f":"INDEX(Lists!$B$32:$B$40, MATCH(YEAR(TODAY())-C62, Lists!$C$32:$C$40,1))","v":"41-50"},346.95777594033183,{"$f":"INDEX(Data!$E$24:$E$47, MATCH(F62&D62, Data!$B$24:$B$47,0))","v":1.9964561142097742E-3},{"$f":"SUMPRODUCT((Data!$B$58:$B$60=Model!$F62)*(Data!$C$57:$K$57=Model!$O62)*(Data!$C$58:$K$60))","v":1.7977578417715214},102.02242158228478,1,{"$f":"IF(E62<>\"Serviceable\",E62,INDEX(Lists!$D$6:$D$8, MATCH(T62,Lists!$C$6:$C$8,0)))","v":"Serviceable"},{"$f":"INDEX(Lists!$C$12:$C$26, MATCH(H62, Lists!$B$12:$B$26,0))","v":"Sub-T"}]
[null,74,1981,"Wood Untreated Dressed","Serviceable","Class 1",0,"lv/sub-transmission",1020,2020,100,"No",false,10,{"$f":"INDEX(Lists!$B$32:$B$40, MATCH(YEAR(TODAY())-C63, Lists!$C$32:$C$40,1))","v":"41-50"},324.67608390746648,{"$f":"INDEX(Data!$E$24:$E$47, MATCH(F63&D63, Data!$B$24:$B$47,0))","v":1.9964561142097742E-3},{"$f":"SUMPRODUCT((Data!$B$58:$B$60=Model!$F63)*(Data!$C$57:$K$57=Model!$O63)*(Data!$C$58:$K$60))","v":1.7977578417715214},82.022421582284778,1,{"$f":"IF(E63<>\"Serviceable\",E63,INDEX(Lists!$D$6:$D$8, MATCH(T63,Lists!$C$6:$C$8,0)))","v":"Serviceable"},{"$f":"INDEX(Lists!$C$12:$C$26, MATCH(H63, Lists!$B$12:$B$26,0))","v":"Sub-T"}]
[null,75,1981,"Wood Untreated Dressed","Serviceable","Class 1",0,"sub-transmission",1050,2020,130,"No",false,10,{"$f":"INDEX(Lists!$B$32:$B$40, MATCH(YEAR(TODAY())-C64, Lists!$C$32:$C$40,1))","v":"41-50"},334.22538049298021,{"$f":"INDEX(Data!$E$24:$E$47, MATCH(F64&D64, Data!$B$24:$B$47,0))","v":1.9964561142097742E-3},{"$f":"SUMPRODUCT((Data!$B$58:$B$60=Model!$F64)*(Data!$C$57:$K$57=Model!$O64)*(Data!$C$58:$K$60))","v":1.7977578417715214},112.02242158228478,1,{"$f":"IF(E64<>\"Serviceable\",E64,INDEX(Lists!$D$6:$D$8, MATCH(T64,Lists!$C$6:$C$8,0)))","v":"Serviceable"},{"$f":"INDEX(Lists!$C$12:$C$26, MATCH(H64, Lists!$B$12:$B$26,0))","v":"Sub-T"}]
[null,76,1983,"Wood Untreated Dressed","Serviceable","Class 1",0,"lv/hv/sub-transmission",1340,2021,150,"No",false,10,{"$f":"INDEX(Lists!$B$32:$B$40, MATCH(YEAR(TODAY())-C65, Lists!$C$32:$C$40,1))","v":"41-50"},426.5352474862795,{"$f":"INDEX(Data!$E$24:$E$47, MATCH(F65&D65, Data!$B$24:$B$47,0))","v":1.9964561142097742E-3},{"$f":"SUMPRODUCT((Data!$B$58:$B$60=Model!$F65)*(Data!$C$57:$K$57=Model!$O65)*(Data!$C$58:$K$60))","v":1.7977578417715214},132.02242158228478,1,{"$f":"IF(E65<>\"Serviceable\",E65,INDEX(Lists!$D$6:$D$8, MATCH(T65,Lists!$C$6:$C$8,0)))","v":"Serviceable"},{"$f":"INDEX(Lists!$C$12:$C$26, MATCH(H65, Lists!$B$12:$B$26,0))","v":"Sub-T"}]
[null,77,1981,"Wood Untreated Dressed","Serviceable","Class 1",0,"lv/hv/sub-transmission",1020,2021,120,"No",false,10,{"$f":"INDEX(Lists!$B$32:$B$40, MATCH(YEAR(TODAY())-C66, Lists!$C$32:$C$40,1))","v":"41-50"},324.67608390746648,{"$f":"INDEX(Data!$E$24:$E$47, MATCH(F66&D66, Data!$B$24:$B$47,0))","v":1.9964561142097742E-3},{"$f":"SUMPRODUCT((Data!$B$58:$B$60=Model!$F66)*(Data!$C$57:$K$57=Model!$O66)*(Data!$C$58:$K$60))","v":1.7977578417715214},102.02242158228478,1,{"$f":"IF(E66<>\"Serviceable\",E66,INDEX(Lists!$D$6:$D$8, MATCH(T66,Lists!$C$6:$C$8,0)))","v":"Serviceable"},{"$f":"INDEX(Lists!$C$12:$C$26, MATCH(H66, Lists!$B$12:$B$26,0))","v":"Sub-T"}]
[null,78,1983,"Wood Untreated Dressed","Serviceable","Class 1",0,"lv/hv/sub-transmission",1360,2021,150,"No",false,10,{"$f":"INDEX(Lists!$B$32:$B$40, MATCH(YEAR(TODAY())-C67, Lists!$C$32:$C$40,1))","v":"41-50"},432.90144520995534,{"$f":"INDEX(Data!$E$24:$E$47, MATCH(F67&D67, Data!$B$24:$B$47,0))","v":1.9964561142097742E-3},{"$f":"SUMPRODUCT((Data!$B$58:$B$60=Model!$F67)*(Data!$C$57:$K$57=Model!$O67)*(Data!$C$58:$K$60))","v":1.7977578417715214},132.02242158228478,1,{"$f":"IF(E67<>\"Serviceable\",E67,INDEX(Lists!$D$6:$D$8, MATCH(T67,Lists!$C$6:$C$8,0)))","v":"Serviceable"},{"$f":"INDEX(Lists!$C$12:$C$26, MATCH(H67, Lists!$B$12:$B$26,0))","v":"Sub-T"}]
[null,80,1983,"Wood Untreated Dressed","Serviceable","Class 1",0,"lv/hv/sub-transmission",1230,2021,140,"No",false,10,{"$f":"INDEX(Lists!$B$32:$B$40, MATCH(YEAR(TODAY())-C68, Lists!$C$32:$C$40,1))","v":"41-50"},391.52116000606253,{"$f":"INDEX(Data!$E$24:$E$47, MATCH(F68&D68, Data!$B$24:$B$47,0))","v":1.9964561142097742E-3},{"$f":"SUMPRODUCT((Data!$B$58:$B$60=Model!$F68)*(Data!$C$57:$K$57=Model!$O68)*(Data!$C$58:$K$60))","v":1.7977578417715214},122.02242158228478,1,{"$f":"IF(E68<>\"Serviceable\",E68,INDEX(Lists!$D$6:$D$8, MATCH(T68,Lists!$C$6:$C$8,0)))","v":"Serviceable"},{"$f":"INDEX(Lists!$C$12:$C$26, MATCH(H68, Lists!$B$12:$B$26,0))","v":"Sub-T"}]
[null,81,1983,"Wood Untreated Dressed","Serviceable","Class 1",0,"lv/hv/sub-transmission",1380,2021,140,"No",false,10,{"$f":"INDEX(Lists!$B$32:$B$40, MATCH(YEAR(TODAY())-C69, Lists!$C$32:$C$40,1))","v":"41-50"},439.26764293363112,{"$f":"INDEX(Data!$E$24:$E$47, MATCH(F69&D69, Data!$B$24:$B$47,0))","v":1.9964561142097742E-3},{"$f":"SUMPRODUCT((Data!$B$58:$B$60=Model!$F69)*(Data!$C$57:$K$57=Model!$O69)*(Data!$C$58:$K$60))","v":1.7977578417715214},122.02242158228478,1,{"$f":"IF(E69<>\"Serviceable\",E69,INDEX(Lists!$D$6:$D$8, MATCH(T69,Lists!$C$6:$C$8,0)))","v":"Serviceable"},{"$f":"INDEX(Lists!$C$12:$C$26, MATCH(H69, Lists!$B$12:$B$26,0))","v":"Sub-T"}]
[null,82,1985,"Wood Untreated Dressed","Serviceable","Class 1",0,"lv/hv/sub-transmission",1200,2021,140,"No",false,10,{"$f":"INDEX(Lists!$B$32:$B$40, MATCH(YEAR(TODAY())-C70, Lists!$C$32:$C$40,1))","v":"31-40"},381.9718634205488,{"$f":"INDEX(Data!$E$24:$E$47, MATCH(F70&D70, Data!$B$24:$B$47,0))","v":1.9964561142097742E-3},{"$f":"SUMPRODUCT((Data!$B$58:$B$60=Model!$F70)*(Data!$C$57:$K$57=Model!$O70)*(Data!$C$58:$K$60))","v":3.0038452968326621},109.96154703167338,1,{"$f":"IF(E70<>\"Serviceable\",E70,INDEX(Lists!$D$6:$D$8, MATCH(T70,Lists!$C$6:$C$8,0)))","v":"Serviceable"},{"$f":"INDEX(Lists!$C$12:$C$26, MATCH(H70, Lists!$B$12:$B$26,0))","v":"Sub-T"}]
[null,83,1983,"Wood Untreated Dressed","Serviceable","Class 1",0,"lv/hv/sub-transmission",942,2021,120,"No",false,10,{"$f":"INDEX(Lists!$B$32:$B$40, MATCH(YEAR(TODAY())-C71, Lists!$C$32:$C$40,1))","v":"41-50"},299.8479127851308,{"$f":"INDEX(Data!$E$24:$E$47, MATCH(F71&D71, Data!$B$24:$B$47,0))","v":1.9964561142097742E-3},{"$f":"SUMPRODUCT((Data!$B$58:$B$60=Model!$F71)*(Data!$C$57:$K$57=Model!$O71)*(Data!$C$58:$K$60))","v":1.7977578417715214},102.02242158228478,1,{"$f":"IF(E71<>\"Serviceable\",E71,INDEX(Lists!$D$6:$D$8, MATCH(T71,Lists!$C$6:$C$8,0)))","v":"Serviceable"},{"$f":"INDEX(Lists!$C$12:$C$26, MATCH(H71, Lists!$B$12:$B$26,0))","v":"Sub-T"}]
[null,84,1983,"Wood Untreated Dressed","Serviceable","Class 1",0,"lv/hv/sub-transmission",1340,2021,130,"No",false,{"$f":"IF(L72=\"No\",ROUND((End_year-J72)/5,0)*5,ROUND((End_year-J72)/3,0)*3)","v":10},{"$f":"INDEX(Lists!$B$32:$B$40, MATCH(YEAR(TODAY())-C72, Lists!$C$32:$C$40,1))","v":"41-50"},426.5352474862795,{"$f":"INDEX(Data!$E$24:$E$47, MATCH(F72&D72, Data!$B$24:$B$47,0))","v":1.9964561142097742E-3},{"$f":"SUMPRODUCT((Data!$B$58:$B$60=Model!$F72)*(Data!$C$57:$K$57=Model!$O72)*(Data!$C$58:$K$60))","v":1.7977578417715214},{"$f":"IF(IF(K72>=700,999,(K72-R72*N72))<0,0,IF(K72>=700,999,(K72-R72*N72)))","v":112.02242158228478},{"$f":"IF(S72<30,3,IF(AND(F72=\"Class 1\",S72<50),2,IF(AND(F72=\"Class 1\",S72>=50),1,IF(S72<70,2,1))))","v":1},{"$f":"IF(E72<>\"Serviceable\",E72,INDEX(Lists!$D$6:$D$8, MATCH(T72,Lists!$C$6:$C$8,0)))","v":"Serviceable"},{"$f":"INDEX(Lists!$C$12:$C$26, MATCH(H72, Lists!$B$12:$B$26,0))","v":"Sub-T"}]
[null,85,1983,"Wood Untreated Dressed","Serviceable","Class 1",0,"lv/hv/sub-transmission",1250,2021,130,"No",{"$f":"IF(G73=0,FALSE,TRUE)","v":false},10,{"$f":"INDEX(Lists!$B$32:$B$40, MATCH(YEAR(TODAY())-C73, Lists!$C$32:$C$40,1))","v":"41-50"},{"$f":"I73/PI()","v":397.88735772973837},{"$f":"INDEX(Data!$E$24:$E$47, MATCH(F73&D73, Data!$B$24:$B$47,0))","v":1.9964561142097742E-3},{"$f":"SUMPRODUCT((Data!$B$58:$B$60=Model!$F73)*(Data!$C$57:$K$57=Model!$O73)*(Data!$C$58:$K$60))","v":1.7977578417715214},112.02242158228478,1,{"$f":"IF(E73<>\"Serviceable\",E73,INDEX(Lists!$D$6:$D$8, MATCH(T73,Lists!$C$6:$C$8,0)))","v":"Serviceable"},{"$f":"INDEX(Lists!$C$12:$C$26, MATCH(H73, Lists!$B$12:$B$26,0))","v":"Sub-T"}]
[null,87,1973,"Wood Creos Impregnated","Serviceable","Class 3",0,"lv/sub-transmission",1550,2021,100,"No",false,10,{"$f":"INDEX(Lists!$B$32:$B$40, MATCH(YEAR(TODAY())-C74, Lists!$C$32:$C$40,1))","v":"51-60"},493.38032358487555,{"$f":"INDEX(Data!$E$24:$E$47, MATCH(F74&D74, Data!$B$24:$B$47,0))","v":1.0684339161496522E-3},{"$f":"SUMPRODUCT((Data!$B$58:$B$60=Model!$F74)*(Data!$C$57:$K$57=Model!$O74)*(Data!$C$58:$K$60))","v":2.6564859251595059},73.435140748404933,1,{"$f":"IF(E74<>\"Serviceable\",E74,INDEX(Lists!$D$6:$D$8, MATCH(T74,Lists!$C$6:$C$8,0)))","v":"Serviceable"},{"$f":"INDEX(Lists!$C$12:$C$26, MATCH(H74, Lists!$B$12:$B$26,0))","v":"Sub-T"}]
[null,88,1992,"Wood Untreated Dressed","Serviceable","Class 1",0,"lv/hv/sub-transmission",1310,2021,140,"No",false,10,{"$f":"INDEX(Lists!$B$32:$B$40, MATCH(YEAR(TODAY())-C75, Lists!$C$32:$C$40,1))","v":"31-40"},416.98595090076577,{"$f":"INDEX(Data!$E$24:$E$47, MATCH(F75&D75, Data!$B$24:$B$47,0))","v":1.9964561142097742E-3},{"$f":"SUMPRODUCT((Data!$B$58:$B$60=Model!$F75)*(Data!$C$57:$K$57=Model!$O75)*(Data!$C$58:$K$60))","v":3.0038452968326621},109.96154703167338,1,{"$f":"IF(E75<>\"Serviceable\",E75,INDEX(Lists!$D$6:$D$8, MATCH(T75,Lists!$C$6:$C$8,0)))","v":"Serviceable"},{"$f":"INDEX(Lists!$C$12:$C$26, MATCH(H75, Lists!$B$12:$B$26,0))","v":"Sub-T"}]
[null,89,1981,"Wood Untreated Dressed","Serviceable","Class 1",0,"lv/sub-transmission",1130,2021,120,"No",false,10,{"$f":"INDEX(Lists!$B$32:$B$40, MATCH(YEAR(TODAY())-C76, Lists!$C$32:$C$40,1))","v":"41-50"},359.69017138768345,{"$f":"INDEX(Data!$E$24:$E$47, MATCH(F76&D76, Data!$B$24:$B$47,0))","v":1.9964561142097742E-3},{"$f":"SUMPRODUCT((Data!$B$58:$B$60=Model!$F76)*(Data!$C$57:$K$57=Model!$O76)*(Data!$C$58:$K$60))","v":1.7977578417715214},102.02242158228478,1,{"$f":"IF(E76<>\"Serviceable\",E76,INDEX(Lists!$D$6:$D$8, MATCH(T76,Lists!$C$6:$C$8,0)))","v":"Serviceable"},{"$f":"INDEX(Lists!$C$12:$C$26, MATCH(H76, Lists!$B$12:$B$26,0))","v":"Sub-T"}]
[null,90,1981,"Wood Untreated Dressed","Serviceable","Class 1",0,"lv/hv/sub-transmission",990,2020,110,"No",false,10,{"$f":"INDEX(Lists!$B$32:$B$40, MATCH(YEAR(TODAY())-C77, Lists!$C$32:$C$40,1))","v":"41-50"},315.1267873219528,{"$f":"INDEX(Data!$E$24:$E$47, MATCH(F77&D77, Data!$B$24:$B$47,0))","v":1.9964561142097742E-3},{"$f":"SUMPRODUCT((Data!$B$58:$B$60=Model!$F77)*(Data!$C$57:$K$57=Model!$O77)*(Data!$C$58:$K$60))","v":1.7977578417715214},92.022421582284778,1,{"$f":"IF(E77<>\"Serviceable\",E77,INDEX(Lists!$D$6:$D$8, MATCH(T77,Lists!$C$6:$C$8,0)))","v":"Serviceable"},{"$f":"INDEX(Lists!$C$12:$C$26, MATCH(H77, Lists!$B$12:$B$26,0))","v":"Sub-T"}]
[null,91,1982,"Wood Untreated Dressed","Serviceable","Class 1",0,"lv/hv/sub-transmission",980,2020,110,"No",false,10,{"$f":"INDEX(Lists!$B$32:$B$40, MATCH(YEAR(TODAY())-C78, Lists!$C$32:$C$40,1))","v":"41-50"},311.94368846011486,{"$f":"INDEX(Data!$E$24:$E$47, MATCH(F78&D78, Data!$B$24:$B$47,0))","v":1.9964561142097742E-3},{"$f":"SUMPRODUCT((Data!$B$58:$B$60=Model!$F78)*(Data!$C$57:$K$57=Model!$O78)*(Data!$C$58:$K$60))","v":1.7977578417715214},92.022421582284778,1,{"$f":"IF(E78<>\"Serviceable\",E78,INDEX(Lists!$D$6:$D$8, MATCH(T78,Lists!$C$6:$C$8,0)))","v":"Serviceable"},{"$f":"INDEX(Lists!$C$12:$C$26, MATCH(H78, Lists!$B$12:$B$26,0))","v":"Sub-T"}]
[null,92,1982,"Wood Untreated Dressed","Serviceable","Class 1",0,"lv/hv/sub-transmission",1070,2021,120,"No",false,10,{"$f":"INDEX(Lists!$B$32:$B$40, MATCH(YEAR(TODAY())-C79, Lists!$C$32:$C$40,1))","v":"41-50"},340.59157821665605,{"$f":"INDEX(Data!$E$24:$E$47, MATCH(F79&D79, Data!$B$24:$B$47,0))","v":1.9964561142097742E-3},{"$f":"SUMPRODUCT((Data!$B$58:$B$60=Model!$F79)*(Data!$C$57:$K$57=Model!$O79)*(Data!$C$58:$K$60))","v":1.7977578417715214},102.02242158228478,1,{"$f":"IF(E79<>\"Serviceable\",E79,INDEX(Lists!$D$6:$D$8, MATCH(T79,Lists!$C$6:$C$8,0)))","v":"Serviceable"},{"$f":"INDEX(Lists!$C$12:$C$26, MATCH(H79, Lists!$B$12:$B$26,0))","v":"Sub-T"}]
[null,94,1982,"Wood Untreated Dressed","Serviceable","Class 1",0,"lv/hv/sub-transmission",980,2020,140,"No",false,10,{"$f":"INDEX(Lists!$B$32:$B$40, MATCH(YEAR(TODAY())-C80, Lists!$C$32:$C$40,1))","v":"41-50"},311.94368846011486,{"$f":"INDEX(Data!$E$24:$E$47, MATCH(F80&D80, Data!$B$24:$B$47,0))","v":1.9964561142097742E-3},{"$f":"SUMPRODUCT((Data!$B$58:$B$60=Model!$F80)*(Data!$C$57:$K$57=Model!$O80)*(Data!$C$58:$K$60))","v":1.7977578417715214},122.02242158228478,1,{"$f":"IF(E80<>\"Serviceable\",E80,INDEX(Lists!$D$6:$D$8, MATCH(T80,Lists!$C$6:$C$8,0)))","v":"Serviceable"},{"$f":"INDEX(Lists!$C$12:$C$26, MATCH(H80, Lists!$B$12:$B$26,0))","v":"Sub-T"}]
[null,96,1982,"Wood Untreated Dressed","Serviceable","Class 1",0,"lv/hv/sub-transmission",975,2021,150,"No",false,10,{"$f":"INDEX(Lists!$B$32:$B$40, MATCH(YEAR(TODAY())-C81, Lists!$C$32:$C$40,1))","v":"41-50"},310.35213902919594,{"$f":"INDEX(Data!$E$24:$E$47, MATCH(F81&D81, Data!$B$24:$B$47,0))","v":1.9964561142097742E-3},{"$f":"SUMPRODUCT((Data!$B$58:$B$60=Model!$F81)*(Data!$C$57:$K$57=Model!$O81)*(Data!$C$58:$K$60))","v":1.7977578417715214},132.02242158228478,1,{"$f":"IF(E81<>\"Serviceable\",E81,INDEX(Lists!$D$6:$D$8, MATCH(T81,Lists!$C$6:$C$8,0)))","v":"Serviceable"},{"$f":"INDEX(Lists!$C$12:$C$26, MATCH(H81, Lists!$B$12:$B$26,0))","v":"Sub-T"}]
[null,98,1982,"Wood Untreated Dressed","Serviceable","Class 1",0,"lv/hv/sub-transmission",1130,2021,150,"No",false,10,{"$f":"INDEX(Lists!$B$32:$B$40, MATCH(YEAR(TODAY())-C82, Lists!$C$32:$C$40,1))","v":"41-50"},359.69017138768345,{"$f":"INDEX(Data!$E$24:$E$47, MATCH(F82&D82, Data!$B$24:$B$47,0))","v":1.9964561142097742E-3},{"$f":"SUMPRODUCT((Data!$B$58:$B$60=Model!$F82)*(Data!$C$57:$K$57=Model!$O82)*(Data!$C$58:$K$60))","v":1.7977578417715214},132.02242158228478,1,{"$f":"IF(E82<>\"Serviceable\",E82,INDEX(Lists!$D$6:$D$8, MATCH(T82,Lists!$C$6:$C$8,0)))","v":"Serviceable"},{"$f":"INDEX(Lists!$C$12:$C$26, MATCH(H82, Lists!$B$12:$B$26,0))","v":"Sub-T"}]
[null,99,1982,"Wood Untreated Dressed","Serviceable","Class 1",0,"lv/hv/sub-transmission",930,2021,120,"No",false,10,{"$f":"INDEX(Lists!$B$32:$B$40, MATCH(YEAR(TODAY())-C83, Lists!$C$32:$C$40,1))","v":"41-50"},296.02819415092534,{"$f":"INDEX(Data!$E$24:$E$47, MATCH(F83&D83, Data!$B$24:$B$47,0))","v":1.9964561142097742E-3},{"$f":"SUMPRODUCT((Data!$B$58:$B$60=Model!$F83)*(Data!$C$57:$K$57=Model!$O83)*(Data!$C$58:$K$60))","v":1.7977578417715214},102.02242158228478,1,{"$f":"IF(E83<>\"Serviceable\",E83,INDEX(Lists!$D$6:$D$8, MATCH(T83,Lists!$C$6:$C$8,0)))","v":"Serviceable"},{"$f":"INDEX(Lists!$C$12:$C$26, MATCH(H83, Lists!$B$12:$B$26,0))","v":"Sub-T"}]
[null,100,1982,"Wood Untreated Dressed","Serviceable","Class 1",0,"lv/hv/sub-transmission",942,2021,110,"No",false,10,{"$f":"INDEX(Lists!$B$32:$B$40, MATCH(YEAR(TODAY())-C84, Lists!$C$32:$C$40,1))","v":"41-50"},299.8479127851308,{"$f":"INDEX(Data!$E$24:$E$47, MATCH(F84&D84, Data!$B$24:$B$47,0))","v":1.9964561142097742E-3},{"$f":"SUMPRODUCT((Data!$B$58:$B$60=Model!$F84)*(Data!$C$57:$K$57=Model!$O84)*(Data!$C$58:$K$60))","v":1.7977578417715214},92.022421582284778,1,{"$f":"IF(E84<>\"Serviceable\",E84,INDEX(Lists!$D$6:$D$8, MATCH(T84,Lists!$C$6:$C$8,0)))","v":"Serviceable"},{"$f":"INDEX(Lists!$C$12:$C$26, MATCH(H84, Lists!$B$12:$B$26,0))","v":"Sub-T"}]
[null,101,1982,"Wood Untreated Dressed","Serviceable","Class 1",0,"lv/hv/sub-transmission",1070,2021,130,"No",false,10,{"$f":"INDEX(Lists!$B$32:$B$40, MATCH(YEAR(TODAY())-C85, Lists!$C$32:$C$40,1))","v":"41-50"},340.59157821665605,{"$f":"INDEX(Data!$E$24:$E$47, MATCH(F85&D85, Data!$B$24:$B$47,0))","v":1.9964561142097742E-3},{"$f":"SUMPRODUCT((Data!$B$58:$B$60=Model!$F85)*(Data!$C$57:$K$57=Model!$O85)*(Data!$C$58:$K$60))","v":1.7977578417715214},112.02242158228478,1,{"$f":"IF(E85<>\"Serviceable\",E85,INDEX(Lists!$D$6:$D$8, MATCH(T85,Lists!$C$6:$C$8,0)))","v":"Serviceable"},{"$f":"INDEX(Lists!$C$12:$C$26, MATCH(H85, Lists!$B$12:$B$26,0))","v":"Sub-T"}]
[null,102,1983,"Wood Untreated Dressed","Serviceable","Class 1",0,"lv/hv/sub-transmission",1120,2021,120,"No",false,10,{"$f":"INDEX(Lists!$B$32:$B$40, MATCH(YEAR(TODAY())-C86, Lists!$C$32:$C$40,1))","v":"41-50"},356.50707252584556,{"$f":"INDEX(Data!$E$24:$E$47, MATCH(F86&D86, Data!$B$24:$B$47,0))","v":1.9964561142097742E-3},{"$f":"SUMPRODUCT((Data!$B$58:$B$60=Model!$F86)*(Data!$C$57:$K$57=Model!$O86)*(Data!$C$58:$K$60))","v":1.7977578417715214},102.02242158228478,1,{"$f":"IF(E86<>\"Serviceable\",E86,INDEX(Lists!$D$6:$D$8, MATCH(T86,Lists!$C$6:$C$8,0)))","v":"Serviceable"},{"$f":"INDEX(Lists!$C$12:$C$26, MATCH(H86, Lists!$B$12:$B$26,0))","v":"Sub-T"}]
[null,103,1983,"Wood Untreated Dressed","Serviceable","Class 1",0,"lv/hv/sub-transmission",1130,2021,110,"No",false,10,{"$f":"INDEX(Lists!$B$32:$B$40, MATCH(YEAR(TODAY())-C87, Lists!$C$32:$C$40,1))","v":"41-50"},359.69017138768345,{"$f":"INDEX(Data!$E$24:$E$47, MATCH(F87&D87, Data!$B$24:$B$47,0))","v":1.9964561142097742E-3},{"$f":"SUMPRODUCT((Data!$B$58:$B$60=Model!$F87)*(Data!$C$57:$K$57=Model!$O87)*(Data!$C$58:$K$60))","v":1.7977578417715214},92.022421582284778,1,{"$f":"IF(E87<>\"Serviceable\",E87,INDEX(Lists!$D$6:$D$8, MATCH(T87,Lists!$C$6:$C$8,0)))","v":"Serviceable"},{"$f":"INDEX(Lists!$C$12:$C$26, MATCH(H87, Lists!$B$12:$B$26,0))","v":"Sub-T"}]
[null,104,1983,"Wood Untreated Dressed","Serviceable","Class 1",0,"lv/hv/sub-transmission",1160,2021,120,"No",false,10,{"$f":"INDEX(Lists!$B$32:$B$40, MATCH(YEAR(TODAY())-C88, Lists!$C$32:$C$40,1))","v":"41-50"},369.23946797319718,{"$f":"INDEX(Data!$E$24:$E$47, MATCH(F88&D88, Data!$B$24:$B$47,0))","v":1.9964561142097742E-3},{"$f":"SUMPRODUCT((Data!$B$58:$B$60=Model!$F88)*(Data!$C$57:$K$57=Model!$O88)*(Data!$C$58:$K$60))","v":1.7977578417715214},102.02242158228478,1,{"$f":"IF(E88<>\"Serviceable\",E88,INDEX(Lists!$D$6:$D$8, MATCH(T88,Lists!$C$6:$C$8,0)))","v":"Serviceable"},{"$f":"INDEX(Lists!$C$12:$C$26, MATCH(H88, Lists!$B$12:$B$26,0))","v":"Sub-T"}]
[null,105,1983,"Wood Untreated Dressed","Serviceable","Class 1",0,"lv/hv/sub-transmission",920,2021,130,"No",false,10,{"$f":"INDEX(Lists!$B$32:$B$40, MATCH(YEAR(TODAY())-C89, Lists!$C$32:$C$40,1))","v":"41-50"},292.84509528908745,{"$f":"INDEX(Data!$E$24:$E$47, MATCH(F89&D89, Data!$B$24:$B$47,0))","v":1.9964561142097742E-3},{"$f":"SUMPRODUCT((Data!$B$58:$B$60=Model!$F89)*(Data!$C$57:$K$57=Model!$O89)*(Data!$C$58:$K$60))","v":1.7977578417715214},112.02242158228478,1,{"$f":"IF(E89<>\"Serviceable\",E89,INDEX(Lists!$D$6:$D$8, MATCH(T89,Lists!$C$6:$C$8,0)))","v":"Serviceable"},{"$f":"INDEX(Lists!$C$12:$C$26, MATCH(H89, Lists!$B$12:$B$26,0))","v":"Sub-T"}]
[null,106,1983,"Wood Untreated Dressed","Serviceable","Class 1",0,"lv/hv/sub-transmission",1130,2021,130,"No",false,10,{"$f":"INDEX(Lists!$B$32:$B$40, MATCH(YEAR(TODAY())-C90, Lists!$C$32:$C$40,1))","v":"41-50"},359.69017138768345,{"$f":"INDEX(Data!$E$24:$E$47, MATCH(F90&D90, Data!$B$24:$B$47,0))","v":1.9964561142097742E-3},{"$f":"SUMPRODUCT((Data!$B$58:$B$60=Model!$F90)*(Data!$C$57:$K$57=Model!$O90)*(Data!$C$58:$K$60))","v":1.7977578417715214},112.02242158228478,1,{"$f":"IF(E90<>\"Serviceable\",E90,INDEX(Lists!$D$6:$D$8, MATCH(T90,Lists!$C$6:$C$8,0)))","v":"Serviceable"},{"$f":"INDEX(Lists!$C$12:$C$26, MATCH(H90, Lists!$B$12:$B$26,0))","v":"Sub-T"}]
[null,107,1983,"Wood Untreated Dressed","Serviceable","Class 1",0,"lv/hv/sub-transmission",1100,2021,120,"No",false,10,{"$f":"INDEX(Lists!$B$32:$B$40, MATCH(YEAR(TODAY())-C91, Lists!$C$32:$C$40,1))","v":"41-50"},350.14087480216978,{"$f":"INDEX(Data!$E$24:$E$47, MATCH(F91&D91, Data!$B$24:$B$47,0))","v":1.9964561142097742E-3},{"$f":"SUMPRODUCT((Data!$B$58:$B$60=Model!$F91)*(Data!$C$57:$K$57=Model!$O91)*(Data!$C$58:$K$60))","v":1.7977578417715214},102.02242158228478,1,{"$f":"IF(E91<>\"Serviceable\",E91,INDEX(Lists!$D$6:$D$8, MATCH(T91,Lists!$C$6:$C$8,0)))","v":"Serviceable"},{"$f":"INDEX(Lists!$C$12:$C$26, MATCH(H91, Lists!$B$12:$B$26,0))","v":"Sub-T"}]
[null,108,1983,"Wood Untreated Dressed","Serviceable","Class 1",0,"lv/hv/sub-transmission",1160,2021,120,"No",false,10,{"$f":"INDEX(Lists!$B$32:$B$40, MATCH(YEAR(TODAY())-C92, Lists!$C$32:$C$40,1))","v":"41-50"},369.23946797319718,{"$f":"INDEX(Data!$E$24:$E$47, MATCH(F92&D92, Data!$B$24:$B$47,0))","v":1.9964561142097742E-3},{"$f":"SUMPRODUCT((Data!$B$58:$B$60=Model!$F92)*(Data!$C$57:$K$57=Model!$O92)*(Data!$C$58:$K$60))","v":1.7977578417715214},102.02242158228478,1,{"$f":"IF(E92<>\"Serviceable\",E92,INDEX(Lists!$D$6:$D$8, MATCH(T92,Lists!$C$6:$C$8,0)))","v":"Serviceable"},{"$f":"INDEX(Lists!$C$12:$C$26, MATCH(H92, Lists!$B$12:$B$26,0))","v":"Sub-T"}]
[null,109,1983,"Wood Untreated Dressed","Serviceable","Class 1",0,"lv/hv/sub-transmission",1320,2021,130,"No",false,10,{"$f":"INDEX(Lists!$B$32:$B$40, MATCH(YEAR(TODAY())-C93, Lists!$C$32:$C$40,1))","v":"41-50"},420.16904976260372,{"$f":"INDEX(Data!$E$24:$E$47, MATCH(F93&D93, Data!$B$24:$B$47,0))","v":1.9964561142097742E-3},{"$f":"SUMPRODUCT((Data!$B$58:$B$60=Model!$F93)*(Data!$C$57:$K$57=Model!$O93)*(Data!$C$58:$K$60))","v":1.7977578417715214},112.02242158228478,1,{"$f":"IF(E93<>\"Serviceable\",E93,INDEX(Lists!$D$6:$D$8, MATCH(T93,Lists!$C$6:$C$8,0)))","v":"Serviceable"},{"$f":"INDEX(Lists!$C$12:$C$26, MATCH(H93, Lists!$B$12:$B$26,0))","v":"Sub-T"}]
[null,110,1982,"Wood Untreated Dressed","Serviceable","Class 1",0,"lv/hv/sub-transmission",1090,2021,150,"No",false,10,{"$f":"INDEX(Lists!$B$32:$B$40, MATCH(YEAR(TODAY())-C94, Lists!$C$32:$C$40,1))","v":"41-50"},346.95777594033183,{"$f":"INDEX(Data!$E$24:$E$47, MATCH(F94&D94, Data!$B$24:$B$47,0))","v":1.9964561142097742E-3},{"$f":"SUMPRODUCT((Data!$B$58:$B$60=Model!$F94)*(Data!$C$57:$K$57=Model!$O94)*(Data!$C$58:$K$60))","v":1.7977578417715214},132.02242158228478,1,{"$f":"IF(E94<>\"Serviceable\",E94,INDEX(Lists!$D$6:$D$8, MATCH(T94,Lists!$C$6:$C$8,0)))","v":"Serviceable"},{"$f":"INDEX(Lists!$C$12:$C$26, MATCH(H94, Lists!$B$12:$B$26,0))","v":"Sub-T"}]
[null,111,1982,"Wood Untreated Dressed","Serviceable","Class 1",0,"lv/hv/sub-transmission",1260,2021,120,"No",false,10,{"$f":"INDEX(Lists!$B$32:$B$40, MATCH(YEAR(TODAY())-C95, Lists!$C$32:$C$40,1))","v":"41-50"},401.07045659157626,{"$f":"INDEX(Data!$E$24:$E$47, MATCH(F95&D95, Data!$B$24:$B$47,0))","v":1.9964561142097742E-3},{"$f":"SUMPRODUCT((Data!$B$58:$B$60=Model!$F95)*(Data!$C$57:$K$57=Model!$O95)*(Data!$C$58:$K$60))","v":1.7977578417715214},102.02242158228478,1,{"$f":"IF(E95<>\"Serviceable\",E95,INDEX(Lists!$D$6:$D$8, MATCH(T95,Lists!$C$6:$C$8,0)))","v":"Serviceable"},{"$f":"INDEX(Lists!$C$12:$C$26, MATCH(H95, Lists!$B$12:$B$26,0))","v":"Sub-T"}]
[null,112,1985,"Wood Untreated Dressed","Serviceable","Class 1",0,"lv/hv/sub-transmission",990,2021,120,"No",false,10,{"$f":"INDEX(Lists!$B$32:$B$40, MATCH(YEAR(TODAY())-C96, Lists!$C$32:$C$40,1))","v":"31-40"},315.1267873219528,{"$f":"INDEX(Data!$E$24:$E$47, MATCH(F96&D96, Data!$B$24:$B$47,0))","v":1.9964561142097742E-3},{"$f":"SUMPRODUCT((Data!$B$58:$B$60=Model!$F96)*(Data!$C$57:$K$57=Model!$O96)*(Data!$C$58:$K$60))","v":3.0038452968326621},89.961547031673376,1,{"$f":"IF(E96<>\"Serviceable\",E96,INDEX(Lists!$D$6:$D$8, MATCH(T96,Lists!$C$6:$C$8,0)))","v":"Serviceable"},{"$f":"INDEX(Lists!$C$12:$C$26, MATCH(H96, Lists!$B$12:$B$26,0))","v":"Sub-T"}]
[null,113,1983,"Wood Untreated Dressed","Serviceable","Class 1",0,"lv/hv/sub-transmission",1000,2021,150,"No",false,10,{"$f":"INDEX(Lists!$B$32:$B$40, MATCH(YEAR(TODAY())-C97, Lists!$C$32:$C$40,1))","v":"41-50"},318.3098861837907,{"$f":"INDEX(Data!$E$24:$E$47, MATCH(F97&D97, Data!$B$24:$B$47,0))","v":1.9964561142097742E-3},{"$f":"SUMPRODUCT((Data!$B$58:$B$60=Model!$F97)*(Data!$C$57:$K$57=Model!$O97)*(Data!$C$58:$K$60))","v":1.7977578417715214},132.02242158228478,1,{"$f":"IF(E97<>\"Serviceable\",E97,INDEX(Lists!$D$6:$D$8, MATCH(T97,Lists!$C$6:$C$8,0)))","v":"Serviceable"},{"$f":"INDEX(Lists!$C$12:$C$26, MATCH(H97, Lists!$B$12:$B$26,0))","v":"Sub-T"}]
[null,114,1983,"Wood Untreated Dressed","Serviceable","Class 1",0,"lv/hv/sub-transmission",1020,2021,140,"No",false,10,{"$f":"INDEX(Lists!$B$32:$B$40, MATCH(YEAR(TODAY())-C98, Lists!$C$32:$C$40,1))","v":"41-50"},324.67608390746648,{"$f":"INDEX(Data!$E$24:$E$47, MATCH(F98&D98, Data!$B$24:$B$47,0))","v":1.9964561142097742E-3},{"$f":"SUMPRODUCT((Data!$B$58:$B$60=Model!$F98)*(Data!$C$57:$K$57=Model!$O98)*(Data!$C$58:$K$60))","v":1.7977578417715214},122.02242158228478,1,{"$f":"IF(E98<>\"Serviceable\",E98,INDEX(Lists!$D$6:$D$8, MATCH(T98,Lists!$C$6:$C$8,0)))","v":"Serviceable"},{"$f":"INDEX(Lists!$C$12:$C$26, MATCH(H98, Lists!$B$12:$B$26,0))","v":"Sub-T"}]
[null,116,1983,"Wood Untreated Dressed","Serviceable","Class 1",0,"lv/hv/sub-transmission",911,2020,100,"No",false,10,{"$f":"INDEX(Lists!$B$32:$B$40, MATCH(YEAR(TODAY())-C99, Lists!$C$32:$C$40,1))","v":"41-50"},289.98030631343329,{"$f":"INDEX(Data!$E$24:$E$47, MATCH(F99&D99, Data!$B$24:$B$47,0))","v":1.9964561142097742E-3},{"$f":"SUMPRODUCT((Data!$B$58:$B$60=Model!$F99)*(Data!$C$57:$K$57=Model!$O99)*(Data!$C$58:$K$60))","v":1.7977578417715214},82.022421582284778,1,{"$f":"IF(E99<>\"Serviceable\",E99,INDEX(Lists!$D$6:$D$8, MATCH(T99,Lists!$C$6:$C$8,0)))","v":"Serviceable"},{"$f":"INDEX(Lists!$C$12:$C$26, MATCH(H99, Lists!$B$12:$B$26,0))","v":"Sub-T"}]
[null,120,1983,"Wood Untreated Dressed","Serviceable","Class 1",0,"lv/hv/sub-transmission",1060,2021,120,"No",false,10,{"$f":"INDEX(Lists!$B$32:$B$40, MATCH(YEAR(TODAY())-C100, Lists!$C$32:$C$40,1))","v":"41-50"},337.4084793548181,{"$f":"INDEX(Data!$E$24:$E$47, MATCH(F100&D100, Data!$B$24:$B$47,0))","v":1.9964561142097742E-3},{"$f":"SUMPRODUCT((Data!$B$58:$B$60=Model!$F100)*(Data!$C$57:$K$57=Model!$O100)*(Data!$C$58:$K$60))","v":1.7977578417715214},102.02242158228478,1,{"$f":"IF(E100<>\"Serviceable\",E100,INDEX(Lists!$D$6:$D$8, MATCH(T100,Lists!$C$6:$C$8,0)))","v":"Serviceable"},{"$f":"INDEX(Lists!$C$12:$C$26, MATCH(H100, Lists!$B$12:$B$26,0))","v":"Sub-T"}]
[null,121,1983,"Wood Untreated Dressed","Serviceable","Class 1",0,"lv/hv/sub-transmission",1160,2021,120,"No",false,10,{"$f":"INDEX(Lists!$B$32:$B$40, MATCH(YEAR(TODAY())-C101, Lists!$C$32:$C$40,1))","v":"41-50"},369.23946797319718,{"$f":"INDEX(Data!$E$24:$E$47, MATCH(F101&D101, Data!$B$24:$B$47,0))","v":1.9964561142097742E-3},{"$f":"SUMPRODUCT((Data!$B$58:$B$60=Model!$F101)*(Data!$C$57:$K$57=Model!$O101)*(Data!$C$58:$K$60))","v":1.7977578417715214},102.02242158228478,1,{"$f":"IF(E101<>\"Serviceable\",E101,INDEX(Lists!$D$6:$D$8, MATCH(T101,Lists!$C$6:$C$8,0)))","v":"Serviceable"},{"$f":"INDEX(Lists!$C$12:$C$26, MATCH(H101, Lists!$B$12:$B$26,0))","v":"Sub-T"}]
[null,122,1983,"Wood Untreated Dressed","Serviceable","Class 1",0,"lv/hv/sub-transmission",1190,2021,120,"No",false,10,{"$f":"INDEX(Lists!$B$32:$B$40, MATCH(YEAR(TODAY())-C102, Lists!$C$32:$C$40,1))","v":"41-50"},378.78876455871091,{"$f":"INDEX(Data!$E$24:$E$47, MATCH(F102&D102, Data!$B$24:$B$47,0))","v":1.9964561142097742E-3},{"$f":"SUMPRODUCT((Data!$B$58:$B$60=Model!$F102)*(Data!$C$57:$K$57=Model!$O102)*(Data!$C$58:$K$60))","v":1.7977578417715214},102.02242158228478,1,{"$f":"IF(E102<>\"Serviceable\",E102,INDEX(Lists!$D$6:$D$8, MATCH(T102,Lists!$C$6:$C$8,0)))","v":"Serviceable"},{"$f":"INDEX(Lists!$C$12:$C$26, MATCH(H102, Lists!$B$12:$B$26,0))","v":"Sub-T"}]
[null,123,1983,"Wood Untreated Dressed","Serviceable","Class 1",0,"lv/hv/sub-transmission",1450,2021,120,"No",false,10,{"$f":"INDEX(Lists!$B$32:$B$40, MATCH(YEAR(TODAY())-C103, Lists!$C$32:$C$40,1))","v":"41-50"},461.54933496649647,{"$f":"INDEX(Data!$E$24:$E$47, MATCH(F103&D103, Data!$B$24:$B$47,0))","v":1.9964561142097742E-3},{"$f":"SUMPRODUCT((Data!$B$58:$B$60=Model!$F103)*(Data!$C$57:$K$57=Model!$O103)*(Data!$C$58:$K$60))","v":1.7977578417715214},102.02242158228478,1,{"$f":"IF(E103<>\"Serviceable\",E103,INDEX(Lists!$D$6:$D$8, MATCH(T103,Lists!$C$6:$C$8,0)))","v":"Serviceable"},{"$f":"INDEX(Lists!$C$12:$C$26, MATCH(H103, Lists!$B$12:$B$26,0))","v":"Sub-T"}]
[null,124,1983,"Wood Untreated Dressed","Serviceable","Class 1",0,"lv/hv/sub-transmission",1250,2021,120,"No",false,10,{"$f":"INDEX(Lists!$B$32:$B$40, MATCH(YEAR(TODAY())-C104, Lists!$C$32:$C$40,1))","v":"41-50"},397.88735772973837,{"$f":"INDEX(Data!$E$24:$E$47, MATCH(F104&D104, Data!$B$24:$B$47,0))","v":1.9964561142097742E-3},{"$f":"SUMPRODUCT((Data!$B$58:$B$60=Model!$F104)*(Data!$C$57:$K$57=Model!$O104)*(Data!$C$58:$K$60))","v":1.7977578417715214},102.02242158228478,1,{"$f":"IF(E104<>\"Serviceable\",E104,INDEX(Lists!$D$6:$D$8, MATCH(T104,Lists!$C$6:$C$8,0)))","v":"Serviceable"},{"$f":"INDEX(Lists!$C$12:$C$26, MATCH(H104, Lists!$B$12:$B$26,0))","v":"Sub-T"}]
[null,125,1983,"Wood Untreated Dressed","Serviceable","Class 1",0,"lv/hv/sub-transmission",1150,2021,120,"No",false,10,{"$f":"INDEX(Lists!$B$32:$B$40, MATCH(YEAR(TODAY())-C105, Lists!$C$32:$C$40,1))","v":"41-50"},366.05636911135929,{"$f":"INDEX(Data!$E$24:$E$47, MATCH(F105&D105, Data!$B$24:$B$47,0))","v":1.9964561142097742E-3},{"$f":"SUMPRODUCT((Data!$B$58:$B$60=Model!$F105)*(Data!$C$57:$K$57=Model!$O105)*(Data!$C$58:$K$60))","v":1.7977578417715214},102.02242158228478,1,{"$f":"IF(E105<>\"Serviceable\",E105,INDEX(Lists!$D$6:$D$8, MATCH(T105,Lists!$C$6:$C$8,0)))","v":"Serviceable"},{"$f":"INDEX(Lists!$C$12:$C$26, MATCH(H105, Lists!$B$12:$B$26,0))","v":"Sub-T"}]
[null,126,1982,"Wood Untreated Dressed","Serviceable","Class 1",0,"lv/hv/sub-transmission",1180,2021,110,"No",false,10,{"$f":"INDEX(Lists!$B$32:$B$40, MATCH(YEAR(TODAY())-C106, Lists!$C$32:$C$40,1))","v":"41-50"},375.60566569687302,{"$f":"INDEX(Data!$E$24:$E$47, MATCH(F106&D106, Data!$B$24:$B$47,0))","v":1.9964561142097742E-3},{"$f":"SUMPRODUCT((Data!$B$58:$B$60=Model!$F106)*(Data!$C$57:$K$57=Model!$O106)*(Data!$C$58:$K$60))","v":1.7977578417715214},92.022421582284778,1,{"$f":"IF(E106<>\"Serviceable\",E106,INDEX(Lists!$D$6:$D$8, MATCH(T106,Lists!$C$6:$C$8,0)))","v":"Serviceable"},{"$f":"INDEX(Lists!$C$12:$C$26, MATCH(H106, Lists!$B$12:$B$26,0))","v":"Sub-T"}]
[null,129,1982,"Wood Untreated Dressed","Serviceable","Class 1",0,"lv/hv/sub-transmission",1100,2021,150,"No",false,10,{"$f":"INDEX(Lists!$B$32:$B$40, MATCH(YEAR(TODAY())-C107, Lists!$C$32:$C$40,1))","v":"41-50"},350.14087480216978,{"$f":"INDEX(Data!$E$24:$E$47, MATCH(F107&D107, Data!$B$24:$B$47,0))","v":1.9964561142097742E-3},{"$f":"SUMPRODUCT((Data!$B$58:$B$60=Model!$F107)*(Data!$C$57:$K$57=Model!$O107)*(Data!$C$58:$K$60))","v":1.7977578417715214},132.02242158228478,1,{"$f":"IF(E107<>\"Serviceable\",E107,INDEX(Lists!$D$6:$D$8, MATCH(T107,Lists!$C$6:$C$8,0)))","v":"Serviceable"},{"$f":"INDEX(Lists!$C$12:$C$26, MATCH(H107, Lists!$B$12:$B$26,0))","v":"Sub-T"}]
[null,130,1967,"Wood Creos Impregnated","Limited Life","Class 3",0,"lv/sub-transmission",1050,2023,60,"No",false,10,{"$f":"INDEX(Lists!$B$32:$B$40, MATCH(YEAR(TODAY())-C108, Lists!$C$32:$C$40,1))","v":"51-60"},334.22538049298021,{"$f":"INDEX(Data!$E$24:$E$47, MATCH(F108&D108, Data!$B$24:$B$47,0))","v":1.0684339161496522E-3},{"$f":"SUMPRODUCT((Data!$B$58:$B$60=Model!$F108)*(Data!$C$57:$K$57=Model!$O108)*(Data!$C$58:$K$60))","v":2.6564859251595059},33.43514074840494,2,{"$f":"IF(E108<>\"Serviceable\",E108,INDEX(Lists!$D$6:$D$8, MATCH(T108,Lists!$C$6:$C$8,0)))","v":"Limited Life"},{"$f":"INDEX(Lists!$C$12:$C$26, MATCH(H108, Lists!$B$12:$B$26,0))","v":"Sub-T"}]
[null,131,1967,"Wood Creos Impregnated","Serviceable","Class 3",0,"lv/hv/sub-transmission",1257,2023,100,"No",false,10,{"$f":"INDEX(Lists!$B$32:$B$40, MATCH(YEAR(TODAY())-C109, Lists!$C$32:$C$40,1))","v":"51-60"},400.11552693302491,{"$f":"INDEX(Data!$E$24:$E$47, MATCH(F109&D109, Data!$B$24:$B$47,0))","v":1.0684339161496522E-3},{"$f":"SUMPRODUCT((Data!$B$58:$B$60=Model!$F109)*(Data!$C$57:$K$57=Model!$O109)*(Data!$C$58:$K$60))","v":2.6564859251595059},73.435140748404933,1,{"$f":"IF(E109<>\"Serviceable\",E109,INDEX(Lists!$D$6:$D$8, MATCH(T109,Lists!$C$6:$C$8,0)))","v":"Serviceable"},{"$f":"INDEX(Lists!$C$12:$C$26, MATCH(H109, Lists!$B$12:$B$26,0))","v":"Sub-T"}]
[null,132,1966,"Wood Creos Impregnated","Serviceable","Class 3",0,"lv/sub-transmission",1037,2023,70,"No",false,10,{"$f":"INDEX(Lists!$B$32:$B$40, MATCH(YEAR(TODAY())-C110, Lists!$C$32:$C$40,1))","v":"51-60"},330.08735197259097,{"$f":"INDEX(Data!$E$24:$E$47, MATCH(F110&D110, Data!$B$24:$B$47,0))","v":1.0684339161496522E-3},{"$f":"SUMPRODUCT((Data!$B$58:$B$60=Model!$F110)*(Data!$C$57:$K$57=Model!$O110)*(Data!$C$58:$K$60))","v":2.6564859251595059},43.43514074840494,2,{"$f":"IF(E110<>\"Serviceable\",E110,INDEX(Lists!$D$6:$D$8, MATCH(T110,Lists!$C$6:$C$8,0)))","v":"Limited Life"},{"$f":"INDEX(Lists!$C$12:$C$26, MATCH(H110, Lists!$B$12:$B$26,0))","v":"Sub-T"}]
[null,133,1966,"Wood Creos Impregnated","Serviceable","Class 3",0,"lv/sub-transmission",1037,2023,80,"No",false,10,{"$f":"INDEX(Lists!$B$32:$B$40, MATCH(YEAR(TODAY())-C111, Lists!$C$32:$C$40,1))","v":"51-60"},330.08735197259097,{"$f":"INDEX(Data!$E$24:$E$47, MATCH(F111&D111, Data!$B$24:$B$47,0))","v":1.0684339161496522E-3},{"$f":"SUMPRODUCT((Data!$B$58:$B$60=Model!$F111)*(Data!$C$57:$K$57=Model!$O111)*(Data!$C$58:$K$60))","v":2.6564859251595059},53.43514074840494,2,{"$f":"IF(E111<>\"Serviceable\",E111,INDEX(Lists!$D$6:$D$8, MATCH(T111,Lists!$C$6:$C$8,0)))","v":"Limited Life"},{"$f":"INDEX(Lists!$C$12:$C$26, MATCH(H111, Lists!$B$12:$B$26,0))","v":"Sub-T"}]
[null,134,1966,"Wood Creos Impregnated","Serviceable","Class 3",0,"lv/sub-transmission",1005,2023,70,"No",false,10,{"$f":"INDEX(Lists!$B$32:$B$40, MATCH(YEAR(TODAY())-C112, Lists!$C$32:$C$40,1))","v":"51-60"},319.90143561470961,{"$f":"INDEX(Data!$E$24:$E$47, MATCH(F112&D112, Data!$B$24:$B$47,0))","v":1.0684339161496522E-3},{"$f":"SUMPRODUCT((Data!$B$58:$B$60=Model!$F112)*(Data!$C$57:$K$57=Model!$O112)*(Data!$C$58:$K$60))","v":2.6564859251595059},43.43514074840494,2,{"$f":"IF(E112<>\"Serviceable\",E112,INDEX(Lists!$D$6:$D$8, MATCH(T112,Lists!$C$6:$C$8,0)))","v":"Limited Life"},{"$f":"INDEX(Lists!$C$12:$C$26, MATCH(H112, Lists!$B$12:$B$26,0))","v":"Sub-T"}]
[null,135,1966,"Wood Creos Impregnated","Serviceable","Class 3",0,"lv/sub-transmission",1280,2021,100,"No",false,10,{"$f":"INDEX(Lists!$B$32:$B$40, MATCH(YEAR(TODAY())-C113, Lists!$C$32:$C$40,1))","v":"51-60"},407.4366543152521,{"$f":"INDEX(Data!$E$24:$E$47, MATCH(F113&D113, Data!$B$24:$B$47,0))","v":1.0684339161496522E-3},{"$f":"SUMPRODUCT((Data!$B$58:$B$60=Model!$F113)*(Data!$C$57:$K$57=Model!$O113)*(Data!$C$58:$K$60))","v":2.6564859251595059},73.435140748404933,1,{"$f":"IF(E113<>\"Serviceable\",E113,INDEX(Lists!$D$6:$D$8, MATCH(T113,Lists!$C$6:$C$8,0)))","v":"Serviceable"},{"$f":"INDEX(Lists!$C$12:$C$26, MATCH(H113, Lists!$B$12:$B$26,0))","v":"Sub-T"}]
[null,137,1985,"Wood Untreated Dressed","Serviceable","Class 1",0,"lv",1050,2021,140,"No",false,10,{"$f":"INDEX(Lists!$B$32:$B$40, MATCH(YEAR(TODAY())-C114, Lists!$C$32:$C$40,1))","v":"31-40"},334.22538049298021,{"$f":"INDEX(Data!$E$24:$E$47, MATCH(F114&D114, Data!$B$24:$B$47,0))","v":1.9964561142097742E-3},{"$f":"SUMPRODUCT((Data!$B$58:$B$60=Model!$F114)*(Data!$C$57:$K$57=Model!$O114)*(Data!$C$58:$K$60))","v":3.0038452968326621},109.96154703167338,1,{"$f":"IF(E114<>\"Serviceable\",E114,INDEX(Lists!$D$6:$D$8, MATCH(T114,Lists!$C$6:$C$8,0)))","v":"Serviceable"},{"$f":"INDEX(Lists!$C$12:$C$26, MATCH(H114, Lists!$B$12:$B$26,0))","v":"LV"}]
[null,138,1962,"Wood Creos Impregnated","Serviceable","Class 3",0,"lv",960,2023,70,"No",false,10,{"$f":"INDEX(Lists!$B$32:$B$40, MATCH(YEAR(TODAY())-C115, Lists!$C$32:$C$40,1))","v":"61-70"},305.57749073643907,{"$f":"INDEX(Data!$E$24:$E$47, MATCH(F115&D115, Data!$B$24:$B$47,0))","v":1.0684339161496522E-3},{"$f":"SUMPRODUCT((Data!$B$58:$B$60=Model!$F115)*(Data!$C$57:$K$57=Model!$O115)*(Data!$C$58:$K$60))","v":1.9802031311051838},50.197968688948166,2,{"$f":"IF(E115<>\"Serviceable\",E115,INDEX(Lists!$D$6:$D$8, MATCH(T115,Lists!$C$6:$C$8,0)))","v":"Limited Life"},{"$f":"INDEX(Lists!$C$12:$C$26, MATCH(H115, Lists!$B$12:$B$26,0))","v":"LV"}]
[null,139,1966,"Wood Creos Impregnated","Serviceable","Class 3",0,"lv/sub-transmission",1020,2021,90,"No",false,10,{"$f":"INDEX(Lists!$B$32:$B$40, MATCH(YEAR(TODAY())-C116, Lists!$C$32:$C$40,1))","v":"51-60"},324.67608390746648,{"$f":"INDEX(Data!$E$24:$E$47, MATCH(F116&D116, Data!$B$24:$B$47,0))","v":1.0684339161496522E-3},{"$f":"SUMPRODUCT((Data!$B$58:$B$60=Model!$F116)*(Data!$C$57:$K$57=Model!$O116)*(Data!$C$58:$K$60))","v":2.6564859251595059},63.43514074840494,2,{"$f":"IF(E116<>\"Serviceable\",E116,INDEX(Lists!$D$6:$D$8, MATCH(T116,Lists!$C$6:$C$8,0)))","v":"Limited Life"},{"$f":"INDEX(Lists!$C$12:$C$26, MATCH(H116, Lists!$B$12:$B$26,0))","v":"Sub-T"}]
[null,140,1984,"Wood Creos Impregnated","Serviceable","Class 2",0,"lv",1030,2023,110,"No",false,10,{"$f":"INDEX(Lists!$B$32:$B$40, MATCH(YEAR(TODAY())-C117, Lists!$C$32:$C$40,1))","v":"41-50"},327.85918276930443,{"$f":"INDEX(Data!$E$24:$E$47, MATCH(F117&D117, Data!$B$24:$B$47,0))","v":1.6118836915297091E-3},{"$f":"SUMPRODUCT((Data!$B$58:$B$60=Model!$F117)*(Data!$C$57:$K$57=Model!$O117)*(Data!$C$58:$K$60))","v":3.126815166746074},78.731848332539258,1,{"$f":"IF(E117<>\"Serviceable\",E117,INDEX(Lists!$D$6:$D$8, MATCH(T117,Lists!$C$6:$C$8,0)))","v":"Serviceable"},{"$f":"INDEX(Lists!$C$12:$C$26, MATCH(H117, Lists!$B$12:$B$26,0))","v":"LV"}]
[null,141,1972,"Wood Creos Impregnated","Serviceable","Class 2",0,"lv",942,2023,120,"No",false,10,{"$f":"INDEX(Lists!$B$32:$B$40, MATCH(YEAR(TODAY())-C118, Lists!$C$32:$C$40,1))","v":"51-60"},299.8479127851308,{"$f":"INDEX(Data!$E$24:$E$47, MATCH(F118&D118, Data!$B$24:$B$47,0))","v":1.6118836915297091E-3},{"$f":"SUMPRODUCT((Data!$B$58:$B$60=Model!$F118)*(Data!$C$57:$K$57=Model!$O118)*(Data!$C$58:$K$60))","v":2.6773548093458861},93.226451906541143,1,{"$f":"IF(E118<>\"Serviceable\",E118,INDEX(Lists!$D$6:$D$8, MATCH(T118,Lists!$C$6:$C$8,0)))","v":"Serviceable"},{"$f":"INDEX(Lists!$C$12:$C$26, MATCH(H118, Lists!$B$12:$B$26,0))","v":"LV"}]
[null,142,1970,"Wood Creos Impregnated","Serviceable","Class 3",0,"lv/hv/sub-transmission",1130,2021,100,"No",false,10,{"$f":"INDEX(Lists!$B$32:$B$40, MATCH(YEAR(TODAY())-C119, Lists!$C$32:$C$40,1))","v":"51-60"},359.69017138768345,{"$f":"INDEX(Data!$E$24:$E$47, MATCH(F119&D119, Data!$B$24:$B$47,0))","v":1.0684339161496522E-3},{"$f":"SUMPRODUCT((Data!$B$58:$B$60=Model!$F119)*(Data!$C$57:$K$57=Model!$O119)*(Data!$C$58:$K$60))","v":2.6564859251595059},73.435140748404933,1,{"$f":"IF(E119<>\"Serviceable\",E119,INDEX(Lists!$D$6:$D$8, MATCH(T119,Lists!$C$6:$C$8,0)))","v":"Serviceable"},{"$f":"INDEX(Lists!$C$12:$C$26, MATCH(H119, Lists!$B$12:$B$26,0))","v":"Sub-T"}]
[null,143,1990,"Wood Untreated Dressed","Serviceable","Class 1",0,"lv",848,2023,120,"No",false,10,{"$f":"INDEX(Lists!$B$32:$B$40, MATCH(YEAR(TODAY())-C120, Lists!$C$32:$C$40,1))","v":"31-40"},269.92678348385448,{"$f":"INDEX(Data!$E$24:$E$47, MATCH(F120&D120, Data!$B$24:$B$47,0))","v":1.9964561142097742E-3},{"$f":"SUMPRODUCT((Data!$B$58:$B$60=Model!$F120)*(Data!$C$57:$K$57=Model!$O120)*(Data!$C$58:$K$60))","v":3.0038452968326621},89.961547031673376,1,{"$f":"IF(E120<>\"Serviceable\",E120,INDEX(Lists!$D$6:$D$8, MATCH(T120,Lists!$C$6:$C$8,0)))","v":"Serviceable"},{"$f":"INDEX(Lists!$C$12:$C$26, MATCH(H120, Lists!$B$12:$B$26,0))","v":"LV"}]
[null,144,1967,"Wood Creos Impregnated","Serviceable","Class 3",0,"lv/hv/sub-transmission",990,2021,100,"No",false,10,{"$f":"INDEX(Lists!$B$32:$B$40, MATCH(YEAR(TODAY())-C121, Lists!$C$32:$C$40,1))","v":"51-60"},315.1267873219528,{"$f":"INDEX(Data!$E$24:$E$47, MATCH(F121&D121, Data!$B$24:$B$47,0))","v":1.0684339161496522E-3},{"$f":"SUMPRODUCT((Data!$B$58:$B$60=Model!$F121)*(Data!$C$57:$K$57=Model!$O121)*(Data!$C$58:$K$60))","v":2.6564859251595059},73.435140748404933,1,{"$f":"IF(E121<>\"Serviceable\",E121,INDEX(Lists!$D$6:$D$8, MATCH(T121,Lists!$C$6:$C$8,0)))","v":"Serviceable"},{"$f":"INDEX(Lists!$C$12:$C$26, MATCH(H121, Lists!$B$12:$B$26,0))","v":"Sub-T"}]
[null,145,1970,"Wood Creos Impregnated","Serviceable","Class 3",0,"lv/hv/sub-transmission",1040,2021,100,"No",false,10,{"$f":"INDEX(Lists!$B$32:$B$40, MATCH(YEAR(TODAY())-C122, Lists!$C$32:$C$40,1))","v":"51-60"},331.04228163114232,{"$f":"INDEX(Data!$E$24:$E$47, MATCH(F122&D122, Data!$B$24:$B$47,0))","v":1.0684339161496522E-3},{"$f":"SUMPRODUCT((Data!$B$58:$B$60=Model!$F122)*(Data!$C$57:$K$57=Model!$O122)*(Data!$C$58:$K$60))","v":2.6564859251595059},73.435140748404933,1,{"$f":"IF(E122<>\"Serviceable\",E122,INDEX(Lists!$D$6:$D$8, MATCH(T122,Lists!$C$6:$C$8,0)))","v":"Serviceable"},{"$f":"INDEX(Lists!$C$12:$C$26, MATCH(H122, Lists!$B$12:$B$26,0))","v":"Sub-T"}]
[null,148,1968,"Wood Creos Impregnated","Serviceable","Class 3",0,"lv/hv",911,2021,70,"No",false,10,{"$f":"INDEX(Lists!$B$32:$B$40, MATCH(YEAR(TODAY())-C123, Lists!$C$32:$C$40,1))","v":"51-60"},289.98030631343329,{"$f":"INDEX(Data!$E$24:$E$47, MATCH(F123&D123, Data!$B$24:$B$47,0))","v":1.0684339161496522E-3},{"$f":"SUMPRODUCT((Data!$B$58:$B$60=Model!$F123)*(Data!$C$57:$K$57=Model!$O123)*(Data!$C$58:$K$60))","v":2.6564859251595059},43.43514074840494,2,{"$f":"IF(E123<>\"Serviceable\",E123,INDEX(Lists!$D$6:$D$8, MATCH(T123,Lists!$C$6:$C$8,0)))","v":"Limited Life"},{"$f":"INDEX(Lists!$C$12:$C$26, MATCH(H123, Lists!$B$12:$B$26,0))","v":"HV"}]
[null,149,1988,"Wood Untreated Dressed","Serviceable","Class 1",0,"lv/hv",940,2021,100,"No",false,10,{"$f":"INDEX(Lists!$B$32:$B$40, MATCH(YEAR(TODAY())-C124, Lists!$C$32:$C$40,1))","v":"31-40"},299.21129301276324,{"$f":"INDEX(Data!$E$24:$E$47, MATCH(F124&D124, Data!$B$24:$B$47,0))","v":1.9964561142097742E-3},{"$f":"SUMPRODUCT((Data!$B$58:$B$60=Model!$F124)*(Data!$C$57:$K$57=Model!$O124)*(Data!$C$58:$K$60))","v":3.0038452968326621},69.961547031673376,1,{"$f":"IF(E124<>\"Serviceable\",E124,INDEX(Lists!$D$6:$D$8, MATCH(T124,Lists!$C$6:$C$8,0)))","v":"Serviceable"},{"$f":"INDEX(Lists!$C$12:$C$26, MATCH(H124, Lists!$B$12:$B$26,0))","v":"HV"}]
[null,150,1995,"Wood Untreated Dressed","Serviceable","Class 1",0,"lv/hv",940,2021,150,"No",false,10,{"$f":"INDEX(Lists!$B$32:$B$40, MATCH(YEAR(TODAY())-C125, Lists!$C$32:$C$40,1))","v":"21-30"},299.21129301276324,{"$f":"INDEX(Data!$E$24:$E$47, MATCH(F125&D125, Data!$B$24:$B$47,0))","v":1.9964561142097742E-3},{"$f":"SUMPRODUCT((Data!$B$58:$B$60=Model!$F125)*(Data!$C$57:$K$57=Model!$O125)*(Data!$C$58:$K$60))","v":2.1651652228345815},128.34834777165418,1,{"$f":"IF(E125<>\"Serviceable\",E125,INDEX(Lists!$D$6:$D$8, MATCH(T125,Lists!$C$6:$C$8,0)))","v":"Serviceable"},{"$f":"INDEX(Lists!$C$12:$C$26, MATCH(H125, Lists!$B$12:$B$26,0))","v":"HV"}]
[null,151,1955,"Wood Untreated Round","Serviceable","Class 2",0,"lv/hv",999,2023,90,"No",false,10,{"$f":"INDEX(Lists!$B$32:$B$40, MATCH(YEAR(TODAY())-C126, Lists!$C$32:$C$40,1))","v":"61-70"},317.99157629760691,{"$f":"INDEX(Data!$E$24:$E$47, MATCH(F126&D126, Data!$B$24:$B$47,0))","v":2.1997700016428453E-3},{"$f":"SUMPRODUCT((Data!$B$58:$B$60=Model!$F126)*(Data!$C$57:$K$57=Model!$O126)*(Data!$C$58:$K$60))","v":2.227481027604485},67.725189723955154,2,{"$f":"IF(E126<>\"Serviceable\",E126,INDEX(Lists!$D$6:$D$8, MATCH(T126,Lists!$C$6:$C$8,0)))","v":"Limited Life"},{"$f":"INDEX(Lists!$C$12:$C$26, MATCH(H126, Lists!$B$12:$B$26,0))","v":"HV"}]
[null,152,1963,"Wood Creos Impregnated","Serviceable","Class 1",0,"lv/hv/sub-transmission",1005,2021,100,"No",false,10,{"$f":"INDEX(Lists!$B$32:$B$40, MATCH(YEAR(TODAY())-C127, Lists!$C$32:$C$40,1))","v":"61-70"},319.90143561470961,{"$f":"INDEX(Data!$E$24:$E$47, MATCH(F127&D127, Data!$B$24:$B$47,0))","v":9.9474993092014377E-4},{"$f":"SUMPRODUCT((Data!$B$58:$B$60=Model!$F127)*(Data!$C$57:$K$57=Model!$O127)*(Data!$C$58:$K$60))","v":2.3795837981601728},76.204162018398279,1,{"$f":"IF(E127<>\"Serviceable\",E127,INDEX(Lists!$D$6:$D$8, MATCH(T127,Lists!$C$6:$C$8,0)))","v":"Serviceable"},{"$f":"INDEX(Lists!$C$12:$C$26, MATCH(H127, Lists!$B$12:$B$26,0))","v":"Sub-T"}]
[null,153,1964,"Wood Creos Impregnated","Serviceable","Class 3",0,"lv",950,2021,90,"No",false,10,{"$f":"INDEX(Lists!$B$32:$B$40, MATCH(YEAR(TODAY())-C128, Lists!$C$32:$C$40,1))","v":"61-70"},302.39439187460113,{"$f":"INDEX(Data!$E$24:$E$47, MATCH(F128&D128, Data!$B$24:$B$47,0))","v":1.0684339161496522E-3},{"$f":"SUMPRODUCT((Data!$B$58:$B$60=Model!$F128)*(Data!$C$57:$K$57=Model!$O128)*(Data!$C$58:$K$60))","v":1.9802031311051838},70.197968688948166,1,{"$f":"IF(E128<>\"Serviceable\",E128,INDEX(Lists!$D$6:$D$8, MATCH(T128,Lists!$C$6:$C$8,0)))","v":"Serviceable"},{"$f":"INDEX(Lists!$C$12:$C$26, MATCH(H128, Lists!$B$12:$B$26,0))","v":"LV"}]
[null,155,1967,"Wood Creos Impregnated","Serviceable","Class 3",0,"lv/hv/sub-transmission",945,2021,100,"No",false,10,{"$f":"INDEX(Lists!$B$32:$B$40, MATCH(YEAR(TODAY())-C129, Lists!$C$32:$C$40,1))","v":"51-60"},300.80284244368221,{"$f":"INDEX(Data!$E$24:$E$47, MATCH(F129&D129, Data!$B$24:$B$47,0))","v":1.0684339161496522E-3},{"$f":"SUMPRODUCT((Data!$B$58:$B$60=Model!$F129)*(Data!$C$57:$K$57=Model!$O129)*(Data!$C$58:$K$60))","v":2.6564859251595059},73.435140748404933,1,{"$f":"IF(E129<>\"Serviceable\",E129,INDEX(Lists!$D$6:$D$8, MATCH(T129,Lists!$C$6:$C$8,0)))","v":"Serviceable"},{"$f":"INDEX(Lists!$C$12:$C$26, MATCH(H129, Lists!$B$12:$B$26,0))","v":"Sub-T"}]
[null,158,1972,"Wood Creos Impregnated","Serviceable","Class 3",0,"lv",942,2022,100,"No",false,10,{"$f":"INDEX(Lists!$B$32:$B$40, MATCH(YEAR(TODAY())-C130, Lists!$C$32:$C$40,1))","v":"51-60"},299.8479127851308,{"$f":"INDEX(Data!$E$24:$E$47, MATCH(F130&D130, Data!$B$24:$B$47,0))","v":1.0684339161496522E-3},{"$f":"SUMPRODUCT((Data!$B$58:$B$60=Model!$F130)*(Data!$C$57:$K$57=Model!$O130)*(Data!$C$58:$K$60))","v":2.6564859251595059},73.435140748404933,1,{"$f":"IF(E130<>\"Serviceable\",E130,INDEX(Lists!$D$6:$D$8, MATCH(T130,Lists!$C$6:$C$8,0)))","v":"Serviceable"},{"$f":"INDEX(Lists!$C$12:$C$26, MATCH(H130, Lists!$B$12:$B$26,0))","v":"LV"}]
[null,159,1956,"Wood Untreated Round","Serviceable","Class 1",0,"lv",723,2022,110,"No",false,10,{"$f":"INDEX(Lists!$B$32:$B$40, MATCH(YEAR(TODAY())-C131, Lists!$C$32:$C$40,1))","v":"61-70"},230.13804771088067,{"$f":"INDEX(Data!$E$24:$E$47, MATCH(F131&D131, Data!$B$24:$B$47,0))","v":1.9964561142097742E-3},{"$f":"SUMPRODUCT((Data!$B$58:$B$60=Model!$F131)*(Data!$C$57:$K$57=Model!$O131)*(Data!$C$58:$K$60))","v":2.3795837981601728},86.204162018398279,1,{"$f":"IF(E131<>\"Serviceable\",E131,INDEX(Lists!$D$6:$D$8, MATCH(T131,Lists!$C$6:$C$8,0)))","v":"Serviceable"},{"$f":"INDEX(Lists!$C$12:$C$26, MATCH(H131, Lists!$B$12:$B$26,0))","v":"LV"}]
[null,160,1980,"Wood Untreated Dressed","Serviceable","Class 1",0,"lv/hv/sub-transmission",1068,2022,130,"No",false,10,{"$f":"INDEX(Lists!$B$32:$B$40, MATCH(YEAR(TODAY())-C132, Lists!$C$32:$C$40,1))","v":"41-50"},339.95495844428842,{"$f":"INDEX(Data!$E$24:$E$47, MATCH(F132&D132, Data!$B$24:$B$47,0))","v":1.9964561142097742E-3},{"$f":"SUMPRODUCT((Data!$B$58:$B$60=Model!$F132)*(Data!$C$57:$K$57=Model!$O132)*(Data!$C$58:$K$60))","v":1.7977578417715214},112.02242158228478,1,{"$f":"IF(E132<>\"Serviceable\",E132,INDEX(Lists!$D$6:$D$8, MATCH(T132,Lists!$C$6:$C$8,0)))","v":"Serviceable"},{"$f":"INDEX(Lists!$C$12:$C$26, MATCH(H132, Lists!$B$12:$B$26,0))","v":"Sub-T"}]
[null,162,1966,"Wood Creos Impregnated","Serviceable","Class 3",0,"lv/hv/sub-transmission",980,2022,80,"No",false,10,{"$f":"INDEX(Lists!$B$32:$B$40, MATCH(YEAR(TODAY())-C133, Lists!$C$32:$C$40,1))","v":"51-60"},311.94368846011486,{"$f":"INDEX(Data!$E$24:$E$47, MATCH(F133&D133, Data!$B$24:$B$47,0))","v":1.0684339161496522E-3},{"$f":"SUMPRODUCT((Data!$B$58:$B$60=Model!$F133)*(Data!$C$57:$K$57=Model!$O133)*(Data!$C$58:$K$60))","v":2.6564859251595059},53.43514074840494,2,{"$f":"IF(E133<>\"Serviceable\",E133,INDEX(Lists!$D$6:$D$8, MATCH(T133,Lists!$C$6:$C$8,0)))","v":"Limited Life"},{"$f":"INDEX(Lists!$C$12:$C$26, MATCH(H133, Lists!$B$12:$B$26,0))","v":"Sub-T"}]
[null,163,1964,"Wood Creos Impregnated","Serviceable","Class 3",0,"lv",970,2022,110,"No",false,10,{"$f":"INDEX(Lists!$B$32:$B$40, MATCH(YEAR(TODAY())-C134, Lists!$C$32:$C$40,1))","v":"61-70"},308.76058959827697,{"$f":"INDEX(Data!$E$24:$E$47, MATCH(F134&D134, Data!$B$24:$B$47,0))","v":1.0684339161496522E-3},{"$f":"SUMPRODUCT((Data!$B$58:$B$60=Model!$F134)*(Data!$C$57:$K$57=Model!$O134)*(Data!$C$58:$K$60))","v":1.9802031311051838},90.197968688948166,1,{"$f":"IF(E134<>\"Serviceable\",E134,INDEX(Lists!$D$6:$D$8, MATCH(T134,Lists!$C$6:$C$8,0)))","v":"Serviceable"},{"$f":"INDEX(Lists!$C$12:$C$26, MATCH(H134, Lists!$B$12:$B$26,0))","v":"LV"}]
[null,164,1966,"Wood Creos Impregnated","Serviceable","Class 3",0,"lv/hv/sub-transmission",1170,2022,110,"No",false,10,{"$f":"INDEX(Lists!$B$32:$B$40, MATCH(YEAR(TODAY())-C135, Lists!$C$32:$C$40,1))","v":"51-60"},372.42256683503513,{"$f":"INDEX(Data!$E$24:$E$47, MATCH(F135&D135, Data!$B$24:$B$47,0))","v":1.0684339161496522E-3},{"$f":"SUMPRODUCT((Data!$B$58:$B$60=Model!$F135)*(Data!$C$57:$K$57=Model!$O135)*(Data!$C$58:$K$60))","v":2.6564859251595059},83.435140748404933,1,{"$f":"IF(E135<>\"Serviceable\",E135,INDEX(Lists!$D$6:$D$8, MATCH(T135,Lists!$C$6:$C$8,0)))","v":"Serviceable"},{"$f":"INDEX(Lists!$C$12:$C$26, MATCH(H135, Lists!$B$12:$B$26,0))","v":"Sub-T"}]
[null,165,1967,"Wood Creos Impregnated","Serviceable","Class 3",0,"lv/hv/sub-transmission",850,2021,100,"No",false,{"$f":"IF(L136=\"No\",ROUND((End_year-J136)/5,0)*5,ROUND((End_year-J136)/3,0)*3)","v":10},{"$f":"INDEX(Lists!$B$32:$B$40, MATCH(YEAR(TODAY())-C136, Lists!$C$32:$C$40,1))","v":"51-60"},270.5634032562221,{"$f":"INDEX(Data!$E$24:$E$47, MATCH(F136&D136, Data!$B$24:$B$47,0))","v":1.0684339161496522E-3},{"$f":"SUMPRODUCT((Data!$B$58:$B$60=Model!$F136)*(Data!$C$57:$K$57=Model!$O136)*(Data!$C$58:$K$60))","v":2.6564859251595059},{"$f":"IF(IF(K136>=700,999,(K136-R136*N136))<0,0,IF(K136>=700,999,(K136-R136*N136)))","v":73.435140748404933},{"$f":"IF(S136<30,3,IF(AND(F136=\"Class 1\",S136<50),2,IF(AND(F136=\"Class 1\",S136>=50),1,IF(S136<70,2,1))))","v":1},{"$f":"IF(E136<>\"Serviceable\",E136,INDEX(Lists!$D$6:$D$8, MATCH(T136,Lists!$C$6:$C$8,0)))","v":"Serviceable"},{"$f":"INDEX(Lists!$C$12:$C$26, MATCH(H136, Lists!$B$12:$B$26,0))","v":"Sub-T"}]
[null,166,1980,"Wood Untreated Dressed","Serviceable","Class 1",0,"lv/hv",1000,2022,130,"No",{"$f":"IF(G137=0,FALSE,TRUE)","v":false},10,{"$f":"INDEX(Lists!$B$32:$B$40, MATCH(YEAR(TODAY())-C137, Lists!$C$32:$C$40,1))","v":"41-50"},{"$f":"I137/PI()","v":318.3098861837907},{"$f":"INDEX(Data!$E$24:$E$47, MATCH(F137&D137, Data!$B$24:$B$47,0))","v":1.9964561142097742E-3},{"$f":"SUMPRODUCT((Data!$B$58:$B$60=Model!$F137)*(Data!$C$57:$K$57=Model!$O137)*(Data!$C$58:$K$60))","v":1.7977578417715214},112.02242158228478,1,{"$f":"IF(E137<>\"Serviceable\",E137,INDEX(Lists!$D$6:$D$8, MATCH(T137,Lists!$C$6:$C$8,0)))","v":"Serviceable"},{"$f":"INDEX(Lists!$C$12:$C$26, MATCH(H137, Lists!$B$12:$B$26,0))","v":"HV"}]
[null,168,1976,"Wood Creos Impregnated","Unserviceable","Class 3",0,"lv/hv/sub-transmission",990,2023,20,"No",false,10,{"$f":"INDEX(Lists!$B$32:$B$40, MATCH(YEAR(TODAY())-C138, Lists!$C$32:$C$40,1))","v":"41-50"},315.1267873219528,{"$f":"INDEX(Data!$E$24:$E$47, MATCH(F138&D138, Data!$B$24:$B$47,0))","v":1.0684339161496522E-3},{"$f":"SUMPRODUCT((Data!$B$58:$B$60=Model!$F138)*(Data!$C$57:$K$57=Model!$O138)*(Data!$C$58:$K$60))","v":3.2595928155551883},0,3,{"$f":"IF(E138<>\"Serviceable\",E138,INDEX(Lists!$D$6:$D$8, MATCH(T138,Lists!$C$6:$C$8,0)))","v":"Unserviceable"},{"$f":"INDEX(Lists!$C$12:$C$26, MATCH(H138, Lists!$B$12:$B$26,0))","v":"Sub-T"}]
[null,169,1972,"Wood Creos Impregnated","Serviceable","Class 3",0,"lv",754,2022,90,"No",false,10,{"$f":"INDEX(Lists!$B$32:$B$40, MATCH(YEAR(TODAY())-C139, Lists!$C$32:$C$40,1))","v":"51-60"},240.00565418257818,{"$f":"INDEX(Data!$E$24:$E$47, MATCH(F139&D139, Data!$B$24:$B$47,0))","v":1.0684339161496522E-3},{"$f":"SUMPRODUCT((Data!$B$58:$B$60=Model!$F139)*(Data!$C$57:$K$57=Model!$O139)*(Data!$C$58:$K$60))","v":2.6564859251595059},63.43514074840494,2,{"$f":"IF(E139<>\"Serviceable\",E139,INDEX(Lists!$D$6:$D$8, MATCH(T139,Lists!$C$6:$C$8,0)))","v":"Limited Life"},{"$f":"INDEX(Lists!$C$12:$C$26, MATCH(H139, Lists!$B$12:$B$26,0))","v":"LV"}]
[null,170,1972,"Wood Creos Impregnated","Serviceable","Class 3",0,"lv",1100,2022,110,"No",false,10,{"$f":"INDEX(Lists!$B$32:$B$40, MATCH(YEAR(TODAY())-C140, Lists!$C$32:$C$40,1))","v":"51-60"},350.14087480216978,{"$f":"INDEX(Data!$E$24:$E$47, MATCH(F140&D140, Data!$B$24:$B$47,0))","v":1.0684339161496522E-3},{"$f":"SUMPRODUCT((Data!$B$58:$B$60=Model!$F140)*(Data!$C$57:$K$57=Model!$O140)*(Data!$C$58:$K$60))","v":2.6564859251595059},83.435140748404933,1,{"$f":"IF(E140<>\"Serviceable\",E140,INDEX(Lists!$D$6:$D$8, MATCH(T140,Lists!$C$6:$C$8,0)))","v":"Serviceable"},{"$f":"INDEX(Lists!$C$12:$C$26, MATCH(H140, Lists!$B$12:$B$26,0))","v":"LV"}]
[null,171,1964,"Wood Creos Impregnated","Serviceable","Class 3",0,"lv",942,2022,110,"No",false,10,{"$f":"INDEX(Lists!$B$32:$B$40, MATCH(YEAR(TODAY())-C141, Lists!$C$32:$C$40,1))","v":"61-70"},299.8479127851308,{"$f":"INDEX(Data!$E$24:$E$47, MATCH(F141&D141, Data!$B$24:$B$47,0))","v":1.0684339161496522E-3},{"$f":"SUMPRODUCT((Data!$B$58:$B$60=Model!$F141)*(Data!$C$57:$K$57=Model!$O141)*(Data!$C$58:$K$60))","v":1.9802031311051838},90.197968688948166,1,{"$f":"IF(E141<>\"Serviceable\",E141,INDEX(Lists!$D$6:$D$8, MATCH(T141,Lists!$C$6:$C$8,0)))","v":"Serviceable"},{"$f":"INDEX(Lists!$C$12:$C$26, MATCH(H141, Lists!$B$12:$B$26,0))","v":"LV"}]
[null,173,1979,"Wood Untreated Dressed","Serviceable","Class 1",0,"lv",974,2022,110,"No",false,10,{"$f":"INDEX(Lists!$B$32:$B$40, MATCH(YEAR(TODAY())-C142, Lists!$C$32:$C$40,1))","v":"41-50"},310.0338291430121,{"$f":"INDEX(Data!$E$24:$E$47, MATCH(F142&D142, Data!$B$24:$B$47,0))","v":1.9964561142097742E-3},{"$f":"SUMPRODUCT((Data!$B$58:$B$60=Model!$F142)*(Data!$C$57:$K$57=Model!$O142)*(Data!$C$58:$K$60))","v":1.7977578417715214},92.022421582284778,1,{"$f":"IF(E142<>\"Serviceable\",E142,INDEX(Lists!$D$6:$D$8, MATCH(T142,Lists!$C$6:$C$8,0)))","v":"Serviceable"},{"$f":"INDEX(Lists!$C$12:$C$26, MATCH(H142, Lists!$B$12:$B$26,0))","v":"LV"}]
[null,174,1965,"Wood Creos Impregnated","Serviceable","Class 3",0,"lv/hv",911,2022,100,"No",false,10,{"$f":"INDEX(Lists!$B$32:$B$40, MATCH(YEAR(TODAY())-C143, Lists!$C$32:$C$40,1))","v":"51-60"},289.98030631343329,{"$f":"INDEX(Data!$E$24:$E$47, MATCH(F143&D143, Data!$B$24:$B$47,0))","v":1.0684339161496522E-3},{"$f":"SUMPRODUCT((Data!$B$58:$B$60=Model!$F143)*(Data!$C$57:$K$57=Model!$O143)*(Data!$C$58:$K$60))","v":2.6564859251595059},73.435140748404933,1,{"$f":"IF(E143<>\"Serviceable\",E143,INDEX(Lists!$D$6:$D$8, MATCH(T143,Lists!$C$6:$C$8,0)))","v":"Serviceable"},{"$f":"INDEX(Lists!$C$12:$C$26, MATCH(H143, Lists!$B$12:$B$26,0))","v":"HV"}]
[null,175,1975,"Wood Creos Impregnated","Serviceable","Class 1",0,"lv/hv",785,2022,110,"No",false,10,{"$f":"INDEX(Lists!$B$32:$B$40, MATCH(YEAR(TODAY())-C144, Lists!$C$32:$C$40,1))","v":"41-50"},249.8732606542757,{"$f":"INDEX(Data!$E$24:$E$47, MATCH(F144&D144, Data!$B$24:$B$47,0))","v":9.9474993092014377E-4},{"$f":"SUMPRODUCT((Data!$B$58:$B$60=Model!$F144)*(Data!$C$57:$K$57=Model!$O144)*(Data!$C$58:$K$60))","v":1.7977578417715214},92.022421582284778,1,{"$f":"IF(E144<>\"Serviceable\",E144,INDEX(Lists!$D$6:$D$8, MATCH(T144,Lists!$C$6:$C$8,0)))","v":"Serviceable"},{"$f":"INDEX(Lists!$C$12:$C$26, MATCH(H144, Lists!$B$12:$B$26,0))","v":"HV"}]
[null,181,1971,"Wood Creos Impregnated","Serviceable","Class 3",0,"lv",880,2022,100,"No",false,10,{"$f":"INDEX(Lists!$B$32:$B$40, MATCH(YEAR(TODAY())-C145, Lists!$C$32:$C$40,1))","v":"51-60"},280.11269984173578,{"$f":"INDEX(Data!$E$24:$E$47, MATCH(F145&D145, Data!$B$24:$B$47,0))","v":1.0684339161496522E-3},{"$f":"SUMPRODUCT((Data!$B$58:$B$60=Model!$F145)*(Data!$C$57:$K$57=Model!$O145)*(Data!$C$58:$K$60))","v":2.6564859251595059},73.435140748404933,1,{"$f":"IF(E145<>\"Serviceable\",E145,INDEX(Lists!$D$6:$D$8, MATCH(T145,Lists!$C$6:$C$8,0)))","v":"Serviceable"},{"$f":"INDEX(Lists!$C$12:$C$26, MATCH(H145, Lists!$B$12:$B$26,0))","v":"LV"}]
[null,184,1967,"Wood Creos Impregnated","Serviceable","Class 3",0,"lv/hv/sub-transmission",970,2022,80,"No",false,10,{"$f":"INDEX(Lists!$B$32:$B$40, MATCH(YEAR(TODAY())-C146, Lists!$C$32:$C$40,1))","v":"51-60"},308.76058959827697,{"$f":"INDEX(Data!$E$24:$E$47, MATCH(F146&D146, Data!$B$24:$B$47,0))","v":1.0684339161496522E-3},{"$f":"SUMPRODUCT((Data!$B$58:$B$60=Model!$F146)*(Data!$C$57:$K$57=Model!$O146)*(Data!$C$58:$K$60))","v":2.6564859251595059},53.43514074840494,2,{"$f":"IF(E146<>\"Serviceable\",E146,INDEX(Lists!$D$6:$D$8, MATCH(T146,Lists!$C$6:$C$8,0)))","v":"Limited Life"},{"$f":"INDEX(Lists!$C$12:$C$26, MATCH(H146, Lists!$B$12:$B$26,0))","v":"Sub-T"}]
[null,186,1995,"Wood Untreated Dressed","Serviceable","Class 1",0,"lv/hv/sub-transmission",1068,2022,150,"No",false,10,{"$f":"INDEX(Lists!$B$32:$B$40, MATCH(YEAR(TODAY())-C147, Lists!$C$32:$C$40,1))","v":"21-30"},339.95495844428842,{"$f":"INDEX(Data!$E$24:$E$47, MATCH(F147&D147, Data!$B$24:$B$47,0))","v":1.9964561142097742E-3},{"$f":"SUMPRODUCT((Data!$B$58:$B$60=Model!$F147)*(Data!$C$57:$K$57=Model!$O147)*(Data!$C$58:$K$60))","v":2.1651652228345815},128.34834777165418,1,{"$f":"IF(E147<>\"Serviceable\",E147,INDEX(Lists!$D$6:$D$8, MATCH(T147,Lists!$C$6:$C$8,0)))","v":"Serviceable"},{"$f":"INDEX(Lists!$C$12:$C$26, MATCH(H147, Lists!$B$12:$B$26,0))","v":"Sub-T"}]
[null,187,1967,"Wood Creos Impregnated","Serviceable","Class 3",0,"lv/hv/sub-transmission",1005,2022,110,"No",false,10,{"$f":"INDEX(Lists!$B$32:$B$40, MATCH(YEAR(TODAY())-C148, Lists!$C$32:$C$40,1))","v":"51-60"},319.90143561470961,{"$f":"INDEX(Data!$E$24:$E$47, MATCH(F148&D148, Data!$B$24:$B$47,0))","v":1.0684339161496522E-3},{"$f":"SUMPRODUCT((Data!$B$58:$B$60=Model!$F148)*(Data!$C$57:$K$57=Model!$O148)*(Data!$C$58:$K$60))","v":2.6564859251595059},83.435140748404933,1,{"$f":"IF(E148<>\"Serviceable\",E148,INDEX(Lists!$D$6:$D$8, MATCH(T148,Lists!$C$6:$C$8,0)))","v":"Serviceable"},{"$f":"INDEX(Lists!$C$12:$C$26, MATCH(H148, Lists!$B$12:$B$26,0))","v":"Sub-T"}]
[null,188,1986,"Wood Untreated Dressed","Serviceable","Class 1",0,"lv/hv/sub-transmission",1037,2022,130,"No",false,10,{"$f":"INDEX(Lists!$B$32:$B$40, MATCH(YEAR(TODAY())-C149, Lists!$C$32:$C$40,1))","v":"31-40"},330.08735197259097,{"$f":"INDEX(Data!$E$24:$E$47, MATCH(F149&D149, Data!$B$24:$B$47,0))","v":1.9964561142097742E-3},{"$f":"SUMPRODUCT((Data!$B$58:$B$60=Model!$F149)*(Data!$C$57:$K$57=Model!$O149)*(Data!$C$58:$K$60))","v":3.0038452968326621},99.961547031673376,1,{"$f":"IF(E149<>\"Serviceable\",E149,INDEX(Lists!$D$6:$D$8, MATCH(T149,Lists!$C$6:$C$8,0)))","v":"Serviceable"},{"$f":"INDEX(Lists!$C$12:$C$26, MATCH(H149, Lists!$B$12:$B$26,0))","v":"Sub-T"}]
[null,189,1967,"Wood Creos Impregnated","Serviceable","Class 3",0,"lv/hv/sub-transmission",1100,2022,100,"No",false,10,{"$f":"INDEX(Lists!$B$32:$B$40, MATCH(YEAR(TODAY())-C150, Lists!$C$32:$C$40,1))","v":"51-60"},350.14087480216978,{"$f":"INDEX(Data!$E$24:$E$47, MATCH(F150&D150, Data!$B$24:$B$47,0))","v":1.0684339161496522E-3},{"$f":"SUMPRODUCT((Data!$B$58:$B$60=Model!$F150)*(Data!$C$57:$K$57=Model!$O150)*(Data!$C$58:$K$60))","v":2.6564859251595059},73.435140748404933,1,{"$f":"IF(E150<>\"Serviceable\",E150,INDEX(Lists!$D$6:$D$8, MATCH(T150,Lists!$C$6:$C$8,0)))","v":"Serviceable"},{"$f":"INDEX(Lists!$C$12:$C$26, MATCH(H150, Lists!$B$12:$B$26,0))","v":"Sub-T"}]
[null,191,1986,"Wood Untreated Dressed","Serviceable","Class 1",0,"lv",900,2022,90,"No",false,10,{"$f":"INDEX(Lists!$B$32:$B$40, MATCH(YEAR(TODAY())-C151, Lists!$C$32:$C$40,1))","v":"31-40"},286.47889756541161,{"$f":"INDEX(Data!$E$24:$E$47, MATCH(F151&D151, Data!$B$24:$B$47,0))","v":1.9964561142097742E-3},{"$f":"SUMPRODUCT((Data!$B$58:$B$60=Model!$F151)*(Data!$C$57:$K$57=Model!$O151)*(Data!$C$58:$K$60))","v":3.0038452968326621},59.961547031673376,1,{"$f":"IF(E151<>\"Serviceable\",E151,INDEX(Lists!$D$6:$D$8, MATCH(T151,Lists!$C$6:$C$8,0)))","v":"Serviceable"},{"$f":"INDEX(Lists!$C$12:$C$26, MATCH(H151, Lists!$B$12:$B$26,0))","v":"LV"}]
[null,192,1974,"Wood Creos Impregnated","Serviceable","Class 1",0,"lv",880,2022,100,"No",false,10,{"$f":"INDEX(Lists!$B$32:$B$40, MATCH(YEAR(TODAY())-C152, Lists!$C$32:$C$40,1))","v":"51-60"},280.11269984173578,{"$f":"INDEX(Data!$E$24:$E$47, MATCH(F152&D152, Data!$B$24:$B$47,0))","v":9.9474993092014377E-4},{"$f":"SUMPRODUCT((Data!$B$58:$B$60=Model!$F152)*(Data!$C$57:$K$57=Model!$O152)*(Data!$C$58:$K$60))","v":1.3557210085184006},86.44278991481599,1,{"$f":"IF(E152<>\"Serviceable\",E152,INDEX(Lists!$D$6:$D$8, MATCH(T152,Lists!$C$6:$C$8,0)))","v":"Serviceable"},{"$f":"INDEX(Lists!$C$12:$C$26, MATCH(H152, Lists!$B$12:$B$26,0))","v":"LV"}]
[null,193,1967,"Wood Creos Impregnated","Serviceable","Class 3",0,"lv/hv/sub-transmission",1068,2022,100,"No",false,10,{"$f":"INDEX(Lists!$B$32:$B$40, MATCH(YEAR(TODAY())-C153, Lists!$C$32:$C$40,1))","v":"51-60"},339.95495844428842,{"$f":"INDEX(Data!$E$24:$E$47, MATCH(F153&D153, Data!$B$24:$B$47,0))","v":1.0684339161496522E-3},{"$f":"SUMPRODUCT((Data!$B$58:$B$60=Model!$F153)*(Data!$C$57:$K$57=Model!$O153)*(Data!$C$58:$K$60))","v":2.6564859251595059},73.435140748404933,1,{"$f":"IF(E153<>\"Serviceable\",E153,INDEX(Lists!$D$6:$D$8, MATCH(T153,Lists!$C$6:$C$8,0)))","v":"Serviceable"},{"$f":"INDEX(Lists!$C$12:$C$26, MATCH(H153, Lists!$B$12:$B$26,0))","v":"Sub-T"}]
[null,195,1971,"Wood Creos Impregnated","Serviceable","Class 3",0,"lv",785,2022,80,"No",false,10,{"$f":"INDEX(Lists!$B$32:$B$40, MATCH(YEAR(TODAY())-C154, Lists!$C$32:$C$40,1))","v":"51-60"},249.8732606542757,{"$f":"INDEX(Data!$E$24:$E$47, MATCH(F154&D154, Data!$B$24:$B$47,0))","v":1.0684339161496522E-3},{"$f":"SUMPRODUCT((Data!$B$58:$B$60=Model!$F154)*(Data!$C$57:$K$57=Model!$O154)*(Data!$C$58:$K$60))","v":2.6564859251595059},53.43514074840494,2,{"$f":"IF(E154<>\"Serviceable\",E154,INDEX(Lists!$D$6:$D$8, MATCH(T154,Lists!$C$6:$C$8,0)))","v":"Limited Life"},{"$f":"INDEX(Lists!$C$12:$C$26, MATCH(H154, Lists!$B$12:$B$26,0))","v":"LV"}]
[null,197,1971,"Wood Creos Impregnated","Serviceable","Class 3",0,"lv",890,2022,90,"No",false,10,{"$f":"INDEX(Lists!$B$32:$B$40, MATCH(YEAR(TODAY())-C155, Lists!$C$32:$C$40,1))","v":"51-60"},283.29579870357372,{"$f":"INDEX(Data!$E$24:$E$47, MATCH(F155&D155, Data!$B$24:$B$47,0))","v":1.0684339161496522E-3},{"$f":"SUMPRODUCT((Data!$B$58:$B$60=Model!$F155)*(Data!$C$57:$K$57=Model!$O155)*(Data!$C$58:$K$60))","v":2.6564859251595059},63.43514074840494,2,{"$f":"IF(E155<>\"Serviceable\",E155,INDEX(Lists!$D$6:$D$8, MATCH(T155,Lists!$C$6:$C$8,0)))","v":"Limited Life"},{"$f":"INDEX(Lists!$C$12:$C$26, MATCH(H155, Lists!$B$12:$B$26,0))","v":"LV"}]
[null,198,1980,"Wood Untreated Dressed","Serviceable","Class 1",0,"lv",848,2022,110,"No",false,10,{"$f":"INDEX(Lists!$B$32:$B$40, MATCH(YEAR(TODAY())-C156, Lists!$C$32:$C$40,1))","v":"41-50"},269.92678348385448,{"$f":"INDEX(Data!$E$24:$E$47, MATCH(F156&D156, Data!$B$24:$B$47,0))","v":1.9964561142097742E-3},{"$f":"SUMPRODUCT((Data!$B$58:$B$60=Model!$F156)*(Data!$C$57:$K$57=Model!$O156)*(Data!$C$58:$K$60))","v":1.7977578417715214},92.022421582284778,1,{"$f":"IF(E156<>\"Serviceable\",E156,INDEX(Lists!$D$6:$D$8, MATCH(T156,Lists!$C$6:$C$8,0)))","v":"Serviceable"},{"$f":"INDEX(Lists!$C$12:$C$26, MATCH(H156, Lists!$B$12:$B$26,0))","v":"LV"}]
[null,199,1966,"Wood Creos Impregnated","Serviceable","Class 3",0,"lv",942,2022,100,"No",false,10,{"$f":"INDEX(Lists!$B$32:$B$40, MATCH(YEAR(TODAY())-C157, Lists!$C$32:$C$40,1))","v":"51-60"},299.8479127851308,{"$f":"INDEX(Data!$E$24:$E$47, MATCH(F157&D157, Data!$B$24:$B$47,0))","v":1.0684339161496522E-3},{"$f":"SUMPRODUCT((Data!$B$58:$B$60=Model!$F157)*(Data!$C$57:$K$57=Model!$O157)*(Data!$C$58:$K$60))","v":2.6564859251595059},73.435140748404933,1,{"$f":"IF(E157<>\"Serviceable\",E157,INDEX(Lists!$D$6:$D$8, MATCH(T157,Lists!$C$6:$C$8,0)))","v":"Serviceable"},{"$f":"INDEX(Lists!$C$12:$C$26, MATCH(H157, Lists!$B$12:$B$26,0))","v":"LV"}]
[null,200,1981,"Wood Untreated Dressed","Serviceable","Class 1",0,"lv",911,2022,110,"No",false,10,{"$f":"INDEX(Lists!$B$32:$B$40, MATCH(YEAR(TODAY())-C158, Lists!$C$32:$C$40,1))","v":"41-50"},289.98030631343329,{"$f":"INDEX(Data!$E$24:$E$47, MATCH(F158&D158, Data!$B$24:$B$47,0))","v":1.9964561142097742E-3},{"$f":"SUMPRODUCT((Data!$B$58:$B$60=Model!$F158)*(Data!$C$57:$K$57=Model!$O158)*(Data!$C$58:$K$60))","v":1.7977578417715214},92.022421582284778,1,{"$f":"IF(E158<>\"Serviceable\",E158,INDEX(Lists!$D$6:$D$8, MATCH(T158,Lists!$C$6:$C$8,0)))","v":"Serviceable"},{"$f":"INDEX(Lists!$C$12:$C$26, MATCH(H158, Lists!$B$12:$B$26,0))","v":"LV"}]
[null,202,1971,"Wood Creos Impregnated","Serviceable","Class 3",0,"lv",1210,2022,100,"No",false,10,{"$f":"INDEX(Lists!$B$32:$B$40, MATCH(YEAR(TODAY())-C159, Lists!$C$32:$C$40,1))","v":"51-60"},385.15496228238675,{"$f":"INDEX(Data!$E$24:$E$47, MATCH(F159&D159, Data!$B$24:$B$47,0))","v":1.0684339161496522E-3},{"$f":"SUMPRODUCT((Data!$B$58:$B$60=Model!$F159)*(Data!$C$57:$K$57=Model!$O159)*(Data!$C$58:$K$60))","v":2.6564859251595059},73.435140748404933,1,{"$f":"IF(E159<>\"Serviceable\",E159,INDEX(Lists!$D$6:$D$8, MATCH(T159,Lists!$C$6:$C$8,0)))","v":"Serviceable"},{"$f":"INDEX(Lists!$C$12:$C$26, MATCH(H159, Lists!$B$12:$B$26,0))","v":"LV"}]
[null,203,1984,"Wood Untreated Dressed","Serviceable","Class 1",0,"lv",1005,2022,150,"No",false,10,{"$f":"INDEX(Lists!$B$32:$B$40, MATCH(YEAR(TODAY())-C160, Lists!$C$32:$C$40,1))","v":"41-50"},319.90143561470961,{"$f":"INDEX(Data!$E$24:$E$47, MATCH(F160&D160, Data!$B$24:$B$47,0))","v":1.9964561142097742E-3},{"$f":"SUMPRODUCT((Data!$B$58:$B$60=Model!$F160)*(Data!$C$57:$K$57=Model!$O160)*(Data!$C$58:$K$60))","v":1.7977578417715214},132.02242158228478,1,{"$f":"IF(E160<>\"Serviceable\",E160,INDEX(Lists!$D$6:$D$8, MATCH(T160,Lists!$C$6:$C$8,0)))","v":"Serviceable"},{"$f":"INDEX(Lists!$C$12:$C$26, MATCH(H160, Lists!$B$12:$B$26,0))","v":"LV"}]
[null,204,1999,"Wood Untreated Round","Serviceable","Class 1",0,"lv",848,2022,120,"No",false,10,{"$f":"INDEX(Lists!$B$32:$B$40, MATCH(YEAR(TODAY())-C161, Lists!$C$32:$C$40,1))","v":"21-30"},269.92678348385448,{"$f":"INDEX(Data!$E$24:$E$47, MATCH(F161&D161, Data!$B$24:$B$47,0))","v":1.9964561142097742E-3},{"$f":"SUMPRODUCT((Data!$B$58:$B$60=Model!$F161)*(Data!$C$57:$K$57=Model!$O161)*(Data!$C$58:$K$60))","v":2.1651652228345815},98.34834777165419,1,{"$f":"IF(E161<>\"Serviceable\",E161,INDEX(Lists!$D$6:$D$8, MATCH(T161,Lists!$C$6:$C$8,0)))","v":"Serviceable"},{"$f":"INDEX(Lists!$C$12:$C$26, MATCH(H161, Lists!$B$12:$B$26,0))","v":"LV"}]
[null,208,1962,"Wood Creos Impregnated","Serviceable","Class 3",0,"lv/hv",1200,2022,110,"No",false,10,{"$f":"INDEX(Lists!$B$32:$B$40, MATCH(YEAR(TODAY())-C162, Lists!$C$32:$C$40,1))","v":"61-70"},381.9718634205488,{"$f":"INDEX(Data!$E$24:$E$47, MATCH(F162&D162, Data!$B$24:$B$47,0))","v":1.0684339161496522E-3},{"$f":"SUMPRODUCT((Data!$B$58:$B$60=Model!$F162)*(Data!$C$57:$K$57=Model!$O162)*(Data!$C$58:$K$60))","v":1.9802031311051838},90.197968688948166,1,{"$f":"IF(E162<>\"Serviceable\",E162,INDEX(Lists!$D$6:$D$8, MATCH(T162,Lists!$C$6:$C$8,0)))","v":"Serviceable"},{"$f":"INDEX(Lists!$C$12:$C$26, MATCH(H162, Lists!$B$12:$B$26,0))","v":"HV"}]
[null,210,1967,"Wood Creos Impregnated","Serviceable","Class 3",0,"lv/hv/sub-transmission",1150,2022,90,"No",false,10,{"$f":"INDEX(Lists!$B$32:$B$40, MATCH(YEAR(TODAY())-C163, Lists!$C$32:$C$40,1))","v":"51-60"},366.05636911135929,{"$f":"INDEX(Data!$E$24:$E$47, MATCH(F163&D163, Data!$B$24:$B$47,0))","v":1.0684339161496522E-3},{"$f":"SUMPRODUCT((Data!$B$58:$B$60=Model!$F163)*(Data!$C$57:$K$57=Model!$O163)*(Data!$C$58:$K$60))","v":2.6564859251595059},63.43514074840494,2,{"$f":"IF(E163<>\"Serviceable\",E163,INDEX(Lists!$D$6:$D$8, MATCH(T163,Lists!$C$6:$C$8,0)))","v":"Limited Life"},{"$f":"INDEX(Lists!$C$12:$C$26, MATCH(H163, Lists!$B$12:$B$26,0))","v":"Sub-T"}]
[null,211,1963,"Wood Creos Impregnated","Serviceable","Class 3",0,"lv/hv",1100,2022,70,"No",false,10,{"$f":"INDEX(Lists!$B$32:$B$40, MATCH(YEAR(TODAY())-C164, Lists!$C$32:$C$40,1))","v":"61-70"},350.14087480216978,{"$f":"INDEX(Data!$E$24:$E$47, MATCH(F164&D164, Data!$B$24:$B$47,0))","v":1.0684339161496522E-3},{"$f":"SUMPRODUCT((Data!$B$58:$B$60=Model!$F164)*(Data!$C$57:$K$57=Model!$O164)*(Data!$C$58:$K$60))","v":1.9802031311051838},50.197968688948166,2,{"$f":"IF(E164<>\"Serviceable\",E164,INDEX(Lists!$D$6:$D$8, MATCH(T164,Lists!$C$6:$C$8,0)))","v":"Limited Life"},{"$f":"INDEX(Lists!$C$12:$C$26, MATCH(H164, Lists!$B$12:$B$26,0))","v":"HV"}]
[null,212,1967,"Wood Creos Impregnated","Serviceable","Class 3",0,"lv/hv/sub-transmission",1120,2022,110,"No",false,10,{"$f":"INDEX(Lists!$B$32:$B$40, MATCH(YEAR(TODAY())-C165, Lists!$C$32:$C$40,1))","v":"51-60"},356.50707252584556,{"$f":"INDEX(Data!$E$24:$E$47, MATCH(F165&D165, Data!$B$24:$B$47,0))","v":1.0684339161496522E-3},{"$f":"SUMPRODUCT((Data!$B$58:$B$60=Model!$F165)*(Data!$C$57:$K$57=Model!$O165)*(Data!$C$58:$K$60))","v":2.6564859251595059},83.435140748404933,1,{"$f":"IF(E165<>\"Serviceable\",E165,INDEX(Lists!$D$6:$D$8, MATCH(T165,Lists!$C$6:$C$8,0)))","v":"Serviceable"},{"$f":"INDEX(Lists!$C$12:$C$26, MATCH(H165, Lists!$B$12:$B$26,0))","v":"Sub-T"}]
[null,213,1963,"Wood Creos Impregnated","Serviceable","Class 3",0,"lv/hv/sub-transmission",1000,2022,110,"No",false,10,{"$f":"INDEX(Lists!$B$32:$B$40, MATCH(YEAR(TODAY())-C166, Lists!$C$32:$C$40,1))","v":"61-70"},318.3098861837907,{"$f":"INDEX(Data!$E$24:$E$47, MATCH(F166&D166, Data!$B$24:$B$47,0))","v":1.0684339161496522E-3},{"$f":"SUMPRODUCT((Data!$B$58:$B$60=Model!$F166)*(Data!$C$57:$K$57=Model!$O166)*(Data!$C$58:$K$60))","v":1.9802031311051838},90.197968688948166,1,{"$f":"IF(E166<>\"Serviceable\",E166,INDEX(Lists!$D$6:$D$8, MATCH(T166,Lists!$C$6:$C$8,0)))","v":"Serviceable"},{"$f":"INDEX(Lists!$C$12:$C$26, MATCH(H166, Lists!$B$12:$B$26,0))","v":"Sub-T"}]
[null,214,1964,"Wood Creos Impregnated","Serviceable","Class 3",0,"lv/hv",850,2022,90,"No",false,10,{"$f":"INDEX(Lists!$B$32:$B$40, MATCH(YEAR(TODAY())-C167, Lists!$C$32:$C$40,1))","v":"61-70"},270.5634032562221,{"$f":"INDEX(Data!$E$24:$E$47, MATCH(F167&D167, Data!$B$24:$B$47,0))","v":1.0684339161496522E-3},{"$f":"SUMPRODUCT((Data!$B$58:$B$60=Model!$F167)*(Data!$C$57:$K$57=Model!$O167)*(Data!$C$58:$K$60))","v":1.9802031311051838},70.197968688948166,1,{"$f":"IF(E167<>\"Serviceable\",E167,INDEX(Lists!$D$6:$D$8, MATCH(T167,Lists!$C$6:$C$8,0)))","v":"Serviceable"},{"$f":"INDEX(Lists!$C$12:$C$26, MATCH(H167, Lists!$B$12:$B$26,0))","v":"HV"}]
[null,216,1934,"Wood Untreated Dressed","Serviceable","Class 1",0,"lv",830,2022,100,"No",false,10,{"$f":"INDEX(Lists!$B$32:$B$40, MATCH(YEAR(TODAY())-C168, Lists!$C$32:$C$40,1))","v":"90+"},264.19720553254626,{"$f":"INDEX(Data!$E$24:$E$47, MATCH(F168&D168, Data!$B$24:$B$47,0))","v":1.9964561142097742E-3},{"$f":"SUMPRODUCT((Data!$B$58:$B$60=Model!$F168)*(Data!$C$57:$K$57=Model!$O168)*(Data!$C$58:$K$60))","v":1.4835341045333483},85.164658954666521,1,{"$f":"IF(E168<>\"Serviceable\",E168,INDEX(Lists!$D$6:$D$8, MATCH(T168,Lists!$C$6:$C$8,0)))","v":"Serviceable"},{"$f":"INDEX(Lists!$C$12:$C$26, MATCH(H168, Lists!$B$12:$B$26,0))","v":"LV"}]
[null,217,1987,"Wood Untreated Dressed","Serviceable","Class 1",0,"lv",880,2022,100,"No",false,10,{"$f":"INDEX(Lists!$B$32:$B$40, MATCH(YEAR(TODAY())-C169, Lists!$C$32:$C$40,1))","v":"31-40"},280.11269984173578,{"$f":"INDEX(Data!$E$24:$E$47, MATCH(F169&D169, Data!$B$24:$B$47,0))","v":1.9964561142097742E-3},{"$f":"SUMPRODUCT((Data!$B$58:$B$60=Model!$F169)*(Data!$C$57:$K$57=Model!$O169)*(Data!$C$58:$K$60))","v":3.0038452968326621},69.961547031673376,1,{"$f":"IF(E169<>\"Serviceable\",E169,INDEX(Lists!$D$6:$D$8, MATCH(T169,Lists!$C$6:$C$8,0)))","v":"Serviceable"},{"$f":"INDEX(Lists!$C$12:$C$26, MATCH(H169, Lists!$B$12:$B$26,0))","v":"LV"}]
[null,218,1967,"Wood Creos Impregnated","Serviceable","Class 3",0,"lv/hv/sub-transmission",890,2022,100,"No",false,10,{"$f":"INDEX(Lists!$B$32:$B$40, MATCH(YEAR(TODAY())-C170, Lists!$C$32:$C$40,1))","v":"51-60"},283.29579870357372,{"$f":"INDEX(Data!$E$24:$E$47, MATCH(F170&D170, Data!$B$24:$B$47,0))","v":1.0684339161496522E-3},{"$f":"SUMPRODUCT((Data!$B$58:$B$60=Model!$F170)*(Data!$C$57:$K$57=Model!$O170)*(Data!$C$58:$K$60))","v":2.6564859251595059},73.435140748404933,1,{"$f":"IF(E170<>\"Serviceable\",E170,INDEX(Lists!$D$6:$D$8, MATCH(T170,Lists!$C$6:$C$8,0)))","v":"Serviceable"},{"$f":"INDEX(Lists!$C$12:$C$26, MATCH(H170, Lists!$B$12:$B$26,0))","v":"Sub-T"}]
[null,219,1967,"Wood Creos Impregnated","Serviceable","Class 3",0,"lv/hv/sub-transmission",1060,2022,90,"No",false,10,{"$f":"INDEX(Lists!$B$32:$B$40, MATCH(YEAR(TODAY())-C171, Lists!$C$32:$C$40,1))","v":"51-60"},337.4084793548181,{"$f":"INDEX(Data!$E$24:$E$47, MATCH(F171&D171, Data!$B$24:$B$47,0))","v":1.0684339161496522E-3},{"$f":"SUMPRODUCT((Data!$B$58:$B$60=Model!$F171)*(Data!$C$57:$K$57=Model!$O171)*(Data!$C$58:$K$60))","v":2.6564859251595059},63.43514074840494,2,{"$f":"IF(E171<>\"Serviceable\",E171,INDEX(Lists!$D$6:$D$8, MATCH(T171,Lists!$C$6:$C$8,0)))","v":"Limited Life"},{"$f":"INDEX(Lists!$C$12:$C$26, MATCH(H171, Lists!$B$12:$B$26,0))","v":"Sub-T"}]
[null,223,1969,"Wood Creos Impregnated","Serviceable","Class 3",0,"lv",880,2022,100,"No",false,10,{"$f":"INDEX(Lists!$B$32:$B$40, MATCH(YEAR(TODAY())-C172, Lists!$C$32:$C$40,1))","v":"51-60"},280.11269984173578,{"$f":"INDEX(Data!$E$24:$E$47, MATCH(F172&D172, Data!$B$24:$B$47,0))","v":1.0684339161496522E-3},{"$f":"SUMPRODUCT((Data!$B$58:$B$60=Model!$F172)*(Data!$C$57:$K$57=Model!$O172)*(Data!$C$58:$K$60))","v":2.6564859251595059},73.435140748404933,1,{"$f":"IF(E172<>\"Serviceable\",E172,INDEX(Lists!$D$6:$D$8, MATCH(T172,Lists!$C$6:$C$8,0)))","v":"Serviceable"},{"$f":"INDEX(Lists!$C$12:$C$26, MATCH(H172, Lists!$B$12:$B$26,0))","v":"LV"}]
[null,224,1969,"Wood Creos Impregnated","Serviceable","Class 3",0,"lv",810,2022,90,"No",false,10,{"$f":"INDEX(Lists!$B$32:$B$40, MATCH(YEAR(TODAY())-C173, Lists!$C$32:$C$40,1))","v":"51-60"},257.83100780887048,{"$f":"INDEX(Data!$E$24:$E$47, MATCH(F173&D173, Data!$B$24:$B$47,0))","v":1.0684339161496522E-3},{"$f":"SUMPRODUCT((Data!$B$58:$B$60=Model!$F173)*(Data!$C$57:$K$57=Model!$O173)*(Data!$C$58:$K$60))","v":2.6564859251595059},63.43514074840494,2,{"$f":"IF(E173<>\"Serviceable\",E173,INDEX(Lists!$D$6:$D$8, MATCH(T173,Lists!$C$6:$C$8,0)))","v":"Limited Life"},{"$f":"INDEX(Lists!$C$12:$C$26, MATCH(H173, Lists!$B$12:$B$26,0))","v":"LV"}]
[null,225,1969,"Wood Creos Impregnated","Serviceable","Class 3",0,"lv",1040,2022,100,"No",false,10,{"$f":"INDEX(Lists!$B$32:$B$40, MATCH(YEAR(TODAY())-C174, Lists!$C$32:$C$40,1))","v":"51-60"},331.04228163114232,{"$f":"INDEX(Data!$E$24:$E$47, MATCH(F174&D174, Data!$B$24:$B$47,0))","v":1.0684339161496522E-3},{"$f":"SUMPRODUCT((Data!$B$58:$B$60=Model!$F174)*(Data!$C$57:$K$57=Model!$O174)*(Data!$C$58:$K$60))","v":2.6564859251595059},73.435140748404933,1,{"$f":"IF(E174<>\"Serviceable\",E174,INDEX(Lists!$D$6:$D$8, MATCH(T174,Lists!$C$6:$C$8,0)))","v":"Serviceable"},{"$f":"INDEX(Lists!$C$12:$C$26, MATCH(H174, Lists!$B$12:$B$26,0))","v":"LV"}]
[null,228,1979,"Wood Creos Impregnated","Serviceable","Class 3",0,"lv",1005,2022,110,"No",false,10,{"$f":"INDEX(Lists!$B$32:$B$40, MATCH(YEAR(TODAY())-C175, Lists!$C$32:$C$40,1))","v":"41-50"},319.90143561470961,{"$f":"INDEX(Data!$E$24:$E$47, MATCH(F175&D175, Data!$B$24:$B$47,0))","v":1.0684339161496522E-3},{"$f":"SUMPRODUCT((Data!$B$58:$B$60=Model!$F175)*(Data!$C$57:$K$57=Model!$O175)*(Data!$C$58:$K$60))","v":3.2595928155551883},77.404071844448112,1,{"$f":"IF(E175<>\"Serviceable\",E175,INDEX(Lists!$D$6:$D$8, MATCH(T175,Lists!$C$6:$C$8,0)))","v":"Serviceable"},{"$f":"INDEX(Lists!$C$12:$C$26, MATCH(H175, Lists!$B$12:$B$26,0))","v":"LV"}]
[null,229,1979,"Wood Untreated Dressed","Serviceable","Class 1",0,"lv",820,2022,100,"No",false,10,{"$f":"INDEX(Lists!$B$32:$B$40, MATCH(YEAR(TODAY())-C176, Lists!$C$32:$C$40,1))","v":"41-50"},261.01410667070837,{"$f":"INDEX(Data!$E$24:$E$47, MATCH(F176&D176, Data!$B$24:$B$47,0))","v":1.9964561142097742E-3},{"$f":"SUMPRODUCT((Data!$B$58:$B$60=Model!$F176)*(Data!$C$57:$K$57=Model!$O176)*(Data!$C$58:$K$60))","v":1.7977578417715214},82.022421582284778,1,{"$f":"IF(E176<>\"Serviceable\",E176,INDEX(Lists!$D$6:$D$8, MATCH(T176,Lists!$C$6:$C$8,0)))","v":"Serviceable"},{"$f":"INDEX(Lists!$C$12:$C$26, MATCH(H176, Lists!$B$12:$B$26,0))","v":"LV"}]
[null,231,1979,"Wood Creos Impregnated","Serviceable","Class 3",0,"lv",860,2022,90,"No",false,10,{"$f":"INDEX(Lists!$B$32:$B$40, MATCH(YEAR(TODAY())-C177, Lists!$C$32:$C$40,1))","v":"41-50"},273.74650211805999,{"$f":"INDEX(Data!$E$24:$E$47, MATCH(F177&D177, Data!$B$24:$B$47,0))","v":1.0684339161496522E-3},{"$f":"SUMPRODUCT((Data!$B$58:$B$60=Model!$F177)*(Data!$C$57:$K$57=Model!$O177)*(Data!$C$58:$K$60))","v":3.2595928155551883},57.404071844448119,2,{"$f":"IF(E177<>\"Serviceable\",E177,INDEX(Lists!$D$6:$D$8, MATCH(T177,Lists!$C$6:$C$8,0)))","v":"Limited Life"},{"$f":"INDEX(Lists!$C$12:$C$26, MATCH(H177, Lists!$B$12:$B$26,0))","v":"LV"}]
[null,234,1985,"Wood Untreated Dressed","Serviceable","Class 1",0,"lv",785,2022,110,"No",false,10,{"$f":"INDEX(Lists!$B$32:$B$40, MATCH(YEAR(TODAY())-C178, Lists!$C$32:$C$40,1))","v":"31-40"},249.8732606542757,{"$f":"INDEX(Data!$E$24:$E$47, MATCH(F178&D178, Data!$B$24:$B$47,0))","v":1.9964561142097742E-3},{"$f":"SUMPRODUCT((Data!$B$58:$B$60=Model!$F178)*(Data!$C$57:$K$57=Model!$O178)*(Data!$C$58:$K$60))","v":3.0038452968326621},79.961547031673376,1,{"$f":"IF(E178<>\"Serviceable\",E178,INDEX(Lists!$D$6:$D$8, MATCH(T178,Lists!$C$6:$C$8,0)))","v":"Serviceable"},{"$f":"INDEX(Lists!$C$12:$C$26, MATCH(H178, Lists!$B$12:$B$26,0))","v":"LV"}]
[null,235,1985,"Wood Untreated Dressed","Serviceable","Class 1",0,"lv",785,2022,110,"No",false,10,{"$f":"INDEX(Lists!$B$32:$B$40, MATCH(YEAR(TODAY())-C179, Lists!$C$32:$C$40,1))","v":"31-40"},249.8732606542757,{"$f":"INDEX(Data!$E$24:$E$47, MATCH(F179&D179, Data!$B$24:$B$47,0))","v":1.9964561142097742E-3},{"$f":"SUMPRODUCT((Data!$B$58:$B$60=Model!$F179)*(Data!$C$57:$K$57=Model!$O179)*(Data!$C$58:$K$60))","v":3.0038452968326621},79.961547031673376,1,{"$f":"IF(E179<>\"Serviceable\",E179,INDEX(Lists!$D$6:$D$8, MATCH(T179,Lists!$C$6:$C$8,0)))","v":"Serviceable"},{"$f":"INDEX(Lists!$C$12:$C$26, MATCH(H179, Lists!$B$12:$B$26,0))","v":"LV"}]
[null,236,1971,"Wood Creos Impregnated","Serviceable","Class 3",0,"lv",817,2022,90,"No",false,10,{"$f":"INDEX(Lists!$B$32:$B$40, MATCH(YEAR(TODAY())-C180, Lists!$C$32:$C$40,1))","v":"51-60"},260.05917701215697,{"$f":"INDEX(Data!$E$24:$E$47, MATCH(F180&D180, Data!$B$24:$B$47,0))","v":1.0684339161496522E-3},{"$f":"SUMPRODUCT((Data!$B$58:$B$60=Model!$F180)*(Data!$C$57:$K$57=Model!$O180)*(Data!$C$58:$K$60))","v":2.6564859251595059},63.43514074840494,2,{"$f":"IF(E180<>\"Serviceable\",E180,INDEX(Lists!$D$6:$D$8, MATCH(T180,Lists!$C$6:$C$8,0)))","v":"Limited Life"},{"$f":"INDEX(Lists!$C$12:$C$26, MATCH(H180, Lists!$B$12:$B$26,0))","v":"LV"}]
[null,237,1979,"Wood Creos Impregnated","Serviceable","Class 3",0,"lv",830,2022,80,"No",false,10,{"$f":"INDEX(Lists!$B$32:$B$40, MATCH(YEAR(TODAY())-C181, Lists!$C$32:$C$40,1))","v":"41-50"},264.19720553254626,{"$f":"INDEX(Data!$E$24:$E$47, MATCH(F181&D181, Data!$B$24:$B$47,0))","v":1.0684339161496522E-3},{"$f":"SUMPRODUCT((Data!$B$58:$B$60=Model!$F181)*(Data!$C$57:$K$57=Model!$O181)*(Data!$C$58:$K$60))","v":3.2595928155551883},47.404071844448119,2,{"$f":"IF(E181<>\"Serviceable\",E181,INDEX(Lists!$D$6:$D$8, MATCH(T181,Lists!$C$6:$C$8,0)))","v":"Limited Life"},{"$f":"INDEX(Lists!$C$12:$C$26, MATCH(H181, Lists!$B$12:$B$26,0))","v":"LV"}]
[null,238,1962,"Wood Creos Impregnated","Serviceable","Class 3",0,"lv",1030,2022,90,"No",false,10,{"$f":"INDEX(Lists!$B$32:$B$40, MATCH(YEAR(TODAY())-C182, Lists!$C$32:$C$40,1))","v":"61-70"},327.85918276930443,{"$f":"INDEX(Data!$E$24:$E$47, MATCH(F182&D182, Data!$B$24:$B$47,0))","v":1.0684339161496522E-3},{"$f":"SUMPRODUCT((Data!$B$58:$B$60=Model!$F182)*(Data!$C$57:$K$57=Model!$O182)*(Data!$C$58:$K$60))","v":1.9802031311051838},70.197968688948166,1,{"$f":"IF(E182<>\"Serviceable\",E182,INDEX(Lists!$D$6:$D$8, MATCH(T182,Lists!$C$6:$C$8,0)))","v":"Serviceable"},{"$f":"INDEX(Lists!$C$12:$C$26, MATCH(H182, Lists!$B$12:$B$26,0))","v":"LV"}]
[null,239,1971,"Wood Creos Impregnated","Serviceable","Class 3",0,"lv",780,2022,100,"No",false,10,{"$f":"INDEX(Lists!$B$32:$B$40, MATCH(YEAR(TODAY())-C183, Lists!$C$32:$C$40,1))","v":"51-60"},248.28171122335672,{"$f":"INDEX(Data!$E$24:$E$47, MATCH(F183&D183, Data!$B$24:$B$47,0))","v":1.0684339161496522E-3},{"$f":"SUMPRODUCT((Data!$B$58:$B$60=Model!$F183)*(Data!$C$57:$K$57=Model!$O183)*(Data!$C$58:$K$60))","v":2.6564859251595059},73.435140748404933,1,{"$f":"IF(E183<>\"Serviceable\",E183,INDEX(Lists!$D$6:$D$8, MATCH(T183,Lists!$C$6:$C$8,0)))","v":"Serviceable"},{"$f":"INDEX(Lists!$C$12:$C$26, MATCH(H183, Lists!$B$12:$B$26,0))","v":"LV"}]
[null,240,1959,"Wood Creos Impregnated","Serviceable","Class 3",0,"lv/hv",1250,2023,110,"No",false,10,{"$f":"INDEX(Lists!$B$32:$B$40, MATCH(YEAR(TODAY())-C184, Lists!$C$32:$C$40,1))","v":"61-70"},397.88735772973837,{"$f":"INDEX(Data!$E$24:$E$47, MATCH(F184&D184, Data!$B$24:$B$47,0))","v":1.0684339161496522E-3},{"$f":"SUMPRODUCT((Data!$B$58:$B$60=Model!$F184)*(Data!$C$57:$K$57=Model!$O184)*(Data!$C$58:$K$60))","v":1.9802031311051838},90.197968688948166,1,{"$f":"IF(E184<>\"Serviceable\",E184,INDEX(Lists!$D$6:$D$8, MATCH(T184,Lists!$C$6:$C$8,0)))","v":"Serviceable"},{"$f":"INDEX(Lists!$C$12:$C$26, MATCH(H184, Lists!$B$12:$B$26,0))","v":"HV"}]
[null,241,1989,"Wood Untreated Dressed","Serviceable","Class 1",0,"lv/hv",1200,2023,140,"No",false,10,{"$f":"INDEX(Lists!$B$32:$B$40, MATCH(YEAR(TODAY())-C185, Lists!$C$32:$C$40,1))","v":"31-40"},381.9718634205488,{"$f":"INDEX(Data!$E$24:$E$47, MATCH(F185&D185, Data!$B$24:$B$47,0))","v":1.9964561142097742E-3},{"$f":"SUMPRODUCT((Data!$B$58:$B$60=Model!$F185)*(Data!$C$57:$K$57=Model!$O185)*(Data!$C$58:$K$60))","v":3.0038452968326621},109.96154703167338,1,{"$f":"IF(E185<>\"Serviceable\",E185,INDEX(Lists!$D$6:$D$8, MATCH(T185,Lists!$C$6:$C$8,0)))","v":"Serviceable"},{"$f":"INDEX(Lists!$C$12:$C$26, MATCH(H185, Lists!$B$12:$B$26,0))","v":"HV"}]
[null,244,1973,"Wood Untreated Dressed","Serviceable","Class 1",0,"lv/hv",880,2023,110,"No",false,10,{"$f":"INDEX(Lists!$B$32:$B$40, MATCH(YEAR(TODAY())-C186, Lists!$C$32:$C$40,1))","v":"51-60"},280.11269984173578,{"$f":"INDEX(Data!$E$24:$E$47, MATCH(F186&D186, Data!$B$24:$B$47,0))","v":1.9964561142097742E-3},{"$f":"SUMPRODUCT((Data!$B$58:$B$60=Model!$F186)*(Data!$C$57:$K$57=Model!$O186)*(Data!$C$58:$K$60))","v":1.3557210085184006},96.44278991481599,1,{"$f":"IF(E186<>\"Serviceable\",E186,INDEX(Lists!$D$6:$D$8, MATCH(T186,Lists!$C$6:$C$8,0)))","v":"Serviceable"},{"$f":"INDEX(Lists!$C$12:$C$26, MATCH(H186, Lists!$B$12:$B$26,0))","v":"HV"}]
[null,247,1970,"Wood Creos Impregnated","Serviceable","Class 3",0,"lv",900,2023,90,"No",false,10,{"$f":"INDEX(Lists!$B$32:$B$40, MATCH(YEAR(TODAY())-C187, Lists!$C$32:$C$40,1))","v":"51-60"},286.47889756541161,{"$f":"INDEX(Data!$E$24:$E$47, MATCH(F187&D187, Data!$B$24:$B$47,0))","v":1.0684339161496522E-3},{"$f":"SUMPRODUCT((Data!$B$58:$B$60=Model!$F187)*(Data!$C$57:$K$57=Model!$O187)*(Data!$C$58:$K$60))","v":2.6564859251595059},63.43514074840494,2,{"$f":"IF(E187<>\"Serviceable\",E187,INDEX(Lists!$D$6:$D$8, MATCH(T187,Lists!$C$6:$C$8,0)))","v":"Limited Life"},{"$f":"INDEX(Lists!$C$12:$C$26, MATCH(H187, Lists!$B$12:$B$26,0))","v":"LV"}]
[null,250,1984,"Wood Untreated Dressed","Serviceable","Class 1",0,"lv/hv",1100,2023,110,"No",false,10,{"$f":"INDEX(Lists!$B$32:$B$40, MATCH(YEAR(TODAY())-C188, Lists!$C$32:$C$40,1))","v":"41-50"},350.14087480216978,{"$f":"INDEX(Data!$E$24:$E$47, MATCH(F188&D188, Data!$B$24:$B$47,0))","v":1.9964561142097742E-3},{"$f":"SUMPRODUCT((Data!$B$58:$B$60=Model!$F188)*(Data!$C$57:$K$57=Model!$O188)*(Data!$C$58:$K$60))","v":1.7977578417715214},92.022421582284778,1,{"$f":"IF(E188<>\"Serviceable\",E188,INDEX(Lists!$D$6:$D$8, MATCH(T188,Lists!$C$6:$C$8,0)))","v":"Serviceable"},{"$f":"INDEX(Lists!$C$12:$C$26, MATCH(H188, Lists!$B$12:$B$26,0))","v":"HV"}]
[null,252,1988,"Wood Creos Impregnated","Serviceable","Class 3",0,"lv/hv",1200,2023,90,"No",false,10,{"$f":"INDEX(Lists!$B$32:$B$40, MATCH(YEAR(TODAY())-C189, Lists!$C$32:$C$40,1))","v":"31-40"},381.9718634205488,{"$f":"INDEX(Data!$E$24:$E$47, MATCH(F189&D189, Data!$B$24:$B$47,0))","v":1.0684339161496522E-3},{"$f":"SUMPRODUCT((Data!$B$58:$B$60=Model!$F189)*(Data!$C$57:$K$57=Model!$O189)*(Data!$C$58:$K$60))","v":3.6307860245411354},53.692139754588645,2,{"$f":"IF(E189<>\"Serviceable\",E189,INDEX(Lists!$D$6:$D$8, MATCH(T189,Lists!$C$6:$C$8,0)))","v":"Limited Life"},{"$f":"INDEX(Lists!$C$12:$C$26, MATCH(H189, Lists!$B$12:$B$26,0))","v":"HV"}]
[null,254,1982,"Wood Untreated Dressed","Serviceable","Class 1",0,"lv",920,2023,110,"No",false,10,{"$f":"INDEX(Lists!$B$32:$B$40, MATCH(YEAR(TODAY())-C190, Lists!$C$32:$C$40,1))","v":"41-50"},292.84509528908745,{"$f":"INDEX(Data!$E$24:$E$47, MATCH(F190&D190, Data!$B$24:$B$47,0))","v":1.9964561142097742E-3},{"$f":"SUMPRODUCT((Data!$B$58:$B$60=Model!$F190)*(Data!$C$57:$K$57=Model!$O190)*(Data!$C$58:$K$60))","v":1.7977578417715214},92.022421582284778,1,{"$f":"IF(E190<>\"Serviceable\",E190,INDEX(Lists!$D$6:$D$8, MATCH(T190,Lists!$C$6:$C$8,0)))","v":"Serviceable"},{"$f":"INDEX(Lists!$C$12:$C$26, MATCH(H190, Lists!$B$12:$B$26,0))","v":"LV"}]
[null,255,1990,"Wood Creos Impregnated","Serviceable","Class 1",0,"lv/hv",950,2023,100,"No",false,10,{"$f":"INDEX(Lists!$B$32:$B$40, MATCH(YEAR(TODAY())-C191, Lists!$C$32:$C$40,1))","v":"31-40"},302.39439187460113,{"$f":"INDEX(Data!$E$24:$E$47, MATCH(F191&D191, Data!$B$24:$B$47,0))","v":9.9474993092014377E-4},{"$f":"SUMPRODUCT((Data!$B$58:$B$60=Model!$F191)*(Data!$C$57:$K$57=Model!$O191)*(Data!$C$58:$K$60))","v":3.0038452968326621},69.961547031673376,1,{"$f":"IF(E191<>\"Serviceable\",E191,INDEX(Lists!$D$6:$D$8, MATCH(T191,Lists!$C$6:$C$8,0)))","v":"Serviceable"},{"$f":"INDEX(Lists!$C$12:$C$26, MATCH(H191, Lists!$B$12:$B$26,0))","v":"HV"}]
[null,256,1969,"Wood Creos Impregnated","Serviceable","Class 3",0,"lv",740,2023,90,"No",false,10,{"$f":"INDEX(Lists!$B$32:$B$40, MATCH(YEAR(TODAY())-C192, Lists!$C$32:$C$40,1))","v":"51-60"},235.5493157760051,{"$f":"INDEX(Data!$E$24:$E$47, MATCH(F192&D192, Data!$B$24:$B$47,0))","v":1.0684339161496522E-3},{"$f":"SUMPRODUCT((Data!$B$58:$B$60=Model!$F192)*(Data!$C$57:$K$57=Model!$O192)*(Data!$C$58:$K$60))","v":2.6564859251595059},63.43514074840494,2,{"$f":"IF(E192<>\"Serviceable\",E192,INDEX(Lists!$D$6:$D$8, MATCH(T192,Lists!$C$6:$C$8,0)))","v":"Limited Life"},{"$f":"INDEX(Lists!$C$12:$C$26, MATCH(H192, Lists!$B$12:$B$26,0))","v":"LV"}]
[null,257,1990,"Wood Untreated Dressed","Serviceable","Class 1",0,"lv/hv",1120,2023,140,"No",false,10,{"$f":"INDEX(Lists!$B$32:$B$40, MATCH(YEAR(TODAY())-C193, Lists!$C$32:$C$40,1))","v":"31-40"},356.50707252584556,{"$f":"INDEX(Data!$E$24:$E$47, MATCH(F193&D193, Data!$B$24:$B$47,0))","v":1.9964561142097742E-3},{"$f":"SUMPRODUCT((Data!$B$58:$B$60=Model!$F193)*(Data!$C$57:$K$57=Model!$O193)*(Data!$C$58:$K$60))","v":3.0038452968326621},109.96154703167338,1,{"$f":"IF(E193<>\"Serviceable\",E193,INDEX(Lists!$D$6:$D$8, MATCH(T193,Lists!$C$6:$C$8,0)))","v":"Serviceable"},{"$f":"INDEX(Lists!$C$12:$C$26, MATCH(H193, Lists!$B$12:$B$26,0))","v":"HV"}]
[null,258,1982,"Wood Untreated Dressed","Serviceable","Class 1",0,"lv",760,2023,120,"No",false,10,{"$f":"INDEX(Lists!$B$32:$B$40, MATCH(YEAR(TODAY())-C194, Lists!$C$32:$C$40,1))","v":"41-50"},241.91551349968091,{"$f":"INDEX(Data!$E$24:$E$47, MATCH(F194&D194, Data!$B$24:$B$47,0))","v":1.9964561142097742E-3},{"$f":"SUMPRODUCT((Data!$B$58:$B$60=Model!$F194)*(Data!$C$57:$K$57=Model!$O194)*(Data!$C$58:$K$60))","v":1.7977578417715214},102.02242158228478,1,{"$f":"IF(E194<>\"Serviceable\",E194,INDEX(Lists!$D$6:$D$8, MATCH(T194,Lists!$C$6:$C$8,0)))","v":"Serviceable"},{"$f":"INDEX(Lists!$C$12:$C$26, MATCH(H194, Lists!$B$12:$B$26,0))","v":"LV"}]
[null,259,1983,"Wood Creos Impregnated","Serviceable","Class 3",0,"lv",754,2023,90,"No",false,10,{"$f":"INDEX(Lists!$B$32:$B$40, MATCH(YEAR(TODAY())-C195, Lists!$C$32:$C$40,1))","v":"41-50"},240.00565418257818,{"$f":"INDEX(Data!$E$24:$E$47, MATCH(F195&D195, Data!$B$24:$B$47,0))","v":1.0684339161496522E-3},{"$f":"SUMPRODUCT((Data!$B$58:$B$60=Model!$F195)*(Data!$C$57:$K$57=Model!$O195)*(Data!$C$58:$K$60))","v":3.2595928155551883},57.404071844448119,2,{"$f":"IF(E195<>\"Serviceable\",E195,INDEX(Lists!$D$6:$D$8, MATCH(T195,Lists!$C$6:$C$8,0)))","v":"Limited Life"},{"$f":"INDEX(Lists!$C$12:$C$26, MATCH(H195, Lists!$B$12:$B$26,0))","v":"LV"}]
[null,262,1985,"Wood Untreated Dressed","Serviceable","Class 1",0,"lv",1037,2023,110,"No",false,10,{"$f":"INDEX(Lists!$B$32:$B$40, MATCH(YEAR(TODAY())-C196, Lists!$C$32:$C$40,1))","v":"31-40"},330.08735197259097,{"$f":"INDEX(Data!$E$24:$E$47, MATCH(F196&D196, Data!$B$24:$B$47,0))","v":1.9964561142097742E-3},{"$f":"SUMPRODUCT((Data!$B$58:$B$60=Model!$F196)*(Data!$C$57:$K$57=Model!$O196)*(Data!$C$58:$K$60))","v":3.0038452968326621},79.961547031673376,1,{"$f":"IF(E196<>\"Serviceable\",E196,INDEX(Lists!$D$6:$D$8, MATCH(T196,Lists!$C$6:$C$8,0)))","v":"Serviceable"},{"$f":"INDEX(Lists!$C$12:$C$26, MATCH(H196, Lists!$B$12:$B$26,0))","v":"LV"}]
[null,264,1968,"Wood Creos Impregnated","Serviceable","Class 3",0,"lv",850,2023,70,"No",false,10,{"$f":"INDEX(Lists!$B$32:$B$40, MATCH(YEAR(TODAY())-C197, Lists!$C$32:$C$40,1))","v":"51-60"},270.5634032562221,{"$f":"INDEX(Data!$E$24:$E$47, MATCH(F197&D197, Data!$B$24:$B$47,0))","v":1.0684339161496522E-3},{"$f":"SUMPRODUCT((Data!$B$58:$B$60=Model!$F197)*(Data!$C$57:$K$57=Model!$O197)*(Data!$C$58:$K$60))","v":2.6564859251595059},43.43514074840494,2,{"$f":"IF(E197<>\"Serviceable\",E197,INDEX(Lists!$D$6:$D$8, MATCH(T197,Lists!$C$6:$C$8,0)))","v":"Limited Life"},{"$f":"INDEX(Lists!$C$12:$C$26, MATCH(H197, Lists!$B$12:$B$26,0))","v":"LV"}]
[null,265,1987,"Wood Untreated Dressed","Serviceable","Class 1",0,"lv",1050,2023,140,"No",false,10,{"$f":"INDEX(Lists!$B$32:$B$40, MATCH(YEAR(TODAY())-C198, Lists!$C$32:$C$40,1))","v":"31-40"},334.22538049298021,{"$f":"INDEX(Data!$E$24:$E$47, MATCH(F198&D198, Data!$B$24:$B$47,0))","v":1.9964561142097742E-3},{"$f":"SUMPRODUCT((Data!$B$58:$B$60=Model!$F198)*(Data!$C$57:$K$57=Model!$O198)*(Data!$C$58:$K$60))","v":3.0038452968326621},109.96154703167338,1,{"$f":"IF(E198<>\"Serviceable\",E198,INDEX(Lists!$D$6:$D$8, MATCH(T198,Lists!$C$6:$C$8,0)))","v":"Serviceable"},{"$f":"INDEX(Lists!$C$12:$C$26, MATCH(H198, Lists!$B$12:$B$26,0))","v":"LV"}]
[null,266,1965,"Wood Creos Impregnated","Serviceable","Class 3",0,"lv/hv",1090,2023,100,"No",false,10,{"$f":"INDEX(Lists!$B$32:$B$40, MATCH(YEAR(TODAY())-C199, Lists!$C$32:$C$40,1))","v":"51-60"},346.95777594033183,{"$f":"INDEX(Data!$E$24:$E$47, MATCH(F199&D199, Data!$B$24:$B$47,0))","v":1.0684339161496522E-3},{"$f":"SUMPRODUCT((Data!$B$58:$B$60=Model!$F199)*(Data!$C$57:$K$57=Model!$O199)*(Data!$C$58:$K$60))","v":2.6564859251595059},73.435140748404933,1,{"$f":"IF(E199<>\"Serviceable\",E199,INDEX(Lists!$D$6:$D$8, MATCH(T199,Lists!$C$6:$C$8,0)))","v":"Serviceable"},{"$f":"INDEX(Lists!$C$12:$C$26, MATCH(H199, Lists!$B$12:$B$26,0))","v":"HV"}]
[null,267,1965,"Wood Creos Impregnated","Serviceable","Class 3",0,"lv/hv",1005,2023,100,"No",false,{"$f":"IF(L200=\"No\",ROUND((End_year-J200)/5,0)*5,ROUND((End_year-J200)/3,0)*3)","v":10},{"$f":"INDEX(Lists!$B$32:$B$40, MATCH(YEAR(TODAY())-C200, Lists!$C$32:$C$40,1))","v":"51-60"},319.90143561470961,{"$f":"INDEX(Data!$E$24:$E$47, MATCH(F200&D200, Data!$B$24:$B$47,0))","v":1.0684339161496522E-3},{"$f":"SUMPRODUCT((Data!$B$58:$B$60=Model!$F200)*(Data!$C$57:$K$57=Model!$O200)*(Data!$C$58:$K$60))","v":2.6564859251595059},{"$f":"IF(IF(K200>=700,999,(K200-R200*N200))<0,0,IF(K200>=700,999,(K200-R200*N200)))","v":73.435140748404933},{"$f":"IF(S200<30,3,IF(AND(F200=\"Class 1\",S200<50),2,IF(AND(F200=\"Class 1\",S200>=50),1,IF(S200<70,2,1))))","v":1},{"$f":"IF(E200<>\"Serviceable\",E200,INDEX(Lists!$D$6:$D$8, MATCH(T200,Lists!$C$6:$C$8,0)))","v":"Serviceable"},{"$f":"INDEX(Lists!$C$12:$C$26, MATCH(H200, Lists!$B$12:$B$26,0))","v":"HV"}]
[null,269,1970,"Wood Creos Impregnated","Serviceable","Class 3",0,"lv",930,2023,90,"No",{"$f":"IF(G201=0,FALSE,TRUE)","v":false},10,{"$f":"INDEX(Lists!$B$32:$B$40, MATCH(YEAR(TODAY())-C201, Lists!$C$32:$C$40,1))","v":"51-60"},{"$f":"I201/PI()","v":296.02819415092534},{"$f":"INDEX(Data!$E$24:$E$47, MATCH(F201&D201, Data!$B$24:$B$47,0))","v":1.0684339161496522E-3},{"$f":"SUMPRODUCT((Data!$B$58:$B$60=Model!$F201)*(Data!$C$57:$K$57=Model!$O201)*(Data!$C$58:$K$60))","v":2.6564859251595059},63.43514074840494,2,{"$f":"IF(E201<>\"Serviceable\",E201,INDEX(Lists!$D$6:$D$8, MATCH(T201,Lists!$C$6:$C$8,0)))","v":"Limited Life"},{"$f":"INDEX(Lists!$C$12:$C$26, MATCH(H201, Lists!$B$12:$B$26,0))","v":"LV"}]
[null,273,1985,"Wood Untreated Dressed","Serviceable","Class 1",0,"lv/future hv",1068,2023,110,"No",false,10,{"$f":"INDEX(Lists!$B$32:$B$40, MATCH(YEAR(TODAY())-C202, Lists!$C$32:$C$40,1))","v":"31-40"},339.95495844428842,{"$f":"INDEX(Data!$E$24:$E$47, MATCH(F202&D202, Data!$B$24:$B$47,0))","v":1.9964561142097742E-3},{"$f":"SUMPRODUCT((Data!$B$58:$B$60=Model!$F202)*(Data!$C$57:$K$57=Model!$O202)*(Data!$C$58:$K$60))","v":3.0038452968326621},79.961547031673376,1,{"$f":"IF(E202<>\"Serviceable\",E202,INDEX(Lists!$D$6:$D$8, MATCH(T202,Lists!$C$6:$C$8,0)))","v":"Serviceable"},{"$f":"INDEX(Lists!$C$12:$C$26, MATCH(H202, Lists!$B$12:$B$26,0))","v":"LV"}]
[null,274,1984,"Wood Untreated Dressed","Serviceable","Class 1",0,"lv",942,2023,110,"No",false,10,{"$f":"INDEX(Lists!$B$32:$B$40, MATCH(YEAR(TODAY())-C203, Lists!$C$32:$C$40,1))","v":"41-50"},299.8479127851308,{"$f":"INDEX(Data!$E$24:$E$47, MATCH(F203&D203, Data!$B$24:$B$47,0))","v":1.9964561142097742E-3},{"$f":"SUMPRODUCT((Data!$B$58:$B$60=Model!$F203)*(Data!$C$57:$K$57=Model!$O203)*(Data!$C$58:$K$60))","v":1.7977578417715214},92.022421582284778,1,{"$f":"IF(E203<>\"Serviceable\",E203,INDEX(Lists!$D$6:$D$8, MATCH(T203,Lists!$C$6:$C$8,0)))","v":"Serviceable"},{"$f":"INDEX(Lists!$C$12:$C$26, MATCH(H203, Lists!$B$12:$B$26,0))","v":"LV"}]
[null,278,1994,"Wood Untreated Dressed","Serviceable","Class 1",0,"lv/hv",1068,2022,110,"No",false,10,{"$f":"INDEX(Lists!$B$32:$B$40, MATCH(YEAR(TODAY())-C204, Lists!$C$32:$C$40,1))","v":"31-40"},339.95495844428842,{"$f":"INDEX(Data!$E$24:$E$47, MATCH(F204&D204, Data!$B$24:$B$47,0))","v":1.9964561142097742E-3},{"$f":"SUMPRODUCT((Data!$B$58:$B$60=Model!$F204)*(Data!$C$57:$K$57=Model!$O204)*(Data!$C$58:$K$60))","v":3.0038452968326621},79.961547031673376,1,{"$f":"IF(E204<>\"Serviceable\",E204,INDEX(Lists!$D$6:$D$8, MATCH(T204,Lists!$C$6:$C$8,0)))","v":"Serviceable"},{"$f":"INDEX(Lists!$C$12:$C$26, MATCH(H204, Lists!$B$12:$B$26,0))","v":"HV"}]
[null,284,1946,"Wood Untreated Dressed","Serviceable","Class 1",0,"lv",815,2022,100,"No",false,10,{"$f":"INDEX(Lists!$B$32:$B$40, MATCH(YEAR(TODAY())-C205, Lists!$C$32:$C$40,1))","v":"71-80"},259.4225572397894,{"$f":"INDEX(Data!$E$24:$E$47, MATCH(F205&D205, Data!$B$24:$B$47,0))","v":1.9964561142097742E-3},{"$f":"SUMPRODUCT((Data!$B$58:$B$60=Model!$F205)*(Data!$C$57:$K$57=Model!$O205)*(Data!$C$58:$K$60))","v":2.0707751244791428},79.292248755208576,1,{"$f":"IF(E205<>\"Serviceable\",E205,INDEX(Lists!$D$6:$D$8, MATCH(T205,Lists!$C$6:$C$8,0)))","v":"Serviceable"},{"$f":"INDEX(Lists!$C$12:$C$26, MATCH(H205, Lists!$B$12:$B$26,0))","v":"LV"}]
[null,288,1963,"Wood Creos Impregnated","Serviceable","Class 3",0,"lv",910,2022,100,"No",false,10,{"$f":"INDEX(Lists!$B$32:$B$40, MATCH(YEAR(TODAY())-C206, Lists!$C$32:$C$40,1))","v":"61-70"},289.66199642724951,{"$f":"INDEX(Data!$E$24:$E$47, MATCH(F206&D206, Data!$B$24:$B$47,0))","v":1.0684339161496522E-3},{"$f":"SUMPRODUCT((Data!$B$58:$B$60=Model!$F206)*(Data!$C$57:$K$57=Model!$O206)*(Data!$C$58:$K$60))","v":1.9802031311051838},80.197968688948166,1,{"$f":"IF(E206<>\"Serviceable\",E206,INDEX(Lists!$D$6:$D$8, MATCH(T206,Lists!$C$6:$C$8,0)))","v":"Serviceable"},{"$f":"INDEX(Lists!$C$12:$C$26, MATCH(H206, Lists!$B$12:$B$26,0))","v":"LV"}]
[null,289,1978,"Wood Untreated Dressed","Serviceable","Class 1",0,"lv/hv/future sub-transmission",1250,2023,120,"No",false,10,{"$f":"INDEX(Lists!$B$32:$B$40, MATCH(YEAR(TODAY())-C207, Lists!$C$32:$C$40,1))","v":"41-50"},397.88735772973837,{"$f":"INDEX(Data!$E$24:$E$47, MATCH(F207&D207, Data!$B$24:$B$47,0))","v":1.9964561142097742E-3},{"$f":"SUMPRODUCT((Data!$B$58:$B$60=Model!$F207)*(Data!$C$57:$K$57=Model!$O207)*(Data!$C$58:$K$60))","v":1.7977578417715214},102.02242158228478,1,{"$f":"IF(E207<>\"Serviceable\",E207,INDEX(Lists!$D$6:$D$8, MATCH(T207,Lists!$C$6:$C$8,0)))","v":"Serviceable"},{"$f":"INDEX(Lists!$C$12:$C$26, MATCH(H207, Lists!$B$12:$B$26,0))","v":"HV"}]
[null,290,1972,"Wood Untreated Dressed","Serviceable","Class 1",0,"lv/hv/future sub-transmission",860,2023,130,"No",false,10,{"$f":"INDEX(Lists!$B$32:$B$40, MATCH(YEAR(TODAY())-C208, Lists!$C$32:$C$40,1))","v":"51-60"},273.74650211805999,{"$f":"INDEX(Data!$E$24:$E$47, MATCH(F208&D208, Data!$B$24:$B$47,0))","v":1.9964561142097742E-3},{"$f":"SUMPRODUCT((Data!$B$58:$B$60=Model!$F208)*(Data!$C$57:$K$57=Model!$O208)*(Data!$C$58:$K$60))","v":1.3557210085184006},116.44278991481599,1,{"$f":"IF(E208<>\"Serviceable\",E208,INDEX(Lists!$D$6:$D$8, MATCH(T208,Lists!$C$6:$C$8,0)))","v":"Serviceable"},{"$f":"INDEX(Lists!$C$12:$C$26, MATCH(H208, Lists!$B$12:$B$26,0))","v":"HV"}]
[null,291,1971,"Wood Creos Impregnated","Serviceable","Class 3",0,"lv/hv",1068,2023,70,"No",false,10,{"$f":"INDEX(Lists!$B$32:$B$40, MATCH(YEAR(TODAY())-C209, Lists!$C$32:$C$40,1))","v":"51-60"},339.95495844428842,{"$f":"INDEX(Data!$E$24:$E$47, MATCH(F209&D209, Data!$B$24:$B$47,0))","v":1.0684339161496522E-3},{"$f":"SUMPRODUCT((Data!$B$58:$B$60=Model!$F209)*(Data!$C$57:$K$57=Model!$O209)*(Data!$C$58:$K$60))","v":2.6564859251595059},43.43514074840494,2,{"$f":"IF(E209<>\"Serviceable\",E209,INDEX(Lists!$D$6:$D$8, MATCH(T209,Lists!$C$6:$C$8,0)))","v":"Limited Life"},{"$f":"INDEX(Lists!$C$12:$C$26, MATCH(H209, Lists!$B$12:$B$26,0))","v":"HV"}]
[null,294,1985,"Wood Untreated Dressed","Serviceable","Class 1",0,"lv/hv/future sub-transmission",970,2023,140,"No",false,10,{"$f":"INDEX(Lists!$B$32:$B$40, MATCH(YEAR(TODAY())-C210, Lists!$C$32:$C$40,1))","v":"31-40"},308.76058959827697,{"$f":"INDEX(Data!$E$24:$E$47, MATCH(F210&D210, Data!$B$24:$B$47,0))","v":1.9964561142097742E-3},{"$f":"SUMPRODUCT((Data!$B$58:$B$60=Model!$F210)*(Data!$C$57:$K$57=Model!$O210)*(Data!$C$58:$K$60))","v":3.0038452968326621},109.96154703167338,1,{"$f":"IF(E210<>\"Serviceable\",E210,INDEX(Lists!$D$6:$D$8, MATCH(T210,Lists!$C$6:$C$8,0)))","v":"Serviceable"},{"$f":"INDEX(Lists!$C$12:$C$26, MATCH(H210, Lists!$B$12:$B$26,0))","v":"HV"}]
[null,295,1958,"Wood Creos Impregnated","Serviceable","Class 4",0,"lv/hv",1160,2022,100,"No",false,10,{"$f":"INDEX(Lists!$B$32:$B$40, MATCH(YEAR(TODAY())-C211, Lists!$C$32:$C$40,1))","v":"61-70"},369.23946797319718,{"$f":"INDEX(Data!$E$24:$E$47, MATCH(F211&D211, Data!$B$24:$B$47,0))","v":{"$error":"#N/A"}},{"$f":"SUMPRODUCT((Data!$B$58:$B$60=Model!$F211)*(Data!$C$57:$K$57=Model!$O211)*(Data!$C$58:$K$60))","v":0},100,1,{"$f":"IF(E211<>\"Serviceable\",E211,INDEX(Lists!$D$6:$D$8, MATCH(T211,Lists!$C$6:$C$8,0)))","v":"Serviceable"},{"$f":"INDEX(Lists!$C$12:$C$26, MATCH(H211, Lists!$B$12:$B$26,0))","v":"HV"}]
[null,298,1958,"Wood Creos Impregnated","Serviceable","Class 3",0,"lv/hv",880,2022,90,"No",false,10,{"$f":"INDEX(Lists!$B$32:$B$40, MATCH(YEAR(TODAY())-C212, Lists!$C$32:$C$40,1))","v":"61-70"},280.11269984173578,{"$f":"INDEX(Data!$E$24:$E$47, MATCH(F212&D212, Data!$B$24:$B$47,0))","v":1.0684339161496522E-3},{"$f":"SUMPRODUCT((Data!$B$58:$B$60=Model!$F212)*(Data!$C$57:$K$57=Model!$O212)*(Data!$C$58:$K$60))","v":1.9802031311051838},70.197968688948166,1,{"$f":"IF(E212<>\"Serviceable\",E212,INDEX(Lists!$D$6:$D$8, MATCH(T212,Lists!$C$6:$C$8,0)))","v":"Serviceable"},{"$f":"INDEX(Lists!$C$12:$C$26, MATCH(H212, Lists!$B$12:$B$26,0))","v":"HV"}]
[null,300,1963,"Wood Creos Impregnated","Serviceable","Class 3",0,"lv",974,2022,100,"No",false,10,{"$f":"INDEX(Lists!$B$32:$B$40, MATCH(YEAR(TODAY())-C213, Lists!$C$32:$C$40,1))","v":"61-70"},310.0338291430121,{"$f":"INDEX(Data!$E$24:$E$47, MATCH(F213&D213, Data!$B$24:$B$47,0))","v":1.0684339161496522E-3},{"$f":"SUMPRODUCT((Data!$B$58:$B$60=Model!$F213)*(Data!$C$57:$K$57=Model!$O213)*(Data!$C$58:$K$60))","v":1.9802031311051838},80.197968688948166,1,{"$f":"IF(E213<>\"Serviceable\",E213,INDEX(Lists!$D$6:$D$8, MATCH(T213,Lists!$C$6:$C$8,0)))","v":"Serviceable"},{"$f":"INDEX(Lists!$C$12:$C$26, MATCH(H213, Lists!$B$12:$B$26,0))","v":"LV"}]
[null,301,1979,"Wood Untreated Dressed","Serviceable","Class 1",0,"lv/hv",817,2022,100,"No",false,10,{"$f":"INDEX(Lists!$B$32:$B$40, MATCH(YEAR(TODAY())-C214, Lists!$C$32:$C$40,1))","v":"41-50"},260.05917701215697,{"$f":"INDEX(Data!$E$24:$E$47, MATCH(F214&D214, Data!$B$24:$B$47,0))","v":1.9964561142097742E-3},{"$f":"SUMPRODUCT((Data!$B$58:$B$60=Model!$F214)*(Data!$C$57:$K$57=Model!$O214)*(Data!$C$58:$K$60))","v":1.7977578417715214},82.022421582284778,1,{"$f":"IF(E214<>\"Serviceable\",E214,INDEX(Lists!$D$6:$D$8, MATCH(T214,Lists!$C$6:$C$8,0)))","v":"Serviceable"},{"$f":"INDEX(Lists!$C$12:$C$26, MATCH(H214, Lists!$B$12:$B$26,0))","v":"HV"}]
[null,303,1980,"Wood Untreated Dressed","Serviceable","Class 1",0,"lv/hv",974,2022,120,"No",false,10,{"$f":"INDEX(Lists!$B$32:$B$40, MATCH(YEAR(TODAY())-C215, Lists!$C$32:$C$40,1))","v":"41-50"},310.0338291430121,{"$f":"INDEX(Data!$E$24:$E$47, MATCH(F215&D215, Data!$B$24:$B$47,0))","v":1.9964561142097742E-3},{"$f":"SUMPRODUCT((Data!$B$58:$B$60=Model!$F215)*(Data!$C$57:$K$57=Model!$O215)*(Data!$C$58:$K$60))","v":1.7977578417715214},102.02242158228478,1,{"$f":"IF(E215<>\"Serviceable\",E215,INDEX(Lists!$D$6:$D$8, MATCH(T215,Lists!$C$6:$C$8,0)))","v":"Serviceable"},{"$f":"INDEX(Lists!$C$12:$C$26, MATCH(H215, Lists!$B$12:$B$26,0))","v":"HV"}]
[null,305,1969,"Wood Creos Impregnated","Limited Life","Class 3",0,"lv/hv",848,2023,50,"No",false,10,{"$f":"INDEX(Lists!$B$32:$B$40, MATCH(YEAR(TODAY())-C216, Lists!$C$32:$C$40,1))","v":"51-60"},269.92678348385448,{"$f":"INDEX(Data!$E$24:$E$47, MATCH(F216&D216, Data!$B$24:$B$47,0))","v":1.0684339161496522E-3},{"$f":"SUMPRODUCT((Data!$B$58:$B$60=Model!$F216)*(Data!$C$57:$K$57=Model!$O216)*(Data!$C$58:$K$60))","v":2.6564859251595059},23.43514074840494,3,{"$f":"IF(E216<>\"Serviceable\",E216,INDEX(Lists!$D$6:$D$8, MATCH(T216,Lists!$C$6:$C$8,0)))","v":"Limited Life"},{"$f":"INDEX(Lists!$C$12:$C$26, MATCH(H216, Lists!$B$12:$B$26,0))","v":"HV"}]
[null,306,1966,"Wood Creos Impregnated","Serviceable","Class 3",0,"lv",1360,2022,120,"No",false,10,{"$f":"INDEX(Lists!$B$32:$B$40, MATCH(YEAR(TODAY())-C217, Lists!$C$32:$C$40,1))","v":"51-60"},432.90144520995534,{"$f":"INDEX(Data!$E$24:$E$47, MATCH(F217&D217, Data!$B$24:$B$47,0))","v":1.0684339161496522E-3},{"$f":"SUMPRODUCT((Data!$B$58:$B$60=Model!$F217)*(Data!$C$57:$K$57=Model!$O217)*(Data!$C$58:$K$60))","v":2.6564859251595059},93.435140748404933,1,{"$f":"IF(E217<>\"Serviceable\",E217,INDEX(Lists!$D$6:$D$8, MATCH(T217,Lists!$C$6:$C$8,0)))","v":"Serviceable"},{"$f":"INDEX(Lists!$C$12:$C$26, MATCH(H217, Lists!$B$12:$B$26,0))","v":"LV"}]
[null,308,1986,"Wood Untreated Dressed","Serviceable","Class 1",0,"lv/hv",1150,2022,120,"No",false,10,{"$f":"INDEX(Lists!$B$32:$B$40, MATCH(YEAR(TODAY())-C218, Lists!$C$32:$C$40,1))","v":"31-40"},366.05636911135929,{"$f":"INDEX(Data!$E$24:$E$47, MATCH(F218&D218, Data!$B$24:$B$47,0))","v":1.9964561142097742E-3},{"$f":"SUMPRODUCT((Data!$B$58:$B$60=Model!$F218)*(Data!$C$57:$K$57=Model!$O218)*(Data!$C$58:$K$60))","v":3.0038452968326621},89.961547031673376,1,{"$f":"IF(E218<>\"Serviceable\",E218,INDEX(Lists!$D$6:$D$8, MATCH(T218,Lists!$C$6:$C$8,0)))","v":"Serviceable"},{"$f":"INDEX(Lists!$C$12:$C$26, MATCH(H218, Lists!$B$12:$B$26,0))","v":"HV"}]
[null,309,1986,"Wood Untreated Dressed","Serviceable","Class 1",0,"lv/hv",1090,2022,120,"No",false,10,{"$f":"INDEX(Lists!$B$32:$B$40, MATCH(YEAR(TODAY())-C219, Lists!$C$32:$C$40,1))","v":"31-40"},346.95777594033183,{"$f":"INDEX(Data!$E$24:$E$47, MATCH(F219&D219, Data!$B$24:$B$47,0))","v":1.9964561142097742E-3},{"$f":"SUMPRODUCT((Data!$B$58:$B$60=Model!$F219)*(Data!$C$57:$K$57=Model!$O219)*(Data!$C$58:$K$60))","v":3.0038452968326621},89.961547031673376,1,{"$f":"IF(E219<>\"Serviceable\",E219,INDEX(Lists!$D$6:$D$8, MATCH(T219,Lists!$C$6:$C$8,0)))","v":"Serviceable"},{"$f":"INDEX(Lists!$C$12:$C$26, MATCH(H219, Lists!$B$12:$B$26,0))","v":"HV"}]
[null,311,1970,"Wood Creos Impregnated","Serviceable","Class 3",0,"lv",810,2022,70,"No",false,10,{"$f":"INDEX(Lists!$B$32:$B$40, MATCH(YEAR(TODAY())-C220, Lists!$C$32:$C$40,1))","v":"51-60"},257.83100780887048,{"$f":"INDEX(Data!$E$24:$E$47, MATCH(F220&D220, Data!$B$24:$B$47,0))","v":1.0684339161496522E-3},{"$f":"SUMPRODUCT((Data!$B$58:$B$60=Model!$F220)*(Data!$C$57:$K$57=Model!$O220)*(Data!$C$58:$K$60))","v":2.6564859251595059},43.43514074840494,2,{"$f":"IF(E220<>\"Serviceable\",E220,INDEX(Lists!$D$6:$D$8, MATCH(T220,Lists!$C$6:$C$8,0)))","v":"Limited Life"},{"$f":"INDEX(Lists!$C$12:$C$26, MATCH(H220, Lists!$B$12:$B$26,0))","v":"LV"}]
[null,312,1970,"Wood Creos Impregnated","Serviceable","Class 3",0,"lv",880,2022,100,"No",false,10,{"$f":"INDEX(Lists!$B$32:$B$40, MATCH(YEAR(TODAY())-C221, Lists!$C$32:$C$40,1))","v":"51-60"},280.11269984173578,{"$f":"INDEX(Data!$E$24:$E$47, MATCH(F221&D221, Data!$B$24:$B$47,0))","v":1.0684339161496522E-3},{"$f":"SUMPRODUCT((Data!$B$58:$B$60=Model!$F221)*(Data!$C$57:$K$57=Model!$O221)*(Data!$C$58:$K$60))","v":2.6564859251595059},73.435140748404933,1,{"$f":"IF(E221<>\"Serviceable\",E221,INDEX(Lists!$D$6:$D$8, MATCH(T221,Lists!$C$6:$C$8,0)))","v":"Serviceable"},{"$f":"INDEX(Lists!$C$12:$C$26, MATCH(H221, Lists!$B$12:$B$26,0))","v":"LV"}]
[null,314,1986,"Wood Untreated Dressed","Serviceable","Class 1",0,"lv/hv",974,2022,120,"No",false,10,{"$f":"INDEX(Lists!$B$32:$B$40, MATCH(YEAR(TODAY())-C222, Lists!$C$32:$C$40,1))","v":"31-40"},310.0338291430121,{"$f":"INDEX(Data!$E$24:$E$47, MATCH(F222&D222, Data!$B$24:$B$47,0))","v":1.9964561142097742E-3},{"$f":"SUMPRODUCT((Data!$B$58:$B$60=Model!$F222)*(Data!$C$57:$K$57=Model!$O222)*(Data!$C$58:$K$60))","v":3.0038452968326621},89.961547031673376,1,{"$f":"IF(E222<>\"Serviceable\",E222,INDEX(Lists!$D$6:$D$8, MATCH(T222,Lists!$C$6:$C$8,0)))","v":"Serviceable"},{"$f":"INDEX(Lists!$C$12:$C$26, MATCH(H222, Lists!$B$12:$B$26,0))","v":"HV"}]
[null,318,1970,"Wood Creos Impregnated","Serviceable","Class 3",0,"lv",840,2022,100,"No",false,10,{"$f":"INDEX(Lists!$B$32:$B$40, MATCH(YEAR(TODAY())-C223, Lists!$C$32:$C$40,1))","v":"51-60"},267.38030439438415,{"$f":"INDEX(Data!$E$24:$E$47, MATCH(F223&D223, Data!$B$24:$B$47,0))","v":1.0684339161496522E-3},{"$f":"SUMPRODUCT((Data!$B$58:$B$60=Model!$F223)*(Data!$C$57:$K$57=Model!$O223)*(Data!$C$58:$K$60))","v":2.6564859251595059},73.435140748404933,1,{"$f":"IF(E223<>\"Serviceable\",E223,INDEX(Lists!$D$6:$D$8, MATCH(T223,Lists!$C$6:$C$8,0)))","v":"Serviceable"},{"$f":"INDEX(Lists!$C$12:$C$26, MATCH(H223, Lists!$B$12:$B$26,0))","v":"LV"}]
[null,321,1974,"Wood Untreated Dressed","Serviceable","Class 1",0,"lv",754,2022,70,"No",false,10,{"$f":"INDEX(Lists!$B$32:$B$40, MATCH(YEAR(TODAY())-C224, Lists!$C$32:$C$40,1))","v":"51-60"},240.00565418257818,{"$f":"INDEX(Data!$E$24:$E$47, MATCH(F224&D224, Data!$B$24:$B$47,0))","v":1.9964561142097742E-3},{"$f":"SUMPRODUCT((Data!$B$58:$B$60=Model!$F224)*(Data!$C$57:$K$57=Model!$O224)*(Data!$C$58:$K$60))","v":1.3557210085184006},56.44278991481599,1,{"$f":"IF(E224<>\"Serviceable\",E224,INDEX(Lists!$D$6:$D$8, MATCH(T224,Lists!$C$6:$C$8,0)))","v":"Serviceable"},{"$f":"INDEX(Lists!$C$12:$C$26, MATCH(H224, Lists!$B$12:$B$26,0))","v":"LV"}]
[null,322,1974,"Wood Untreated Dressed","Serviceable","Class 1",0,"lv",754,2022,90,"No",false,10,{"$f":"INDEX(Lists!$B$32:$B$40, MATCH(YEAR(TODAY())-C225, Lists!$C$32:$C$40,1))","v":"51-60"},240.00565418257818,{"$f":"INDEX(Data!$E$24:$E$47, MATCH(F225&D225, Data!$B$24:$B$47,0))","v":1.9964561142097742E-3},{"$f":"SUMPRODUCT((Data!$B$58:$B$60=Model!$F225)*(Data!$C$57:$K$57=Model!$O225)*(Data!$C$58:$K$60))","v":1.3557210085184006},76.44278991481599,1,{"$f":"IF(E225<>\"Serviceable\",E225,INDEX(Lists!$D$6:$D$8, MATCH(T225,Lists!$C$6:$C$8,0)))","v":"Serviceable"},{"$f":"INDEX(Lists!$C$12:$C$26, MATCH(H225, Lists!$B$12:$B$26,0))","v":"LV"}]
[null,323,1979,"Wood Untreated Dressed","Serviceable","Class 1",0,"lv",723,2022,100,"No",false,10,{"$f":"INDEX(Lists!$B$32:$B$40, MATCH(YEAR(TODAY())-C226, Lists!$C$32:$C$40,1))","v":"41-50"},230.13804771088067,{"$f":"INDEX(Data!$E$24:$E$47, MATCH(F226&D226, Data!$B$24:$B$47,0))","v":1.9964561142097742E-3},{"$f":"SUMPRODUCT((Data!$B$58:$B$60=Model!$F226)*(Data!$C$57:$K$57=Model!$O226)*(Data!$C$58:$K$60))","v":1.7977578417715214},82.022421582284778,1,{"$f":"IF(E226<>\"Serviceable\",E226,INDEX(Lists!$D$6:$D$8, MATCH(T226,Lists!$C$6:$C$8,0)))","v":"Serviceable"},{"$f":"INDEX(Lists!$C$12:$C$26, MATCH(H226, Lists!$B$12:$B$26,0))","v":"LV"}]
[null,326,1986,"Wood Untreated Dressed","Serviceable","Class 1",0,"lv/hv",900,2023,100,"No",false,10,{"$f":"INDEX(Lists!$B$32:$B$40, MATCH(YEAR(TODAY())-C227, Lists!$C$32:$C$40,1))","v":"31-40"},286.47889756541161,{"$f":"INDEX(Data!$E$24:$E$47, MATCH(F227&D227, Data!$B$24:$B$47,0))","v":1.9964561142097742E-3},{"$f":"SUMPRODUCT((Data!$B$58:$B$60=Model!$F227)*(Data!$C$57:$K$57=Model!$O227)*(Data!$C$58:$K$60))","v":3.0038452968326621},69.961547031673376,1,{"$f":"IF(E227<>\"Serviceable\",E227,INDEX(Lists!$D$6:$D$8, MATCH(T227,Lists!$C$6:$C$8,0)))","v":"Serviceable"},{"$f":"INDEX(Lists!$C$12:$C$26, MATCH(H227, Lists!$B$12:$B$26,0))","v":"HV"}]
[null,327,1963,"Wood Creos Impregnated","Serviceable","Class 3",0,"lv/hv",974,2023,70,"No",false,10,{"$f":"INDEX(Lists!$B$32:$B$40, MATCH(YEAR(TODAY())-C228, Lists!$C$32:$C$40,1))","v":"61-70"},310.0338291430121,{"$f":"INDEX(Data!$E$24:$E$47, MATCH(F228&D228, Data!$B$24:$B$47,0))","v":1.0684339161496522E-3},{"$f":"SUMPRODUCT((Data!$B$58:$B$60=Model!$F228)*(Data!$C$57:$K$57=Model!$O228)*(Data!$C$58:$K$60))","v":1.9802031311051838},50.197968688948166,2,{"$f":"IF(E228<>\"Serviceable\",E228,INDEX(Lists!$D$6:$D$8, MATCH(T228,Lists!$C$6:$C$8,0)))","v":"Limited Life"},{"$f":"INDEX(Lists!$C$12:$C$26, MATCH(H228, Lists!$B$12:$B$26,0))","v":"HV"}]
[null,328,1986,"Wood Untreated Dressed","Serviceable","Class 1",0,"lv/hv",974,2022,120,"No",false,10,{"$f":"INDEX(Lists!$B$32:$B$40, MATCH(YEAR(TODAY())-C229, Lists!$C$32:$C$40,1))","v":"31-40"},310.0338291430121,{"$f":"INDEX(Data!$E$24:$E$47, MATCH(F229&D229, Data!$B$24:$B$47,0))","v":1.9964561142097742E-3},{"$f":"SUMPRODUCT((Data!$B$58:$B$60=Model!$F229)*(Data!$C$57:$K$57=Model!$O229)*(Data!$C$58:$K$60))","v":3.0038452968326621},89.961547031673376,1,{"$f":"IF(E229<>\"Serviceable\",E229,INDEX(Lists!$D$6:$D$8, MATCH(T229,Lists!$C$6:$C$8,0)))","v":"Serviceable"},{"$f":"INDEX(Lists!$C$12:$C$26, MATCH(H229, Lists!$B$12:$B$26,0))","v":"HV"}]
[null,329,1986,"Wood Untreated Dressed","Serviceable","Class 1",0,"lv/hv",1030,2023,100,"No",false,10,{"$f":"INDEX(Lists!$B$32:$B$40, MATCH(YEAR(TODAY())-C230, Lists!$C$32:$C$40,1))","v":"31-40"},327.85918276930443,{"$f":"INDEX(Data!$E$24:$E$47, MATCH(F230&D230, Data!$B$24:$B$47,0))","v":1.9964561142097742E-3},{"$f":"SUMPRODUCT((Data!$B$58:$B$60=Model!$F230)*(Data!$C$57:$K$57=Model!$O230)*(Data!$C$58:$K$60))","v":3.0038452968326621},69.961547031673376,1,{"$f":"IF(E230<>\"Serviceable\",E230,INDEX(Lists!$D$6:$D$8, MATCH(T230,Lists!$C$6:$C$8,0)))","v":"Serviceable"},{"$f":"INDEX(Lists!$C$12:$C$26, MATCH(H230, Lists!$B$12:$B$26,0))","v":"HV"}]
[null,330,1963,"Wood Creos Impregnated","Serviceable","Class 3",0,"lv/hv",1200,2023,110,"No",false,10,{"$f":"INDEX(Lists!$B$32:$B$40, MATCH(YEAR(TODAY())-C231, Lists!$C$32:$C$40,1))","v":"61-70"},381.9718634205488,{"$f":"INDEX(Data!$E$24:$E$47, MATCH(F231&D231, Data!$B$24:$B$47,0))","v":1.0684339161496522E-3},{"$f":"SUMPRODUCT((Data!$B$58:$B$60=Model!$F231)*(Data!$C$57:$K$57=Model!$O231)*(Data!$C$58:$K$60))","v":1.9802031311051838},90.197968688948166,1,{"$f":"IF(E231<>\"Serviceable\",E231,INDEX(Lists!$D$6:$D$8, MATCH(T231,Lists!$C$6:$C$8,0)))","v":"Serviceable"},{"$f":"INDEX(Lists!$C$12:$C$26, MATCH(H231, Lists!$B$12:$B$26,0))","v":"HV"}]
[null,331,1986,"Wood Untreated Dressed","Serviceable","Class 1",0,"lv/hv",1270,2023,120,"No",false,10,{"$f":"INDEX(Lists!$B$32:$B$40, MATCH(YEAR(TODAY())-C232, Lists!$C$32:$C$40,1))","v":"31-40"},404.25355545341415,{"$f":"INDEX(Data!$E$24:$E$47, MATCH(F232&D232, Data!$B$24:$B$47,0))","v":1.9964561142097742E-3},{"$f":"SUMPRODUCT((Data!$B$58:$B$60=Model!$F232)*(Data!$C$57:$K$57=Model!$O232)*(Data!$C$58:$K$60))","v":3.0038452968326621},89.961547031673376,1,{"$f":"IF(E232<>\"Serviceable\",E232,INDEX(Lists!$D$6:$D$8, MATCH(T232,Lists!$C$6:$C$8,0)))","v":"Serviceable"},{"$f":"INDEX(Lists!$C$12:$C$26, MATCH(H232, Lists!$B$12:$B$26,0))","v":"HV"}]
[null,332,1974,"Wood Untreated Dressed","Serviceable","Class 1",0,"lv",750,2023,70,"No",false,10,{"$f":"INDEX(Lists!$B$32:$B$40, MATCH(YEAR(TODAY())-C233, Lists!$C$32:$C$40,1))","v":"51-60"},238.73241463784302,{"$f":"INDEX(Data!$E$24:$E$47, MATCH(F233&D233, Data!$B$24:$B$47,0))","v":1.9964561142097742E-3},{"$f":"SUMPRODUCT((Data!$B$58:$B$60=Model!$F233)*(Data!$C$57:$K$57=Model!$O233)*(Data!$C$58:$K$60))","v":1.3557210085184006},56.44278991481599,1,{"$f":"IF(E233<>\"Serviceable\",E233,INDEX(Lists!$D$6:$D$8, MATCH(T233,Lists!$C$6:$C$8,0)))","v":"Serviceable"},{"$f":"INDEX(Lists!$C$12:$C$26, MATCH(H233, Lists!$B$12:$B$26,0))","v":"LV"}]
[null,334,1981,"Wood Untreated Dressed","Serviceable","Class 1",0,"lv",830,2023,100,"No",false,10,{"$f":"INDEX(Lists!$B$32:$B$40, MATCH(YEAR(TODAY())-C234, Lists!$C$32:$C$40,1))","v":"41-50"},264.19720553254626,{"$f":"INDEX(Data!$E$24:$E$47, MATCH(F234&D234, Data!$B$24:$B$47,0))","v":1.9964561142097742E-3},{"$f":"SUMPRODUCT((Data!$B$58:$B$60=Model!$F234)*(Data!$C$57:$K$57=Model!$O234)*(Data!$C$58:$K$60))","v":1.7977578417715214},82.022421582284778,1,{"$f":"IF(E234<>\"Serviceable\",E234,INDEX(Lists!$D$6:$D$8, MATCH(T234,Lists!$C$6:$C$8,0)))","v":"Serviceable"},{"$f":"INDEX(Lists!$C$12:$C$26, MATCH(H234, Lists!$B$12:$B$26,0))","v":"LV"}]
[null,335,1986,"Wood Untreated Dressed","Serviceable","Class 1",0,"lv/hv",840,2023,100,"No",false,10,{"$f":"INDEX(Lists!$B$32:$B$40, MATCH(YEAR(TODAY())-C235, Lists!$C$32:$C$40,1))","v":"31-40"},267.38030439438415,{"$f":"INDEX(Data!$E$24:$E$47, MATCH(F235&D235, Data!$B$24:$B$47,0))","v":1.9964561142097742E-3},{"$f":"SUMPRODUCT((Data!$B$58:$B$60=Model!$F235)*(Data!$C$57:$K$57=Model!$O235)*(Data!$C$58:$K$60))","v":3.0038452968326621},69.961547031673376,1,{"$f":"IF(E235<>\"Serviceable\",E235,INDEX(Lists!$D$6:$D$8, MATCH(T235,Lists!$C$6:$C$8,0)))","v":"Serviceable"},{"$f":"INDEX(Lists!$C$12:$C$26, MATCH(H235, Lists!$B$12:$B$26,0))","v":"HV"}]
[null,337,1986,"Wood Untreated Dressed","Serviceable","Class 1",0,"lv/hv",1200,2023,100,"No",false,10,{"$f":"INDEX(Lists!$B$32:$B$40, MATCH(YEAR(TODAY())-C236, Lists!$C$32:$C$40,1))","v":"31-40"},381.9718634205488,{"$f":"INDEX(Data!$E$24:$E$47, MATCH(F236&D236, Data!$B$24:$B$47,0))","v":1.9964561142097742E-3},{"$f":"SUMPRODUCT((Data!$B$58:$B$60=Model!$F236)*(Data!$C$57:$K$57=Model!$O236)*(Data!$C$58:$K$60))","v":3.0038452968326621},69.961547031673376,1,{"$f":"IF(E236<>\"Serviceable\",E236,INDEX(Lists!$D$6:$D$8, MATCH(T236,Lists!$C$6:$C$8,0)))","v":"Serviceable"},{"$f":"INDEX(Lists!$C$12:$C$26, MATCH(H236, Lists!$B$12:$B$26,0))","v":"HV"}]
[null,338,1963,"Wood Creos Impregnated","Serviceable","Class 3",0,"lv/hv",900,2023,100,"No",false,10,{"$f":"INDEX(Lists!$B$32:$B$40, MATCH(YEAR(TODAY())-C237, Lists!$C$32:$C$40,1))","v":"61-70"},286.47889756541161,{"$f":"INDEX(Data!$E$24:$E$47, MATCH(F237&D237, Data!$B$24:$B$47,0))","v":1.0684339161496522E-3},{"$f":"SUMPRODUCT((Data!$B$58:$B$60=Model!$F237)*(Data!$C$57:$K$57=Model!$O237)*(Data!$C$58:$K$60))","v":1.9802031311051838},80.197968688948166,1,{"$f":"IF(E237<>\"Serviceable\",E237,INDEX(Lists!$D$6:$D$8, MATCH(T237,Lists!$C$6:$C$8,0)))","v":"Serviceable"},{"$f":"INDEX(Lists!$C$12:$C$26, MATCH(H237, Lists!$B$12:$B$26,0))","v":"HV"}]
[null,341,1963,"Wood Creos Impregnated","Serviceable","Class 3",0,"lv",1020,2023,100,"No",false,10,{"$f":"INDEX(Lists!$B$32:$B$40, MATCH(YEAR(TODAY())-C238, Lists!$C$32:$C$40,1))","v":"61-70"},324.67608390746648,{"$f":"INDEX(Data!$E$24:$E$47, MATCH(F238&D238, Data!$B$24:$B$47,0))","v":1.0684339161496522E-3},{"$f":"SUMPRODUCT((Data!$B$58:$B$60=Model!$F238)*(Data!$C$57:$K$57=Model!$O238)*(Data!$C$58:$K$60))","v":1.9802031311051838},80.197968688948166,1,{"$f":"IF(E238<>\"Serviceable\",E238,INDEX(Lists!$D$6:$D$8, MATCH(T238,Lists!$C$6:$C$8,0)))","v":"Serviceable"},{"$f":"INDEX(Lists!$C$12:$C$26, MATCH(H238, Lists!$B$12:$B$26,0))","v":"LV"}]
[null,346,1990,"Wood Untreated Dressed","Serviceable","Class 1",0,"lv/hv",1100,2022,120,"No",false,10,{"$f":"INDEX(Lists!$B$32:$B$40, MATCH(YEAR(TODAY())-C239, Lists!$C$32:$C$40,1))","v":"31-40"},350.14087480216978,{"$f":"INDEX(Data!$E$24:$E$47, MATCH(F239&D239, Data!$B$24:$B$47,0))","v":1.9964561142097742E-3},{"$f":"SUMPRODUCT((Data!$B$58:$B$60=Model!$F239)*(Data!$C$57:$K$57=Model!$O239)*(Data!$C$58:$K$60))","v":3.0038452968326621},89.961547031673376,1,{"$f":"IF(E239<>\"Serviceable\",E239,INDEX(Lists!$D$6:$D$8, MATCH(T239,Lists!$C$6:$C$8,0)))","v":"Serviceable"},{"$f":"INDEX(Lists!$C$12:$C$26, MATCH(H239, Lists!$B$12:$B$26,0))","v":"HV"}]
[null,347,1978,"Wood Untreated Dressed","Serviceable","Class 1",0,"lv/hv",1257,2023,120,"No",false,10,{"$f":"INDEX(Lists!$B$32:$B$40, MATCH(YEAR(TODAY())-C240, Lists!$C$32:$C$40,1))","v":"41-50"},400.11552693302491,{"$f":"INDEX(Data!$E$24:$E$47, MATCH(F240&D240, Data!$B$24:$B$47,0))","v":1.9964561142097742E-3},{"$f":"SUMPRODUCT((Data!$B$58:$B$60=Model!$F240)*(Data!$C$57:$K$57=Model!$O240)*(Data!$C$58:$K$60))","v":1.7977578417715214},102.02242158228478,1,{"$f":"IF(E240<>\"Serviceable\",E240,INDEX(Lists!$D$6:$D$8, MATCH(T240,Lists!$C$6:$C$8,0)))","v":"Serviceable"},{"$f":"INDEX(Lists!$C$12:$C$26, MATCH(H240, Lists!$B$12:$B$26,0))","v":"HV"}]
[null,348,1958,"Wood Creos Impregnated","Unserviceable","Class 3",0,"lv/hv",880,2023,20,"No",false,10,{"$f":"INDEX(Lists!$B$32:$B$40, MATCH(YEAR(TODAY())-C241, Lists!$C$32:$C$40,1))","v":"61-70"},280.11269984173578,{"$f":"INDEX(Data!$E$24:$E$47, MATCH(F241&D241, Data!$B$24:$B$47,0))","v":1.0684339161496522E-3},{"$f":"SUMPRODUCT((Data!$B$58:$B$60=Model!$F241)*(Data!$C$57:$K$57=Model!$O241)*(Data!$C$58:$K$60))","v":1.9802031311051838},0.197968688948162,3,{"$f":"IF(E241<>\"Serviceable\",E241,INDEX(Lists!$D$6:$D$8, MATCH(T241,Lists!$C$6:$C$8,0)))","v":"Unserviceable"},{"$f":"INDEX(Lists!$C$12:$C$26, MATCH(H241, Lists!$B$12:$B$26,0))","v":"HV"}]
[null,349,1963,"Wood Creos Impregnated","Serviceable","Class 3",0,"lv/hv",1060,2022,80,"No",false,10,{"$f":"INDEX(Lists!$B$32:$B$40, MATCH(YEAR(TODAY())-C242, Lists!$C$32:$C$40,1))","v":"61-70"},337.4084793548181,{"$f":"INDEX(Data!$E$24:$E$47, MATCH(F242&D242, Data!$B$24:$B$47,0))","v":1.0684339161496522E-3},{"$f":"SUMPRODUCT((Data!$B$58:$B$60=Model!$F242)*(Data!$C$57:$K$57=Model!$O242)*(Data!$C$58:$K$60))","v":1.9802031311051838},60.197968688948166,2,{"$f":"IF(E242<>\"Serviceable\",E242,INDEX(Lists!$D$6:$D$8, MATCH(T242,Lists!$C$6:$C$8,0)))","v":"Limited Life"},{"$f":"INDEX(Lists!$C$12:$C$26, MATCH(H242, Lists!$B$12:$B$26,0))","v":"HV"}]
[null,354,1957,"Wood Creos Impregnated","Serviceable","Class 3",0,"lv/hv",1160,2022,80,"No",false,10,{"$f":"INDEX(Lists!$B$32:$B$40, MATCH(YEAR(TODAY())-C243, Lists!$C$32:$C$40,1))","v":"61-70"},369.23946797319718,{"$f":"INDEX(Data!$E$24:$E$47, MATCH(F243&D243, Data!$B$24:$B$47,0))","v":1.0684339161496522E-3},{"$f":"SUMPRODUCT((Data!$B$58:$B$60=Model!$F243)*(Data!$C$57:$K$57=Model!$O243)*(Data!$C$58:$K$60))","v":1.9802031311051838},60.197968688948166,2,{"$f":"IF(E243<>\"Serviceable\",E243,INDEX(Lists!$D$6:$D$8, MATCH(T243,Lists!$C$6:$C$8,0)))","v":"Limited Life"},{"$f":"INDEX(Lists!$C$12:$C$26, MATCH(H243, Lists!$B$12:$B$26,0))","v":"HV"}]
[null,355,1969,"Wood Creos Impregnated","Serviceable","Class 3",0,"lv/hv",1020,2022,100,"No",false,10,{"$f":"INDEX(Lists!$B$32:$B$40, MATCH(YEAR(TODAY())-C244, Lists!$C$32:$C$40,1))","v":"51-60"},324.67608390746648,{"$f":"INDEX(Data!$E$24:$E$47, MATCH(F244&D244, Data!$B$24:$B$47,0))","v":1.0684339161496522E-3},{"$f":"SUMPRODUCT((Data!$B$58:$B$60=Model!$F244)*(Data!$C$57:$K$57=Model!$O244)*(Data!$C$58:$K$60))","v":2.6564859251595059},73.435140748404933,1,{"$f":"IF(E244<>\"Serviceable\",E244,INDEX(Lists!$D$6:$D$8, MATCH(T244,Lists!$C$6:$C$8,0)))","v":"Serviceable"},{"$f":"INDEX(Lists!$C$12:$C$26, MATCH(H244, Lists!$B$12:$B$26,0))","v":"HV"}]
[null,356,1991,"Wood Untreated Dressed","Serviceable","Class 1",0,"lv/hv",1060,2023,120,"No",false,10,{"$f":"INDEX(Lists!$B$32:$B$40, MATCH(YEAR(TODAY())-C245, Lists!$C$32:$C$40,1))","v":"31-40"},337.4084793548181,{"$f":"INDEX(Data!$E$24:$E$47, MATCH(F245&D245, Data!$B$24:$B$47,0))","v":1.9964561142097742E-3},{"$f":"SUMPRODUCT((Data!$B$58:$B$60=Model!$F245)*(Data!$C$57:$K$57=Model!$O245)*(Data!$C$58:$K$60))","v":3.0038452968326621},89.961547031673376,1,{"$f":"IF(E245<>\"Serviceable\",E245,INDEX(Lists!$D$6:$D$8, MATCH(T245,Lists!$C$6:$C$8,0)))","v":"Serviceable"},{"$f":"INDEX(Lists!$C$12:$C$26, MATCH(H245, Lists!$B$12:$B$26,0))","v":"HV"}]
[null,357,1968,"Wood Creos Impregnated","Serviceable","Class 3",0,"lv/hv",942,2022,80,"No",false,10,{"$f":"INDEX(Lists!$B$32:$B$40, MATCH(YEAR(TODAY())-C246, Lists!$C$32:$C$40,1))","v":"51-60"},299.8479127851308,{"$f":"INDEX(Data!$E$24:$E$47, MATCH(F246&D246, Data!$B$24:$B$47,0))","v":1.0684339161496522E-3},{"$f":"SUMPRODUCT((Data!$B$58:$B$60=Model!$F246)*(Data!$C$57:$K$57=Model!$O246)*(Data!$C$58:$K$60))","v":2.6564859251595059},53.43514074840494,2,{"$f":"IF(E246<>\"Serviceable\",E246,INDEX(Lists!$D$6:$D$8, MATCH(T246,Lists!$C$6:$C$8,0)))","v":"Limited Life"},{"$f":"INDEX(Lists!$C$12:$C$26, MATCH(H246, Lists!$B$12:$B$26,0))","v":"HV"}]
[null,358,1968,"Wood Creos Impregnated","Serviceable","Class 3",0,"lv/hv",940,2022,100,"No",false,10,{"$f":"INDEX(Lists!$B$32:$B$40, MATCH(YEAR(TODAY())-C247, Lists!$C$32:$C$40,1))","v":"51-60"},299.21129301276324,{"$f":"INDEX(Data!$E$24:$E$47, MATCH(F247&D247, Data!$B$24:$B$47,0))","v":1.0684339161496522E-3},{"$f":"SUMPRODUCT((Data!$B$58:$B$60=Model!$F247)*(Data!$C$57:$K$57=Model!$O247)*(Data!$C$58:$K$60))","v":2.6564859251595059},73.435140748404933,1,{"$f":"IF(E247<>\"Serviceable\",E247,INDEX(Lists!$D$6:$D$8, MATCH(T247,Lists!$C$6:$C$8,0)))","v":"Serviceable"},{"$f":"INDEX(Lists!$C$12:$C$26, MATCH(H247, Lists!$B$12:$B$26,0))","v":"HV"}]
[null,359,1970,"Wood Creos Impregnated","Serviceable","Class 3",0,"lv/hv",970,2022,110,"No",false,10,{"$f":"INDEX(Lists!$B$32:$B$40, MATCH(YEAR(TODAY())-C248, Lists!$C$32:$C$40,1))","v":"51-60"},308.76058959827697,{"$f":"INDEX(Data!$E$24:$E$47, MATCH(F248&D248, Data!$B$24:$B$47,0))","v":1.0684339161496522E-3},{"$f":"SUMPRODUCT((Data!$B$58:$B$60=Model!$F248)*(Data!$C$57:$K$57=Model!$O248)*(Data!$C$58:$K$60))","v":2.6564859251595059},83.435140748404933,1,{"$f":"IF(E248<>\"Serviceable\",E248,INDEX(Lists!$D$6:$D$8, MATCH(T248,Lists!$C$6:$C$8,0)))","v":"Serviceable"},{"$f":"INDEX(Lists!$C$12:$C$26, MATCH(H248, Lists!$B$12:$B$26,0))","v":"HV"}]
[null,361,1988,"Wood Untreated Dressed","Serviceable","Class 1",0,"lv",900,2023,110,"No",false,10,{"$f":"INDEX(Lists!$B$32:$B$40, MATCH(YEAR(TODAY())-C249, Lists!$C$32:$C$40,1))","v":"31-40"},286.47889756541161,{"$f":"INDEX(Data!$E$24:$E$47, MATCH(F249&D249, Data!$B$24:$B$47,0))","v":1.9964561142097742E-3},{"$f":"SUMPRODUCT((Data!$B$58:$B$60=Model!$F249)*(Data!$C$57:$K$57=Model!$O249)*(Data!$C$58:$K$60))","v":3.0038452968326621},79.961547031673376,1,{"$f":"IF(E249<>\"Serviceable\",E249,INDEX(Lists!$D$6:$D$8, MATCH(T249,Lists!$C$6:$C$8,0)))","v":"Serviceable"},{"$f":"INDEX(Lists!$C$12:$C$26, MATCH(H249, Lists!$B$12:$B$26,0))","v":"LV"}]
[null,362,1968,"Wood Creos Impregnated","Serviceable","Class 3",0,"lv/hv",785,2023,70,"No",false,10,{"$f":"INDEX(Lists!$B$32:$B$40, MATCH(YEAR(TODAY())-C250, Lists!$C$32:$C$40,1))","v":"51-60"},249.8732606542757,{"$f":"INDEX(Data!$E$24:$E$47, MATCH(F250&D250, Data!$B$24:$B$47,0))","v":1.0684339161496522E-3},{"$f":"SUMPRODUCT((Data!$B$58:$B$60=Model!$F250)*(Data!$C$57:$K$57=Model!$O250)*(Data!$C$58:$K$60))","v":2.6564859251595059},43.43514074840494,2,{"$f":"IF(E250<>\"Serviceable\",E250,INDEX(Lists!$D$6:$D$8, MATCH(T250,Lists!$C$6:$C$8,0)))","v":"Limited Life"},{"$f":"INDEX(Lists!$C$12:$C$26, MATCH(H250, Lists!$B$12:$B$26,0))","v":"HV"}]
[null,365,1986,"Wood Untreated Dressed","Serviceable","Class 1",0,"lv/hv",1131,2023,100,"No",false,10,{"$f":"INDEX(Lists!$B$32:$B$40, MATCH(YEAR(TODAY())-C251, Lists!$C$32:$C$40,1))","v":"31-40"},360.00848127386729,{"$f":"INDEX(Data!$E$24:$E$47, MATCH(F251&D251, Data!$B$24:$B$47,0))","v":1.9964561142097742E-3},{"$f":"SUMPRODUCT((Data!$B$58:$B$60=Model!$F251)*(Data!$C$57:$K$57=Model!$O251)*(Data!$C$58:$K$60))","v":3.0038452968326621},69.961547031673376,1,{"$f":"IF(E251<>\"Serviceable\",E251,INDEX(Lists!$D$6:$D$8, MATCH(T251,Lists!$C$6:$C$8,0)))","v":"Serviceable"},{"$f":"INDEX(Lists!$C$12:$C$26, MATCH(H251, Lists!$B$12:$B$26,0))","v":"HV"}]
[null,367,1963,"Wood Creos Impregnated","Serviceable","Class 3",0,"lv/hv",880,2023,80,"No",false,10,{"$f":"INDEX(Lists!$B$32:$B$40, MATCH(YEAR(TODAY())-C252, Lists!$C$32:$C$40,1))","v":"61-70"},280.11269984173578,{"$f":"INDEX(Data!$E$24:$E$47, MATCH(F252&D252, Data!$B$24:$B$47,0))","v":1.0684339161496522E-3},{"$f":"SUMPRODUCT((Data!$B$58:$B$60=Model!$F252)*(Data!$C$57:$K$57=Model!$O252)*(Data!$C$58:$K$60))","v":1.9802031311051838},60.197968688948166,2,{"$f":"IF(E252<>\"Serviceable\",E252,INDEX(Lists!$D$6:$D$8, MATCH(T252,Lists!$C$6:$C$8,0)))","v":"Limited Life"},{"$f":"INDEX(Lists!$C$12:$C$26, MATCH(H252, Lists!$B$12:$B$26,0))","v":"HV"}]
[null,369,1963,"Wood Creos Impregnated","Serviceable","Class 3",0,"lv",900,2023,100,"No",false,10,{"$f":"INDEX(Lists!$B$32:$B$40, MATCH(YEAR(TODAY())-C253, Lists!$C$32:$C$40,1))","v":"61-70"},286.47889756541161,{"$f":"INDEX(Data!$E$24:$E$47, MATCH(F253&D253, Data!$B$24:$B$47,0))","v":1.0684339161496522E-3},{"$f":"SUMPRODUCT((Data!$B$58:$B$60=Model!$F253)*(Data!$C$57:$K$57=Model!$O253)*(Data!$C$58:$K$60))","v":1.9802031311051838},80.197968688948166,1,{"$f":"IF(E253<>\"Serviceable\",E253,INDEX(Lists!$D$6:$D$8, MATCH(T253,Lists!$C$6:$C$8,0)))","v":"Serviceable"},{"$f":"INDEX(Lists!$C$12:$C$26, MATCH(H253, Lists!$B$12:$B$26,0))","v":"LV"}]
[null,376,1963,"Wood Creos Impregnated","Serviceable","Class 3",0,"lv/hv",1131,2023,70,"No",false,10,{"$f":"INDEX(Lists!$B$32:$B$40, MATCH(YEAR(TODAY())-C254, Lists!$C$32:$C$40,1))","v":"61-70"},360.00848127386729,{"$f":"INDEX(Data!$E$24:$E$47, MATCH(F254&D254, Data!$B$24:$B$47,0))","v":1.0684339161496522E-3},{"$f":"SUMPRODUCT((Data!$B$58:$B$60=Model!$F254)*(Data!$C$57:$K$57=Model!$O254)*(Data!$C$58:$K$60))","v":1.9802031311051838},50.197968688948166,2,{"$f":"IF(E254<>\"Serviceable\",E254,INDEX(Lists!$D$6:$D$8, MATCH(T254,Lists!$C$6:$C$8,0)))","v":"Limited Life"},{"$f":"INDEX(Lists!$C$12:$C$26, MATCH(H254, Lists!$B$12:$B$26,0))","v":"HV"}]
[null,378,1963,"Wood Creos Impregnated","Serviceable","Class 3",0,"lv/hv",942,2023,70,"No",false,10,{"$f":"INDEX(Lists!$B$32:$B$40, MATCH(YEAR(TODAY())-C255, Lists!$C$32:$C$40,1))","v":"61-70"},299.8479127851308,{"$f":"INDEX(Data!$E$24:$E$47, MATCH(F255&D255, Data!$B$24:$B$47,0))","v":1.0684339161496522E-3},{"$f":"SUMPRODUCT((Data!$B$58:$B$60=Model!$F255)*(Data!$C$57:$K$57=Model!$O255)*(Data!$C$58:$K$60))","v":1.9802031311051838},50.197968688948166,2,{"$f":"IF(E255<>\"Serviceable\",E255,INDEX(Lists!$D$6:$D$8, MATCH(T255,Lists!$C$6:$C$8,0)))","v":"Limited Life"},{"$f":"INDEX(Lists!$C$12:$C$26, MATCH(H255, Lists!$B$12:$B$26,0))","v":"HV"}]
[null,382,1935,"Wood Untreated Dressed","Serviceable","Class 1",0,"lv",1050,2023,100,"No",false,10,{"$f":"INDEX(Lists!$B$32:$B$40, MATCH(YEAR(TODAY())-C256, Lists!$C$32:$C$40,1))","v":"81-90"},334.22538049298021,{"$f":"INDEX(Data!$E$24:$E$47, MATCH(F256&D256, Data!$B$24:$B$47,0))","v":1.9964561142097742E-3},{"$f":"SUMPRODUCT((Data!$B$58:$B$60=Model!$F256)*(Data!$C$57:$K$57=Model!$O256)*(Data!$C$58:$K$60))","v":2.8392735823590045},71.607264176409956,1,{"$f":"IF(E256<>\"Serviceable\",E256,INDEX(Lists!$D$6:$D$8, MATCH(T256,Lists!$C$6:$C$8,0)))","v":"Serviceable"},{"$f":"INDEX(Lists!$C$12:$C$26, MATCH(H256, Lists!$B$12:$B$26,0))","v":"LV"}]
[null,384,1952,"Wood Untreated Dressed","Serviceable","Class 1",0,"lv",1230,2023,130,"No",false,10,{"$f":"INDEX(Lists!$B$32:$B$40, MATCH(YEAR(TODAY())-C257, Lists!$C$32:$C$40,1))","v":"71-80"},391.52116000606253,{"$f":"INDEX(Data!$E$24:$E$47, MATCH(F257&D257, Data!$B$24:$B$47,0))","v":1.9964561142097742E-3},{"$f":"SUMPRODUCT((Data!$B$58:$B$60=Model!$F257)*(Data!$C$57:$K$57=Model!$O257)*(Data!$C$58:$K$60))","v":2.0707751244791428},109.29224875520858,1,{"$f":"IF(E257<>\"Serviceable\",E257,INDEX(Lists!$D$6:$D$8, MATCH(T257,Lists!$C$6:$C$8,0)))","v":"Serviceable"},{"$f":"INDEX(Lists!$C$12:$C$26, MATCH(H257, Lists!$B$12:$B$26,0))","v":"LV"}]
[null,395,1950,"Wood Untreated Round","Serviceable","Class 2",0,"lv",1000,2021,90,"No",false,10,{"$f":"INDEX(Lists!$B$32:$B$40, MATCH(YEAR(TODAY())-C258, Lists!$C$32:$C$40,1))","v":"71-80"},318.3098861837907,{"$f":"INDEX(Data!$E$24:$E$47, MATCH(F258&D258, Data!$B$24:$B$47,0))","v":2.1997700016428453E-3},{"$f":"SUMPRODUCT((Data!$B$58:$B$60=Model!$F258)*(Data!$C$57:$K$57=Model!$O258)*(Data!$C$58:$K$60))","v":3.8603406961656446},51.396593038343553,2,{"$f":"IF(E258<>\"Serviceable\",E258,INDEX(Lists!$D$6:$D$8, MATCH(T258,Lists!$C$6:$C$8,0)))","v":"Limited Life"},{"$f":"INDEX(Lists!$C$12:$C$26, MATCH(H258, Lists!$B$12:$B$26,0))","v":"LV"}]
[null,396,1970,"Wood Creos Impregnated","Serviceable","Class 3",0,"lv/hv",817,2021,80,"No",false,10,{"$f":"INDEX(Lists!$B$32:$B$40, MATCH(YEAR(TODAY())-C259, Lists!$C$32:$C$40,1))","v":"51-60"},260.05917701215697,{"$f":"INDEX(Data!$E$24:$E$47, MATCH(F259&D259, Data!$B$24:$B$47,0))","v":1.0684339161496522E-3},{"$f":"SUMPRODUCT((Data!$B$58:$B$60=Model!$F259)*(Data!$C$57:$K$57=Model!$O259)*(Data!$C$58:$K$60))","v":2.6564859251595059},53.43514074840494,2,{"$f":"IF(E259<>\"Serviceable\",E259,INDEX(Lists!$D$6:$D$8, MATCH(T259,Lists!$C$6:$C$8,0)))","v":"Limited Life"},{"$f":"INDEX(Lists!$C$12:$C$26, MATCH(H259, Lists!$B$12:$B$26,0))","v":"HV"}]
[null,397,1965,"Wood Creos Impregnated","Serviceable","Class 3",0,"lv/hv",910,2021,120,"No",false,10,{"$f":"INDEX(Lists!$B$32:$B$40, MATCH(YEAR(TODAY())-C260, Lists!$C$32:$C$40,1))","v":"51-60"},289.66199642724951,{"$f":"INDEX(Data!$E$24:$E$47, MATCH(F260&D260, Data!$B$24:$B$47,0))","v":1.0684339161496522E-3},{"$f":"SUMPRODUCT((Data!$B$58:$B$60=Model!$F260)*(Data!$C$57:$K$57=Model!$O260)*(Data!$C$58:$K$60))","v":2.6564859251595059},93.435140748404933,1,{"$f":"IF(E260<>\"Serviceable\",E260,INDEX(Lists!$D$6:$D$8, MATCH(T260,Lists!$C$6:$C$8,0)))","v":"Serviceable"},{"$f":"INDEX(Lists!$C$12:$C$26, MATCH(H260, Lists!$B$12:$B$26,0))","v":"HV"}]
[null,410,1989,"Wood Untreated Dressed","Serviceable","Class 1",0,"lv/hv",1120,2022,130,"No",false,10,{"$f":"INDEX(Lists!$B$32:$B$40, MATCH(YEAR(TODAY())-C261, Lists!$C$32:$C$40,1))","v":"31-40"},356.50707252584556,{"$f":"INDEX(Data!$E$24:$E$47, MATCH(F261&D261, Data!$B$24:$B$47,0))","v":1.9964561142097742E-3},{"$f":"SUMPRODUCT((Data!$B$58:$B$60=Model!$F261)*(Data!$C$57:$K$57=Model!$O261)*(Data!$C$58:$K$60))","v":3.0038452968326621},99.961547031673376,1,{"$f":"IF(E261<>\"Serviceable\",E261,INDEX(Lists!$D$6:$D$8, MATCH(T261,Lists!$C$6:$C$8,0)))","v":"Serviceable"},{"$f":"INDEX(Lists!$C$12:$C$26, MATCH(H261, Lists!$B$12:$B$26,0))","v":"HV"}]
[null,411,1970,"Wood Creos Impregnated","Limited Life","Class 3",0,"lv/hv",942,2023,50,"No",false,10,{"$f":"INDEX(Lists!$B$32:$B$40, MATCH(YEAR(TODAY())-C262, Lists!$C$32:$C$40,1))","v":"51-60"},299.8479127851308,{"$f":"INDEX(Data!$E$24:$E$47, MATCH(F262&D262, Data!$B$24:$B$47,0))","v":1.0684339161496522E-3},{"$f":"SUMPRODUCT((Data!$B$58:$B$60=Model!$F262)*(Data!$C$57:$K$57=Model!$O262)*(Data!$C$58:$K$60))","v":2.6564859251595059},23.43514074840494,3,{"$f":"IF(E262<>\"Serviceable\",E262,INDEX(Lists!$D$6:$D$8, MATCH(T262,Lists!$C$6:$C$8,0)))","v":"Limited Life"},{"$f":"INDEX(Lists!$C$12:$C$26, MATCH(H262, Lists!$B$12:$B$26,0))","v":"HV"}]
[null,414,1965,"Wood Creos Impregnated","Serviceable","Class 3",0,"lv/hv",848,2022,100,"No",false,10,{"$f":"INDEX(Lists!$B$32:$B$40, MATCH(YEAR(TODAY())-C263, Lists!$C$32:$C$40,1))","v":"51-60"},269.92678348385448,{"$f":"INDEX(Data!$E$24:$E$47, MATCH(F263&D263, Data!$B$24:$B$47,0))","v":1.0684339161496522E-3},{"$f":"SUMPRODUCT((Data!$B$58:$B$60=Model!$F263)*(Data!$C$57:$K$57=Model!$O263)*(Data!$C$58:$K$60))","v":2.6564859251595059},73.435140748404933,1,{"$f":"IF(E263<>\"Serviceable\",E263,INDEX(Lists!$D$6:$D$8, MATCH(T263,Lists!$C$6:$C$8,0)))","v":"Serviceable"},{"$f":"INDEX(Lists!$C$12:$C$26, MATCH(H263, Lists!$B$12:$B$26,0))","v":"HV"}]
[null,417,1960,"Wood Creos Impregnated","Serviceable","Class 3",0,"lv",850,2022,100,"No",false,{"$f":"IF(L264=\"No\",ROUND((End_year-J264)/5,0)*5,ROUND((End_year-J264)/3,0)*3)","v":10},{"$f":"INDEX(Lists!$B$32:$B$40, MATCH(YEAR(TODAY())-C264, Lists!$C$32:$C$40,1))","v":"61-70"},270.5634032562221,{"$f":"INDEX(Data!$E$24:$E$47, MATCH(F264&D264, Data!$B$24:$B$47,0))","v":1.0684339161496522E-3},{"$f":"SUMPRODUCT((Data!$B$58:$B$60=Model!$F264)*(Data!$C$57:$K$57=Model!$O264)*(Data!$C$58:$K$60))","v":1.9802031311051838},{"$f":"IF(IF(K264>=700,999,(K264-R264*N264))<0,0,IF(K264>=700,999,(K264-R264*N264)))","v":80.197968688948166},{"$f":"IF(S264<30,3,IF(AND(F264=\"Class 1\",S264<50),2,IF(AND(F264=\"Class 1\",S264>=50),1,IF(S264<70,2,1))))","v":1},{"$f":"IF(E264<>\"Serviceable\",E264,INDEX(Lists!$D$6:$D$8, MATCH(T264,Lists!$C$6:$C$8,0)))","v":"Serviceable"},{"$f":"INDEX(Lists!$C$12:$C$26, MATCH(H264, Lists!$B$12:$B$26,0))","v":"LV"}]
[null,418,1963,"Wood Creos Impregnated","Serviceable","Class 3",0,"lv",1020,2022,100,"No",{"$f":"IF(G265=0,FALSE,TRUE)","v":false},10,{"$f":"INDEX(Lists!$B$32:$B$40, MATCH(YEAR(TODAY())-C265, Lists!$C$32:$C$40,1))","v":"61-70"},{"$f":"I265/PI()","v":324.67608390746648},{"$f":"INDEX(Data!$E$24:$E$47, MATCH(F265&D265, Data!$B$24:$B$47,0))","v":1.0684339161496522E-3},{"$f":"SUMPRODUCT((Data!$B$58:$B$60=Model!$F265)*(Data!$C$57:$K$57=Model!$O265)*(Data!$C$58:$K$60))","v":1.9802031311051838},80.197968688948166,1,{"$f":"IF(E265<>\"Serviceable\",E265,INDEX(Lists!$D$6:$D$8, MATCH(T265,Lists!$C$6:$C$8,0)))","v":"Serviceable"},{"$f":"INDEX(Lists!$C$12:$C$26, MATCH(H265, Lists!$B$12:$B$26,0))","v":"LV"}]
[null,419,1987,"Wood Untreated Dressed","Serviceable","Class 1",0,"lv",920,2022,120,"No",false,10,{"$f":"INDEX(Lists!$B$32:$B$40, MATCH(YEAR(TODAY())-C266, Lists!$C$32:$C$40,1))","v":"31-40"},292.84509528908745,{"$f":"INDEX(Data!$E$24:$E$47, MATCH(F266&D266, Data!$B$24:$B$47,0))","v":1.9964561142097742E-3},{"$f":"SUMPRODUCT((Data!$B$58:$B$60=Model!$F266)*(Data!$C$57:$K$57=Model!$O266)*(Data!$C$58:$K$60))","v":3.0038452968326621},89.961547031673376,1,{"$f":"IF(E266<>\"Serviceable\",E266,INDEX(Lists!$D$6:$D$8, MATCH(T266,Lists!$C$6:$C$8,0)))","v":"Serviceable"},{"$f":"INDEX(Lists!$C$12:$C$26, MATCH(H266, Lists!$B$12:$B$26,0))","v":"LV"}]
[null,420,1958,"Wood Creos Impregnated","Serviceable","Class 3",0,"lv/hv",890,2022,90,"No",false,10,{"$f":"INDEX(Lists!$B$32:$B$40, MATCH(YEAR(TODAY())-C267, Lists!$C$32:$C$40,1))","v":"61-70"},283.29579870357372,{"$f":"INDEX(Data!$E$24:$E$47, MATCH(F267&D267, Data!$B$24:$B$47,0))","v":1.0684339161496522E-3},{"$f":"SUMPRODUCT((Data!$B$58:$B$60=Model!$F267)*(Data!$C$57:$K$57=Model!$O267)*(Data!$C$58:$K$60))","v":1.9802031311051838},70.197968688948166,1,{"$f":"IF(E267<>\"Serviceable\",E267,INDEX(Lists!$D$6:$D$8, MATCH(T267,Lists!$C$6:$C$8,0)))","v":"Serviceable"},{"$f":"INDEX(Lists!$C$12:$C$26, MATCH(H267, Lists!$B$12:$B$26,0))","v":"HV"}]
[null,422,1963,"Wood Creos Impregnated","Serviceable","Class 3",0,"lv/sub-transmission",1250,2022,80,"No",false,10,{"$f":"INDEX(Lists!$B$32:$B$40, MATCH(YEAR(TODAY())-C268, Lists!$C$32:$C$40,1))","v":"61-70"},397.88735772973837,{"$f":"INDEX(Data!$E$24:$E$47, MATCH(F268&D268, Data!$B$24:$B$47,0))","v":1.0684339161496522E-3},{"$f":"SUMPRODUCT((Data!$B$58:$B$60=Model!$F268)*(Data!$C$57:$K$57=Model!$O268)*(Data!$C$58:$K$60))","v":1.9802031311051838},60.197968688948166,2,{"$f":"IF(E268<>\"Serviceable\",E268,INDEX(Lists!$D$6:$D$8, MATCH(T268,Lists!$C$6:$C$8,0)))","v":"Limited Life"},{"$f":"INDEX(Lists!$C$12:$C$26, MATCH(H268, Lists!$B$12:$B$26,0))","v":"Sub-T"}]
[null,423,1955,"Wood Untreated Round","Serviceable","Class 1",0,"lv/sub-transmission",960,2022,100,"No",false,10,{"$f":"INDEX(Lists!$B$32:$B$40, MATCH(YEAR(TODAY())-C269, Lists!$C$32:$C$40,1))","v":"61-70"},305.57749073643907,{"$f":"INDEX(Data!$E$24:$E$47, MATCH(F269&D269, Data!$B$24:$B$47,0))","v":1.9964561142097742E-3},{"$f":"SUMPRODUCT((Data!$B$58:$B$60=Model!$F269)*(Data!$C$57:$K$57=Model!$O269)*(Data!$C$58:$K$60))","v":2.3795837981601728},76.204162018398279,1,{"$f":"IF(E269<>\"Serviceable\",E269,INDEX(Lists!$D$6:$D$8, MATCH(T269,Lists!$C$6:$C$8,0)))","v":"Serviceable"},{"$f":"INDEX(Lists!$C$12:$C$26, MATCH(H269, Lists!$B$12:$B$26,0))","v":"Sub-T"}]
[null,424,1969,"Wood Creos Impregnated","Serviceable","Class 3",0,"lv/sub-transmission",1160,2022,90,"No",false,10,{"$f":"INDEX(Lists!$B$32:$B$40, MATCH(YEAR(TODAY())-C270, Lists!$C$32:$C$40,1))","v":"51-60"},369.23946797319718,{"$f":"INDEX(Data!$E$24:$E$47, MATCH(F270&D270, Data!$B$24:$B$47,0))","v":1.0684339161496522E-3},{"$f":"SUMPRODUCT((Data!$B$58:$B$60=Model!$F270)*(Data!$C$57:$K$57=Model!$O270)*(Data!$C$58:$K$60))","v":2.6564859251595059},63.43514074840494,2,{"$f":"IF(E270<>\"Serviceable\",E270,INDEX(Lists!$D$6:$D$8, MATCH(T270,Lists!$C$6:$C$8,0)))","v":"Limited Life"},{"$f":"INDEX(Lists!$C$12:$C$26, MATCH(H270, Lists!$B$12:$B$26,0))","v":"Sub-T"}]
[null,425,1982,"Wood Untreated Dressed","Serviceable","Class 1",0,"lv/sub-transmission",1070,2021,130,"No",false,10,{"$f":"INDEX(Lists!$B$32:$B$40, MATCH(YEAR(TODAY())-C271, Lists!$C$32:$C$40,1))","v":"41-50"},340.59157821665605,{"$f":"INDEX(Data!$E$24:$E$47, MATCH(F271&D271, Data!$B$24:$B$47,0))","v":1.9964561142097742E-3},{"$f":"SUMPRODUCT((Data!$B$58:$B$60=Model!$F271)*(Data!$C$57:$K$57=Model!$O271)*(Data!$C$58:$K$60))","v":1.7977578417715214},112.02242158228478,1,{"$f":"IF(E271<>\"Serviceable\",E271,INDEX(Lists!$D$6:$D$8, MATCH(T271,Lists!$C$6:$C$8,0)))","v":"Serviceable"},{"$f":"INDEX(Lists!$C$12:$C$26, MATCH(H271, Lists!$B$12:$B$26,0))","v":"Sub-T"}]
[null,426,1971,"Wood Creos Impregnated","Serviceable","Class 3",0,"lv/sub-transmission",1100,2021,110,"No",false,10,{"$f":"INDEX(Lists!$B$32:$B$40, MATCH(YEAR(TODAY())-C272, Lists!$C$32:$C$40,1))","v":"51-60"},350.14087480216978,{"$f":"INDEX(Data!$E$24:$E$47, MATCH(F272&D272, Data!$B$24:$B$47,0))","v":1.0684339161496522E-3},{"$f":"SUMPRODUCT((Data!$B$58:$B$60=Model!$F272)*(Data!$C$57:$K$57=Model!$O272)*(Data!$C$58:$K$60))","v":2.6564859251595059},83.435140748404933,1,{"$f":"IF(E272<>\"Serviceable\",E272,INDEX(Lists!$D$6:$D$8, MATCH(T272,Lists!$C$6:$C$8,0)))","v":"Serviceable"},{"$f":"INDEX(Lists!$C$12:$C$26, MATCH(H272, Lists!$B$12:$B$26,0))","v":"Sub-T"}]
[null,427,1986,"Wood Untreated Dressed","Serviceable","Class 1",0,"lv/hv/sub-transmission",1160,2021,140,"No",false,10,{"$f":"INDEX(Lists!$B$32:$B$40, MATCH(YEAR(TODAY())-C273, Lists!$C$32:$C$40,1))","v":"31-40"},369.23946797319718,{"$f":"INDEX(Data!$E$24:$E$47, MATCH(F273&D273, Data!$B$24:$B$47,0))","v":1.9964561142097742E-3},{"$f":"SUMPRODUCT((Data!$B$58:$B$60=Model!$F273)*(Data!$C$57:$K$57=Model!$O273)*(Data!$C$58:$K$60))","v":3.0038452968326621},109.96154703167338,1,{"$f":"IF(E273<>\"Serviceable\",E273,INDEX(Lists!$D$6:$D$8, MATCH(T273,Lists!$C$6:$C$8,0)))","v":"Serviceable"},{"$f":"INDEX(Lists!$C$12:$C$26, MATCH(H273, Lists!$B$12:$B$26,0))","v":"Sub-T"}]
[null,428,1977,"Wood Creos Impregnated","Serviceable","Class 3",0,"hv/sub-transmission",970,2021,110,"No",false,10,{"$f":"INDEX(Lists!$B$32:$B$40, MATCH(YEAR(TODAY())-C274, Lists!$C$32:$C$40,1))","v":"41-50"},308.76058959827697,{"$f":"INDEX(Data!$E$24:$E$47, MATCH(F274&D274, Data!$B$24:$B$47,0))","v":1.0684339161496522E-3},{"$f":"SUMPRODUCT((Data!$B$58:$B$60=Model!$F274)*(Data!$C$57:$K$57=Model!$O274)*(Data!$C$58:$K$60))","v":3.2595928155551883},77.404071844448112,1,{"$f":"IF(E274<>\"Serviceable\",E274,INDEX(Lists!$D$6:$D$8, MATCH(T274,Lists!$C$6:$C$8,0)))","v":"Serviceable"},{"$f":"INDEX(Lists!$C$12:$C$26, MATCH(H274, Lists!$B$12:$B$26,0))","v":"Sub-T"}]
[null,429,1971,"Wood Creos Impregnated","Serviceable","Class 3",0,"lv",900,2021,80,"No",false,10,{"$f":"INDEX(Lists!$B$32:$B$40, MATCH(YEAR(TODAY())-C275, Lists!$C$32:$C$40,1))","v":"51-60"},286.47889756541161,{"$f":"INDEX(Data!$E$24:$E$47, MATCH(F275&D275, Data!$B$24:$B$47,0))","v":1.0684339161496522E-3},{"$f":"SUMPRODUCT((Data!$B$58:$B$60=Model!$F275)*(Data!$C$57:$K$57=Model!$O275)*(Data!$C$58:$K$60))","v":2.6564859251595059},53.43514074840494,2,{"$f":"IF(E275<>\"Serviceable\",E275,INDEX(Lists!$D$6:$D$8, MATCH(T275,Lists!$C$6:$C$8,0)))","v":"Limited Life"},{"$f":"INDEX(Lists!$C$12:$C$26, MATCH(H275, Lists!$B$12:$B$26,0))","v":"LV"}]
[null,431,1972,"Wood Creos Impregnated","Serviceable","Class 2",0,"lv",770,2021,70,"No",false,10,{"$f":"INDEX(Lists!$B$32:$B$40, MATCH(YEAR(TODAY())-C276, Lists!$C$32:$C$40,1))","v":"51-60"},245.09861236151883,{"$f":"INDEX(Data!$E$24:$E$47, MATCH(F276&D276, Data!$B$24:$B$47,0))","v":1.6118836915297091E-3},{"$f":"SUMPRODUCT((Data!$B$58:$B$60=Model!$F276)*(Data!$C$57:$K$57=Model!$O276)*(Data!$C$58:$K$60))","v":2.6773548093458861},43.226451906541143,2,{"$f":"IF(E276<>\"Serviceable\",E276,INDEX(Lists!$D$6:$D$8, MATCH(T276,Lists!$C$6:$C$8,0)))","v":"Limited Life"},{"$f":"INDEX(Lists!$C$12:$C$26, MATCH(H276, Lists!$B$12:$B$26,0))","v":"LV"}]
[null,432,1958,"Wood Untreated Round","Limited Life","Class 2",0,"sub-transmission",1068,2023,25,"No",false,10,{"$f":"INDEX(Lists!$B$32:$B$40, MATCH(YEAR(TODAY())-C277, Lists!$C$32:$C$40,1))","v":"61-70"},339.95495844428842,{"$f":"INDEX(Data!$E$24:$E$47, MATCH(F277&D277, Data!$B$24:$B$47,0))","v":2.1997700016428453E-3},{"$f":"SUMPRODUCT((Data!$B$58:$B$60=Model!$F277)*(Data!$C$57:$K$57=Model!$O277)*(Data!$C$58:$K$60))","v":2.227481027604485},2.7251897239551504,3,{"$f":"IF(E277<>\"Serviceable\",E277,INDEX(Lists!$D$6:$D$8, MATCH(T277,Lists!$C$6:$C$8,0)))","v":"Limited Life"},{"$f":"INDEX(Lists!$C$12:$C$26, MATCH(H277, Lists!$B$12:$B$26,0))","v":"Sub-T"}]
[null,433,1964,"Wood Creos Impregnated","Serviceable","Class 3",0,"lv/sub-transmission",1037,2021,100,"No",false,10,{"$f":"INDEX(Lists!$B$32:$B$40, MATCH(YEAR(TODAY())-C278, Lists!$C$32:$C$40,1))","v":"61-70"},330.08735197259097,{"$f":"INDEX(Data!$E$24:$E$47, MATCH(F278&D278, Data!$B$24:$B$47,0))","v":1.0684339161496522E-3},{"$f":"SUMPRODUCT((Data!$B$58:$B$60=Model!$F278)*(Data!$C$57:$K$57=Model!$O278)*(Data!$C$58:$K$60))","v":1.9802031311051838},80.197968688948166,1,{"$f":"IF(E278<>\"Serviceable\",E278,INDEX(Lists!$D$6:$D$8, MATCH(T278,Lists!$C$6:$C$8,0)))","v":"Serviceable"},{"$f":"INDEX(Lists!$C$12:$C$26, MATCH(H278, Lists!$B$12:$B$26,0))","v":"Sub-T"}]
[null,434,1969,"Wood Creos Impregnated","Serviceable","Class 3",0,"lv",1160,2022,120,"No",false,10,{"$f":"INDEX(Lists!$B$32:$B$40, MATCH(YEAR(TODAY())-C279, Lists!$C$32:$C$40,1))","v":"51-60"},369.23946797319718,{"$f":"INDEX(Data!$E$24:$E$47, MATCH(F279&D279, Data!$B$24:$B$47,0))","v":1.0684339161496522E-3},{"$f":"SUMPRODUCT((Data!$B$58:$B$60=Model!$F279)*(Data!$C$57:$K$57=Model!$O279)*(Data!$C$58:$K$60))","v":2.6564859251595059},93.435140748404933,1,{"$f":"IF(E279<>\"Serviceable\",E279,INDEX(Lists!$D$6:$D$8, MATCH(T279,Lists!$C$6:$C$8,0)))","v":"Serviceable"},{"$f":"INDEX(Lists!$C$12:$C$26, MATCH(H279, Lists!$B$12:$B$26,0))","v":"LV"}]
[null,435,1996,"Wood Untreated Dressed","Serviceable","Class 1",0,"lv/hv",1040,2022,140,"No",false,10,{"$f":"INDEX(Lists!$B$32:$B$40, MATCH(YEAR(TODAY())-C280, Lists!$C$32:$C$40,1))","v":"21-30"},331.04228163114232,{"$f":"INDEX(Data!$E$24:$E$47, MATCH(F280&D280, Data!$B$24:$B$47,0))","v":1.9964561142097742E-3},{"$f":"SUMPRODUCT((Data!$B$58:$B$60=Model!$F280)*(Data!$C$57:$K$57=Model!$O280)*(Data!$C$58:$K$60))","v":2.1651652228345815},118.34834777165419,1,{"$f":"IF(E280<>\"Serviceable\",E280,INDEX(Lists!$D$6:$D$8, MATCH(T280,Lists!$C$6:$C$8,0)))","v":"Serviceable"},{"$f":"INDEX(Lists!$C$12:$C$26, MATCH(H280, Lists!$B$12:$B$26,0))","v":"HV"}]
[null,437,1969,"Wood Creos Impregnated","Serviceable","Class 3",0,"lv",1160,2022,70,"No",false,10,{"$f":"INDEX(Lists!$B$32:$B$40, MATCH(YEAR(TODAY())-C281, Lists!$C$32:$C$40,1))","v":"51-60"},369.23946797319718,{"$f":"INDEX(Data!$E$24:$E$47, MATCH(F281&D281, Data!$B$24:$B$47,0))","v":1.0684339161496522E-3},{"$f":"SUMPRODUCT((Data!$B$58:$B$60=Model!$F281)*(Data!$C$57:$K$57=Model!$O281)*(Data!$C$58:$K$60))","v":2.6564859251595059},43.43514074840494,2,{"$f":"IF(E281<>\"Serviceable\",E281,INDEX(Lists!$D$6:$D$8, MATCH(T281,Lists!$C$6:$C$8,0)))","v":"Limited Life"},{"$f":"INDEX(Lists!$C$12:$C$26, MATCH(H281, Lists!$B$12:$B$26,0))","v":"LV"}]
[null,438,1968,"Wood Creos Impregnated","Serviceable","Class 3",0,"lv/hv",974,2022,80,"No",false,10,{"$f":"INDEX(Lists!$B$32:$B$40, MATCH(YEAR(TODAY())-C282, Lists!$C$32:$C$40,1))","v":"51-60"},310.0338291430121,{"$f":"INDEX(Data!$E$24:$E$47, MATCH(F282&D282, Data!$B$24:$B$47,0))","v":1.0684339161496522E-3},{"$f":"SUMPRODUCT((Data!$B$58:$B$60=Model!$F282)*(Data!$C$57:$K$57=Model!$O282)*(Data!$C$58:$K$60))","v":2.6564859251595059},53.43514074840494,2,{"$f":"IF(E282<>\"Serviceable\",E282,INDEX(Lists!$D$6:$D$8, MATCH(T282,Lists!$C$6:$C$8,0)))","v":"Limited Life"},{"$f":"INDEX(Lists!$C$12:$C$26, MATCH(H282, Lists!$B$12:$B$26,0))","v":"HV"}]
[null,439,1968,"Wood Creos Impregnated","Serviceable","Class 3",0,"lv/hv",910,2022,110,"No",false,10,{"$f":"INDEX(Lists!$B$32:$B$40, MATCH(YEAR(TODAY())-C283, Lists!$C$32:$C$40,1))","v":"51-60"},289.66199642724951,{"$f":"INDEX(Data!$E$24:$E$47, MATCH(F283&D283, Data!$B$24:$B$47,0))","v":1.0684339161496522E-3},{"$f":"SUMPRODUCT((Data!$B$58:$B$60=Model!$F283)*(Data!$C$57:$K$57=Model!$O283)*(Data!$C$58:$K$60))","v":2.6564859251595059},83.435140748404933,1,{"$f":"IF(E283<>\"Serviceable\",E283,INDEX(Lists!$D$6:$D$8, MATCH(T283,Lists!$C$6:$C$8,0)))","v":"Serviceable"},{"$f":"INDEX(Lists!$C$12:$C$26, MATCH(H283, Lists!$B$12:$B$26,0))","v":"HV"}]
[null,441,1983,"Wood Untreated Dressed","Serviceable","Class 1",0,"lv",1068,2023,130,"No",false,10,{"$f":"INDEX(Lists!$B$32:$B$40, MATCH(YEAR(TODAY())-C284, Lists!$C$32:$C$40,1))","v":"41-50"},339.95495844428842,{"$f":"INDEX(Data!$E$24:$E$47, MATCH(F284&D284, Data!$B$24:$B$47,0))","v":1.9964561142097742E-3},{"$f":"SUMPRODUCT((Data!$B$58:$B$60=Model!$F284)*(Data!$C$57:$K$57=Model!$O284)*(Data!$C$58:$K$60))","v":1.7977578417715214},112.02242158228478,1,{"$f":"IF(E284<>\"Serviceable\",E284,INDEX(Lists!$D$6:$D$8, MATCH(T284,Lists!$C$6:$C$8,0)))","v":"Serviceable"},{"$f":"INDEX(Lists!$C$12:$C$26, MATCH(H284, Lists!$B$12:$B$26,0))","v":"LV"}]
[null,443,1964,"Wood Creos Impregnated","Serviceable","Class 2",0,"lv/hv",830,2021,90,"No",false,10,{"$f":"INDEX(Lists!$B$32:$B$40, MATCH(YEAR(TODAY())-C285, Lists!$C$32:$C$40,1))","v":"61-70"},264.19720553254626,{"$f":"INDEX(Data!$E$24:$E$47, MATCH(F285&D285, Data!$B$24:$B$47,0))","v":1.6118836915297091E-3},{"$f":"SUMPRODUCT((Data!$B$58:$B$60=Model!$F285)*(Data!$C$57:$K$57=Model!$O285)*(Data!$C$58:$K$60))","v":2.227481027604485},67.725189723955154,2,{"$f":"IF(E285<>\"Serviceable\",E285,INDEX(Lists!$D$6:$D$8, MATCH(T285,Lists!$C$6:$C$8,0)))","v":"Limited Life"},{"$f":"INDEX(Lists!$C$12:$C$26, MATCH(H285, Lists!$B$12:$B$26,0))","v":"HV"}]
[null,444,1974,"Wood Untreated Dressed","Serviceable","Class 1",0,"lv/hv",754,2021,110,"No",false,10,{"$f":"INDEX(Lists!$B$32:$B$40, MATCH(YEAR(TODAY())-C286, Lists!$C$32:$C$40,1))","v":"51-60"},240.00565418257818,{"$f":"INDEX(Data!$E$24:$E$47, MATCH(F286&D286, Data!$B$24:$B$47,0))","v":1.9964561142097742E-3},{"$f":"SUMPRODUCT((Data!$B$58:$B$60=Model!$F286)*(Data!$C$57:$K$57=Model!$O286)*(Data!$C$58:$K$60))","v":1.3557210085184006},96.44278991481599,1,{"$f":"IF(E286<>\"Serviceable\",E286,INDEX(Lists!$D$6:$D$8, MATCH(T286,Lists!$C$6:$C$8,0)))","v":"Serviceable"},{"$f":"INDEX(Lists!$C$12:$C$26, MATCH(H286, Lists!$B$12:$B$26,0))","v":"HV"}]
[null,445,1964,"Wood Creos Impregnated","Serviceable","Class 2",0,"lv/hv",840,2021,110,"No",false,10,{"$f":"INDEX(Lists!$B$32:$B$40, MATCH(YEAR(TODAY())-C287, Lists!$C$32:$C$40,1))","v":"61-70"},267.38030439438415,{"$f":"INDEX(Data!$E$24:$E$47, MATCH(F287&D287, Data!$B$24:$B$47,0))","v":1.6118836915297091E-3},{"$f":"SUMPRODUCT((Data!$B$58:$B$60=Model!$F287)*(Data!$C$57:$K$57=Model!$O287)*(Data!$C$58:$K$60))","v":2.227481027604485},87.725189723955154,1,{"$f":"IF(E287<>\"Serviceable\",E287,INDEX(Lists!$D$6:$D$8, MATCH(T287,Lists!$C$6:$C$8,0)))","v":"Serviceable"},{"$f":"INDEX(Lists!$C$12:$C$26, MATCH(H287, Lists!$B$12:$B$26,0))","v":"HV"}]
[null,446,1970,"Wood Creos Impregnated","Serviceable","Class 3",0,"lv/hv",1120,2021,100,"No",false,10,{"$f":"INDEX(Lists!$B$32:$B$40, MATCH(YEAR(TODAY())-C288, Lists!$C$32:$C$40,1))","v":"51-60"},356.50707252584556,{"$f":"INDEX(Data!$E$24:$E$47, MATCH(F288&D288, Data!$B$24:$B$47,0))","v":1.0684339161496522E-3},{"$f":"SUMPRODUCT((Data!$B$58:$B$60=Model!$F288)*(Data!$C$57:$K$57=Model!$O288)*(Data!$C$58:$K$60))","v":2.6564859251595059},73.435140748404933,1,{"$f":"IF(E288<>\"Serviceable\",E288,INDEX(Lists!$D$6:$D$8, MATCH(T288,Lists!$C$6:$C$8,0)))","v":"Serviceable"},{"$f":"INDEX(Lists!$C$12:$C$26, MATCH(H288, Lists!$B$12:$B$26,0))","v":"HV"}]
[null,447,1982,"Wood Creos Impregnated","Serviceable","Class 3",0,"lv/hv/sub-transmission",942,2021,100,"No",false,10,{"$f":"INDEX(Lists!$B$32:$B$40, MATCH(YEAR(TODAY())-C289, Lists!$C$32:$C$40,1))","v":"41-50"},299.8479127851308,{"$f":"INDEX(Data!$E$24:$E$47, MATCH(F289&D289, Data!$B$24:$B$47,0))","v":1.0684339161496522E-3},{"$f":"SUMPRODUCT((Data!$B$58:$B$60=Model!$F289)*(Data!$C$57:$K$57=Model!$O289)*(Data!$C$58:$K$60))","v":3.2595928155551883},67.404071844448112,2,{"$f":"IF(E289<>\"Serviceable\",E289,INDEX(Lists!$D$6:$D$8, MATCH(T289,Lists!$C$6:$C$8,0)))","v":"Limited Life"},{"$f":"INDEX(Lists!$C$12:$C$26, MATCH(H289, Lists!$B$12:$B$26,0))","v":"Sub-T"}]
[null,448,1967,"Wood Creos Impregnated","Serviceable","Class 3",0,"lv/hv/sub-transmission",1010,2023,70,"No",false,10,{"$f":"INDEX(Lists!$B$32:$B$40, MATCH(YEAR(TODAY())-C290, Lists!$C$32:$C$40,1))","v":"51-60"},321.49298504562859,{"$f":"INDEX(Data!$E$24:$E$47, MATCH(F290&D290, Data!$B$24:$B$47,0))","v":1.0684339161496522E-3},{"$f":"SUMPRODUCT((Data!$B$58:$B$60=Model!$F290)*(Data!$C$57:$K$57=Model!$O290)*(Data!$C$58:$K$60))","v":2.6564859251595059},43.43514074840494,2,{"$f":"IF(E290<>\"Serviceable\",E290,INDEX(Lists!$D$6:$D$8, MATCH(T290,Lists!$C$6:$C$8,0)))","v":"Limited Life"},{"$f":"INDEX(Lists!$C$12:$C$26, MATCH(H290, Lists!$B$12:$B$26,0))","v":"Sub-T"}]
[null,449,1970,"Wood Creos Impregnated","Serviceable","Class 3",0,"lv/hv/sub-transmission",1100,2023,100,"No",false,10,{"$f":"INDEX(Lists!$B$32:$B$40, MATCH(YEAR(TODAY())-C291, Lists!$C$32:$C$40,1))","v":"51-60"},350.14087480216978,{"$f":"INDEX(Data!$E$24:$E$47, MATCH(F291&D291, Data!$B$24:$B$47,0))","v":1.0684339161496522E-3},{"$f":"SUMPRODUCT((Data!$B$58:$B$60=Model!$F291)*(Data!$C$57:$K$57=Model!$O291)*(Data!$C$58:$K$60))","v":2.6564859251595059},73.435140748404933,1,{"$f":"IF(E291<>\"Serviceable\",E291,INDEX(Lists!$D$6:$D$8, MATCH(T291,Lists!$C$6:$C$8,0)))","v":"Serviceable"},{"$f":"INDEX(Lists!$C$12:$C$26, MATCH(H291, Lists!$B$12:$B$26,0))","v":"Sub-T"}]
[null,450,1982,"Wood Creos Impregnated","Serviceable","Class 3",0,"lv/hv/sub-transmission",1140,2023,110,"No",false,10,{"$f":"INDEX(Lists!$B$32:$B$40, MATCH(YEAR(TODAY())-C292, Lists!$C$32:$C$40,1))","v":"41-50"},362.8732702495214,{"$f":"INDEX(Data!$E$24:$E$47, MATCH(F292&D292, Data!$B$24:$B$47,0))","v":1.0684339161496522E-3},{"$f":"SUMPRODUCT((Data!$B$58:$B$60=Model!$F292)*(Data!$C$57:$K$57=Model!$O292)*(Data!$C$58:$K$60))","v":3.2595928155551883},77.404071844448112,1,{"$f":"IF(E292<>\"Serviceable\",E292,INDEX(Lists!$D$6:$D$8, MATCH(T292,Lists!$C$6:$C$8,0)))","v":"Serviceable"},{"$f":"INDEX(Lists!$C$12:$C$26, MATCH(H292, Lists!$B$12:$B$26,0))","v":"Sub-T"}]
[null,455,1941,"Wood Untreated Dressed","Limited Life","Class 1",0,"lv",870,2023,100,"No",false,10,{"$f":"INDEX(Lists!$B$32:$B$40, MATCH(YEAR(TODAY())-C293, Lists!$C$32:$C$40,1))","v":"81-90"},276.92960097989788,{"$f":"INDEX(Data!$E$24:$E$47, MATCH(F293&D293, Data!$B$24:$B$47,0))","v":1.9964561142097742E-3},{"$f":"SUMPRODUCT((Data!$B$58:$B$60=Model!$F293)*(Data!$C$57:$K$57=Model!$O293)*(Data!$C$58:$K$60))","v":2.8392735823590045},71.607264176409956,1,{"$f":"IF(E293<>\"Serviceable\",E293,INDEX(Lists!$D$6:$D$8, MATCH(T293,Lists!$C$6:$C$8,0)))","v":"Limited Life"},{"$f":"INDEX(Lists!$C$12:$C$26, MATCH(H293, Lists!$B$12:$B$26,0))","v":"LV"}]
[null,457,1971,"Wood Creos Impregnated","Serviceable","Class 3",0,"lv/hv",1194,2023,120,"No",false,10,{"$f":"INDEX(Lists!$B$32:$B$40, MATCH(YEAR(TODAY())-C294, Lists!$C$32:$C$40,1))","v":"51-60"},380.0620041034461,{"$f":"INDEX(Data!$E$24:$E$47, MATCH(F294&D294, Data!$B$24:$B$47,0))","v":1.0684339161496522E-3},{"$f":"SUMPRODUCT((Data!$B$58:$B$60=Model!$F294)*(Data!$C$57:$K$57=Model!$O294)*(Data!$C$58:$K$60))","v":2.6564859251595059},93.435140748404933,1,{"$f":"IF(E294<>\"Serviceable\",E294,INDEX(Lists!$D$6:$D$8, MATCH(T294,Lists!$C$6:$C$8,0)))","v":"Serviceable"},{"$f":"INDEX(Lists!$C$12:$C$26, MATCH(H294, Lists!$B$12:$B$26,0))","v":"HV"}]
[null,459,1958,"Wood Untreated Round","Serviceable","Class 1",0,"lv/hv/sub-transmission",1110,2023,110,"No",false,10,{"$f":"INDEX(Lists!$B$32:$B$40, MATCH(YEAR(TODAY())-C295, Lists!$C$32:$C$40,1))","v":"61-70"},353.32397366400767,{"$f":"INDEX(Data!$E$24:$E$47, MATCH(F295&D295, Data!$B$24:$B$47,0))","v":1.9964561142097742E-3},{"$f":"SUMPRODUCT((Data!$B$58:$B$60=Model!$F295)*(Data!$C$57:$K$57=Model!$O295)*(Data!$C$58:$K$60))","v":2.3795837981601728},86.204162018398279,1,{"$f":"IF(E295<>\"Serviceable\",E295,INDEX(Lists!$D$6:$D$8, MATCH(T295,Lists!$C$6:$C$8,0)))","v":"Serviceable"},{"$f":"INDEX(Lists!$C$12:$C$26, MATCH(H295, Lists!$B$12:$B$26,0))","v":"Sub-T"}]
[null,460,1985,"Wood Untreated Dressed","Serviceable","Class 1",0,"lv/hv/sub-transmission",1030,2023,120,"No",false,10,{"$f":"INDEX(Lists!$B$32:$B$40, MATCH(YEAR(TODAY())-C296, Lists!$C$32:$C$40,1))","v":"31-40"},327.85918276930443,{"$f":"INDEX(Data!$E$24:$E$47, MATCH(F296&D296, Data!$B$24:$B$47,0))","v":1.9964561142097742E-3},{"$f":"SUMPRODUCT((Data!$B$58:$B$60=Model!$F296)*(Data!$C$57:$K$57=Model!$O296)*(Data!$C$58:$K$60))","v":3.0038452968326621},89.961547031673376,1,{"$f":"IF(E296<>\"Serviceable\",E296,INDEX(Lists!$D$6:$D$8, MATCH(T296,Lists!$C$6:$C$8,0)))","v":"Serviceable"},{"$f":"INDEX(Lists!$C$12:$C$26, MATCH(H296, Lists!$B$12:$B$26,0))","v":"Sub-T"}]
[null,461,1982,"Wood Untreated Dressed","Serviceable","Class 1",0,"lv/hv/sub-transmission",974,2022,130,"No",false,10,{"$f":"INDEX(Lists!$B$32:$B$40, MATCH(YEAR(TODAY())-C297, Lists!$C$32:$C$40,1))","v":"41-50"},310.0338291430121,{"$f":"INDEX(Data!$E$24:$E$47, MATCH(F297&D297, Data!$B$24:$B$47,0))","v":1.9964561142097742E-3},{"$f":"SUMPRODUCT((Data!$B$58:$B$60=Model!$F297)*(Data!$C$57:$K$57=Model!$O297)*(Data!$C$58:$K$60))","v":1.7977578417715214},112.02242158228478,1,{"$f":"IF(E297<>\"Serviceable\",E297,INDEX(Lists!$D$6:$D$8, MATCH(T297,Lists!$C$6:$C$8,0)))","v":"Serviceable"},{"$f":"INDEX(Lists!$C$12:$C$26, MATCH(H297, Lists!$B$12:$B$26,0))","v":"Sub-T"}]
[null,462,1979,"Wood Untreated Dressed","Serviceable","Class 1",0,"lv/hv",960,2022,110,"No",false,10,{"$f":"INDEX(Lists!$B$32:$B$40, MATCH(YEAR(TODAY())-C298, Lists!$C$32:$C$40,1))","v":"41-50"},305.57749073643907,{"$f":"INDEX(Data!$E$24:$E$47, MATCH(F298&D298, Data!$B$24:$B$47,0))","v":1.9964561142097742E-3},{"$f":"SUMPRODUCT((Data!$B$58:$B$60=Model!$F298)*(Data!$C$57:$K$57=Model!$O298)*(Data!$C$58:$K$60))","v":1.7977578417715214},92.022421582284778,1,{"$f":"IF(E298<>\"Serviceable\",E298,INDEX(Lists!$D$6:$D$8, MATCH(T298,Lists!$C$6:$C$8,0)))","v":"Serviceable"},{"$f":"INDEX(Lists!$C$12:$C$26, MATCH(H298, Lists!$B$12:$B$26,0))","v":"HV"}]
[null,463,1958,"Wood Untreated Round","Serviceable","Class 1",0,"lv/hv/sub-transmission",1040,2022,100,"No",false,10,{"$f":"INDEX(Lists!$B$32:$B$40, MATCH(YEAR(TODAY())-C299, Lists!$C$32:$C$40,1))","v":"61-70"},331.04228163114232,{"$f":"INDEX(Data!$E$24:$E$47, MATCH(F299&D299, Data!$B$24:$B$47,0))","v":1.9964561142097742E-3},{"$f":"SUMPRODUCT((Data!$B$58:$B$60=Model!$F299)*(Data!$C$57:$K$57=Model!$O299)*(Data!$C$58:$K$60))","v":2.3795837981601728},76.204162018398279,1,{"$f":"IF(E299<>\"Serviceable\",E299,INDEX(Lists!$D$6:$D$8, MATCH(T299,Lists!$C$6:$C$8,0)))","v":"Serviceable"},{"$f":"INDEX(Lists!$C$12:$C$26, MATCH(H299, Lists!$B$12:$B$26,0))","v":"Sub-T"}]
[null,464,1980,"Wood Untreated Dressed","Serviceable","Class 1",0,"lv/hv/sub-transmission",1068,2022,110,"No",false,10,{"$f":"INDEX(Lists!$B$32:$B$40, MATCH(YEAR(TODAY())-C300, Lists!$C$32:$C$40,1))","v":"41-50"},339.95495844428842,{"$f":"INDEX(Data!$E$24:$E$47, MATCH(F300&D300, Data!$B$24:$B$47,0))","v":1.9964561142097742E-3},{"$f":"SUMPRODUCT((Data!$B$58:$B$60=Model!$F300)*(Data!$C$57:$K$57=Model!$O300)*(Data!$C$58:$K$60))","v":1.7977578417715214},92.022421582284778,1,{"$f":"IF(E300<>\"Serviceable\",E300,INDEX(Lists!$D$6:$D$8, MATCH(T300,Lists!$C$6:$C$8,0)))","v":"Serviceable"},{"$f":"INDEX(Lists!$C$12:$C$26, MATCH(H300, Lists!$B$12:$B$26,0))","v":"Sub-T"}]
[null,465,1985,"Wood Untreated Dressed","Serviceable","Class 1",0,"lv/hv/sub-transmission",1140,2021,140,"No",false,10,{"$f":"INDEX(Lists!$B$32:$B$40, MATCH(YEAR(TODAY())-C301, Lists!$C$32:$C$40,1))","v":"31-40"},362.8732702495214,{"$f":"INDEX(Data!$E$24:$E$47, MATCH(F301&D301, Data!$B$24:$B$47,0))","v":1.9964561142097742E-3},{"$f":"SUMPRODUCT((Data!$B$58:$B$60=Model!$F301)*(Data!$C$57:$K$57=Model!$O301)*(Data!$C$58:$K$60))","v":3.0038452968326621},109.96154703167338,1,{"$f":"IF(E301<>\"Serviceable\",E301,INDEX(Lists!$D$6:$D$8, MATCH(T301,Lists!$C$6:$C$8,0)))","v":"Serviceable"},{"$f":"INDEX(Lists!$C$12:$C$26, MATCH(H301, Lists!$B$12:$B$26,0))","v":"Sub-T"}]
[null,467,1980,"Wood Creos Impregnated","Serviceable","Class 3",0,"lv",920,2021,70,"No",false,10,{"$f":"INDEX(Lists!$B$32:$B$40, MATCH(YEAR(TODAY())-C302, Lists!$C$32:$C$40,1))","v":"41-50"},292.84509528908745,{"$f":"INDEX(Data!$E$24:$E$47, MATCH(F302&D302, Data!$B$24:$B$47,0))","v":1.0684339161496522E-3},{"$f":"SUMPRODUCT((Data!$B$58:$B$60=Model!$F302)*(Data!$C$57:$K$57=Model!$O302)*(Data!$C$58:$K$60))","v":3.2595928155551883},37.404071844448119,2,{"$f":"IF(E302<>\"Serviceable\",E302,INDEX(Lists!$D$6:$D$8, MATCH(T302,Lists!$C$6:$C$8,0)))","v":"Limited Life"},{"$f":"INDEX(Lists!$C$12:$C$26, MATCH(H302, Lists!$B$12:$B$26,0))","v":"LV"}]
[null,471,1967,"Wood Creos Impregnated","Serviceable","Class 3",0,"lv",848,2022,90,"No",false,10,{"$f":"INDEX(Lists!$B$32:$B$40, MATCH(YEAR(TODAY())-C303, Lists!$C$32:$C$40,1))","v":"51-60"},269.92678348385448,{"$f":"INDEX(Data!$E$24:$E$47, MATCH(F303&D303, Data!$B$24:$B$47,0))","v":1.0684339161496522E-3},{"$f":"SUMPRODUCT((Data!$B$58:$B$60=Model!$F303)*(Data!$C$57:$K$57=Model!$O303)*(Data!$C$58:$K$60))","v":2.6564859251595059},63.43514074840494,2,{"$f":"IF(E303<>\"Serviceable\",E303,INDEX(Lists!$D$6:$D$8, MATCH(T303,Lists!$C$6:$C$8,0)))","v":"Limited Life"},{"$f":"INDEX(Lists!$C$12:$C$26, MATCH(H303, Lists!$B$12:$B$26,0))","v":"LV"}]
[null,472,1962,"Wood Creos Impregnated","Serviceable","Class 3",0,"lv",785,2022,70,"No",false,10,{"$f":"INDEX(Lists!$B$32:$B$40, MATCH(YEAR(TODAY())-C304, Lists!$C$32:$C$40,1))","v":"61-70"},249.8732606542757,{"$f":"INDEX(Data!$E$24:$E$47, MATCH(F304&D304, Data!$B$24:$B$47,0))","v":1.0684339161496522E-3},{"$f":"SUMPRODUCT((Data!$B$58:$B$60=Model!$F304)*(Data!$C$57:$K$57=Model!$O304)*(Data!$C$58:$K$60))","v":1.9802031311051838},50.197968688948166,2,{"$f":"IF(E304<>\"Serviceable\",E304,INDEX(Lists!$D$6:$D$8, MATCH(T304,Lists!$C$6:$C$8,0)))","v":"Limited Life"},{"$f":"INDEX(Lists!$C$12:$C$26, MATCH(H304, Lists!$B$12:$B$26,0))","v":"LV"}]
[null,473,1962,"Wood Creos Impregnated","Limited Life","Class 3",0,"lv",817,2023,40,"No",false,10,{"$f":"INDEX(Lists!$B$32:$B$40, MATCH(YEAR(TODAY())-C305, Lists!$C$32:$C$40,1))","v":"61-70"},260.05917701215697,{"$f":"INDEX(Data!$E$24:$E$47, MATCH(F305&D305, Data!$B$24:$B$47,0))","v":1.0684339161496522E-3},{"$f":"SUMPRODUCT((Data!$B$58:$B$60=Model!$F305)*(Data!$C$57:$K$57=Model!$O305)*(Data!$C$58:$K$60))","v":1.9802031311051838},20.197968688948162,3,{"$f":"IF(E305<>\"Serviceable\",E305,INDEX(Lists!$D$6:$D$8, MATCH(T305,Lists!$C$6:$C$8,0)))","v":"Limited Life"},{"$f":"INDEX(Lists!$C$12:$C$26, MATCH(H305, Lists!$B$12:$B$26,0))","v":"LV"}]
[null,474,1986,"Wood Untreated Dressed","Serviceable","Class 1",0,"lv/hv",1000,2022,140,"No",false,10,{"$f":"INDEX(Lists!$B$32:$B$40, MATCH(YEAR(TODAY())-C306, Lists!$C$32:$C$40,1))","v":"31-40"},318.3098861837907,{"$f":"INDEX(Data!$E$24:$E$47, MATCH(F306&D306, Data!$B$24:$B$47,0))","v":1.9964561142097742E-3},{"$f":"SUMPRODUCT((Data!$B$58:$B$60=Model!$F306)*(Data!$C$57:$K$57=Model!$O306)*(Data!$C$58:$K$60))","v":3.0038452968326621},109.96154703167338,1,{"$f":"IF(E306<>\"Serviceable\",E306,INDEX(Lists!$D$6:$D$8, MATCH(T306,Lists!$C$6:$C$8,0)))","v":"Serviceable"},{"$f":"INDEX(Lists!$C$12:$C$26, MATCH(H306, Lists!$B$12:$B$26,0))","v":"HV"}]
[null,476,1986,"Wood Untreated Dressed","Serviceable","Class 1",0,"lv/hv",1000,2022,140,"No",false,10,{"$f":"INDEX(Lists!$B$32:$B$40, MATCH(YEAR(TODAY())-C307, Lists!$C$32:$C$40,1))","v":"31-40"},318.3098861837907,{"$f":"INDEX(Data!$E$24:$E$47, MATCH(F307&D307, Data!$B$24:$B$47,0))","v":1.9964561142097742E-3},{"$f":"SUMPRODUCT((Data!$B$58:$B$60=Model!$F307)*(Data!$C$57:$K$57=Model!$O307)*(Data!$C$58:$K$60))","v":3.0038452968326621},109.96154703167338,1,{"$f":"IF(E307<>\"Serviceable\",E307,INDEX(Lists!$D$6:$D$8, MATCH(T307,Lists!$C$6:$C$8,0)))","v":"Serviceable"},{"$f":"INDEX(Lists!$C$12:$C$26, MATCH(H307, Lists!$B$12:$B$26,0))","v":"HV"}]
[null,477,1962,"Wood Creos Impregnated","Serviceable","Class 3",0,"lv",880,2022,100,"No",false,10,{"$f":"INDEX(Lists!$B$32:$B$40, MATCH(YEAR(TODAY())-C308, Lists!$C$32:$C$40,1))","v":"61-70"},280.11269984173578,{"$f":"INDEX(Data!$E$24:$E$47, MATCH(F308&D308, Data!$B$24:$B$47,0))","v":1.0684339161496522E-3},{"$f":"SUMPRODUCT((Data!$B$58:$B$60=Model!$F308)*(Data!$C$57:$K$57=Model!$O308)*(Data!$C$58:$K$60))","v":1.9802031311051838},80.197968688948166,1,{"$f":"IF(E308<>\"Serviceable\",E308,INDEX(Lists!$D$6:$D$8, MATCH(T308,Lists!$C$6:$C$8,0)))","v":"Serviceable"},{"$f":"INDEX(Lists!$C$12:$C$26, MATCH(H308, Lists!$B$12:$B$26,0))","v":"LV"}]
[null,478,1977,"Wood Untreated Dressed","Serviceable","Class 1",0,"lv",900,2022,110,"No",false,10,{"$f":"INDEX(Lists!$B$32:$B$40, MATCH(YEAR(TODAY())-C309, Lists!$C$32:$C$40,1))","v":"41-50"},286.47889756541161,{"$f":"INDEX(Data!$E$24:$E$47, MATCH(F309&D309, Data!$B$24:$B$47,0))","v":1.9964561142097742E-3},{"$f":"SUMPRODUCT((Data!$B$58:$B$60=Model!$F309)*(Data!$C$57:$K$57=Model!$O309)*(Data!$C$58:$K$60))","v":1.7977578417715214},92.022421582284778,1,{"$f":"IF(E309<>\"Serviceable\",E309,INDEX(Lists!$D$6:$D$8, MATCH(T309,Lists!$C$6:$C$8,0)))","v":"Serviceable"},{"$f":"INDEX(Lists!$C$12:$C$26, MATCH(H309, Lists!$B$12:$B$26,0))","v":"LV"}]
[null,479,1978,"Wood Untreated Dressed","Serviceable","Class 1",0,"lv",848,2023,100,"No",false,10,{"$f":"INDEX(Lists!$B$32:$B$40, MATCH(YEAR(TODAY())-C310, Lists!$C$32:$C$40,1))","v":"41-50"},269.92678348385448,{"$f":"INDEX(Data!$E$24:$E$47, MATCH(F310&D310, Data!$B$24:$B$47,0))","v":1.9964561142097742E-3},{"$f":"SUMPRODUCT((Data!$B$58:$B$60=Model!$F310)*(Data!$C$57:$K$57=Model!$O310)*(Data!$C$58:$K$60))","v":1.7977578417715214},82.022421582284778,1,{"$f":"IF(E310<>\"Serviceable\",E310,INDEX(Lists!$D$6:$D$8, MATCH(T310,Lists!$C$6:$C$8,0)))","v":"Serviceable"},{"$f":"INDEX(Lists!$C$12:$C$26, MATCH(H310, Lists!$B$12:$B$26,0))","v":"LV"}]
[null,480,1986,"Wood Untreated Dressed","Serviceable","Class 1",0,"lv/hv",974,2022,130,"No",false,10,{"$f":"INDEX(Lists!$B$32:$B$40, MATCH(YEAR(TODAY())-C311, Lists!$C$32:$C$40,1))","v":"31-40"},310.0338291430121,{"$f":"INDEX(Data!$E$24:$E$47, MATCH(F311&D311, Data!$B$24:$B$47,0))","v":1.9964561142097742E-3},{"$f":"SUMPRODUCT((Data!$B$58:$B$60=Model!$F311)*(Data!$C$57:$K$57=Model!$O311)*(Data!$C$58:$K$60))","v":3.0038452968326621},99.961547031673376,1,{"$f":"IF(E311<>\"Serviceable\",E311,INDEX(Lists!$D$6:$D$8, MATCH(T311,Lists!$C$6:$C$8,0)))","v":"Serviceable"},{"$f":"INDEX(Lists!$C$12:$C$26, MATCH(H311, Lists!$B$12:$B$26,0))","v":"HV"}]
[null,481,1986,"Wood Untreated Dressed","Serviceable","Class 1",0,"lv/hv",950,2022,130,"No",false,10,{"$f":"INDEX(Lists!$B$32:$B$40, MATCH(YEAR(TODAY())-C312, Lists!$C$32:$C$40,1))","v":"31-40"},302.39439187460113,{"$f":"INDEX(Data!$E$24:$E$47, MATCH(F312&D312, Data!$B$24:$B$47,0))","v":1.9964561142097742E-3},{"$f":"SUMPRODUCT((Data!$B$58:$B$60=Model!$F312)*(Data!$C$57:$K$57=Model!$O312)*(Data!$C$58:$K$60))","v":3.0038452968326621},99.961547031673376,1,{"$f":"IF(E312<>\"Serviceable\",E312,INDEX(Lists!$D$6:$D$8, MATCH(T312,Lists!$C$6:$C$8,0)))","v":"Serviceable"},{"$f":"INDEX(Lists!$C$12:$C$26, MATCH(H312, Lists!$B$12:$B$26,0))","v":"HV"}]
[null,483,1985,"Wood Untreated Dressed","Serviceable","Class 1",0,"lv/sub-transmission",1100,2022,120,"No",false,10,{"$f":"INDEX(Lists!$B$32:$B$40, MATCH(YEAR(TODAY())-C313, Lists!$C$32:$C$40,1))","v":"31-40"},350.14087480216978,{"$f":"INDEX(Data!$E$24:$E$47, MATCH(F313&D313, Data!$B$24:$B$47,0))","v":1.9964561142097742E-3},{"$f":"SUMPRODUCT((Data!$B$58:$B$60=Model!$F313)*(Data!$C$57:$K$57=Model!$O313)*(Data!$C$58:$K$60))","v":3.0038452968326621},89.961547031673376,1,{"$f":"IF(E313<>\"Serviceable\",E313,INDEX(Lists!$D$6:$D$8, MATCH(T313,Lists!$C$6:$C$8,0)))","v":"Serviceable"},{"$f":"INDEX(Lists!$C$12:$C$26, MATCH(H313, Lists!$B$12:$B$26,0))","v":"Sub-T"}]
[null,485,1970,"Wood Creos Impregnated","Serviceable","Class 3",0,"lv/hv/sub-transmission",1257,2023,110,"No",false,10,{"$f":"INDEX(Lists!$B$32:$B$40, MATCH(YEAR(TODAY())-C314, Lists!$C$32:$C$40,1))","v":"51-60"},400.11552693302491,{"$f":"INDEX(Data!$E$24:$E$47, MATCH(F314&D314, Data!$B$24:$B$47,0))","v":1.0684339161496522E-3},{"$f":"SUMPRODUCT((Data!$B$58:$B$60=Model!$F314)*(Data!$C$57:$K$57=Model!$O314)*(Data!$C$58:$K$60))","v":2.6564859251595059},83.435140748404933,1,{"$f":"IF(E314<>\"Serviceable\",E314,INDEX(Lists!$D$6:$D$8, MATCH(T314,Lists!$C$6:$C$8,0)))","v":"Serviceable"},{"$f":"INDEX(Lists!$C$12:$C$26, MATCH(H314, Lists!$B$12:$B$26,0))","v":"Sub-T"}]
[null,486,1982,"Wood Untreated Dressed","Serviceable","Class 1",0,"lv/hv/sub-transmission",880,2023,120,"No",false,10,{"$f":"INDEX(Lists!$B$32:$B$40, MATCH(YEAR(TODAY())-C315, Lists!$C$32:$C$40,1))","v":"41-50"},280.11269984173578,{"$f":"INDEX(Data!$E$24:$E$47, MATCH(F315&D315, Data!$B$24:$B$47,0))","v":1.9964561142097742E-3},{"$f":"SUMPRODUCT((Data!$B$58:$B$60=Model!$F315)*(Data!$C$57:$K$57=Model!$O315)*(Data!$C$58:$K$60))","v":1.7977578417715214},102.02242158228478,1,{"$f":"IF(E315<>\"Serviceable\",E315,INDEX(Lists!$D$6:$D$8, MATCH(T315,Lists!$C$6:$C$8,0)))","v":"Serviceable"},{"$f":"INDEX(Lists!$C$12:$C$26, MATCH(H315, Lists!$B$12:$B$26,0))","v":"Sub-T"}]
[null,487,1979,"Wood Untreated Dressed","Serviceable","Class 1",0,"lv/hv",1131,2023,120,"No",false,10,{"$f":"INDEX(Lists!$B$32:$B$40, MATCH(YEAR(TODAY())-C316, Lists!$C$32:$C$40,1))","v":"41-50"},360.00848127386729,{"$f":"INDEX(Data!$E$24:$E$47, MATCH(F316&D316, Data!$B$24:$B$47,0))","v":1.9964561142097742E-3},{"$f":"SUMPRODUCT((Data!$B$58:$B$60=Model!$F316)*(Data!$C$57:$K$57=Model!$O316)*(Data!$C$58:$K$60))","v":1.7977578417715214},102.02242158228478,1,{"$f":"IF(E316<>\"Serviceable\",E316,INDEX(Lists!$D$6:$D$8, MATCH(T316,Lists!$C$6:$C$8,0)))","v":"Serviceable"},{"$f":"INDEX(Lists!$C$12:$C$26, MATCH(H316, Lists!$B$12:$B$26,0))","v":"HV"}]
[null,489,1938,"Wood Untreated Dressed","Serviceable","Class 1",0,"lv/hv/sub-transmission",942,2023,120,"No",false,10,{"$f":"INDEX(Lists!$B$32:$B$40, MATCH(YEAR(TODAY())-C317, Lists!$C$32:$C$40,1))","v":"81-90"},299.8479127851308,{"$f":"INDEX(Data!$E$24:$E$47, MATCH(F317&D317, Data!$B$24:$B$47,0))","v":1.9964561142097742E-3},{"$f":"SUMPRODUCT((Data!$B$58:$B$60=Model!$F317)*(Data!$C$57:$K$57=Model!$O317)*(Data!$C$58:$K$60))","v":2.8392735823590045},91.607264176409956,1,{"$f":"IF(E317<>\"Serviceable\",E317,INDEX(Lists!$D$6:$D$8, MATCH(T317,Lists!$C$6:$C$8,0)))","v":"Serviceable"},{"$f":"INDEX(Lists!$C$12:$C$26, MATCH(H317, Lists!$B$12:$B$26,0))","v":"Sub-T"}]
[null,490,1978,"Wood Untreated Dressed","Serviceable","Class 1",0,"lv/hv/sub-transmission",1194,2023,130,"No",false,10,{"$f":"INDEX(Lists!$B$32:$B$40, MATCH(YEAR(TODAY())-C318, Lists!$C$32:$C$40,1))","v":"41-50"},380.0620041034461,{"$f":"INDEX(Data!$E$24:$E$47, MATCH(F318&D318, Data!$B$24:$B$47,0))","v":1.9964561142097742E-3},{"$f":"SUMPRODUCT((Data!$B$58:$B$60=Model!$F318)*(Data!$C$57:$K$57=Model!$O318)*(Data!$C$58:$K$60))","v":1.7977578417715214},112.02242158228478,1,{"$f":"IF(E318<>\"Serviceable\",E318,INDEX(Lists!$D$6:$D$8, MATCH(T318,Lists!$C$6:$C$8,0)))","v":"Serviceable"},{"$f":"INDEX(Lists!$C$12:$C$26, MATCH(H318, Lists!$B$12:$B$26,0))","v":"Sub-T"}]
[null,491,1982,"Wood Untreated Dressed","Serviceable","Class 1",0,"lv/hv/sub-transmission",1100,2023,120,"No",false,10,{"$f":"INDEX(Lists!$B$32:$B$40, MATCH(YEAR(TODAY())-C319, Lists!$C$32:$C$40,1))","v":"41-50"},350.14087480216978,{"$f":"INDEX(Data!$E$24:$E$47, MATCH(F319&D319, Data!$B$24:$B$47,0))","v":1.9964561142097742E-3},{"$f":"SUMPRODUCT((Data!$B$58:$B$60=Model!$F319)*(Data!$C$57:$K$57=Model!$O319)*(Data!$C$58:$K$60))","v":1.7977578417715214},102.02242158228478,1,{"$f":"IF(E319<>\"Serviceable\",E319,INDEX(Lists!$D$6:$D$8, MATCH(T319,Lists!$C$6:$C$8,0)))","v":"Serviceable"},{"$f":"INDEX(Lists!$C$12:$C$26, MATCH(H319, Lists!$B$12:$B$26,0))","v":"Sub-T"}]
[null,492,1968,"Wood Creos Impregnated","Serviceable","Class 3",0,"lv/hv",1000,2023,90,"No",false,10,{"$f":"INDEX(Lists!$B$32:$B$40, MATCH(YEAR(TODAY())-C320, Lists!$C$32:$C$40,1))","v":"51-60"},318.3098861837907,{"$f":"INDEX(Data!$E$24:$E$47, MATCH(F320&D320, Data!$B$24:$B$47,0))","v":1.0684339161496522E-3},{"$f":"SUMPRODUCT((Data!$B$58:$B$60=Model!$F320)*(Data!$C$57:$K$57=Model!$O320)*(Data!$C$58:$K$60))","v":2.6564859251595059},63.43514074840494,2,{"$f":"IF(E320<>\"Serviceable\",E320,INDEX(Lists!$D$6:$D$8, MATCH(T320,Lists!$C$6:$C$8,0)))","v":"Limited Life"},{"$f":"INDEX(Lists!$C$12:$C$26, MATCH(H320, Lists!$B$12:$B$26,0))","v":"HV"}]
[null,493,1968,"Wood Creos Impregnated","Serviceable","Class 3",0,"lv/hv",880,2023,100,"No",false,10,{"$f":"INDEX(Lists!$B$32:$B$40, MATCH(YEAR(TODAY())-C321, Lists!$C$32:$C$40,1))","v":"51-60"},280.11269984173578,{"$f":"INDEX(Data!$E$24:$E$47, MATCH(F321&D321, Data!$B$24:$B$47,0))","v":1.0684339161496522E-3},{"$f":"SUMPRODUCT((Data!$B$58:$B$60=Model!$F321)*(Data!$C$57:$K$57=Model!$O321)*(Data!$C$58:$K$60))","v":2.6564859251595059},73.435140748404933,1,{"$f":"IF(E321<>\"Serviceable\",E321,INDEX(Lists!$D$6:$D$8, MATCH(T321,Lists!$C$6:$C$8,0)))","v":"Serviceable"},{"$f":"INDEX(Lists!$C$12:$C$26, MATCH(H321, Lists!$B$12:$B$26,0))","v":"HV"}]
[null,496,1969,"Wood Creos Impregnated","Serviceable","Class 3",0,"lv/hv",1140,2023,100,"No",false,10,{"$f":"INDEX(Lists!$B$32:$B$40, MATCH(YEAR(TODAY())-C322, Lists!$C$32:$C$40,1))","v":"51-60"},362.8732702495214,{"$f":"INDEX(Data!$E$24:$E$47, MATCH(F322&D322, Data!$B$24:$B$47,0))","v":1.0684339161496522E-3},{"$f":"SUMPRODUCT((Data!$B$58:$B$60=Model!$F322)*(Data!$C$57:$K$57=Model!$O322)*(Data!$C$58:$K$60))","v":2.6564859251595059},73.435140748404933,1,{"$f":"IF(E322<>\"Serviceable\",E322,INDEX(Lists!$D$6:$D$8, MATCH(T322,Lists!$C$6:$C$8,0)))","v":"Serviceable"},{"$f":"INDEX(Lists!$C$12:$C$26, MATCH(H322, Lists!$B$12:$B$26,0))","v":"HV"}]
[null,498,1980,"Wood Untreated Dressed","Serviceable","Class 1",0,"lv/hv/sub-transmission",880,2023,100,"No",false,10,{"$f":"INDEX(Lists!$B$32:$B$40, MATCH(YEAR(TODAY())-C323, Lists!$C$32:$C$40,1))","v":"41-50"},280.11269984173578,{"$f":"INDEX(Data!$E$24:$E$47, MATCH(F323&D323, Data!$B$24:$B$47,0))","v":1.9964561142097742E-3},{"$f":"SUMPRODUCT((Data!$B$58:$B$60=Model!$F323)*(Data!$C$57:$K$57=Model!$O323)*(Data!$C$58:$K$60))","v":1.7977578417715214},82.022421582284778,1,{"$f":"IF(E323<>\"Serviceable\",E323,INDEX(Lists!$D$6:$D$8, MATCH(T323,Lists!$C$6:$C$8,0)))","v":"Serviceable"},{"$f":"INDEX(Lists!$C$12:$C$26, MATCH(H323, Lists!$B$12:$B$26,0))","v":"Sub-T"}]
[null,499,1969,"Wood Creos Impregnated","Serviceable","Class 3",0,"lv/hv/sub-transmission",1068,2023,120,"No",false,10,{"$f":"INDEX(Lists!$B$32:$B$40, MATCH(YEAR(TODAY())-C324, Lists!$C$32:$C$40,1))","v":"51-60"},339.95495844428842,{"$f":"INDEX(Data!$E$24:$E$47, MATCH(F324&D324, Data!$B$24:$B$47,0))","v":1.0684339161496522E-3},{"$f":"SUMPRODUCT((Data!$B$58:$B$60=Model!$F324)*(Data!$C$57:$K$57=Model!$O324)*(Data!$C$58:$K$60))","v":2.6564859251595059},93.435140748404933,1,{"$f":"IF(E324<>\"Serviceable\",E324,INDEX(Lists!$D$6:$D$8, MATCH(T324,Lists!$C$6:$C$8,0)))","v":"Serviceable"},{"$f":"INDEX(Lists!$C$12:$C$26, MATCH(H324, Lists!$B$12:$B$26,0))","v":"Sub-T"}]
[null,501,1971,"Wood Creos Impregnated","Serviceable","Class 3",0,"lv/future hv",817,2023,90,"No",false,10,{"$f":"INDEX(Lists!$B$32:$B$40, MATCH(YEAR(TODAY())-C325, Lists!$C$32:$C$40,1))","v":"51-60"},260.05917701215697,{"$f":"INDEX(Data!$E$24:$E$47, MATCH(F325&D325, Data!$B$24:$B$47,0))","v":1.0684339161496522E-3},{"$f":"SUMPRODUCT((Data!$B$58:$B$60=Model!$F325)*(Data!$C$57:$K$57=Model!$O325)*(Data!$C$58:$K$60))","v":2.6564859251595059},63.43514074840494,2,{"$f":"IF(E325<>\"Serviceable\",E325,INDEX(Lists!$D$6:$D$8, MATCH(T325,Lists!$C$6:$C$8,0)))","v":"Limited Life"},{"$f":"INDEX(Lists!$C$12:$C$26, MATCH(H325, Lists!$B$12:$B$26,0))","v":"LV"}]
[null,502,1968,"Wood Creos Impregnated","Serviceable","Class 3",0,"hv",800,2023,100,"No",false,10,{"$f":"INDEX(Lists!$B$32:$B$40, MATCH(YEAR(TODAY())-C326, Lists!$C$32:$C$40,1))","v":"51-60"},254.64790894703253,{"$f":"INDEX(Data!$E$24:$E$47, MATCH(F326&D326, Data!$B$24:$B$47,0))","v":1.0684339161496522E-3},{"$f":"SUMPRODUCT((Data!$B$58:$B$60=Model!$F326)*(Data!$C$57:$K$57=Model!$O326)*(Data!$C$58:$K$60))","v":2.6564859251595059},73.435140748404933,1,{"$f":"IF(E326<>\"Serviceable\",E326,INDEX(Lists!$D$6:$D$8, MATCH(T326,Lists!$C$6:$C$8,0)))","v":"Serviceable"},{"$f":"INDEX(Lists!$C$12:$C$26, MATCH(H326, Lists!$B$12:$B$26,0))","v":"HV"}]
[null,504,1968,"Wood Creos Impregnated","Serviceable","Class 3",0,"lv/hv/sub-transmission",1162,2023,90,"No",false,10,{"$f":"INDEX(Lists!$B$32:$B$40, MATCH(YEAR(TODAY())-C327, Lists!$C$32:$C$40,1))","v":"51-60"},369.8760877455648,{"$f":"INDEX(Data!$E$24:$E$47, MATCH(F327&D327, Data!$B$24:$B$47,0))","v":1.0684339161496522E-3},{"$f":"SUMPRODUCT((Data!$B$58:$B$60=Model!$F327)*(Data!$C$57:$K$57=Model!$O327)*(Data!$C$58:$K$60))","v":2.6564859251595059},63.43514074840494,2,{"$f":"IF(E327<>\"Serviceable\",E327,INDEX(Lists!$D$6:$D$8, MATCH(T327,Lists!$C$6:$C$8,0)))","v":"Limited Life"},{"$f":"INDEX(Lists!$C$12:$C$26, MATCH(H327, Lists!$B$12:$B$26,0))","v":"Sub-T"}]
[null,505,1984,"Wood Untreated Dressed","Serviceable","Class 1",0,"lv/hv",1005,2022,120,"No",false,{"$f":"IF(L328=\"No\",ROUND((End_year-J328)/5,0)*5,ROUND((End_year-J328)/3,0)*3)","v":10},{"$f":"INDEX(Lists!$B$32:$B$40, MATCH(YEAR(TODAY())-C328, Lists!$C$32:$C$40,1))","v":"41-50"},319.90143561470961,{"$f":"INDEX(Data!$E$24:$E$47, MATCH(F328&D328, Data!$B$24:$B$47,0))","v":1.9964561142097742E-3},{"$f":"SUMPRODUCT((Data!$B$58:$B$60=Model!$F328)*(Data!$C$57:$K$57=Model!$O328)*(Data!$C$58:$K$60))","v":1.7977578417715214},{"$f":"IF(IF(K328>=700,999,(K328-R328*N328))<0,0,IF(K328>=700,999,(K328-R328*N328)))","v":102.02242158228478},{"$f":"IF(S328<30,3,IF(AND(F328=\"Class 1\",S328<50),2,IF(AND(F328=\"Class 1\",S328>=50),1,IF(S328<70,2,1))))","v":1},{"$f":"IF(E328<>\"Serviceable\",E328,INDEX(Lists!$D$6:$D$8, MATCH(T328,Lists!$C$6:$C$8,0)))","v":"Serviceable"},{"$f":"INDEX(Lists!$C$12:$C$26, MATCH(H328, Lists!$B$12:$B$26,0))","v":"HV"}]
[null,506,1986,"Wood Untreated Dressed","Serviceable","Class 1",0,"lv/hv",1037,2022,140,"No",{"$f":"IF(G329=0,FALSE,TRUE)","v":false},10,{"$f":"INDEX(Lists!$B$32:$B$40, MATCH(YEAR(TODAY())-C329, Lists!$C$32:$C$40,1))","v":"31-40"},{"$f":"I329/PI()","v":330.08735197259097},{"$f":"INDEX(Data!$E$24:$E$47, MATCH(F329&D329, Data!$B$24:$B$47,0))","v":1.9964561142097742E-3},{"$f":"SUMPRODUCT((Data!$B$58:$B$60=Model!$F329)*(Data!$C$57:$K$57=Model!$O329)*(Data!$C$58:$K$60))","v":3.0038452968326621},109.96154703167338,1,{"$f":"IF(E329<>\"Serviceable\",E329,INDEX(Lists!$D$6:$D$8, MATCH(T329,Lists!$C$6:$C$8,0)))","v":"Serviceable"},{"$f":"INDEX(Lists!$C$12:$C$26, MATCH(H329, Lists!$B$12:$B$26,0))","v":"HV"}]
[null,507,1986,"Wood Untreated Dressed","Serviceable","Class 1",0,"lv/hv",974,2022,140,"No",false,10,{"$f":"INDEX(Lists!$B$32:$B$40, MATCH(YEAR(TODAY())-C330, Lists!$C$32:$C$40,1))","v":"31-40"},310.0338291430121,{"$f":"INDEX(Data!$E$24:$E$47, MATCH(F330&D330, Data!$B$24:$B$47,0))","v":1.9964561142097742E-3},{"$f":"SUMPRODUCT((Data!$B$58:$B$60=Model!$F330)*(Data!$C$57:$K$57=Model!$O330)*(Data!$C$58:$K$60))","v":3.0038452968326621},109.96154703167338,1,{"$f":"IF(E330<>\"Serviceable\",E330,INDEX(Lists!$D$6:$D$8, MATCH(T330,Lists!$C$6:$C$8,0)))","v":"Serviceable"},{"$f":"INDEX(Lists!$C$12:$C$26, MATCH(H330, Lists!$B$12:$B$26,0))","v":"HV"}]
[null,508,1986,"Wood Untreated Dressed","Serviceable","Class 1",0,"lv/hv",1180,2022,140,"No",false,10,{"$f":"INDEX(Lists!$B$32:$B$40, MATCH(YEAR(TODAY())-C331, Lists!$C$32:$C$40,1))","v":"31-40"},375.60566569687302,{"$f":"INDEX(Data!$E$24:$E$47, MATCH(F331&D331, Data!$B$24:$B$47,0))","v":1.9964561142097742E-3},{"$f":"SUMPRODUCT((Data!$B$58:$B$60=Model!$F331)*(Data!$C$57:$K$57=Model!$O331)*(Data!$C$58:$K$60))","v":3.0038452968326621},109.96154703167338,1,{"$f":"IF(E331<>\"Serviceable\",E331,INDEX(Lists!$D$6:$D$8, MATCH(T331,Lists!$C$6:$C$8,0)))","v":"Serviceable"},{"$f":"INDEX(Lists!$C$12:$C$26, MATCH(H331, Lists!$B$12:$B$26,0))","v":"HV"}]
[null,509,1980,"Wood Untreated Dressed","Serviceable","Class 1",0,"lv/hv",850,2022,120,"No",false,10,{"$f":"INDEX(Lists!$B$32:$B$40, MATCH(YEAR(TODAY())-C332, Lists!$C$32:$C$40,1))","v":"41-50"},270.5634032562221,{"$f":"INDEX(Data!$E$24:$E$47, MATCH(F332&D332, Data!$B$24:$B$47,0))","v":1.9964561142097742E-3},{"$f":"SUMPRODUCT((Data!$B$58:$B$60=Model!$F332)*(Data!$C$57:$K$57=Model!$O332)*(Data!$C$58:$K$60))","v":1.7977578417715214},102.02242158228478,1,{"$f":"IF(E332<>\"Serviceable\",E332,INDEX(Lists!$D$6:$D$8, MATCH(T332,Lists!$C$6:$C$8,0)))","v":"Serviceable"},{"$f":"INDEX(Lists!$C$12:$C$26, MATCH(H332, Lists!$B$12:$B$26,0))","v":"HV"}]
[null,510,1980,"Wood Untreated Dressed","Serviceable","Class 1",0,"lv/hv",930,2022,120,"No",false,10,{"$f":"INDEX(Lists!$B$32:$B$40, MATCH(YEAR(TODAY())-C333, Lists!$C$32:$C$40,1))","v":"41-50"},296.02819415092534,{"$f":"INDEX(Data!$E$24:$E$47, MATCH(F333&D333, Data!$B$24:$B$47,0))","v":1.9964561142097742E-3},{"$f":"SUMPRODUCT((Data!$B$58:$B$60=Model!$F333)*(Data!$C$57:$K$57=Model!$O333)*(Data!$C$58:$K$60))","v":1.7977578417715214},102.02242158228478,1,{"$f":"IF(E333<>\"Serviceable\",E333,INDEX(Lists!$D$6:$D$8, MATCH(T333,Lists!$C$6:$C$8,0)))","v":"Serviceable"},{"$f":"INDEX(Lists!$C$12:$C$26, MATCH(H333, Lists!$B$12:$B$26,0))","v":"HV"}]
[null,511,1991,"Wood Untreated Dressed","Serviceable","Class 1",0,"lv/hv",1160,2022,140,"No",false,10,{"$f":"INDEX(Lists!$B$32:$B$40, MATCH(YEAR(TODAY())-C334, Lists!$C$32:$C$40,1))","v":"31-40"},369.23946797319718,{"$f":"INDEX(Data!$E$24:$E$47, MATCH(F334&D334, Data!$B$24:$B$47,0))","v":1.9964561142097742E-3},{"$f":"SUMPRODUCT((Data!$B$58:$B$60=Model!$F334)*(Data!$C$57:$K$57=Model!$O334)*(Data!$C$58:$K$60))","v":3.0038452968326621},109.96154703167338,1,{"$f":"IF(E334<>\"Serviceable\",E334,INDEX(Lists!$D$6:$D$8, MATCH(T334,Lists!$C$6:$C$8,0)))","v":"Serviceable"},{"$f":"INDEX(Lists!$C$12:$C$26, MATCH(H334, Lists!$B$12:$B$26,0))","v":"HV"}]
[null,514,1978,"Wood Untreated Dressed","Serviceable","Class 1",0,"lv",785,2023,100,"No",false,10,{"$f":"INDEX(Lists!$B$32:$B$40, MATCH(YEAR(TODAY())-C335, Lists!$C$32:$C$40,1))","v":"41-50"},249.8732606542757,{"$f":"INDEX(Data!$E$24:$E$47, MATCH(F335&D335, Data!$B$24:$B$47,0))","v":1.9964561142097742E-3},{"$f":"SUMPRODUCT((Data!$B$58:$B$60=Model!$F335)*(Data!$C$57:$K$57=Model!$O335)*(Data!$C$58:$K$60))","v":1.7977578417715214},82.022421582284778,1,{"$f":"IF(E335<>\"Serviceable\",E335,INDEX(Lists!$D$6:$D$8, MATCH(T335,Lists!$C$6:$C$8,0)))","v":"Serviceable"},{"$f":"INDEX(Lists!$C$12:$C$26, MATCH(H335, Lists!$B$12:$B$26,0))","v":"LV"}]
[null,518,1965,"Wood Creos Impregnated","Serviceable","Class 3",0,"lv",1068,2023,90,"No",false,10,{"$f":"INDEX(Lists!$B$32:$B$40, MATCH(YEAR(TODAY())-C336, Lists!$C$32:$C$40,1))","v":"51-60"},339.95495844428842,{"$f":"INDEX(Data!$E$24:$E$47, MATCH(F336&D336, Data!$B$24:$B$47,0))","v":1.0684339161496522E-3},{"$f":"SUMPRODUCT((Data!$B$58:$B$60=Model!$F336)*(Data!$C$57:$K$57=Model!$O336)*(Data!$C$58:$K$60))","v":2.6564859251595059},63.43514074840494,2,{"$f":"IF(E336<>\"Serviceable\",E336,INDEX(Lists!$D$6:$D$8, MATCH(T336,Lists!$C$6:$C$8,0)))","v":"Limited Life"},{"$f":"INDEX(Lists!$C$12:$C$26, MATCH(H336, Lists!$B$12:$B$26,0))","v":"LV"}]
[null,520,1963,"Wood Creos Impregnated","Serviceable","Class 3",0,"lv",911,2023,90,"No",false,10,{"$f":"INDEX(Lists!$B$32:$B$40, MATCH(YEAR(TODAY())-C337, Lists!$C$32:$C$40,1))","v":"61-70"},289.98030631343329,{"$f":"INDEX(Data!$E$24:$E$47, MATCH(F337&D337, Data!$B$24:$B$47,0))","v":1.0684339161496522E-3},{"$f":"SUMPRODUCT((Data!$B$58:$B$60=Model!$F337)*(Data!$C$57:$K$57=Model!$O337)*(Data!$C$58:$K$60))","v":1.9802031311051838},70.197968688948166,1,{"$f":"IF(E337<>\"Serviceable\",E337,INDEX(Lists!$D$6:$D$8, MATCH(T337,Lists!$C$6:$C$8,0)))","v":"Serviceable"},{"$f":"INDEX(Lists!$C$12:$C$26, MATCH(H337, Lists!$B$12:$B$26,0))","v":"LV"}]
[null,522,1965,"Wood Creos Impregnated","Serviceable","Class 3",0,"lv",1100,2023,120,"No",false,10,{"$f":"INDEX(Lists!$B$32:$B$40, MATCH(YEAR(TODAY())-C338, Lists!$C$32:$C$40,1))","v":"51-60"},350.14087480216978,{"$f":"INDEX(Data!$E$24:$E$47, MATCH(F338&D338, Data!$B$24:$B$47,0))","v":1.0684339161496522E-3},{"$f":"SUMPRODUCT((Data!$B$58:$B$60=Model!$F338)*(Data!$C$57:$K$57=Model!$O338)*(Data!$C$58:$K$60))","v":2.6564859251595059},93.435140748404933,1,{"$f":"IF(E338<>\"Serviceable\",E338,INDEX(Lists!$D$6:$D$8, MATCH(T338,Lists!$C$6:$C$8,0)))","v":"Serviceable"},{"$f":"INDEX(Lists!$C$12:$C$26, MATCH(H338, Lists!$B$12:$B$26,0))","v":"LV"}]
[null,523,1964,"Wood Creos Impregnated","Serviceable","Class 3",0,"lv",1037,2023,70,"No",false,10,{"$f":"INDEX(Lists!$B$32:$B$40, MATCH(YEAR(TODAY())-C339, Lists!$C$32:$C$40,1))","v":"61-70"},330.08735197259097,{"$f":"INDEX(Data!$E$24:$E$47, MATCH(F339&D339, Data!$B$24:$B$47,0))","v":1.0684339161496522E-3},{"$f":"SUMPRODUCT((Data!$B$58:$B$60=Model!$F339)*(Data!$C$57:$K$57=Model!$O339)*(Data!$C$58:$K$60))","v":1.9802031311051838},50.197968688948166,2,{"$f":"IF(E339<>\"Serviceable\",E339,INDEX(Lists!$D$6:$D$8, MATCH(T339,Lists!$C$6:$C$8,0)))","v":"Limited Life"},{"$f":"INDEX(Lists!$C$12:$C$26, MATCH(H339, Lists!$B$12:$B$26,0))","v":"LV"}]
[null,524,1980,"Wood Untreated Dressed","Serviceable","Class 1",0,"lv",1131,2023,130,"No",false,10,{"$f":"INDEX(Lists!$B$32:$B$40, MATCH(YEAR(TODAY())-C340, Lists!$C$32:$C$40,1))","v":"41-50"},360.00848127386729,{"$f":"INDEX(Data!$E$24:$E$47, MATCH(F340&D340, Data!$B$24:$B$47,0))","v":1.9964561142097742E-3},{"$f":"SUMPRODUCT((Data!$B$58:$B$60=Model!$F340)*(Data!$C$57:$K$57=Model!$O340)*(Data!$C$58:$K$60))","v":1.7977578417715214},112.02242158228478,1,{"$f":"IF(E340<>\"Serviceable\",E340,INDEX(Lists!$D$6:$D$8, MATCH(T340,Lists!$C$6:$C$8,0)))","v":"Serviceable"},{"$f":"INDEX(Lists!$C$12:$C$26, MATCH(H340, Lists!$B$12:$B$26,0))","v":"LV"}]
[null,525,1961,"Wood Creos Impregnated","Serviceable","Class 3",0,"lv/hv",1037,2023,100,"No",false,10,{"$f":"INDEX(Lists!$B$32:$B$40, MATCH(YEAR(TODAY())-C341, Lists!$C$32:$C$40,1))","v":"61-70"},330.08735197259097,{"$f":"INDEX(Data!$E$24:$E$47, MATCH(F341&D341, Data!$B$24:$B$47,0))","v":1.0684339161496522E-3},{"$f":"SUMPRODUCT((Data!$B$58:$B$60=Model!$F341)*(Data!$C$57:$K$57=Model!$O341)*(Data!$C$58:$K$60))","v":1.9802031311051838},80.197968688948166,1,{"$f":"IF(E341<>\"Serviceable\",E341,INDEX(Lists!$D$6:$D$8, MATCH(T341,Lists!$C$6:$C$8,0)))","v":"Serviceable"},{"$f":"INDEX(Lists!$C$12:$C$26, MATCH(H341, Lists!$B$12:$B$26,0))","v":"HV"}]
[null,526,1967,"Wood Creos Impregnated","Serviceable","Class 3",0,"lv/hv/sub-transmission",880,2023,90,"No",false,10,{"$f":"INDEX(Lists!$B$32:$B$40, MATCH(YEAR(TODAY())-C342, Lists!$C$32:$C$40,1))","v":"51-60"},280.11269984173578,{"$f":"INDEX(Data!$E$24:$E$47, MATCH(F342&D342, Data!$B$24:$B$47,0))","v":1.0684339161496522E-3},{"$f":"SUMPRODUCT((Data!$B$58:$B$60=Model!$F342)*(Data!$C$57:$K$57=Model!$O342)*(Data!$C$58:$K$60))","v":2.6564859251595059},63.43514074840494,2,{"$f":"IF(E342<>\"Serviceable\",E342,INDEX(Lists!$D$6:$D$8, MATCH(T342,Lists!$C$6:$C$8,0)))","v":"Limited Life"},{"$f":"INDEX(Lists!$C$12:$C$26, MATCH(H342, Lists!$B$12:$B$26,0))","v":"Sub-T"}]
[null,527,1970,"Wood Creos Impregnated","Limited Life","Class 3",0,"lv/hv/sub-transmission",942,2023,100,"No",false,10,{"$f":"INDEX(Lists!$B$32:$B$40, MATCH(YEAR(TODAY())-C343, Lists!$C$32:$C$40,1))","v":"51-60"},299.8479127851308,{"$f":"INDEX(Data!$E$24:$E$47, MATCH(F343&D343, Data!$B$24:$B$47,0))","v":1.0684339161496522E-3},{"$f":"SUMPRODUCT((Data!$B$58:$B$60=Model!$F343)*(Data!$C$57:$K$57=Model!$O343)*(Data!$C$58:$K$60))","v":2.6564859251595059},73.435140748404933,1,{"$f":"IF(E343<>\"Serviceable\",E343,INDEX(Lists!$D$6:$D$8, MATCH(T343,Lists!$C$6:$C$8,0)))","v":"Limited Life"},{"$f":"INDEX(Lists!$C$12:$C$26, MATCH(H343, Lists!$B$12:$B$26,0))","v":"Sub-T"}]
[null,528,1967,"Wood Creos Impregnated","Serviceable","Class 3",0,"lv/hv/sub-transmission",880,2023,100,"No",false,10,{"$f":"INDEX(Lists!$B$32:$B$40, MATCH(YEAR(TODAY())-C344, Lists!$C$32:$C$40,1))","v":"51-60"},280.11269984173578,{"$f":"INDEX(Data!$E$24:$E$47, MATCH(F344&D344, Data!$B$24:$B$47,0))","v":1.0684339161496522E-3},{"$f":"SUMPRODUCT((Data!$B$58:$B$60=Model!$F344)*(Data!$C$57:$K$57=Model!$O344)*(Data!$C$58:$K$60))","v":2.6564859251595059},73.435140748404933,1,{"$f":"IF(E344<>\"Serviceable\",E344,INDEX(Lists!$D$6:$D$8, MATCH(T344,Lists!$C$6:$C$8,0)))","v":"Serviceable"},{"$f":"INDEX(Lists!$C$12:$C$26, MATCH(H344, Lists!$B$12:$B$26,0))","v":"Sub-T"}]
[null,533,1969,"Wood Creos Impregnated","Serviceable","Class 3",0,"lv",1100,2023,110,"No",false,10,{"$f":"INDEX(Lists!$B$32:$B$40, MATCH(YEAR(TODAY())-C345, Lists!$C$32:$C$40,1))","v":"51-60"},350.14087480216978,{"$f":"INDEX(Data!$E$24:$E$47, MATCH(F345&D345, Data!$B$24:$B$47,0))","v":1.0684339161496522E-3},{"$f":"SUMPRODUCT((Data!$B$58:$B$60=Model!$F345)*(Data!$C$57:$K$57=Model!$O345)*(Data!$C$58:$K$60))","v":2.6564859251595059},83.435140748404933,1,{"$f":"IF(E345<>\"Serviceable\",E345,INDEX(Lists!$D$6:$D$8, MATCH(T345,Lists!$C$6:$C$8,0)))","v":"Serviceable"},{"$f":"INDEX(Lists!$C$12:$C$26, MATCH(H345, Lists!$B$12:$B$26,0))","v":"LV"}]
[null,536,1961,"Wood Creos Impregnated","Serviceable","Class 3",0,"lv/hv",990,2023,110,"No",false,10,{"$f":"INDEX(Lists!$B$32:$B$40, MATCH(YEAR(TODAY())-C346, Lists!$C$32:$C$40,1))","v":"61-70"},315.1267873219528,{"$f":"INDEX(Data!$E$24:$E$47, MATCH(F346&D346, Data!$B$24:$B$47,0))","v":1.0684339161496522E-3},{"$f":"SUMPRODUCT((Data!$B$58:$B$60=Model!$F346)*(Data!$C$57:$K$57=Model!$O346)*(Data!$C$58:$K$60))","v":1.9802031311051838},90.197968688948166,1,{"$f":"IF(E346<>\"Serviceable\",E346,INDEX(Lists!$D$6:$D$8, MATCH(T346,Lists!$C$6:$C$8,0)))","v":"Serviceable"},{"$f":"INDEX(Lists!$C$12:$C$26, MATCH(H346, Lists!$B$12:$B$26,0))","v":"HV"}]
[null,537,1986,"Wood Untreated Dressed","Serviceable","Class 1",0,"lv/hv/sub-transmission",880,2023,100,"No",false,10,{"$f":"INDEX(Lists!$B$32:$B$40, MATCH(YEAR(TODAY())-C347, Lists!$C$32:$C$40,1))","v":"31-40"},280.11269984173578,{"$f":"INDEX(Data!$E$24:$E$47, MATCH(F347&D347, Data!$B$24:$B$47,0))","v":1.9964561142097742E-3},{"$f":"SUMPRODUCT((Data!$B$58:$B$60=Model!$F347)*(Data!$C$57:$K$57=Model!$O347)*(Data!$C$58:$K$60))","v":3.0038452968326621},69.961547031673376,1,{"$f":"IF(E347<>\"Serviceable\",E347,INDEX(Lists!$D$6:$D$8, MATCH(T347,Lists!$C$6:$C$8,0)))","v":"Serviceable"},{"$f":"INDEX(Lists!$C$12:$C$26, MATCH(H347, Lists!$B$12:$B$26,0))","v":"Sub-T"}]
[null,539,1967,"Wood Creos Impregnated","Serviceable","Class 3",0,"lv/hv/sub-transmission",942,2023,100,"No",false,10,{"$f":"INDEX(Lists!$B$32:$B$40, MATCH(YEAR(TODAY())-C348, Lists!$C$32:$C$40,1))","v":"51-60"},299.8479127851308,{"$f":"INDEX(Data!$E$24:$E$47, MATCH(F348&D348, Data!$B$24:$B$47,0))","v":1.0684339161496522E-3},{"$f":"SUMPRODUCT((Data!$B$58:$B$60=Model!$F348)*(Data!$C$57:$K$57=Model!$O348)*(Data!$C$58:$K$60))","v":2.6564859251595059},73.435140748404933,1,{"$f":"IF(E348<>\"Serviceable\",E348,INDEX(Lists!$D$6:$D$8, MATCH(T348,Lists!$C$6:$C$8,0)))","v":"Serviceable"},{"$f":"INDEX(Lists!$C$12:$C$26, MATCH(H348, Lists!$B$12:$B$26,0))","v":"Sub-T"}]
[null,540,1968,"Wood Creos Impregnated","Serviceable","Class 3",0,"lv/hv/sub-transmission",1190,2023,110,"No",false,10,{"$f":"INDEX(Lists!$B$32:$B$40, MATCH(YEAR(TODAY())-C349, Lists!$C$32:$C$40,1))","v":"51-60"},378.78876455871091,{"$f":"INDEX(Data!$E$24:$E$47, MATCH(F349&D349, Data!$B$24:$B$47,0))","v":1.0684339161496522E-3},{"$f":"SUMPRODUCT((Data!$B$58:$B$60=Model!$F349)*(Data!$C$57:$K$57=Model!$O349)*(Data!$C$58:$K$60))","v":2.6564859251595059},83.435140748404933,1,{"$f":"IF(E349<>\"Serviceable\",E349,INDEX(Lists!$D$6:$D$8, MATCH(T349,Lists!$C$6:$C$8,0)))","v":"Serviceable"},{"$f":"INDEX(Lists!$C$12:$C$26, MATCH(H349, Lists!$B$12:$B$26,0))","v":"Sub-T"}]
[null,543,1979,"Wood Untreated Dressed","Serviceable","Class 1",0,"lv/sub-transmission",1351,2023,110,"No",false,10,{"$f":"INDEX(Lists!$B$32:$B$40, MATCH(YEAR(TODAY())-C350, Lists!$C$32:$C$40,1))","v":"41-50"},430.03665623430123,{"$f":"INDEX(Data!$E$24:$E$47, MATCH(F350&D350, Data!$B$24:$B$47,0))","v":1.9964561142097742E-3},{"$f":"SUMPRODUCT((Data!$B$58:$B$60=Model!$F350)*(Data!$C$57:$K$57=Model!$O350)*(Data!$C$58:$K$60))","v":1.7977578417715214},92.022421582284778,1,{"$f":"IF(E350<>\"Serviceable\",E350,INDEX(Lists!$D$6:$D$8, MATCH(T350,Lists!$C$6:$C$8,0)))","v":"Serviceable"},{"$f":"INDEX(Lists!$C$12:$C$26, MATCH(H350, Lists!$B$12:$B$26,0))","v":"Sub-T"}]
[null,544,1972,"Wood Creos Impregnated","Serviceable","Class 2",0,"lv",720,2021,90,"No",false,10,{"$f":"INDEX(Lists!$B$32:$B$40, MATCH(YEAR(TODAY())-C351, Lists!$C$32:$C$40,1))","v":"51-60"},229.18311805232929,{"$f":"INDEX(Data!$E$24:$E$47, MATCH(F351&D351, Data!$B$24:$B$47,0))","v":1.6118836915297091E-3},{"$f":"SUMPRODUCT((Data!$B$58:$B$60=Model!$F351)*(Data!$C$57:$K$57=Model!$O351)*(Data!$C$58:$K$60))","v":2.6773548093458861},63.226451906541143,2,{"$f":"IF(E351<>\"Serviceable\",E351,INDEX(Lists!$D$6:$D$8, MATCH(T351,Lists!$C$6:$C$8,0)))","v":"Limited Life"},{"$f":"INDEX(Lists!$C$12:$C$26, MATCH(H351, Lists!$B$12:$B$26,0))","v":"LV"}]
[null,547,1980,"Wood Untreated Dressed","Serviceable","Class 1",0,"lv",870,2021,130,"No",false,10,{"$f":"INDEX(Lists!$B$32:$B$40, MATCH(YEAR(TODAY())-C352, Lists!$C$32:$C$40,1))","v":"41-50"},276.92960097989788,{"$f":"INDEX(Data!$E$24:$E$47, MATCH(F352&D352, Data!$B$24:$B$47,0))","v":1.9964561142097742E-3},{"$f":"SUMPRODUCT((Data!$B$58:$B$60=Model!$F352)*(Data!$C$57:$K$57=Model!$O352)*(Data!$C$58:$K$60))","v":1.7977578417715214},112.02242158228478,1,{"$f":"IF(E352<>\"Serviceable\",E352,INDEX(Lists!$D$6:$D$8, MATCH(T352,Lists!$C$6:$C$8,0)))","v":"Serviceable"},{"$f":"INDEX(Lists!$C$12:$C$26, MATCH(H352, Lists!$B$12:$B$26,0))","v":"LV"}]
[null,549,1972,"Wood Creos Impregnated","Serviceable","Class 3",0,"lv",770,2023,80,"No",false,10,{"$f":"INDEX(Lists!$B$32:$B$40, MATCH(YEAR(TODAY())-C353, Lists!$C$32:$C$40,1))","v":"51-60"},245.09861236151883,{"$f":"INDEX(Data!$E$24:$E$47, MATCH(F353&D353, Data!$B$24:$B$47,0))","v":1.0684339161496522E-3},{"$f":"SUMPRODUCT((Data!$B$58:$B$60=Model!$F353)*(Data!$C$57:$K$57=Model!$O353)*(Data!$C$58:$K$60))","v":2.6564859251595059},53.43514074840494,2,{"$f":"IF(E353<>\"Serviceable\",E353,INDEX(Lists!$D$6:$D$8, MATCH(T353,Lists!$C$6:$C$8,0)))","v":"Limited Life"},{"$f":"INDEX(Lists!$C$12:$C$26, MATCH(H353, Lists!$B$12:$B$26,0))","v":"LV"}]
[null,550,1981,"Wood Untreated Dressed","Serviceable","Class 1",0,"lv",880,2023,110,"No",false,10,{"$f":"INDEX(Lists!$B$32:$B$40, MATCH(YEAR(TODAY())-C354, Lists!$C$32:$C$40,1))","v":"41-50"},280.11269984173578,{"$f":"INDEX(Data!$E$24:$E$47, MATCH(F354&D354, Data!$B$24:$B$47,0))","v":1.9964561142097742E-3},{"$f":"SUMPRODUCT((Data!$B$58:$B$60=Model!$F354)*(Data!$C$57:$K$57=Model!$O354)*(Data!$C$58:$K$60))","v":1.7977578417715214},92.022421582284778,1,{"$f":"IF(E354<>\"Serviceable\",E354,INDEX(Lists!$D$6:$D$8, MATCH(T354,Lists!$C$6:$C$8,0)))","v":"Serviceable"},{"$f":"INDEX(Lists!$C$12:$C$26, MATCH(H354, Lists!$B$12:$B$26,0))","v":"LV"}]
[null,553,1981,"Wood Untreated Dressed","Serviceable","Class 1",0,"lv",1030,2023,130,"No",false,10,{"$f":"INDEX(Lists!$B$32:$B$40, MATCH(YEAR(TODAY())-C355, Lists!$C$32:$C$40,1))","v":"41-50"},327.85918276930443,{"$f":"INDEX(Data!$E$24:$E$47, MATCH(F355&D355, Data!$B$24:$B$47,0))","v":1.9964561142097742E-3},{"$f":"SUMPRODUCT((Data!$B$58:$B$60=Model!$F355)*(Data!$C$57:$K$57=Model!$O355)*(Data!$C$58:$K$60))","v":1.7977578417715214},112.02242158228478,1,{"$f":"IF(E355<>\"Serviceable\",E355,INDEX(Lists!$D$6:$D$8, MATCH(T355,Lists!$C$6:$C$8,0)))","v":"Serviceable"},{"$f":"INDEX(Lists!$C$12:$C$26, MATCH(H355, Lists!$B$12:$B$26,0))","v":"LV"}]
[null,554,1968,"Wood Creos Impregnated","Serviceable","Class 3",0,"lv/sub-transmission",1445,2023,110,"No",false,10,{"$f":"INDEX(Lists!$B$32:$B$40, MATCH(YEAR(TODAY())-C356, Lists!$C$32:$C$40,1))","v":"51-60"},459.95778553557756,{"$f":"INDEX(Data!$E$24:$E$47, MATCH(F356&D356, Data!$B$24:$B$47,0))","v":1.0684339161496522E-3},{"$f":"SUMPRODUCT((Data!$B$58:$B$60=Model!$F356)*(Data!$C$57:$K$57=Model!$O356)*(Data!$C$58:$K$60))","v":2.6564859251595059},83.435140748404933,1,{"$f":"IF(E356<>\"Serviceable\",E356,INDEX(Lists!$D$6:$D$8, MATCH(T356,Lists!$C$6:$C$8,0)))","v":"Serviceable"},{"$f":"INDEX(Lists!$C$12:$C$26, MATCH(H356, Lists!$B$12:$B$26,0))","v":"Sub-T"}]
[null,557,1971,"Wood Creos Impregnated","Serviceable","Class 3",0,"lv",817,2023,70,"No",false,10,{"$f":"INDEX(Lists!$B$32:$B$40, MATCH(YEAR(TODAY())-C357, Lists!$C$32:$C$40,1))","v":"51-60"},260.05917701215697,{"$f":"INDEX(Data!$E$24:$E$47, MATCH(F357&D357, Data!$B$24:$B$47,0))","v":1.0684339161496522E-3},{"$f":"SUMPRODUCT((Data!$B$58:$B$60=Model!$F357)*(Data!$C$57:$K$57=Model!$O357)*(Data!$C$58:$K$60))","v":2.6564859251595059},43.43514074840494,2,{"$f":"IF(E357<>\"Serviceable\",E357,INDEX(Lists!$D$6:$D$8, MATCH(T357,Lists!$C$6:$C$8,0)))","v":"Limited Life"},{"$f":"INDEX(Lists!$C$12:$C$26, MATCH(H357, Lists!$B$12:$B$26,0))","v":"LV"}]
[null,558,1973,"Wood Creos Impregnated","Serviceable","Class 3",0,"lv",990,2023,110,"No",false,10,{"$f":"INDEX(Lists!$B$32:$B$40, MATCH(YEAR(TODAY())-C358, Lists!$C$32:$C$40,1))","v":"51-60"},315.1267873219528,{"$f":"INDEX(Data!$E$24:$E$47, MATCH(F358&D358, Data!$B$24:$B$47,0))","v":1.0684339161496522E-3},{"$f":"SUMPRODUCT((Data!$B$58:$B$60=Model!$F358)*(Data!$C$57:$K$57=Model!$O358)*(Data!$C$58:$K$60))","v":2.6564859251595059},83.435140748404933,1,{"$f":"IF(E358<>\"Serviceable\",E358,INDEX(Lists!$D$6:$D$8, MATCH(T358,Lists!$C$6:$C$8,0)))","v":"Serviceable"},{"$f":"INDEX(Lists!$C$12:$C$26, MATCH(H358, Lists!$B$12:$B$26,0))","v":"LV"}]
[null,559,1970,"Wood Creos Impregnated","Serviceable","Class 3",0,"lv",848,2023,90,"No",false,10,{"$f":"INDEX(Lists!$B$32:$B$40, MATCH(YEAR(TODAY())-C359, Lists!$C$32:$C$40,1))","v":"51-60"},269.92678348385448,{"$f":"INDEX(Data!$E$24:$E$47, MATCH(F359&D359, Data!$B$24:$B$47,0))","v":1.0684339161496522E-3},{"$f":"SUMPRODUCT((Data!$B$58:$B$60=Model!$F359)*(Data!$C$57:$K$57=Model!$O359)*(Data!$C$58:$K$60))","v":2.6564859251595059},63.43514074840494,2,{"$f":"IF(E359<>\"Serviceable\",E359,INDEX(Lists!$D$6:$D$8, MATCH(T359,Lists!$C$6:$C$8,0)))","v":"Limited Life"},{"$f":"INDEX(Lists!$C$12:$C$26, MATCH(H359, Lists!$B$12:$B$26,0))","v":"LV"}]
[null,561,1988,"Wood Untreated Dressed","Serviceable","Class 1",0,"lv",1000,2023,120,"No",false,10,{"$f":"INDEX(Lists!$B$32:$B$40, MATCH(YEAR(TODAY())-C360, Lists!$C$32:$C$40,1))","v":"31-40"},318.3098861837907,{"$f":"INDEX(Data!$E$24:$E$47, MATCH(F360&D360, Data!$B$24:$B$47,0))","v":1.9964561142097742E-3},{"$f":"SUMPRODUCT((Data!$B$58:$B$60=Model!$F360)*(Data!$C$57:$K$57=Model!$O360)*(Data!$C$58:$K$60))","v":3.0038452968326621},89.961547031673376,1,{"$f":"IF(E360<>\"Serviceable\",E360,INDEX(Lists!$D$6:$D$8, MATCH(T360,Lists!$C$6:$C$8,0)))","v":"Serviceable"},{"$f":"INDEX(Lists!$C$12:$C$26, MATCH(H360, Lists!$B$12:$B$26,0))","v":"LV"}]
[null,562,1947,"Wood Untreated Dressed","Serviceable","Class 1",0,"lv/sub-transmission",930,2023,120,"No",false,10,{"$f":"INDEX(Lists!$B$32:$B$40, MATCH(YEAR(TODAY())-C361, Lists!$C$32:$C$40,1))","v":"71-80"},296.02819415092534,{"$f":"INDEX(Data!$E$24:$E$47, MATCH(F361&D361, Data!$B$24:$B$47,0))","v":1.9964561142097742E-3},{"$f":"SUMPRODUCT((Data!$B$58:$B$60=Model!$F361)*(Data!$C$57:$K$57=Model!$O361)*(Data!$C$58:$K$60))","v":2.0707751244791428},99.292248755208576,1,{"$f":"IF(E361<>\"Serviceable\",E361,INDEX(Lists!$D$6:$D$8, MATCH(T361,Lists!$C$6:$C$8,0)))","v":"Serviceable"},{"$f":"INDEX(Lists!$C$12:$C$26, MATCH(H361, Lists!$B$12:$B$26,0))","v":"Sub-T"}]
[null,566,1973,"Wood Untreated Dressed","Serviceable","Class 1",0,"lv",880,2023,120,"No",false,10,{"$f":"INDEX(Lists!$B$32:$B$40, MATCH(YEAR(TODAY())-C362, Lists!$C$32:$C$40,1))","v":"51-60"},280.11269984173578,{"$f":"INDEX(Data!$E$24:$E$47, MATCH(F362&D362, Data!$B$24:$B$47,0))","v":1.9964561142097742E-3},{"$f":"SUMPRODUCT((Data!$B$58:$B$60=Model!$F362)*(Data!$C$57:$K$57=Model!$O362)*(Data!$C$58:$K$60))","v":1.3557210085184006},106.44278991481599,1,{"$f":"IF(E362<>\"Serviceable\",E362,INDEX(Lists!$D$6:$D$8, MATCH(T362,Lists!$C$6:$C$8,0)))","v":"Serviceable"},{"$f":"INDEX(Lists!$C$12:$C$26, MATCH(H362, Lists!$B$12:$B$26,0))","v":"LV"}]
[null,569,1981,"Wood Untreated Dressed","Serviceable","Class 1",0,"lv",817,2023,100,"No",false,10,{"$f":"INDEX(Lists!$B$32:$B$40, MATCH(YEAR(TODAY())-C363, Lists!$C$32:$C$40,1))","v":"41-50"},260.05917701215697,{"$f":"INDEX(Data!$E$24:$E$47, MATCH(F363&D363, Data!$B$24:$B$47,0))","v":1.9964561142097742E-3},{"$f":"SUMPRODUCT((Data!$B$58:$B$60=Model!$F363)*(Data!$C$57:$K$57=Model!$O363)*(Data!$C$58:$K$60))","v":1.7977578417715214},82.022421582284778,1,{"$f":"IF(E363<>\"Serviceable\",E363,INDEX(Lists!$D$6:$D$8, MATCH(T363,Lists!$C$6:$C$8,0)))","v":"Serviceable"},{"$f":"INDEX(Lists!$C$12:$C$26, MATCH(H363, Lists!$B$12:$B$26,0))","v":"LV"}]
[null,570,1968,"Wood Creos Impregnated","Serviceable","Class 3",0,"lv/hv/sub-transmission",1005,2022,100,"No",false,10,{"$f":"INDEX(Lists!$B$32:$B$40, MATCH(YEAR(TODAY())-C364, Lists!$C$32:$C$40,1))","v":"51-60"},319.90143561470961,{"$f":"INDEX(Data!$E$24:$E$47, MATCH(F364&D364, Data!$B$24:$B$47,0))","v":1.0684339161496522E-3},{"$f":"SUMPRODUCT((Data!$B$58:$B$60=Model!$F364)*(Data!$C$57:$K$57=Model!$O364)*(Data!$C$58:$K$60))","v":2.6564859251595059},73.435140748404933,1,{"$f":"IF(E364<>\"Serviceable\",E364,INDEX(Lists!$D$6:$D$8, MATCH(T364,Lists!$C$6:$C$8,0)))","v":"Serviceable"},{"$f":"INDEX(Lists!$C$12:$C$26, MATCH(H364, Lists!$B$12:$B$26,0))","v":"Sub-T"}]
[null,574,1975,"Wood Creos Impregnated","Serviceable","Class 1",0,"lv",780,2023,100,"No",false,10,{"$f":"INDEX(Lists!$B$32:$B$40, MATCH(YEAR(TODAY())-C365, Lists!$C$32:$C$40,1))","v":"41-50"},248.28171122335672,{"$f":"INDEX(Data!$E$24:$E$47, MATCH(F365&D365, Data!$B$24:$B$47,0))","v":9.9474993092014377E-4},{"$f":"SUMPRODUCT((Data!$B$58:$B$60=Model!$F365)*(Data!$C$57:$K$57=Model!$O365)*(Data!$C$58:$K$60))","v":1.7977578417715214},82.022421582284778,1,{"$f":"IF(E365<>\"Serviceable\",E365,INDEX(Lists!$D$6:$D$8, MATCH(T365,Lists!$C$6:$C$8,0)))","v":"Serviceable"},{"$f":"INDEX(Lists!$C$12:$C$26, MATCH(H365, Lists!$B$12:$B$26,0))","v":"LV"}]
[null,576,1950,"Wood Untreated Round","Limited Life","Class 1",0,"lv",723,2023,40,"No",false,10,{"$f":"INDEX(Lists!$B$32:$B$40, MATCH(YEAR(TODAY())-C366, Lists!$C$32:$C$40,1))","v":"71-80"},230.13804771088067,{"$f":"INDEX(Data!$E$24:$E$47, MATCH(F366&D366, Data!$B$24:$B$47,0))","v":1.9964561142097742E-3},{"$f":"SUMPRODUCT((Data!$B$58:$B$60=Model!$F366)*(Data!$C$57:$K$57=Model!$O366)*(Data!$C$58:$K$60))","v":2.0707751244791428},19.292248755208572,3,{"$f":"IF(E366<>\"Serviceable\",E366,INDEX(Lists!$D$6:$D$8, MATCH(T366,Lists!$C$6:$C$8,0)))","v":"Limited Life"},{"$f":"INDEX(Lists!$C$12:$C$26, MATCH(H366, Lists!$B$12:$B$26,0))","v":"LV"}]
[null,577,1972,"Wood Creos Impregnated","Serviceable","Class 3",0,"lv/hv/sub-transmission",1067,2023,100,"No",false,10,{"$f":"INDEX(Lists!$B$32:$B$40, MATCH(YEAR(TODAY())-C367, Lists!$C$32:$C$40,1))","v":"51-60"},339.63664855810464,{"$f":"INDEX(Data!$E$24:$E$47, MATCH(F367&D367, Data!$B$24:$B$47,0))","v":1.0684339161496522E-3},{"$f":"SUMPRODUCT((Data!$B$58:$B$60=Model!$F367)*(Data!$C$57:$K$57=Model!$O367)*(Data!$C$58:$K$60))","v":2.6564859251595059},73.435140748404933,1,{"$f":"IF(E367<>\"Serviceable\",E367,INDEX(Lists!$D$6:$D$8, MATCH(T367,Lists!$C$6:$C$8,0)))","v":"Serviceable"},{"$f":"INDEX(Lists!$C$12:$C$26, MATCH(H367, Lists!$B$12:$B$26,0))","v":"Sub-T"}]
[null,578,1978,"Wood Untreated Dressed","Unserviceable","Class 1",0,"lv",723,2023,100,"No",false,10,{"$f":"INDEX(Lists!$B$32:$B$40, MATCH(YEAR(TODAY())-C368, Lists!$C$32:$C$40,1))","v":"41-50"},230.13804771088067,{"$f":"INDEX(Data!$E$24:$E$47, MATCH(F368&D368, Data!$B$24:$B$47,0))","v":1.9964561142097742E-3},{"$f":"SUMPRODUCT((Data!$B$58:$B$60=Model!$F368)*(Data!$C$57:$K$57=Model!$O368)*(Data!$C$58:$K$60))","v":1.7977578417715214},82.022421582284778,1,{"$f":"IF(E368<>\"Serviceable\",E368,INDEX(Lists!$D$6:$D$8, MATCH(T368,Lists!$C$6:$C$8,0)))","v":"Unserviceable"},{"$f":"INDEX(Lists!$C$12:$C$26, MATCH(H368, Lists!$B$12:$B$26,0))","v":"LV"}]
[null,579,1970,"Wood Creos Impregnated","Serviceable","Class 3",0,"lv/hv/sub-transmission",1225,2023,110,"No",false,10,{"$f":"INDEX(Lists!$B$32:$B$40, MATCH(YEAR(TODAY())-C369, Lists!$C$32:$C$40,1))","v":"51-60"},389.92961057514361,{"$f":"INDEX(Data!$E$24:$E$47, MATCH(F369&D369, Data!$B$24:$B$47,0))","v":1.0684339161496522E-3},{"$f":"SUMPRODUCT((Data!$B$58:$B$60=Model!$F369)*(Data!$C$57:$K$57=Model!$O369)*(Data!$C$58:$K$60))","v":2.6564859251595059},83.435140748404933,1,{"$f":"IF(E369<>\"Serviceable\",E369,INDEX(Lists!$D$6:$D$8, MATCH(T369,Lists!$C$6:$C$8,0)))","v":"Serviceable"},{"$f":"INDEX(Lists!$C$12:$C$26, MATCH(H369, Lists!$B$12:$B$26,0))","v":"Sub-T"}]
[null,580,1993,"Wood Untreated Dressed","Serviceable","Class 1",0,"lv/hv/sub-transmission",1194,2023,120,"No",false,10,{"$f":"INDEX(Lists!$B$32:$B$40, MATCH(YEAR(TODAY())-C370, Lists!$C$32:$C$40,1))","v":"31-40"},380.0620041034461,{"$f":"INDEX(Data!$E$24:$E$47, MATCH(F370&D370, Data!$B$24:$B$47,0))","v":1.9964561142097742E-3},{"$f":"SUMPRODUCT((Data!$B$58:$B$60=Model!$F370)*(Data!$C$57:$K$57=Model!$O370)*(Data!$C$58:$K$60))","v":3.0038452968326621},89.961547031673376,1,{"$f":"IF(E370<>\"Serviceable\",E370,INDEX(Lists!$D$6:$D$8, MATCH(T370,Lists!$C$6:$C$8,0)))","v":"Serviceable"},{"$f":"INDEX(Lists!$C$12:$C$26, MATCH(H370, Lists!$B$12:$B$26,0))","v":"Sub-T"}]
[null,581,1986,"Wood Untreated Dressed","Serviceable","Class 1",0,"lv",785,2023,90,"No",false,10,{"$f":"INDEX(Lists!$B$32:$B$40, MATCH(YEAR(TODAY())-C371, Lists!$C$32:$C$40,1))","v":"31-40"},249.8732606542757,{"$f":"INDEX(Data!$E$24:$E$47, MATCH(F371&D371, Data!$B$24:$B$47,0))","v":1.9964561142097742E-3},{"$f":"SUMPRODUCT((Data!$B$58:$B$60=Model!$F371)*(Data!$C$57:$K$57=Model!$O371)*(Data!$C$58:$K$60))","v":3.0038452968326621},59.961547031673376,1,{"$f":"IF(E371<>\"Serviceable\",E371,INDEX(Lists!$D$6:$D$8, MATCH(T371,Lists!$C$6:$C$8,0)))","v":"Serviceable"},{"$f":"INDEX(Lists!$C$12:$C$26, MATCH(H371, Lists!$B$12:$B$26,0))","v":"LV"}]
[null,583,1964,"Wood Creos Impregnated","Serviceable","Class 3",0,"lv/hv",1230,2023,120,"No",false,10,{"$f":"INDEX(Lists!$B$32:$B$40, MATCH(YEAR(TODAY())-C372, Lists!$C$32:$C$40,1))","v":"61-70"},391.52116000606253,{"$f":"INDEX(Data!$E$24:$E$47, MATCH(F372&D372, Data!$B$24:$B$47,0))","v":1.0684339161496522E-3},{"$f":"SUMPRODUCT((Data!$B$58:$B$60=Model!$F372)*(Data!$C$57:$K$57=Model!$O372)*(Data!$C$58:$K$60))","v":1.9802031311051838},100.19796868894817,1,{"$f":"IF(E372<>\"Serviceable\",E372,INDEX(Lists!$D$6:$D$8, MATCH(T372,Lists!$C$6:$C$8,0)))","v":"Serviceable"},{"$f":"INDEX(Lists!$C$12:$C$26, MATCH(H372, Lists!$B$12:$B$26,0))","v":"HV"}]
[null,586,1986,"Wood Untreated Dressed","Serviceable","Class 1",0,"lv/hv",1100,2023,100,"No",false,10,{"$f":"INDEX(Lists!$B$32:$B$40, MATCH(YEAR(TODAY())-C373, Lists!$C$32:$C$40,1))","v":"31-40"},350.14087480216978,{"$f":"INDEX(Data!$E$24:$E$47, MATCH(F373&D373, Data!$B$24:$B$47,0))","v":1.9964561142097742E-3},{"$f":"SUMPRODUCT((Data!$B$58:$B$60=Model!$F373)*(Data!$C$57:$K$57=Model!$O373)*(Data!$C$58:$K$60))","v":3.0038452968326621},69.961547031673376,1,{"$f":"IF(E373<>\"Serviceable\",E373,INDEX(Lists!$D$6:$D$8, MATCH(T373,Lists!$C$6:$C$8,0)))","v":"Serviceable"},{"$f":"INDEX(Lists!$C$12:$C$26, MATCH(H373, Lists!$B$12:$B$26,0))","v":"HV"}]
[null,589,1967,"Wood Creos Impregnated","Serviceable","Class 3",0,"lv",780,2023,80,"No",false,10,{"$f":"INDEX(Lists!$B$32:$B$40, MATCH(YEAR(TODAY())-C374, Lists!$C$32:$C$40,1))","v":"51-60"},248.28171122335672,{"$f":"INDEX(Data!$E$24:$E$47, MATCH(F374&D374, Data!$B$24:$B$47,0))","v":1.0684339161496522E-3},{"$f":"SUMPRODUCT((Data!$B$58:$B$60=Model!$F374)*(Data!$C$57:$K$57=Model!$O374)*(Data!$C$58:$K$60))","v":2.6564859251595059},53.43514074840494,2,{"$f":"IF(E374<>\"Serviceable\",E374,INDEX(Lists!$D$6:$D$8, MATCH(T374,Lists!$C$6:$C$8,0)))","v":"Limited Life"},{"$f":"INDEX(Lists!$C$12:$C$26, MATCH(H374, Lists!$B$12:$B$26,0))","v":"LV"}]
[null,592,1979,"Wood Untreated Dressed","Serviceable","Class 1",0,"lv/hv",1210,2023,100,"No",false,10,{"$f":"INDEX(Lists!$B$32:$B$40, MATCH(YEAR(TODAY())-C375, Lists!$C$32:$C$40,1))","v":"41-50"},385.15496228238675,{"$f":"INDEX(Data!$E$24:$E$47, MATCH(F375&D375, Data!$B$24:$B$47,0))","v":1.9964561142097742E-3},{"$f":"SUMPRODUCT((Data!$B$58:$B$60=Model!$F375)*(Data!$C$57:$K$57=Model!$O375)*(Data!$C$58:$K$60))","v":1.7977578417715214},82.022421582284778,1,{"$f":"IF(E375<>\"Serviceable\",E375,INDEX(Lists!$D$6:$D$8, MATCH(T375,Lists!$C$6:$C$8,0)))","v":"Serviceable"},{"$f":"INDEX(Lists!$C$12:$C$26, MATCH(H375, Lists!$B$12:$B$26,0))","v":"HV"}]
[null,593,1938,"Wood Untreated Dressed","Serviceable","Class 1",0,"lv/hv",1040,2023,100,"No",false,10,{"$f":"INDEX(Lists!$B$32:$B$40, MATCH(YEAR(TODAY())-C376, Lists!$C$32:$C$40,1))","v":"81-90"},331.04228163114232,{"$f":"INDEX(Data!$E$24:$E$47, MATCH(F376&D376, Data!$B$24:$B$47,0))","v":1.9964561142097742E-3},{"$f":"SUMPRODUCT((Data!$B$58:$B$60=Model!$F376)*(Data!$C$57:$K$57=Model!$O376)*(Data!$C$58:$K$60))","v":2.8392735823590045},71.607264176409956,1,{"$f":"IF(E376<>\"Serviceable\",E376,INDEX(Lists!$D$6:$D$8, MATCH(T376,Lists!$C$6:$C$8,0)))","v":"Serviceable"},{"$f":"INDEX(Lists!$C$12:$C$26, MATCH(H376, Lists!$B$12:$B$26,0))","v":"HV"}]
[null,597,1933,"Wood Untreated Round","Serviceable","Class 1",0,"lv/hv",1170,2023,110,"No",false,10,{"$f":"INDEX(Lists!$B$32:$B$40, MATCH(YEAR(TODAY())-C377, Lists!$C$32:$C$40,1))","v":"90+"},372.42256683503513,{"$f":"INDEX(Data!$E$24:$E$47, MATCH(F377&D377, Data!$B$24:$B$47,0))","v":1.9964561142097742E-3},{"$f":"SUMPRODUCT((Data!$B$58:$B$60=Model!$F377)*(Data!$C$57:$K$57=Model!$O377)*(Data!$C$58:$K$60))","v":1.4835341045333483},95.164658954666521,1,{"$f":"IF(E377<>\"Serviceable\",E377,INDEX(Lists!$D$6:$D$8, MATCH(T377,Lists!$C$6:$C$8,0)))","v":"Serviceable"},{"$f":"INDEX(Lists!$C$12:$C$26, MATCH(H377, Lists!$B$12:$B$26,0))","v":"HV"}]
[null,599,1971,"Wood Creos Impregnated","Serviceable","Class 3",0,"lv/hv",1050,2023,80,"No",false,10,{"$f":"INDEX(Lists!$B$32:$B$40, MATCH(YEAR(TODAY())-C378, Lists!$C$32:$C$40,1))","v":"51-60"},334.22538049298021,{"$f":"INDEX(Data!$E$24:$E$47, MATCH(F378&D378, Data!$B$24:$B$47,0))","v":1.0684339161496522E-3},{"$f":"SUMPRODUCT((Data!$B$58:$B$60=Model!$F378)*(Data!$C$57:$K$57=Model!$O378)*(Data!$C$58:$K$60))","v":2.6564859251595059},53.43514074840494,2,{"$f":"IF(E378<>\"Serviceable\",E378,INDEX(Lists!$D$6:$D$8, MATCH(T378,Lists!$C$6:$C$8,0)))","v":"Limited Life"},{"$f":"INDEX(Lists!$C$12:$C$26, MATCH(H378, Lists!$B$12:$B$26,0))","v":"HV"}]
[null,600,1980,"Wood Untreated Dressed","Serviceable","Class 1",0,"lv/hv",860,2023,110,"No",false,10,{"$f":"INDEX(Lists!$B$32:$B$40, MATCH(YEAR(TODAY())-C379, Lists!$C$32:$C$40,1))","v":"41-50"},273.74650211805999,{"$f":"INDEX(Data!$E$24:$E$47, MATCH(F379&D379, Data!$B$24:$B$47,0))","v":1.9964561142097742E-3},{"$f":"SUMPRODUCT((Data!$B$58:$B$60=Model!$F379)*(Data!$C$57:$K$57=Model!$O379)*(Data!$C$58:$K$60))","v":1.7977578417715214},92.022421582284778,1,{"$f":"IF(E379<>\"Serviceable\",E379,INDEX(Lists!$D$6:$D$8, MATCH(T379,Lists!$C$6:$C$8,0)))","v":"Serviceable"},{"$f":"INDEX(Lists!$C$12:$C$26, MATCH(H379, Lists!$B$12:$B$26,0))","v":"HV"}]
[null,601,1983,"Wood Untreated Dressed","Serviceable","Class 1",0,"lv/hv",920,2023,80,"No",false,10,{"$f":"INDEX(Lists!$B$32:$B$40, MATCH(YEAR(TODAY())-C380, Lists!$C$32:$C$40,1))","v":"41-50"},292.84509528908745,{"$f":"INDEX(Data!$E$24:$E$47, MATCH(F380&D380, Data!$B$24:$B$47,0))","v":1.9964561142097742E-3},{"$f":"SUMPRODUCT((Data!$B$58:$B$60=Model!$F380)*(Data!$C$57:$K$57=Model!$O380)*(Data!$C$58:$K$60))","v":1.7977578417715214},62.022421582284785,1,{"$f":"IF(E380<>\"Serviceable\",E380,INDEX(Lists!$D$6:$D$8, MATCH(T380,Lists!$C$6:$C$8,0)))","v":"Serviceable"},{"$f":"INDEX(Lists!$C$12:$C$26, MATCH(H380, Lists!$B$12:$B$26,0))","v":"HV"}]
[null,602,1961,"Wood Creos Impregnated","Serviceable","Class 3",0,"lv/hv",800,2023,80,"No",false,10,{"$f":"INDEX(Lists!$B$32:$B$40, MATCH(YEAR(TODAY())-C381, Lists!$C$32:$C$40,1))","v":"61-70"},254.64790894703253,{"$f":"INDEX(Data!$E$24:$E$47, MATCH(F381&D381, Data!$B$24:$B$47,0))","v":1.0684339161496522E-3},{"$f":"SUMPRODUCT((Data!$B$58:$B$60=Model!$F381)*(Data!$C$57:$K$57=Model!$O381)*(Data!$C$58:$K$60))","v":1.9802031311051838},60.197968688948166,2,{"$f":"IF(E381<>\"Serviceable\",E381,INDEX(Lists!$D$6:$D$8, MATCH(T381,Lists!$C$6:$C$8,0)))","v":"Limited Life"},{"$f":"INDEX(Lists!$C$12:$C$26, MATCH(H381, Lists!$B$12:$B$26,0))","v":"HV"}]
[null,605,1964,"Wood Creos Impregnated","Serviceable","Class 3",0,"lv",1005,2022,90,"No",false,10,{"$f":"INDEX(Lists!$B$32:$B$40, MATCH(YEAR(TODAY())-C382, Lists!$C$32:$C$40,1))","v":"61-70"},319.90143561470961,{"$f":"INDEX(Data!$E$24:$E$47, MATCH(F382&D382, Data!$B$24:$B$47,0))","v":1.0684339161496522E-3},{"$f":"SUMPRODUCT((Data!$B$58:$B$60=Model!$F382)*(Data!$C$57:$K$57=Model!$O382)*(Data!$C$58:$K$60))","v":1.9802031311051838},70.197968688948166,1,{"$f":"IF(E382<>\"Serviceable\",E382,INDEX(Lists!$D$6:$D$8, MATCH(T382,Lists!$C$6:$C$8,0)))","v":"Serviceable"},{"$f":"INDEX(Lists!$C$12:$C$26, MATCH(H382, Lists!$B$12:$B$26,0))","v":"LV"}]
[null,608,1980,"Wood Untreated Dressed","Serviceable","Class 1",0,"lv",870,2022,100,"No",false,10,{"$f":"INDEX(Lists!$B$32:$B$40, MATCH(YEAR(TODAY())-C383, Lists!$C$32:$C$40,1))","v":"41-50"},276.92960097989788,{"$f":"INDEX(Data!$E$24:$E$47, MATCH(F383&D383, Data!$B$24:$B$47,0))","v":1.9964561142097742E-3},{"$f":"SUMPRODUCT((Data!$B$58:$B$60=Model!$F383)*(Data!$C$57:$K$57=Model!$O383)*(Data!$C$58:$K$60))","v":1.7977578417715214},82.022421582284778,1,{"$f":"IF(E383<>\"Serviceable\",E383,INDEX(Lists!$D$6:$D$8, MATCH(T383,Lists!$C$6:$C$8,0)))","v":"Serviceable"},{"$f":"INDEX(Lists!$C$12:$C$26, MATCH(H383, Lists!$B$12:$B$26,0))","v":"LV"}]
[null,609,1981,"Wood Untreated Dressed","Serviceable","Class 1",0,"lv/hv",980,2022,130,"No",false,10,{"$f":"INDEX(Lists!$B$32:$B$40, MATCH(YEAR(TODAY())-C384, Lists!$C$32:$C$40,1))","v":"41-50"},311.94368846011486,{"$f":"INDEX(Data!$E$24:$E$47, MATCH(F384&D384, Data!$B$24:$B$47,0))","v":1.9964561142097742E-3},{"$f":"SUMPRODUCT((Data!$B$58:$B$60=Model!$F384)*(Data!$C$57:$K$57=Model!$O384)*(Data!$C$58:$K$60))","v":1.7977578417715214},112.02242158228478,1,{"$f":"IF(E384<>\"Serviceable\",E384,INDEX(Lists!$D$6:$D$8, MATCH(T384,Lists!$C$6:$C$8,0)))","v":"Serviceable"},{"$f":"INDEX(Lists!$C$12:$C$26, MATCH(H384, Lists!$B$12:$B$26,0))","v":"HV"}]
[null,620,1970,"Wood Creos Impregnated","Serviceable","Class 3",0,"lv",880,2022,90,"No",false,10,{"$f":"INDEX(Lists!$B$32:$B$40, MATCH(YEAR(TODAY())-C385, Lists!$C$32:$C$40,1))","v":"51-60"},280.11269984173578,{"$f":"INDEX(Data!$E$24:$E$47, MATCH(F385&D385, Data!$B$24:$B$47,0))","v":1.0684339161496522E-3},{"$f":"SUMPRODUCT((Data!$B$58:$B$60=Model!$F385)*(Data!$C$57:$K$57=Model!$O385)*(Data!$C$58:$K$60))","v":2.6564859251595059},63.43514074840494,2,{"$f":"IF(E385<>\"Serviceable\",E385,INDEX(Lists!$D$6:$D$8, MATCH(T385,Lists!$C$6:$C$8,0)))","v":"Limited Life"},{"$f":"INDEX(Lists!$C$12:$C$26, MATCH(H385, Lists!$B$12:$B$26,0))","v":"LV"}]
[null,622,1937,"Wood Untreated Dressed","Serviceable","Class 1",0,"lv",760,2022,100,"No",false,10,{"$f":"INDEX(Lists!$B$32:$B$40, MATCH(YEAR(TODAY())-C386, Lists!$C$32:$C$40,1))","v":"81-90"},241.91551349968091,{"$f":"INDEX(Data!$E$24:$E$47, MATCH(F386&D386, Data!$B$24:$B$47,0))","v":1.9964561142097742E-3},{"$f":"SUMPRODUCT((Data!$B$58:$B$60=Model!$F386)*(Data!$C$57:$K$57=Model!$O386)*(Data!$C$58:$K$60))","v":2.8392735823590045},71.607264176409956,1,{"$f":"IF(E386<>\"Serviceable\",E386,INDEX(Lists!$D$6:$D$8, MATCH(T386,Lists!$C$6:$C$8,0)))","v":"Serviceable"},{"$f":"INDEX(Lists!$C$12:$C$26, MATCH(H386, Lists!$B$12:$B$26,0))","v":"LV"}]
[null,625,1981,"Wood Untreated Dressed","Serviceable","Class 1",0,"lv/hv",990,2022,130,"No",false,10,{"$f":"INDEX(Lists!$B$32:$B$40, MATCH(YEAR(TODAY())-C387, Lists!$C$32:$C$40,1))","v":"41-50"},315.1267873219528,{"$f":"INDEX(Data!$E$24:$E$47, MATCH(F387&D387, Data!$B$24:$B$47,0))","v":1.9964561142097742E-3},{"$f":"SUMPRODUCT((Data!$B$58:$B$60=Model!$F387)*(Data!$C$57:$K$57=Model!$O387)*(Data!$C$58:$K$60))","v":1.7977578417715214},112.02242158228478,1,{"$f":"IF(E387<>\"Serviceable\",E387,INDEX(Lists!$D$6:$D$8, MATCH(T387,Lists!$C$6:$C$8,0)))","v":"Serviceable"},{"$f":"INDEX(Lists!$C$12:$C$26, MATCH(H387, Lists!$B$12:$B$26,0))","v":"HV"}]
[null,626,1981,"Wood Untreated Dressed","Serviceable","Class 1",0,"lv/hv",942,2022,110,"No",false,10,{"$f":"INDEX(Lists!$B$32:$B$40, MATCH(YEAR(TODAY())-C388, Lists!$C$32:$C$40,1))","v":"41-50"},299.8479127851308,{"$f":"INDEX(Data!$E$24:$E$47, MATCH(F388&D388, Data!$B$24:$B$47,0))","v":1.9964561142097742E-3},{"$f":"SUMPRODUCT((Data!$B$58:$B$60=Model!$F388)*(Data!$C$57:$K$57=Model!$O388)*(Data!$C$58:$K$60))","v":1.7977578417715214},92.022421582284778,1,{"$f":"IF(E388<>\"Serviceable\",E388,INDEX(Lists!$D$6:$D$8, MATCH(T388,Lists!$C$6:$C$8,0)))","v":"Serviceable"},{"$f":"INDEX(Lists!$C$12:$C$26, MATCH(H388, Lists!$B$12:$B$26,0))","v":"HV"}]
[null,627,1981,"Wood Untreated Dressed","Serviceable","Class 1",0,"lv/hv",1040,2022,120,"No",false,10,{"$f":"INDEX(Lists!$B$32:$B$40, MATCH(YEAR(TODAY())-C389, Lists!$C$32:$C$40,1))","v":"41-50"},331.04228163114232,{"$f":"INDEX(Data!$E$24:$E$47, MATCH(F389&D389, Data!$B$24:$B$47,0))","v":1.9964561142097742E-3},{"$f":"SUMPRODUCT((Data!$B$58:$B$60=Model!$F389)*(Data!$C$57:$K$57=Model!$O389)*(Data!$C$58:$K$60))","v":1.7977578417715214},102.02242158228478,1,{"$f":"IF(E389<>\"Serviceable\",E389,INDEX(Lists!$D$6:$D$8, MATCH(T389,Lists!$C$6:$C$8,0)))","v":"Serviceable"},{"$f":"INDEX(Lists!$C$12:$C$26, MATCH(H389, Lists!$B$12:$B$26,0))","v":"HV"}]
[null,628,1981,"Wood Untreated Dressed","Serviceable","Class 1",0,"lv/hv",848,2022,100,"No",false,10,{"$f":"INDEX(Lists!$B$32:$B$40, MATCH(YEAR(TODAY())-C390, Lists!$C$32:$C$40,1))","v":"41-50"},269.92678348385448,{"$f":"INDEX(Data!$E$24:$E$47, MATCH(F390&D390, Data!$B$24:$B$47,0))","v":1.9964561142097742E-3},{"$f":"SUMPRODUCT((Data!$B$58:$B$60=Model!$F390)*(Data!$C$57:$K$57=Model!$O390)*(Data!$C$58:$K$60))","v":1.7977578417715214},82.022421582284778,1,{"$f":"IF(E390<>\"Serviceable\",E390,INDEX(Lists!$D$6:$D$8, MATCH(T390,Lists!$C$6:$C$8,0)))","v":"Serviceable"},{"$f":"INDEX(Lists!$C$12:$C$26, MATCH(H390, Lists!$B$12:$B$26,0))","v":"HV"}]
[null,629,1967,"Wood Creos Impregnated","Serviceable","Class 3",0,"lv",720,2023,70,"No",false,10,{"$f":"INDEX(Lists!$B$32:$B$40, MATCH(YEAR(TODAY())-C391, Lists!$C$32:$C$40,1))","v":"51-60"},229.18311805232929,{"$f":"INDEX(Data!$E$24:$E$47, MATCH(F391&D391, Data!$B$24:$B$47,0))","v":1.0684339161496522E-3},{"$f":"SUMPRODUCT((Data!$B$58:$B$60=Model!$F391)*(Data!$C$57:$K$57=Model!$O391)*(Data!$C$58:$K$60))","v":2.6564859251595059},43.43514074840494,2,{"$f":"IF(E391<>\"Serviceable\",E391,INDEX(Lists!$D$6:$D$8, MATCH(T391,Lists!$C$6:$C$8,0)))","v":"Limited Life"},{"$f":"INDEX(Lists!$C$12:$C$26, MATCH(H391, Lists!$B$12:$B$26,0))","v":"LV"}]
[null,630,1971,"Wood Creos Impregnated","Serviceable","Class 3",0,"lv",930,2023,70,"No",false,{"$f":"IF(L392=\"No\",ROUND((End_year-J392)/5,0)*5,ROUND((End_year-J392)/3,0)*3)","v":10},{"$f":"INDEX(Lists!$B$32:$B$40, MATCH(YEAR(TODAY())-C392, Lists!$C$32:$C$40,1))","v":"51-60"},296.02819415092534,{"$f":"INDEX(Data!$E$24:$E$47, MATCH(F392&D392, Data!$B$24:$B$47,0))","v":1.0684339161496522E-3},{"$f":"SUMPRODUCT((Data!$B$58:$B$60=Model!$F392)*(Data!$C$57:$K$57=Model!$O392)*(Data!$C$58:$K$60))","v":2.6564859251595059},{"$f":"IF(IF(K392>=700,999,(K392-R392*N392))<0,0,IF(K392>=700,999,(K392-R392*N392)))","v":43.43514074840494},{"$f":"IF(S392<30,3,IF(AND(F392=\"Class 1\",S392<50),2,IF(AND(F392=\"Class 1\",S392>=50),1,IF(S392<70,2,1))))","v":2},{"$f":"IF(E392<>\"Serviceable\",E392,INDEX(Lists!$D$6:$D$8, MATCH(T392,Lists!$C$6:$C$8,0)))","v":"Limited Life"},{"$f":"INDEX(Lists!$C$12:$C$26, MATCH(H392, Lists!$B$12:$B$26,0))","v":"LV"}]
[null,631,1941,"Wood Untreated Dressed","Serviceable","Class 1",0,"lv",910,2023,110,"No",{"$f":"IF(G393=0,FALSE,TRUE)","v":false},10,{"$f":"INDEX(Lists!$B$32:$B$40, MATCH(YEAR(TODAY())-C393, Lists!$C$32:$C$40,1))","v":"81-90"},{"$f":"I393/PI()","v":289.66199642724951},{"$f":"INDEX(Data!$E$24:$E$47, MATCH(F393&D393, Data!$B$24:$B$47,0))","v":1.9964561142097742E-3},{"$f":"SUMPRODUCT((Data!$B$58:$B$60=Model!$F393)*(Data!$C$57:$K$57=Model!$O393)*(Data!$C$58:$K$60))","v":2.8392735823590045},81.607264176409956,1,{"$f":"IF(E393<>\"Serviceable\",E393,INDEX(Lists!$D$6:$D$8, MATCH(T393,Lists!$C$6:$C$8,0)))","v":"Serviceable"},{"$f":"INDEX(Lists!$C$12:$C$26, MATCH(H393, Lists!$B$12:$B$26,0))","v":"LV"}]
[null,632,1982,"Wood Untreated Dressed","Serviceable","Class 1",0,"lv/hv",1200,2023,110,"No",false,10,{"$f":"INDEX(Lists!$B$32:$B$40, MATCH(YEAR(TODAY())-C394, Lists!$C$32:$C$40,1))","v":"41-50"},381.9718634205488,{"$f":"INDEX(Data!$E$24:$E$47, MATCH(F394&D394, Data!$B$24:$B$47,0))","v":1.9964561142097742E-3},{"$f":"SUMPRODUCT((Data!$B$58:$B$60=Model!$F394)*(Data!$C$57:$K$57=Model!$O394)*(Data!$C$58:$K$60))","v":1.7977578417715214},92.022421582284778,1,{"$f":"IF(E394<>\"Serviceable\",E394,INDEX(Lists!$D$6:$D$8, MATCH(T394,Lists!$C$6:$C$8,0)))","v":"Serviceable"},{"$f":"INDEX(Lists!$C$12:$C$26, MATCH(H394, Lists!$B$12:$B$26,0))","v":"HV"}]
[null,633,1982,"Wood Untreated Dressed","Serviceable","Class 1",0,"lv/hv",942,2023,110,"No",false,10,{"$f":"INDEX(Lists!$B$32:$B$40, MATCH(YEAR(TODAY())-C395, Lists!$C$32:$C$40,1))","v":"41-50"},299.8479127851308,{"$f":"INDEX(Data!$E$24:$E$47, MATCH(F395&D395, Data!$B$24:$B$47,0))","v":1.9964561142097742E-3},{"$f":"SUMPRODUCT((Data!$B$58:$B$60=Model!$F395)*(Data!$C$57:$K$57=Model!$O395)*(Data!$C$58:$K$60))","v":1.7977578417715214},92.022421582284778,1,{"$f":"IF(E395<>\"Serviceable\",E395,INDEX(Lists!$D$6:$D$8, MATCH(T395,Lists!$C$6:$C$8,0)))","v":"Serviceable"},{"$f":"INDEX(Lists!$C$12:$C$26, MATCH(H395, Lists!$B$12:$B$26,0))","v":"HV"}]
[null,634,1982,"Wood Untreated Dressed","Serviceable","Class 1",0,"lv/hv",1010,2023,110,"No",false,10,{"$f":"INDEX(Lists!$B$32:$B$40, MATCH(YEAR(TODAY())-C396, Lists!$C$32:$C$40,1))","v":"41-50"},321.49298504562859,{"$f":"INDEX(Data!$E$24:$E$47, MATCH(F396&D396, Data!$B$24:$B$47,0))","v":1.9964561142097742E-3},{"$f":"SUMPRODUCT((Data!$B$58:$B$60=Model!$F396)*(Data!$C$57:$K$57=Model!$O396)*(Data!$C$58:$K$60))","v":1.7977578417715214},92.022421582284778,1,{"$f":"IF(E396<>\"Serviceable\",E396,INDEX(Lists!$D$6:$D$8, MATCH(T396,Lists!$C$6:$C$8,0)))","v":"Serviceable"},{"$f":"INDEX(Lists!$C$12:$C$26, MATCH(H396, Lists!$B$12:$B$26,0))","v":"HV"}]
[null,636,1978,"Wood Untreated Dressed","Serviceable","Class 1",0,"lv/hv",942,2023,120,"No",false,10,{"$f":"INDEX(Lists!$B$32:$B$40, MATCH(YEAR(TODAY())-C397, Lists!$C$32:$C$40,1))","v":"41-50"},299.8479127851308,{"$f":"INDEX(Data!$E$24:$E$47, MATCH(F397&D397, Data!$B$24:$B$47,0))","v":1.9964561142097742E-3},{"$f":"SUMPRODUCT((Data!$B$58:$B$60=Model!$F397)*(Data!$C$57:$K$57=Model!$O397)*(Data!$C$58:$K$60))","v":1.7977578417715214},102.02242158228478,1,{"$f":"IF(E397<>\"Serviceable\",E397,INDEX(Lists!$D$6:$D$8, MATCH(T397,Lists!$C$6:$C$8,0)))","v":"Serviceable"},{"$f":"INDEX(Lists!$C$12:$C$26, MATCH(H397, Lists!$B$12:$B$26,0))","v":"HV"}]
[null,637,1982,"Wood Untreated Dressed","Serviceable","Class 1",0,"lv",980,2023,100,"No",false,10,{"$f":"INDEX(Lists!$B$32:$B$40, MATCH(YEAR(TODAY())-C398, Lists!$C$32:$C$40,1))","v":"41-50"},311.94368846011486,{"$f":"INDEX(Data!$E$24:$E$47, MATCH(F398&D398, Data!$B$24:$B$47,0))","v":1.9964561142097742E-3},{"$f":"SUMPRODUCT((Data!$B$58:$B$60=Model!$F398)*(Data!$C$57:$K$57=Model!$O398)*(Data!$C$58:$K$60))","v":1.7977578417715214},82.022421582284778,1,{"$f":"IF(E398<>\"Serviceable\",E398,INDEX(Lists!$D$6:$D$8, MATCH(T398,Lists!$C$6:$C$8,0)))","v":"Serviceable"},{"$f":"INDEX(Lists!$C$12:$C$26, MATCH(H398, Lists!$B$12:$B$26,0))","v":"LV"}]
[null,638,1932,"Wood Untreated Round","Serviceable","Class 1",0,"lv/hv",920,2023,90,"No",false,10,{"$f":"INDEX(Lists!$B$32:$B$40, MATCH(YEAR(TODAY())-C399, Lists!$C$32:$C$40,1))","v":"90+"},292.84509528908745,{"$f":"INDEX(Data!$E$24:$E$47, MATCH(F399&D399, Data!$B$24:$B$47,0))","v":1.9964561142097742E-3},{"$f":"SUMPRODUCT((Data!$B$58:$B$60=Model!$F399)*(Data!$C$57:$K$57=Model!$O399)*(Data!$C$58:$K$60))","v":1.4835341045333483},75.164658954666521,1,{"$f":"IF(E399<>\"Serviceable\",E399,INDEX(Lists!$D$6:$D$8, MATCH(T399,Lists!$C$6:$C$8,0)))","v":"Serviceable"},{"$f":"INDEX(Lists!$C$12:$C$26, MATCH(H399, Lists!$B$12:$B$26,0))","v":"HV"}]
[null,640,1932,"Wood Untreated Round","Serviceable","Class 1",0,"lv/hv",940,2023,100,"No",false,10,{"$f":"INDEX(Lists!$B$32:$B$40, MATCH(YEAR(TODAY())-C400, Lists!$C$32:$C$40,1))","v":"90+"},299.21129301276324,{"$f":"INDEX(Data!$E$24:$E$47, MATCH(F400&D400, Data!$B$24:$B$47,0))","v":1.9964561142097742E-3},{"$f":"SUMPRODUCT((Data!$B$58:$B$60=Model!$F400)*(Data!$C$57:$K$57=Model!$O400)*(Data!$C$58:$K$60))","v":1.4835341045333483},85.164658954666521,1,{"$f":"IF(E400<>\"Serviceable\",E400,INDEX(Lists!$D$6:$D$8, MATCH(T400,Lists!$C$6:$C$8,0)))","v":"Serviceable"},{"$f":"INDEX(Lists!$C$12:$C$26, MATCH(H400, Lists!$B$12:$B$26,0))","v":"HV"}]
[null,642,1958,"Wood Creos Impregnated","Serviceable","Class 3",0,"lv/hv",1005,2023,90,"No",false,10,{"$f":"INDEX(Lists!$B$32:$B$40, MATCH(YEAR(TODAY())-C401, Lists!$C$32:$C$40,1))","v":"61-70"},319.90143561470961,{"$f":"INDEX(Data!$E$24:$E$47, MATCH(F401&D401, Data!$B$24:$B$47,0))","v":1.0684339161496522E-3},{"$f":"SUMPRODUCT((Data!$B$58:$B$60=Model!$F401)*(Data!$C$57:$K$57=Model!$O401)*(Data!$C$58:$K$60))","v":1.9802031311051838},70.197968688948166,1,{"$f":"IF(E401<>\"Serviceable\",E401,INDEX(Lists!$D$6:$D$8, MATCH(T401,Lists!$C$6:$C$8,0)))","v":"Serviceable"},{"$f":"INDEX(Lists!$C$12:$C$26, MATCH(H401, Lists!$B$12:$B$26,0))","v":"HV"}]
[null,645,1969,"Wood Creos Impregnated","Serviceable","Class 3",0,"lv/hv",942,2022,100,"No",false,10,{"$f":"INDEX(Lists!$B$32:$B$40, MATCH(YEAR(TODAY())-C402, Lists!$C$32:$C$40,1))","v":"51-60"},299.8479127851308,{"$f":"INDEX(Data!$E$24:$E$47, MATCH(F402&D402, Data!$B$24:$B$47,0))","v":1.0684339161496522E-3},{"$f":"SUMPRODUCT((Data!$B$58:$B$60=Model!$F402)*(Data!$C$57:$K$57=Model!$O402)*(Data!$C$58:$K$60))","v":2.6564859251595059},73.435140748404933,1,{"$f":"IF(E402<>\"Serviceable\",E402,INDEX(Lists!$D$6:$D$8, MATCH(T402,Lists!$C$6:$C$8,0)))","v":"Serviceable"},{"$f":"INDEX(Lists!$C$12:$C$26, MATCH(H402, Lists!$B$12:$B$26,0))","v":"HV"}]
[null,646,1935,"Wood Untreated Dressed","Serviceable","Class 1",0,"lv",850,2022,100,"No",false,10,{"$f":"INDEX(Lists!$B$32:$B$40, MATCH(YEAR(TODAY())-C403, Lists!$C$32:$C$40,1))","v":"81-90"},270.5634032562221,{"$f":"INDEX(Data!$E$24:$E$47, MATCH(F403&D403, Data!$B$24:$B$47,0))","v":1.9964561142097742E-3},{"$f":"SUMPRODUCT((Data!$B$58:$B$60=Model!$F403)*(Data!$C$57:$K$57=Model!$O403)*(Data!$C$58:$K$60))","v":2.8392735823590045},71.607264176409956,1,{"$f":"IF(E403<>\"Serviceable\",E403,INDEX(Lists!$D$6:$D$8, MATCH(T403,Lists!$C$6:$C$8,0)))","v":"Serviceable"},{"$f":"INDEX(Lists!$C$12:$C$26, MATCH(H403, Lists!$B$12:$B$26,0))","v":"LV"}]
[null,647,1939,"Wood Untreated Dressed","Serviceable","Class 1",0,"lv",848,2022,100,"No",false,10,{"$f":"INDEX(Lists!$B$32:$B$40, MATCH(YEAR(TODAY())-C404, Lists!$C$32:$C$40,1))","v":"81-90"},269.92678348385448,{"$f":"INDEX(Data!$E$24:$E$47, MATCH(F404&D404, Data!$B$24:$B$47,0))","v":1.9964561142097742E-3},{"$f":"SUMPRODUCT((Data!$B$58:$B$60=Model!$F404)*(Data!$C$57:$K$57=Model!$O404)*(Data!$C$58:$K$60))","v":2.8392735823590045},71.607264176409956,1,{"$f":"IF(E404<>\"Serviceable\",E404,INDEX(Lists!$D$6:$D$8, MATCH(T404,Lists!$C$6:$C$8,0)))","v":"Serviceable"},{"$f":"INDEX(Lists!$C$12:$C$26, MATCH(H404, Lists!$B$12:$B$26,0))","v":"LV"}]
[null,649,1935,"Wood Untreated Dressed","Serviceable","Class 1",0,"lv",911,2022,90,"No",false,10,{"$f":"INDEX(Lists!$B$32:$B$40, MATCH(YEAR(TODAY())-C405, Lists!$C$32:$C$40,1))","v":"81-90"},289.98030631343329,{"$f":"INDEX(Data!$E$24:$E$47, MATCH(F405&D405, Data!$B$24:$B$47,0))","v":1.9964561142097742E-3},{"$f":"SUMPRODUCT((Data!$B$58:$B$60=Model!$F405)*(Data!$C$57:$K$57=Model!$O405)*(Data!$C$58:$K$60))","v":2.8392735823590045},61.607264176409956,1,{"$f":"IF(E405<>\"Serviceable\",E405,INDEX(Lists!$D$6:$D$8, MATCH(T405,Lists!$C$6:$C$8,0)))","v":"Serviceable"},{"$f":"INDEX(Lists!$C$12:$C$26, MATCH(H405, Lists!$B$12:$B$26,0))","v":"LV"}]
[null,650,1983,"Wood Untreated Dressed","Serviceable","Class 1",0,"lv",942,2022,120,"No",false,10,{"$f":"INDEX(Lists!$B$32:$B$40, MATCH(YEAR(TODAY())-C406, Lists!$C$32:$C$40,1))","v":"41-50"},299.8479127851308,{"$f":"INDEX(Data!$E$24:$E$47, MATCH(F406&D406, Data!$B$24:$B$47,0))","v":1.9964561142097742E-3},{"$f":"SUMPRODUCT((Data!$B$58:$B$60=Model!$F406)*(Data!$C$57:$K$57=Model!$O406)*(Data!$C$58:$K$60))","v":1.7977578417715214},102.02242158228478,1,{"$f":"IF(E406<>\"Serviceable\",E406,INDEX(Lists!$D$6:$D$8, MATCH(T406,Lists!$C$6:$C$8,0)))","v":"Serviceable"},{"$f":"INDEX(Lists!$C$12:$C$26, MATCH(H406, Lists!$B$12:$B$26,0))","v":"LV"}]
[null,653,1984,"Wood Untreated Dressed","Serviceable","Class 1",0,"lv",942,2020,120,"No",false,10,{"$f":"INDEX(Lists!$B$32:$B$40, MATCH(YEAR(TODAY())-C407, Lists!$C$32:$C$40,1))","v":"41-50"},299.8479127851308,{"$f":"INDEX(Data!$E$24:$E$47, MATCH(F407&D407, Data!$B$24:$B$47,0))","v":1.9964561142097742E-3},{"$f":"SUMPRODUCT((Data!$B$58:$B$60=Model!$F407)*(Data!$C$57:$K$57=Model!$O407)*(Data!$C$58:$K$60))","v":1.7977578417715214},102.02242158228478,1,{"$f":"IF(E407<>\"Serviceable\",E407,INDEX(Lists!$D$6:$D$8, MATCH(T407,Lists!$C$6:$C$8,0)))","v":"Serviceable"},{"$f":"INDEX(Lists!$C$12:$C$26, MATCH(H407, Lists!$B$12:$B$26,0))","v":"LV"}]
[null,656,1982,"Wood Untreated Dressed","Serviceable","Class 1",0,"lv",850,2020,100,"No",false,10,{"$f":"INDEX(Lists!$B$32:$B$40, MATCH(YEAR(TODAY())-C408, Lists!$C$32:$C$40,1))","v":"41-50"},270.5634032562221,{"$f":"INDEX(Data!$E$24:$E$47, MATCH(F408&D408, Data!$B$24:$B$47,0))","v":1.9964561142097742E-3},{"$f":"SUMPRODUCT((Data!$B$58:$B$60=Model!$F408)*(Data!$C$57:$K$57=Model!$O408)*(Data!$C$58:$K$60))","v":1.7977578417715214},82.022421582284778,1,{"$f":"IF(E408<>\"Serviceable\",E408,INDEX(Lists!$D$6:$D$8, MATCH(T408,Lists!$C$6:$C$8,0)))","v":"Serviceable"},{"$f":"INDEX(Lists!$C$12:$C$26, MATCH(H408, Lists!$B$12:$B$26,0))","v":"LV"}]
[null,658,1933,"Wood Untreated Dressed","Serviceable","Class 1",0,"lv",930,2020,100,"No",false,10,{"$f":"INDEX(Lists!$B$32:$B$40, MATCH(YEAR(TODAY())-C409, Lists!$C$32:$C$40,1))","v":"90+"},296.02819415092534,{"$f":"INDEX(Data!$E$24:$E$47, MATCH(F409&D409, Data!$B$24:$B$47,0))","v":1.9964561142097742E-3},{"$f":"SUMPRODUCT((Data!$B$58:$B$60=Model!$F409)*(Data!$C$57:$K$57=Model!$O409)*(Data!$C$58:$K$60))","v":1.4835341045333483},85.164658954666521,1,{"$f":"IF(E409<>\"Serviceable\",E409,INDEX(Lists!$D$6:$D$8, MATCH(T409,Lists!$C$6:$C$8,0)))","v":"Serviceable"},{"$f":"INDEX(Lists!$C$12:$C$26, MATCH(H409, Lists!$B$12:$B$26,0))","v":"LV"}]
[null,660,1938,"Wood Untreated Dressed","Serviceable","Class 1",0,"lv",860,2020,90,"No",false,10,{"$f":"INDEX(Lists!$B$32:$B$40, MATCH(YEAR(TODAY())-C410, Lists!$C$32:$C$40,1))","v":"81-90"},273.74650211805999,{"$f":"INDEX(Data!$E$24:$E$47, MATCH(F410&D410, Data!$B$24:$B$47,0))","v":1.9964561142097742E-3},{"$f":"SUMPRODUCT((Data!$B$58:$B$60=Model!$F410)*(Data!$C$57:$K$57=Model!$O410)*(Data!$C$58:$K$60))","v":2.8392735823590045},61.607264176409956,1,{"$f":"IF(E410<>\"Serviceable\",E410,INDEX(Lists!$D$6:$D$8, MATCH(T410,Lists!$C$6:$C$8,0)))","v":"Serviceable"},{"$f":"INDEX(Lists!$C$12:$C$26, MATCH(H410, Lists!$B$12:$B$26,0))","v":"LV"}]
[null,661,1982,"Wood Untreated Dressed","Serviceable","Class 1",0,"lv",920,2023,110,"No",false,10,{"$f":"INDEX(Lists!$B$32:$B$40, MATCH(YEAR(TODAY())-C411, Lists!$C$32:$C$40,1))","v":"41-50"},292.84509528908745,{"$f":"INDEX(Data!$E$24:$E$47, MATCH(F411&D411, Data!$B$24:$B$47,0))","v":1.9964561142097742E-3},{"$f":"SUMPRODUCT((Data!$B$58:$B$60=Model!$F411)*(Data!$C$57:$K$57=Model!$O411)*(Data!$C$58:$K$60))","v":1.7977578417715214},92.022421582284778,1,{"$f":"IF(E411<>\"Serviceable\",E411,INDEX(Lists!$D$6:$D$8, MATCH(T411,Lists!$C$6:$C$8,0)))","v":"Serviceable"},{"$f":"INDEX(Lists!$C$12:$C$26, MATCH(H411, Lists!$B$12:$B$26,0))","v":"LV"}]
[null,664,1982,"Wood Untreated Dressed","Serviceable","Class 1",0,"lv/hv",1310,2023,110,"No",false,10,{"$f":"INDEX(Lists!$B$32:$B$40, MATCH(YEAR(TODAY())-C412, Lists!$C$32:$C$40,1))","v":"41-50"},416.98595090076577,{"$f":"INDEX(Data!$E$24:$E$47, MATCH(F412&D412, Data!$B$24:$B$47,0))","v":1.9964561142097742E-3},{"$f":"SUMPRODUCT((Data!$B$58:$B$60=Model!$F412)*(Data!$C$57:$K$57=Model!$O412)*(Data!$C$58:$K$60))","v":1.7977578417715214},92.022421582284778,1,{"$f":"IF(E412<>\"Serviceable\",E412,INDEX(Lists!$D$6:$D$8, MATCH(T412,Lists!$C$6:$C$8,0)))","v":"Serviceable"},{"$f":"INDEX(Lists!$C$12:$C$26, MATCH(H412, Lists!$B$12:$B$26,0))","v":"HV"}]
[null,665,1939,"Wood Untreated Dressed","Serviceable","Class 1",0,"lv/hv",1020,2023,110,"No",false,10,{"$f":"INDEX(Lists!$B$32:$B$40, MATCH(YEAR(TODAY())-C413, Lists!$C$32:$C$40,1))","v":"81-90"},324.67608390746648,{"$f":"INDEX(Data!$E$24:$E$47, MATCH(F413&D413, Data!$B$24:$B$47,0))","v":1.9964561142097742E-3},{"$f":"SUMPRODUCT((Data!$B$58:$B$60=Model!$F413)*(Data!$C$57:$K$57=Model!$O413)*(Data!$C$58:$K$60))","v":2.8392735823590045},81.607264176409956,1,{"$f":"IF(E413<>\"Serviceable\",E413,INDEX(Lists!$D$6:$D$8, MATCH(T413,Lists!$C$6:$C$8,0)))","v":"Serviceable"},{"$f":"INDEX(Lists!$C$12:$C$26, MATCH(H413, Lists!$B$12:$B$26,0))","v":"HV"}]
[null,666,1970,"Wood Creos Impregnated","Limited Life","Class 3",0,"lv",870,2023,50,"No",false,10,{"$f":"INDEX(Lists!$B$32:$B$40, MATCH(YEAR(TODAY())-C414, Lists!$C$32:$C$40,1))","v":"51-60"},276.92960097989788,{"$f":"INDEX(Data!$E$24:$E$47, MATCH(F414&D414, Data!$B$24:$B$47,0))","v":1.0684339161496522E-3},{"$f":"SUMPRODUCT((Data!$B$58:$B$60=Model!$F414)*(Data!$C$57:$K$57=Model!$O414)*(Data!$C$58:$K$60))","v":2.6564859251595059},23.43514074840494,3,{"$f":"IF(E414<>\"Serviceable\",E414,INDEX(Lists!$D$6:$D$8, MATCH(T414,Lists!$C$6:$C$8,0)))","v":"Limited Life"},{"$f":"INDEX(Lists!$C$12:$C$26, MATCH(H414, Lists!$B$12:$B$26,0))","v":"LV"}]
[null,668,1935,"Wood Untreated Dressed","Serviceable","Class 1",0,"lv",890,2020,100,"No",false,10,{"$f":"INDEX(Lists!$B$32:$B$40, MATCH(YEAR(TODAY())-C415, Lists!$C$32:$C$40,1))","v":"81-90"},283.29579870357372,{"$f":"INDEX(Data!$E$24:$E$47, MATCH(F415&D415, Data!$B$24:$B$47,0))","v":1.9964561142097742E-3},{"$f":"SUMPRODUCT((Data!$B$58:$B$60=Model!$F415)*(Data!$C$57:$K$57=Model!$O415)*(Data!$C$58:$K$60))","v":2.8392735823590045},71.607264176409956,1,{"$f":"IF(E415<>\"Serviceable\",E415,INDEX(Lists!$D$6:$D$8, MATCH(T415,Lists!$C$6:$C$8,0)))","v":"Serviceable"},{"$f":"INDEX(Lists!$C$12:$C$26, MATCH(H415, Lists!$B$12:$B$26,0))","v":"LV"}]
[null,669,1970,"Wood Creos Impregnated","Serviceable","Class 2",0,"lv",830,2020,100,"No",false,10,{"$f":"INDEX(Lists!$B$32:$B$40, MATCH(YEAR(TODAY())-C416, Lists!$C$32:$C$40,1))","v":"51-60"},264.19720553254626,{"$f":"INDEX(Data!$E$24:$E$47, MATCH(F416&D416, Data!$B$24:$B$47,0))","v":1.6118836915297091E-3},{"$f":"SUMPRODUCT((Data!$B$58:$B$60=Model!$F416)*(Data!$C$57:$K$57=Model!$O416)*(Data!$C$58:$K$60))","v":2.6773548093458861},73.226451906541143,1,{"$f":"IF(E416<>\"Serviceable\",E416,INDEX(Lists!$D$6:$D$8, MATCH(T416,Lists!$C$6:$C$8,0)))","v":"Serviceable"},{"$f":"INDEX(Lists!$C$12:$C$26, MATCH(H416, Lists!$B$12:$B$26,0))","v":"LV"}]
[null,671,1966,"Wood Creos Impregnated","Serviceable","Class 3",0,"lv",900,2020,90,"No",false,10,{"$f":"INDEX(Lists!$B$32:$B$40, MATCH(YEAR(TODAY())-C417, Lists!$C$32:$C$40,1))","v":"51-60"},286.47889756541161,{"$f":"INDEX(Data!$E$24:$E$47, MATCH(F417&D417, Data!$B$24:$B$47,0))","v":1.0684339161496522E-3},{"$f":"SUMPRODUCT((Data!$B$58:$B$60=Model!$F417)*(Data!$C$57:$K$57=Model!$O417)*(Data!$C$58:$K$60))","v":2.6564859251595059},63.43514074840494,2,{"$f":"IF(E417<>\"Serviceable\",E417,INDEX(Lists!$D$6:$D$8, MATCH(T417,Lists!$C$6:$C$8,0)))","v":"Limited Life"},{"$f":"INDEX(Lists!$C$12:$C$26, MATCH(H417, Lists!$B$12:$B$26,0))","v":"LV"}]
[null,672,1935,"Wood Untreated Dressed","Serviceable","Class 1",0,"lv",942,2020,110,"No",false,10,{"$f":"INDEX(Lists!$B$32:$B$40, MATCH(YEAR(TODAY())-C418, Lists!$C$32:$C$40,1))","v":"81-90"},299.8479127851308,{"$f":"INDEX(Data!$E$24:$E$47, MATCH(F418&D418, Data!$B$24:$B$47,0))","v":1.9964561142097742E-3},{"$f":"SUMPRODUCT((Data!$B$58:$B$60=Model!$F418)*(Data!$C$57:$K$57=Model!$O418)*(Data!$C$58:$K$60))","v":2.8392735823590045},81.607264176409956,1,{"$f":"IF(E418<>\"Serviceable\",E418,INDEX(Lists!$D$6:$D$8, MATCH(T418,Lists!$C$6:$C$8,0)))","v":"Serviceable"},{"$f":"INDEX(Lists!$C$12:$C$26, MATCH(H418, Lists!$B$12:$B$26,0))","v":"LV"}]
[null,673,1973,"Wood Creos Impregnated","Serviceable","Class 3",0,"lv",848,2020,80,"No",false,10,{"$f":"INDEX(Lists!$B$32:$B$40, MATCH(YEAR(TODAY())-C419, Lists!$C$32:$C$40,1))","v":"51-60"},269.92678348385448,{"$f":"INDEX(Data!$E$24:$E$47, MATCH(F419&D419, Data!$B$24:$B$47,0))","v":1.0684339161496522E-3},{"$f":"SUMPRODUCT((Data!$B$58:$B$60=Model!$F419)*(Data!$C$57:$K$57=Model!$O419)*(Data!$C$58:$K$60))","v":2.6564859251595059},53.43514074840494,2,{"$f":"IF(E419<>\"Serviceable\",E419,INDEX(Lists!$D$6:$D$8, MATCH(T419,Lists!$C$6:$C$8,0)))","v":"Limited Life"},{"$f":"INDEX(Lists!$C$12:$C$26, MATCH(H419, Lists!$B$12:$B$26,0))","v":"LV"}]
[null,675,1976,"Wood Creos Impregnated","Serviceable","Class 2",0,"lv",848,2020,100,"No",false,10,{"$f":"INDEX(Lists!$B$32:$B$40, MATCH(YEAR(TODAY())-C420, Lists!$C$32:$C$40,1))","v":"41-50"},269.92678348385448,{"$f":"INDEX(Data!$E$24:$E$47, MATCH(F420&D420, Data!$B$24:$B$47,0))","v":1.6118836915297091E-3},{"$f":"SUMPRODUCT((Data!$B$58:$B$60=Model!$F420)*(Data!$C$57:$K$57=Model!$O420)*(Data!$C$58:$K$60))","v":3.126815166746074},68.731848332539258,2,{"$f":"IF(E420<>\"Serviceable\",E420,INDEX(Lists!$D$6:$D$8, MATCH(T420,Lists!$C$6:$C$8,0)))","v":"Limited Life"},{"$f":"INDEX(Lists!$C$12:$C$26, MATCH(H420, Lists!$B$12:$B$26,0))","v":"LV"}]
[null,677,1966,"Wood Creos Impregnated","Serviceable","Class 3",0,"lv/hv",1080,2023,100,"No",false,10,{"$f":"INDEX(Lists!$B$32:$B$40, MATCH(YEAR(TODAY())-C421, Lists!$C$32:$C$40,1))","v":"51-60"},343.77467707849394,{"$f":"INDEX(Data!$E$24:$E$47, MATCH(F421&D421, Data!$B$24:$B$47,0))","v":1.0684339161496522E-3},{"$f":"SUMPRODUCT((Data!$B$58:$B$60=Model!$F421)*(Data!$C$57:$K$57=Model!$O421)*(Data!$C$58:$K$60))","v":2.6564859251595059},73.435140748404933,1,{"$f":"IF(E421<>\"Serviceable\",E421,INDEX(Lists!$D$6:$D$8, MATCH(T421,Lists!$C$6:$C$8,0)))","v":"Serviceable"},{"$f":"INDEX(Lists!$C$12:$C$26, MATCH(H421, Lists!$B$12:$B$26,0))","v":"HV"}]
[null,679,1986,"Wood Untreated Dressed","Serviceable","Class 1",0,"lv/hv",1288,2023,140,"No",false,10,{"$f":"INDEX(Lists!$B$32:$B$40, MATCH(YEAR(TODAY())-C422, Lists!$C$32:$C$40,1))","v":"31-40"},409.98313340472242,{"$f":"INDEX(Data!$E$24:$E$47, MATCH(F422&D422, Data!$B$24:$B$47,0))","v":1.9964561142097742E-3},{"$f":"SUMPRODUCT((Data!$B$58:$B$60=Model!$F422)*(Data!$C$57:$K$57=Model!$O422)*(Data!$C$58:$K$60))","v":3.0038452968326621},109.96154703167338,1,{"$f":"IF(E422<>\"Serviceable\",E422,INDEX(Lists!$D$6:$D$8, MATCH(T422,Lists!$C$6:$C$8,0)))","v":"Serviceable"},{"$f":"INDEX(Lists!$C$12:$C$26, MATCH(H422, Lists!$B$12:$B$26,0))","v":"HV"}]
[null,681,1986,"Wood Untreated Dressed","Serviceable","Class 1",0,"lv/hv",1110,2023,140,"No",false,10,{"$f":"INDEX(Lists!$B$32:$B$40, MATCH(YEAR(TODAY())-C423, Lists!$C$32:$C$40,1))","v":"31-40"},353.32397366400767,{"$f":"INDEX(Data!$E$24:$E$47, MATCH(F423&D423, Data!$B$24:$B$47,0))","v":1.9964561142097742E-3},{"$f":"SUMPRODUCT((Data!$B$58:$B$60=Model!$F423)*(Data!$C$57:$K$57=Model!$O423)*(Data!$C$58:$K$60))","v":3.0038452968326621},109.96154703167338,1,{"$f":"IF(E423<>\"Serviceable\",E423,INDEX(Lists!$D$6:$D$8, MATCH(T423,Lists!$C$6:$C$8,0)))","v":"Serviceable"},{"$f":"INDEX(Lists!$C$12:$C$26, MATCH(H423, Lists!$B$12:$B$26,0))","v":"HV"}]
[null,685,1971,"Wood Creos Impregnated","Serviceable","Class 3",0,"lv/hv",1270,2023,90,"No",false,10,{"$f":"INDEX(Lists!$B$32:$B$40, MATCH(YEAR(TODAY())-C424, Lists!$C$32:$C$40,1))","v":"51-60"},404.25355545341415,{"$f":"INDEX(Data!$E$24:$E$47, MATCH(F424&D424, Data!$B$24:$B$47,0))","v":1.0684339161496522E-3},{"$f":"SUMPRODUCT((Data!$B$58:$B$60=Model!$F424)*(Data!$C$57:$K$57=Model!$O424)*(Data!$C$58:$K$60))","v":2.6564859251595059},63.43514074840494,2,{"$f":"IF(E424<>\"Serviceable\",E424,INDEX(Lists!$D$6:$D$8, MATCH(T424,Lists!$C$6:$C$8,0)))","v":"Limited Life"},{"$f":"INDEX(Lists!$C$12:$C$26, MATCH(H424, Lists!$B$12:$B$26,0))","v":"HV"}]
[null,695,1961,"Wood Creos Impregnated","Serviceable","Class 3",0,"lv/hv",1100,2023,80,"No",false,10,{"$f":"INDEX(Lists!$B$32:$B$40, MATCH(YEAR(TODAY())-C425, Lists!$C$32:$C$40,1))","v":"61-70"},350.14087480216978,{"$f":"INDEX(Data!$E$24:$E$47, MATCH(F425&D425, Data!$B$24:$B$47,0))","v":1.0684339161496522E-3},{"$f":"SUMPRODUCT((Data!$B$58:$B$60=Model!$F425)*(Data!$C$57:$K$57=Model!$O425)*(Data!$C$58:$K$60))","v":1.9802031311051838},60.197968688948166,2,{"$f":"IF(E425<>\"Serviceable\",E425,INDEX(Lists!$D$6:$D$8, MATCH(T425,Lists!$C$6:$C$8,0)))","v":"Limited Life"},{"$f":"INDEX(Lists!$C$12:$C$26, MATCH(H425, Lists!$B$12:$B$26,0))","v":"HV"}]
[null,699,1938,"Wood Untreated Dressed","Serviceable","Class 1",0,"lv/hv",1000,2023,100,"No",false,10,{"$f":"INDEX(Lists!$B$32:$B$40, MATCH(YEAR(TODAY())-C426, Lists!$C$32:$C$40,1))","v":"81-90"},318.3098861837907,{"$f":"INDEX(Data!$E$24:$E$47, MATCH(F426&D426, Data!$B$24:$B$47,0))","v":1.9964561142097742E-3},{"$f":"SUMPRODUCT((Data!$B$58:$B$60=Model!$F426)*(Data!$C$57:$K$57=Model!$O426)*(Data!$C$58:$K$60))","v":2.8392735823590045},71.607264176409956,1,{"$f":"IF(E426<>\"Serviceable\",E426,INDEX(Lists!$D$6:$D$8, MATCH(T426,Lists!$C$6:$C$8,0)))","v":"Serviceable"},{"$f":"INDEX(Lists!$C$12:$C$26, MATCH(H426, Lists!$B$12:$B$26,0))","v":"HV"}]
[null,705,1989,"Wood Untreated Dressed","Serviceable","Class 1",0,"lv/hv",1100,2023,130,"No",false,10,{"$f":"INDEX(Lists!$B$32:$B$40, MATCH(YEAR(TODAY())-C427, Lists!$C$32:$C$40,1))","v":"31-40"},350.14087480216978,{"$f":"INDEX(Data!$E$24:$E$47, MATCH(F427&D427, Data!$B$24:$B$47,0))","v":1.9964561142097742E-3},{"$f":"SUMPRODUCT((Data!$B$58:$B$60=Model!$F427)*(Data!$C$57:$K$57=Model!$O427)*(Data!$C$58:$K$60))","v":3.0038452968326621},99.961547031673376,1,{"$f":"IF(E427<>\"Serviceable\",E427,INDEX(Lists!$D$6:$D$8, MATCH(T427,Lists!$C$6:$C$8,0)))","v":"Serviceable"},{"$f":"INDEX(Lists!$C$12:$C$26, MATCH(H427, Lists!$B$12:$B$26,0))","v":"HV"}]
[null,712,1936,"Wood Untreated Dressed","Serviceable","Class 1",0,"lv/hv",940,2023,20,"No",false,10,{"$f":"INDEX(Lists!$B$32:$B$40, MATCH(YEAR(TODAY())-C428, Lists!$C$32:$C$40,1))","v":"81-90"},299.21129301276324,{"$f":"INDEX(Data!$E$24:$E$47, MATCH(F428&D428, Data!$B$24:$B$47,0))","v":1.9964561142097742E-3},{"$f":"SUMPRODUCT((Data!$B$58:$B$60=Model!$F428)*(Data!$C$57:$K$57=Model!$O428)*(Data!$C$58:$K$60))","v":2.8392735823590045},0,3,{"$f":"IF(E428<>\"Serviceable\",E428,INDEX(Lists!$D$6:$D$8, MATCH(T428,Lists!$C$6:$C$8,0)))","v":"Unserviceable"},{"$f":"INDEX(Lists!$C$12:$C$26, MATCH(H428, Lists!$B$12:$B$26,0))","v":"HV"}]
[null,713,1934,"Wood Untreated Dressed","Serviceable","Class 1",0,"lv/hv",850,2023,110,"No",false,10,{"$f":"INDEX(Lists!$B$32:$B$40, MATCH(YEAR(TODAY())-C429, Lists!$C$32:$C$40,1))","v":"90+"},270.5634032562221,{"$f":"INDEX(Data!$E$24:$E$47, MATCH(F429&D429, Data!$B$24:$B$47,0))","v":1.9964561142097742E-3},{"$f":"SUMPRODUCT((Data!$B$58:$B$60=Model!$F429)*(Data!$C$57:$K$57=Model!$O429)*(Data!$C$58:$K$60))","v":1.4835341045333483},95.164658954666521,1,{"$f":"IF(E429<>\"Serviceable\",E429,INDEX(Lists!$D$6:$D$8, MATCH(T429,Lists!$C$6:$C$8,0)))","v":"Serviceable"},{"$f":"INDEX(Lists!$C$12:$C$26, MATCH(H429, Lists!$B$12:$B$26,0))","v":"HV"}]
[null,721,1983,"Wood Untreated Dressed","Serviceable","Class 1",0,"lv",900,2023,90,"No",false,10,{"$f":"INDEX(Lists!$B$32:$B$40, MATCH(YEAR(TODAY())-C430, Lists!$C$32:$C$40,1))","v":"41-50"},286.47889756541161,{"$f":"INDEX(Data!$E$24:$E$47, MATCH(F430&D430, Data!$B$24:$B$47,0))","v":1.9964561142097742E-3},{"$f":"SUMPRODUCT((Data!$B$58:$B$60=Model!$F430)*(Data!$C$57:$K$57=Model!$O430)*(Data!$C$58:$K$60))","v":1.7977578417715214},72.022421582284778,1,{"$f":"IF(E430<>\"Serviceable\",E430,INDEX(Lists!$D$6:$D$8, MATCH(T430,Lists!$C$6:$C$8,0)))","v":"Serviceable"},{"$f":"INDEX(Lists!$C$12:$C$26, MATCH(H430, Lists!$B$12:$B$26,0))","v":"LV"}]
[null,727,1971,"Wood Creos Impregnated","Serviceable","Class 3",0,"lv/hv",1070,2023,100,"No",false,10,{"$f":"INDEX(Lists!$B$32:$B$40, MATCH(YEAR(TODAY())-C431, Lists!$C$32:$C$40,1))","v":"51-60"},340.59157821665605,{"$f":"INDEX(Data!$E$24:$E$47, MATCH(F431&D431, Data!$B$24:$B$47,0))","v":1.0684339161496522E-3},{"$f":"SUMPRODUCT((Data!$B$58:$B$60=Model!$F431)*(Data!$C$57:$K$57=Model!$O431)*(Data!$C$58:$K$60))","v":2.6564859251595059},73.435140748404933,1,{"$f":"IF(E431<>\"Serviceable\",E431,INDEX(Lists!$D$6:$D$8, MATCH(T431,Lists!$C$6:$C$8,0)))","v":"Serviceable"},{"$f":"INDEX(Lists!$C$12:$C$26, MATCH(H431, Lists!$B$12:$B$26,0))","v":"HV"}]
[null,729,1967,"Wood Creos Impregnated","Serviceable","Class 3",0,"lv",1060,2023,110,"No",false,10,{"$f":"INDEX(Lists!$B$32:$B$40, MATCH(YEAR(TODAY())-C432, Lists!$C$32:$C$40,1))","v":"51-60"},337.4084793548181,{"$f":"INDEX(Data!$E$24:$E$47, MATCH(F432&D432, Data!$B$24:$B$47,0))","v":1.0684339161496522E-3},{"$f":"SUMPRODUCT((Data!$B$58:$B$60=Model!$F432)*(Data!$C$57:$K$57=Model!$O432)*(Data!$C$58:$K$60))","v":2.6564859251595059},83.435140748404933,1,{"$f":"IF(E432<>\"Serviceable\",E432,INDEX(Lists!$D$6:$D$8, MATCH(T432,Lists!$C$6:$C$8,0)))","v":"Serviceable"},{"$f":"INDEX(Lists!$C$12:$C$26, MATCH(H432, Lists!$B$12:$B$26,0))","v":"LV"}]
[null,730,1986,"Wood Untreated Dressed","Serviceable","Class 1",0,"lv/hv",974,2023,120,"No",false,10,{"$f":"INDEX(Lists!$B$32:$B$40, MATCH(YEAR(TODAY())-C433, Lists!$C$32:$C$40,1))","v":"31-40"},310.0338291430121,{"$f":"INDEX(Data!$E$24:$E$47, MATCH(F433&D433, Data!$B$24:$B$47,0))","v":1.9964561142097742E-3},{"$f":"SUMPRODUCT((Data!$B$58:$B$60=Model!$F433)*(Data!$C$57:$K$57=Model!$O433)*(Data!$C$58:$K$60))","v":3.0038452968326621},89.961547031673376,1,{"$f":"IF(E433<>\"Serviceable\",E433,INDEX(Lists!$D$6:$D$8, MATCH(T433,Lists!$C$6:$C$8,0)))","v":"Serviceable"},{"$f":"INDEX(Lists!$C$12:$C$26, MATCH(H433, Lists!$B$12:$B$26,0))","v":"HV"}]
[null,732,1933,"Wood Untreated Dressed","Serviceable","Class 1",0,"lv",900,2023,90,"No",false,10,{"$f":"INDEX(Lists!$B$32:$B$40, MATCH(YEAR(TODAY())-C434, Lists!$C$32:$C$40,1))","v":"90+"},286.47889756541161,{"$f":"INDEX(Data!$E$24:$E$47, MATCH(F434&D434, Data!$B$24:$B$47,0))","v":1.9964561142097742E-3},{"$f":"SUMPRODUCT((Data!$B$58:$B$60=Model!$F434)*(Data!$C$57:$K$57=Model!$O434)*(Data!$C$58:$K$60))","v":1.4835341045333483},75.164658954666521,1,{"$f":"IF(E434<>\"Serviceable\",E434,INDEX(Lists!$D$6:$D$8, MATCH(T434,Lists!$C$6:$C$8,0)))","v":"Serviceable"},{"$f":"INDEX(Lists!$C$12:$C$26, MATCH(H434, Lists!$B$12:$B$26,0))","v":"LV"}]
[null,736,1968,"Wood Creos Impregnated","Serviceable","Class 3",0,"lv/hv",1060,2023,90,"No",false,10,{"$f":"INDEX(Lists!$B$32:$B$40, MATCH(YEAR(TODAY())-C435, Lists!$C$32:$C$40,1))","v":"51-60"},337.4084793548181,{"$f":"INDEX(Data!$E$24:$E$47, MATCH(F435&D435, Data!$B$24:$B$47,0))","v":1.0684339161496522E-3},{"$f":"SUMPRODUCT((Data!$B$58:$B$60=Model!$F435)*(Data!$C$57:$K$57=Model!$O435)*(Data!$C$58:$K$60))","v":2.6564859251595059},63.43514074840494,2,{"$f":"IF(E435<>\"Serviceable\",E435,INDEX(Lists!$D$6:$D$8, MATCH(T435,Lists!$C$6:$C$8,0)))","v":"Limited Life"},{"$f":"INDEX(Lists!$C$12:$C$26, MATCH(H435, Lists!$B$12:$B$26,0))","v":"HV"}]
[null,738,1961,"Wood Creos Impregnated","Serviceable","Class 3",0,"lv",980,2023,80,"No",false,10,{"$f":"INDEX(Lists!$B$32:$B$40, MATCH(YEAR(TODAY())-C436, Lists!$C$32:$C$40,1))","v":"61-70"},311.94368846011486,{"$f":"INDEX(Data!$E$24:$E$47, MATCH(F436&D436, Data!$B$24:$B$47,0))","v":1.0684339161496522E-3},{"$f":"SUMPRODUCT((Data!$B$58:$B$60=Model!$F436)*(Data!$C$57:$K$57=Model!$O436)*(Data!$C$58:$K$60))","v":1.9802031311051838},60.197968688948166,2,{"$f":"IF(E436<>\"Serviceable\",E436,INDEX(Lists!$D$6:$D$8, MATCH(T436,Lists!$C$6:$C$8,0)))","v":"Limited Life"},{"$f":"INDEX(Lists!$C$12:$C$26, MATCH(H436, Lists!$B$12:$B$26,0))","v":"LV"}]
[null,739,1970,"Wood Creos Impregnated","Limited Life","Class 2",0,"lv",980,2023,60,"No",false,10,{"$f":"INDEX(Lists!$B$32:$B$40, MATCH(YEAR(TODAY())-C437, Lists!$C$32:$C$40,1))","v":"51-60"},311.94368846011486,{"$f":"INDEX(Data!$E$24:$E$47, MATCH(F437&D437, Data!$B$24:$B$47,0))","v":1.6118836915297091E-3},{"$f":"SUMPRODUCT((Data!$B$58:$B$60=Model!$F437)*(Data!$C$57:$K$57=Model!$O437)*(Data!$C$58:$K$60))","v":2.6773548093458861},33.226451906541143,2,{"$f":"IF(E437<>\"Serviceable\",E437,INDEX(Lists!$D$6:$D$8, MATCH(T437,Lists!$C$6:$C$8,0)))","v":"Limited Life"},{"$f":"INDEX(Lists!$C$12:$C$26, MATCH(H437, Lists!$B$12:$B$26,0))","v":"LV"}]
[null,740,1970,"Wood Creos Impregnated","Serviceable","Class 3",0,"lv",780,2023,70,"No",false,10,{"$f":"INDEX(Lists!$B$32:$B$40, MATCH(YEAR(TODAY())-C438, Lists!$C$32:$C$40,1))","v":"51-60"},248.28171122335672,{"$f":"INDEX(Data!$E$24:$E$47, MATCH(F438&D438, Data!$B$24:$B$47,0))","v":1.0684339161496522E-3},{"$f":"SUMPRODUCT((Data!$B$58:$B$60=Model!$F438)*(Data!$C$57:$K$57=Model!$O438)*(Data!$C$58:$K$60))","v":2.6564859251595059},43.43514074840494,2,{"$f":"IF(E438<>\"Serviceable\",E438,INDEX(Lists!$D$6:$D$8, MATCH(T438,Lists!$C$6:$C$8,0)))","v":"Limited Life"},{"$f":"INDEX(Lists!$C$12:$C$26, MATCH(H438, Lists!$B$12:$B$26,0))","v":"LV"}]
[null,743,1972,"Wood Creos Impregnated","Serviceable","Class 1",0,"lv/hv",940,2023,80,"No",false,10,{"$f":"INDEX(Lists!$B$32:$B$40, MATCH(YEAR(TODAY())-C439, Lists!$C$32:$C$40,1))","v":"51-60"},299.21129301276324,{"$f":"INDEX(Data!$E$24:$E$47, MATCH(F439&D439, Data!$B$24:$B$47,0))","v":9.9474993092014377E-4},{"$f":"SUMPRODUCT((Data!$B$58:$B$60=Model!$F439)*(Data!$C$57:$K$57=Model!$O439)*(Data!$C$58:$K$60))","v":1.3557210085184006},66.44278991481599,1,{"$f":"IF(E439<>\"Serviceable\",E439,INDEX(Lists!$D$6:$D$8, MATCH(T439,Lists!$C$6:$C$8,0)))","v":"Serviceable"},{"$f":"INDEX(Lists!$C$12:$C$26, MATCH(H439, Lists!$B$12:$B$26,0))","v":"HV"}]
[null,745,1949,"Wood Untreated Dressed","Serviceable","Class 1",0,"lv",780,2023,80,"No",false,10,{"$f":"INDEX(Lists!$B$32:$B$40, MATCH(YEAR(TODAY())-C440, Lists!$C$32:$C$40,1))","v":"71-80"},248.28171122335672,{"$f":"INDEX(Data!$E$24:$E$47, MATCH(F440&D440, Data!$B$24:$B$47,0))","v":1.9964561142097742E-3},{"$f":"SUMPRODUCT((Data!$B$58:$B$60=Model!$F440)*(Data!$C$57:$K$57=Model!$O440)*(Data!$C$58:$K$60))","v":2.0707751244791428},59.292248755208576,1,{"$f":"IF(E440<>\"Serviceable\",E440,INDEX(Lists!$D$6:$D$8, MATCH(T440,Lists!$C$6:$C$8,0)))","v":"Serviceable"},{"$f":"INDEX(Lists!$C$12:$C$26, MATCH(H440, Lists!$B$12:$B$26,0))","v":"LV"}]
[null,747,1979,"Wood Untreated Dressed","Serviceable","Class 1",0,"lv",850,2023,80,"No",false,10,{"$f":"INDEX(Lists!$B$32:$B$40, MATCH(YEAR(TODAY())-C441, Lists!$C$32:$C$40,1))","v":"41-50"},270.5634032562221,{"$f":"INDEX(Data!$E$24:$E$47, MATCH(F441&D441, Data!$B$24:$B$47,0))","v":1.9964561142097742E-3},{"$f":"SUMPRODUCT((Data!$B$58:$B$60=Model!$F441)*(Data!$C$57:$K$57=Model!$O441)*(Data!$C$58:$K$60))","v":1.7977578417715214},62.022421582284785,1,{"$f":"IF(E441<>\"Serviceable\",E441,INDEX(Lists!$D$6:$D$8, MATCH(T441,Lists!$C$6:$C$8,0)))","v":"Serviceable"},{"$f":"INDEX(Lists!$C$12:$C$26, MATCH(H441, Lists!$B$12:$B$26,0))","v":"LV"}]
[null,749,1961,"Wood Creos Impregnated","Serviceable","Class 3",0,"lv",800,2023,80,"No",false,10,{"$f":"INDEX(Lists!$B$32:$B$40, MATCH(YEAR(TODAY())-C442, Lists!$C$32:$C$40,1))","v":"61-70"},254.64790894703253,{"$f":"INDEX(Data!$E$24:$E$47, MATCH(F442&D442, Data!$B$24:$B$47,0))","v":1.0684339161496522E-3},{"$f":"SUMPRODUCT((Data!$B$58:$B$60=Model!$F442)*(Data!$C$57:$K$57=Model!$O442)*(Data!$C$58:$K$60))","v":1.9802031311051838},60.197968688948166,2,{"$f":"IF(E442<>\"Serviceable\",E442,INDEX(Lists!$D$6:$D$8, MATCH(T442,Lists!$C$6:$C$8,0)))","v":"Limited Life"},{"$f":"INDEX(Lists!$C$12:$C$26, MATCH(H442, Lists!$B$12:$B$26,0))","v":"LV"}]
[null,750,1968,"Wood Creos Impregnated","Limited Life","Class 2",0,"lv",740,2023,50,"No",false,10,{"$f":"INDEX(Lists!$B$32:$B$40, MATCH(YEAR(TODAY())-C443, Lists!$C$32:$C$40,1))","v":"51-60"},235.5493157760051,{"$f":"INDEX(Data!$E$24:$E$47, MATCH(F443&D443, Data!$B$24:$B$47,0))","v":1.6118836915297091E-3},{"$f":"SUMPRODUCT((Data!$B$58:$B$60=Model!$F443)*(Data!$C$57:$K$57=Model!$O443)*(Data!$C$58:$K$60))","v":2.6773548093458861},23.22645190654114,3,{"$f":"IF(E443<>\"Serviceable\",E443,INDEX(Lists!$D$6:$D$8, MATCH(T443,Lists!$C$6:$C$8,0)))","v":"Limited Life"},{"$f":"INDEX(Lists!$C$12:$C$26, MATCH(H443, Lists!$B$12:$B$26,0))","v":"LV"}]
[null,751,1939,"Wood Untreated Dressed","Serviceable","Class 1",0,"lv",940,2023,80,"No",false,10,{"$f":"INDEX(Lists!$B$32:$B$40, MATCH(YEAR(TODAY())-C444, Lists!$C$32:$C$40,1))","v":"81-90"},299.21129301276324,{"$f":"INDEX(Data!$E$24:$E$47, MATCH(F444&D444, Data!$B$24:$B$47,0))","v":1.9964561142097742E-3},{"$f":"SUMPRODUCT((Data!$B$58:$B$60=Model!$F444)*(Data!$C$57:$K$57=Model!$O444)*(Data!$C$58:$K$60))","v":2.8392735823590045},51.607264176409956,1,{"$f":"IF(E444<>\"Serviceable\",E444,INDEX(Lists!$D$6:$D$8, MATCH(T444,Lists!$C$6:$C$8,0)))","v":"Serviceable"},{"$f":"INDEX(Lists!$C$12:$C$26, MATCH(H444, Lists!$B$12:$B$26,0))","v":"LV"}]
[null,753,1970,"Wood Creos Impregnated","Serviceable","Class 3",0,"lv",980,2023,70,"No",false,10,{"$f":"INDEX(Lists!$B$32:$B$40, MATCH(YEAR(TODAY())-C445, Lists!$C$32:$C$40,1))","v":"51-60"},311.94368846011486,{"$f":"INDEX(Data!$E$24:$E$47, MATCH(F445&D445, Data!$B$24:$B$47,0))","v":1.0684339161496522E-3},{"$f":"SUMPRODUCT((Data!$B$58:$B$60=Model!$F445)*(Data!$C$57:$K$57=Model!$O445)*(Data!$C$58:$K$60))","v":2.6564859251595059},43.43514074840494,2,{"$f":"IF(E445<>\"Serviceable\",E445,INDEX(Lists!$D$6:$D$8, MATCH(T445,Lists!$C$6:$C$8,0)))","v":"Limited Life"},{"$f":"INDEX(Lists!$C$12:$C$26, MATCH(H445, Lists!$B$12:$B$26,0))","v":"LV"}]
[null,754,1938,"Wood Untreated Dressed","Serviceable","Class 1",0,"lv",754,2023,90,"No",false,10,{"$f":"INDEX(Lists!$B$32:$B$40, MATCH(YEAR(TODAY())-C446, Lists!$C$32:$C$40,1))","v":"81-90"},240.00565418257818,{"$f":"INDEX(Data!$E$24:$E$47, MATCH(F446&D446, Data!$B$24:$B$47,0))","v":1.9964561142097742E-3},{"$f":"SUMPRODUCT((Data!$B$58:$B$60=Model!$F446)*(Data!$C$57:$K$57=Model!$O446)*(Data!$C$58:$K$60))","v":2.8392735823590045},61.607264176409956,1,{"$f":"IF(E446<>\"Serviceable\",E446,INDEX(Lists!$D$6:$D$8, MATCH(T446,Lists!$C$6:$C$8,0)))","v":"Serviceable"},{"$f":"INDEX(Lists!$C$12:$C$26, MATCH(H446, Lists!$B$12:$B$26,0))","v":"LV"}]
[null,755,1983,"Wood Untreated Dressed","Serviceable","Class 1",0,"lv",980,2023,90,"No",false,10,{"$f":"INDEX(Lists!$B$32:$B$40, MATCH(YEAR(TODAY())-C447, Lists!$C$32:$C$40,1))","v":"41-50"},311.94368846011486,{"$f":"INDEX(Data!$E$24:$E$47, MATCH(F447&D447, Data!$B$24:$B$47,0))","v":1.9964561142097742E-3},{"$f":"SUMPRODUCT((Data!$B$58:$B$60=Model!$F447)*(Data!$C$57:$K$57=Model!$O447)*(Data!$C$58:$K$60))","v":1.7977578417715214},72.022421582284778,1,{"$f":"IF(E447<>\"Serviceable\",E447,INDEX(Lists!$D$6:$D$8, MATCH(T447,Lists!$C$6:$C$8,0)))","v":"Serviceable"},{"$f":"INDEX(Lists!$C$12:$C$26, MATCH(H447, Lists!$B$12:$B$26,0))","v":"LV"}]
[null,757,1970,"Wood Creos Impregnated","Serviceable","Class 3",0,"lv/hv",940,2023,80,"No",false,10,{"$f":"INDEX(Lists!$B$32:$B$40, MATCH(YEAR(TODAY())-C448, Lists!$C$32:$C$40,1))","v":"51-60"},299.21129301276324,{"$f":"INDEX(Data!$E$24:$E$47, MATCH(F448&D448, Data!$B$24:$B$47,0))","v":1.0684339161496522E-3},{"$f":"SUMPRODUCT((Data!$B$58:$B$60=Model!$F448)*(Data!$C$57:$K$57=Model!$O448)*(Data!$C$58:$K$60))","v":2.6564859251595059},53.43514074840494,2,{"$f":"IF(E448<>\"Serviceable\",E448,INDEX(Lists!$D$6:$D$8, MATCH(T448,Lists!$C$6:$C$8,0)))","v":"Limited Life"},{"$f":"INDEX(Lists!$C$12:$C$26, MATCH(H448, Lists!$B$12:$B$26,0))","v":"HV"}]
[null,758,1961,"Wood Creos Impregnated","Limited Life","Class 3",0,"lv",820,2023,50,"No",false,10,{"$f":"INDEX(Lists!$B$32:$B$40, MATCH(YEAR(TODAY())-C449, Lists!$C$32:$C$40,1))","v":"61-70"},261.01410667070837,{"$f":"INDEX(Data!$E$24:$E$47, MATCH(F449&D449, Data!$B$24:$B$47,0))","v":1.0684339161496522E-3},{"$f":"SUMPRODUCT((Data!$B$58:$B$60=Model!$F449)*(Data!$C$57:$K$57=Model!$O449)*(Data!$C$58:$K$60))","v":1.9802031311051838},30.197968688948162,2,{"$f":"IF(E449<>\"Serviceable\",E449,INDEX(Lists!$D$6:$D$8, MATCH(T449,Lists!$C$6:$C$8,0)))","v":"Limited Life"},{"$f":"INDEX(Lists!$C$12:$C$26, MATCH(H449, Lists!$B$12:$B$26,0))","v":"LV"}]
[null,759,1939,"Wood Untreated Dressed","Serviceable","Class 1",0,"lv/hv",790,2023,100,"No",false,10,{"$f":"INDEX(Lists!$B$32:$B$40, MATCH(YEAR(TODAY())-C450, Lists!$C$32:$C$40,1))","v":"81-90"},251.46481008519464,{"$f":"INDEX(Data!$E$24:$E$47, MATCH(F450&D450, Data!$B$24:$B$47,0))","v":1.9964561142097742E-3},{"$f":"SUMPRODUCT((Data!$B$58:$B$60=Model!$F450)*(Data!$C$57:$K$57=Model!$O450)*(Data!$C$58:$K$60))","v":2.8392735823590045},71.607264176409956,1,{"$f":"IF(E450<>\"Serviceable\",E450,INDEX(Lists!$D$6:$D$8, MATCH(T450,Lists!$C$6:$C$8,0)))","v":"Serviceable"},{"$f":"INDEX(Lists!$C$12:$C$26, MATCH(H450, Lists!$B$12:$B$26,0))","v":"HV"}]
[null,761,1986,"Wood Untreated Dressed","Serviceable","Class 1",0,"lv/hv",1100,2023,140,"No",false,10,{"$f":"INDEX(Lists!$B$32:$B$40, MATCH(YEAR(TODAY())-C451, Lists!$C$32:$C$40,1))","v":"31-40"},350.14087480216978,{"$f":"INDEX(Data!$E$24:$E$47, MATCH(F451&D451, Data!$B$24:$B$47,0))","v":1.9964561142097742E-3},{"$f":"SUMPRODUCT((Data!$B$58:$B$60=Model!$F451)*(Data!$C$57:$K$57=Model!$O451)*(Data!$C$58:$K$60))","v":3.0038452968326621},109.96154703167338,1,{"$f":"IF(E451<>\"Serviceable\",E451,INDEX(Lists!$D$6:$D$8, MATCH(T451,Lists!$C$6:$C$8,0)))","v":"Serviceable"},{"$f":"INDEX(Lists!$C$12:$C$26, MATCH(H451, Lists!$B$12:$B$26,0))","v":"HV"}]
[null,763,1939,"Wood Untreated Dressed","Serviceable","Class 1",0,"lv/hv",840,2023,120,"No",false,10,{"$f":"INDEX(Lists!$B$32:$B$40, MATCH(YEAR(TODAY())-C452, Lists!$C$32:$C$40,1))","v":"81-90"},267.38030439438415,{"$f":"INDEX(Data!$E$24:$E$47, MATCH(F452&D452, Data!$B$24:$B$47,0))","v":1.9964561142097742E-3},{"$f":"SUMPRODUCT((Data!$B$58:$B$60=Model!$F452)*(Data!$C$57:$K$57=Model!$O452)*(Data!$C$58:$K$60))","v":2.8392735823590045},91.607264176409956,1,{"$f":"IF(E452<>\"Serviceable\",E452,INDEX(Lists!$D$6:$D$8, MATCH(T452,Lists!$C$6:$C$8,0)))","v":"Serviceable"},{"$f":"INDEX(Lists!$C$12:$C$26, MATCH(H452, Lists!$B$12:$B$26,0))","v":"HV"}]
[null,766,1937,"Wood Untreated Dressed","Serviceable","Class 1",0,"lv",890,2023,90,"No",false,10,{"$f":"INDEX(Lists!$B$32:$B$40, MATCH(YEAR(TODAY())-C453, Lists!$C$32:$C$40,1))","v":"81-90"},283.29579870357372,{"$f":"INDEX(Data!$E$24:$E$47, MATCH(F453&D453, Data!$B$24:$B$47,0))","v":1.9964561142097742E-3},{"$f":"SUMPRODUCT((Data!$B$58:$B$60=Model!$F453)*(Data!$C$57:$K$57=Model!$O453)*(Data!$C$58:$K$60))","v":2.8392735823590045},61.607264176409956,1,{"$f":"IF(E453<>\"Serviceable\",E453,INDEX(Lists!$D$6:$D$8, MATCH(T453,Lists!$C$6:$C$8,0)))","v":"Serviceable"},{"$f":"INDEX(Lists!$C$12:$C$26, MATCH(H453, Lists!$B$12:$B$26,0))","v":"LV"}]
[null,767,1958,"Wood Creos Impregnated","Serviceable","Class 3",0,"lv",910,2023,80,"No",false,10,{"$f":"INDEX(Lists!$B$32:$B$40, MATCH(YEAR(TODAY())-C454, Lists!$C$32:$C$40,1))","v":"61-70"},289.66199642724951,{"$f":"INDEX(Data!$E$24:$E$47, MATCH(F454&D454, Data!$B$24:$B$47,0))","v":1.0684339161496522E-3},{"$f":"SUMPRODUCT((Data!$B$58:$B$60=Model!$F454)*(Data!$C$57:$K$57=Model!$O454)*(Data!$C$58:$K$60))","v":1.9802031311051838},60.197968688948166,2,{"$f":"IF(E454<>\"Serviceable\",E454,INDEX(Lists!$D$6:$D$8, MATCH(T454,Lists!$C$6:$C$8,0)))","v":"Limited Life"},{"$f":"INDEX(Lists!$C$12:$C$26, MATCH(H454, Lists!$B$12:$B$26,0))","v":"LV"}]
[null,768,1974,"Wood Creos Impregnated","Serviceable","Class 3",0,"lv/hv",860,2023,70,"No",false,10,{"$f":"INDEX(Lists!$B$32:$B$40, MATCH(YEAR(TODAY())-C455, Lists!$C$32:$C$40,1))","v":"51-60"},273.74650211805999,{"$f":"INDEX(Data!$E$24:$E$47, MATCH(F455&D455, Data!$B$24:$B$47,0))","v":1.0684339161496522E-3},{"$f":"SUMPRODUCT((Data!$B$58:$B$60=Model!$F455)*(Data!$C$57:$K$57=Model!$O455)*(Data!$C$58:$K$60))","v":2.6564859251595059},43.43514074840494,2,{"$f":"IF(E455<>\"Serviceable\",E455,INDEX(Lists!$D$6:$D$8, MATCH(T455,Lists!$C$6:$C$8,0)))","v":"Limited Life"},{"$f":"INDEX(Lists!$C$12:$C$26, MATCH(H455, Lists!$B$12:$B$26,0))","v":"HV"}]
[null,769,1966,"Wood Creos Impregnated","Serviceable","Class 3",0,"lv/hv",820,2023,80,"No",false,{"$f":"IF(L456=\"No\",ROUND((End_year-J456)/5,0)*5,ROUND((End_year-J456)/3,0)*3)","v":10},{"$f":"INDEX(Lists!$B$32:$B$40, MATCH(YEAR(TODAY())-C456, Lists!$C$32:$C$40,1))","v":"51-60"},261.01410667070837,{"$f":"INDEX(Data!$E$24:$E$47, MATCH(F456&D456, Data!$B$24:$B$47,0))","v":1.0684339161496522E-3},{"$f":"SUMPRODUCT((Data!$B$58:$B$60=Model!$F456)*(Data!$C$57:$K$57=Model!$O456)*(Data!$C$58:$K$60))","v":2.6564859251595059},{"$f":"IF(IF(K456>=700,999,(K456-R456*N456))<0,0,IF(K456>=700,999,(K456-R456*N456)))","v":53.43514074840494},{"$f":"IF(S456<30,3,IF(AND(F456=\"Class 1\",S456<50),2,IF(AND(F456=\"Class 1\",S456>=50),1,IF(S456<70,2,1))))","v":2},{"$f":"IF(E456<>\"Serviceable\",E456,INDEX(Lists!$D$6:$D$8, MATCH(T456,Lists!$C$6:$C$8,0)))","v":"Limited Life"},{"$f":"INDEX(Lists!$C$12:$C$26, MATCH(H456, Lists!$B$12:$B$26,0))","v":"HV"}]
[null,771,1967,"Wood Creos Impregnated","Serviceable","Class 3",0,"lv",980,2023,130,"No",{"$f":"IF(G457=0,FALSE,TRUE)","v":false},10,{"$f":"INDEX(Lists!$B$32:$B$40, MATCH(YEAR(TODAY())-C457, Lists!$C$32:$C$40,1))","v":"51-60"},{"$f":"I457/PI()","v":311.94368846011486},{"$f":"INDEX(Data!$E$24:$E$47, MATCH(F457&D457, Data!$B$24:$B$47,0))","v":1.0684339161496522E-3},{"$f":"SUMPRODUCT((Data!$B$58:$B$60=Model!$F457)*(Data!$C$57:$K$57=Model!$O457)*(Data!$C$58:$K$60))","v":2.6564859251595059},103.43514074840493,1,{"$f":"IF(E457<>\"Serviceable\",E457,INDEX(Lists!$D$6:$D$8, MATCH(T457,Lists!$C$6:$C$8,0)))","v":"Serviceable"},{"$f":"INDEX(Lists!$C$12:$C$26, MATCH(H457, Lists!$B$12:$B$26,0))","v":"LV"}]
[null,772,1965,"Wood Creos Impregnated","Serviceable","Class 3",0,"lv",1120,2023,120,"No",false,10,{"$f":"INDEX(Lists!$B$32:$B$40, MATCH(YEAR(TODAY())-C458, Lists!$C$32:$C$40,1))","v":"51-60"},356.50707252584556,{"$f":"INDEX(Data!$E$24:$E$47, MATCH(F458&D458, Data!$B$24:$B$47,0))","v":1.0684339161496522E-3},{"$f":"SUMPRODUCT((Data!$B$58:$B$60=Model!$F458)*(Data!$C$57:$K$57=Model!$O458)*(Data!$C$58:$K$60))","v":2.6564859251595059},93.435140748404933,1,{"$f":"IF(E458<>\"Serviceable\",E458,INDEX(Lists!$D$6:$D$8, MATCH(T458,Lists!$C$6:$C$8,0)))","v":"Serviceable"},{"$f":"INDEX(Lists!$C$12:$C$26, MATCH(H458, Lists!$B$12:$B$26,0))","v":"LV"}]
[null,774,1970,"Wood Creos Impregnated","Serviceable","Class 3",0,"lv/hv",1060,2023,110,"No",false,10,{"$f":"INDEX(Lists!$B$32:$B$40, MATCH(YEAR(TODAY())-C459, Lists!$C$32:$C$40,1))","v":"51-60"},337.4084793548181,{"$f":"INDEX(Data!$E$24:$E$47, MATCH(F459&D459, Data!$B$24:$B$47,0))","v":1.0684339161496522E-3},{"$f":"SUMPRODUCT((Data!$B$58:$B$60=Model!$F459)*(Data!$C$57:$K$57=Model!$O459)*(Data!$C$58:$K$60))","v":2.6564859251595059},83.435140748404933,1,{"$f":"IF(E459<>\"Serviceable\",E459,INDEX(Lists!$D$6:$D$8, MATCH(T459,Lists!$C$6:$C$8,0)))","v":"Serviceable"},{"$f":"INDEX(Lists!$C$12:$C$26, MATCH(H459, Lists!$B$12:$B$26,0))","v":"HV"}]
[null,777,1967,"Wood Creos Impregnated","Serviceable","Class 3",0,"lv/hv",980,2023,120,"No",false,10,{"$f":"INDEX(Lists!$B$32:$B$40, MATCH(YEAR(TODAY())-C460, Lists!$C$32:$C$40,1))","v":"51-60"},311.94368846011486,{"$f":"INDEX(Data!$E$24:$E$47, MATCH(F460&D460, Data!$B$24:$B$47,0))","v":1.0684339161496522E-3},{"$f":"SUMPRODUCT((Data!$B$58:$B$60=Model!$F460)*(Data!$C$57:$K$57=Model!$O460)*(Data!$C$58:$K$60))","v":2.6564859251595059},93.435140748404933,1,{"$f":"IF(E460<>\"Serviceable\",E460,INDEX(Lists!$D$6:$D$8, MATCH(T460,Lists!$C$6:$C$8,0)))","v":"Serviceable"},{"$f":"INDEX(Lists!$C$12:$C$26, MATCH(H460, Lists!$B$12:$B$26,0))","v":"HV"}]
[null,779,1965,"Wood Creos Impregnated","Serviceable","Class 3",0,"lv/hv",880,2023,70,"No",false,10,{"$f":"INDEX(Lists!$B$32:$B$40, MATCH(YEAR(TODAY())-C461, Lists!$C$32:$C$40,1))","v":"51-60"},280.11269984173578,{"$f":"INDEX(Data!$E$24:$E$47, MATCH(F461&D461, Data!$B$24:$B$47,0))","v":1.0684339161496522E-3},{"$f":"SUMPRODUCT((Data!$B$58:$B$60=Model!$F461)*(Data!$C$57:$K$57=Model!$O461)*(Data!$C$58:$K$60))","v":2.6564859251595059},43.43514074840494,2,{"$f":"IF(E461<>\"Serviceable\",E461,INDEX(Lists!$D$6:$D$8, MATCH(T461,Lists!$C$6:$C$8,0)))","v":"Limited Life"},{"$f":"INDEX(Lists!$C$12:$C$26, MATCH(H461, Lists!$B$12:$B$26,0))","v":"HV"}]
[null,780,1986,"Wood Untreated Dressed","Serviceable","Class 1",0,"lv/hv",1351,2023,100,"No",false,10,{"$f":"INDEX(Lists!$B$32:$B$40, MATCH(YEAR(TODAY())-C462, Lists!$C$32:$C$40,1))","v":"31-40"},430.03665623430123,{"$f":"INDEX(Data!$E$24:$E$47, MATCH(F462&D462, Data!$B$24:$B$47,0))","v":1.9964561142097742E-3},{"$f":"SUMPRODUCT((Data!$B$58:$B$60=Model!$F462)*(Data!$C$57:$K$57=Model!$O462)*(Data!$C$58:$K$60))","v":3.0038452968326621},69.961547031673376,1,{"$f":"IF(E462<>\"Serviceable\",E462,INDEX(Lists!$D$6:$D$8, MATCH(T462,Lists!$C$6:$C$8,0)))","v":"Serviceable"},{"$f":"INDEX(Lists!$C$12:$C$26, MATCH(H462, Lists!$B$12:$B$26,0))","v":"HV"}]
[null,781,1979,"Wood Untreated Dressed","Serviceable","Class 1",0,"lv/hv",900,2023,100,"No",false,10,{"$f":"INDEX(Lists!$B$32:$B$40, MATCH(YEAR(TODAY())-C463, Lists!$C$32:$C$40,1))","v":"41-50"},286.47889756541161,{"$f":"INDEX(Data!$E$24:$E$47, MATCH(F463&D463, Data!$B$24:$B$47,0))","v":1.9964561142097742E-3},{"$f":"SUMPRODUCT((Data!$B$58:$B$60=Model!$F463)*(Data!$C$57:$K$57=Model!$O463)*(Data!$C$58:$K$60))","v":1.7977578417715214},82.022421582284778,1,{"$f":"IF(E463<>\"Serviceable\",E463,INDEX(Lists!$D$6:$D$8, MATCH(T463,Lists!$C$6:$C$8,0)))","v":"Serviceable"},{"$f":"INDEX(Lists!$C$12:$C$26, MATCH(H463, Lists!$B$12:$B$26,0))","v":"HV"}]
[null,782,1961,"Wood Creos Impregnated","Serviceable","Class 3",0,"lv/hv",1010,2023,110,"No",false,10,{"$f":"INDEX(Lists!$B$32:$B$40, MATCH(YEAR(TODAY())-C464, Lists!$C$32:$C$40,1))","v":"61-70"},321.49298504562859,{"$f":"INDEX(Data!$E$24:$E$47, MATCH(F464&D464, Data!$B$24:$B$47,0))","v":1.0684339161496522E-3},{"$f":"SUMPRODUCT((Data!$B$58:$B$60=Model!$F464)*(Data!$C$57:$K$57=Model!$O464)*(Data!$C$58:$K$60))","v":1.9802031311051838},90.197968688948166,1,{"$f":"IF(E464<>\"Serviceable\",E464,INDEX(Lists!$D$6:$D$8, MATCH(T464,Lists!$C$6:$C$8,0)))","v":"Serviceable"},{"$f":"INDEX(Lists!$C$12:$C$26, MATCH(H464, Lists!$B$12:$B$26,0))","v":"HV"}]
[null,783,1980,"Wood Untreated Dressed","Serviceable","Class 1",0,"lv/hv",1270,2023,140,"No",false,10,{"$f":"INDEX(Lists!$B$32:$B$40, MATCH(YEAR(TODAY())-C465, Lists!$C$32:$C$40,1))","v":"41-50"},404.25355545341415,{"$f":"INDEX(Data!$E$24:$E$47, MATCH(F465&D465, Data!$B$24:$B$47,0))","v":1.9964561142097742E-3},{"$f":"SUMPRODUCT((Data!$B$58:$B$60=Model!$F465)*(Data!$C$57:$K$57=Model!$O465)*(Data!$C$58:$K$60))","v":1.7977578417715214},122.02242158228478,1,{"$f":"IF(E465<>\"Serviceable\",E465,INDEX(Lists!$D$6:$D$8, MATCH(T465,Lists!$C$6:$C$8,0)))","v":"Serviceable"},{"$f":"INDEX(Lists!$C$12:$C$26, MATCH(H465, Lists!$B$12:$B$26,0))","v":"HV"}]
[null,784,1983,"Wood Untreated Dressed","Serviceable","Class 1",0,"lv",848,2023,120,"No",false,10,{"$f":"INDEX(Lists!$B$32:$B$40, MATCH(YEAR(TODAY())-C466, Lists!$C$32:$C$40,1))","v":"41-50"},269.92678348385448,{"$f":"INDEX(Data!$E$24:$E$47, MATCH(F466&D466, Data!$B$24:$B$47,0))","v":1.9964561142097742E-3},{"$f":"SUMPRODUCT((Data!$B$58:$B$60=Model!$F466)*(Data!$C$57:$K$57=Model!$O466)*(Data!$C$58:$K$60))","v":1.7977578417715214},102.02242158228478,1,{"$f":"IF(E466<>\"Serviceable\",E466,INDEX(Lists!$D$6:$D$8, MATCH(T466,Lists!$C$6:$C$8,0)))","v":"Serviceable"},{"$f":"INDEX(Lists!$C$12:$C$26, MATCH(H466, Lists!$B$12:$B$26,0))","v":"LV"}]
[null,789,1944,"Wood Untreated Round","Unserviceable","Class 2",0,"lv/hv",820,2023,50,"No",false,10,{"$f":"INDEX(Lists!$B$32:$B$40, MATCH(YEAR(TODAY())-C467, Lists!$C$32:$C$40,1))","v":"81-90"},261.01410667070837,{"$f":"INDEX(Data!$E$24:$E$47, MATCH(F467&D467, Data!$B$24:$B$47,0))","v":2.1997700016428453E-3},{"$f":"SUMPRODUCT((Data!$B$58:$B$60=Model!$F467)*(Data!$C$57:$K$57=Model!$O467)*(Data!$C$58:$K$60))","v":3.7373518625535924},12.626481374464078,3,{"$f":"IF(E467<>\"Serviceable\",E467,INDEX(Lists!$D$6:$D$8, MATCH(T467,Lists!$C$6:$C$8,0)))","v":"Unserviceable"},{"$f":"INDEX(Lists!$C$12:$C$26, MATCH(H467, Lists!$B$12:$B$26,0))","v":"HV"}]
[null,790,1935,"Wood Untreated Dressed","Serviceable","Class 1",0,"lv",870,2023,80,"No",false,10,{"$f":"INDEX(Lists!$B$32:$B$40, MATCH(YEAR(TODAY())-C468, Lists!$C$32:$C$40,1))","v":"81-90"},276.92960097989788,{"$f":"INDEX(Data!$E$24:$E$47, MATCH(F468&D468, Data!$B$24:$B$47,0))","v":1.9964561142097742E-3},{"$f":"SUMPRODUCT((Data!$B$58:$B$60=Model!$F468)*(Data!$C$57:$K$57=Model!$O468)*(Data!$C$58:$K$60))","v":2.8392735823590045},51.607264176409956,1,{"$f":"IF(E468<>\"Serviceable\",E468,INDEX(Lists!$D$6:$D$8, MATCH(T468,Lists!$C$6:$C$8,0)))","v":"Serviceable"},{"$f":"INDEX(Lists!$C$12:$C$26, MATCH(H468, Lists!$B$12:$B$26,0))","v":"LV"}]
[null,791,1966,"Wood Creos Impregnated","Limited Life","Class 3",0,"lv/hv",780,2023,50,"No",false,10,{"$f":"INDEX(Lists!$B$32:$B$40, MATCH(YEAR(TODAY())-C469, Lists!$C$32:$C$40,1))","v":"51-60"},248.28171122335672,{"$f":"INDEX(Data!$E$24:$E$47, MATCH(F469&D469, Data!$B$24:$B$47,0))","v":1.0684339161496522E-3},{"$f":"SUMPRODUCT((Data!$B$58:$B$60=Model!$F469)*(Data!$C$57:$K$57=Model!$O469)*(Data!$C$58:$K$60))","v":2.6564859251595059},23.43514074840494,3,{"$f":"IF(E469<>\"Serviceable\",E469,INDEX(Lists!$D$6:$D$8, MATCH(T469,Lists!$C$6:$C$8,0)))","v":"Limited Life"},{"$f":"INDEX(Lists!$C$12:$C$26, MATCH(H469, Lists!$B$12:$B$26,0))","v":"HV"}]
[null,792,1988,"Wood Untreated Dressed","Serviceable","Class 1",0,"lv/hv",1140,2023,90,"No",false,10,{"$f":"INDEX(Lists!$B$32:$B$40, MATCH(YEAR(TODAY())-C470, Lists!$C$32:$C$40,1))","v":"31-40"},362.8732702495214,{"$f":"INDEX(Data!$E$24:$E$47, MATCH(F470&D470, Data!$B$24:$B$47,0))","v":1.9964561142097742E-3},{"$f":"SUMPRODUCT((Data!$B$58:$B$60=Model!$F470)*(Data!$C$57:$K$57=Model!$O470)*(Data!$C$58:$K$60))","v":3.0038452968326621},59.961547031673376,1,{"$f":"IF(E470<>\"Serviceable\",E470,INDEX(Lists!$D$6:$D$8, MATCH(T470,Lists!$C$6:$C$8,0)))","v":"Serviceable"},{"$f":"INDEX(Lists!$C$12:$C$26, MATCH(H470, Lists!$B$12:$B$26,0))","v":"HV"}]
[null,793,1965,"Wood Creos Impregnated","Serviceable","Class 3",0,"lv/hv",1190,2023,80,"No",false,10,{"$f":"INDEX(Lists!$B$32:$B$40, MATCH(YEAR(TODAY())-C471, Lists!$C$32:$C$40,1))","v":"51-60"},378.78876455871091,{"$f":"INDEX(Data!$E$24:$E$47, MATCH(F471&D471, Data!$B$24:$B$47,0))","v":1.0684339161496522E-3},{"$f":"SUMPRODUCT((Data!$B$58:$B$60=Model!$F471)*(Data!$C$57:$K$57=Model!$O471)*(Data!$C$58:$K$60))","v":2.6564859251595059},53.43514074840494,2,{"$f":"IF(E471<>\"Serviceable\",E471,INDEX(Lists!$D$6:$D$8, MATCH(T471,Lists!$C$6:$C$8,0)))","v":"Limited Life"},{"$f":"INDEX(Lists!$C$12:$C$26, MATCH(H471, Lists!$B$12:$B$26,0))","v":"HV"}]
[null,794,1986,"Wood Untreated Dressed","Serviceable","Class 1",0,"lv/hv",1200,2023,100,"No",false,10,{"$f":"INDEX(Lists!$B$32:$B$40, MATCH(YEAR(TODAY())-C472, Lists!$C$32:$C$40,1))","v":"31-40"},381.9718634205488,{"$f":"INDEX(Data!$E$24:$E$47, MATCH(F472&D472, Data!$B$24:$B$47,0))","v":1.9964561142097742E-3},{"$f":"SUMPRODUCT((Data!$B$58:$B$60=Model!$F472)*(Data!$C$57:$K$57=Model!$O472)*(Data!$C$58:$K$60))","v":3.0038452968326621},69.961547031673376,1,{"$f":"IF(E472<>\"Serviceable\",E472,INDEX(Lists!$D$6:$D$8, MATCH(T472,Lists!$C$6:$C$8,0)))","v":"Serviceable"},{"$f":"INDEX(Lists!$C$12:$C$26, MATCH(H472, Lists!$B$12:$B$26,0))","v":"HV"}]
[null,796,1986,"Wood Untreated Dressed","Serviceable","Class 1",0,"lv/hv",890,2023,90,"No",false,10,{"$f":"INDEX(Lists!$B$32:$B$40, MATCH(YEAR(TODAY())-C473, Lists!$C$32:$C$40,1))","v":"31-40"},283.29579870357372,{"$f":"INDEX(Data!$E$24:$E$47, MATCH(F473&D473, Data!$B$24:$B$47,0))","v":1.9964561142097742E-3},{"$f":"SUMPRODUCT((Data!$B$58:$B$60=Model!$F473)*(Data!$C$57:$K$57=Model!$O473)*(Data!$C$58:$K$60))","v":3.0038452968326621},59.961547031673376,1,{"$f":"IF(E473<>\"Serviceable\",E473,INDEX(Lists!$D$6:$D$8, MATCH(T473,Lists!$C$6:$C$8,0)))","v":"Serviceable"},{"$f":"INDEX(Lists!$C$12:$C$26, MATCH(H473, Lists!$B$12:$B$26,0))","v":"HV"}]
[null,797,1969,"Wood Creos Impregnated","Serviceable","Class 3",0,"lv/hv",850,2023,80,"No",false,10,{"$f":"INDEX(Lists!$B$32:$B$40, MATCH(YEAR(TODAY())-C474, Lists!$C$32:$C$40,1))","v":"51-60"},270.5634032562221,{"$f":"INDEX(Data!$E$24:$E$47, MATCH(F474&D474, Data!$B$24:$B$47,0))","v":1.0684339161496522E-3},{"$f":"SUMPRODUCT((Data!$B$58:$B$60=Model!$F474)*(Data!$C$57:$K$57=Model!$O474)*(Data!$C$58:$K$60))","v":2.6564859251595059},53.43514074840494,2,{"$f":"IF(E474<>\"Serviceable\",E474,INDEX(Lists!$D$6:$D$8, MATCH(T474,Lists!$C$6:$C$8,0)))","v":"Limited Life"},{"$f":"INDEX(Lists!$C$12:$C$26, MATCH(H474, Lists!$B$12:$B$26,0))","v":"HV"}]
[null,800,1991,"Wood Untreated Dressed","Serviceable","Class 1",0,"lv/hv",1000,2023,100,"No",false,10,{"$f":"INDEX(Lists!$B$32:$B$40, MATCH(YEAR(TODAY())-C475, Lists!$C$32:$C$40,1))","v":"31-40"},318.3098861837907,{"$f":"INDEX(Data!$E$24:$E$47, MATCH(F475&D475, Data!$B$24:$B$47,0))","v":1.9964561142097742E-3},{"$f":"SUMPRODUCT((Data!$B$58:$B$60=Model!$F475)*(Data!$C$57:$K$57=Model!$O475)*(Data!$C$58:$K$60))","v":3.0038452968326621},69.961547031673376,1,{"$f":"IF(E475<>\"Serviceable\",E475,INDEX(Lists!$D$6:$D$8, MATCH(T475,Lists!$C$6:$C$8,0)))","v":"Serviceable"},{"$f":"INDEX(Lists!$C$12:$C$26, MATCH(H475, Lists!$B$12:$B$26,0))","v":"HV"}]
[null,801,1986,"Wood Untreated Dressed","Serviceable","Class 1",0,"lv",900,2023,90,"No",false,10,{"$f":"INDEX(Lists!$B$32:$B$40, MATCH(YEAR(TODAY())-C476, Lists!$C$32:$C$40,1))","v":"31-40"},286.47889756541161,{"$f":"INDEX(Data!$E$24:$E$47, MATCH(F476&D476, Data!$B$24:$B$47,0))","v":1.9964561142097742E-3},{"$f":"SUMPRODUCT((Data!$B$58:$B$60=Model!$F476)*(Data!$C$57:$K$57=Model!$O476)*(Data!$C$58:$K$60))","v":3.0038452968326621},59.961547031673376,1,{"$f":"IF(E476<>\"Serviceable\",E476,INDEX(Lists!$D$6:$D$8, MATCH(T476,Lists!$C$6:$C$8,0)))","v":"Serviceable"},{"$f":"INDEX(Lists!$C$12:$C$26, MATCH(H476, Lists!$B$12:$B$26,0))","v":"LV"}]
[null,802,1984,"Wood Untreated Dressed","Serviceable","Class 1",0,"lv/hv",1150,2023,100,"No",false,10,{"$f":"INDEX(Lists!$B$32:$B$40, MATCH(YEAR(TODAY())-C477, Lists!$C$32:$C$40,1))","v":"41-50"},366.05636911135929,{"$f":"INDEX(Data!$E$24:$E$47, MATCH(F477&D477, Data!$B$24:$B$47,0))","v":1.9964561142097742E-3},{"$f":"SUMPRODUCT((Data!$B$58:$B$60=Model!$F477)*(Data!$C$57:$K$57=Model!$O477)*(Data!$C$58:$K$60))","v":1.7977578417715214},82.022421582284778,1,{"$f":"IF(E477<>\"Serviceable\",E477,INDEX(Lists!$D$6:$D$8, MATCH(T477,Lists!$C$6:$C$8,0)))","v":"Serviceable"},{"$f":"INDEX(Lists!$C$12:$C$26, MATCH(H477, Lists!$B$12:$B$26,0))","v":"HV"}]
[null,803,1983,"Wood Untreated Dressed","Serviceable","Class 1",0,"lv",880,2023,100,"No",false,10,{"$f":"INDEX(Lists!$B$32:$B$40, MATCH(YEAR(TODAY())-C478, Lists!$C$32:$C$40,1))","v":"41-50"},280.11269984173578,{"$f":"INDEX(Data!$E$24:$E$47, MATCH(F478&D478, Data!$B$24:$B$47,0))","v":1.9964561142097742E-3},{"$f":"SUMPRODUCT((Data!$B$58:$B$60=Model!$F478)*(Data!$C$57:$K$57=Model!$O478)*(Data!$C$58:$K$60))","v":1.7977578417715214},82.022421582284778,1,{"$f":"IF(E478<>\"Serviceable\",E478,INDEX(Lists!$D$6:$D$8, MATCH(T478,Lists!$C$6:$C$8,0)))","v":"Serviceable"},{"$f":"INDEX(Lists!$C$12:$C$26, MATCH(H478, Lists!$B$12:$B$26,0))","v":"LV"}]
[null,805,1962,"Wood Creos Impregnated","Serviceable","Class 3",0,"lv",1080,2023,100,"No",false,10,{"$f":"INDEX(Lists!$B$32:$B$40, MATCH(YEAR(TODAY())-C479, Lists!$C$32:$C$40,1))","v":"61-70"},343.77467707849394,{"$f":"INDEX(Data!$E$24:$E$47, MATCH(F479&D479, Data!$B$24:$B$47,0))","v":1.0684339161496522E-3},{"$f":"SUMPRODUCT((Data!$B$58:$B$60=Model!$F479)*(Data!$C$57:$K$57=Model!$O479)*(Data!$C$58:$K$60))","v":1.9802031311051838},80.197968688948166,1,{"$f":"IF(E479<>\"Serviceable\",E479,INDEX(Lists!$D$6:$D$8, MATCH(T479,Lists!$C$6:$C$8,0)))","v":"Serviceable"},{"$f":"INDEX(Lists!$C$12:$C$26, MATCH(H479, Lists!$B$12:$B$26,0))","v":"LV"}]
[null,806,1984,"Wood Untreated Dressed","Serviceable","Class 1",0,"lv",1000,2023,120,"No",false,10,{"$f":"INDEX(Lists!$B$32:$B$40, MATCH(YEAR(TODAY())-C480, Lists!$C$32:$C$40,1))","v":"41-50"},318.3098861837907,{"$f":"INDEX(Data!$E$24:$E$47, MATCH(F480&D480, Data!$B$24:$B$47,0))","v":1.9964561142097742E-3},{"$f":"SUMPRODUCT((Data!$B$58:$B$60=Model!$F480)*(Data!$C$57:$K$57=Model!$O480)*(Data!$C$58:$K$60))","v":1.7977578417715214},102.02242158228478,1,{"$f":"IF(E480<>\"Serviceable\",E480,INDEX(Lists!$D$6:$D$8, MATCH(T480,Lists!$C$6:$C$8,0)))","v":"Serviceable"},{"$f":"INDEX(Lists!$C$12:$C$26, MATCH(H480, Lists!$B$12:$B$26,0))","v":"LV"}]
[null,808,1991,"Wood Untreated Dressed","Serviceable","Class 1",0,"lv/hv",1170,2023,100,"No",false,10,{"$f":"INDEX(Lists!$B$32:$B$40, MATCH(YEAR(TODAY())-C481, Lists!$C$32:$C$40,1))","v":"31-40"},372.42256683503513,{"$f":"INDEX(Data!$E$24:$E$47, MATCH(F481&D481, Data!$B$24:$B$47,0))","v":1.9964561142097742E-3},{"$f":"SUMPRODUCT((Data!$B$58:$B$60=Model!$F481)*(Data!$C$57:$K$57=Model!$O481)*(Data!$C$58:$K$60))","v":3.0038452968326621},69.961547031673376,1,{"$f":"IF(E481<>\"Serviceable\",E481,INDEX(Lists!$D$6:$D$8, MATCH(T481,Lists!$C$6:$C$8,0)))","v":"Serviceable"},{"$f":"INDEX(Lists!$C$12:$C$26, MATCH(H481, Lists!$B$12:$B$26,0))","v":"HV"}]
[null,809,1967,"Wood Creos Impregnated","Serviceable","Class 3",0,"lv/hv",880,2023,70,"No",false,10,{"$f":"INDEX(Lists!$B$32:$B$40, MATCH(YEAR(TODAY())-C482, Lists!$C$32:$C$40,1))","v":"51-60"},280.11269984173578,{"$f":"INDEX(Data!$E$24:$E$47, MATCH(F482&D482, Data!$B$24:$B$47,0))","v":1.0684339161496522E-3},{"$f":"SUMPRODUCT((Data!$B$58:$B$60=Model!$F482)*(Data!$C$57:$K$57=Model!$O482)*(Data!$C$58:$K$60))","v":2.6564859251595059},43.43514074840494,2,{"$f":"IF(E482<>\"Serviceable\",E482,INDEX(Lists!$D$6:$D$8, MATCH(T482,Lists!$C$6:$C$8,0)))","v":"Limited Life"},{"$f":"INDEX(Lists!$C$12:$C$26, MATCH(H482, Lists!$B$12:$B$26,0))","v":"HV"}]
[null,810,1967,"Wood Creos Impregnated","Serviceable","Class 3",0,"lv/hv",970,2023,70,"No",false,10,{"$f":"INDEX(Lists!$B$32:$B$40, MATCH(YEAR(TODAY())-C483, Lists!$C$32:$C$40,1))","v":"51-60"},308.76058959827697,{"$f":"INDEX(Data!$E$24:$E$47, MATCH(F483&D483, Data!$B$24:$B$47,0))","v":1.0684339161496522E-3},{"$f":"SUMPRODUCT((Data!$B$58:$B$60=Model!$F483)*(Data!$C$57:$K$57=Model!$O483)*(Data!$C$58:$K$60))","v":2.6564859251595059},43.43514074840494,2,{"$f":"IF(E483<>\"Serviceable\",E483,INDEX(Lists!$D$6:$D$8, MATCH(T483,Lists!$C$6:$C$8,0)))","v":"Limited Life"},{"$f":"INDEX(Lists!$C$12:$C$26, MATCH(H483, Lists!$B$12:$B$26,0))","v":"HV"}]
[null,811,1967,"Wood Creos Impregnated","Serviceable","Class 3",0,"stay",930,2023,90,"No",false,10,{"$f":"INDEX(Lists!$B$32:$B$40, MATCH(YEAR(TODAY())-C484, Lists!$C$32:$C$40,1))","v":"51-60"},296.02819415092534,{"$f":"INDEX(Data!$E$24:$E$47, MATCH(F484&D484, Data!$B$24:$B$47,0))","v":1.0684339161496522E-3},{"$f":"SUMPRODUCT((Data!$B$58:$B$60=Model!$F484)*(Data!$C$57:$K$57=Model!$O484)*(Data!$C$58:$K$60))","v":2.6564859251595059},63.43514074840494,2,{"$f":"IF(E484<>\"Serviceable\",E484,INDEX(Lists!$D$6:$D$8, MATCH(T484,Lists!$C$6:$C$8,0)))","v":"Limited Life"},{"$f":"INDEX(Lists!$C$12:$C$26, MATCH(H484, Lists!$B$12:$B$26,0))","v":"LV"}]
[null,812,1991,"Wood Untreated Dressed","Serviceable","Class 1",0,"lv/hv",1200,2023,100,"No",false,10,{"$f":"INDEX(Lists!$B$32:$B$40, MATCH(YEAR(TODAY())-C485, Lists!$C$32:$C$40,1))","v":"31-40"},381.9718634205488,{"$f":"INDEX(Data!$E$24:$E$47, MATCH(F485&D485, Data!$B$24:$B$47,0))","v":1.9964561142097742E-3},{"$f":"SUMPRODUCT((Data!$B$58:$B$60=Model!$F485)*(Data!$C$57:$K$57=Model!$O485)*(Data!$C$58:$K$60))","v":3.0038452968326621},69.961547031673376,1,{"$f":"IF(E485<>\"Serviceable\",E485,INDEX(Lists!$D$6:$D$8, MATCH(T485,Lists!$C$6:$C$8,0)))","v":"Serviceable"},{"$f":"INDEX(Lists!$C$12:$C$26, MATCH(H485, Lists!$B$12:$B$26,0))","v":"HV"}]
[null,815,1963,"Wood Creos Impregnated","Serviceable","Class 3",0,"lv",1000,2023,80,"No",false,10,{"$f":"INDEX(Lists!$B$32:$B$40, MATCH(YEAR(TODAY())-C486, Lists!$C$32:$C$40,1))","v":"61-70"},318.3098861837907,{"$f":"INDEX(Data!$E$24:$E$47, MATCH(F486&D486, Data!$B$24:$B$47,0))","v":1.0684339161496522E-3},{"$f":"SUMPRODUCT((Data!$B$58:$B$60=Model!$F486)*(Data!$C$57:$K$57=Model!$O486)*(Data!$C$58:$K$60))","v":1.9802031311051838},60.197968688948166,2,{"$f":"IF(E486<>\"Serviceable\",E486,INDEX(Lists!$D$6:$D$8, MATCH(T486,Lists!$C$6:$C$8,0)))","v":"Limited Life"},{"$f":"INDEX(Lists!$C$12:$C$26, MATCH(H486, Lists!$B$12:$B$26,0))","v":"LV"}]
[null,816,1941,"Wood Untreated Dressed","Serviceable","Class 1",0,"lv",940,2023,80,"No",false,10,{"$f":"INDEX(Lists!$B$32:$B$40, MATCH(YEAR(TODAY())-C487, Lists!$C$32:$C$40,1))","v":"81-90"},299.21129301276324,{"$f":"INDEX(Data!$E$24:$E$47, MATCH(F487&D487, Data!$B$24:$B$47,0))","v":1.9964561142097742E-3},{"$f":"SUMPRODUCT((Data!$B$58:$B$60=Model!$F487)*(Data!$C$57:$K$57=Model!$O487)*(Data!$C$58:$K$60))","v":2.8392735823590045},51.607264176409956,1,{"$f":"IF(E487<>\"Serviceable\",E487,INDEX(Lists!$D$6:$D$8, MATCH(T487,Lists!$C$6:$C$8,0)))","v":"Serviceable"},{"$f":"INDEX(Lists!$C$12:$C$26, MATCH(H487, Lists!$B$12:$B$26,0))","v":"LV"}]
[null,818,1938,"Wood Untreated Dressed","Serviceable","Class 1",0,"lv",740,2023,80,"No",false,10,{"$f":"INDEX(Lists!$B$32:$B$40, MATCH(YEAR(TODAY())-C488, Lists!$C$32:$C$40,1))","v":"81-90"},235.5493157760051,{"$f":"INDEX(Data!$E$24:$E$47, MATCH(F488&D488, Data!$B$24:$B$47,0))","v":1.9964561142097742E-3},{"$f":"SUMPRODUCT((Data!$B$58:$B$60=Model!$F488)*(Data!$C$57:$K$57=Model!$O488)*(Data!$C$58:$K$60))","v":2.8392735823590045},51.607264176409956,1,{"$f":"IF(E488<>\"Serviceable\",E488,INDEX(Lists!$D$6:$D$8, MATCH(T488,Lists!$C$6:$C$8,0)))","v":"Serviceable"},{"$f":"INDEX(Lists!$C$12:$C$26, MATCH(H488, Lists!$B$12:$B$26,0))","v":"LV"}]
[null,821,1938,"Wood Untreated Dressed","Serviceable","Class 1",0,"lv",780,2023,90,"No",false,10,{"$f":"INDEX(Lists!$B$32:$B$40, MATCH(YEAR(TODAY())-C489, Lists!$C$32:$C$40,1))","v":"81-90"},248.28171122335672,{"$f":"INDEX(Data!$E$24:$E$47, MATCH(F489&D489, Data!$B$24:$B$47,0))","v":1.9964561142097742E-3},{"$f":"SUMPRODUCT((Data!$B$58:$B$60=Model!$F489)*(Data!$C$57:$K$57=Model!$O489)*(Data!$C$58:$K$60))","v":2.8392735823590045},61.607264176409956,1,{"$f":"IF(E489<>\"Serviceable\",E489,INDEX(Lists!$D$6:$D$8, MATCH(T489,Lists!$C$6:$C$8,0)))","v":"Serviceable"},{"$f":"INDEX(Lists!$C$12:$C$26, MATCH(H489, Lists!$B$12:$B$26,0))","v":"LV"}]
[null,822,1982,"Wood Untreated Dressed","Serviceable","Class 1",0,"lv",790,2023,90,"No",false,10,{"$f":"INDEX(Lists!$B$32:$B$40, MATCH(YEAR(TODAY())-C490, Lists!$C$32:$C$40,1))","v":"41-50"},251.46481008519464,{"$f":"INDEX(Data!$E$24:$E$47, MATCH(F490&D490, Data!$B$24:$B$47,0))","v":1.9964561142097742E-3},{"$f":"SUMPRODUCT((Data!$B$58:$B$60=Model!$F490)*(Data!$C$57:$K$57=Model!$O490)*(Data!$C$58:$K$60))","v":1.7977578417715214},72.022421582284778,1,{"$f":"IF(E490<>\"Serviceable\",E490,INDEX(Lists!$D$6:$D$8, MATCH(T490,Lists!$C$6:$C$8,0)))","v":"Serviceable"},{"$f":"INDEX(Lists!$C$12:$C$26, MATCH(H490, Lists!$B$12:$B$26,0))","v":"LV"}]
[null,823,1969,"Wood Creos Impregnated","Serviceable","Class 3",0,"lv",840,2023,70,"No",false,10,{"$f":"INDEX(Lists!$B$32:$B$40, MATCH(YEAR(TODAY())-C491, Lists!$C$32:$C$40,1))","v":"51-60"},267.38030439438415,{"$f":"INDEX(Data!$E$24:$E$47, MATCH(F491&D491, Data!$B$24:$B$47,0))","v":1.0684339161496522E-3},{"$f":"SUMPRODUCT((Data!$B$58:$B$60=Model!$F491)*(Data!$C$57:$K$57=Model!$O491)*(Data!$C$58:$K$60))","v":2.6564859251595059},43.43514074840494,2,{"$f":"IF(E491<>\"Serviceable\",E491,INDEX(Lists!$D$6:$D$8, MATCH(T491,Lists!$C$6:$C$8,0)))","v":"Limited Life"},{"$f":"INDEX(Lists!$C$12:$C$26, MATCH(H491, Lists!$B$12:$B$26,0))","v":"LV"}]
[null,824,1971,"Wood Creos Impregnated","Serviceable","Class 3",0,"lv",880,2023,80,"No",false,10,{"$f":"INDEX(Lists!$B$32:$B$40, MATCH(YEAR(TODAY())-C492, Lists!$C$32:$C$40,1))","v":"51-60"},280.11269984173578,{"$f":"INDEX(Data!$E$24:$E$47, MATCH(F492&D492, Data!$B$24:$B$47,0))","v":1.0684339161496522E-3},{"$f":"SUMPRODUCT((Data!$B$58:$B$60=Model!$F492)*(Data!$C$57:$K$57=Model!$O492)*(Data!$C$58:$K$60))","v":2.6564859251595059},53.43514074840494,2,{"$f":"IF(E492<>\"Serviceable\",E492,INDEX(Lists!$D$6:$D$8, MATCH(T492,Lists!$C$6:$C$8,0)))","v":"Limited Life"},{"$f":"INDEX(Lists!$C$12:$C$26, MATCH(H492, Lists!$B$12:$B$26,0))","v":"LV"}]
[null,834,1967,"Wood Creos Impregnated","Serviceable","Class 3",0,"lv/hv",900,2023,110,"No",false,10,{"$f":"INDEX(Lists!$B$32:$B$40, MATCH(YEAR(TODAY())-C493, Lists!$C$32:$C$40,1))","v":"51-60"},286.47889756541161,{"$f":"INDEX(Data!$E$24:$E$47, MATCH(F493&D493, Data!$B$24:$B$47,0))","v":1.0684339161496522E-3},{"$f":"SUMPRODUCT((Data!$B$58:$B$60=Model!$F493)*(Data!$C$57:$K$57=Model!$O493)*(Data!$C$58:$K$60))","v":2.6564859251595059},83.435140748404933,1,{"$f":"IF(E493<>\"Serviceable\",E493,INDEX(Lists!$D$6:$D$8, MATCH(T493,Lists!$C$6:$C$8,0)))","v":"Serviceable"},{"$f":"INDEX(Lists!$C$12:$C$26, MATCH(H493, Lists!$B$12:$B$26,0))","v":"HV"}]
[null,835,1960,"Wood Creos Impregnated","Serviceable","Class 3",0,"lv/hv",890,2023,90,"No",false,10,{"$f":"INDEX(Lists!$B$32:$B$40, MATCH(YEAR(TODAY())-C494, Lists!$C$32:$C$40,1))","v":"61-70"},283.29579870357372,{"$f":"INDEX(Data!$E$24:$E$47, MATCH(F494&D494, Data!$B$24:$B$47,0))","v":1.0684339161496522E-3},{"$f":"SUMPRODUCT((Data!$B$58:$B$60=Model!$F494)*(Data!$C$57:$K$57=Model!$O494)*(Data!$C$58:$K$60))","v":1.9802031311051838},70.197968688948166,1,{"$f":"IF(E494<>\"Serviceable\",E494,INDEX(Lists!$D$6:$D$8, MATCH(T494,Lists!$C$6:$C$8,0)))","v":"Serviceable"},{"$f":"INDEX(Lists!$C$12:$C$26, MATCH(H494, Lists!$B$12:$B$26,0))","v":"HV"}]
[null,836,1969,"Wood Creos Impregnated","Serviceable","Class 2",0,"lv",820,2023,80,"No",false,10,{"$f":"INDEX(Lists!$B$32:$B$40, MATCH(YEAR(TODAY())-C495, Lists!$C$32:$C$40,1))","v":"51-60"},261.01410667070837,{"$f":"INDEX(Data!$E$24:$E$47, MATCH(F495&D495, Data!$B$24:$B$47,0))","v":1.6118836915297091E-3},{"$f":"SUMPRODUCT((Data!$B$58:$B$60=Model!$F495)*(Data!$C$57:$K$57=Model!$O495)*(Data!$C$58:$K$60))","v":2.6773548093458861},53.226451906541143,2,{"$f":"IF(E495<>\"Serviceable\",E495,INDEX(Lists!$D$6:$D$8, MATCH(T495,Lists!$C$6:$C$8,0)))","v":"Limited Life"},{"$f":"INDEX(Lists!$C$12:$C$26, MATCH(H495, Lists!$B$12:$B$26,0))","v":"LV"}]
[null,837,1980,"Wood Untreated Dressed","Serviceable","Class 1",0,"lv/hv",900,2023,130,"No",false,10,{"$f":"INDEX(Lists!$B$32:$B$40, MATCH(YEAR(TODAY())-C496, Lists!$C$32:$C$40,1))","v":"41-50"},286.47889756541161,{"$f":"INDEX(Data!$E$24:$E$47, MATCH(F496&D496, Data!$B$24:$B$47,0))","v":1.9964561142097742E-3},{"$f":"SUMPRODUCT((Data!$B$58:$B$60=Model!$F496)*(Data!$C$57:$K$57=Model!$O496)*(Data!$C$58:$K$60))","v":1.7977578417715214},112.02242158228478,1,{"$f":"IF(E496<>\"Serviceable\",E496,INDEX(Lists!$D$6:$D$8, MATCH(T496,Lists!$C$6:$C$8,0)))","v":"Serviceable"},{"$f":"INDEX(Lists!$C$12:$C$26, MATCH(H496, Lists!$B$12:$B$26,0))","v":"HV"}]
[null,838,1967,"Wood Creos Impregnated","Serviceable","Class 3",0,"lv/hv",1005,2023,100,"No",false,10,{"$f":"INDEX(Lists!$B$32:$B$40, MATCH(YEAR(TODAY())-C497, Lists!$C$32:$C$40,1))","v":"51-60"},319.90143561470961,{"$f":"INDEX(Data!$E$24:$E$47, MATCH(F497&D497, Data!$B$24:$B$47,0))","v":1.0684339161496522E-3},{"$f":"SUMPRODUCT((Data!$B$58:$B$60=Model!$F497)*(Data!$C$57:$K$57=Model!$O497)*(Data!$C$58:$K$60))","v":2.6564859251595059},73.435140748404933,1,{"$f":"IF(E497<>\"Serviceable\",E497,INDEX(Lists!$D$6:$D$8, MATCH(T497,Lists!$C$6:$C$8,0)))","v":"Serviceable"},{"$f":"INDEX(Lists!$C$12:$C$26, MATCH(H497, Lists!$B$12:$B$26,0))","v":"HV"}]
[null,846,1957,"Wood Creos Impregnated","Serviceable","Class 3",0,"lv",817,2023,90,"No",false,10,{"$f":"INDEX(Lists!$B$32:$B$40, MATCH(YEAR(TODAY())-C498, Lists!$C$32:$C$40,1))","v":"61-70"},260.05917701215697,{"$f":"INDEX(Data!$E$24:$E$47, MATCH(F498&D498, Data!$B$24:$B$47,0))","v":1.0684339161496522E-3},{"$f":"SUMPRODUCT((Data!$B$58:$B$60=Model!$F498)*(Data!$C$57:$K$57=Model!$O498)*(Data!$C$58:$K$60))","v":1.9802031311051838},70.197968688948166,1,{"$f":"IF(E498<>\"Serviceable\",E498,INDEX(Lists!$D$6:$D$8, MATCH(T498,Lists!$C$6:$C$8,0)))","v":"Serviceable"},{"$f":"INDEX(Lists!$C$12:$C$26, MATCH(H498, Lists!$B$12:$B$26,0))","v":"LV"}]
[null,847,1965,"Wood Creos Impregnated","Serviceable","Class 3",0,"lv/hv",880,2023,100,"No",false,10,{"$f":"INDEX(Lists!$B$32:$B$40, MATCH(YEAR(TODAY())-C499, Lists!$C$32:$C$40,1))","v":"51-60"},280.11269984173578,{"$f":"INDEX(Data!$E$24:$E$47, MATCH(F499&D499, Data!$B$24:$B$47,0))","v":1.0684339161496522E-3},{"$f":"SUMPRODUCT((Data!$B$58:$B$60=Model!$F499)*(Data!$C$57:$K$57=Model!$O499)*(Data!$C$58:$K$60))","v":2.6564859251595059},73.435140748404933,1,{"$f":"IF(E499<>\"Serviceable\",E499,INDEX(Lists!$D$6:$D$8, MATCH(T499,Lists!$C$6:$C$8,0)))","v":"Serviceable"},{"$f":"INDEX(Lists!$C$12:$C$26, MATCH(H499, Lists!$B$12:$B$26,0))","v":"HV"}]
[null,849,1965,"Wood Creos Impregnated","Serviceable","Class 3",0,"lv/hv",974,2023,90,"No",false,10,{"$f":"INDEX(Lists!$B$32:$B$40, MATCH(YEAR(TODAY())-C500, Lists!$C$32:$C$40,1))","v":"51-60"},310.0338291430121,{"$f":"INDEX(Data!$E$24:$E$47, MATCH(F500&D500, Data!$B$24:$B$47,0))","v":1.0684339161496522E-3},{"$f":"SUMPRODUCT((Data!$B$58:$B$60=Model!$F500)*(Data!$C$57:$K$57=Model!$O500)*(Data!$C$58:$K$60))","v":2.6564859251595059},63.43514074840494,2,{"$f":"IF(E500<>\"Serviceable\",E500,INDEX(Lists!$D$6:$D$8, MATCH(T500,Lists!$C$6:$C$8,0)))","v":"Limited Life"},{"$f":"INDEX(Lists!$C$12:$C$26, MATCH(H500, Lists!$B$12:$B$26,0))","v":"HV"}]
[null,851,1984,"Wood Untreated Dressed","Serviceable","Class 1",0,"lv/hv",942,2023,120,"No",false,10,{"$f":"INDEX(Lists!$B$32:$B$40, MATCH(YEAR(TODAY())-C501, Lists!$C$32:$C$40,1))","v":"41-50"},299.8479127851308,{"$f":"INDEX(Data!$E$24:$E$47, MATCH(F501&D501, Data!$B$24:$B$47,0))","v":1.9964561142097742E-3},{"$f":"SUMPRODUCT((Data!$B$58:$B$60=Model!$F501)*(Data!$C$57:$K$57=Model!$O501)*(Data!$C$58:$K$60))","v":1.7977578417715214},102.02242158228478,1,{"$f":"IF(E501<>\"Serviceable\",E501,INDEX(Lists!$D$6:$D$8, MATCH(T501,Lists!$C$6:$C$8,0)))","v":"Serviceable"},{"$f":"INDEX(Lists!$C$12:$C$26, MATCH(H501, Lists!$B$12:$B$26,0))","v":"HV"}]
[null,852,1984,"Wood Untreated Dressed","Serviceable","Class 1",0,"lv/hv",980,2023,120,"No",false,10,{"$f":"INDEX(Lists!$B$32:$B$40, MATCH(YEAR(TODAY())-C502, Lists!$C$32:$C$40,1))","v":"41-50"},311.94368846011486,{"$f":"INDEX(Data!$E$24:$E$47, MATCH(F502&D502, Data!$B$24:$B$47,0))","v":1.9964561142097742E-3},{"$f":"SUMPRODUCT((Data!$B$58:$B$60=Model!$F502)*(Data!$C$57:$K$57=Model!$O502)*(Data!$C$58:$K$60))","v":1.7977578417715214},102.02242158228478,1,{"$f":"IF(E502<>\"Serviceable\",E502,INDEX(Lists!$D$6:$D$8, MATCH(T502,Lists!$C$6:$C$8,0)))","v":"Serviceable"},{"$f":"INDEX(Lists!$C$12:$C$26, MATCH(H502, Lists!$B$12:$B$26,0))","v":"HV"}]
[null,853,1965,"Wood Creos Impregnated","Serviceable","Class 3",0,"lv/hv",880,2023,100,"No",false,10,{"$f":"INDEX(Lists!$B$32:$B$40, MATCH(YEAR(TODAY())-C503, Lists!$C$32:$C$40,1))","v":"51-60"},280.11269984173578,{"$f":"INDEX(Data!$E$24:$E$47, MATCH(F503&D503, Data!$B$24:$B$47,0))","v":1.0684339161496522E-3},{"$f":"SUMPRODUCT((Data!$B$58:$B$60=Model!$F503)*(Data!$C$57:$K$57=Model!$O503)*(Data!$C$58:$K$60))","v":2.6564859251595059},73.435140748404933,1,{"$f":"IF(E503<>\"Serviceable\",E503,INDEX(Lists!$D$6:$D$8, MATCH(T503,Lists!$C$6:$C$8,0)))","v":"Serviceable"},{"$f":"INDEX(Lists!$C$12:$C$26, MATCH(H503, Lists!$B$12:$B$26,0))","v":"HV"}]
[null,854,1934,"Wood Untreated Dressed","Serviceable","Class 1",0,"lv",810,2023,70,"No",false,10,{"$f":"INDEX(Lists!$B$32:$B$40, MATCH(YEAR(TODAY())-C504, Lists!$C$32:$C$40,1))","v":"90+"},257.83100780887048,{"$f":"INDEX(Data!$E$24:$E$47, MATCH(F504&D504, Data!$B$24:$B$47,0))","v":1.9964561142097742E-3},{"$f":"SUMPRODUCT((Data!$B$58:$B$60=Model!$F504)*(Data!$C$57:$K$57=Model!$O504)*(Data!$C$58:$K$60))","v":1.4835341045333483},55.164658954666521,1,{"$f":"IF(E504<>\"Serviceable\",E504,INDEX(Lists!$D$6:$D$8, MATCH(T504,Lists!$C$6:$C$8,0)))","v":"Serviceable"},{"$f":"INDEX(Lists!$C$12:$C$26, MATCH(H504, Lists!$B$12:$B$26,0))","v":"LV"}]
[null,855,1961,"Wood Creos Impregnated","Serviceable","Class 3",0,"lv",1140,2023,90,"No",false,10,{"$f":"INDEX(Lists!$B$32:$B$40, MATCH(YEAR(TODAY())-C505, Lists!$C$32:$C$40,1))","v":"61-70"},362.8732702495214,{"$f":"INDEX(Data!$E$24:$E$47, MATCH(F505&D505, Data!$B$24:$B$47,0))","v":1.0684339161496522E-3},{"$f":"SUMPRODUCT((Data!$B$58:$B$60=Model!$F505)*(Data!$C$57:$K$57=Model!$O505)*(Data!$C$58:$K$60))","v":1.9802031311051838},70.197968688948166,1,{"$f":"IF(E505<>\"Serviceable\",E505,INDEX(Lists!$D$6:$D$8, MATCH(T505,Lists!$C$6:$C$8,0)))","v":"Serviceable"},{"$f":"INDEX(Lists!$C$12:$C$26, MATCH(H505, Lists!$B$12:$B$26,0))","v":"LV"}]
[null,863,1965,"Wood Creos Impregnated","Serviceable","Class 3",0,"lv/hv",1080,2023,100,"No",false,10,{"$f":"INDEX(Lists!$B$32:$B$40, MATCH(YEAR(TODAY())-C506, Lists!$C$32:$C$40,1))","v":"51-60"},343.77467707849394,{"$f":"INDEX(Data!$E$24:$E$47, MATCH(F506&D506, Data!$B$24:$B$47,0))","v":1.0684339161496522E-3},{"$f":"SUMPRODUCT((Data!$B$58:$B$60=Model!$F506)*(Data!$C$57:$K$57=Model!$O506)*(Data!$C$58:$K$60))","v":2.6564859251595059},73.435140748404933,1,{"$f":"IF(E506<>\"Serviceable\",E506,INDEX(Lists!$D$6:$D$8, MATCH(T506,Lists!$C$6:$C$8,0)))","v":"Serviceable"},{"$f":"INDEX(Lists!$C$12:$C$26, MATCH(H506, Lists!$B$12:$B$26,0))","v":"HV"}]
[null,867,1972,"Wood Creos Impregnated","Serviceable","Class 1",0,"lv/hv",911,2023,110,"No",false,10,{"$f":"INDEX(Lists!$B$32:$B$40, MATCH(YEAR(TODAY())-C507, Lists!$C$32:$C$40,1))","v":"51-60"},289.98030631343329,{"$f":"INDEX(Data!$E$24:$E$47, MATCH(F507&D507, Data!$B$24:$B$47,0))","v":9.9474993092014377E-4},{"$f":"SUMPRODUCT((Data!$B$58:$B$60=Model!$F507)*(Data!$C$57:$K$57=Model!$O507)*(Data!$C$58:$K$60))","v":1.3557210085184006},96.44278991481599,1,{"$f":"IF(E507<>\"Serviceable\",E507,INDEX(Lists!$D$6:$D$8, MATCH(T507,Lists!$C$6:$C$8,0)))","v":"Serviceable"},{"$f":"INDEX(Lists!$C$12:$C$26, MATCH(H507, Lists!$B$12:$B$26,0))","v":"HV"}]
[null,869,1965,"Wood Creos Impregnated","Serviceable","Class 3",0,"lv/hv",948,2023,100,"No",false,10,{"$f":"INDEX(Lists!$B$32:$B$40, MATCH(YEAR(TODAY())-C508, Lists!$C$32:$C$40,1))","v":"51-60"},301.75777210223356,{"$f":"INDEX(Data!$E$24:$E$47, MATCH(F508&D508, Data!$B$24:$B$47,0))","v":1.0684339161496522E-3},{"$f":"SUMPRODUCT((Data!$B$58:$B$60=Model!$F508)*(Data!$C$57:$K$57=Model!$O508)*(Data!$C$58:$K$60))","v":2.6564859251595059},73.435140748404933,1,{"$f":"IF(E508<>\"Serviceable\",E508,INDEX(Lists!$D$6:$D$8, MATCH(T508,Lists!$C$6:$C$8,0)))","v":"Serviceable"},{"$f":"INDEX(Lists!$C$12:$C$26, MATCH(H508, Lists!$B$12:$B$26,0))","v":"HV"}]
[null,870,1971,"Wood Creos Impregnated","Serviceable","Class 3",0,"lv/hv",820,2023,100,"No",false,10,{"$f":"INDEX(Lists!$B$32:$B$40, MATCH(YEAR(TODAY())-C509, Lists!$C$32:$C$40,1))","v":"51-60"},261.01410667070837,{"$f":"INDEX(Data!$E$24:$E$47, MATCH(F509&D509, Data!$B$24:$B$47,0))","v":1.0684339161496522E-3},{"$f":"SUMPRODUCT((Data!$B$58:$B$60=Model!$F509)*(Data!$C$57:$K$57=Model!$O509)*(Data!$C$58:$K$60))","v":2.6564859251595059},73.435140748404933,1,{"$f":"IF(E509<>\"Serviceable\",E509,INDEX(Lists!$D$6:$D$8, MATCH(T509,Lists!$C$6:$C$8,0)))","v":"Serviceable"},{"$f":"INDEX(Lists!$C$12:$C$26, MATCH(H509, Lists!$B$12:$B$26,0))","v":"HV"}]
[null,871,1969,"Wood Creos Impregnated","Serviceable","Class 3",0,"lv/hv",740,2023,70,"No",false,10,{"$f":"INDEX(Lists!$B$32:$B$40, MATCH(YEAR(TODAY())-C510, Lists!$C$32:$C$40,1))","v":"51-60"},235.5493157760051,{"$f":"INDEX(Data!$E$24:$E$47, MATCH(F510&D510, Data!$B$24:$B$47,0))","v":1.0684339161496522E-3},{"$f":"SUMPRODUCT((Data!$B$58:$B$60=Model!$F510)*(Data!$C$57:$K$57=Model!$O510)*(Data!$C$58:$K$60))","v":2.6564859251595059},43.43514074840494,2,{"$f":"IF(E510<>\"Serviceable\",E510,INDEX(Lists!$D$6:$D$8, MATCH(T510,Lists!$C$6:$C$8,0)))","v":"Limited Life"},{"$f":"INDEX(Lists!$C$12:$C$26, MATCH(H510, Lists!$B$12:$B$26,0))","v":"HV"}]
[null,872,1983,"Wood Untreated Dressed","Serviceable","Class 1",0,"lv/hv",900,2023,100,"No",false,10,{"$f":"INDEX(Lists!$B$32:$B$40, MATCH(YEAR(TODAY())-C511, Lists!$C$32:$C$40,1))","v":"41-50"},286.47889756541161,{"$f":"INDEX(Data!$E$24:$E$47, MATCH(F511&D511, Data!$B$24:$B$47,0))","v":1.9964561142097742E-3},{"$f":"SUMPRODUCT((Data!$B$58:$B$60=Model!$F511)*(Data!$C$57:$K$57=Model!$O511)*(Data!$C$58:$K$60))","v":1.7977578417715214},82.022421582284778,1,{"$f":"IF(E511<>\"Serviceable\",E511,INDEX(Lists!$D$6:$D$8, MATCH(T511,Lists!$C$6:$C$8,0)))","v":"Serviceable"},{"$f":"INDEX(Lists!$C$12:$C$26, MATCH(H511, Lists!$B$12:$B$26,0))","v":"HV"}]
[null,873,1986,"Wood Untreated Dressed","Serviceable","Class 1",0,"lv",848,2023,140,"No",false,10,{"$f":"INDEX(Lists!$B$32:$B$40, MATCH(YEAR(TODAY())-C512, Lists!$C$32:$C$40,1))","v":"31-40"},269.92678348385448,{"$f":"INDEX(Data!$E$24:$E$47, MATCH(F512&D512, Data!$B$24:$B$47,0))","v":1.9964561142097742E-3},{"$f":"SUMPRODUCT((Data!$B$58:$B$60=Model!$F512)*(Data!$C$57:$K$57=Model!$O512)*(Data!$C$58:$K$60))","v":3.0038452968326621},109.96154703167338,1,{"$f":"IF(E512<>\"Serviceable\",E512,INDEX(Lists!$D$6:$D$8, MATCH(T512,Lists!$C$6:$C$8,0)))","v":"Serviceable"},{"$f":"INDEX(Lists!$C$12:$C$26, MATCH(H512, Lists!$B$12:$B$26,0))","v":"LV"}]
[null,874,1988,"Wood Untreated Dressed","Serviceable","Class 1",0,"lv",848,2023,120,"No",false,10,{"$f":"INDEX(Lists!$B$32:$B$40, MATCH(YEAR(TODAY())-C513, Lists!$C$32:$C$40,1))","v":"31-40"},269.92678348385448,{"$f":"INDEX(Data!$E$24:$E$47, MATCH(F513&D513, Data!$B$24:$B$47,0))","v":1.9964561142097742E-3},{"$f":"SUMPRODUCT((Data!$B$58:$B$60=Model!$F513)*(Data!$C$57:$K$57=Model!$O513)*(Data!$C$58:$K$60))","v":3.0038452968326621},89.961547031673376,1,{"$f":"IF(E513<>\"Serviceable\",E513,INDEX(Lists!$D$6:$D$8, MATCH(T513,Lists!$C$6:$C$8,0)))","v":"Serviceable"},{"$f":"INDEX(Lists!$C$12:$C$26, MATCH(H513, Lists!$B$12:$B$26,0))","v":"LV"}]
[null,877,1973,"Wood Creos Impregnated","Serviceable","Class 3",0,"lv",1130,2023,70,"No",false,10,{"$f":"INDEX(Lists!$B$32:$B$40, MATCH(YEAR(TODAY())-C514, Lists!$C$32:$C$40,1))","v":"51-60"},359.69017138768345,{"$f":"INDEX(Data!$E$24:$E$47, MATCH(F514&D514, Data!$B$24:$B$47,0))","v":1.0684339161496522E-3},{"$f":"SUMPRODUCT((Data!$B$58:$B$60=Model!$F514)*(Data!$C$57:$K$57=Model!$O514)*(Data!$C$58:$K$60))","v":2.6564859251595059},43.43514074840494,2,{"$f":"IF(E514<>\"Serviceable\",E514,INDEX(Lists!$D$6:$D$8, MATCH(T514,Lists!$C$6:$C$8,0)))","v":"Limited Life"},{"$f":"INDEX(Lists!$C$12:$C$26, MATCH(H514, Lists!$B$12:$B$26,0))","v":"LV"}]
[null,879,1969,"Wood Creos Impregnated","Serviceable","Class 2",0,"lv/hv",880,2023,20,"No",false,10,{"$f":"INDEX(Lists!$B$32:$B$40, MATCH(YEAR(TODAY())-C515, Lists!$C$32:$C$40,1))","v":"51-60"},280.11269984173578,{"$f":"INDEX(Data!$E$24:$E$47, MATCH(F515&D515, Data!$B$24:$B$47,0))","v":1.6118836915297091E-3},{"$f":"SUMPRODUCT((Data!$B$58:$B$60=Model!$F515)*(Data!$C$57:$K$57=Model!$O515)*(Data!$C$58:$K$60))","v":2.6773548093458861},0,3,{"$f":"IF(E515<>\"Serviceable\",E515,INDEX(Lists!$D$6:$D$8, MATCH(T515,Lists!$C$6:$C$8,0)))","v":"Unserviceable"},{"$f":"INDEX(Lists!$C$12:$C$26, MATCH(H515, Lists!$B$12:$B$26,0))","v":"HV"}]
[null,881,1973,"Wood Untreated Dressed","Serviceable","Class 1",0,"lv",1020,2023,120,"No",false,10,{"$f":"INDEX(Lists!$B$32:$B$40, MATCH(YEAR(TODAY())-C516, Lists!$C$32:$C$40,1))","v":"51-60"},324.67608390746648,{"$f":"INDEX(Data!$E$24:$E$47, MATCH(F516&D516, Data!$B$24:$B$47,0))","v":1.9964561142097742E-3},{"$f":"SUMPRODUCT((Data!$B$58:$B$60=Model!$F516)*(Data!$C$57:$K$57=Model!$O516)*(Data!$C$58:$K$60))","v":1.3557210085184006},106.44278991481599,1,{"$f":"IF(E516<>\"Serviceable\",E516,INDEX(Lists!$D$6:$D$8, MATCH(T516,Lists!$C$6:$C$8,0)))","v":"Serviceable"},{"$f":"INDEX(Lists!$C$12:$C$26, MATCH(H516, Lists!$B$12:$B$26,0))","v":"LV"}]
[null,882,1967,"Wood Creos Impregnated","Serviceable","Class 3",0,"lv/hv",880,2023,100,"No",false,10,{"$f":"INDEX(Lists!$B$32:$B$40, MATCH(YEAR(TODAY())-C517, Lists!$C$32:$C$40,1))","v":"51-60"},280.11269984173578,{"$f":"INDEX(Data!$E$24:$E$47, MATCH(F517&D517, Data!$B$24:$B$47,0))","v":1.0684339161496522E-3},{"$f":"SUMPRODUCT((Data!$B$58:$B$60=Model!$F517)*(Data!$C$57:$K$57=Model!$O517)*(Data!$C$58:$K$60))","v":2.6564859251595059},73.435140748404933,1,{"$f":"IF(E517<>\"Serviceable\",E517,INDEX(Lists!$D$6:$D$8, MATCH(T517,Lists!$C$6:$C$8,0)))","v":"Serviceable"},{"$f":"INDEX(Lists!$C$12:$C$26, MATCH(H517, Lists!$B$12:$B$26,0))","v":"HV"}]
[null,885,1974,"Wood Untreated Dressed","Limited Life","Class 1",0,"lv",628,2023,90,"No",false,10,{"$f":"INDEX(Lists!$B$32:$B$40, MATCH(YEAR(TODAY())-C518, Lists!$C$32:$C$40,1))","v":"51-60"},199.89860852342056,{"$f":"INDEX(Data!$E$24:$E$47, MATCH(F518&D518, Data!$B$24:$B$47,0))","v":1.9964561142097742E-3},{"$f":"SUMPRODUCT((Data!$B$58:$B$60=Model!$F518)*(Data!$C$57:$K$57=Model!$O518)*(Data!$C$58:$K$60))","v":1.3557210085184006},76.44278991481599,1,{"$f":"IF(E518<>\"Serviceable\",E518,INDEX(Lists!$D$6:$D$8, MATCH(T518,Lists!$C$6:$C$8,0)))","v":"Limited Life"},{"$f":"INDEX(Lists!$C$12:$C$26, MATCH(H518, Lists!$B$12:$B$26,0))","v":"LV"}]
[null,886,1986,"Wood Untreated Dressed","Limited Life","Class 1",0,"lv",723,2023,100,"No",false,10,{"$f":"INDEX(Lists!$B$32:$B$40, MATCH(YEAR(TODAY())-C519, Lists!$C$32:$C$40,1))","v":"31-40"},230.13804771088067,{"$f":"INDEX(Data!$E$24:$E$47, MATCH(F519&D519, Data!$B$24:$B$47,0))","v":1.9964561142097742E-3},{"$f":"SUMPRODUCT((Data!$B$58:$B$60=Model!$F519)*(Data!$C$57:$K$57=Model!$O519)*(Data!$C$58:$K$60))","v":3.0038452968326621},69.961547031673376,1,{"$f":"IF(E519<>\"Serviceable\",E519,INDEX(Lists!$D$6:$D$8, MATCH(T519,Lists!$C$6:$C$8,0)))","v":"Limited Life"},{"$f":"INDEX(Lists!$C$12:$C$26, MATCH(H519, Lists!$B$12:$B$26,0))","v":"LV"}]
[null,889,1978,"Wood Untreated Dressed","Serviceable","Class 1",0,"lv",974,2023,130,"No",false,{"$f":"IF(L520=\"No\",ROUND((End_year-J520)/5,0)*5,ROUND((End_year-J520)/3,0)*3)","v":10},{"$f":"INDEX(Lists!$B$32:$B$40, MATCH(YEAR(TODAY())-C520, Lists!$C$32:$C$40,1))","v":"41-50"},310.0338291430121,{"$f":"INDEX(Data!$E$24:$E$47, MATCH(F520&D520, Data!$B$24:$B$47,0))","v":1.9964561142097742E-3},{"$f":"SUMPRODUCT((Data!$B$58:$B$60=Model!$F520)*(Data!$C$57:$K$57=Model!$O520)*(Data!$C$58:$K$60))","v":1.7977578417715214},{"$f":"IF(IF(K520>=700,999,(K520-R520*N520))<0,0,IF(K520>=700,999,(K520-R520*N520)))","v":112.02242158228478},{"$f":"IF(S520<30,3,IF(AND(F520=\"Class 1\",S520<50),2,IF(AND(F520=\"Class 1\",S520>=50),1,IF(S520<70,2,1))))","v":1},{"$f":"IF(E520<>\"Serviceable\",E520,INDEX(Lists!$D$6:$D$8, MATCH(T520,Lists!$C$6:$C$8,0)))","v":"Serviceable"},{"$f":"INDEX(Lists!$C$12:$C$26, MATCH(H520, Lists!$B$12:$B$26,0))","v":"LV"}]
[null,891,1961,"Wood Creos Impregnated","Serviceable","Class 3",0,"lv",880,2023,90,"No",{"$f":"IF(G521=0,FALSE,TRUE)","v":false},10,{"$f":"INDEX(Lists!$B$32:$B$40, MATCH(YEAR(TODAY())-C521, Lists!$C$32:$C$40,1))","v":"61-70"},{"$f":"I521/PI()","v":280.11269984173578},{"$f":"INDEX(Data!$E$24:$E$47, MATCH(F521&D521, Data!$B$24:$B$47,0))","v":1.0684339161496522E-3},{"$f":"SUMPRODUCT((Data!$B$58:$B$60=Model!$F521)*(Data!$C$57:$K$57=Model!$O521)*(Data!$C$58:$K$60))","v":1.9802031311051838},70.197968688948166,1,{"$f":"IF(E521<>\"Serviceable\",E521,INDEX(Lists!$D$6:$D$8, MATCH(T521,Lists!$C$6:$C$8,0)))","v":"Serviceable"},{"$f":"INDEX(Lists!$C$12:$C$26, MATCH(H521, Lists!$B$12:$B$26,0))","v":"LV"}]
[null,892,1985,"Wood Untreated Dressed","Serviceable","Class 1",0,"lv",1100,2023,150,"No",false,10,{"$f":"INDEX(Lists!$B$32:$B$40, MATCH(YEAR(TODAY())-C522, Lists!$C$32:$C$40,1))","v":"31-40"},350.14087480216978,{"$f":"INDEX(Data!$E$24:$E$47, MATCH(F522&D522, Data!$B$24:$B$47,0))","v":1.9964561142097742E-3},{"$f":"SUMPRODUCT((Data!$B$58:$B$60=Model!$F522)*(Data!$C$57:$K$57=Model!$O522)*(Data!$C$58:$K$60))","v":3.0038452968326621},119.96154703167338,1,{"$f":"IF(E522<>\"Serviceable\",E522,INDEX(Lists!$D$6:$D$8, MATCH(T522,Lists!$C$6:$C$8,0)))","v":"Serviceable"},{"$f":"INDEX(Lists!$C$12:$C$26, MATCH(H522, Lists!$B$12:$B$26,0))","v":"LV"}]
[null,899,1974,"Wood Creos Impregnated","Serviceable","Class 1",0,"lv",800,2023,80,"No",false,10,{"$f":"INDEX(Lists!$B$32:$B$40, MATCH(YEAR(TODAY())-C523, Lists!$C$32:$C$40,1))","v":"51-60"},254.64790894703253,{"$f":"INDEX(Data!$E$24:$E$47, MATCH(F523&D523, Data!$B$24:$B$47,0))","v":9.9474993092014377E-4},{"$f":"SUMPRODUCT((Data!$B$58:$B$60=Model!$F523)*(Data!$C$57:$K$57=Model!$O523)*(Data!$C$58:$K$60))","v":1.3557210085184006},66.44278991481599,1,{"$f":"IF(E523<>\"Serviceable\",E523,INDEX(Lists!$D$6:$D$8, MATCH(T523,Lists!$C$6:$C$8,0)))","v":"Serviceable"},{"$f":"INDEX(Lists!$C$12:$C$26, MATCH(H523, Lists!$B$12:$B$26,0))","v":"LV"}]
[null,902,1969,"Wood Creos Impregnated","Serviceable","Class 3",0,"lv",911,2023,100,"No",false,10,{"$f":"INDEX(Lists!$B$32:$B$40, MATCH(YEAR(TODAY())-C524, Lists!$C$32:$C$40,1))","v":"51-60"},289.98030631343329,{"$f":"INDEX(Data!$E$24:$E$47, MATCH(F524&D524, Data!$B$24:$B$47,0))","v":1.0684339161496522E-3},{"$f":"SUMPRODUCT((Data!$B$58:$B$60=Model!$F524)*(Data!$C$57:$K$57=Model!$O524)*(Data!$C$58:$K$60))","v":2.6564859251595059},73.435140748404933,1,{"$f":"IF(E524<>\"Serviceable\",E524,INDEX(Lists!$D$6:$D$8, MATCH(T524,Lists!$C$6:$C$8,0)))","v":"Serviceable"},{"$f":"INDEX(Lists!$C$12:$C$26, MATCH(H524, Lists!$B$12:$B$26,0))","v":"LV"}]
[null,912,1966,"Wood Creos Impregnated","Serviceable","Class 3",0,"lv",785,2023,100,"No",false,10,{"$f":"INDEX(Lists!$B$32:$B$40, MATCH(YEAR(TODAY())-C525, Lists!$C$32:$C$40,1))","v":"51-60"},249.8732606542757,{"$f":"INDEX(Data!$E$24:$E$47, MATCH(F525&D525, Data!$B$24:$B$47,0))","v":1.0684339161496522E-3},{"$f":"SUMPRODUCT((Data!$B$58:$B$60=Model!$F525)*(Data!$C$57:$K$57=Model!$O525)*(Data!$C$58:$K$60))","v":2.6564859251595059},73.435140748404933,1,{"$f":"IF(E525<>\"Serviceable\",E525,INDEX(Lists!$D$6:$D$8, MATCH(T525,Lists!$C$6:$C$8,0)))","v":"Serviceable"},{"$f":"INDEX(Lists!$C$12:$C$26, MATCH(H525, Lists!$B$12:$B$26,0))","v":"LV"}]
[null,913,1986,"Wood Untreated Dressed","Serviceable","Class 1",0,"lv",880,2023,110,"No",false,10,{"$f":"INDEX(Lists!$B$32:$B$40, MATCH(YEAR(TODAY())-C526, Lists!$C$32:$C$40,1))","v":"31-40"},280.11269984173578,{"$f":"INDEX(Data!$E$24:$E$47, MATCH(F526&D526, Data!$B$24:$B$47,0))","v":1.9964561142097742E-3},{"$f":"SUMPRODUCT((Data!$B$58:$B$60=Model!$F526)*(Data!$C$57:$K$57=Model!$O526)*(Data!$C$58:$K$60))","v":3.0038452968326621},79.961547031673376,1,{"$f":"IF(E526<>\"Serviceable\",E526,INDEX(Lists!$D$6:$D$8, MATCH(T526,Lists!$C$6:$C$8,0)))","v":"Serviceable"},{"$f":"INDEX(Lists!$C$12:$C$26, MATCH(H526, Lists!$B$12:$B$26,0))","v":"LV"}]
[null,914,1968,"Wood Creos Impregnated","Serviceable","Class 3",0,"lv",817,2023,90,"No",false,10,{"$f":"INDEX(Lists!$B$32:$B$40, MATCH(YEAR(TODAY())-C527, Lists!$C$32:$C$40,1))","v":"51-60"},260.05917701215697,{"$f":"INDEX(Data!$E$24:$E$47, MATCH(F527&D527, Data!$B$24:$B$47,0))","v":1.0684339161496522E-3},{"$f":"SUMPRODUCT((Data!$B$58:$B$60=Model!$F527)*(Data!$C$57:$K$57=Model!$O527)*(Data!$C$58:$K$60))","v":2.6564859251595059},63.43514074840494,2,{"$f":"IF(E527<>\"Serviceable\",E527,INDEX(Lists!$D$6:$D$8, MATCH(T527,Lists!$C$6:$C$8,0)))","v":"Limited Life"},{"$f":"INDEX(Lists!$C$12:$C$26, MATCH(H527, Lists!$B$12:$B$26,0))","v":"LV"}]
[null,916,1963,"Wood Creos Impregnated","Serviceable","Class 3",0,"lv",880,2023,80,"No",false,10,{"$f":"INDEX(Lists!$B$32:$B$40, MATCH(YEAR(TODAY())-C528, Lists!$C$32:$C$40,1))","v":"61-70"},280.11269984173578,{"$f":"INDEX(Data!$E$24:$E$47, MATCH(F528&D528, Data!$B$24:$B$47,0))","v":1.0684339161496522E-3},{"$f":"SUMPRODUCT((Data!$B$58:$B$60=Model!$F528)*(Data!$C$57:$K$57=Model!$O528)*(Data!$C$58:$K$60))","v":1.9802031311051838},60.197968688948166,2,{"$f":"IF(E528<>\"Serviceable\",E528,INDEX(Lists!$D$6:$D$8, MATCH(T528,Lists!$C$6:$C$8,0)))","v":"Limited Life"},{"$f":"INDEX(Lists!$C$12:$C$26, MATCH(H528, Lists!$B$12:$B$26,0))","v":"LV"}]
[null,917,1939,"Wood Untreated Dressed","Limited Life","Class 1",0,"lv",800,2023,60,"No",false,10,{"$f":"INDEX(Lists!$B$32:$B$40, MATCH(YEAR(TODAY())-C529, Lists!$C$32:$C$40,1))","v":"81-90"},254.64790894703253,{"$f":"INDEX(Data!$E$24:$E$47, MATCH(F529&D529, Data!$B$24:$B$47,0))","v":1.9964561142097742E-3},{"$f":"SUMPRODUCT((Data!$B$58:$B$60=Model!$F529)*(Data!$C$57:$K$57=Model!$O529)*(Data!$C$58:$K$60))","v":2.8392735823590045},31.607264176409956,2,{"$f":"IF(E529<>\"Serviceable\",E529,INDEX(Lists!$D$6:$D$8, MATCH(T529,Lists!$C$6:$C$8,0)))","v":"Limited Life"},{"$f":"INDEX(Lists!$C$12:$C$26, MATCH(H529, Lists!$B$12:$B$26,0))","v":"LV"}]
[null,918,1938,"Wood Untreated Dressed","Serviceable","Class 1",0,"lv",900,2023,80,"No",false,10,{"$f":"INDEX(Lists!$B$32:$B$40, MATCH(YEAR(TODAY())-C530, Lists!$C$32:$C$40,1))","v":"81-90"},286.47889756541161,{"$f":"INDEX(Data!$E$24:$E$47, MATCH(F530&D530, Data!$B$24:$B$47,0))","v":1.9964561142097742E-3},{"$f":"SUMPRODUCT((Data!$B$58:$B$60=Model!$F530)*(Data!$C$57:$K$57=Model!$O530)*(Data!$C$58:$K$60))","v":2.8392735823590045},51.607264176409956,1,{"$f":"IF(E530<>\"Serviceable\",E530,INDEX(Lists!$D$6:$D$8, MATCH(T530,Lists!$C$6:$C$8,0)))","v":"Serviceable"},{"$f":"INDEX(Lists!$C$12:$C$26, MATCH(H530, Lists!$B$12:$B$26,0))","v":"LV"}]
[null,923,1986,"Wood Untreated Dressed","Serviceable","Class 1",0,"lv",1050,2023,120,"No",false,10,{"$f":"INDEX(Lists!$B$32:$B$40, MATCH(YEAR(TODAY())-C531, Lists!$C$32:$C$40,1))","v":"31-40"},334.22538049298021,{"$f":"INDEX(Data!$E$24:$E$47, MATCH(F531&D531, Data!$B$24:$B$47,0))","v":1.9964561142097742E-3},{"$f":"SUMPRODUCT((Data!$B$58:$B$60=Model!$F531)*(Data!$C$57:$K$57=Model!$O531)*(Data!$C$58:$K$60))","v":3.0038452968326621},89.961547031673376,1,{"$f":"IF(E531<>\"Serviceable\",E531,INDEX(Lists!$D$6:$D$8, MATCH(T531,Lists!$C$6:$C$8,0)))","v":"Serviceable"},{"$f":"INDEX(Lists!$C$12:$C$26, MATCH(H531, Lists!$B$12:$B$26,0))","v":"LV"}]
[null,924,1974,"Wood Creos Impregnated","Serviceable","Class 1",0,"lv",980,2023,100,"No",false,10,{"$f":"INDEX(Lists!$B$32:$B$40, MATCH(YEAR(TODAY())-C532, Lists!$C$32:$C$40,1))","v":"51-60"},311.94368846011486,{"$f":"INDEX(Data!$E$24:$E$47, MATCH(F532&D532, Data!$B$24:$B$47,0))","v":9.9474993092014377E-4},{"$f":"SUMPRODUCT((Data!$B$58:$B$60=Model!$F532)*(Data!$C$57:$K$57=Model!$O532)*(Data!$C$58:$K$60))","v":1.3557210085184006},86.44278991481599,1,{"$f":"IF(E532<>\"Serviceable\",E532,INDEX(Lists!$D$6:$D$8, MATCH(T532,Lists!$C$6:$C$8,0)))","v":"Serviceable"},{"$f":"INDEX(Lists!$C$12:$C$26, MATCH(H532, Lists!$B$12:$B$26,0))","v":"LV"}]
[null,925,1941,"Wood Untreated Dressed","Serviceable","Class 1",0,"lv",840,2023,100,"No",false,10,{"$f":"INDEX(Lists!$B$32:$B$40, MATCH(YEAR(TODAY())-C533, Lists!$C$32:$C$40,1))","v":"81-90"},267.38030439438415,{"$f":"INDEX(Data!$E$24:$E$47, MATCH(F533&D533, Data!$B$24:$B$47,0))","v":1.9964561142097742E-3},{"$f":"SUMPRODUCT((Data!$B$58:$B$60=Model!$F533)*(Data!$C$57:$K$57=Model!$O533)*(Data!$C$58:$K$60))","v":2.8392735823590045},71.607264176409956,1,{"$f":"IF(E533<>\"Serviceable\",E533,INDEX(Lists!$D$6:$D$8, MATCH(T533,Lists!$C$6:$C$8,0)))","v":"Serviceable"},{"$f":"INDEX(Lists!$C$12:$C$26, MATCH(H533, Lists!$B$12:$B$26,0))","v":"LV"}]
[null,926,1980,"Wood Untreated Dressed","Serviceable","Class 1",0,"lv",1050,2023,110,"No",false,10,{"$f":"INDEX(Lists!$B$32:$B$40, MATCH(YEAR(TODAY())-C534, Lists!$C$32:$C$40,1))","v":"41-50"},334.22538049298021,{"$f":"INDEX(Data!$E$24:$E$47, MATCH(F534&D534, Data!$B$24:$B$47,0))","v":1.9964561142097742E-3},{"$f":"SUMPRODUCT((Data!$B$58:$B$60=Model!$F534)*(Data!$C$57:$K$57=Model!$O534)*(Data!$C$58:$K$60))","v":1.7977578417715214},92.022421582284778,1,{"$f":"IF(E534<>\"Serviceable\",E534,INDEX(Lists!$D$6:$D$8, MATCH(T534,Lists!$C$6:$C$8,0)))","v":"Serviceable"},{"$f":"INDEX(Lists!$C$12:$C$26, MATCH(H534, Lists!$B$12:$B$26,0))","v":"LV"}]
[null,933,1938,"Wood Untreated Dressed","Serviceable","Class 1",0,"lv",880,2023,90,"No",false,10,{"$f":"INDEX(Lists!$B$32:$B$40, MATCH(YEAR(TODAY())-C535, Lists!$C$32:$C$40,1))","v":"81-90"},280.11269984173578,{"$f":"INDEX(Data!$E$24:$E$47, MATCH(F535&D535, Data!$B$24:$B$47,0))","v":1.9964561142097742E-3},{"$f":"SUMPRODUCT((Data!$B$58:$B$60=Model!$F535)*(Data!$C$57:$K$57=Model!$O535)*(Data!$C$58:$K$60))","v":2.8392735823590045},61.607264176409956,1,{"$f":"IF(E535<>\"Serviceable\",E535,INDEX(Lists!$D$6:$D$8, MATCH(T535,Lists!$C$6:$C$8,0)))","v":"Serviceable"},{"$f":"INDEX(Lists!$C$12:$C$26, MATCH(H535, Lists!$B$12:$B$26,0))","v":"LV"}]
[null,935,1986,"Wood Untreated Dressed","Serviceable","Class 1",0,"lv",1020,2023,100,"No",false,10,{"$f":"INDEX(Lists!$B$32:$B$40, MATCH(YEAR(TODAY())-C536, Lists!$C$32:$C$40,1))","v":"31-40"},324.67608390746648,{"$f":"INDEX(Data!$E$24:$E$47, MATCH(F536&D536, Data!$B$24:$B$47,0))","v":1.9964561142097742E-3},{"$f":"SUMPRODUCT((Data!$B$58:$B$60=Model!$F536)*(Data!$C$57:$K$57=Model!$O536)*(Data!$C$58:$K$60))","v":3.0038452968326621},69.961547031673376,1,{"$f":"IF(E536<>\"Serviceable\",E536,INDEX(Lists!$D$6:$D$8, MATCH(T536,Lists!$C$6:$C$8,0)))","v":"Serviceable"},{"$f":"INDEX(Lists!$C$12:$C$26, MATCH(H536, Lists!$B$12:$B$26,0))","v":"LV"}]
[null,936,1938,"Wood Untreated Dressed","Serviceable","Class 1",0,"lv",9000,2023,80,"No",false,10,{"$f":"INDEX(Lists!$B$32:$B$40, MATCH(YEAR(TODAY())-C537, Lists!$C$32:$C$40,1))","v":"81-90"},2864.7889756541163,{"$f":"INDEX(Data!$E$24:$E$47, MATCH(F537&D537, Data!$B$24:$B$47,0))","v":1.9964561142097742E-3},{"$f":"SUMPRODUCT((Data!$B$58:$B$60=Model!$F537)*(Data!$C$57:$K$57=Model!$O537)*(Data!$C$58:$K$60))","v":2.8392735823590045},51.607264176409956,1,{"$f":"IF(E537<>\"Serviceable\",E537,INDEX(Lists!$D$6:$D$8, MATCH(T537,Lists!$C$6:$C$8,0)))","v":"Serviceable"},{"$f":"INDEX(Lists!$C$12:$C$26, MATCH(H537, Lists!$B$12:$B$26,0))","v":"LV"}]
[null,937,1938,"Wood Untreated Dressed","Serviceable","Class 1",0,"lv",974,2023,90,"No",false,10,{"$f":"INDEX(Lists!$B$32:$B$40, MATCH(YEAR(TODAY())-C538, Lists!$C$32:$C$40,1))","v":"81-90"},310.0338291430121,{"$f":"INDEX(Data!$E$24:$E$47, MATCH(F538&D538, Data!$B$24:$B$47,0))","v":1.9964561142097742E-3},{"$f":"SUMPRODUCT((Data!$B$58:$B$60=Model!$F538)*(Data!$C$57:$K$57=Model!$O538)*(Data!$C$58:$K$60))","v":2.8392735823590045},61.607264176409956,1,{"$f":"IF(E538<>\"Serviceable\",E538,INDEX(Lists!$D$6:$D$8, MATCH(T538,Lists!$C$6:$C$8,0)))","v":"Serviceable"},{"$f":"INDEX(Lists!$C$12:$C$26, MATCH(H538, Lists!$B$12:$B$26,0))","v":"LV"}]
[null,938,1977,"Wood Untreated Dressed","Serviceable","Class 1",0,"lv",848,2023,100,"No",false,10,{"$f":"INDEX(Lists!$B$32:$B$40, MATCH(YEAR(TODAY())-C539, Lists!$C$32:$C$40,1))","v":"41-50"},269.92678348385448,{"$f":"INDEX(Data!$E$24:$E$47, MATCH(F539&D539, Data!$B$24:$B$47,0))","v":1.9964561142097742E-3},{"$f":"SUMPRODUCT((Data!$B$58:$B$60=Model!$F539)*(Data!$C$57:$K$57=Model!$O539)*(Data!$C$58:$K$60))","v":1.7977578417715214},82.022421582284778,1,{"$f":"IF(E539<>\"Serviceable\",E539,INDEX(Lists!$D$6:$D$8, MATCH(T539,Lists!$C$6:$C$8,0)))","v":"Serviceable"},{"$f":"INDEX(Lists!$C$12:$C$26, MATCH(H539, Lists!$B$12:$B$26,0))","v":"LV"}]
[null,939,1986,"Wood Untreated Dressed","Serviceable","Class 1",0,"lv/hv",1030,2023,110,"No",false,10,{"$f":"INDEX(Lists!$B$32:$B$40, MATCH(YEAR(TODAY())-C540, Lists!$C$32:$C$40,1))","v":"31-40"},327.85918276930443,{"$f":"INDEX(Data!$E$24:$E$47, MATCH(F540&D540, Data!$B$24:$B$47,0))","v":1.9964561142097742E-3},{"$f":"SUMPRODUCT((Data!$B$58:$B$60=Model!$F540)*(Data!$C$57:$K$57=Model!$O540)*(Data!$C$58:$K$60))","v":3.0038452968326621},79.961547031673376,1,{"$f":"IF(E540<>\"Serviceable\",E540,INDEX(Lists!$D$6:$D$8, MATCH(T540,Lists!$C$6:$C$8,0)))","v":"Serviceable"},{"$f":"INDEX(Lists!$C$12:$C$26, MATCH(H540, Lists!$B$12:$B$26,0))","v":"HV"}]
[null,940,1938,"Wood Untreated Dressed","Serviceable","Class 1",0,"lv/hv",940,2023,90,"No",false,10,{"$f":"INDEX(Lists!$B$32:$B$40, MATCH(YEAR(TODAY())-C541, Lists!$C$32:$C$40,1))","v":"81-90"},299.21129301276324,{"$f":"INDEX(Data!$E$24:$E$47, MATCH(F541&D541, Data!$B$24:$B$47,0))","v":1.9964561142097742E-3},{"$f":"SUMPRODUCT((Data!$B$58:$B$60=Model!$F541)*(Data!$C$57:$K$57=Model!$O541)*(Data!$C$58:$K$60))","v":2.8392735823590045},61.607264176409956,1,{"$f":"IF(E541<>\"Serviceable\",E541,INDEX(Lists!$D$6:$D$8, MATCH(T541,Lists!$C$6:$C$8,0)))","v":"Serviceable"},{"$f":"INDEX(Lists!$C$12:$C$26, MATCH(H541, Lists!$B$12:$B$26,0))","v":"HV"}]
[null,941,1986,"Wood Untreated Dressed","Serviceable","Class 1",0,"lv/hv",1225,2023,120,"No",false,10,{"$f":"INDEX(Lists!$B$32:$B$40, MATCH(YEAR(TODAY())-C542, Lists!$C$32:$C$40,1))","v":"31-40"},389.92961057514361,{"$f":"INDEX(Data!$E$24:$E$47, MATCH(F542&D542, Data!$B$24:$B$47,0))","v":1.9964561142097742E-3},{"$f":"SUMPRODUCT((Data!$B$58:$B$60=Model!$F542)*(Data!$C$57:$K$57=Model!$O542)*(Data!$C$58:$K$60))","v":3.0038452968326621},89.961547031673376,1,{"$f":"IF(E542<>\"Serviceable\",E542,INDEX(Lists!$D$6:$D$8, MATCH(T542,Lists!$C$6:$C$8,0)))","v":"Serviceable"},{"$f":"INDEX(Lists!$C$12:$C$26, MATCH(H542, Lists!$B$12:$B$26,0))","v":"HV"}]
[null,944,1969,"Wood Creos Impregnated","Serviceable","Class 3",0,"lv/hv",1200,2023,90,"No",false,10,{"$f":"INDEX(Lists!$B$32:$B$40, MATCH(YEAR(TODAY())-C543, Lists!$C$32:$C$40,1))","v":"51-60"},381.9718634205488,{"$f":"INDEX(Data!$E$24:$E$47, MATCH(F543&D543, Data!$B$24:$B$47,0))","v":1.0684339161496522E-3},{"$f":"SUMPRODUCT((Data!$B$58:$B$60=Model!$F543)*(Data!$C$57:$K$57=Model!$O543)*(Data!$C$58:$K$60))","v":2.6564859251595059},63.43514074840494,2,{"$f":"IF(E543<>\"Serviceable\",E543,INDEX(Lists!$D$6:$D$8, MATCH(T543,Lists!$C$6:$C$8,0)))","v":"Limited Life"},{"$f":"INDEX(Lists!$C$12:$C$26, MATCH(H543, Lists!$B$12:$B$26,0))","v":"HV"}]
[null,947,1984,"Wood Untreated Dressed","Serviceable","Class 1",0,"lv/hv",1080,2023,150,"No",false,10,{"$f":"INDEX(Lists!$B$32:$B$40, MATCH(YEAR(TODAY())-C544, Lists!$C$32:$C$40,1))","v":"41-50"},343.77467707849394,{"$f":"INDEX(Data!$E$24:$E$47, MATCH(F544&D544, Data!$B$24:$B$47,0))","v":1.9964561142097742E-3},{"$f":"SUMPRODUCT((Data!$B$58:$B$60=Model!$F544)*(Data!$C$57:$K$57=Model!$O544)*(Data!$C$58:$K$60))","v":1.7977578417715214},132.02242158228478,1,{"$f":"IF(E544<>\"Serviceable\",E544,INDEX(Lists!$D$6:$D$8, MATCH(T544,Lists!$C$6:$C$8,0)))","v":"Serviceable"},{"$f":"INDEX(Lists!$C$12:$C$26, MATCH(H544, Lists!$B$12:$B$26,0))","v":"HV"}]
[null,949,1939,"Wood Untreated Dressed","Serviceable","Class 1",0,"lv",890,2023,90,"No",false,10,{"$f":"INDEX(Lists!$B$32:$B$40, MATCH(YEAR(TODAY())-C545, Lists!$C$32:$C$40,1))","v":"81-90"},283.29579870357372,{"$f":"INDEX(Data!$E$24:$E$47, MATCH(F545&D545, Data!$B$24:$B$47,0))","v":1.9964561142097742E-3},{"$f":"SUMPRODUCT((Data!$B$58:$B$60=Model!$F545)*(Data!$C$57:$K$57=Model!$O545)*(Data!$C$58:$K$60))","v":2.8392735823590045},61.607264176409956,1,{"$f":"IF(E545<>\"Serviceable\",E545,INDEX(Lists!$D$6:$D$8, MATCH(T545,Lists!$C$6:$C$8,0)))","v":"Serviceable"},{"$f":"INDEX(Lists!$C$12:$C$26, MATCH(H545, Lists!$B$12:$B$26,0))","v":"LV"}]
[null,950,1934,"Wood Untreated Dressed","Serviceable","Class 1",0,"lv",780,2023,70,"No",false,10,{"$f":"INDEX(Lists!$B$32:$B$40, MATCH(YEAR(TODAY())-C546, Lists!$C$32:$C$40,1))","v":"90+"},248.28171122335672,{"$f":"INDEX(Data!$E$24:$E$47, MATCH(F546&D546, Data!$B$24:$B$47,0))","v":1.9964561142097742E-3},{"$f":"SUMPRODUCT((Data!$B$58:$B$60=Model!$F546)*(Data!$C$57:$K$57=Model!$O546)*(Data!$C$58:$K$60))","v":1.4835341045333483},55.164658954666521,1,{"$f":"IF(E546<>\"Serviceable\",E546,INDEX(Lists!$D$6:$D$8, MATCH(T546,Lists!$C$6:$C$8,0)))","v":"Serviceable"},{"$f":"INDEX(Lists!$C$12:$C$26, MATCH(H546, Lists!$B$12:$B$26,0))","v":"LV"}]
[null,952,1941,"Wood Untreated Dressed","Serviceable","Class 1",0,"lv",780,2023,90,"No",false,10,{"$f":"INDEX(Lists!$B$32:$B$40, MATCH(YEAR(TODAY())-C547, Lists!$C$32:$C$40,1))","v":"81-90"},248.28171122335672,{"$f":"INDEX(Data!$E$24:$E$47, MATCH(F547&D547, Data!$B$24:$B$47,0))","v":1.9964561142097742E-3},{"$f":"SUMPRODUCT((Data!$B$58:$B$60=Model!$F547)*(Data!$C$57:$K$57=Model!$O547)*(Data!$C$58:$K$60))","v":2.8392735823590045},61.607264176409956,1,{"$f":"IF(E547<>\"Serviceable\",E547,INDEX(Lists!$D$6:$D$8, MATCH(T547,Lists!$C$6:$C$8,0)))","v":"Serviceable"},{"$f":"INDEX(Lists!$C$12:$C$26, MATCH(H547, Lists!$B$12:$B$26,0))","v":"LV"}]
[null,955,1958,"Wood Creos Impregnated","Serviceable","Class 3",0,"lv",1070,2023,100,"No",false,10,{"$f":"INDEX(Lists!$B$32:$B$40, MATCH(YEAR(TODAY())-C548, Lists!$C$32:$C$40,1))","v":"61-70"},340.59157821665605,{"$f":"INDEX(Data!$E$24:$E$47, MATCH(F548&D548, Data!$B$24:$B$47,0))","v":1.0684339161496522E-3},{"$f":"SUMPRODUCT((Data!$B$58:$B$60=Model!$F548)*(Data!$C$57:$K$57=Model!$O548)*(Data!$C$58:$K$60))","v":1.9802031311051838},80.197968688948166,1,{"$f":"IF(E548<>\"Serviceable\",E548,INDEX(Lists!$D$6:$D$8, MATCH(T548,Lists!$C$6:$C$8,0)))","v":"Serviceable"},{"$f":"INDEX(Lists!$C$12:$C$26, MATCH(H548, Lists!$B$12:$B$26,0))","v":"LV"}]
[null,956,1941,"Wood Untreated Dressed","Serviceable","Class 1",0,"lv",760,2023,100,"No",false,10,{"$f":"INDEX(Lists!$B$32:$B$40, MATCH(YEAR(TODAY())-C549, Lists!$C$32:$C$40,1))","v":"81-90"},241.91551349968091,{"$f":"INDEX(Data!$E$24:$E$47, MATCH(F549&D549, Data!$B$24:$B$47,0))","v":1.9964561142097742E-3},{"$f":"SUMPRODUCT((Data!$B$58:$B$60=Model!$F549)*(Data!$C$57:$K$57=Model!$O549)*(Data!$C$58:$K$60))","v":2.8392735823590045},71.607264176409956,1,{"$f":"IF(E549<>\"Serviceable\",E549,INDEX(Lists!$D$6:$D$8, MATCH(T549,Lists!$C$6:$C$8,0)))","v":"Serviceable"},{"$f":"INDEX(Lists!$C$12:$C$26, MATCH(H549, Lists!$B$12:$B$26,0))","v":"LV"}]
[null,957,1941,"Wood Untreated Dressed","Serviceable","Class 1",0,"lv/hv",930,2023,110,"No",false,10,{"$f":"INDEX(Lists!$B$32:$B$40, MATCH(YEAR(TODAY())-C550, Lists!$C$32:$C$40,1))","v":"81-90"},296.02819415092534,{"$f":"INDEX(Data!$E$24:$E$47, MATCH(F550&D550, Data!$B$24:$B$47,0))","v":1.9964561142097742E-3},{"$f":"SUMPRODUCT((Data!$B$58:$B$60=Model!$F550)*(Data!$C$57:$K$57=Model!$O550)*(Data!$C$58:$K$60))","v":2.8392735823590045},81.607264176409956,1,{"$f":"IF(E550<>\"Serviceable\",E550,INDEX(Lists!$D$6:$D$8, MATCH(T550,Lists!$C$6:$C$8,0)))","v":"Serviceable"},{"$f":"INDEX(Lists!$C$12:$C$26, MATCH(H550, Lists!$B$12:$B$26,0))","v":"HV"}]
[null,958,1942,"Wood Untreated Dressed","Serviceable","Class 1",0,"lv/hv",910,2023,130,"No",false,10,{"$f":"INDEX(Lists!$B$32:$B$40, MATCH(YEAR(TODAY())-C551, Lists!$C$32:$C$40,1))","v":"81-90"},289.66199642724951,{"$f":"INDEX(Data!$E$24:$E$47, MATCH(F551&D551, Data!$B$24:$B$47,0))","v":1.9964561142097742E-3},{"$f":"SUMPRODUCT((Data!$B$58:$B$60=Model!$F551)*(Data!$C$57:$K$57=Model!$O551)*(Data!$C$58:$K$60))","v":2.8392735823590045},101.60726417640996,1,{"$f":"IF(E551<>\"Serviceable\",E551,INDEX(Lists!$D$6:$D$8, MATCH(T551,Lists!$C$6:$C$8,0)))","v":"Serviceable"},{"$f":"INDEX(Lists!$C$12:$C$26, MATCH(H551, Lists!$B$12:$B$26,0))","v":"HV"}]
[null,960,1942,"Wood Untreated Dressed","Serviceable","Class 1",0,"lv/hv",1100,2023,120,"No",false,10,{"$f":"INDEX(Lists!$B$32:$B$40, MATCH(YEAR(TODAY())-C552, Lists!$C$32:$C$40,1))","v":"81-90"},350.14087480216978,{"$f":"INDEX(Data!$E$24:$E$47, MATCH(F552&D552, Data!$B$24:$B$47,0))","v":1.9964561142097742E-3},{"$f":"SUMPRODUCT((Data!$B$58:$B$60=Model!$F552)*(Data!$C$57:$K$57=Model!$O552)*(Data!$C$58:$K$60))","v":2.8392735823590045},91.607264176409956,1,{"$f":"IF(E552<>\"Serviceable\",E552,INDEX(Lists!$D$6:$D$8, MATCH(T552,Lists!$C$6:$C$8,0)))","v":"Serviceable"},{"$f":"INDEX(Lists!$C$12:$C$26, MATCH(H552, Lists!$B$12:$B$26,0))","v":"HV"}]
[null,961,1947,"Wood Untreated Dressed","Serviceable","Class 1",0,"lv",810,2023,90,"No",false,10,{"$f":"INDEX(Lists!$B$32:$B$40, MATCH(YEAR(TODAY())-C553, Lists!$C$32:$C$40,1))","v":"71-80"},257.83100780887048,{"$f":"INDEX(Data!$E$24:$E$47, MATCH(F553&D553, Data!$B$24:$B$47,0))","v":1.9964561142097742E-3},{"$f":"SUMPRODUCT((Data!$B$58:$B$60=Model!$F553)*(Data!$C$57:$K$57=Model!$O553)*(Data!$C$58:$K$60))","v":2.0707751244791428},69.292248755208576,1,{"$f":"IF(E553<>\"Serviceable\",E553,INDEX(Lists!$D$6:$D$8, MATCH(T553,Lists!$C$6:$C$8,0)))","v":"Serviceable"},{"$f":"INDEX(Lists!$C$12:$C$26, MATCH(H553, Lists!$B$12:$B$26,0))","v":"LV"}]
[null,968,1948,"Wood Untreated Dressed","Serviceable","Class 1",0,"lv",1220,2023,130,"No",false,10,{"$f":"INDEX(Lists!$B$32:$B$40, MATCH(YEAR(TODAY())-C554, Lists!$C$32:$C$40,1))","v":"71-80"},388.33806114422464,{"$f":"INDEX(Data!$E$24:$E$47, MATCH(F554&D554, Data!$B$24:$B$47,0))","v":1.9964561142097742E-3},{"$f":"SUMPRODUCT((Data!$B$58:$B$60=Model!$F554)*(Data!$C$57:$K$57=Model!$O554)*(Data!$C$58:$K$60))","v":2.0707751244791428},109.29224875520858,1,{"$f":"IF(E554<>\"Serviceable\",E554,INDEX(Lists!$D$6:$D$8, MATCH(T554,Lists!$C$6:$C$8,0)))","v":"Serviceable"},{"$f":"INDEX(Lists!$C$12:$C$26, MATCH(H554, Lists!$B$12:$B$26,0))","v":"LV"}]
[null,970,1941,"Wood Untreated Dressed","Serviceable","Class 1",0,"lv/hv",790,2023,80,"No",false,10,{"$f":"INDEX(Lists!$B$32:$B$40, MATCH(YEAR(TODAY())-C555, Lists!$C$32:$C$40,1))","v":"81-90"},251.46481008519464,{"$f":"INDEX(Data!$E$24:$E$47, MATCH(F555&D555, Data!$B$24:$B$47,0))","v":1.9964561142097742E-3},{"$f":"SUMPRODUCT((Data!$B$58:$B$60=Model!$F555)*(Data!$C$57:$K$57=Model!$O555)*(Data!$C$58:$K$60))","v":2.8392735823590045},51.607264176409956,1,{"$f":"IF(E555<>\"Serviceable\",E555,INDEX(Lists!$D$6:$D$8, MATCH(T555,Lists!$C$6:$C$8,0)))","v":"Serviceable"},{"$f":"INDEX(Lists!$C$12:$C$26, MATCH(H555, Lists!$B$12:$B$26,0))","v":"HV"}]
[null,972,1941,"Wood Untreated Dressed","Serviceable","Class 1",0,"lv/hv",950,2023,120,"No",false,10,{"$f":"INDEX(Lists!$B$32:$B$40, MATCH(YEAR(TODAY())-C556, Lists!$C$32:$C$40,1))","v":"81-90"},302.39439187460113,{"$f":"INDEX(Data!$E$24:$E$47, MATCH(F556&D556, Data!$B$24:$B$47,0))","v":1.9964561142097742E-3},{"$f":"SUMPRODUCT((Data!$B$58:$B$60=Model!$F556)*(Data!$C$57:$K$57=Model!$O556)*(Data!$C$58:$K$60))","v":2.8392735823590045},91.607264176409956,1,{"$f":"IF(E556<>\"Serviceable\",E556,INDEX(Lists!$D$6:$D$8, MATCH(T556,Lists!$C$6:$C$8,0)))","v":"Serviceable"},{"$f":"INDEX(Lists!$C$12:$C$26, MATCH(H556, Lists!$B$12:$B$26,0))","v":"HV"}]
[null,973,1941,"Wood Untreated Dressed","Limited Life","Class 1",0,"lv/hv",785,2023,60,"No",false,10,{"$f":"INDEX(Lists!$B$32:$B$40, MATCH(YEAR(TODAY())-C557, Lists!$C$32:$C$40,1))","v":"81-90"},249.8732606542757,{"$f":"INDEX(Data!$E$24:$E$47, MATCH(F557&D557, Data!$B$24:$B$47,0))","v":1.9964561142097742E-3},{"$f":"SUMPRODUCT((Data!$B$58:$B$60=Model!$F557)*(Data!$C$57:$K$57=Model!$O557)*(Data!$C$58:$K$60))","v":2.8392735823590045},31.607264176409956,2,{"$f":"IF(E557<>\"Serviceable\",E557,INDEX(Lists!$D$6:$D$8, MATCH(T557,Lists!$C$6:$C$8,0)))","v":"Limited Life"},{"$f":"INDEX(Lists!$C$12:$C$26, MATCH(H557, Lists!$B$12:$B$26,0))","v":"HV"}]
[null,974,1966,"Wood Untreated Dressed","Limited Life","Class 1",0,"lv/hv",740,2023,40,"No",false,10,{"$f":"INDEX(Lists!$B$32:$B$40, MATCH(YEAR(TODAY())-C558, Lists!$C$32:$C$40,1))","v":"51-60"},235.5493157760051,{"$f":"INDEX(Data!$E$24:$E$47, MATCH(F558&D558, Data!$B$24:$B$47,0))","v":1.9964561142097742E-3},{"$f":"SUMPRODUCT((Data!$B$58:$B$60=Model!$F558)*(Data!$C$57:$K$57=Model!$O558)*(Data!$C$58:$K$60))","v":1.3557210085184006},26.442789914815993,3,{"$f":"IF(E558<>\"Serviceable\",E558,INDEX(Lists!$D$6:$D$8, MATCH(T558,Lists!$C$6:$C$8,0)))","v":"Limited Life"},{"$f":"INDEX(Lists!$C$12:$C$26, MATCH(H558, Lists!$B$12:$B$26,0))","v":"HV"}]
[null,975,1972,"Wood Creos Impregnated","Serviceable","Class 3",0,"lv",870,2023,80,"No",false,10,{"$f":"INDEX(Lists!$B$32:$B$40, MATCH(YEAR(TODAY())-C559, Lists!$C$32:$C$40,1))","v":"51-60"},276.92960097989788,{"$f":"INDEX(Data!$E$24:$E$47, MATCH(F559&D559, Data!$B$24:$B$47,0))","v":1.0684339161496522E-3},{"$f":"SUMPRODUCT((Data!$B$58:$B$60=Model!$F559)*(Data!$C$57:$K$57=Model!$O559)*(Data!$C$58:$K$60))","v":2.6564859251595059},53.43514074840494,2,{"$f":"IF(E559<>\"Serviceable\",E559,INDEX(Lists!$D$6:$D$8, MATCH(T559,Lists!$C$6:$C$8,0)))","v":"Limited Life"},{"$f":"INDEX(Lists!$C$12:$C$26, MATCH(H559, Lists!$B$12:$B$26,0))","v":"LV"}]
[null,977,1938,"Wood Untreated Dressed","Serviceable","Class 1",0,"lv",1000,2023,80,"No",false,10,{"$f":"INDEX(Lists!$B$32:$B$40, MATCH(YEAR(TODAY())-C560, Lists!$C$32:$C$40,1))","v":"81-90"},318.3098861837907,{"$f":"INDEX(Data!$E$24:$E$47, MATCH(F560&D560, Data!$B$24:$B$47,0))","v":1.9964561142097742E-3},{"$f":"SUMPRODUCT((Data!$B$58:$B$60=Model!$F560)*(Data!$C$57:$K$57=Model!$O560)*(Data!$C$58:$K$60))","v":2.8392735823590045},51.607264176409956,1,{"$f":"IF(E560<>\"Serviceable\",E560,INDEX(Lists!$D$6:$D$8, MATCH(T560,Lists!$C$6:$C$8,0)))","v":"Serviceable"},{"$f":"INDEX(Lists!$C$12:$C$26, MATCH(H560, Lists!$B$12:$B$26,0))","v":"LV"}]
[null,978,1939,"Wood Untreated Dressed","Serviceable","Class 1",0,"lv",910,2023,100,"No",false,10,{"$f":"INDEX(Lists!$B$32:$B$40, MATCH(YEAR(TODAY())-C561, Lists!$C$32:$C$40,1))","v":"81-90"},289.66199642724951,{"$f":"INDEX(Data!$E$24:$E$47, MATCH(F561&D561, Data!$B$24:$B$47,0))","v":1.9964561142097742E-3},{"$f":"SUMPRODUCT((Data!$B$58:$B$60=Model!$F561)*(Data!$C$57:$K$57=Model!$O561)*(Data!$C$58:$K$60))","v":2.8392735823590045},71.607264176409956,1,{"$f":"IF(E561<>\"Serviceable\",E561,INDEX(Lists!$D$6:$D$8, MATCH(T561,Lists!$C$6:$C$8,0)))","v":"Serviceable"},{"$f":"INDEX(Lists!$C$12:$C$26, MATCH(H561, Lists!$B$12:$B$26,0))","v":"LV"}]
[null,979,1939,"Wood Untreated Dressed","Serviceable","Class 1",0,"lv",820,2023,100,"No",false,10,{"$f":"INDEX(Lists!$B$32:$B$40, MATCH(YEAR(TODAY())-C562, Lists!$C$32:$C$40,1))","v":"81-90"},261.01410667070837,{"$f":"INDEX(Data!$E$24:$E$47, MATCH(F562&D562, Data!$B$24:$B$47,0))","v":1.9964561142097742E-3},{"$f":"SUMPRODUCT((Data!$B$58:$B$60=Model!$F562)*(Data!$C$57:$K$57=Model!$O562)*(Data!$C$58:$K$60))","v":2.8392735823590045},71.607264176409956,1,{"$f":"IF(E562<>\"Serviceable\",E562,INDEX(Lists!$D$6:$D$8, MATCH(T562,Lists!$C$6:$C$8,0)))","v":"Serviceable"},{"$f":"INDEX(Lists!$C$12:$C$26, MATCH(H562, Lists!$B$12:$B$26,0))","v":"LV"}]
[null,982,1986,"Wood Untreated Dressed","Serviceable","Class 1",0,"lv",1040,2023,110,"No",false,10,{"$f":"INDEX(Lists!$B$32:$B$40, MATCH(YEAR(TODAY())-C563, Lists!$C$32:$C$40,1))","v":"31-40"},331.04228163114232,{"$f":"INDEX(Data!$E$24:$E$47, MATCH(F563&D563, Data!$B$24:$B$47,0))","v":1.9964561142097742E-3},{"$f":"SUMPRODUCT((Data!$B$58:$B$60=Model!$F563)*(Data!$C$57:$K$57=Model!$O563)*(Data!$C$58:$K$60))","v":3.0038452968326621},79.961547031673376,1,{"$f":"IF(E563<>\"Serviceable\",E563,INDEX(Lists!$D$6:$D$8, MATCH(T563,Lists!$C$6:$C$8,0)))","v":"Serviceable"},{"$f":"INDEX(Lists!$C$12:$C$26, MATCH(H563, Lists!$B$12:$B$26,0))","v":"LV"}]
[null,983,1967,"Wood Creos Impregnated","Serviceable","Class 3",0,"lv",848,2023,90,"No",false,10,{"$f":"INDEX(Lists!$B$32:$B$40, MATCH(YEAR(TODAY())-C564, Lists!$C$32:$C$40,1))","v":"51-60"},269.92678348385448,{"$f":"INDEX(Data!$E$24:$E$47, MATCH(F564&D564, Data!$B$24:$B$47,0))","v":1.0684339161496522E-3},{"$f":"SUMPRODUCT((Data!$B$58:$B$60=Model!$F564)*(Data!$C$57:$K$57=Model!$O564)*(Data!$C$58:$K$60))","v":2.6564859251595059},63.43514074840494,2,{"$f":"IF(E564<>\"Serviceable\",E564,INDEX(Lists!$D$6:$D$8, MATCH(T564,Lists!$C$6:$C$8,0)))","v":"Limited Life"},{"$f":"INDEX(Lists!$C$12:$C$26, MATCH(H564, Lists!$B$12:$B$26,0))","v":"LV"}]
[null,987,1986,"Wood Untreated Dressed","Serviceable","Class 1",0,"lv",880,2023,100,"No",false,10,{"$f":"INDEX(Lists!$B$32:$B$40, MATCH(YEAR(TODAY())-C565, Lists!$C$32:$C$40,1))","v":"31-40"},280.11269984173578,{"$f":"INDEX(Data!$E$24:$E$47, MATCH(F565&D565, Data!$B$24:$B$47,0))","v":1.9964561142097742E-3},{"$f":"SUMPRODUCT((Data!$B$58:$B$60=Model!$F565)*(Data!$C$57:$K$57=Model!$O565)*(Data!$C$58:$K$60))","v":3.0038452968326621},69.961547031673376,1,{"$f":"IF(E565<>\"Serviceable\",E565,INDEX(Lists!$D$6:$D$8, MATCH(T565,Lists!$C$6:$C$8,0)))","v":"Serviceable"},{"$f":"INDEX(Lists!$C$12:$C$26, MATCH(H565, Lists!$B$12:$B$26,0))","v":"LV"}]
[null,988,1986,"Wood Untreated Dressed","Serviceable","Class 1",0,"lv",850,2023,90,"No",false,10,{"$f":"INDEX(Lists!$B$32:$B$40, MATCH(YEAR(TODAY())-C566, Lists!$C$32:$C$40,1))","v":"31-40"},270.5634032562221,{"$f":"INDEX(Data!$E$24:$E$47, MATCH(F566&D566, Data!$B$24:$B$47,0))","v":1.9964561142097742E-3},{"$f":"SUMPRODUCT((Data!$B$58:$B$60=Model!$F566)*(Data!$C$57:$K$57=Model!$O566)*(Data!$C$58:$K$60))","v":3.0038452968326621},59.961547031673376,1,{"$f":"IF(E566<>\"Serviceable\",E566,INDEX(Lists!$D$6:$D$8, MATCH(T566,Lists!$C$6:$C$8,0)))","v":"Serviceable"},{"$f":"INDEX(Lists!$C$12:$C$26, MATCH(H566, Lists!$B$12:$B$26,0))","v":"LV"}]
[null,989,1946,"Wood Untreated Dressed","Serviceable","Class 1",0,"lv",870,2023,90,"No",false,10,{"$f":"INDEX(Lists!$B$32:$B$40, MATCH(YEAR(TODAY())-C567, Lists!$C$32:$C$40,1))","v":"71-80"},276.92960097989788,{"$f":"INDEX(Data!$E$24:$E$47, MATCH(F567&D567, Data!$B$24:$B$47,0))","v":1.9964561142097742E-3},{"$f":"SUMPRODUCT((Data!$B$58:$B$60=Model!$F567)*(Data!$C$57:$K$57=Model!$O567)*(Data!$C$58:$K$60))","v":2.0707751244791428},69.292248755208576,1,{"$f":"IF(E567<>\"Serviceable\",E567,INDEX(Lists!$D$6:$D$8, MATCH(T567,Lists!$C$6:$C$8,0)))","v":"Serviceable"},{"$f":"INDEX(Lists!$C$12:$C$26, MATCH(H567, Lists!$B$12:$B$26,0))","v":"LV"}]
[null,990,1932,"Wood Untreated Dressed","Serviceable","Class 1",0,"pl",785,2023,90,"No",false,10,{"$f":"INDEX(Lists!$B$32:$B$40, MATCH(YEAR(TODAY())-C568, Lists!$C$32:$C$40,1))","v":"90+"},249.8732606542757,{"$f":"INDEX(Data!$E$24:$E$47, MATCH(F568&D568, Data!$B$24:$B$47,0))","v":1.9964561142097742E-3},{"$f":"SUMPRODUCT((Data!$B$58:$B$60=Model!$F568)*(Data!$C$57:$K$57=Model!$O568)*(Data!$C$58:$K$60))","v":1.4835341045333483},75.164658954666521,1,{"$f":"IF(E568<>\"Serviceable\",E568,INDEX(Lists!$D$6:$D$8, MATCH(T568,Lists!$C$6:$C$8,0)))","v":"Serviceable"},{"$f":"INDEX(Lists!$C$12:$C$26, MATCH(H568, Lists!$B$12:$B$26,0))","v":"LV"}]
[null,991,1939,"Wood Untreated Dressed","Serviceable","Class 1",0,"lv",899,2023,80,"No",false,10,{"$f":"INDEX(Lists!$B$32:$B$40, MATCH(YEAR(TODAY())-C569, Lists!$C$32:$C$40,1))","v":"81-90"},286.16058767922783,{"$f":"INDEX(Data!$E$24:$E$47, MATCH(F569&D569, Data!$B$24:$B$47,0))","v":1.9964561142097742E-3},{"$f":"SUMPRODUCT((Data!$B$58:$B$60=Model!$F569)*(Data!$C$57:$K$57=Model!$O569)*(Data!$C$58:$K$60))","v":2.8392735823590045},51.607264176409956,1,{"$f":"IF(E569<>\"Serviceable\",E569,INDEX(Lists!$D$6:$D$8, MATCH(T569,Lists!$C$6:$C$8,0)))","v":"Serviceable"},{"$f":"INDEX(Lists!$C$12:$C$26, MATCH(H569, Lists!$B$12:$B$26,0))","v":"LV"}]
[null,992,1939,"Wood Untreated Dressed","Serviceable","Class 1",0,"lv",790,2023,80,"No",false,10,{"$f":"INDEX(Lists!$B$32:$B$40, MATCH(YEAR(TODAY())-C570, Lists!$C$32:$C$40,1))","v":"81-90"},251.46481008519464,{"$f":"INDEX(Data!$E$24:$E$47, MATCH(F570&D570, Data!$B$24:$B$47,0))","v":1.9964561142097742E-3},{"$f":"SUMPRODUCT((Data!$B$58:$B$60=Model!$F570)*(Data!$C$57:$K$57=Model!$O570)*(Data!$C$58:$K$60))","v":2.8392735823590045},51.607264176409956,1,{"$f":"IF(E570<>\"Serviceable\",E570,INDEX(Lists!$D$6:$D$8, MATCH(T570,Lists!$C$6:$C$8,0)))","v":"Serviceable"},{"$f":"INDEX(Lists!$C$12:$C$26, MATCH(H570, Lists!$B$12:$B$26,0))","v":"LV"}]
[null,993,1967,"Wood Creos Impregnated","Serviceable","Class 3",0,"lv",1120,2023,80,"No",false,10,{"$f":"INDEX(Lists!$B$32:$B$40, MATCH(YEAR(TODAY())-C571, Lists!$C$32:$C$40,1))","v":"51-60"},356.50707252584556,{"$f":"INDEX(Data!$E$24:$E$47, MATCH(F571&D571, Data!$B$24:$B$47,0))","v":1.0684339161496522E-3},{"$f":"SUMPRODUCT((Data!$B$58:$B$60=Model!$F571)*(Data!$C$57:$K$57=Model!$O571)*(Data!$C$58:$K$60))","v":2.6564859251595059},53.43514074840494,2,{"$f":"IF(E571<>\"Serviceable\",E571,INDEX(Lists!$D$6:$D$8, MATCH(T571,Lists!$C$6:$C$8,0)))","v":"Limited Life"},{"$f":"INDEX(Lists!$C$12:$C$26, MATCH(H571, Lists!$B$12:$B$26,0))","v":"LV"}]
[null,994,1939,"Wood Untreated Dressed","Serviceable","Class 1",0,"lv",1000,2023,120,"No",false,10,{"$f":"INDEX(Lists!$B$32:$B$40, MATCH(YEAR(TODAY())-C572, Lists!$C$32:$C$40,1))","v":"81-90"},318.3098861837907,{"$f":"INDEX(Data!$E$24:$E$47, MATCH(F572&D572, Data!$B$24:$B$47,0))","v":1.9964561142097742E-3},{"$f":"SUMPRODUCT((Data!$B$58:$B$60=Model!$F572)*(Data!$C$57:$K$57=Model!$O572)*(Data!$C$58:$K$60))","v":2.8392735823590045},91.607264176409956,1,{"$f":"IF(E572<>\"Serviceable\",E572,INDEX(Lists!$D$6:$D$8, MATCH(T572,Lists!$C$6:$C$8,0)))","v":"Serviceable"},{"$f":"INDEX(Lists!$C$12:$C$26, MATCH(H572, Lists!$B$12:$B$26,0))","v":"LV"}]
[null,997,1968,"Wood Creos Impregnated","Serviceable","Class 3",0,"lv/hv",1180,2023,120,"No",false,10,{"$f":"INDEX(Lists!$B$32:$B$40, MATCH(YEAR(TODAY())-C573, Lists!$C$32:$C$40,1))","v":"51-60"},375.60566569687302,{"$f":"INDEX(Data!$E$24:$E$47, MATCH(F573&D573, Data!$B$24:$B$47,0))","v":1.0684339161496522E-3},{"$f":"SUMPRODUCT((Data!$B$58:$B$60=Model!$F573)*(Data!$C$57:$K$57=Model!$O573)*(Data!$C$58:$K$60))","v":2.6564859251595059},93.435140748404933,1,{"$f":"IF(E573<>\"Serviceable\",E573,INDEX(Lists!$D$6:$D$8, MATCH(T573,Lists!$C$6:$C$8,0)))","v":"Serviceable"},{"$f":"INDEX(Lists!$C$12:$C$26, MATCH(H573, Lists!$B$12:$B$26,0))","v":"HV"}]
[null,998,1982,"Wood Untreated Dressed","Serviceable","Class 1",0,"lv",1030,2023,110,"No",false,10,{"$f":"INDEX(Lists!$B$32:$B$40, MATCH(YEAR(TODAY())-C574, Lists!$C$32:$C$40,1))","v":"41-50"},327.85918276930443,{"$f":"INDEX(Data!$E$24:$E$47, MATCH(F574&D574, Data!$B$24:$B$47,0))","v":1.9964561142097742E-3},{"$f":"SUMPRODUCT((Data!$B$58:$B$60=Model!$F574)*(Data!$C$57:$K$57=Model!$O574)*(Data!$C$58:$K$60))","v":1.7977578417715214},92.022421582284778,1,{"$f":"IF(E574<>\"Serviceable\",E574,INDEX(Lists!$D$6:$D$8, MATCH(T574,Lists!$C$6:$C$8,0)))","v":"Serviceable"},{"$f":"INDEX(Lists!$C$12:$C$26, MATCH(H574, Lists!$B$12:$B$26,0))","v":"LV"}]
[null,999,1940,"Wood Untreated Dressed","Serviceable","Class 1",0,"lv",1060,2023,150,"No",false,10,{"$f":"INDEX(Lists!$B$32:$B$40, MATCH(YEAR(TODAY())-C575, Lists!$C$32:$C$40,1))","v":"81-90"},337.4084793548181,{"$f":"INDEX(Data!$E$24:$E$47, MATCH(F575&D575, Data!$B$24:$B$47,0))","v":1.9964561142097742E-3},{"$f":"SUMPRODUCT((Data!$B$58:$B$60=Model!$F575)*(Data!$C$57:$K$57=Model!$O575)*(Data!$C$58:$K$60))","v":2.8392735823590045},121.60726417640996,1,{"$f":"IF(E575<>\"Serviceable\",E575,INDEX(Lists!$D$6:$D$8, MATCH(T575,Lists!$C$6:$C$8,0)))","v":"Serviceable"},{"$f":"INDEX(Lists!$C$12:$C$26, MATCH(H575, Lists!$B$12:$B$26,0))","v":"LV"}]
[null,1000,1991,"Wood Untreated Dressed","Serviceable","Class 1",0,"lv/hv",1070,2023,150,"No",false,10,{"$f":"INDEX(Lists!$B$32:$B$40, MATCH(YEAR(TODAY())-C576, Lists!$C$32:$C$40,1))","v":"31-40"},340.59157821665605,{"$f":"INDEX(Data!$E$24:$E$47, MATCH(F576&D576, Data!$B$24:$B$47,0))","v":1.9964561142097742E-3},{"$f":"SUMPRODUCT((Data!$B$58:$B$60=Model!$F576)*(Data!$C$57:$K$57=Model!$O576)*(Data!$C$58:$K$60))","v":3.0038452968326621},119.96154703167338,1,{"$f":"IF(E576<>\"Serviceable\",E576,INDEX(Lists!$D$6:$D$8, MATCH(T576,Lists!$C$6:$C$8,0)))","v":"Serviceable"},{"$f":"INDEX(Lists!$C$12:$C$26, MATCH(H576, Lists!$B$12:$B$26,0))","v":"HV"}]
[null,1005,1975,"Wood Creos Impregnated","Serviceable","Class 3",0,"lv/hv",820,2023,80,"No",false,10,{"$f":"INDEX(Lists!$B$32:$B$40, MATCH(YEAR(TODAY())-C577, Lists!$C$32:$C$40,1))","v":"41-50"},261.01410667070837,{"$f":"INDEX(Data!$E$24:$E$47, MATCH(F577&D577, Data!$B$24:$B$47,0))","v":1.0684339161496522E-3},{"$f":"SUMPRODUCT((Data!$B$58:$B$60=Model!$F577)*(Data!$C$57:$K$57=Model!$O577)*(Data!$C$58:$K$60))","v":3.2595928155551883},47.404071844448119,2,{"$f":"IF(E577<>\"Serviceable\",E577,INDEX(Lists!$D$6:$D$8, MATCH(T577,Lists!$C$6:$C$8,0)))","v":"Limited Life"},{"$f":"INDEX(Lists!$C$12:$C$26, MATCH(H577, Lists!$B$12:$B$26,0))","v":"HV"}]
[null,1007,1959,"Wood Creos Impregnated","Serviceable","Class 3",0,"lv/hv",970,2023,110,"No",false,10,{"$f":"INDEX(Lists!$B$32:$B$40, MATCH(YEAR(TODAY())-C578, Lists!$C$32:$C$40,1))","v":"61-70"},308.76058959827697,{"$f":"INDEX(Data!$E$24:$E$47, MATCH(F578&D578, Data!$B$24:$B$47,0))","v":1.0684339161496522E-3},{"$f":"SUMPRODUCT((Data!$B$58:$B$60=Model!$F578)*(Data!$C$57:$K$57=Model!$O578)*(Data!$C$58:$K$60))","v":1.9802031311051838},90.197968688948166,1,{"$f":"IF(E578<>\"Serviceable\",E578,INDEX(Lists!$D$6:$D$8, MATCH(T578,Lists!$C$6:$C$8,0)))","v":"Serviceable"},{"$f":"INDEX(Lists!$C$12:$C$26, MATCH(H578, Lists!$B$12:$B$26,0))","v":"HV"}]
[null,1008,1981,"Wood Untreated Dressed","Serviceable","Class 1",0,"lv",1180,2023,150,"No",false,10,{"$f":"INDEX(Lists!$B$32:$B$40, MATCH(YEAR(TODAY())-C579, Lists!$C$32:$C$40,1))","v":"41-50"},375.60566569687302,{"$f":"INDEX(Data!$E$24:$E$47, MATCH(F579&D579, Data!$B$24:$B$47,0))","v":1.9964561142097742E-3},{"$f":"SUMPRODUCT((Data!$B$58:$B$60=Model!$F579)*(Data!$C$57:$K$57=Model!$O579)*(Data!$C$58:$K$60))","v":1.7977578417715214},132.02242158228478,1,{"$f":"IF(E579<>\"Serviceable\",E579,INDEX(Lists!$D$6:$D$8, MATCH(T579,Lists!$C$6:$C$8,0)))","v":"Serviceable"},{"$f":"INDEX(Lists!$C$12:$C$26, MATCH(H579, Lists!$B$12:$B$26,0))","v":"LV"}]
[null,1009,1965,"Wood Creos Impregnated","Serviceable","Class 3",0,"lv",1130,2023,110,"No",false,10,{"$f":"INDEX(Lists!$B$32:$B$40, MATCH(YEAR(TODAY())-C580, Lists!$C$32:$C$40,1))","v":"51-60"},359.69017138768345,{"$f":"INDEX(Data!$E$24:$E$47, MATCH(F580&D580, Data!$B$24:$B$47,0))","v":1.0684339161496522E-3},{"$f":"SUMPRODUCT((Data!$B$58:$B$60=Model!$F580)*(Data!$C$57:$K$57=Model!$O580)*(Data!$C$58:$K$60))","v":2.6564859251595059},83.435140748404933,1,{"$f":"IF(E580<>\"Serviceable\",E580,INDEX(Lists!$D$6:$D$8, MATCH(T580,Lists!$C$6:$C$8,0)))","v":"Serviceable"},{"$f":"INDEX(Lists!$C$12:$C$26, MATCH(H580, Lists!$B$12:$B$26,0))","v":"LV"}]
[null,1012,1981,"Wood Untreated Dressed","Serviceable","Class 1",0,"lv",880,2023,150,"No",false,10,{"$f":"INDEX(Lists!$B$32:$B$40, MATCH(YEAR(TODAY())-C581, Lists!$C$32:$C$40,1))","v":"41-50"},280.11269984173578,{"$f":"INDEX(Data!$E$24:$E$47, MATCH(F581&D581, Data!$B$24:$B$47,0))","v":1.9964561142097742E-3},{"$f":"SUMPRODUCT((Data!$B$58:$B$60=Model!$F581)*(Data!$C$57:$K$57=Model!$O581)*(Data!$C$58:$K$60))","v":1.7977578417715214},132.02242158228478,1,{"$f":"IF(E581<>\"Serviceable\",E581,INDEX(Lists!$D$6:$D$8, MATCH(T581,Lists!$C$6:$C$8,0)))","v":"Serviceable"},{"$f":"INDEX(Lists!$C$12:$C$26, MATCH(H581, Lists!$B$12:$B$26,0))","v":"LV"}]
[null,1013,1956,"Wood Untreated Round","Serviceable","Class 1",0,"lv",860,2023,110,"No",false,10,{"$f":"INDEX(Lists!$B$32:$B$40, MATCH(YEAR(TODAY())-C582, Lists!$C$32:$C$40,1))","v":"61-70"},273.74650211805999,{"$f":"INDEX(Data!$E$24:$E$47, MATCH(F582&D582, Data!$B$24:$B$47,0))","v":1.9964561142097742E-3},{"$f":"SUMPRODUCT((Data!$B$58:$B$60=Model!$F582)*(Data!$C$57:$K$57=Model!$O582)*(Data!$C$58:$K$60))","v":2.3795837981601728},86.204162018398279,1,{"$f":"IF(E582<>\"Serviceable\",E582,INDEX(Lists!$D$6:$D$8, MATCH(T582,Lists!$C$6:$C$8,0)))","v":"Serviceable"},{"$f":"INDEX(Lists!$C$12:$C$26, MATCH(H582, Lists!$B$12:$B$26,0))","v":"LV"}]
[null,1014,1969,"Wood Salt Impregnated (Green)","Serviceable","Class 4",0,"lv",830,2023,150,"No",false,10,{"$f":"INDEX(Lists!$B$32:$B$40, MATCH(YEAR(TODAY())-C583, Lists!$C$32:$C$40,1))","v":"51-60"},264.19720553254626,{"$f":"INDEX(Data!$E$24:$E$47, MATCH(F583&D583, Data!$B$24:$B$47,0))","v":{"$error":"#N/A"}},{"$f":"SUMPRODUCT((Data!$B$58:$B$60=Model!$F583)*(Data!$C$57:$K$57=Model!$O583)*(Data!$C$58:$K$60))","v":0},150,1,{"$f":"IF(E583<>\"Serviceable\",E583,INDEX(Lists!$D$6:$D$8, MATCH(T583,Lists!$C$6:$C$8,0)))","v":"Serviceable"},{"$f":"INDEX(Lists!$C$12:$C$26, MATCH(H583, Lists!$B$12:$B$26,0))","v":"LV"}]
[null,1017,1966,"Wood Creos Impregnated","Serviceable","Class 3",0,"lv",900,2023,90,"No",false,{"$f":"IF(L584=\"No\",ROUND((End_year-J584)/5,0)*5,ROUND((End_year-J584)/3,0)*3)","v":10},{"$f":"INDEX(Lists!$B$32:$B$40, MATCH(YEAR(TODAY())-C584, Lists!$C$32:$C$40,1))","v":"51-60"},286.47889756541161,{"$f":"INDEX(Data!$E$24:$E$47, MATCH(F584&D584, Data!$B$24:$B$47,0))","v":1.0684339161496522E-3},{"$f":"SUMPRODUCT((Data!$B$58:$B$60=Model!$F584)*(Data!$C$57:$K$57=Model!$O584)*(Data!$C$58:$K$60))","v":2.6564859251595059},{"$f":"IF(IF(K584>=700,999,(K584-R584*N584))<0,0,IF(K584>=700,999,(K584-R584*N584)))","v":63.43514074840494},{"$f":"IF(S584<30,3,IF(AND(F584=\"Class 1\",S584<50),2,IF(AND(F584=\"Class 1\",S584>=50),1,IF(S584<70,2,1))))","v":2},{"$f":"IF(E584<>\"Serviceable\",E584,INDEX(Lists!$D$6:$D$8, MATCH(T584,Lists!$C$6:$C$8,0)))","v":"Limited Life"},{"$f":"INDEX(Lists!$C$12:$C$26, MATCH(H584, Lists!$B$12:$B$26,0))","v":"LV"}]
[null,1018,1967,"Wood Creos Impregnated","Serviceable","Class 3",0,"lv",970,2023,120,"No",{"$f":"IF(G585=0,FALSE,TRUE)","v":false},10,{"$f":"INDEX(Lists!$B$32:$B$40, MATCH(YEAR(TODAY())-C585, Lists!$C$32:$C$40,1))","v":"51-60"},{"$f":"I585/PI()","v":308.76058959827697},{"$f":"INDEX(Data!$E$24:$E$47, MATCH(F585&D585, Data!$B$24:$B$47,0))","v":1.0684339161496522E-3},{"$f":"SUMPRODUCT((Data!$B$58:$B$60=Model!$F585)*(Data!$C$57:$K$57=Model!$O585)*(Data!$C$58:$K$60))","v":2.6564859251595059},93.435140748404933,1,{"$f":"IF(E585<>\"Serviceable\",E585,INDEX(Lists!$D$6:$D$8, MATCH(T585,Lists!$C$6:$C$8,0)))","v":"Serviceable"},{"$f":"INDEX(Lists!$C$12:$C$26, MATCH(H585, Lists!$B$12:$B$26,0))","v":"LV"}]
[null,1019,1958,"Wood Creos Impregnated","Serviceable","Class 3",0,"lv/hv",850,2023,90,"No",false,10,{"$f":"INDEX(Lists!$B$32:$B$40, MATCH(YEAR(TODAY())-C586, Lists!$C$32:$C$40,1))","v":"61-70"},270.5634032562221,{"$f":"INDEX(Data!$E$24:$E$47, MATCH(F586&D586, Data!$B$24:$B$47,0))","v":1.0684339161496522E-3},{"$f":"SUMPRODUCT((Data!$B$58:$B$60=Model!$F586)*(Data!$C$57:$K$57=Model!$O586)*(Data!$C$58:$K$60))","v":1.9802031311051838},70.197968688948166,1,{"$f":"IF(E586<>\"Serviceable\",E586,INDEX(Lists!$D$6:$D$8, MATCH(T586,Lists!$C$6:$C$8,0)))","v":"Serviceable"},{"$f":"INDEX(Lists!$C$12:$C$26, MATCH(H586, Lists!$B$12:$B$26,0))","v":"HV"}]
[null,1020,1965,"Wood Creos Impregnated","Serviceable","Class 3",0,"lv/hv",930,2023,80,"No",false,10,{"$f":"INDEX(Lists!$B$32:$B$40, MATCH(YEAR(TODAY())-C587, Lists!$C$32:$C$40,1))","v":"51-60"},296.02819415092534,{"$f":"INDEX(Data!$E$24:$E$47, MATCH(F587&D587, Data!$B$24:$B$47,0))","v":1.0684339161496522E-3},{"$f":"SUMPRODUCT((Data!$B$58:$B$60=Model!$F587)*(Data!$C$57:$K$57=Model!$O587)*(Data!$C$58:$K$60))","v":2.6564859251595059},53.43514074840494,2,{"$f":"IF(E587<>\"Serviceable\",E587,INDEX(Lists!$D$6:$D$8, MATCH(T587,Lists!$C$6:$C$8,0)))","v":"Limited Life"},{"$f":"INDEX(Lists!$C$12:$C$26, MATCH(H587, Lists!$B$12:$B$26,0))","v":"HV"}]
[null,1021,1961,"Wood Creos Impregnated","Serviceable","Class 3",0,"lv/hv",940,2023,80,"No",false,10,{"$f":"INDEX(Lists!$B$32:$B$40, MATCH(YEAR(TODAY())-C588, Lists!$C$32:$C$40,1))","v":"61-70"},299.21129301276324,{"$f":"INDEX(Data!$E$24:$E$47, MATCH(F588&D588, Data!$B$24:$B$47,0))","v":1.0684339161496522E-3},{"$f":"SUMPRODUCT((Data!$B$58:$B$60=Model!$F588)*(Data!$C$57:$K$57=Model!$O588)*(Data!$C$58:$K$60))","v":1.9802031311051838},60.197968688948166,2,{"$f":"IF(E588<>\"Serviceable\",E588,INDEX(Lists!$D$6:$D$8, MATCH(T588,Lists!$C$6:$C$8,0)))","v":"Limited Life"},{"$f":"INDEX(Lists!$C$12:$C$26, MATCH(H588, Lists!$B$12:$B$26,0))","v":"HV"}]
[null,1022,1962,"Wood Creos Impregnated","Serviceable","Class 3",0,"lv/hv",942,2023,110,"No",false,10,{"$f":"INDEX(Lists!$B$32:$B$40, MATCH(YEAR(TODAY())-C589, Lists!$C$32:$C$40,1))","v":"61-70"},299.8479127851308,{"$f":"INDEX(Data!$E$24:$E$47, MATCH(F589&D589, Data!$B$24:$B$47,0))","v":1.0684339161496522E-3},{"$f":"SUMPRODUCT((Data!$B$58:$B$60=Model!$F589)*(Data!$C$57:$K$57=Model!$O589)*(Data!$C$58:$K$60))","v":1.9802031311051838},90.197968688948166,1,{"$f":"IF(E589<>\"Serviceable\",E589,INDEX(Lists!$D$6:$D$8, MATCH(T589,Lists!$C$6:$C$8,0)))","v":"Serviceable"},{"$f":"INDEX(Lists!$C$12:$C$26, MATCH(H589, Lists!$B$12:$B$26,0))","v":"HV"}]
[null,1027,1966,"Wood Creos Impregnated","Serviceable","Class 3",0,"lv",1060,2023,120,"No",false,10,{"$f":"INDEX(Lists!$B$32:$B$40, MATCH(YEAR(TODAY())-C590, Lists!$C$32:$C$40,1))","v":"51-60"},337.4084793548181,{"$f":"INDEX(Data!$E$24:$E$47, MATCH(F590&D590, Data!$B$24:$B$47,0))","v":1.0684339161496522E-3},{"$f":"SUMPRODUCT((Data!$B$58:$B$60=Model!$F590)*(Data!$C$57:$K$57=Model!$O590)*(Data!$C$58:$K$60))","v":2.6564859251595059},93.435140748404933,1,{"$f":"IF(E590<>\"Serviceable\",E590,INDEX(Lists!$D$6:$D$8, MATCH(T590,Lists!$C$6:$C$8,0)))","v":"Serviceable"},{"$f":"INDEX(Lists!$C$12:$C$26, MATCH(H590, Lists!$B$12:$B$26,0))","v":"LV"}]
[null,1031,1973,"Wood Untreated Dressed","Serviceable","Class 1",0,"lv",840,2020,120,"No",false,10,{"$f":"INDEX(Lists!$B$32:$B$40, MATCH(YEAR(TODAY())-C591, Lists!$C$32:$C$40,1))","v":"51-60"},267.38030439438415,{"$f":"INDEX(Data!$E$24:$E$47, MATCH(F591&D591, Data!$B$24:$B$47,0))","v":1.9964561142097742E-3},{"$f":"SUMPRODUCT((Data!$B$58:$B$60=Model!$F591)*(Data!$C$57:$K$57=Model!$O591)*(Data!$C$58:$K$60))","v":1.3557210085184006},106.44278991481599,1,{"$f":"IF(E591<>\"Serviceable\",E591,INDEX(Lists!$D$6:$D$8, MATCH(T591,Lists!$C$6:$C$8,0)))","v":"Serviceable"},{"$f":"INDEX(Lists!$C$12:$C$26, MATCH(H591, Lists!$B$12:$B$26,0))","v":"LV"}]
[null,1038,1965,"Wood Creos Impregnated","Serviceable","Class 3",0,"lv",848,2022,90,"No",false,10,{"$f":"INDEX(Lists!$B$32:$B$40, MATCH(YEAR(TODAY())-C592, Lists!$C$32:$C$40,1))","v":"51-60"},269.92678348385448,{"$f":"INDEX(Data!$E$24:$E$47, MATCH(F592&D592, Data!$B$24:$B$47,0))","v":1.0684339161496522E-3},{"$f":"SUMPRODUCT((Data!$B$58:$B$60=Model!$F592)*(Data!$C$57:$K$57=Model!$O592)*(Data!$C$58:$K$60))","v":2.6564859251595059},63.43514074840494,2,{"$f":"IF(E592<>\"Serviceable\",E592,INDEX(Lists!$D$6:$D$8, MATCH(T592,Lists!$C$6:$C$8,0)))","v":"Limited Life"},{"$f":"INDEX(Lists!$C$12:$C$26, MATCH(H592, Lists!$B$12:$B$26,0))","v":"LV"}]
[null,1039,1964,"Wood Creos Impregnated","Serviceable","Class 3",0,"lv",920,2023,80,"No",false,10,{"$f":"INDEX(Lists!$B$32:$B$40, MATCH(YEAR(TODAY())-C593, Lists!$C$32:$C$40,1))","v":"61-70"},292.84509528908745,{"$f":"INDEX(Data!$E$24:$E$47, MATCH(F593&D593, Data!$B$24:$B$47,0))","v":1.0684339161496522E-3},{"$f":"SUMPRODUCT((Data!$B$58:$B$60=Model!$F593)*(Data!$C$57:$K$57=Model!$O593)*(Data!$C$58:$K$60))","v":1.9802031311051838},60.197968688948166,2,{"$f":"IF(E593<>\"Serviceable\",E593,INDEX(Lists!$D$6:$D$8, MATCH(T593,Lists!$C$6:$C$8,0)))","v":"Limited Life"},{"$f":"INDEX(Lists!$C$12:$C$26, MATCH(H593, Lists!$B$12:$B$26,0))","v":"LV"}]
[null,1041,1973,"Wood Creos Impregnated","Serviceable","Class 3",0,"lv",950,2023,90,"No",false,10,{"$f":"INDEX(Lists!$B$32:$B$40, MATCH(YEAR(TODAY())-C594, Lists!$C$32:$C$40,1))","v":"51-60"},302.39439187460113,{"$f":"INDEX(Data!$E$24:$E$47, MATCH(F594&D594, Data!$B$24:$B$47,0))","v":1.0684339161496522E-3},{"$f":"SUMPRODUCT((Data!$B$58:$B$60=Model!$F594)*(Data!$C$57:$K$57=Model!$O594)*(Data!$C$58:$K$60))","v":2.6564859251595059},63.43514074840494,2,{"$f":"IF(E594<>\"Serviceable\",E594,INDEX(Lists!$D$6:$D$8, MATCH(T594,Lists!$C$6:$C$8,0)))","v":"Limited Life"},{"$f":"INDEX(Lists!$C$12:$C$26, MATCH(H594, Lists!$B$12:$B$26,0))","v":"LV"}]
[null,1045,1963,"Wood Creos Impregnated","Serviceable","Class 3",0,"lv",940,2023,100,"No",false,10,{"$f":"INDEX(Lists!$B$32:$B$40, MATCH(YEAR(TODAY())-C595, Lists!$C$32:$C$40,1))","v":"61-70"},299.21129301276324,{"$f":"INDEX(Data!$E$24:$E$47, MATCH(F595&D595, Data!$B$24:$B$47,0))","v":1.0684339161496522E-3},{"$f":"SUMPRODUCT((Data!$B$58:$B$60=Model!$F595)*(Data!$C$57:$K$57=Model!$O595)*(Data!$C$58:$K$60))","v":1.9802031311051838},80.197968688948166,1,{"$f":"IF(E595<>\"Serviceable\",E595,INDEX(Lists!$D$6:$D$8, MATCH(T595,Lists!$C$6:$C$8,0)))","v":"Serviceable"},{"$f":"INDEX(Lists!$C$12:$C$26, MATCH(H595, Lists!$B$12:$B$26,0))","v":"LV"}]
[null,1047,1964,"Wood Creos Impregnated","Serviceable","Class 3",0,"lv",870,2023,120,"No",false,10,{"$f":"INDEX(Lists!$B$32:$B$40, MATCH(YEAR(TODAY())-C596, Lists!$C$32:$C$40,1))","v":"61-70"},276.92960097989788,{"$f":"INDEX(Data!$E$24:$E$47, MATCH(F596&D596, Data!$B$24:$B$47,0))","v":1.0684339161496522E-3},{"$f":"SUMPRODUCT((Data!$B$58:$B$60=Model!$F596)*(Data!$C$57:$K$57=Model!$O596)*(Data!$C$58:$K$60))","v":1.9802031311051838},100.19796868894817,1,{"$f":"IF(E596<>\"Serviceable\",E596,INDEX(Lists!$D$6:$D$8, MATCH(T596,Lists!$C$6:$C$8,0)))","v":"Serviceable"},{"$f":"INDEX(Lists!$C$12:$C$26, MATCH(H596, Lists!$B$12:$B$26,0))","v":"LV"}]
[null,1048,1968,"Wood Creos Impregnated","Serviceable","Class 3",0,"lv",750,2022,80,"No",false,10,{"$f":"INDEX(Lists!$B$32:$B$40, MATCH(YEAR(TODAY())-C597, Lists!$C$32:$C$40,1))","v":"51-60"},238.73241463784302,{"$f":"INDEX(Data!$E$24:$E$47, MATCH(F597&D597, Data!$B$24:$B$47,0))","v":1.0684339161496522E-3},{"$f":"SUMPRODUCT((Data!$B$58:$B$60=Model!$F597)*(Data!$C$57:$K$57=Model!$O597)*(Data!$C$58:$K$60))","v":2.6564859251595059},53.43514074840494,2,{"$f":"IF(E597<>\"Serviceable\",E597,INDEX(Lists!$D$6:$D$8, MATCH(T597,Lists!$C$6:$C$8,0)))","v":"Limited Life"},{"$f":"INDEX(Lists!$C$12:$C$26, MATCH(H597, Lists!$B$12:$B$26,0))","v":"LV"}]
[null,1051,1953,"Wood Creos Impregnated","Serviceable","Class 3",0,"lv",810,2022,100,"No",false,10,{"$f":"INDEX(Lists!$B$32:$B$40, MATCH(YEAR(TODAY())-C598, Lists!$C$32:$C$40,1))","v":"71-80"},257.83100780887048,{"$f":"INDEX(Data!$E$24:$E$47, MATCH(F598&D598, Data!$B$24:$B$47,0))","v":1.0684339161496522E-3},{"$f":"SUMPRODUCT((Data!$B$58:$B$60=Model!$F598)*(Data!$C$57:$K$57=Model!$O598)*(Data!$C$58:$K$60))","v":1.8262043973883222},81.737956026116777,1,{"$f":"IF(E598<>\"Serviceable\",E598,INDEX(Lists!$D$6:$D$8, MATCH(T598,Lists!$C$6:$C$8,0)))","v":"Serviceable"},{"$f":"INDEX(Lists!$C$12:$C$26, MATCH(H598, Lists!$B$12:$B$26,0))","v":"LV"}]
[null,1052,1986,"Wood Untreated Dressed","Serviceable","Class 1",0,"lv",900,2023,150,"No",false,10,{"$f":"INDEX(Lists!$B$32:$B$40, MATCH(YEAR(TODAY())-C599, Lists!$C$32:$C$40,1))","v":"31-40"},286.47889756541161,{"$f":"INDEX(Data!$E$24:$E$47, MATCH(F599&D599, Data!$B$24:$B$47,0))","v":1.9964561142097742E-3},{"$f":"SUMPRODUCT((Data!$B$58:$B$60=Model!$F599)*(Data!$C$57:$K$57=Model!$O599)*(Data!$C$58:$K$60))","v":3.0038452968326621},119.96154703167338,1,{"$f":"IF(E599<>\"Serviceable\",E599,INDEX(Lists!$D$6:$D$8, MATCH(T599,Lists!$C$6:$C$8,0)))","v":"Serviceable"},{"$f":"INDEX(Lists!$C$12:$C$26, MATCH(H599, Lists!$B$12:$B$26,0))","v":"LV"}]
[null,1053,1939,"Wood Untreated Dressed","Serviceable","Class 1",0,"lv",880,2020,110,"No",false,10,{"$f":"INDEX(Lists!$B$32:$B$40, MATCH(YEAR(TODAY())-C600, Lists!$C$32:$C$40,1))","v":"81-90"},280.11269984173578,{"$f":"INDEX(Data!$E$24:$E$47, MATCH(F600&D600, Data!$B$24:$B$47,0))","v":1.9964561142097742E-3},{"$f":"SUMPRODUCT((Data!$B$58:$B$60=Model!$F600)*(Data!$C$57:$K$57=Model!$O600)*(Data!$C$58:$K$60))","v":2.8392735823590045},81.607264176409956,1,{"$f":"IF(E600<>\"Serviceable\",E600,INDEX(Lists!$D$6:$D$8, MATCH(T600,Lists!$C$6:$C$8,0)))","v":"Serviceable"},{"$f":"INDEX(Lists!$C$12:$C$26, MATCH(H600, Lists!$B$12:$B$26,0))","v":"LV"}]
[null,1055,1976,"Wood Creos Impregnated","Serviceable","Class 1",0,"lv",942,2020,110,"No",false,10,{"$f":"INDEX(Lists!$B$32:$B$40, MATCH(YEAR(TODAY())-C601, Lists!$C$32:$C$40,1))","v":"41-50"},299.8479127851308,{"$f":"INDEX(Data!$E$24:$E$47, MATCH(F601&D601, Data!$B$24:$B$47,0))","v":9.9474993092014377E-4},{"$f":"SUMPRODUCT((Data!$B$58:$B$60=Model!$F601)*(Data!$C$57:$K$57=Model!$O601)*(Data!$C$58:$K$60))","v":1.7977578417715214},92.022421582284778,1,{"$f":"IF(E601<>\"Serviceable\",E601,INDEX(Lists!$D$6:$D$8, MATCH(T601,Lists!$C$6:$C$8,0)))","v":"Serviceable"},{"$f":"INDEX(Lists!$C$12:$C$26, MATCH(H601, Lists!$B$12:$B$26,0))","v":"LV"}]
[null,1059,1980,"Wood Untreated Dressed","Serviceable","Class 1",0,"lv",950,2023,150,"No",false,10,{"$f":"INDEX(Lists!$B$32:$B$40, MATCH(YEAR(TODAY())-C602, Lists!$C$32:$C$40,1))","v":"41-50"},302.39439187460113,{"$f":"INDEX(Data!$E$24:$E$47, MATCH(F602&D602, Data!$B$24:$B$47,0))","v":1.9964561142097742E-3},{"$f":"SUMPRODUCT((Data!$B$58:$B$60=Model!$F602)*(Data!$C$57:$K$57=Model!$O602)*(Data!$C$58:$K$60))","v":1.7977578417715214},132.02242158228478,1,{"$f":"IF(E602<>\"Serviceable\",E602,INDEX(Lists!$D$6:$D$8, MATCH(T602,Lists!$C$6:$C$8,0)))","v":"Serviceable"},{"$f":"INDEX(Lists!$C$12:$C$26, MATCH(H602, Lists!$B$12:$B$26,0))","v":"LV"}]
[null,1063,1988,"Wood Untreated Dressed","Serviceable","Class 1",0,"lv/hv",1180,2022,130,"No",false,10,{"$f":"INDEX(Lists!$B$32:$B$40, MATCH(YEAR(TODAY())-C603, Lists!$C$32:$C$40,1))","v":"31-40"},375.60566569687302,{"$f":"INDEX(Data!$E$24:$E$47, MATCH(F603&D603, Data!$B$24:$B$47,0))","v":1.9964561142097742E-3},{"$f":"SUMPRODUCT((Data!$B$58:$B$60=Model!$F603)*(Data!$C$57:$K$57=Model!$O603)*(Data!$C$58:$K$60))","v":3.0038452968326621},99.961547031673376,1,{"$f":"IF(E603<>\"Serviceable\",E603,INDEX(Lists!$D$6:$D$8, MATCH(T603,Lists!$C$6:$C$8,0)))","v":"Serviceable"},{"$f":"INDEX(Lists!$C$12:$C$26, MATCH(H603, Lists!$B$12:$B$26,0))","v":"HV"}]
[null,1064,1982,"Wood Untreated Dressed","Serviceable","Class 1",0,"lv",750,2023,100,"No",false,10,{"$f":"INDEX(Lists!$B$32:$B$40, MATCH(YEAR(TODAY())-C604, Lists!$C$32:$C$40,1))","v":"41-50"},238.73241463784302,{"$f":"INDEX(Data!$E$24:$E$47, MATCH(F604&D604, Data!$B$24:$B$47,0))","v":1.9964561142097742E-3},{"$f":"SUMPRODUCT((Data!$B$58:$B$60=Model!$F604)*(Data!$C$57:$K$57=Model!$O604)*(Data!$C$58:$K$60))","v":1.7977578417715214},82.022421582284778,1,{"$f":"IF(E604<>\"Serviceable\",E604,INDEX(Lists!$D$6:$D$8, MATCH(T604,Lists!$C$6:$C$8,0)))","v":"Serviceable"},{"$f":"INDEX(Lists!$C$12:$C$26, MATCH(H604, Lists!$B$12:$B$26,0))","v":"LV"}]
[null,1065,1938,"Wood Untreated Dressed","Serviceable","Class 1",0,"lv/hv",911,2022,100,"No",false,10,{"$f":"INDEX(Lists!$B$32:$B$40, MATCH(YEAR(TODAY())-C605, Lists!$C$32:$C$40,1))","v":"81-90"},289.98030631343329,{"$f":"INDEX(Data!$E$24:$E$47, MATCH(F605&D605, Data!$B$24:$B$47,0))","v":1.9964561142097742E-3},{"$f":"SUMPRODUCT((Data!$B$58:$B$60=Model!$F605)*(Data!$C$57:$K$57=Model!$O605)*(Data!$C$58:$K$60))","v":2.8392735823590045},71.607264176409956,1,{"$f":"IF(E605<>\"Serviceable\",E605,INDEX(Lists!$D$6:$D$8, MATCH(T605,Lists!$C$6:$C$8,0)))","v":"Serviceable"},{"$f":"INDEX(Lists!$C$12:$C$26, MATCH(H605, Lists!$B$12:$B$26,0))","v":"HV"}]
[null,1066,1982,"Wood Untreated Dressed","Serviceable","Class 1",0,"lv",870,2023,110,"No",false,10,{"$f":"INDEX(Lists!$B$32:$B$40, MATCH(YEAR(TODAY())-C606, Lists!$C$32:$C$40,1))","v":"41-50"},276.92960097989788,{"$f":"INDEX(Data!$E$24:$E$47, MATCH(F606&D606, Data!$B$24:$B$47,0))","v":1.9964561142097742E-3},{"$f":"SUMPRODUCT((Data!$B$58:$B$60=Model!$F606)*(Data!$C$57:$K$57=Model!$O606)*(Data!$C$58:$K$60))","v":1.7977578417715214},92.022421582284778,1,{"$f":"IF(E606<>\"Serviceable\",E606,INDEX(Lists!$D$6:$D$8, MATCH(T606,Lists!$C$6:$C$8,0)))","v":"Serviceable"},{"$f":"INDEX(Lists!$C$12:$C$26, MATCH(H606, Lists!$B$12:$B$26,0))","v":"LV"}]
[null,1067,1938,"Wood Untreated Dressed","Serviceable","Class 1",0,"lv/hv",880,2022,100,"No",false,10,{"$f":"INDEX(Lists!$B$32:$B$40, MATCH(YEAR(TODAY())-C607, Lists!$C$32:$C$40,1))","v":"81-90"},280.11269984173578,{"$f":"INDEX(Data!$E$24:$E$47, MATCH(F607&D607, Data!$B$24:$B$47,0))","v":1.9964561142097742E-3},{"$f":"SUMPRODUCT((Data!$B$58:$B$60=Model!$F607)*(Data!$C$57:$K$57=Model!$O607)*(Data!$C$58:$K$60))","v":2.8392735823590045},71.607264176409956,1,{"$f":"IF(E607<>\"Serviceable\",E607,INDEX(Lists!$D$6:$D$8, MATCH(T607,Lists!$C$6:$C$8,0)))","v":"Serviceable"},{"$f":"INDEX(Lists!$C$12:$C$26, MATCH(H607, Lists!$B$12:$B$26,0))","v":"HV"}]
[null,1068,1935,"Wood Untreated Dressed","Serviceable","Class 1",0,"lv",890,2023,100,"No",false,10,{"$f":"INDEX(Lists!$B$32:$B$40, MATCH(YEAR(TODAY())-C608, Lists!$C$32:$C$40,1))","v":"81-90"},283.29579870357372,{"$f":"INDEX(Data!$E$24:$E$47, MATCH(F608&D608, Data!$B$24:$B$47,0))","v":1.9964561142097742E-3},{"$f":"SUMPRODUCT((Data!$B$58:$B$60=Model!$F608)*(Data!$C$57:$K$57=Model!$O608)*(Data!$C$58:$K$60))","v":2.8392735823590045},71.607264176409956,1,{"$f":"IF(E608<>\"Serviceable\",E608,INDEX(Lists!$D$6:$D$8, MATCH(T608,Lists!$C$6:$C$8,0)))","v":"Serviceable"},{"$f":"INDEX(Lists!$C$12:$C$26, MATCH(H608, Lists!$B$12:$B$26,0))","v":"LV"}]
[null,1071,1956,"Wood Untreated Round","Serviceable","Class 1",0,"lv",785,2020,90,"No",false,10,{"$f":"INDEX(Lists!$B$32:$B$40, MATCH(YEAR(TODAY())-C609, Lists!$C$32:$C$40,1))","v":"61-70"},249.8732606542757,{"$f":"INDEX(Data!$E$24:$E$47, MATCH(F609&D609, Data!$B$24:$B$47,0))","v":1.9964561142097742E-3},{"$f":"SUMPRODUCT((Data!$B$58:$B$60=Model!$F609)*(Data!$C$57:$K$57=Model!$O609)*(Data!$C$58:$K$60))","v":2.3795837981601728},66.204162018398279,1,{"$f":"IF(E609<>\"Serviceable\",E609,INDEX(Lists!$D$6:$D$8, MATCH(T609,Lists!$C$6:$C$8,0)))","v":"Serviceable"},{"$f":"INDEX(Lists!$C$12:$C$26, MATCH(H609, Lists!$B$12:$B$26,0))","v":"LV"}]
[null,1072,1989,"Wood Untreated Dressed","Serviceable","Class 1",0,"lv",830,2023,120,"No",false,10,{"$f":"INDEX(Lists!$B$32:$B$40, MATCH(YEAR(TODAY())-C610, Lists!$C$32:$C$40,1))","v":"31-40"},264.19720553254626,{"$f":"INDEX(Data!$E$24:$E$47, MATCH(F610&D610, Data!$B$24:$B$47,0))","v":1.9964561142097742E-3},{"$f":"SUMPRODUCT((Data!$B$58:$B$60=Model!$F610)*(Data!$C$57:$K$57=Model!$O610)*(Data!$C$58:$K$60))","v":3.0038452968326621},89.961547031673376,1,{"$f":"IF(E610<>\"Serviceable\",E610,INDEX(Lists!$D$6:$D$8, MATCH(T610,Lists!$C$6:$C$8,0)))","v":"Serviceable"},{"$f":"INDEX(Lists!$C$12:$C$26, MATCH(H610, Lists!$B$12:$B$26,0))","v":"LV"}]
[null,1074,1993,"Wood Untreated Dressed","Serviceable","Class 1",0,"lv/hv",1090,2023,150,"No",false,10,{"$f":"INDEX(Lists!$B$32:$B$40, MATCH(YEAR(TODAY())-C611, Lists!$C$32:$C$40,1))","v":"31-40"},346.95777594033183,{"$f":"INDEX(Data!$E$24:$E$47, MATCH(F611&D611, Data!$B$24:$B$47,0))","v":1.9964561142097742E-3},{"$f":"SUMPRODUCT((Data!$B$58:$B$60=Model!$F611)*(Data!$C$57:$K$57=Model!$O611)*(Data!$C$58:$K$60))","v":3.0038452968326621},119.96154703167338,1,{"$f":"IF(E611<>\"Serviceable\",E611,INDEX(Lists!$D$6:$D$8, MATCH(T611,Lists!$C$6:$C$8,0)))","v":"Serviceable"},{"$f":"INDEX(Lists!$C$12:$C$26, MATCH(H611, Lists!$B$12:$B$26,0))","v":"HV"}]
[null,1077,1935,"Wood Untreated Dressed","Serviceable","Class 1",0,"lv",840,2022,100,"No",false,10,{"$f":"INDEX(Lists!$B$32:$B$40, MATCH(YEAR(TODAY())-C612, Lists!$C$32:$C$40,1))","v":"81-90"},267.38030439438415,{"$f":"INDEX(Data!$E$24:$E$47, MATCH(F612&D612, Data!$B$24:$B$47,0))","v":1.9964561142097742E-3},{"$f":"SUMPRODUCT((Data!$B$58:$B$60=Model!$F612)*(Data!$C$57:$K$57=Model!$O612)*(Data!$C$58:$K$60))","v":2.8392735823590045},71.607264176409956,1,{"$f":"IF(E612<>\"Serviceable\",E612,INDEX(Lists!$D$6:$D$8, MATCH(T612,Lists!$C$6:$C$8,0)))","v":"Serviceable"},{"$f":"INDEX(Lists!$C$12:$C$26, MATCH(H612, Lists!$B$12:$B$26,0))","v":"LV"}]
[null,1080,1989,"Wood Untreated Dressed","Serviceable","Class 1",0,"lv/hv",1100,2023,150,"No",false,10,{"$f":"INDEX(Lists!$B$32:$B$40, MATCH(YEAR(TODAY())-C613, Lists!$C$32:$C$40,1))","v":"31-40"},350.14087480216978,{"$f":"INDEX(Data!$E$24:$E$47, MATCH(F613&D613, Data!$B$24:$B$47,0))","v":1.9964561142097742E-3},{"$f":"SUMPRODUCT((Data!$B$58:$B$60=Model!$F613)*(Data!$C$57:$K$57=Model!$O613)*(Data!$C$58:$K$60))","v":3.0038452968326621},119.96154703167338,1,{"$f":"IF(E613<>\"Serviceable\",E613,INDEX(Lists!$D$6:$D$8, MATCH(T613,Lists!$C$6:$C$8,0)))","v":"Serviceable"},{"$f":"INDEX(Lists!$C$12:$C$26, MATCH(H613, Lists!$B$12:$B$26,0))","v":"HV"}]
[null,1082,1938,"Wood Untreated Dressed","Serviceable","Class 1",0,"lv",840,2023,80,"No",false,10,{"$f":"INDEX(Lists!$B$32:$B$40, MATCH(YEAR(TODAY())-C614, Lists!$C$32:$C$40,1))","v":"81-90"},267.38030439438415,{"$f":"INDEX(Data!$E$24:$E$47, MATCH(F614&D614, Data!$B$24:$B$47,0))","v":1.9964561142097742E-3},{"$f":"SUMPRODUCT((Data!$B$58:$B$60=Model!$F614)*(Data!$C$57:$K$57=Model!$O614)*(Data!$C$58:$K$60))","v":2.8392735823590045},51.607264176409956,1,{"$f":"IF(E614<>\"Serviceable\",E614,INDEX(Lists!$D$6:$D$8, MATCH(T614,Lists!$C$6:$C$8,0)))","v":"Serviceable"},{"$f":"INDEX(Lists!$C$12:$C$26, MATCH(H614, Lists!$B$12:$B$26,0))","v":"LV"}]
[null,1083,1962,"Wood Creos Impregnated","Serviceable","Class 3",0,"lv",980,2022,80,"No",false,10,{"$f":"INDEX(Lists!$B$32:$B$40, MATCH(YEAR(TODAY())-C615, Lists!$C$32:$C$40,1))","v":"61-70"},311.94368846011486,{"$f":"INDEX(Data!$E$24:$E$47, MATCH(F615&D615, Data!$B$24:$B$47,0))","v":1.0684339161496522E-3},{"$f":"SUMPRODUCT((Data!$B$58:$B$60=Model!$F615)*(Data!$C$57:$K$57=Model!$O615)*(Data!$C$58:$K$60))","v":1.9802031311051838},60.197968688948166,2,{"$f":"IF(E615<>\"Serviceable\",E615,INDEX(Lists!$D$6:$D$8, MATCH(T615,Lists!$C$6:$C$8,0)))","v":"Limited Life"},{"$f":"INDEX(Lists!$C$12:$C$26, MATCH(H615, Lists!$B$12:$B$26,0))","v":"LV"}]
[null,1084,1981,"Wood Untreated Dressed","Serviceable","Class 1",0,"lv",830,2023,100,"No",false,10,{"$f":"INDEX(Lists!$B$32:$B$40, MATCH(YEAR(TODAY())-C616, Lists!$C$32:$C$40,1))","v":"41-50"},264.19720553254626,{"$f":"INDEX(Data!$E$24:$E$47, MATCH(F616&D616, Data!$B$24:$B$47,0))","v":1.9964561142097742E-3},{"$f":"SUMPRODUCT((Data!$B$58:$B$60=Model!$F616)*(Data!$C$57:$K$57=Model!$O616)*(Data!$C$58:$K$60))","v":1.7977578417715214},82.022421582284778,1,{"$f":"IF(E616<>\"Serviceable\",E616,INDEX(Lists!$D$6:$D$8, MATCH(T616,Lists!$C$6:$C$8,0)))","v":"Serviceable"},{"$f":"INDEX(Lists!$C$12:$C$26, MATCH(H616, Lists!$B$12:$B$26,0))","v":"LV"}]
[null,1089,1938,"Wood Untreated Dressed","Serviceable","Class 1",0,"lv",720,2023,100,"No",false,10,{"$f":"INDEX(Lists!$B$32:$B$40, MATCH(YEAR(TODAY())-C617, Lists!$C$32:$C$40,1))","v":"81-90"},229.18311805232929,{"$f":"INDEX(Data!$E$24:$E$47, MATCH(F617&D617, Data!$B$24:$B$47,0))","v":1.9964561142097742E-3},{"$f":"SUMPRODUCT((Data!$B$58:$B$60=Model!$F617)*(Data!$C$57:$K$57=Model!$O617)*(Data!$C$58:$K$60))","v":2.8392735823590045},71.607264176409956,1,{"$f":"IF(E617<>\"Serviceable\",E617,INDEX(Lists!$D$6:$D$8, MATCH(T617,Lists!$C$6:$C$8,0)))","v":"Serviceable"},{"$f":"INDEX(Lists!$C$12:$C$26, MATCH(H617, Lists!$B$12:$B$26,0))","v":"LV"}]
[null,1092,1981,"Wood Untreated Dressed","Serviceable","Class 1",0,"lv",730,2023,110,"No",false,10,{"$f":"INDEX(Lists!$B$32:$B$40, MATCH(YEAR(TODAY())-C618, Lists!$C$32:$C$40,1))","v":"41-50"},232.36621691416721,{"$f":"INDEX(Data!$E$24:$E$47, MATCH(F618&D618, Data!$B$24:$B$47,0))","v":1.9964561142097742E-3},{"$f":"SUMPRODUCT((Data!$B$58:$B$60=Model!$F618)*(Data!$C$57:$K$57=Model!$O618)*(Data!$C$58:$K$60))","v":1.7977578417715214},92.022421582284778,1,{"$f":"IF(E618<>\"Serviceable\",E618,INDEX(Lists!$D$6:$D$8, MATCH(T618,Lists!$C$6:$C$8,0)))","v":"Serviceable"},{"$f":"INDEX(Lists!$C$12:$C$26, MATCH(H618, Lists!$B$12:$B$26,0))","v":"LV"}]
[null,1093,1968,"Wood Creos Impregnated","Serviceable","Class 3",0,"lv",820,2023,80,"No",false,10,{"$f":"INDEX(Lists!$B$32:$B$40, MATCH(YEAR(TODAY())-C619, Lists!$C$32:$C$40,1))","v":"51-60"},261.01410667070837,{"$f":"INDEX(Data!$E$24:$E$47, MATCH(F619&D619, Data!$B$24:$B$47,0))","v":1.0684339161496522E-3},{"$f":"SUMPRODUCT((Data!$B$58:$B$60=Model!$F619)*(Data!$C$57:$K$57=Model!$O619)*(Data!$C$58:$K$60))","v":2.6564859251595059},53.43514074840494,2,{"$f":"IF(E619<>\"Serviceable\",E619,INDEX(Lists!$D$6:$D$8, MATCH(T619,Lists!$C$6:$C$8,0)))","v":"Limited Life"},{"$f":"INDEX(Lists!$C$12:$C$26, MATCH(H619, Lists!$B$12:$B$26,0))","v":"LV"}]
[null,1097,1939,"Wood Untreated Dressed","Serviceable","Class 1",0,"lv",890,2023,90,"No",false,10,{"$f":"INDEX(Lists!$B$32:$B$40, MATCH(YEAR(TODAY())-C620, Lists!$C$32:$C$40,1))","v":"81-90"},283.29579870357372,{"$f":"INDEX(Data!$E$24:$E$47, MATCH(F620&D620, Data!$B$24:$B$47,0))","v":1.9964561142097742E-3},{"$f":"SUMPRODUCT((Data!$B$58:$B$60=Model!$F620)*(Data!$C$57:$K$57=Model!$O620)*(Data!$C$58:$K$60))","v":2.8392735823590045},61.607264176409956,1,{"$f":"IF(E620<>\"Serviceable\",E620,INDEX(Lists!$D$6:$D$8, MATCH(T620,Lists!$C$6:$C$8,0)))","v":"Serviceable"},{"$f":"INDEX(Lists!$C$12:$C$26, MATCH(H620, Lists!$B$12:$B$26,0))","v":"LV"}]
[null,1100,1959,"Wood Creos Impregnated","Serviceable","Class 3",0,"stay",950,2023,100,"No",false,10,{"$f":"INDEX(Lists!$B$32:$B$40, MATCH(YEAR(TODAY())-C621, Lists!$C$32:$C$40,1))","v":"61-70"},302.39439187460113,{"$f":"INDEX(Data!$E$24:$E$47, MATCH(F621&D621, Data!$B$24:$B$47,0))","v":1.0684339161496522E-3},{"$f":"SUMPRODUCT((Data!$B$58:$B$60=Model!$F621)*(Data!$C$57:$K$57=Model!$O621)*(Data!$C$58:$K$60))","v":1.9802031311051838},80.197968688948166,1,{"$f":"IF(E621<>\"Serviceable\",E621,INDEX(Lists!$D$6:$D$8, MATCH(T621,Lists!$C$6:$C$8,0)))","v":"Serviceable"},{"$f":"INDEX(Lists!$C$12:$C$26, MATCH(H621, Lists!$B$12:$B$26,0))","v":"LV"}]
[null,1102,1965,"Wood Creos Impregnated","Serviceable","Class 3",0,"lv",860,2023,90,"No",false,10,{"$f":"INDEX(Lists!$B$32:$B$40, MATCH(YEAR(TODAY())-C622, Lists!$C$32:$C$40,1))","v":"51-60"},273.74650211805999,{"$f":"INDEX(Data!$E$24:$E$47, MATCH(F622&D622, Data!$B$24:$B$47,0))","v":1.0684339161496522E-3},{"$f":"SUMPRODUCT((Data!$B$58:$B$60=Model!$F622)*(Data!$C$57:$K$57=Model!$O622)*(Data!$C$58:$K$60))","v":2.6564859251595059},63.43514074840494,2,{"$f":"IF(E622<>\"Serviceable\",E622,INDEX(Lists!$D$6:$D$8, MATCH(T622,Lists!$C$6:$C$8,0)))","v":"Limited Life"},{"$f":"INDEX(Lists!$C$12:$C$26, MATCH(H622, Lists!$B$12:$B$26,0))","v":"LV"}]
[null,1103,1937,"Wood Untreated Dressed","Serviceable","Class 1",0,"lv",911,2022,110,"No",false,10,{"$f":"INDEX(Lists!$B$32:$B$40, MATCH(YEAR(TODAY())-C623, Lists!$C$32:$C$40,1))","v":"81-90"},289.98030631343329,{"$f":"INDEX(Data!$E$24:$E$47, MATCH(F623&D623, Data!$B$24:$B$47,0))","v":1.9964561142097742E-3},{"$f":"SUMPRODUCT((Data!$B$58:$B$60=Model!$F623)*(Data!$C$57:$K$57=Model!$O623)*(Data!$C$58:$K$60))","v":2.8392735823590045},81.607264176409956,1,{"$f":"IF(E623<>\"Serviceable\",E623,INDEX(Lists!$D$6:$D$8, MATCH(T623,Lists!$C$6:$C$8,0)))","v":"Serviceable"},{"$f":"INDEX(Lists!$C$12:$C$26, MATCH(H623, Lists!$B$12:$B$26,0))","v":"LV"}]
[null,1104,1965,"Wood Creos Impregnated","Serviceable","Class 3",0,"lv/hv",942,2022,100,"No",false,10,{"$f":"INDEX(Lists!$B$32:$B$40, MATCH(YEAR(TODAY())-C624, Lists!$C$32:$C$40,1))","v":"51-60"},299.8479127851308,{"$f":"INDEX(Data!$E$24:$E$47, MATCH(F624&D624, Data!$B$24:$B$47,0))","v":1.0684339161496522E-3},{"$f":"SUMPRODUCT((Data!$B$58:$B$60=Model!$F624)*(Data!$C$57:$K$57=Model!$O624)*(Data!$C$58:$K$60))","v":2.6564859251595059},73.435140748404933,1,{"$f":"IF(E624<>\"Serviceable\",E624,INDEX(Lists!$D$6:$D$8, MATCH(T624,Lists!$C$6:$C$8,0)))","v":"Serviceable"},{"$f":"INDEX(Lists!$C$12:$C$26, MATCH(H624, Lists!$B$12:$B$26,0))","v":"HV"}]
[null,1106,1965,"Wood Creos Impregnated","Serviceable","Class 3",0,"lv/hv",1060,2022,100,"No",false,10,{"$f":"INDEX(Lists!$B$32:$B$40, MATCH(YEAR(TODAY())-C625, Lists!$C$32:$C$40,1))","v":"51-60"},337.4084793548181,{"$f":"INDEX(Data!$E$24:$E$47, MATCH(F625&D625, Data!$B$24:$B$47,0))","v":1.0684339161496522E-3},{"$f":"SUMPRODUCT((Data!$B$58:$B$60=Model!$F625)*(Data!$C$57:$K$57=Model!$O625)*(Data!$C$58:$K$60))","v":2.6564859251595059},73.435140748404933,1,{"$f":"IF(E625<>\"Serviceable\",E625,INDEX(Lists!$D$6:$D$8, MATCH(T625,Lists!$C$6:$C$8,0)))","v":"Serviceable"},{"$f":"INDEX(Lists!$C$12:$C$26, MATCH(H625, Lists!$B$12:$B$26,0))","v":"HV"}]
[null,1107,1958,"Wood Creos Impregnated","Serviceable","Class 3",0,"lv",760,2023,90,"No",false,10,{"$f":"INDEX(Lists!$B$32:$B$40, MATCH(YEAR(TODAY())-C626, Lists!$C$32:$C$40,1))","v":"61-70"},241.91551349968091,{"$f":"INDEX(Data!$E$24:$E$47, MATCH(F626&D626, Data!$B$24:$B$47,0))","v":1.0684339161496522E-3},{"$f":"SUMPRODUCT((Data!$B$58:$B$60=Model!$F626)*(Data!$C$57:$K$57=Model!$O626)*(Data!$C$58:$K$60))","v":1.9802031311051838},70.197968688948166,1,{"$f":"IF(E626<>\"Serviceable\",E626,INDEX(Lists!$D$6:$D$8, MATCH(T626,Lists!$C$6:$C$8,0)))","v":"Serviceable"},{"$f":"INDEX(Lists!$C$12:$C$26, MATCH(H626, Lists!$B$12:$B$26,0))","v":"LV"}]
[null,1108,1988,"Wood Untreated Dressed","Serviceable","Class 1",0,"lv",1020,2023,150,"No",false,10,{"$f":"INDEX(Lists!$B$32:$B$40, MATCH(YEAR(TODAY())-C627, Lists!$C$32:$C$40,1))","v":"31-40"},324.67608390746648,{"$f":"INDEX(Data!$E$24:$E$47, MATCH(F627&D627, Data!$B$24:$B$47,0))","v":1.9964561142097742E-3},{"$f":"SUMPRODUCT((Data!$B$58:$B$60=Model!$F627)*(Data!$C$57:$K$57=Model!$O627)*(Data!$C$58:$K$60))","v":3.0038452968326621},119.96154703167338,1,{"$f":"IF(E627<>\"Serviceable\",E627,INDEX(Lists!$D$6:$D$8, MATCH(T627,Lists!$C$6:$C$8,0)))","v":"Serviceable"},{"$f":"INDEX(Lists!$C$12:$C$26, MATCH(H627, Lists!$B$12:$B$26,0))","v":"LV"}]
[null,1111,1935,"Wood Untreated Dressed","Serviceable","Class 1",0,"lv",820,2023,100,"No",false,10,{"$f":"INDEX(Lists!$B$32:$B$40, MATCH(YEAR(TODAY())-C628, Lists!$C$32:$C$40,1))","v":"81-90"},261.01410667070837,{"$f":"INDEX(Data!$E$24:$E$47, MATCH(F628&D628, Data!$B$24:$B$47,0))","v":1.9964561142097742E-3},{"$f":"SUMPRODUCT((Data!$B$58:$B$60=Model!$F628)*(Data!$C$57:$K$57=Model!$O628)*(Data!$C$58:$K$60))","v":2.8392735823590045},71.607264176409956,1,{"$f":"IF(E628<>\"Serviceable\",E628,INDEX(Lists!$D$6:$D$8, MATCH(T628,Lists!$C$6:$C$8,0)))","v":"Serviceable"},{"$f":"INDEX(Lists!$C$12:$C$26, MATCH(H628, Lists!$B$12:$B$26,0))","v":"LV"}]
[null,1112,1979,"Wood Untreated Dressed","Serviceable","Class 1",0,"lv",775,2022,100,"No",false,10,{"$f":"INDEX(Lists!$B$32:$B$40, MATCH(YEAR(TODAY())-C629, Lists!$C$32:$C$40,1))","v":"41-50"},246.69016179243778,{"$f":"INDEX(Data!$E$24:$E$47, MATCH(F629&D629, Data!$B$24:$B$47,0))","v":1.9964561142097742E-3},{"$f":"SUMPRODUCT((Data!$B$58:$B$60=Model!$F629)*(Data!$C$57:$K$57=Model!$O629)*(Data!$C$58:$K$60))","v":1.7977578417715214},82.022421582284778,1,{"$f":"IF(E629<>\"Serviceable\",E629,INDEX(Lists!$D$6:$D$8, MATCH(T629,Lists!$C$6:$C$8,0)))","v":"Serviceable"},{"$f":"INDEX(Lists!$C$12:$C$26, MATCH(H629, Lists!$B$12:$B$26,0))","v":"LV"}]
[null,1115,1965,"Wood Creos Impregnated","Serviceable","Class 3",0,"lv/hv",1250,2022,80,"No",false,10,{"$f":"INDEX(Lists!$B$32:$B$40, MATCH(YEAR(TODAY())-C630, Lists!$C$32:$C$40,1))","v":"51-60"},397.88735772973837,{"$f":"INDEX(Data!$E$24:$E$47, MATCH(F630&D630, Data!$B$24:$B$47,0))","v":1.0684339161496522E-3},{"$f":"SUMPRODUCT((Data!$B$58:$B$60=Model!$F630)*(Data!$C$57:$K$57=Model!$O630)*(Data!$C$58:$K$60))","v":2.6564859251595059},53.43514074840494,2,{"$f":"IF(E630<>\"Serviceable\",E630,INDEX(Lists!$D$6:$D$8, MATCH(T630,Lists!$C$6:$C$8,0)))","v":"Limited Life"},{"$f":"INDEX(Lists!$C$12:$C$26, MATCH(H630, Lists!$B$12:$B$26,0))","v":"HV"}]
[null,1116,1935,"Wood Untreated Dressed","Serviceable","Class 1",0,"lv",880,2023,90,"No",false,10,{"$f":"INDEX(Lists!$B$32:$B$40, MATCH(YEAR(TODAY())-C631, Lists!$C$32:$C$40,1))","v":"81-90"},280.11269984173578,{"$f":"INDEX(Data!$E$24:$E$47, MATCH(F631&D631, Data!$B$24:$B$47,0))","v":1.9964561142097742E-3},{"$f":"SUMPRODUCT((Data!$B$58:$B$60=Model!$F631)*(Data!$C$57:$K$57=Model!$O631)*(Data!$C$58:$K$60))","v":2.8392735823590045},61.607264176409956,1,{"$f":"IF(E631<>\"Serviceable\",E631,INDEX(Lists!$D$6:$D$8, MATCH(T631,Lists!$C$6:$C$8,0)))","v":"Serviceable"},{"$f":"INDEX(Lists!$C$12:$C$26, MATCH(H631, Lists!$B$12:$B$26,0))","v":"LV"}]
[null,1117,1965,"Wood Creos Impregnated","Serviceable","Class 3",0,"lv/hv",1040,2022,100,"No",false,10,{"$f":"INDEX(Lists!$B$32:$B$40, MATCH(YEAR(TODAY())-C632, Lists!$C$32:$C$40,1))","v":"51-60"},331.04228163114232,{"$f":"INDEX(Data!$E$24:$E$47, MATCH(F632&D632, Data!$B$24:$B$47,0))","v":1.0684339161496522E-3},{"$f":"SUMPRODUCT((Data!$B$58:$B$60=Model!$F632)*(Data!$C$57:$K$57=Model!$O632)*(Data!$C$58:$K$60))","v":2.6564859251595059},73.435140748404933,1,{"$f":"IF(E632<>\"Serviceable\",E632,INDEX(Lists!$D$6:$D$8, MATCH(T632,Lists!$C$6:$C$8,0)))","v":"Serviceable"},{"$f":"INDEX(Lists!$C$12:$C$26, MATCH(H632, Lists!$B$12:$B$26,0))","v":"HV"}]
[null,1120,1981,"Wood Untreated Dressed","Serviceable","Class 1",0,"lv",1040,2022,100,"No",false,10,{"$f":"INDEX(Lists!$B$32:$B$40, MATCH(YEAR(TODAY())-C633, Lists!$C$32:$C$40,1))","v":"41-50"},331.04228163114232,{"$f":"INDEX(Data!$E$24:$E$47, MATCH(F633&D633, Data!$B$24:$B$47,0))","v":1.9964561142097742E-3},{"$f":"SUMPRODUCT((Data!$B$58:$B$60=Model!$F633)*(Data!$C$57:$K$57=Model!$O633)*(Data!$C$58:$K$60))","v":1.7977578417715214},82.022421582284778,1,{"$f":"IF(E633<>\"Serviceable\",E633,INDEX(Lists!$D$6:$D$8, MATCH(T633,Lists!$C$6:$C$8,0)))","v":"Serviceable"},{"$f":"INDEX(Lists!$C$12:$C$26, MATCH(H633, Lists!$B$12:$B$26,0))","v":"LV"}]
[null,1121,1934,"Wood Untreated Dressed","Serviceable","Class 1",0,"lv",870,2023,100,"No",false,10,{"$f":"INDEX(Lists!$B$32:$B$40, MATCH(YEAR(TODAY())-C634, Lists!$C$32:$C$40,1))","v":"90+"},276.92960097989788,{"$f":"INDEX(Data!$E$24:$E$47, MATCH(F634&D634, Data!$B$24:$B$47,0))","v":1.9964561142097742E-3},{"$f":"SUMPRODUCT((Data!$B$58:$B$60=Model!$F634)*(Data!$C$57:$K$57=Model!$O634)*(Data!$C$58:$K$60))","v":1.4835341045333483},85.164658954666521,1,{"$f":"IF(E634<>\"Serviceable\",E634,INDEX(Lists!$D$6:$D$8, MATCH(T634,Lists!$C$6:$C$8,0)))","v":"Serviceable"},{"$f":"INDEX(Lists!$C$12:$C$26, MATCH(H634, Lists!$B$12:$B$26,0))","v":"LV"}]
[null,1122,1995,"Wood Untreated Dressed","Serviceable","Class 1",0,"lv",690,2021,100,"No",false,10,{"$f":"INDEX(Lists!$B$32:$B$40, MATCH(YEAR(TODAY())-C635, Lists!$C$32:$C$40,1))","v":"21-30"},219.63382146681556,{"$f":"INDEX(Data!$E$24:$E$47, MATCH(F635&D635, Data!$B$24:$B$47,0))","v":1.9964561142097742E-3},{"$f":"SUMPRODUCT((Data!$B$58:$B$60=Model!$F635)*(Data!$C$57:$K$57=Model!$O635)*(Data!$C$58:$K$60))","v":2.1651652228345815},78.34834777165419,1,{"$f":"IF(E635<>\"Serviceable\",E635,INDEX(Lists!$D$6:$D$8, MATCH(T635,Lists!$C$6:$C$8,0)))","v":"Serviceable"},{"$f":"INDEX(Lists!$C$12:$C$26, MATCH(H635, Lists!$B$12:$B$26,0))","v":"LV"}]
[null,1123,1939,"Wood Untreated Dressed","Serviceable","Class 1",0,"lv",760,2023,100,"No",false,10,{"$f":"INDEX(Lists!$B$32:$B$40, MATCH(YEAR(TODAY())-C636, Lists!$C$32:$C$40,1))","v":"81-90"},241.91551349968091,{"$f":"INDEX(Data!$E$24:$E$47, MATCH(F636&D636, Data!$B$24:$B$47,0))","v":1.9964561142097742E-3},{"$f":"SUMPRODUCT((Data!$B$58:$B$60=Model!$F636)*(Data!$C$57:$K$57=Model!$O636)*(Data!$C$58:$K$60))","v":2.8392735823590045},71.607264176409956,1,{"$f":"IF(E636<>\"Serviceable\",E636,INDEX(Lists!$D$6:$D$8, MATCH(T636,Lists!$C$6:$C$8,0)))","v":"Serviceable"},{"$f":"INDEX(Lists!$C$12:$C$26, MATCH(H636, Lists!$B$12:$B$26,0))","v":"LV"}]
[null,1125,1941,"Wood Untreated Dressed","Serviceable","Class 1",0,"lv",860,2022,90,"No",false,10,{"$f":"INDEX(Lists!$B$32:$B$40, MATCH(YEAR(TODAY())-C637, Lists!$C$32:$C$40,1))","v":"81-90"},273.74650211805999,{"$f":"INDEX(Data!$E$24:$E$47, MATCH(F637&D637, Data!$B$24:$B$47,0))","v":1.9964561142097742E-3},{"$f":"SUMPRODUCT((Data!$B$58:$B$60=Model!$F637)*(Data!$C$57:$K$57=Model!$O637)*(Data!$C$58:$K$60))","v":2.8392735823590045},61.607264176409956,1,{"$f":"IF(E637<>\"Serviceable\",E637,INDEX(Lists!$D$6:$D$8, MATCH(T637,Lists!$C$6:$C$8,0)))","v":"Serviceable"},{"$f":"INDEX(Lists!$C$12:$C$26, MATCH(H637, Lists!$B$12:$B$26,0))","v":"LV"}]
[null,1127,1986,"Wood Untreated Dressed","Serviceable","Class 1",0,"lv",1100,2023,120,"No",false,10,{"$f":"INDEX(Lists!$B$32:$B$40, MATCH(YEAR(TODAY())-C638, Lists!$C$32:$C$40,1))","v":"31-40"},350.14087480216978,{"$f":"INDEX(Data!$E$24:$E$47, MATCH(F638&D638, Data!$B$24:$B$47,0))","v":1.9964561142097742E-3},{"$f":"SUMPRODUCT((Data!$B$58:$B$60=Model!$F638)*(Data!$C$57:$K$57=Model!$O638)*(Data!$C$58:$K$60))","v":3.0038452968326621},89.961547031673376,1,{"$f":"IF(E638<>\"Serviceable\",E638,INDEX(Lists!$D$6:$D$8, MATCH(T638,Lists!$C$6:$C$8,0)))","v":"Serviceable"},{"$f":"INDEX(Lists!$C$12:$C$26, MATCH(H638, Lists!$B$12:$B$26,0))","v":"LV"}]
[null,1129,1968,"Wood Creos Impregnated","Serviceable","Class 3",0,"lv",720,2023,70,"No",false,10,{"$f":"INDEX(Lists!$B$32:$B$40, MATCH(YEAR(TODAY())-C639, Lists!$C$32:$C$40,1))","v":"51-60"},229.18311805232929,{"$f":"INDEX(Data!$E$24:$E$47, MATCH(F639&D639, Data!$B$24:$B$47,0))","v":1.0684339161496522E-3},{"$f":"SUMPRODUCT((Data!$B$58:$B$60=Model!$F639)*(Data!$C$57:$K$57=Model!$O639)*(Data!$C$58:$K$60))","v":2.6564859251595059},43.43514074840494,2,{"$f":"IF(E639<>\"Serviceable\",E639,INDEX(Lists!$D$6:$D$8, MATCH(T639,Lists!$C$6:$C$8,0)))","v":"Limited Life"},{"$f":"INDEX(Lists!$C$12:$C$26, MATCH(H639, Lists!$B$12:$B$26,0))","v":"LV"}]
[null,1130,1986,"Wood Untreated Dressed","Serviceable","Class 1",0,"lv",820,2023,90,"No",false,10,{"$f":"INDEX(Lists!$B$32:$B$40, MATCH(YEAR(TODAY())-C640, Lists!$C$32:$C$40,1))","v":"31-40"},261.01410667070837,{"$f":"INDEX(Data!$E$24:$E$47, MATCH(F640&D640, Data!$B$24:$B$47,0))","v":1.9964561142097742E-3},{"$f":"SUMPRODUCT((Data!$B$58:$B$60=Model!$F640)*(Data!$C$57:$K$57=Model!$O640)*(Data!$C$58:$K$60))","v":3.0038452968326621},59.961547031673376,1,{"$f":"IF(E640<>\"Serviceable\",E640,INDEX(Lists!$D$6:$D$8, MATCH(T640,Lists!$C$6:$C$8,0)))","v":"Serviceable"},{"$f":"INDEX(Lists!$C$12:$C$26, MATCH(H640, Lists!$B$12:$B$26,0))","v":"LV"}]
[null,1133,1978,"Wood Creos Impregnated","Serviceable","Class 3",0,"lv",840,2021,90,"No",false,10,{"$f":"INDEX(Lists!$B$32:$B$40, MATCH(YEAR(TODAY())-C641, Lists!$C$32:$C$40,1))","v":"41-50"},267.38030439438415,{"$f":"INDEX(Data!$E$24:$E$47, MATCH(F641&D641, Data!$B$24:$B$47,0))","v":1.0684339161496522E-3},{"$f":"SUMPRODUCT((Data!$B$58:$B$60=Model!$F641)*(Data!$C$57:$K$57=Model!$O641)*(Data!$C$58:$K$60))","v":3.2595928155551883},57.404071844448119,2,{"$f":"IF(E641<>\"Serviceable\",E641,INDEX(Lists!$D$6:$D$8, MATCH(T641,Lists!$C$6:$C$8,0)))","v":"Limited Life"},{"$f":"INDEX(Lists!$C$12:$C$26, MATCH(H641, Lists!$B$12:$B$26,0))","v":"LV"}]
[null,1135,1966,"Wood Creos Impregnated","Serviceable","Class 3",0,"lv",999,2022,50,"No",false,10,{"$f":"INDEX(Lists!$B$32:$B$40, MATCH(YEAR(TODAY())-C642, Lists!$C$32:$C$40,1))","v":"51-60"},317.99157629760691,{"$f":"INDEX(Data!$E$24:$E$47, MATCH(F642&D642, Data!$B$24:$B$47,0))","v":1.0684339161496522E-3},{"$f":"SUMPRODUCT((Data!$B$58:$B$60=Model!$F642)*(Data!$C$57:$K$57=Model!$O642)*(Data!$C$58:$K$60))","v":2.6564859251595059},23.43514074840494,3,{"$f":"IF(E642<>\"Serviceable\",E642,INDEX(Lists!$D$6:$D$8, MATCH(T642,Lists!$C$6:$C$8,0)))","v":"Unserviceable"},{"$f":"INDEX(Lists!$C$12:$C$26, MATCH(H642, Lists!$B$12:$B$26,0))","v":"LV"}]
[null,1136,1986,"Wood Untreated Dressed","Serviceable","Class 1",0,"lv",1160,2023,140,"No",false,10,{"$f":"INDEX(Lists!$B$32:$B$40, MATCH(YEAR(TODAY())-C643, Lists!$C$32:$C$40,1))","v":"31-40"},369.23946797319718,{"$f":"INDEX(Data!$E$24:$E$47, MATCH(F643&D643, Data!$B$24:$B$47,0))","v":1.9964561142097742E-3},{"$f":"SUMPRODUCT((Data!$B$58:$B$60=Model!$F643)*(Data!$C$57:$K$57=Model!$O643)*(Data!$C$58:$K$60))","v":3.0038452968326621},109.96154703167338,1,{"$f":"IF(E643<>\"Serviceable\",E643,INDEX(Lists!$D$6:$D$8, MATCH(T643,Lists!$C$6:$C$8,0)))","v":"Serviceable"},{"$f":"INDEX(Lists!$C$12:$C$26, MATCH(H643, Lists!$B$12:$B$26,0))","v":"LV"}]
[null,1138,1980,"Wood Untreated Dressed","Serviceable","Class 1",0,"lv",820,2023,100,"No",false,10,{"$f":"INDEX(Lists!$B$32:$B$40, MATCH(YEAR(TODAY())-C644, Lists!$C$32:$C$40,1))","v":"41-50"},261.01410667070837,{"$f":"INDEX(Data!$E$24:$E$47, MATCH(F644&D644, Data!$B$24:$B$47,0))","v":1.9964561142097742E-3},{"$f":"SUMPRODUCT((Data!$B$58:$B$60=Model!$F644)*(Data!$C$57:$K$57=Model!$O644)*(Data!$C$58:$K$60))","v":1.7977578417715214},82.022421582284778,1,{"$f":"IF(E644<>\"Serviceable\",E644,INDEX(Lists!$D$6:$D$8, MATCH(T644,Lists!$C$6:$C$8,0)))","v":"Serviceable"},{"$f":"INDEX(Lists!$C$12:$C$26, MATCH(H644, Lists!$B$12:$B$26,0))","v":"LV"}]
[null,1140,1957,"Wood Untreated Round","Serviceable","Class 1",0,"lv",940,2023,130,"No",false,10,{"$f":"INDEX(Lists!$B$32:$B$40, MATCH(YEAR(TODAY())-C645, Lists!$C$32:$C$40,1))","v":"61-70"},299.21129301276324,{"$f":"INDEX(Data!$E$24:$E$47, MATCH(F645&D645, Data!$B$24:$B$47,0))","v":1.9964561142097742E-3},{"$f":"SUMPRODUCT((Data!$B$58:$B$60=Model!$F645)*(Data!$C$57:$K$57=Model!$O645)*(Data!$C$58:$K$60))","v":2.3795837981601728},106.20416201839828,1,{"$f":"IF(E645<>\"Serviceable\",E645,INDEX(Lists!$D$6:$D$8, MATCH(T645,Lists!$C$6:$C$8,0)))","v":"Serviceable"},{"$f":"INDEX(Lists!$C$12:$C$26, MATCH(H645, Lists!$B$12:$B$26,0))","v":"LV"}]
[null,1141,1938,"Wood Untreated Dressed","Serviceable","Class 1",0,"lv",720,2023,70,"No",false,10,{"$f":"INDEX(Lists!$B$32:$B$40, MATCH(YEAR(TODAY())-C646, Lists!$C$32:$C$40,1))","v":"81-90"},229.18311805232929,{"$f":"INDEX(Data!$E$24:$E$47, MATCH(F646&D646, Data!$B$24:$B$47,0))","v":1.9964561142097742E-3},{"$f":"SUMPRODUCT((Data!$B$58:$B$60=Model!$F646)*(Data!$C$57:$K$57=Model!$O646)*(Data!$C$58:$K$60))","v":2.8392735823590045},41.607264176409956,2,{"$f":"IF(E646<>\"Serviceable\",E646,INDEX(Lists!$D$6:$D$8, MATCH(T646,Lists!$C$6:$C$8,0)))","v":"Limited Life"},{"$f":"INDEX(Lists!$C$12:$C$26, MATCH(H646, Lists!$B$12:$B$26,0))","v":"LV"}]
[null,1142,1976,"Wood Creos Impregnated","Serviceable","Class 3",0,"lv",840,2023,80,"No",false,10,{"$f":"INDEX(Lists!$B$32:$B$40, MATCH(YEAR(TODAY())-C647, Lists!$C$32:$C$40,1))","v":"41-50"},267.38030439438415,{"$f":"INDEX(Data!$E$24:$E$47, MATCH(F647&D647, Data!$B$24:$B$47,0))","v":1.0684339161496522E-3},{"$f":"SUMPRODUCT((Data!$B$58:$B$60=Model!$F647)*(Data!$C$57:$K$57=Model!$O647)*(Data!$C$58:$K$60))","v":3.2595928155551883},47.404071844448119,2,{"$f":"IF(E647<>\"Serviceable\",E647,INDEX(Lists!$D$6:$D$8, MATCH(T647,Lists!$C$6:$C$8,0)))","v":"Limited Life"},{"$f":"INDEX(Lists!$C$12:$C$26, MATCH(H647, Lists!$B$12:$B$26,0))","v":"LV"}]
[null,1144,1941,"Wood Untreated Dressed","Serviceable","Class 1",0,"lv",785,2023,90,"No",false,{"$f":"IF(L648=\"No\",ROUND((End_year-J648)/5,0)*5,ROUND((End_year-J648)/3,0)*3)","v":10},{"$f":"INDEX(Lists!$B$32:$B$40, MATCH(YEAR(TODAY())-C648, Lists!$C$32:$C$40,1))","v":"81-90"},249.8732606542757,{"$f":"INDEX(Data!$E$24:$E$47, MATCH(F648&D648, Data!$B$24:$B$47,0))","v":1.9964561142097742E-3},{"$f":"SUMPRODUCT((Data!$B$58:$B$60=Model!$F648)*(Data!$C$57:$K$57=Model!$O648)*(Data!$C$58:$K$60))","v":2.8392735823590045},{"$f":"IF(IF(K648>=700,999,(K648-R648*N648))<0,0,IF(K648>=700,999,(K648-R648*N648)))","v":61.607264176409956},{"$f":"IF(S648<30,3,IF(AND(F648=\"Class 1\",S648<50),2,IF(AND(F648=\"Class 1\",S648>=50),1,IF(S648<70,2,1))))","v":1},{"$f":"IF(E648<>\"Serviceable\",E648,INDEX(Lists!$D$6:$D$8, MATCH(T648,Lists!$C$6:$C$8,0)))","v":"Serviceable"},{"$f":"INDEX(Lists!$C$12:$C$26, MATCH(H648, Lists!$B$12:$B$26,0))","v":"LV"}]
[null,1146,1961,"Wood Creos Impregnated","Serviceable","Class 3",0,"lv",930,2023,100,"No",{"$f":"IF(G649=0,FALSE,TRUE)","v":false},10,{"$f":"INDEX(Lists!$B$32:$B$40, MATCH(YEAR(TODAY())-C649, Lists!$C$32:$C$40,1))","v":"61-70"},{"$f":"I649/PI()","v":296.02819415092534},{"$f":"INDEX(Data!$E$24:$E$47, MATCH(F649&D649, Data!$B$24:$B$47,0))","v":1.0684339161496522E-3},{"$f":"SUMPRODUCT((Data!$B$58:$B$60=Model!$F649)*(Data!$C$57:$K$57=Model!$O649)*(Data!$C$58:$K$60))","v":1.9802031311051838},80.197968688948166,1,{"$f":"IF(E649<>\"Serviceable\",E649,INDEX(Lists!$D$6:$D$8, MATCH(T649,Lists!$C$6:$C$8,0)))","v":"Serviceable"},{"$f":"INDEX(Lists!$C$12:$C$26, MATCH(H649, Lists!$B$12:$B$26,0))","v":"LV"}]
[null,1150,1966,"Wood Creos Impregnated","Serviceable","Class 3",0,"lv",800,2023,90,"No",false,10,{"$f":"INDEX(Lists!$B$32:$B$40, MATCH(YEAR(TODAY())-C650, Lists!$C$32:$C$40,1))","v":"51-60"},254.64790894703253,{"$f":"INDEX(Data!$E$24:$E$47, MATCH(F650&D650, Data!$B$24:$B$47,0))","v":1.0684339161496522E-3},{"$f":"SUMPRODUCT((Data!$B$58:$B$60=Model!$F650)*(Data!$C$57:$K$57=Model!$O650)*(Data!$C$58:$K$60))","v":2.6564859251595059},63.43514074840494,2,{"$f":"IF(E650<>\"Serviceable\",E650,INDEX(Lists!$D$6:$D$8, MATCH(T650,Lists!$C$6:$C$8,0)))","v":"Limited Life"},{"$f":"INDEX(Lists!$C$12:$C$26, MATCH(H650, Lists!$B$12:$B$26,0))","v":"LV"}]
[null,1152,1970,"Wood Creos Impregnated","Serviceable","Class 3",0,"lv",690,2023,100,"No",false,10,{"$f":"INDEX(Lists!$B$32:$B$40, MATCH(YEAR(TODAY())-C651, Lists!$C$32:$C$40,1))","v":"51-60"},219.63382146681556,{"$f":"INDEX(Data!$E$24:$E$47, MATCH(F651&D651, Data!$B$24:$B$47,0))","v":1.0684339161496522E-3},{"$f":"SUMPRODUCT((Data!$B$58:$B$60=Model!$F651)*(Data!$C$57:$K$57=Model!$O651)*(Data!$C$58:$K$60))","v":2.6564859251595059},73.435140748404933,1,{"$f":"IF(E651<>\"Serviceable\",E651,INDEX(Lists!$D$6:$D$8, MATCH(T651,Lists!$C$6:$C$8,0)))","v":"Serviceable"},{"$f":"INDEX(Lists!$C$12:$C$26, MATCH(H651, Lists!$B$12:$B$26,0))","v":"LV"}]
[null,1156,1986,"Wood Untreated Dressed","Serviceable","Class 1",0,"lv",910,2023,120,"No",false,10,{"$f":"INDEX(Lists!$B$32:$B$40, MATCH(YEAR(TODAY())-C652, Lists!$C$32:$C$40,1))","v":"31-40"},289.66199642724951,{"$f":"INDEX(Data!$E$24:$E$47, MATCH(F652&D652, Data!$B$24:$B$47,0))","v":1.9964561142097742E-3},{"$f":"SUMPRODUCT((Data!$B$58:$B$60=Model!$F652)*(Data!$C$57:$K$57=Model!$O652)*(Data!$C$58:$K$60))","v":3.0038452968326621},89.961547031673376,1,{"$f":"IF(E652<>\"Serviceable\",E652,INDEX(Lists!$D$6:$D$8, MATCH(T652,Lists!$C$6:$C$8,0)))","v":"Serviceable"},{"$f":"INDEX(Lists!$C$12:$C$26, MATCH(H652, Lists!$B$12:$B$26,0))","v":"LV"}]
[null,1157,1960,"Wood Creos Impregnated","Serviceable","Class 3",0,"lv",800,2022,90,"No",false,10,{"$f":"INDEX(Lists!$B$32:$B$40, MATCH(YEAR(TODAY())-C653, Lists!$C$32:$C$40,1))","v":"61-70"},254.64790894703253,{"$f":"INDEX(Data!$E$24:$E$47, MATCH(F653&D653, Data!$B$24:$B$47,0))","v":1.0684339161496522E-3},{"$f":"SUMPRODUCT((Data!$B$58:$B$60=Model!$F653)*(Data!$C$57:$K$57=Model!$O653)*(Data!$C$58:$K$60))","v":1.9802031311051838},70.197968688948166,1,{"$f":"IF(E653<>\"Serviceable\",E653,INDEX(Lists!$D$6:$D$8, MATCH(T653,Lists!$C$6:$C$8,0)))","v":"Serviceable"},{"$f":"INDEX(Lists!$C$12:$C$26, MATCH(H653, Lists!$B$12:$B$26,0))","v":"LV"}]
[null,1158,1967,"Wood Creos Impregnated","Serviceable","Class 3",0,"lv",800,2023,90,"No",false,10,{"$f":"INDEX(Lists!$B$32:$B$40, MATCH(YEAR(TODAY())-C654, Lists!$C$32:$C$40,1))","v":"51-60"},254.64790894703253,{"$f":"INDEX(Data!$E$24:$E$47, MATCH(F654&D654, Data!$B$24:$B$47,0))","v":1.0684339161496522E-3},{"$f":"SUMPRODUCT((Data!$B$58:$B$60=Model!$F654)*(Data!$C$57:$K$57=Model!$O654)*(Data!$C$58:$K$60))","v":2.6564859251595059},63.43514074840494,2,{"$f":"IF(E654<>\"Serviceable\",E654,INDEX(Lists!$D$6:$D$8, MATCH(T654,Lists!$C$6:$C$8,0)))","v":"Limited Life"},{"$f":"INDEX(Lists!$C$12:$C$26, MATCH(H654, Lists!$B$12:$B$26,0))","v":"LV"}]
[null,1162,1935,"Wood Untreated Dressed","Serviceable","Class 1",0,"lv",875,2023,100,"No",false,10,{"$f":"INDEX(Lists!$B$32:$B$40, MATCH(YEAR(TODAY())-C655, Lists!$C$32:$C$40,1))","v":"81-90"},278.52115041081686,{"$f":"INDEX(Data!$E$24:$E$47, MATCH(F655&D655, Data!$B$24:$B$47,0))","v":1.9964561142097742E-3},{"$f":"SUMPRODUCT((Data!$B$58:$B$60=Model!$F655)*(Data!$C$57:$K$57=Model!$O655)*(Data!$C$58:$K$60))","v":2.8392735823590045},71.607264176409956,1,{"$f":"IF(E655<>\"Serviceable\",E655,INDEX(Lists!$D$6:$D$8, MATCH(T655,Lists!$C$6:$C$8,0)))","v":"Serviceable"},{"$f":"INDEX(Lists!$C$12:$C$26, MATCH(H655, Lists!$B$12:$B$26,0))","v":"LV"}]
[null,1163,1960,"Wood Creos Impregnated","Serviceable","Class 3",0,"lv",830,2022,90,"No",false,10,{"$f":"INDEX(Lists!$B$32:$B$40, MATCH(YEAR(TODAY())-C656, Lists!$C$32:$C$40,1))","v":"61-70"},264.19720553254626,{"$f":"INDEX(Data!$E$24:$E$47, MATCH(F656&D656, Data!$B$24:$B$47,0))","v":1.0684339161496522E-3},{"$f":"SUMPRODUCT((Data!$B$58:$B$60=Model!$F656)*(Data!$C$57:$K$57=Model!$O656)*(Data!$C$58:$K$60))","v":1.9802031311051838},70.197968688948166,1,{"$f":"IF(E656<>\"Serviceable\",E656,INDEX(Lists!$D$6:$D$8, MATCH(T656,Lists!$C$6:$C$8,0)))","v":"Serviceable"},{"$f":"INDEX(Lists!$C$12:$C$26, MATCH(H656, Lists!$B$12:$B$26,0))","v":"LV"}]
[null,1164,1982,"Wood Untreated Dressed","Serviceable","Class 1",0,"lv",785,2023,100,"No",false,10,{"$f":"INDEX(Lists!$B$32:$B$40, MATCH(YEAR(TODAY())-C657, Lists!$C$32:$C$40,1))","v":"41-50"},249.8732606542757,{"$f":"INDEX(Data!$E$24:$E$47, MATCH(F657&D657, Data!$B$24:$B$47,0))","v":1.9964561142097742E-3},{"$f":"SUMPRODUCT((Data!$B$58:$B$60=Model!$F657)*(Data!$C$57:$K$57=Model!$O657)*(Data!$C$58:$K$60))","v":1.7977578417715214},82.022421582284778,1,{"$f":"IF(E657<>\"Serviceable\",E657,INDEX(Lists!$D$6:$D$8, MATCH(T657,Lists!$C$6:$C$8,0)))","v":"Serviceable"},{"$f":"INDEX(Lists!$C$12:$C$26, MATCH(H657, Lists!$B$12:$B$26,0))","v":"LV"}]
[null,1166,1980,"Wood Untreated Dressed","Serviceable","Class 1",0,"lv",850,2023,100,"No",false,10,{"$f":"INDEX(Lists!$B$32:$B$40, MATCH(YEAR(TODAY())-C658, Lists!$C$32:$C$40,1))","v":"41-50"},270.5634032562221,{"$f":"INDEX(Data!$E$24:$E$47, MATCH(F658&D658, Data!$B$24:$B$47,0))","v":1.9964561142097742E-3},{"$f":"SUMPRODUCT((Data!$B$58:$B$60=Model!$F658)*(Data!$C$57:$K$57=Model!$O658)*(Data!$C$58:$K$60))","v":1.7977578417715214},82.022421582284778,1,{"$f":"IF(E658<>\"Serviceable\",E658,INDEX(Lists!$D$6:$D$8, MATCH(T658,Lists!$C$6:$C$8,0)))","v":"Serviceable"},{"$f":"INDEX(Lists!$C$12:$C$26, MATCH(H658, Lists!$B$12:$B$26,0))","v":"LV"}]
[null,1168,1940,"Wood Untreated Dressed","Serviceable","Class 1",0,"lv",911,2023,100,"No",false,10,{"$f":"INDEX(Lists!$B$32:$B$40, MATCH(YEAR(TODAY())-C659, Lists!$C$32:$C$40,1))","v":"81-90"},289.98030631343329,{"$f":"INDEX(Data!$E$24:$E$47, MATCH(F659&D659, Data!$B$24:$B$47,0))","v":1.9964561142097742E-3},{"$f":"SUMPRODUCT((Data!$B$58:$B$60=Model!$F659)*(Data!$C$57:$K$57=Model!$O659)*(Data!$C$58:$K$60))","v":2.8392735823590045},71.607264176409956,1,{"$f":"IF(E659<>\"Serviceable\",E659,INDEX(Lists!$D$6:$D$8, MATCH(T659,Lists!$C$6:$C$8,0)))","v":"Serviceable"},{"$f":"INDEX(Lists!$C$12:$C$26, MATCH(H659, Lists!$B$12:$B$26,0))","v":"LV"}]
[null,1172,1938,"Wood Untreated Dressed","Serviceable","Class 1",0,"lv/hv",911,2022,80,"No",false,10,{"$f":"INDEX(Lists!$B$32:$B$40, MATCH(YEAR(TODAY())-C660, Lists!$C$32:$C$40,1))","v":"81-90"},289.98030631343329,{"$f":"INDEX(Data!$E$24:$E$47, MATCH(F660&D660, Data!$B$24:$B$47,0))","v":1.9964561142097742E-3},{"$f":"SUMPRODUCT((Data!$B$58:$B$60=Model!$F660)*(Data!$C$57:$K$57=Model!$O660)*(Data!$C$58:$K$60))","v":2.8392735823590045},51.607264176409956,1,{"$f":"IF(E660<>\"Serviceable\",E660,INDEX(Lists!$D$6:$D$8, MATCH(T660,Lists!$C$6:$C$8,0)))","v":"Serviceable"},{"$f":"INDEX(Lists!$C$12:$C$26, MATCH(H660, Lists!$B$12:$B$26,0))","v":"HV"}]
[null,1174,1938,"Wood Untreated Dressed","Serviceable","Class 1",0,"lv",870,2023,90,"No",false,10,{"$f":"INDEX(Lists!$B$32:$B$40, MATCH(YEAR(TODAY())-C661, Lists!$C$32:$C$40,1))","v":"81-90"},276.92960097989788,{"$f":"INDEX(Data!$E$24:$E$47, MATCH(F661&D661, Data!$B$24:$B$47,0))","v":1.9964561142097742E-3},{"$f":"SUMPRODUCT((Data!$B$58:$B$60=Model!$F661)*(Data!$C$57:$K$57=Model!$O661)*(Data!$C$58:$K$60))","v":2.8392735823590045},61.607264176409956,1,{"$f":"IF(E661<>\"Serviceable\",E661,INDEX(Lists!$D$6:$D$8, MATCH(T661,Lists!$C$6:$C$8,0)))","v":"Serviceable"},{"$f":"INDEX(Lists!$C$12:$C$26, MATCH(H661, Lists!$B$12:$B$26,0))","v":"LV"}]
[null,1175,1965,"Wood Creos Impregnated","Serviceable","Class 3",0,"lv",940,2022,80,"No",false,10,{"$f":"INDEX(Lists!$B$32:$B$40, MATCH(YEAR(TODAY())-C662, Lists!$C$32:$C$40,1))","v":"51-60"},299.21129301276324,{"$f":"INDEX(Data!$E$24:$E$47, MATCH(F662&D662, Data!$B$24:$B$47,0))","v":1.0684339161496522E-3},{"$f":"SUMPRODUCT((Data!$B$58:$B$60=Model!$F662)*(Data!$C$57:$K$57=Model!$O662)*(Data!$C$58:$K$60))","v":2.6564859251595059},53.43514074840494,2,{"$f":"IF(E662<>\"Serviceable\",E662,INDEX(Lists!$D$6:$D$8, MATCH(T662,Lists!$C$6:$C$8,0)))","v":"Limited Life"},{"$f":"INDEX(Lists!$C$12:$C$26, MATCH(H662, Lists!$B$12:$B$26,0))","v":"LV"}]
[null,1177,1974,"Wood Creos Impregnated","Serviceable","Class 3",0,"lv",1070,2022,100,"No",false,10,{"$f":"INDEX(Lists!$B$32:$B$40, MATCH(YEAR(TODAY())-C663, Lists!$C$32:$C$40,1))","v":"51-60"},340.59157821665605,{"$f":"INDEX(Data!$E$24:$E$47, MATCH(F663&D663, Data!$B$24:$B$47,0))","v":1.0684339161496522E-3},{"$f":"SUMPRODUCT((Data!$B$58:$B$60=Model!$F663)*(Data!$C$57:$K$57=Model!$O663)*(Data!$C$58:$K$60))","v":2.6564859251595059},73.435140748404933,1,{"$f":"IF(E663<>\"Serviceable\",E663,INDEX(Lists!$D$6:$D$8, MATCH(T663,Lists!$C$6:$C$8,0)))","v":"Serviceable"},{"$f":"INDEX(Lists!$C$12:$C$26, MATCH(H663, Lists!$B$12:$B$26,0))","v":"LV"}]
[null,1178,1972,"Wood Creos Impregnated","Limited Life","Class 2",0,"lv",848,2023,60,"No",false,10,{"$f":"INDEX(Lists!$B$32:$B$40, MATCH(YEAR(TODAY())-C664, Lists!$C$32:$C$40,1))","v":"51-60"},269.92678348385448,{"$f":"INDEX(Data!$E$24:$E$47, MATCH(F664&D664, Data!$B$24:$B$47,0))","v":1.6118836915297091E-3},{"$f":"SUMPRODUCT((Data!$B$58:$B$60=Model!$F664)*(Data!$C$57:$K$57=Model!$O664)*(Data!$C$58:$K$60))","v":2.6773548093458861},33.226451906541143,2,{"$f":"IF(E664<>\"Serviceable\",E664,INDEX(Lists!$D$6:$D$8, MATCH(T664,Lists!$C$6:$C$8,0)))","v":"Limited Life"},{"$f":"INDEX(Lists!$C$12:$C$26, MATCH(H664, Lists!$B$12:$B$26,0))","v":"LV"}]
[null,1179,1939,"Wood Untreated Dressed","Serviceable","Class 1",0,"lv",1100,2023,100,"No",false,10,{"$f":"INDEX(Lists!$B$32:$B$40, MATCH(YEAR(TODAY())-C665, Lists!$C$32:$C$40,1))","v":"81-90"},350.14087480216978,{"$f":"INDEX(Data!$E$24:$E$47, MATCH(F665&D665, Data!$B$24:$B$47,0))","v":1.9964561142097742E-3},{"$f":"SUMPRODUCT((Data!$B$58:$B$60=Model!$F665)*(Data!$C$57:$K$57=Model!$O665)*(Data!$C$58:$K$60))","v":2.8392735823590045},71.607264176409956,1,{"$f":"IF(E665<>\"Serviceable\",E665,INDEX(Lists!$D$6:$D$8, MATCH(T665,Lists!$C$6:$C$8,0)))","v":"Serviceable"},{"$f":"INDEX(Lists!$C$12:$C$26, MATCH(H665, Lists!$B$12:$B$26,0))","v":"LV"}]
[null,1183,1938,"Wood Untreated Dressed","Serviceable","Class 1",0,"lv/hv",1288,2022,110,"No",false,10,{"$f":"INDEX(Lists!$B$32:$B$40, MATCH(YEAR(TODAY())-C666, Lists!$C$32:$C$40,1))","v":"81-90"},409.98313340472242,{"$f":"INDEX(Data!$E$24:$E$47, MATCH(F666&D666, Data!$B$24:$B$47,0))","v":1.9964561142097742E-3},{"$f":"SUMPRODUCT((Data!$B$58:$B$60=Model!$F666)*(Data!$C$57:$K$57=Model!$O666)*(Data!$C$58:$K$60))","v":2.8392735823590045},81.607264176409956,1,{"$f":"IF(E666<>\"Serviceable\",E666,INDEX(Lists!$D$6:$D$8, MATCH(T666,Lists!$C$6:$C$8,0)))","v":"Serviceable"},{"$f":"INDEX(Lists!$C$12:$C$26, MATCH(H666, Lists!$B$12:$B$26,0))","v":"HV"}]
[null,1186,1966,"Wood Creos Impregnated","Serviceable","Class 3",0,"lv",820,2022,100,"No",false,10,{"$f":"INDEX(Lists!$B$32:$B$40, MATCH(YEAR(TODAY())-C667, Lists!$C$32:$C$40,1))","v":"51-60"},261.01410667070837,{"$f":"INDEX(Data!$E$24:$E$47, MATCH(F667&D667, Data!$B$24:$B$47,0))","v":1.0684339161496522E-3},{"$f":"SUMPRODUCT((Data!$B$58:$B$60=Model!$F667)*(Data!$C$57:$K$57=Model!$O667)*(Data!$C$58:$K$60))","v":2.6564859251595059},73.435140748404933,1,{"$f":"IF(E667<>\"Serviceable\",E667,INDEX(Lists!$D$6:$D$8, MATCH(T667,Lists!$C$6:$C$8,0)))","v":"Serviceable"},{"$f":"INDEX(Lists!$C$12:$C$26, MATCH(H667, Lists!$B$12:$B$26,0))","v":"LV"}]
[null,1190,1966,"Wood Creos Impregnated","Serviceable","Class 3",0,"lv",930,2022,80,"No",false,10,{"$f":"INDEX(Lists!$B$32:$B$40, MATCH(YEAR(TODAY())-C668, Lists!$C$32:$C$40,1))","v":"51-60"},296.02819415092534,{"$f":"INDEX(Data!$E$24:$E$47, MATCH(F668&D668, Data!$B$24:$B$47,0))","v":1.0684339161496522E-3},{"$f":"SUMPRODUCT((Data!$B$58:$B$60=Model!$F668)*(Data!$C$57:$K$57=Model!$O668)*(Data!$C$58:$K$60))","v":2.6564859251595059},53.43514074840494,2,{"$f":"IF(E668<>\"Serviceable\",E668,INDEX(Lists!$D$6:$D$8, MATCH(T668,Lists!$C$6:$C$8,0)))","v":"Limited Life"},{"$f":"INDEX(Lists!$C$12:$C$26, MATCH(H668, Lists!$B$12:$B$26,0))","v":"LV"}]
[null,1192,1967,"Wood Creos Impregnated","Serviceable","Class 3",0,"lv",1180,2022,75,"No",false,10,{"$f":"INDEX(Lists!$B$32:$B$40, MATCH(YEAR(TODAY())-C669, Lists!$C$32:$C$40,1))","v":"51-60"},375.60566569687302,{"$f":"INDEX(Data!$E$24:$E$47, MATCH(F669&D669, Data!$B$24:$B$47,0))","v":1.0684339161496522E-3},{"$f":"SUMPRODUCT((Data!$B$58:$B$60=Model!$F669)*(Data!$C$57:$K$57=Model!$O669)*(Data!$C$58:$K$60))","v":2.6564859251595059},48.43514074840494,2,{"$f":"IF(E669<>\"Serviceable\",E669,INDEX(Lists!$D$6:$D$8, MATCH(T669,Lists!$C$6:$C$8,0)))","v":"Limited Life"},{"$f":"INDEX(Lists!$C$12:$C$26, MATCH(H669, Lists!$B$12:$B$26,0))","v":"LV"}]
[null,1195,1935,"Wood Untreated Dressed","Serviceable","Class 1",0,"lv",880,2022,100,"No",false,10,{"$f":"INDEX(Lists!$B$32:$B$40, MATCH(YEAR(TODAY())-C670, Lists!$C$32:$C$40,1))","v":"81-90"},280.11269984173578,{"$f":"INDEX(Data!$E$24:$E$47, MATCH(F670&D670, Data!$B$24:$B$47,0))","v":1.9964561142097742E-3},{"$f":"SUMPRODUCT((Data!$B$58:$B$60=Model!$F670)*(Data!$C$57:$K$57=Model!$O670)*(Data!$C$58:$K$60))","v":2.8392735823590045},71.607264176409956,1,{"$f":"IF(E670<>\"Serviceable\",E670,INDEX(Lists!$D$6:$D$8, MATCH(T670,Lists!$C$6:$C$8,0)))","v":"Serviceable"},{"$f":"INDEX(Lists!$C$12:$C$26, MATCH(H670, Lists!$B$12:$B$26,0))","v":"LV"}]
[null,1197,1933,"Wood Untreated Dressed","Serviceable","Class 1",0,"lv",880,2022,120,"No",false,10,{"$f":"INDEX(Lists!$B$32:$B$40, MATCH(YEAR(TODAY())-C671, Lists!$C$32:$C$40,1))","v":"90+"},280.11269984173578,{"$f":"INDEX(Data!$E$24:$E$47, MATCH(F671&D671, Data!$B$24:$B$47,0))","v":1.9964561142097742E-3},{"$f":"SUMPRODUCT((Data!$B$58:$B$60=Model!$F671)*(Data!$C$57:$K$57=Model!$O671)*(Data!$C$58:$K$60))","v":1.4835341045333483},105.16465895466652,1,{"$f":"IF(E671<>\"Serviceable\",E671,INDEX(Lists!$D$6:$D$8, MATCH(T671,Lists!$C$6:$C$8,0)))","v":"Serviceable"},{"$f":"INDEX(Lists!$C$12:$C$26, MATCH(H671, Lists!$B$12:$B$26,0))","v":"LV"}]
[null,1203,1981,"Wood Untreated Dressed","Serviceable","Class 1",0,"lv",1005,2023,100,"No",false,10,{"$f":"INDEX(Lists!$B$32:$B$40, MATCH(YEAR(TODAY())-C672, Lists!$C$32:$C$40,1))","v":"41-50"},319.90143561470961,{"$f":"INDEX(Data!$E$24:$E$47, MATCH(F672&D672, Data!$B$24:$B$47,0))","v":1.9964561142097742E-3},{"$f":"SUMPRODUCT((Data!$B$58:$B$60=Model!$F672)*(Data!$C$57:$K$57=Model!$O672)*(Data!$C$58:$K$60))","v":1.7977578417715214},82.022421582284778,1,{"$f":"IF(E672<>\"Serviceable\",E672,INDEX(Lists!$D$6:$D$8, MATCH(T672,Lists!$C$6:$C$8,0)))","v":"Serviceable"},{"$f":"INDEX(Lists!$C$12:$C$26, MATCH(H672, Lists!$B$12:$B$26,0))","v":"LV"}]
[null,1204,1933,"Wood Untreated Dressed","Serviceable","Class 1",0,"lv",1050,2022,75,"No",false,10,{"$f":"INDEX(Lists!$B$32:$B$40, MATCH(YEAR(TODAY())-C673, Lists!$C$32:$C$40,1))","v":"90+"},334.22538049298021,{"$f":"INDEX(Data!$E$24:$E$47, MATCH(F673&D673, Data!$B$24:$B$47,0))","v":1.9964561142097742E-3},{"$f":"SUMPRODUCT((Data!$B$58:$B$60=Model!$F673)*(Data!$C$57:$K$57=Model!$O673)*(Data!$C$58:$K$60))","v":1.4835341045333483},60.164658954666521,1,{"$f":"IF(E673<>\"Serviceable\",E673,INDEX(Lists!$D$6:$D$8, MATCH(T673,Lists!$C$6:$C$8,0)))","v":"Serviceable"},{"$f":"INDEX(Lists!$C$12:$C$26, MATCH(H673, Lists!$B$12:$B$26,0))","v":"LV"}]
[null,1206,1974,"Wood Creos Impregnated","Serviceable","Class 3",0,"lv",980,2022,100,"No",false,10,{"$f":"INDEX(Lists!$B$32:$B$40, MATCH(YEAR(TODAY())-C674, Lists!$C$32:$C$40,1))","v":"51-60"},311.94368846011486,{"$f":"INDEX(Data!$E$24:$E$47, MATCH(F674&D674, Data!$B$24:$B$47,0))","v":1.0684339161496522E-3},{"$f":"SUMPRODUCT((Data!$B$58:$B$60=Model!$F674)*(Data!$C$57:$K$57=Model!$O674)*(Data!$C$58:$K$60))","v":2.6564859251595059},73.435140748404933,1,{"$f":"IF(E674<>\"Serviceable\",E674,INDEX(Lists!$D$6:$D$8, MATCH(T674,Lists!$C$6:$C$8,0)))","v":"Serviceable"},{"$f":"INDEX(Lists!$C$12:$C$26, MATCH(H674, Lists!$B$12:$B$26,0))","v":"LV"}]
[null,1208,1978,"Wood Untreated Dressed","Serviceable","Class 1",0,"lv",860,2022,90,"No",false,10,{"$f":"INDEX(Lists!$B$32:$B$40, MATCH(YEAR(TODAY())-C675, Lists!$C$32:$C$40,1))","v":"41-50"},273.74650211805999,{"$f":"INDEX(Data!$E$24:$E$47, MATCH(F675&D675, Data!$B$24:$B$47,0))","v":1.9964561142097742E-3},{"$f":"SUMPRODUCT((Data!$B$58:$B$60=Model!$F675)*(Data!$C$57:$K$57=Model!$O675)*(Data!$C$58:$K$60))","v":1.7977578417715214},72.022421582284778,1,{"$f":"IF(E675<>\"Serviceable\",E675,INDEX(Lists!$D$6:$D$8, MATCH(T675,Lists!$C$6:$C$8,0)))","v":"Serviceable"},{"$f":"INDEX(Lists!$C$12:$C$26, MATCH(H675, Lists!$B$12:$B$26,0))","v":"LV"}]
[null,1211,1937,"Wood Creos Impregnated","Serviceable","Class 1",0,"lv",960,2023,80,"No",false,10,{"$f":"INDEX(Lists!$B$32:$B$40, MATCH(YEAR(TODAY())-C676, Lists!$C$32:$C$40,1))","v":"81-90"},305.57749073643907,{"$f":"INDEX(Data!$E$24:$E$47, MATCH(F676&D676, Data!$B$24:$B$47,0))","v":9.9474993092014377E-4},{"$f":"SUMPRODUCT((Data!$B$58:$B$60=Model!$F676)*(Data!$C$57:$K$57=Model!$O676)*(Data!$C$58:$K$60))","v":2.8392735823590045},51.607264176409956,1,{"$f":"IF(E676<>\"Serviceable\",E676,INDEX(Lists!$D$6:$D$8, MATCH(T676,Lists!$C$6:$C$8,0)))","v":"Serviceable"},{"$f":"INDEX(Lists!$C$12:$C$26, MATCH(H676, Lists!$B$12:$B$26,0))","v":"LV"}]
[null,1215,1963,"Wood Creos Impregnated","Serviceable","Class 2",0,"lv",880,2023,80,"No",false,10,{"$f":"INDEX(Lists!$B$32:$B$40, MATCH(YEAR(TODAY())-C677, Lists!$C$32:$C$40,1))","v":"61-70"},280.11269984173578,{"$f":"INDEX(Data!$E$24:$E$47, MATCH(F677&D677, Data!$B$24:$B$47,0))","v":1.6118836915297091E-3},{"$f":"SUMPRODUCT((Data!$B$58:$B$60=Model!$F677)*(Data!$C$57:$K$57=Model!$O677)*(Data!$C$58:$K$60))","v":2.227481027604485},57.725189723955154,2,{"$f":"IF(E677<>\"Serviceable\",E677,INDEX(Lists!$D$6:$D$8, MATCH(T677,Lists!$C$6:$C$8,0)))","v":"Limited Life"},{"$f":"INDEX(Lists!$C$12:$C$26, MATCH(H677, Lists!$B$12:$B$26,0))","v":"LV"}]
[null,1218,1981,"Wood Untreated Dressed","Serviceable","Class 1",0,"lv",780,2022,100,"No",false,10,{"$f":"INDEX(Lists!$B$32:$B$40, MATCH(YEAR(TODAY())-C678, Lists!$C$32:$C$40,1))","v":"41-50"},248.28171122335672,{"$f":"INDEX(Data!$E$24:$E$47, MATCH(F678&D678, Data!$B$24:$B$47,0))","v":1.9964561142097742E-3},{"$f":"SUMPRODUCT((Data!$B$58:$B$60=Model!$F678)*(Data!$C$57:$K$57=Model!$O678)*(Data!$C$58:$K$60))","v":1.7977578417715214},82.022421582284778,1,{"$f":"IF(E678<>\"Serviceable\",E678,INDEX(Lists!$D$6:$D$8, MATCH(T678,Lists!$C$6:$C$8,0)))","v":"Serviceable"},{"$f":"INDEX(Lists!$C$12:$C$26, MATCH(H678, Lists!$B$12:$B$26,0))","v":"LV"}]
[null,1220,1959,"Wood Creos Impregnated","Serviceable","Class 3",0,"lv",880,2022,90,"No",false,10,{"$f":"INDEX(Lists!$B$32:$B$40, MATCH(YEAR(TODAY())-C679, Lists!$C$32:$C$40,1))","v":"61-70"},280.11269984173578,{"$f":"INDEX(Data!$E$24:$E$47, MATCH(F679&D679, Data!$B$24:$B$47,0))","v":1.0684339161496522E-3},{"$f":"SUMPRODUCT((Data!$B$58:$B$60=Model!$F679)*(Data!$C$57:$K$57=Model!$O679)*(Data!$C$58:$K$60))","v":1.9802031311051838},70.197968688948166,1,{"$f":"IF(E679<>\"Serviceable\",E679,INDEX(Lists!$D$6:$D$8, MATCH(T679,Lists!$C$6:$C$8,0)))","v":"Serviceable"},{"$f":"INDEX(Lists!$C$12:$C$26, MATCH(H679, Lists!$B$12:$B$26,0))","v":"LV"}]
[null,1221,1964,"Wood Creos Impregnated","Serviceable","Class 3",0,"lv",911,2023,80,"No",false,10,{"$f":"INDEX(Lists!$B$32:$B$40, MATCH(YEAR(TODAY())-C680, Lists!$C$32:$C$40,1))","v":"61-70"},289.98030631343329,{"$f":"INDEX(Data!$E$24:$E$47, MATCH(F680&D680, Data!$B$24:$B$47,0))","v":1.0684339161496522E-3},{"$f":"SUMPRODUCT((Data!$B$58:$B$60=Model!$F680)*(Data!$C$57:$K$57=Model!$O680)*(Data!$C$58:$K$60))","v":1.9802031311051838},60.197968688948166,2,{"$f":"IF(E680<>\"Serviceable\",E680,INDEX(Lists!$D$6:$D$8, MATCH(T680,Lists!$C$6:$C$8,0)))","v":"Limited Life"},{"$f":"INDEX(Lists!$C$12:$C$26, MATCH(H680, Lists!$B$12:$B$26,0))","v":"LV"}]
[null,1222,1965,"Wood Creos Impregnated","Serviceable","Class 3",0,"lv",1140,2022,100,"No",false,10,{"$f":"INDEX(Lists!$B$32:$B$40, MATCH(YEAR(TODAY())-C681, Lists!$C$32:$C$40,1))","v":"51-60"},362.8732702495214,{"$f":"INDEX(Data!$E$24:$E$47, MATCH(F681&D681, Data!$B$24:$B$47,0))","v":1.0684339161496522E-3},{"$f":"SUMPRODUCT((Data!$B$58:$B$60=Model!$F681)*(Data!$C$57:$K$57=Model!$O681)*(Data!$C$58:$K$60))","v":2.6564859251595059},73.435140748404933,1,{"$f":"IF(E681<>\"Serviceable\",E681,INDEX(Lists!$D$6:$D$8, MATCH(T681,Lists!$C$6:$C$8,0)))","v":"Serviceable"},{"$f":"INDEX(Lists!$C$12:$C$26, MATCH(H681, Lists!$B$12:$B$26,0))","v":"LV"}]
[null,1226,1965,"Wood Creos Impregnated","Serviceable","Class 3",0,"lv",880,2022,90,"No",false,10,{"$f":"INDEX(Lists!$B$32:$B$40, MATCH(YEAR(TODAY())-C682, Lists!$C$32:$C$40,1))","v":"51-60"},280.11269984173578,{"$f":"INDEX(Data!$E$24:$E$47, MATCH(F682&D682, Data!$B$24:$B$47,0))","v":1.0684339161496522E-3},{"$f":"SUMPRODUCT((Data!$B$58:$B$60=Model!$F682)*(Data!$C$57:$K$57=Model!$O682)*(Data!$C$58:$K$60))","v":2.6564859251595059},63.43514074840494,2,{"$f":"IF(E682<>\"Serviceable\",E682,INDEX(Lists!$D$6:$D$8, MATCH(T682,Lists!$C$6:$C$8,0)))","v":"Limited Life"},{"$f":"INDEX(Lists!$C$12:$C$26, MATCH(H682, Lists!$B$12:$B$26,0))","v":"LV"}]
[null,1227,1991,"Wood Untreated Dressed","Serviceable","Class 1",0,"lv/hv",970,2023,100,"No",false,10,{"$f":"INDEX(Lists!$B$32:$B$40, MATCH(YEAR(TODAY())-C683, Lists!$C$32:$C$40,1))","v":"31-40"},308.76058959827697,{"$f":"INDEX(Data!$E$24:$E$47, MATCH(F683&D683, Data!$B$24:$B$47,0))","v":1.9964561142097742E-3},{"$f":"SUMPRODUCT((Data!$B$58:$B$60=Model!$F683)*(Data!$C$57:$K$57=Model!$O683)*(Data!$C$58:$K$60))","v":3.0038452968326621},69.961547031673376,1,{"$f":"IF(E683<>\"Serviceable\",E683,INDEX(Lists!$D$6:$D$8, MATCH(T683,Lists!$C$6:$C$8,0)))","v":"Serviceable"},{"$f":"INDEX(Lists!$C$12:$C$26, MATCH(H683, Lists!$B$12:$B$26,0))","v":"HV"}]
[null,1228,1989,"Wood Untreated Dressed","Serviceable","Class 1",0,"lv/hv",1100,2022,130,"No",false,10,{"$f":"INDEX(Lists!$B$32:$B$40, MATCH(YEAR(TODAY())-C684, Lists!$C$32:$C$40,1))","v":"31-40"},350.14087480216978,{"$f":"INDEX(Data!$E$24:$E$47, MATCH(F684&D684, Data!$B$24:$B$47,0))","v":1.9964561142097742E-3},{"$f":"SUMPRODUCT((Data!$B$58:$B$60=Model!$F684)*(Data!$C$57:$K$57=Model!$O684)*(Data!$C$58:$K$60))","v":3.0038452968326621},99.961547031673376,1,{"$f":"IF(E684<>\"Serviceable\",E684,INDEX(Lists!$D$6:$D$8, MATCH(T684,Lists!$C$6:$C$8,0)))","v":"Serviceable"},{"$f":"INDEX(Lists!$C$12:$C$26, MATCH(H684, Lists!$B$12:$B$26,0))","v":"HV"}]
[null,1231,1965,"Wood Creos Impregnated","Serviceable","Class 3",0,"lv",830,2023,70,"No",false,10,{"$f":"INDEX(Lists!$B$32:$B$40, MATCH(YEAR(TODAY())-C685, Lists!$C$32:$C$40,1))","v":"51-60"},264.19720553254626,{"$f":"INDEX(Data!$E$24:$E$47, MATCH(F685&D685, Data!$B$24:$B$47,0))","v":1.0684339161496522E-3},{"$f":"SUMPRODUCT((Data!$B$58:$B$60=Model!$F685)*(Data!$C$57:$K$57=Model!$O685)*(Data!$C$58:$K$60))","v":2.6564859251595059},43.43514074840494,2,{"$f":"IF(E685<>\"Serviceable\",E685,INDEX(Lists!$D$6:$D$8, MATCH(T685,Lists!$C$6:$C$8,0)))","v":"Limited Life"},{"$f":"INDEX(Lists!$C$12:$C$26, MATCH(H685, Lists!$B$12:$B$26,0))","v":"LV"}]
[null,1233,1985,"Wood Untreated Dressed","Serviceable","Class 1",0,"lv/hv",1120,2023,100,"No",false,10,{"$f":"INDEX(Lists!$B$32:$B$40, MATCH(YEAR(TODAY())-C686, Lists!$C$32:$C$40,1))","v":"31-40"},356.50707252584556,{"$f":"INDEX(Data!$E$24:$E$47, MATCH(F686&D686, Data!$B$24:$B$47,0))","v":1.9964561142097742E-3},{"$f":"SUMPRODUCT((Data!$B$58:$B$60=Model!$F686)*(Data!$C$57:$K$57=Model!$O686)*(Data!$C$58:$K$60))","v":3.0038452968326621},69.961547031673376,1,{"$f":"IF(E686<>\"Serviceable\",E686,INDEX(Lists!$D$6:$D$8, MATCH(T686,Lists!$C$6:$C$8,0)))","v":"Serviceable"},{"$f":"INDEX(Lists!$C$12:$C$26, MATCH(H686, Lists!$B$12:$B$26,0))","v":"HV"}]
[null,1237,1935,"Wood Untreated Dressed","Serviceable","Class 1",0,"lv",730,2023,80,"No",false,10,{"$f":"INDEX(Lists!$B$32:$B$40, MATCH(YEAR(TODAY())-C687, Lists!$C$32:$C$40,1))","v":"81-90"},232.36621691416721,{"$f":"INDEX(Data!$E$24:$E$47, MATCH(F687&D687, Data!$B$24:$B$47,0))","v":1.9964561142097742E-3},{"$f":"SUMPRODUCT((Data!$B$58:$B$60=Model!$F687)*(Data!$C$57:$K$57=Model!$O687)*(Data!$C$58:$K$60))","v":2.8392735823590045},51.607264176409956,1,{"$f":"IF(E687<>\"Serviceable\",E687,INDEX(Lists!$D$6:$D$8, MATCH(T687,Lists!$C$6:$C$8,0)))","v":"Serviceable"},{"$f":"INDEX(Lists!$C$12:$C$26, MATCH(H687, Lists!$B$12:$B$26,0))","v":"LV"}]
[null,1240,1955,"Wood Untreated Dressed","Limited Life","Class 1",0,"lv",690,2023,90,"No",false,10,{"$f":"INDEX(Lists!$B$32:$B$40, MATCH(YEAR(TODAY())-C688, Lists!$C$32:$C$40,1))","v":"61-70"},219.63382146681556,{"$f":"INDEX(Data!$E$24:$E$47, MATCH(F688&D688, Data!$B$24:$B$47,0))","v":1.9964561142097742E-3},{"$f":"SUMPRODUCT((Data!$B$58:$B$60=Model!$F688)*(Data!$C$57:$K$57=Model!$O688)*(Data!$C$58:$K$60))","v":2.3795837981601728},66.204162018398279,1,{"$f":"IF(E688<>\"Serviceable\",E688,INDEX(Lists!$D$6:$D$8, MATCH(T688,Lists!$C$6:$C$8,0)))","v":"Limited Life"},{"$f":"INDEX(Lists!$C$12:$C$26, MATCH(H688, Lists!$B$12:$B$26,0))","v":"LV"}]
[null,1244,1981,"Wood Untreated Dressed","Serviceable","Class 1",0,"lv",785,2022,100,"No",false,10,{"$f":"INDEX(Lists!$B$32:$B$40, MATCH(YEAR(TODAY())-C689, Lists!$C$32:$C$40,1))","v":"41-50"},249.8732606542757,{"$f":"INDEX(Data!$E$24:$E$47, MATCH(F689&D689, Data!$B$24:$B$47,0))","v":1.9964561142097742E-3},{"$f":"SUMPRODUCT((Data!$B$58:$B$60=Model!$F689)*(Data!$C$57:$K$57=Model!$O689)*(Data!$C$58:$K$60))","v":1.7977578417715214},82.022421582284778,1,{"$f":"IF(E689<>\"Serviceable\",E689,INDEX(Lists!$D$6:$D$8, MATCH(T689,Lists!$C$6:$C$8,0)))","v":"Serviceable"},{"$f":"INDEX(Lists!$C$12:$C$26, MATCH(H689, Lists!$B$12:$B$26,0))","v":"LV"}]
[null,1245,1983,"Wood Untreated Dressed","Serviceable","Class 1",0,"lv",1005,2023,100,"No",false,10,{"$f":"INDEX(Lists!$B$32:$B$40, MATCH(YEAR(TODAY())-C690, Lists!$C$32:$C$40,1))","v":"41-50"},319.90143561470961,{"$f":"INDEX(Data!$E$24:$E$47, MATCH(F690&D690, Data!$B$24:$B$47,0))","v":1.9964561142097742E-3},{"$f":"SUMPRODUCT((Data!$B$58:$B$60=Model!$F690)*(Data!$C$57:$K$57=Model!$O690)*(Data!$C$58:$K$60))","v":1.7977578417715214},82.022421582284778,1,{"$f":"IF(E690<>\"Serviceable\",E690,INDEX(Lists!$D$6:$D$8, MATCH(T690,Lists!$C$6:$C$8,0)))","v":"Serviceable"},{"$f":"INDEX(Lists!$C$12:$C$26, MATCH(H690, Lists!$B$12:$B$26,0))","v":"LV"}]
[null,1246,1981,"Wood Untreated Dressed","Serviceable","Class 1",0,"lv",700,2022,100,"No",false,10,{"$f":"INDEX(Lists!$B$32:$B$40, MATCH(YEAR(TODAY())-C691, Lists!$C$32:$C$40,1))","v":"41-50"},222.81692032865348,{"$f":"INDEX(Data!$E$24:$E$47, MATCH(F691&D691, Data!$B$24:$B$47,0))","v":1.9964561142097742E-3},{"$f":"SUMPRODUCT((Data!$B$58:$B$60=Model!$F691)*(Data!$C$57:$K$57=Model!$O691)*(Data!$C$58:$K$60))","v":1.7977578417715214},82.022421582284778,1,{"$f":"IF(E691<>\"Serviceable\",E691,INDEX(Lists!$D$6:$D$8, MATCH(T691,Lists!$C$6:$C$8,0)))","v":"Serviceable"},{"$f":"INDEX(Lists!$C$12:$C$26, MATCH(H691, Lists!$B$12:$B$26,0))","v":"LV"}]
[null,1249,1980,"Wood Untreated Dressed","Serviceable","Class 1",0,"lv/hv",1120,2023,100,"No",false,10,{"$f":"INDEX(Lists!$B$32:$B$40, MATCH(YEAR(TODAY())-C692, Lists!$C$32:$C$40,1))","v":"41-50"},356.50707252584556,{"$f":"INDEX(Data!$E$24:$E$47, MATCH(F692&D692, Data!$B$24:$B$47,0))","v":1.9964561142097742E-3},{"$f":"SUMPRODUCT((Data!$B$58:$B$60=Model!$F692)*(Data!$C$57:$K$57=Model!$O692)*(Data!$C$58:$K$60))","v":1.7977578417715214},82.022421582284778,1,{"$f":"IF(E692<>\"Serviceable\",E692,INDEX(Lists!$D$6:$D$8, MATCH(T692,Lists!$C$6:$C$8,0)))","v":"Serviceable"},{"$f":"INDEX(Lists!$C$12:$C$26, MATCH(H692, Lists!$B$12:$B$26,0))","v":"HV"}]
[null,1253,1981,"Wood Untreated Dressed","Serviceable","Class 1",0,"lv/hv",960,2023,100,"No",false,10,{"$f":"INDEX(Lists!$B$32:$B$40, MATCH(YEAR(TODAY())-C693, Lists!$C$32:$C$40,1))","v":"41-50"},305.57749073643907,{"$f":"INDEX(Data!$E$24:$E$47, MATCH(F693&D693, Data!$B$24:$B$47,0))","v":1.9964561142097742E-3},{"$f":"SUMPRODUCT((Data!$B$58:$B$60=Model!$F693)*(Data!$C$57:$K$57=Model!$O693)*(Data!$C$58:$K$60))","v":1.7977578417715214},82.022421582284778,1,{"$f":"IF(E693<>\"Serviceable\",E693,INDEX(Lists!$D$6:$D$8, MATCH(T693,Lists!$C$6:$C$8,0)))","v":"Serviceable"},{"$f":"INDEX(Lists!$C$12:$C$26, MATCH(H693, Lists!$B$12:$B$26,0))","v":"HV"}]
[null,1254,1969,"Wood Creos Impregnated","Serviceable","Class 3",0,"lv",1160,2022,120,"No",false,10,{"$f":"INDEX(Lists!$B$32:$B$40, MATCH(YEAR(TODAY())-C694, Lists!$C$32:$C$40,1))","v":"51-60"},369.23946797319718,{"$f":"INDEX(Data!$E$24:$E$47, MATCH(F694&D694, Data!$B$24:$B$47,0))","v":1.0684339161496522E-3},{"$f":"SUMPRODUCT((Data!$B$58:$B$60=Model!$F694)*(Data!$C$57:$K$57=Model!$O694)*(Data!$C$58:$K$60))","v":2.6564859251595059},93.435140748404933,1,{"$f":"IF(E694<>\"Serviceable\",E694,INDEX(Lists!$D$6:$D$8, MATCH(T694,Lists!$C$6:$C$8,0)))","v":"Serviceable"},{"$f":"INDEX(Lists!$C$12:$C$26, MATCH(H694, Lists!$B$12:$B$26,0))","v":"LV"}]
[null,1256,1966,"Wood Creos Impregnated","Serviceable","Class 3",0,"lv/hv",1100,2022,100,"No",false,10,{"$f":"INDEX(Lists!$B$32:$B$40, MATCH(YEAR(TODAY())-C695, Lists!$C$32:$C$40,1))","v":"51-60"},350.14087480216978,{"$f":"INDEX(Data!$E$24:$E$47, MATCH(F695&D695, Data!$B$24:$B$47,0))","v":1.0684339161496522E-3},{"$f":"SUMPRODUCT((Data!$B$58:$B$60=Model!$F695)*(Data!$C$57:$K$57=Model!$O695)*(Data!$C$58:$K$60))","v":2.6564859251595059},73.435140748404933,1,{"$f":"IF(E695<>\"Serviceable\",E695,INDEX(Lists!$D$6:$D$8, MATCH(T695,Lists!$C$6:$C$8,0)))","v":"Serviceable"},{"$f":"INDEX(Lists!$C$12:$C$26, MATCH(H695, Lists!$B$12:$B$26,0))","v":"HV"}]
[null,1258,1971,"Wood Creos Impregnated","Serviceable","Class 3",0,"lv",700,2022,80,"No",false,10,{"$f":"INDEX(Lists!$B$32:$B$40, MATCH(YEAR(TODAY())-C696, Lists!$C$32:$C$40,1))","v":"51-60"},222.81692032865348,{"$f":"INDEX(Data!$E$24:$E$47, MATCH(F696&D696, Data!$B$24:$B$47,0))","v":1.0684339161496522E-3},{"$f":"SUMPRODUCT((Data!$B$58:$B$60=Model!$F696)*(Data!$C$57:$K$57=Model!$O696)*(Data!$C$58:$K$60))","v":2.6564859251595059},53.43514074840494,2,{"$f":"IF(E696<>\"Serviceable\",E696,INDEX(Lists!$D$6:$D$8, MATCH(T696,Lists!$C$6:$C$8,0)))","v":"Limited Life"},{"$f":"INDEX(Lists!$C$12:$C$26, MATCH(H696, Lists!$B$12:$B$26,0))","v":"LV"}]
[null,1260,1978,"Wood Untreated Dressed","Serviceable","Class 1",0,"pl",780,2022,100,"No",false,10,{"$f":"INDEX(Lists!$B$32:$B$40, MATCH(YEAR(TODAY())-C697, Lists!$C$32:$C$40,1))","v":"41-50"},248.28171122335672,{"$f":"INDEX(Data!$E$24:$E$47, MATCH(F697&D697, Data!$B$24:$B$47,0))","v":1.9964561142097742E-3},{"$f":"SUMPRODUCT((Data!$B$58:$B$60=Model!$F697)*(Data!$C$57:$K$57=Model!$O697)*(Data!$C$58:$K$60))","v":1.7977578417715214},82.022421582284778,1,{"$f":"IF(E697<>\"Serviceable\",E697,INDEX(Lists!$D$6:$D$8, MATCH(T697,Lists!$C$6:$C$8,0)))","v":"Serviceable"},{"$f":"INDEX(Lists!$C$12:$C$26, MATCH(H697, Lists!$B$12:$B$26,0))","v":"LV"}]
[null,1261,1965,"Wood Creos Impregnated","Serviceable","Class 3",0,"lv/hv",900,2023,70,"No",false,10,{"$f":"INDEX(Lists!$B$32:$B$40, MATCH(YEAR(TODAY())-C698, Lists!$C$32:$C$40,1))","v":"51-60"},286.47889756541161,{"$f":"INDEX(Data!$E$24:$E$47, MATCH(F698&D698, Data!$B$24:$B$47,0))","v":1.0684339161496522E-3},{"$f":"SUMPRODUCT((Data!$B$58:$B$60=Model!$F698)*(Data!$C$57:$K$57=Model!$O698)*(Data!$C$58:$K$60))","v":2.6564859251595059},43.43514074840494,2,{"$f":"IF(E698<>\"Serviceable\",E698,INDEX(Lists!$D$6:$D$8, MATCH(T698,Lists!$C$6:$C$8,0)))","v":"Limited Life"},{"$f":"INDEX(Lists!$C$12:$C$26, MATCH(H698, Lists!$B$12:$B$26,0))","v":"HV"}]
[null,1263,1964,"Wood Creos Impregnated","Serviceable","Class 3",0,"lv/hv",880,2023,100,"No",false,10,{"$f":"INDEX(Lists!$B$32:$B$40, MATCH(YEAR(TODAY())-C699, Lists!$C$32:$C$40,1))","v":"61-70"},280.11269984173578,{"$f":"INDEX(Data!$E$24:$E$47, MATCH(F699&D699, Data!$B$24:$B$47,0))","v":1.0684339161496522E-3},{"$f":"SUMPRODUCT((Data!$B$58:$B$60=Model!$F699)*(Data!$C$57:$K$57=Model!$O699)*(Data!$C$58:$K$60))","v":1.9802031311051838},80.197968688948166,1,{"$f":"IF(E699<>\"Serviceable\",E699,INDEX(Lists!$D$6:$D$8, MATCH(T699,Lists!$C$6:$C$8,0)))","v":"Serviceable"},{"$f":"INDEX(Lists!$C$12:$C$26, MATCH(H699, Lists!$B$12:$B$26,0))","v":"HV"}]
[null,1264,1962,"Wood Creos Impregnated","Serviceable","Class 3",0,"lv",770,2022,70,"No",false,10,{"$f":"INDEX(Lists!$B$32:$B$40, MATCH(YEAR(TODAY())-C700, Lists!$C$32:$C$40,1))","v":"61-70"},245.09861236151883,{"$f":"INDEX(Data!$E$24:$E$47, MATCH(F700&D700, Data!$B$24:$B$47,0))","v":1.0684339161496522E-3},{"$f":"SUMPRODUCT((Data!$B$58:$B$60=Model!$F700)*(Data!$C$57:$K$57=Model!$O700)*(Data!$C$58:$K$60))","v":1.9802031311051838},50.197968688948166,2,{"$f":"IF(E700<>\"Serviceable\",E700,INDEX(Lists!$D$6:$D$8, MATCH(T700,Lists!$C$6:$C$8,0)))","v":"Limited Life"},{"$f":"INDEX(Lists!$C$12:$C$26, MATCH(H700, Lists!$B$12:$B$26,0))","v":"LV"}]
[null,1266,1981,"Wood Untreated Dressed","Serviceable","Class 1",0,"lv",785,2022,100,"No",false,10,{"$f":"INDEX(Lists!$B$32:$B$40, MATCH(YEAR(TODAY())-C701, Lists!$C$32:$C$40,1))","v":"41-50"},249.8732606542757,{"$f":"INDEX(Data!$E$24:$E$47, MATCH(F701&D701, Data!$B$24:$B$47,0))","v":1.9964561142097742E-3},{"$f":"SUMPRODUCT((Data!$B$58:$B$60=Model!$F701)*(Data!$C$57:$K$57=Model!$O701)*(Data!$C$58:$K$60))","v":1.7977578417715214},82.022421582284778,1,{"$f":"IF(E701<>\"Serviceable\",E701,INDEX(Lists!$D$6:$D$8, MATCH(T701,Lists!$C$6:$C$8,0)))","v":"Serviceable"},{"$f":"INDEX(Lists!$C$12:$C$26, MATCH(H701, Lists!$B$12:$B$26,0))","v":"LV"}]
[null,1267,1986,"Wood Untreated Dressed","Serviceable","Class 1",0,"lv/hv",1288,2023,100,"No",false,10,{"$f":"INDEX(Lists!$B$32:$B$40, MATCH(YEAR(TODAY())-C702, Lists!$C$32:$C$40,1))","v":"31-40"},409.98313340472242,{"$f":"INDEX(Data!$E$24:$E$47, MATCH(F702&D702, Data!$B$24:$B$47,0))","v":1.9964561142097742E-3},{"$f":"SUMPRODUCT((Data!$B$58:$B$60=Model!$F702)*(Data!$C$57:$K$57=Model!$O702)*(Data!$C$58:$K$60))","v":3.0038452968326621},69.961547031673376,1,{"$f":"IF(E702<>\"Serviceable\",E702,INDEX(Lists!$D$6:$D$8, MATCH(T702,Lists!$C$6:$C$8,0)))","v":"Serviceable"},{"$f":"INDEX(Lists!$C$12:$C$26, MATCH(H702, Lists!$B$12:$B$26,0))","v":"HV"}]
[null,1268,1961,"Wood Creos Impregnated","Serviceable","Class 3",0,"pl",785,2022,90,"No",false,10,{"$f":"INDEX(Lists!$B$32:$B$40, MATCH(YEAR(TODAY())-C703, Lists!$C$32:$C$40,1))","v":"61-70"},249.8732606542757,{"$f":"INDEX(Data!$E$24:$E$47, MATCH(F703&D703, Data!$B$24:$B$47,0))","v":1.0684339161496522E-3},{"$f":"SUMPRODUCT((Data!$B$58:$B$60=Model!$F703)*(Data!$C$57:$K$57=Model!$O703)*(Data!$C$58:$K$60))","v":1.9802031311051838},70.197968688948166,1,{"$f":"IF(E703<>\"Serviceable\",E703,INDEX(Lists!$D$6:$D$8, MATCH(T703,Lists!$C$6:$C$8,0)))","v":"Serviceable"},{"$f":"INDEX(Lists!$C$12:$C$26, MATCH(H703, Lists!$B$12:$B$26,0))","v":"LV"}]
[null,1270,1974,"Wood Creos Impregnated","Serviceable","Class 3",0,"lv",940,2022,80,"No",false,10,{"$f":"INDEX(Lists!$B$32:$B$40, MATCH(YEAR(TODAY())-C704, Lists!$C$32:$C$40,1))","v":"51-60"},299.21129301276324,{"$f":"INDEX(Data!$E$24:$E$47, MATCH(F704&D704, Data!$B$24:$B$47,0))","v":1.0684339161496522E-3},{"$f":"SUMPRODUCT((Data!$B$58:$B$60=Model!$F704)*(Data!$C$57:$K$57=Model!$O704)*(Data!$C$58:$K$60))","v":2.6564859251595059},53.43514074840494,2,{"$f":"IF(E704<>\"Serviceable\",E704,INDEX(Lists!$D$6:$D$8, MATCH(T704,Lists!$C$6:$C$8,0)))","v":"Limited Life"},{"$f":"INDEX(Lists!$C$12:$C$26, MATCH(H704, Lists!$B$12:$B$26,0))","v":"LV"}]
[null,1274,1967,"Wood Creos Impregnated","Serviceable","Class 3",0,"lv",800,2022,100,"No",false,10,{"$f":"INDEX(Lists!$B$32:$B$40, MATCH(YEAR(TODAY())-C705, Lists!$C$32:$C$40,1))","v":"51-60"},254.64790894703253,{"$f":"INDEX(Data!$E$24:$E$47, MATCH(F705&D705, Data!$B$24:$B$47,0))","v":1.0684339161496522E-3},{"$f":"SUMPRODUCT((Data!$B$58:$B$60=Model!$F705)*(Data!$C$57:$K$57=Model!$O705)*(Data!$C$58:$K$60))","v":2.6564859251595059},73.435140748404933,1,{"$f":"IF(E705<>\"Serviceable\",E705,INDEX(Lists!$D$6:$D$8, MATCH(T705,Lists!$C$6:$C$8,0)))","v":"Serviceable"},{"$f":"INDEX(Lists!$C$12:$C$26, MATCH(H705, Lists!$B$12:$B$26,0))","v":"LV"}]
[null,1277,1936,"Wood Untreated Dressed","Serviceable","Class 1",0,"lv/hv",900,2023,100,"No",false,10,{"$f":"INDEX(Lists!$B$32:$B$40, MATCH(YEAR(TODAY())-C706, Lists!$C$32:$C$40,1))","v":"81-90"},286.47889756541161,{"$f":"INDEX(Data!$E$24:$E$47, MATCH(F706&D706, Data!$B$24:$B$47,0))","v":1.9964561142097742E-3},{"$f":"SUMPRODUCT((Data!$B$58:$B$60=Model!$F706)*(Data!$C$57:$K$57=Model!$O706)*(Data!$C$58:$K$60))","v":2.8392735823590045},71.607264176409956,1,{"$f":"IF(E706<>\"Serviceable\",E706,INDEX(Lists!$D$6:$D$8, MATCH(T706,Lists!$C$6:$C$8,0)))","v":"Serviceable"},{"$f":"INDEX(Lists!$C$12:$C$26, MATCH(H706, Lists!$B$12:$B$26,0))","v":"HV"}]
[null,1278,1976,"Wood Creos Impregnated","Serviceable","Class 1",0,"lv",650,2022,110,"No",false,10,{"$f":"INDEX(Lists!$B$32:$B$40, MATCH(YEAR(TODAY())-C707, Lists!$C$32:$C$40,1))","v":"41-50"},206.90142601946394,{"$f":"INDEX(Data!$E$24:$E$47, MATCH(F707&D707, Data!$B$24:$B$47,0))","v":9.9474993092014377E-4},{"$f":"SUMPRODUCT((Data!$B$58:$B$60=Model!$F707)*(Data!$C$57:$K$57=Model!$O707)*(Data!$C$58:$K$60))","v":1.7977578417715214},92.022421582284778,1,{"$f":"IF(E707<>\"Serviceable\",E707,INDEX(Lists!$D$6:$D$8, MATCH(T707,Lists!$C$6:$C$8,0)))","v":"Serviceable"},{"$f":"INDEX(Lists!$C$12:$C$26, MATCH(H707, Lists!$B$12:$B$26,0))","v":"LV"}]
[null,1279,1938,"Wood Untreated Dressed","Serviceable","Class 1",0,"lv/hv",930,2023,80,"No",false,10,{"$f":"INDEX(Lists!$B$32:$B$40, MATCH(YEAR(TODAY())-C708, Lists!$C$32:$C$40,1))","v":"81-90"},296.02819415092534,{"$f":"INDEX(Data!$E$24:$E$47, MATCH(F708&D708, Data!$B$24:$B$47,0))","v":1.9964561142097742E-3},{"$f":"SUMPRODUCT((Data!$B$58:$B$60=Model!$F708)*(Data!$C$57:$K$57=Model!$O708)*(Data!$C$58:$K$60))","v":2.8392735823590045},51.607264176409956,1,{"$f":"IF(E708<>\"Serviceable\",E708,INDEX(Lists!$D$6:$D$8, MATCH(T708,Lists!$C$6:$C$8,0)))","v":"Serviceable"},{"$f":"INDEX(Lists!$C$12:$C$26, MATCH(H708, Lists!$B$12:$B$26,0))","v":"HV"}]
[null,1284,1968,"Wood Creos Impregnated","Serviceable","Class 3",0,"lv",1020,2023,90,"No",false,10,{"$f":"INDEX(Lists!$B$32:$B$40, MATCH(YEAR(TODAY())-C709, Lists!$C$32:$C$40,1))","v":"51-60"},324.67608390746648,{"$f":"INDEX(Data!$E$24:$E$47, MATCH(F709&D709, Data!$B$24:$B$47,0))","v":1.0684339161496522E-3},{"$f":"SUMPRODUCT((Data!$B$58:$B$60=Model!$F709)*(Data!$C$57:$K$57=Model!$O709)*(Data!$C$58:$K$60))","v":2.6564859251595059},63.43514074840494,2,{"$f":"IF(E709<>\"Serviceable\",E709,INDEX(Lists!$D$6:$D$8, MATCH(T709,Lists!$C$6:$C$8,0)))","v":"Limited Life"},{"$f":"INDEX(Lists!$C$12:$C$26, MATCH(H709, Lists!$B$12:$B$26,0))","v":"LV"}]
[null,1290,1969,"Wood Creos Impregnated","Serviceable","Class 3",0,"lv/hv",920,2023,90,"No",false,10,{"$f":"INDEX(Lists!$B$32:$B$40, MATCH(YEAR(TODAY())-C710, Lists!$C$32:$C$40,1))","v":"51-60"},292.84509528908745,{"$f":"INDEX(Data!$E$24:$E$47, MATCH(F710&D710, Data!$B$24:$B$47,0))","v":1.0684339161496522E-3},{"$f":"SUMPRODUCT((Data!$B$58:$B$60=Model!$F710)*(Data!$C$57:$K$57=Model!$O710)*(Data!$C$58:$K$60))","v":2.6564859251595059},63.43514074840494,2,{"$f":"IF(E710<>\"Serviceable\",E710,INDEX(Lists!$D$6:$D$8, MATCH(T710,Lists!$C$6:$C$8,0)))","v":"Limited Life"},{"$f":"INDEX(Lists!$C$12:$C$26, MATCH(H710, Lists!$B$12:$B$26,0))","v":"HV"}]
[null,1292,1963,"Wood Creos Impregnated","Serviceable","Class 3",0,"lv",880,2023,70,"No",false,10,{"$f":"INDEX(Lists!$B$32:$B$40, MATCH(YEAR(TODAY())-C711, Lists!$C$32:$C$40,1))","v":"61-70"},280.11269984173578,{"$f":"INDEX(Data!$E$24:$E$47, MATCH(F711&D711, Data!$B$24:$B$47,0))","v":1.0684339161496522E-3},{"$f":"SUMPRODUCT((Data!$B$58:$B$60=Model!$F711)*(Data!$C$57:$K$57=Model!$O711)*(Data!$C$58:$K$60))","v":1.9802031311051838},50.197968688948166,2,{"$f":"IF(E711<>\"Serviceable\",E711,INDEX(Lists!$D$6:$D$8, MATCH(T711,Lists!$C$6:$C$8,0)))","v":"Limited Life"},{"$f":"INDEX(Lists!$C$12:$C$26, MATCH(H711, Lists!$B$12:$B$26,0))","v":"LV"}]
[null,1296,1941,"Wood Untreated Dressed","Serviceable","Class 1",0,"lv",880,2023,80,"No",false,{"$f":"IF(L712=\"No\",ROUND((End_year-J712)/5,0)*5,ROUND((End_year-J712)/3,0)*3)","v":10},{"$f":"INDEX(Lists!$B$32:$B$40, MATCH(YEAR(TODAY())-C712, Lists!$C$32:$C$40,1))","v":"81-90"},280.11269984173578,{"$f":"INDEX(Data!$E$24:$E$47, MATCH(F712&D712, Data!$B$24:$B$47,0))","v":1.9964561142097742E-3},{"$f":"SUMPRODUCT((Data!$B$58:$B$60=Model!$F712)*(Data!$C$57:$K$57=Model!$O712)*(Data!$C$58:$K$60))","v":2.8392735823590045},{"$f":"IF(IF(K712>=700,999,(K712-R712*N712))<0,0,IF(K712>=700,999,(K712-R712*N712)))","v":51.607264176409956},{"$f":"IF(S712<30,3,IF(AND(F712=\"Class 1\",S712<50),2,IF(AND(F712=\"Class 1\",S712>=50),1,IF(S712<70,2,1))))","v":1},{"$f":"IF(E712<>\"Serviceable\",E712,INDEX(Lists!$D$6:$D$8, MATCH(T712,Lists!$C$6:$C$8,0)))","v":"Serviceable"},{"$f":"INDEX(Lists!$C$12:$C$26, MATCH(H712, Lists!$B$12:$B$26,0))","v":"LV"}]
[null,1299,1963,"Wood Creos Impregnated","Serviceable","Class 3",0,"lv/hv",940,2020,90,"No",{"$f":"IF(G713=0,FALSE,TRUE)","v":false},10,{"$f":"INDEX(Lists!$B$32:$B$40, MATCH(YEAR(TODAY())-C713, Lists!$C$32:$C$40,1))","v":"61-70"},{"$f":"I713/PI()","v":299.21129301276324},{"$f":"INDEX(Data!$E$24:$E$47, MATCH(F713&D713, Data!$B$24:$B$47,0))","v":1.0684339161496522E-3},{"$f":"SUMPRODUCT((Data!$B$58:$B$60=Model!$F713)*(Data!$C$57:$K$57=Model!$O713)*(Data!$C$58:$K$60))","v":1.9802031311051838},70.197968688948166,1,{"$f":"IF(E713<>\"Serviceable\",E713,INDEX(Lists!$D$6:$D$8, MATCH(T713,Lists!$C$6:$C$8,0)))","v":"Serviceable"},{"$f":"INDEX(Lists!$C$12:$C$26, MATCH(H713, Lists!$B$12:$B$26,0))","v":"HV"}]
[null,1300,1941,"Wood Untreated Round","Serviceable","Class 1",0,"lv/future hv",940,2023,60,"No",false,10,{"$f":"INDEX(Lists!$B$32:$B$40, MATCH(YEAR(TODAY())-C714, Lists!$C$32:$C$40,1))","v":"81-90"},299.21129301276324,{"$f":"INDEX(Data!$E$24:$E$47, MATCH(F714&D714, Data!$B$24:$B$47,0))","v":1.9964561142097742E-3},{"$f":"SUMPRODUCT((Data!$B$58:$B$60=Model!$F714)*(Data!$C$57:$K$57=Model!$O714)*(Data!$C$58:$K$60))","v":2.8392735823590045},31.607264176409956,2,{"$f":"IF(E714<>\"Serviceable\",E714,INDEX(Lists!$D$6:$D$8, MATCH(T714,Lists!$C$6:$C$8,0)))","v":"Limited Life"},{"$f":"INDEX(Lists!$C$12:$C$26, MATCH(H714, Lists!$B$12:$B$26,0))","v":"LV"}]
[null,1302,1940,"Wood Untreated Dressed","Serviceable","Class 1",0,"lv/hv",974,2023,100,"No",false,10,{"$f":"INDEX(Lists!$B$32:$B$40, MATCH(YEAR(TODAY())-C715, Lists!$C$32:$C$40,1))","v":"81-90"},310.0338291430121,{"$f":"INDEX(Data!$E$24:$E$47, MATCH(F715&D715, Data!$B$24:$B$47,0))","v":1.9964561142097742E-3},{"$f":"SUMPRODUCT((Data!$B$58:$B$60=Model!$F715)*(Data!$C$57:$K$57=Model!$O715)*(Data!$C$58:$K$60))","v":2.8392735823590045},71.607264176409956,1,{"$f":"IF(E715<>\"Serviceable\",E715,INDEX(Lists!$D$6:$D$8, MATCH(T715,Lists!$C$6:$C$8,0)))","v":"Serviceable"},{"$f":"INDEX(Lists!$C$12:$C$26, MATCH(H715, Lists!$B$12:$B$26,0))","v":"HV"}]
[null,1305,1967,"Wood Creos Impregnated","Serviceable","Class 3",0,"lv",910,2023,80,"No",false,10,{"$f":"INDEX(Lists!$B$32:$B$40, MATCH(YEAR(TODAY())-C716, Lists!$C$32:$C$40,1))","v":"51-60"},289.66199642724951,{"$f":"INDEX(Data!$E$24:$E$47, MATCH(F716&D716, Data!$B$24:$B$47,0))","v":1.0684339161496522E-3},{"$f":"SUMPRODUCT((Data!$B$58:$B$60=Model!$F716)*(Data!$C$57:$K$57=Model!$O716)*(Data!$C$58:$K$60))","v":2.6564859251595059},53.43514074840494,2,{"$f":"IF(E716<>\"Serviceable\",E716,INDEX(Lists!$D$6:$D$8, MATCH(T716,Lists!$C$6:$C$8,0)))","v":"Limited Life"},{"$f":"INDEX(Lists!$C$12:$C$26, MATCH(H716, Lists!$B$12:$B$26,0))","v":"LV"}]
[null,1310,1963,"Wood Creos Impregnated","Serviceable","Class 3",0,"lv",900,2020,100,"No",false,10,{"$f":"INDEX(Lists!$B$32:$B$40, MATCH(YEAR(TODAY())-C717, Lists!$C$32:$C$40,1))","v":"61-70"},286.47889756541161,{"$f":"INDEX(Data!$E$24:$E$47, MATCH(F717&D717, Data!$B$24:$B$47,0))","v":1.0684339161496522E-3},{"$f":"SUMPRODUCT((Data!$B$58:$B$60=Model!$F717)*(Data!$C$57:$K$57=Model!$O717)*(Data!$C$58:$K$60))","v":1.9802031311051838},80.197968688948166,1,{"$f":"IF(E717<>\"Serviceable\",E717,INDEX(Lists!$D$6:$D$8, MATCH(T717,Lists!$C$6:$C$8,0)))","v":"Serviceable"},{"$f":"INDEX(Lists!$C$12:$C$26, MATCH(H717, Lists!$B$12:$B$26,0))","v":"LV"}]
[null,1311,1978,"Wood Untreated Dressed","Serviceable","Class 1",0,"lv",1000,2023,90,"No",false,10,{"$f":"INDEX(Lists!$B$32:$B$40, MATCH(YEAR(TODAY())-C718, Lists!$C$32:$C$40,1))","v":"41-50"},318.3098861837907,{"$f":"INDEX(Data!$E$24:$E$47, MATCH(F718&D718, Data!$B$24:$B$47,0))","v":1.9964561142097742E-3},{"$f":"SUMPRODUCT((Data!$B$58:$B$60=Model!$F718)*(Data!$C$57:$K$57=Model!$O718)*(Data!$C$58:$K$60))","v":1.7977578417715214},72.022421582284778,1,{"$f":"IF(E718<>\"Serviceable\",E718,INDEX(Lists!$D$6:$D$8, MATCH(T718,Lists!$C$6:$C$8,0)))","v":"Serviceable"},{"$f":"INDEX(Lists!$C$12:$C$26, MATCH(H718, Lists!$B$12:$B$26,0))","v":"LV"}]
[null,1313,1940,"Wood Untreated Dressed","Serviceable","Class 1",0,"lv/hv",650,2023,80,"No",false,10,{"$f":"INDEX(Lists!$B$32:$B$40, MATCH(YEAR(TODAY())-C719, Lists!$C$32:$C$40,1))","v":"81-90"},206.90142601946394,{"$f":"INDEX(Data!$E$24:$E$47, MATCH(F719&D719, Data!$B$24:$B$47,0))","v":1.9964561142097742E-3},{"$f":"SUMPRODUCT((Data!$B$58:$B$60=Model!$F719)*(Data!$C$57:$K$57=Model!$O719)*(Data!$C$58:$K$60))","v":2.8392735823590045},51.607264176409956,1,{"$f":"IF(E719<>\"Serviceable\",E719,INDEX(Lists!$D$6:$D$8, MATCH(T719,Lists!$C$6:$C$8,0)))","v":"Serviceable"},{"$f":"INDEX(Lists!$C$12:$C$26, MATCH(H719, Lists!$B$12:$B$26,0))","v":"HV"}]
[null,1314,1969,"Wood Creos Impregnated","Serviceable","Class 3",0,"lv",817,2020,70,"No",false,10,{"$f":"INDEX(Lists!$B$32:$B$40, MATCH(YEAR(TODAY())-C720, Lists!$C$32:$C$40,1))","v":"51-60"},260.05917701215697,{"$f":"INDEX(Data!$E$24:$E$47, MATCH(F720&D720, Data!$B$24:$B$47,0))","v":1.0684339161496522E-3},{"$f":"SUMPRODUCT((Data!$B$58:$B$60=Model!$F720)*(Data!$C$57:$K$57=Model!$O720)*(Data!$C$58:$K$60))","v":2.6564859251595059},43.43514074840494,2,{"$f":"IF(E720<>\"Serviceable\",E720,INDEX(Lists!$D$6:$D$8, MATCH(T720,Lists!$C$6:$C$8,0)))","v":"Limited Life"},{"$f":"INDEX(Lists!$C$12:$C$26, MATCH(H720, Lists!$B$12:$B$26,0))","v":"LV"}]
[null,1315,1975,"Wood Creos Impregnated","Serviceable","Class 1",0,"lv/hv",800,2023,90,"No",false,10,{"$f":"INDEX(Lists!$B$32:$B$40, MATCH(YEAR(TODAY())-C721, Lists!$C$32:$C$40,1))","v":"41-50"},254.64790894703253,{"$f":"INDEX(Data!$E$24:$E$47, MATCH(F721&D721, Data!$B$24:$B$47,0))","v":9.9474993092014377E-4},{"$f":"SUMPRODUCT((Data!$B$58:$B$60=Model!$F721)*(Data!$C$57:$K$57=Model!$O721)*(Data!$C$58:$K$60))","v":1.7977578417715214},72.022421582284778,1,{"$f":"IF(E721<>\"Serviceable\",E721,INDEX(Lists!$D$6:$D$8, MATCH(T721,Lists!$C$6:$C$8,0)))","v":"Serviceable"},{"$f":"INDEX(Lists!$C$12:$C$26, MATCH(H721, Lists!$B$12:$B$26,0))","v":"HV"}]
[null,1318,1967,"Wood Creos Impregnated","Serviceable","Class 3",0,"lv",942,2021,90,"No",false,10,{"$f":"INDEX(Lists!$B$32:$B$40, MATCH(YEAR(TODAY())-C722, Lists!$C$32:$C$40,1))","v":"51-60"},299.8479127851308,{"$f":"INDEX(Data!$E$24:$E$47, MATCH(F722&D722, Data!$B$24:$B$47,0))","v":1.0684339161496522E-3},{"$f":"SUMPRODUCT((Data!$B$58:$B$60=Model!$F722)*(Data!$C$57:$K$57=Model!$O722)*(Data!$C$58:$K$60))","v":2.6564859251595059},63.43514074840494,2,{"$f":"IF(E722<>\"Serviceable\",E722,INDEX(Lists!$D$6:$D$8, MATCH(T722,Lists!$C$6:$C$8,0)))","v":"Limited Life"},{"$f":"INDEX(Lists!$C$12:$C$26, MATCH(H722, Lists!$B$12:$B$26,0))","v":"LV"}]
[null,1319,1982,"Wood Untreated Dressed","Serviceable","Class 1",0,"lv/hv",1005,2023,90,"No",false,10,{"$f":"INDEX(Lists!$B$32:$B$40, MATCH(YEAR(TODAY())-C723, Lists!$C$32:$C$40,1))","v":"41-50"},319.90143561470961,{"$f":"INDEX(Data!$E$24:$E$47, MATCH(F723&D723, Data!$B$24:$B$47,0))","v":1.9964561142097742E-3},{"$f":"SUMPRODUCT((Data!$B$58:$B$60=Model!$F723)*(Data!$C$57:$K$57=Model!$O723)*(Data!$C$58:$K$60))","v":1.7977578417715214},72.022421582284778,1,{"$f":"IF(E723<>\"Serviceable\",E723,INDEX(Lists!$D$6:$D$8, MATCH(T723,Lists!$C$6:$C$8,0)))","v":"Serviceable"},{"$f":"INDEX(Lists!$C$12:$C$26, MATCH(H723, Lists!$B$12:$B$26,0))","v":"HV"}]
[null,1322,1968,"Wood Creos Impregnated","Serviceable","Class 3",0,"lv",1020,2021,100,"No",false,10,{"$f":"INDEX(Lists!$B$32:$B$40, MATCH(YEAR(TODAY())-C724, Lists!$C$32:$C$40,1))","v":"51-60"},324.67608390746648,{"$f":"INDEX(Data!$E$24:$E$47, MATCH(F724&D724, Data!$B$24:$B$47,0))","v":1.0684339161496522E-3},{"$f":"SUMPRODUCT((Data!$B$58:$B$60=Model!$F724)*(Data!$C$57:$K$57=Model!$O724)*(Data!$C$58:$K$60))","v":2.6564859251595059},73.435140748404933,1,{"$f":"IF(E724<>\"Serviceable\",E724,INDEX(Lists!$D$6:$D$8, MATCH(T724,Lists!$C$6:$C$8,0)))","v":"Serviceable"},{"$f":"INDEX(Lists!$C$12:$C$26, MATCH(H724, Lists!$B$12:$B$26,0))","v":"LV"}]
[null,1323,1940,"Wood Untreated Dressed","Serviceable","Class 1",0,"lv/hv",670,2023,80,"No",false,10,{"$f":"INDEX(Lists!$B$32:$B$40, MATCH(YEAR(TODAY())-C725, Lists!$C$32:$C$40,1))","v":"81-90"},213.26762374313975,{"$f":"INDEX(Data!$E$24:$E$47, MATCH(F725&D725, Data!$B$24:$B$47,0))","v":1.9964561142097742E-3},{"$f":"SUMPRODUCT((Data!$B$58:$B$60=Model!$F725)*(Data!$C$57:$K$57=Model!$O725)*(Data!$C$58:$K$60))","v":2.8392735823590045},51.607264176409956,1,{"$f":"IF(E725<>\"Serviceable\",E725,INDEX(Lists!$D$6:$D$8, MATCH(T725,Lists!$C$6:$C$8,0)))","v":"Serviceable"},{"$f":"INDEX(Lists!$C$12:$C$26, MATCH(H725, Lists!$B$12:$B$26,0))","v":"HV"}]
[null,1325,1934,"Wood Untreated Dressed","Serviceable","Class 1",0,"lv",860,2023,80,"No",false,10,{"$f":"INDEX(Lists!$B$32:$B$40, MATCH(YEAR(TODAY())-C726, Lists!$C$32:$C$40,1))","v":"90+"},273.74650211805999,{"$f":"INDEX(Data!$E$24:$E$47, MATCH(F726&D726, Data!$B$24:$B$47,0))","v":1.9964561142097742E-3},{"$f":"SUMPRODUCT((Data!$B$58:$B$60=Model!$F726)*(Data!$C$57:$K$57=Model!$O726)*(Data!$C$58:$K$60))","v":1.4835341045333483},65.164658954666521,1,{"$f":"IF(E726<>\"Serviceable\",E726,INDEX(Lists!$D$6:$D$8, MATCH(T726,Lists!$C$6:$C$8,0)))","v":"Serviceable"},{"$f":"INDEX(Lists!$C$12:$C$26, MATCH(H726, Lists!$B$12:$B$26,0))","v":"LV"}]
[null,1326,1960,"Wood Creos Impregnated","Serviceable","Class 3",0,"lv",999,2022,90,"No",false,10,{"$f":"INDEX(Lists!$B$32:$B$40, MATCH(YEAR(TODAY())-C727, Lists!$C$32:$C$40,1))","v":"61-70"},317.99157629760691,{"$f":"INDEX(Data!$E$24:$E$47, MATCH(F727&D727, Data!$B$24:$B$47,0))","v":1.0684339161496522E-3},{"$f":"SUMPRODUCT((Data!$B$58:$B$60=Model!$F727)*(Data!$C$57:$K$57=Model!$O727)*(Data!$C$58:$K$60))","v":1.9802031311051838},70.197968688948166,1,{"$f":"IF(E727<>\"Serviceable\",E727,INDEX(Lists!$D$6:$D$8, MATCH(T727,Lists!$C$6:$C$8,0)))","v":"Serviceable"},{"$f":"INDEX(Lists!$C$12:$C$26, MATCH(H727, Lists!$B$12:$B$26,0))","v":"LV"}]
[null,1327,1940,"Wood Untreated Dressed","Serviceable","Class 1",0,"lv/hv",785,2023,80,"No",false,10,{"$f":"INDEX(Lists!$B$32:$B$40, MATCH(YEAR(TODAY())-C728, Lists!$C$32:$C$40,1))","v":"81-90"},249.8732606542757,{"$f":"INDEX(Data!$E$24:$E$47, MATCH(F728&D728, Data!$B$24:$B$47,0))","v":1.9964561142097742E-3},{"$f":"SUMPRODUCT((Data!$B$58:$B$60=Model!$F728)*(Data!$C$57:$K$57=Model!$O728)*(Data!$C$58:$K$60))","v":2.8392735823590045},51.607264176409956,1,{"$f":"IF(E728<>\"Serviceable\",E728,INDEX(Lists!$D$6:$D$8, MATCH(T728,Lists!$C$6:$C$8,0)))","v":"Serviceable"},{"$f":"INDEX(Lists!$C$12:$C$26, MATCH(H728, Lists!$B$12:$B$26,0))","v":"HV"}]
[null,1330,1979,"Wood Untreated Dressed","Serviceable","Class 1",0,"lv",1050,2022,140,"No",false,10,{"$f":"INDEX(Lists!$B$32:$B$40, MATCH(YEAR(TODAY())-C729, Lists!$C$32:$C$40,1))","v":"41-50"},334.22538049298021,{"$f":"INDEX(Data!$E$24:$E$47, MATCH(F729&D729, Data!$B$24:$B$47,0))","v":1.9964561142097742E-3},{"$f":"SUMPRODUCT((Data!$B$58:$B$60=Model!$F729)*(Data!$C$57:$K$57=Model!$O729)*(Data!$C$58:$K$60))","v":1.7977578417715214},122.02242158228478,1,{"$f":"IF(E729<>\"Serviceable\",E729,INDEX(Lists!$D$6:$D$8, MATCH(T729,Lists!$C$6:$C$8,0)))","v":"Serviceable"},{"$f":"INDEX(Lists!$C$12:$C$26, MATCH(H729, Lists!$B$12:$B$26,0))","v":"LV"}]
[null,1332,1927,"Wood Untreated Dressed","Serviceable","Class 1",0,"lv",940,2022,90,"No",false,10,{"$f":"INDEX(Lists!$B$32:$B$40, MATCH(YEAR(TODAY())-C730, Lists!$C$32:$C$40,1))","v":"90+"},299.21129301276324,{"$f":"INDEX(Data!$E$24:$E$47, MATCH(F730&D730, Data!$B$24:$B$47,0))","v":1.9964561142097742E-3},{"$f":"SUMPRODUCT((Data!$B$58:$B$60=Model!$F730)*(Data!$C$57:$K$57=Model!$O730)*(Data!$C$58:$K$60))","v":1.4835341045333483},75.164658954666521,1,{"$f":"IF(E730<>\"Serviceable\",E730,INDEX(Lists!$D$6:$D$8, MATCH(T730,Lists!$C$6:$C$8,0)))","v":"Serviceable"},{"$f":"INDEX(Lists!$C$12:$C$26, MATCH(H730, Lists!$B$12:$B$26,0))","v":"LV"}]
[null,1333,1938,"Wood Untreated Dressed","Serviceable","Class 1",0,"lv",880,2023,70,"No",false,10,{"$f":"INDEX(Lists!$B$32:$B$40, MATCH(YEAR(TODAY())-C731, Lists!$C$32:$C$40,1))","v":"81-90"},280.11269984173578,{"$f":"INDEX(Data!$E$24:$E$47, MATCH(F731&D731, Data!$B$24:$B$47,0))","v":1.9964561142097742E-3},{"$f":"SUMPRODUCT((Data!$B$58:$B$60=Model!$F731)*(Data!$C$57:$K$57=Model!$O731)*(Data!$C$58:$K$60))","v":2.8392735823590045},41.607264176409956,2,{"$f":"IF(E731<>\"Serviceable\",E731,INDEX(Lists!$D$6:$D$8, MATCH(T731,Lists!$C$6:$C$8,0)))","v":"Limited Life"},{"$f":"INDEX(Lists!$C$12:$C$26, MATCH(H731, Lists!$B$12:$B$26,0))","v":"LV"}]
[null,1335,1935,"Wood Untreated Dressed","Serviceable","Class 1",0,"lv",830,2023,80,"No",false,10,{"$f":"INDEX(Lists!$B$32:$B$40, MATCH(YEAR(TODAY())-C732, Lists!$C$32:$C$40,1))","v":"81-90"},264.19720553254626,{"$f":"INDEX(Data!$E$24:$E$47, MATCH(F732&D732, Data!$B$24:$B$47,0))","v":1.9964561142097742E-3},{"$f":"SUMPRODUCT((Data!$B$58:$B$60=Model!$F732)*(Data!$C$57:$K$57=Model!$O732)*(Data!$C$58:$K$60))","v":2.8392735823590045},51.607264176409956,1,{"$f":"IF(E732<>\"Serviceable\",E732,INDEX(Lists!$D$6:$D$8, MATCH(T732,Lists!$C$6:$C$8,0)))","v":"Serviceable"},{"$f":"INDEX(Lists!$C$12:$C$26, MATCH(H732, Lists!$B$12:$B$26,0))","v":"LV"}]
[null,1336,1934,"Wood Untreated Dressed","Serviceable","Class 1",0,"lv",820,2022,110,"No",false,10,{"$f":"INDEX(Lists!$B$32:$B$40, MATCH(YEAR(TODAY())-C733, Lists!$C$32:$C$40,1))","v":"90+"},261.01410667070837,{"$f":"INDEX(Data!$E$24:$E$47, MATCH(F733&D733, Data!$B$24:$B$47,0))","v":1.9964561142097742E-3},{"$f":"SUMPRODUCT((Data!$B$58:$B$60=Model!$F733)*(Data!$C$57:$K$57=Model!$O733)*(Data!$C$58:$K$60))","v":1.4835341045333483},95.164658954666521,1,{"$f":"IF(E733<>\"Serviceable\",E733,INDEX(Lists!$D$6:$D$8, MATCH(T733,Lists!$C$6:$C$8,0)))","v":"Serviceable"},{"$f":"INDEX(Lists!$C$12:$C$26, MATCH(H733, Lists!$B$12:$B$26,0))","v":"LV"}]
[null,1338,1962,"Wood Untreated Round","Serviceable","Class 3",0,"lv",990,2021,100,"No",false,10,{"$f":"INDEX(Lists!$B$32:$B$40, MATCH(YEAR(TODAY())-C734, Lists!$C$32:$C$40,1))","v":"61-70"},315.1267873219528,{"$f":"INDEX(Data!$E$24:$E$47, MATCH(F734&D734, Data!$B$24:$B$47,0))","v":1.8301435406698563E-3},{"$f":"SUMPRODUCT((Data!$B$58:$B$60=Model!$F734)*(Data!$C$57:$K$57=Model!$O734)*(Data!$C$58:$K$60))","v":1.9802031311051838},80.197968688948166,1,{"$f":"IF(E734<>\"Serviceable\",E734,INDEX(Lists!$D$6:$D$8, MATCH(T734,Lists!$C$6:$C$8,0)))","v":"Serviceable"},{"$f":"INDEX(Lists!$C$12:$C$26, MATCH(H734, Lists!$B$12:$B$26,0))","v":"LV"}]
[null,1346,1983,"Wood Untreated Dressed","Serviceable","Class 1",0,"lv",790,2021,100,"No",false,10,{"$f":"INDEX(Lists!$B$32:$B$40, MATCH(YEAR(TODAY())-C735, Lists!$C$32:$C$40,1))","v":"41-50"},251.46481008519464,{"$f":"INDEX(Data!$E$24:$E$47, MATCH(F735&D735, Data!$B$24:$B$47,0))","v":1.9964561142097742E-3},{"$f":"SUMPRODUCT((Data!$B$58:$B$60=Model!$F735)*(Data!$C$57:$K$57=Model!$O735)*(Data!$C$58:$K$60))","v":1.7977578417715214},82.022421582284778,1,{"$f":"IF(E735<>\"Serviceable\",E735,INDEX(Lists!$D$6:$D$8, MATCH(T735,Lists!$C$6:$C$8,0)))","v":"Serviceable"},{"$f":"INDEX(Lists!$C$12:$C$26, MATCH(H735, Lists!$B$12:$B$26,0))","v":"LV"}]
[null,1347,1987,"Wood Untreated Dressed","Serviceable","Class 1",0,"lv",1000,2023,100,"No",false,10,{"$f":"INDEX(Lists!$B$32:$B$40, MATCH(YEAR(TODAY())-C736, Lists!$C$32:$C$40,1))","v":"31-40"},318.3098861837907,{"$f":"INDEX(Data!$E$24:$E$47, MATCH(F736&D736, Data!$B$24:$B$47,0))","v":1.9964561142097742E-3},{"$f":"SUMPRODUCT((Data!$B$58:$B$60=Model!$F736)*(Data!$C$57:$K$57=Model!$O736)*(Data!$C$58:$K$60))","v":3.0038452968326621},69.961547031673376,1,{"$f":"IF(E736<>\"Serviceable\",E736,INDEX(Lists!$D$6:$D$8, MATCH(T736,Lists!$C$6:$C$8,0)))","v":"Serviceable"},{"$f":"INDEX(Lists!$C$12:$C$26, MATCH(H736, Lists!$B$12:$B$26,0))","v":"LV"}]
[null,1348,1979,"Wood Untreated Dressed","Serviceable","Class 1",0,"lv/hv",880,2021,100,"No",false,10,{"$f":"INDEX(Lists!$B$32:$B$40, MATCH(YEAR(TODAY())-C737, Lists!$C$32:$C$40,1))","v":"41-50"},280.11269984173578,{"$f":"INDEX(Data!$E$24:$E$47, MATCH(F737&D737, Data!$B$24:$B$47,0))","v":1.9964561142097742E-3},{"$f":"SUMPRODUCT((Data!$B$58:$B$60=Model!$F737)*(Data!$C$57:$K$57=Model!$O737)*(Data!$C$58:$K$60))","v":1.7977578417715214},82.022421582284778,1,{"$f":"IF(E737<>\"Serviceable\",E737,INDEX(Lists!$D$6:$D$8, MATCH(T737,Lists!$C$6:$C$8,0)))","v":"Serviceable"},{"$f":"INDEX(Lists!$C$12:$C$26, MATCH(H737, Lists!$B$12:$B$26,0))","v":"HV"}]
[null,1350,1976,"Wood Untreated Dressed","Serviceable","Class 1",0,"lv/hv",880,2021,120,"No",false,10,{"$f":"INDEX(Lists!$B$32:$B$40, MATCH(YEAR(TODAY())-C738, Lists!$C$32:$C$40,1))","v":"41-50"},280.11269984173578,{"$f":"INDEX(Data!$E$24:$E$47, MATCH(F738&D738, Data!$B$24:$B$47,0))","v":1.9964561142097742E-3},{"$f":"SUMPRODUCT((Data!$B$58:$B$60=Model!$F738)*(Data!$C$57:$K$57=Model!$O738)*(Data!$C$58:$K$60))","v":1.7977578417715214},102.02242158228478,1,{"$f":"IF(E738<>\"Serviceable\",E738,INDEX(Lists!$D$6:$D$8, MATCH(T738,Lists!$C$6:$C$8,0)))","v":"Serviceable"},{"$f":"INDEX(Lists!$C$12:$C$26, MATCH(H738, Lists!$B$12:$B$26,0))","v":"HV"}]
[null,1356,1979,"Wood Untreated Dressed","Serviceable","Class 1",0,"lv/hv",942,2021,100,"No",false,10,{"$f":"INDEX(Lists!$B$32:$B$40, MATCH(YEAR(TODAY())-C739, Lists!$C$32:$C$40,1))","v":"41-50"},299.8479127851308,{"$f":"INDEX(Data!$E$24:$E$47, MATCH(F739&D739, Data!$B$24:$B$47,0))","v":1.9964561142097742E-3},{"$f":"SUMPRODUCT((Data!$B$58:$B$60=Model!$F739)*(Data!$C$57:$K$57=Model!$O739)*(Data!$C$58:$K$60))","v":1.7977578417715214},82.022421582284778,1,{"$f":"IF(E739<>\"Serviceable\",E739,INDEX(Lists!$D$6:$D$8, MATCH(T739,Lists!$C$6:$C$8,0)))","v":"Serviceable"},{"$f":"INDEX(Lists!$C$12:$C$26, MATCH(H739, Lists!$B$12:$B$26,0))","v":"HV"}]
[null,1359,1989,"Wood Untreated Dressed","Serviceable","Class 1",0,"lv",1477,2023,120,"No",false,10,{"$f":"INDEX(Lists!$B$32:$B$40, MATCH(YEAR(TODAY())-C740, Lists!$C$32:$C$40,1))","v":"31-40"},470.14370189345885,{"$f":"INDEX(Data!$E$24:$E$47, MATCH(F740&D740, Data!$B$24:$B$47,0))","v":1.9964561142097742E-3},{"$f":"SUMPRODUCT((Data!$B$58:$B$60=Model!$F740)*(Data!$C$57:$K$57=Model!$O740)*(Data!$C$58:$K$60))","v":3.0038452968326621},89.961547031673376,1,{"$f":"IF(E740<>\"Serviceable\",E740,INDEX(Lists!$D$6:$D$8, MATCH(T740,Lists!$C$6:$C$8,0)))","v":"Serviceable"},{"$f":"INDEX(Lists!$C$12:$C$26, MATCH(H740, Lists!$B$12:$B$26,0))","v":"LV"}]
[null,1363,2003,"Wood Salt Impregnated (Green)","Serviceable","Class 1",0,"lv",900,2020,150,"No",false,10,{"$f":"INDEX(Lists!$B$32:$B$40, MATCH(YEAR(TODAY())-C741, Lists!$C$32:$C$40,1))","v":"21-30"},286.47889756541161,{"$f":"INDEX(Data!$E$24:$E$47, MATCH(F741&D741, Data!$B$24:$B$47,0))","v":9.9474993092014377E-4},{"$f":"SUMPRODUCT((Data!$B$58:$B$60=Model!$F741)*(Data!$C$57:$K$57=Model!$O741)*(Data!$C$58:$K$60))","v":2.1651652228345815},128.34834777165418,1,{"$f":"IF(E741<>\"Serviceable\",E741,INDEX(Lists!$D$6:$D$8, MATCH(T741,Lists!$C$6:$C$8,0)))","v":"Serviceable"},{"$f":"INDEX(Lists!$C$12:$C$26, MATCH(H741, Lists!$B$12:$B$26,0))","v":"LV"}]
[null,1364,1979,"Wood Untreated Dressed","Serviceable","Class 1",0,"lv/hv",880,2021,120,"No",false,10,{"$f":"INDEX(Lists!$B$32:$B$40, MATCH(YEAR(TODAY())-C742, Lists!$C$32:$C$40,1))","v":"41-50"},280.11269984173578,{"$f":"INDEX(Data!$E$24:$E$47, MATCH(F742&D742, Data!$B$24:$B$47,0))","v":1.9964561142097742E-3},{"$f":"SUMPRODUCT((Data!$B$58:$B$60=Model!$F742)*(Data!$C$57:$K$57=Model!$O742)*(Data!$C$58:$K$60))","v":1.7977578417715214},102.02242158228478,1,{"$f":"IF(E742<>\"Serviceable\",E742,INDEX(Lists!$D$6:$D$8, MATCH(T742,Lists!$C$6:$C$8,0)))","v":"Serviceable"},{"$f":"INDEX(Lists!$C$12:$C$26, MATCH(H742, Lists!$B$12:$B$26,0))","v":"HV"}]
[null,1366,1975,"Wood Untreated Round","Serviceable","Class 1",0,"lv",680,2021,100,"No",false,10,{"$f":"INDEX(Lists!$B$32:$B$40, MATCH(YEAR(TODAY())-C743, Lists!$C$32:$C$40,1))","v":"41-50"},216.45072260497767,{"$f":"INDEX(Data!$E$24:$E$47, MATCH(F743&D743, Data!$B$24:$B$47,0))","v":1.9964561142097742E-3},{"$f":"SUMPRODUCT((Data!$B$58:$B$60=Model!$F743)*(Data!$C$57:$K$57=Model!$O743)*(Data!$C$58:$K$60))","v":1.7977578417715214},82.022421582284778,1,{"$f":"IF(E743<>\"Serviceable\",E743,INDEX(Lists!$D$6:$D$8, MATCH(T743,Lists!$C$6:$C$8,0)))","v":"Serviceable"},{"$f":"INDEX(Lists!$C$12:$C$26, MATCH(H743, Lists!$B$12:$B$26,0))","v":"LV"}]
[null,1367,1968,"Wood Creos Impregnated","Serviceable","Class 3",0,"lv",880,2023,80,"No",false,10,{"$f":"INDEX(Lists!$B$32:$B$40, MATCH(YEAR(TODAY())-C744, Lists!$C$32:$C$40,1))","v":"51-60"},280.11269984173578,{"$f":"INDEX(Data!$E$24:$E$47, MATCH(F744&D744, Data!$B$24:$B$47,0))","v":1.0684339161496522E-3},{"$f":"SUMPRODUCT((Data!$B$58:$B$60=Model!$F744)*(Data!$C$57:$K$57=Model!$O744)*(Data!$C$58:$K$60))","v":2.6564859251595059},53.43514074840494,2,{"$f":"IF(E744<>\"Serviceable\",E744,INDEX(Lists!$D$6:$D$8, MATCH(T744,Lists!$C$6:$C$8,0)))","v":"Limited Life"},{"$f":"INDEX(Lists!$C$12:$C$26, MATCH(H744, Lists!$B$12:$B$26,0))","v":"LV"}]
[null,1368,1989,"Wood Untreated Dressed","Serviceable","Class 1",0,"lv",930,2022,140,"No",false,10,{"$f":"INDEX(Lists!$B$32:$B$40, MATCH(YEAR(TODAY())-C745, Lists!$C$32:$C$40,1))","v":"31-40"},296.02819415092534,{"$f":"INDEX(Data!$E$24:$E$47, MATCH(F745&D745, Data!$B$24:$B$47,0))","v":1.9964561142097742E-3},{"$f":"SUMPRODUCT((Data!$B$58:$B$60=Model!$F745)*(Data!$C$57:$K$57=Model!$O745)*(Data!$C$58:$K$60))","v":3.0038452968326621},109.96154703167338,1,{"$f":"IF(E745<>\"Serviceable\",E745,INDEX(Lists!$D$6:$D$8, MATCH(T745,Lists!$C$6:$C$8,0)))","v":"Serviceable"},{"$f":"INDEX(Lists!$C$12:$C$26, MATCH(H745, Lists!$B$12:$B$26,0))","v":"LV"}]
[null,1370,1980,"Wood Untreated Dressed","Serviceable","Class 1",0,"lv",700,2022,120,"No",false,10,{"$f":"INDEX(Lists!$B$32:$B$40, MATCH(YEAR(TODAY())-C746, Lists!$C$32:$C$40,1))","v":"41-50"},222.81692032865348,{"$f":"INDEX(Data!$E$24:$E$47, MATCH(F746&D746, Data!$B$24:$B$47,0))","v":1.9964561142097742E-3},{"$f":"SUMPRODUCT((Data!$B$58:$B$60=Model!$F746)*(Data!$C$57:$K$57=Model!$O746)*(Data!$C$58:$K$60))","v":1.7977578417715214},102.02242158228478,1,{"$f":"IF(E746<>\"Serviceable\",E746,INDEX(Lists!$D$6:$D$8, MATCH(T746,Lists!$C$6:$C$8,0)))","v":"Serviceable"},{"$f":"INDEX(Lists!$C$12:$C$26, MATCH(H746, Lists!$B$12:$B$26,0))","v":"LV"}]
[null,1375,1938,"Wood Untreated Dressed","Serviceable","Class 1",0,"lv",660,2023,90,"No",false,10,{"$f":"INDEX(Lists!$B$32:$B$40, MATCH(YEAR(TODAY())-C747, Lists!$C$32:$C$40,1))","v":"81-90"},210.08452488130186,{"$f":"INDEX(Data!$E$24:$E$47, MATCH(F747&D747, Data!$B$24:$B$47,0))","v":1.9964561142097742E-3},{"$f":"SUMPRODUCT((Data!$B$58:$B$60=Model!$F747)*(Data!$C$57:$K$57=Model!$O747)*(Data!$C$58:$K$60))","v":2.8392735823590045},61.607264176409956,1,{"$f":"IF(E747<>\"Serviceable\",E747,INDEX(Lists!$D$6:$D$8, MATCH(T747,Lists!$C$6:$C$8,0)))","v":"Serviceable"},{"$f":"INDEX(Lists!$C$12:$C$26, MATCH(H747, Lists!$B$12:$B$26,0))","v":"LV"}]
[null,1381,1976,"Wood Creos Impregnated","Serviceable","Class 3",0,"lv",848,2023,100,"No",false,10,{"$f":"INDEX(Lists!$B$32:$B$40, MATCH(YEAR(TODAY())-C748, Lists!$C$32:$C$40,1))","v":"41-50"},269.92678348385448,{"$f":"INDEX(Data!$E$24:$E$47, MATCH(F748&D748, Data!$B$24:$B$47,0))","v":1.0684339161496522E-3},{"$f":"SUMPRODUCT((Data!$B$58:$B$60=Model!$F748)*(Data!$C$57:$K$57=Model!$O748)*(Data!$C$58:$K$60))","v":3.2595928155551883},67.404071844448112,2,{"$f":"IF(E748<>\"Serviceable\",E748,INDEX(Lists!$D$6:$D$8, MATCH(T748,Lists!$C$6:$C$8,0)))","v":"Limited Life"},{"$f":"INDEX(Lists!$C$12:$C$26, MATCH(H748, Lists!$B$12:$B$26,0))","v":"LV"}]
[null,1383,1966,"Wood Creos Impregnated","Serviceable","Class 3",0,"lv",911,2023,90,"No",false,10,{"$f":"INDEX(Lists!$B$32:$B$40, MATCH(YEAR(TODAY())-C749, Lists!$C$32:$C$40,1))","v":"51-60"},289.98030631343329,{"$f":"INDEX(Data!$E$24:$E$47, MATCH(F749&D749, Data!$B$24:$B$47,0))","v":1.0684339161496522E-3},{"$f":"SUMPRODUCT((Data!$B$58:$B$60=Model!$F749)*(Data!$C$57:$K$57=Model!$O749)*(Data!$C$58:$K$60))","v":2.6564859251595059},63.43514074840494,2,{"$f":"IF(E749<>\"Serviceable\",E749,INDEX(Lists!$D$6:$D$8, MATCH(T749,Lists!$C$6:$C$8,0)))","v":"Limited Life"},{"$f":"INDEX(Lists!$C$12:$C$26, MATCH(H749, Lists!$B$12:$B$26,0))","v":"LV"}]
[null,1385,1967,"Wood Creos Impregnated","Serviceable","Class 3",0,"lv",940,2021,90,"No",false,10,{"$f":"INDEX(Lists!$B$32:$B$40, MATCH(YEAR(TODAY())-C750, Lists!$C$32:$C$40,1))","v":"51-60"},299.21129301276324,{"$f":"INDEX(Data!$E$24:$E$47, MATCH(F750&D750, Data!$B$24:$B$47,0))","v":1.0684339161496522E-3},{"$f":"SUMPRODUCT((Data!$B$58:$B$60=Model!$F750)*(Data!$C$57:$K$57=Model!$O750)*(Data!$C$58:$K$60))","v":2.6564859251595059},63.43514074840494,2,{"$f":"IF(E750<>\"Serviceable\",E750,INDEX(Lists!$D$6:$D$8, MATCH(T750,Lists!$C$6:$C$8,0)))","v":"Limited Life"},{"$f":"INDEX(Lists!$C$12:$C$26, MATCH(H750, Lists!$B$12:$B$26,0))","v":"LV"}]
[null,1389,1935,"Wood Untreated Dressed","Serviceable","Class 1",0,"lv",840,2023,90,"No",false,10,{"$f":"INDEX(Lists!$B$32:$B$40, MATCH(YEAR(TODAY())-C751, Lists!$C$32:$C$40,1))","v":"81-90"},267.38030439438415,{"$f":"INDEX(Data!$E$24:$E$47, MATCH(F751&D751, Data!$B$24:$B$47,0))","v":1.9964561142097742E-3},{"$f":"SUMPRODUCT((Data!$B$58:$B$60=Model!$F751)*(Data!$C$57:$K$57=Model!$O751)*(Data!$C$58:$K$60))","v":2.8392735823590045},61.607264176409956,1,{"$f":"IF(E751<>\"Serviceable\",E751,INDEX(Lists!$D$6:$D$8, MATCH(T751,Lists!$C$6:$C$8,0)))","v":"Serviceable"},{"$f":"INDEX(Lists!$C$12:$C$26, MATCH(H751, Lists!$B$12:$B$26,0))","v":"LV"}]
[null,1391,1937,"Wood Untreated Dressed","Serviceable","Class 1",0,"lv",850,2023,100,"No",false,10,{"$f":"INDEX(Lists!$B$32:$B$40, MATCH(YEAR(TODAY())-C752, Lists!$C$32:$C$40,1))","v":"81-90"},270.5634032562221,{"$f":"INDEX(Data!$E$24:$E$47, MATCH(F752&D752, Data!$B$24:$B$47,0))","v":1.9964561142097742E-3},{"$f":"SUMPRODUCT((Data!$B$58:$B$60=Model!$F752)*(Data!$C$57:$K$57=Model!$O752)*(Data!$C$58:$K$60))","v":2.8392735823590045},71.607264176409956,1,{"$f":"IF(E752<>\"Serviceable\",E752,INDEX(Lists!$D$6:$D$8, MATCH(T752,Lists!$C$6:$C$8,0)))","v":"Serviceable"},{"$f":"INDEX(Lists!$C$12:$C$26, MATCH(H752, Lists!$B$12:$B$26,0))","v":"LV"}]
[null,1392,1958,"Wood Creos Impregnated","Serviceable","Class 3",0,"lv",870,2020,80,"No",false,10,{"$f":"INDEX(Lists!$B$32:$B$40, MATCH(YEAR(TODAY())-C753, Lists!$C$32:$C$40,1))","v":"61-70"},276.92960097989788,{"$f":"INDEX(Data!$E$24:$E$47, MATCH(F753&D753, Data!$B$24:$B$47,0))","v":1.0684339161496522E-3},{"$f":"SUMPRODUCT((Data!$B$58:$B$60=Model!$F753)*(Data!$C$57:$K$57=Model!$O753)*(Data!$C$58:$K$60))","v":1.9802031311051838},60.197968688948166,2,{"$f":"IF(E753<>\"Serviceable\",E753,INDEX(Lists!$D$6:$D$8, MATCH(T753,Lists!$C$6:$C$8,0)))","v":"Limited Life"},{"$f":"INDEX(Lists!$C$12:$C$26, MATCH(H753, Lists!$B$12:$B$26,0))","v":"LV"}]
[null,1393,1937,"Wood Untreated Dressed","Serviceable","Class 1",0,"lv",850,2023,100,"No",false,10,{"$f":"INDEX(Lists!$B$32:$B$40, MATCH(YEAR(TODAY())-C754, Lists!$C$32:$C$40,1))","v":"81-90"},270.5634032562221,{"$f":"INDEX(Data!$E$24:$E$47, MATCH(F754&D754, Data!$B$24:$B$47,0))","v":1.9964561142097742E-3},{"$f":"SUMPRODUCT((Data!$B$58:$B$60=Model!$F754)*(Data!$C$57:$K$57=Model!$O754)*(Data!$C$58:$K$60))","v":2.8392735823590045},71.607264176409956,1,{"$f":"IF(E754<>\"Serviceable\",E754,INDEX(Lists!$D$6:$D$8, MATCH(T754,Lists!$C$6:$C$8,0)))","v":"Serviceable"},{"$f":"INDEX(Lists!$C$12:$C$26, MATCH(H754, Lists!$B$12:$B$26,0))","v":"LV"}]
[null,1394,1970,"Wood Creos Impregnated","Serviceable","Class 3",0,"lv",770,2020,90,"No",false,10,{"$f":"INDEX(Lists!$B$32:$B$40, MATCH(YEAR(TODAY())-C755, Lists!$C$32:$C$40,1))","v":"51-60"},245.09861236151883,{"$f":"INDEX(Data!$E$24:$E$47, MATCH(F755&D755, Data!$B$24:$B$47,0))","v":1.0684339161496522E-3},{"$f":"SUMPRODUCT((Data!$B$58:$B$60=Model!$F755)*(Data!$C$57:$K$57=Model!$O755)*(Data!$C$58:$K$60))","v":2.6564859251595059},63.43514074840494,2,{"$f":"IF(E755<>\"Serviceable\",E755,INDEX(Lists!$D$6:$D$8, MATCH(T755,Lists!$C$6:$C$8,0)))","v":"Limited Life"},{"$f":"INDEX(Lists!$C$12:$C$26, MATCH(H755, Lists!$B$12:$B$26,0))","v":"LV"}]
[null,1395,1985,"Wood Untreated Dressed","Serviceable","Class 1",0,"lv/hv",942,2023,120,"No",false,10,{"$f":"INDEX(Lists!$B$32:$B$40, MATCH(YEAR(TODAY())-C756, Lists!$C$32:$C$40,1))","v":"31-40"},299.8479127851308,{"$f":"INDEX(Data!$E$24:$E$47, MATCH(F756&D756, Data!$B$24:$B$47,0))","v":1.9964561142097742E-3},{"$f":"SUMPRODUCT((Data!$B$58:$B$60=Model!$F756)*(Data!$C$57:$K$57=Model!$O756)*(Data!$C$58:$K$60))","v":3.0038452968326621},89.961547031673376,1,{"$f":"IF(E756<>\"Serviceable\",E756,INDEX(Lists!$D$6:$D$8, MATCH(T756,Lists!$C$6:$C$8,0)))","v":"Serviceable"},{"$f":"INDEX(Lists!$C$12:$C$26, MATCH(H756, Lists!$B$12:$B$26,0))","v":"HV"}]
[null,1396,1971,"Wood Creos Impregnated","Serviceable","Class 2",0,"lv",1131,2020,90,"No",false,10,{"$f":"INDEX(Lists!$B$32:$B$40, MATCH(YEAR(TODAY())-C757, Lists!$C$32:$C$40,1))","v":"51-60"},360.00848127386729,{"$f":"INDEX(Data!$E$24:$E$47, MATCH(F757&D757, Data!$B$24:$B$47,0))","v":1.6118836915297091E-3},{"$f":"SUMPRODUCT((Data!$B$58:$B$60=Model!$F757)*(Data!$C$57:$K$57=Model!$O757)*(Data!$C$58:$K$60))","v":2.6773548093458861},63.226451906541143,2,{"$f":"IF(E757<>\"Serviceable\",E757,INDEX(Lists!$D$6:$D$8, MATCH(T757,Lists!$C$6:$C$8,0)))","v":"Limited Life"},{"$f":"INDEX(Lists!$C$12:$C$26, MATCH(H757, Lists!$B$12:$B$26,0))","v":"LV"}]
[null,1398,1970,"Wood Creos Impregnated","Serviceable","Class 3",0,"lv",740,2020,90,"No",false,10,{"$f":"INDEX(Lists!$B$32:$B$40, MATCH(YEAR(TODAY())-C758, Lists!$C$32:$C$40,1))","v":"51-60"},235.5493157760051,{"$f":"INDEX(Data!$E$24:$E$47, MATCH(F758&D758, Data!$B$24:$B$47,0))","v":1.0684339161496522E-3},{"$f":"SUMPRODUCT((Data!$B$58:$B$60=Model!$F758)*(Data!$C$57:$K$57=Model!$O758)*(Data!$C$58:$K$60))","v":2.6564859251595059},63.43514074840494,2,{"$f":"IF(E758<>\"Serviceable\",E758,INDEX(Lists!$D$6:$D$8, MATCH(T758,Lists!$C$6:$C$8,0)))","v":"Limited Life"},{"$f":"INDEX(Lists!$C$12:$C$26, MATCH(H758, Lists!$B$12:$B$26,0))","v":"LV"}]
[null,1399,1938,"Wood Untreated Dressed","Serviceable","Class 1",0,"lv",942,2023,80,"No",false,10,{"$f":"INDEX(Lists!$B$32:$B$40, MATCH(YEAR(TODAY())-C759, Lists!$C$32:$C$40,1))","v":"81-90"},299.8479127851308,{"$f":"INDEX(Data!$E$24:$E$47, MATCH(F759&D759, Data!$B$24:$B$47,0))","v":1.9964561142097742E-3},{"$f":"SUMPRODUCT((Data!$B$58:$B$60=Model!$F759)*(Data!$C$57:$K$57=Model!$O759)*(Data!$C$58:$K$60))","v":2.8392735823590045},51.607264176409956,1,{"$f":"IF(E759<>\"Serviceable\",E759,INDEX(Lists!$D$6:$D$8, MATCH(T759,Lists!$C$6:$C$8,0)))","v":"Serviceable"},{"$f":"INDEX(Lists!$C$12:$C$26, MATCH(H759, Lists!$B$12:$B$26,0))","v":"LV"}]
[null,1401,1967,"Wood Creos Impregnated","Serviceable","Class 3",0,"lv",910,2023,80,"No",false,10,{"$f":"INDEX(Lists!$B$32:$B$40, MATCH(YEAR(TODAY())-C760, Lists!$C$32:$C$40,1))","v":"51-60"},289.66199642724951,{"$f":"INDEX(Data!$E$24:$E$47, MATCH(F760&D760, Data!$B$24:$B$47,0))","v":1.0684339161496522E-3},{"$f":"SUMPRODUCT((Data!$B$58:$B$60=Model!$F760)*(Data!$C$57:$K$57=Model!$O760)*(Data!$C$58:$K$60))","v":2.6564859251595059},53.43514074840494,2,{"$f":"IF(E760<>\"Serviceable\",E760,INDEX(Lists!$D$6:$D$8, MATCH(T760,Lists!$C$6:$C$8,0)))","v":"Limited Life"},{"$f":"INDEX(Lists!$C$12:$C$26, MATCH(H760, Lists!$B$12:$B$26,0))","v":"LV"}]
[null,1404,1988,"Wood Untreated Dressed","Serviceable","Class 1",0,"lv",910,2020,120,"No",false,10,{"$f":"INDEX(Lists!$B$32:$B$40, MATCH(YEAR(TODAY())-C761, Lists!$C$32:$C$40,1))","v":"31-40"},289.66199642724951,{"$f":"INDEX(Data!$E$24:$E$47, MATCH(F761&D761, Data!$B$24:$B$47,0))","v":1.9964561142097742E-3},{"$f":"SUMPRODUCT((Data!$B$58:$B$60=Model!$F761)*(Data!$C$57:$K$57=Model!$O761)*(Data!$C$58:$K$60))","v":3.0038452968326621},89.961547031673376,1,{"$f":"IF(E761<>\"Serviceable\",E761,INDEX(Lists!$D$6:$D$8, MATCH(T761,Lists!$C$6:$C$8,0)))","v":"Serviceable"},{"$f":"INDEX(Lists!$C$12:$C$26, MATCH(H761, Lists!$B$12:$B$26,0))","v":"LV"}]
[null,1405,1940,"Wood Creos Impregnated","Serviceable","Class 1",0,"lv",840,2023,90,"No",false,10,{"$f":"INDEX(Lists!$B$32:$B$40, MATCH(YEAR(TODAY())-C762, Lists!$C$32:$C$40,1))","v":"81-90"},267.38030439438415,{"$f":"INDEX(Data!$E$24:$E$47, MATCH(F762&D762, Data!$B$24:$B$47,0))","v":9.9474993092014377E-4},{"$f":"SUMPRODUCT((Data!$B$58:$B$60=Model!$F762)*(Data!$C$57:$K$57=Model!$O762)*(Data!$C$58:$K$60))","v":2.8392735823590045},61.607264176409956,1,{"$f":"IF(E762<>\"Serviceable\",E762,INDEX(Lists!$D$6:$D$8, MATCH(T762,Lists!$C$6:$C$8,0)))","v":"Serviceable"},{"$f":"INDEX(Lists!$C$12:$C$26, MATCH(H762, Lists!$B$12:$B$26,0))","v":"LV"}]
[null,1406,1984,"Wood Untreated Dressed","Serviceable","Class 1",0,"lv",980,2020,120,"No",false,10,{"$f":"INDEX(Lists!$B$32:$B$40, MATCH(YEAR(TODAY())-C763, Lists!$C$32:$C$40,1))","v":"41-50"},311.94368846011486,{"$f":"INDEX(Data!$E$24:$E$47, MATCH(F763&D763, Data!$B$24:$B$47,0))","v":1.9964561142097742E-3},{"$f":"SUMPRODUCT((Data!$B$58:$B$60=Model!$F763)*(Data!$C$57:$K$57=Model!$O763)*(Data!$C$58:$K$60))","v":1.7977578417715214},102.02242158228478,1,{"$f":"IF(E763<>\"Serviceable\",E763,INDEX(Lists!$D$6:$D$8, MATCH(T763,Lists!$C$6:$C$8,0)))","v":"Serviceable"},{"$f":"INDEX(Lists!$C$12:$C$26, MATCH(H763, Lists!$B$12:$B$26,0))","v":"LV"}]
[null,1407,1936,"Wood Untreated Dressed","Serviceable","Class 1",0,"lv",880,2023,110,"No",false,10,{"$f":"INDEX(Lists!$B$32:$B$40, MATCH(YEAR(TODAY())-C764, Lists!$C$32:$C$40,1))","v":"81-90"},280.11269984173578,{"$f":"INDEX(Data!$E$24:$E$47, MATCH(F764&D764, Data!$B$24:$B$47,0))","v":1.9964561142097742E-3},{"$f":"SUMPRODUCT((Data!$B$58:$B$60=Model!$F764)*(Data!$C$57:$K$57=Model!$O764)*(Data!$C$58:$K$60))","v":2.8392735823590045},81.607264176409956,1,{"$f":"IF(E764<>\"Serviceable\",E764,INDEX(Lists!$D$6:$D$8, MATCH(T764,Lists!$C$6:$C$8,0)))","v":"Serviceable"},{"$f":"INDEX(Lists!$C$12:$C$26, MATCH(H764, Lists!$B$12:$B$26,0))","v":"LV"}]
[null,1411,1936,"Wood Untreated Dressed","Serviceable","Class 1",0,"lv",880,2023,90,"No",false,10,{"$f":"INDEX(Lists!$B$32:$B$40, MATCH(YEAR(TODAY())-C765, Lists!$C$32:$C$40,1))","v":"81-90"},280.11269984173578,{"$f":"INDEX(Data!$E$24:$E$47, MATCH(F765&D765, Data!$B$24:$B$47,0))","v":1.9964561142097742E-3},{"$f":"SUMPRODUCT((Data!$B$58:$B$60=Model!$F765)*(Data!$C$57:$K$57=Model!$O765)*(Data!$C$58:$K$60))","v":2.8392735823590045},61.607264176409956,1,{"$f":"IF(E765<>\"Serviceable\",E765,INDEX(Lists!$D$6:$D$8, MATCH(T765,Lists!$C$6:$C$8,0)))","v":"Serviceable"},{"$f":"INDEX(Lists!$C$12:$C$26, MATCH(H765, Lists!$B$12:$B$26,0))","v":"LV"}]
[null,1412,1985,"Wood Untreated Dressed","Serviceable","Class 1",0,"lv",980,2021,130,"No",false,10,{"$f":"INDEX(Lists!$B$32:$B$40, MATCH(YEAR(TODAY())-C766, Lists!$C$32:$C$40,1))","v":"31-40"},311.94368846011486,{"$f":"INDEX(Data!$E$24:$E$47, MATCH(F766&D766, Data!$B$24:$B$47,0))","v":1.9964561142097742E-3},{"$f":"SUMPRODUCT((Data!$B$58:$B$60=Model!$F766)*(Data!$C$57:$K$57=Model!$O766)*(Data!$C$58:$K$60))","v":3.0038452968326621},99.961547031673376,1,{"$f":"IF(E766<>\"Serviceable\",E766,INDEX(Lists!$D$6:$D$8, MATCH(T766,Lists!$C$6:$C$8,0)))","v":"Serviceable"},{"$f":"INDEX(Lists!$C$12:$C$26, MATCH(H766, Lists!$B$12:$B$26,0))","v":"LV"}]
[null,1413,1939,"Wood Untreated Dressed","Serviceable","Class 1",0,"lv",980,2023,100,"No",false,10,{"$f":"INDEX(Lists!$B$32:$B$40, MATCH(YEAR(TODAY())-C767, Lists!$C$32:$C$40,1))","v":"81-90"},311.94368846011486,{"$f":"INDEX(Data!$E$24:$E$47, MATCH(F767&D767, Data!$B$24:$B$47,0))","v":1.9964561142097742E-3},{"$f":"SUMPRODUCT((Data!$B$58:$B$60=Model!$F767)*(Data!$C$57:$K$57=Model!$O767)*(Data!$C$58:$K$60))","v":2.8392735823590045},71.607264176409956,1,{"$f":"IF(E767<>\"Serviceable\",E767,INDEX(Lists!$D$6:$D$8, MATCH(T767,Lists!$C$6:$C$8,0)))","v":"Serviceable"},{"$f":"INDEX(Lists!$C$12:$C$26, MATCH(H767, Lists!$B$12:$B$26,0))","v":"LV"}]
[null,1415,1971,"Wood Creos Impregnated","Serviceable","Class 3",0,"lv",900,2020,100,"No",false,10,{"$f":"INDEX(Lists!$B$32:$B$40, MATCH(YEAR(TODAY())-C768, Lists!$C$32:$C$40,1))","v":"51-60"},286.47889756541161,{"$f":"INDEX(Data!$E$24:$E$47, MATCH(F768&D768, Data!$B$24:$B$47,0))","v":1.0684339161496522E-3},{"$f":"SUMPRODUCT((Data!$B$58:$B$60=Model!$F768)*(Data!$C$57:$K$57=Model!$O768)*(Data!$C$58:$K$60))","v":2.6564859251595059},73.435140748404933,1,{"$f":"IF(E768<>\"Serviceable\",E768,INDEX(Lists!$D$6:$D$8, MATCH(T768,Lists!$C$6:$C$8,0)))","v":"Serviceable"},{"$f":"INDEX(Lists!$C$12:$C$26, MATCH(H768, Lists!$B$12:$B$26,0))","v":"LV"}]
[null,1417,1971,"Wood Creos Impregnated","Serviceable","Class 2",0,"lv",942,2020,90,"No",false,10,{"$f":"INDEX(Lists!$B$32:$B$40, MATCH(YEAR(TODAY())-C769, Lists!$C$32:$C$40,1))","v":"51-60"},299.8479127851308,{"$f":"INDEX(Data!$E$24:$E$47, MATCH(F769&D769, Data!$B$24:$B$47,0))","v":1.6118836915297091E-3},{"$f":"SUMPRODUCT((Data!$B$58:$B$60=Model!$F769)*(Data!$C$57:$K$57=Model!$O769)*(Data!$C$58:$K$60))","v":2.6773548093458861},63.226451906541143,2,{"$f":"IF(E769<>\"Serviceable\",E769,INDEX(Lists!$D$6:$D$8, MATCH(T769,Lists!$C$6:$C$8,0)))","v":"Limited Life"},{"$f":"INDEX(Lists!$C$12:$C$26, MATCH(H769, Lists!$B$12:$B$26,0))","v":"LV"}]
[null,1418,1936,"Wood Untreated Dressed","Serviceable","Class 1",0,"lv",810,2023,100,"No",false,10,{"$f":"INDEX(Lists!$B$32:$B$40, MATCH(YEAR(TODAY())-C770, Lists!$C$32:$C$40,1))","v":"81-90"},257.83100780887048,{"$f":"INDEX(Data!$E$24:$E$47, MATCH(F770&D770, Data!$B$24:$B$47,0))","v":1.9964561142097742E-3},{"$f":"SUMPRODUCT((Data!$B$58:$B$60=Model!$F770)*(Data!$C$57:$K$57=Model!$O770)*(Data!$C$58:$K$60))","v":2.8392735823590045},71.607264176409956,1,{"$f":"IF(E770<>\"Serviceable\",E770,INDEX(Lists!$D$6:$D$8, MATCH(T770,Lists!$C$6:$C$8,0)))","v":"Serviceable"},{"$f":"INDEX(Lists!$C$12:$C$26, MATCH(H770, Lists!$B$12:$B$26,0))","v":"LV"}]
[null,1422,1937,"Wood Untreated Dressed","Serviceable","Class 1",0,"lv",817,2023,100,"No",false,10,{"$f":"INDEX(Lists!$B$32:$B$40, MATCH(YEAR(TODAY())-C771, Lists!$C$32:$C$40,1))","v":"81-90"},260.05917701215697,{"$f":"INDEX(Data!$E$24:$E$47, MATCH(F771&D771, Data!$B$24:$B$47,0))","v":1.9964561142097742E-3},{"$f":"SUMPRODUCT((Data!$B$58:$B$60=Model!$F771)*(Data!$C$57:$K$57=Model!$O771)*(Data!$C$58:$K$60))","v":2.8392735823590045},71.607264176409956,1,{"$f":"IF(E771<>\"Serviceable\",E771,INDEX(Lists!$D$6:$D$8, MATCH(T771,Lists!$C$6:$C$8,0)))","v":"Serviceable"},{"$f":"INDEX(Lists!$C$12:$C$26, MATCH(H771, Lists!$B$12:$B$26,0))","v":"LV"}]
[null,1424,1937,"Wood Untreated Round","Serviceable","Class 1",0,"lv",940,2023,80,"No",false,10,{"$f":"INDEX(Lists!$B$32:$B$40, MATCH(YEAR(TODAY())-C772, Lists!$C$32:$C$40,1))","v":"81-90"},299.21129301276324,{"$f":"INDEX(Data!$E$24:$E$47, MATCH(F772&D772, Data!$B$24:$B$47,0))","v":1.9964561142097742E-3},{"$f":"SUMPRODUCT((Data!$B$58:$B$60=Model!$F772)*(Data!$C$57:$K$57=Model!$O772)*(Data!$C$58:$K$60))","v":2.8392735823590045},51.607264176409956,1,{"$f":"IF(E772<>\"Serviceable\",E772,INDEX(Lists!$D$6:$D$8, MATCH(T772,Lists!$C$6:$C$8,0)))","v":"Serviceable"},{"$f":"INDEX(Lists!$C$12:$C$26, MATCH(H772, Lists!$B$12:$B$26,0))","v":"LV"}]
[null,1425,1971,"Wood Creos Impregnated","Serviceable","Class 3",0,"lv",1037,2021,130,"No",false,10,{"$f":"INDEX(Lists!$B$32:$B$40, MATCH(YEAR(TODAY())-C773, Lists!$C$32:$C$40,1))","v":"51-60"},330.08735197259097,{"$f":"INDEX(Data!$E$24:$E$47, MATCH(F773&D773, Data!$B$24:$B$47,0))","v":1.0684339161496522E-3},{"$f":"SUMPRODUCT((Data!$B$58:$B$60=Model!$F773)*(Data!$C$57:$K$57=Model!$O773)*(Data!$C$58:$K$60))","v":2.6564859251595059},103.43514074840493,1,{"$f":"IF(E773<>\"Serviceable\",E773,INDEX(Lists!$D$6:$D$8, MATCH(T773,Lists!$C$6:$C$8,0)))","v":"Serviceable"},{"$f":"INDEX(Lists!$C$12:$C$26, MATCH(H773, Lists!$B$12:$B$26,0))","v":"LV"}]
[null,1426,1986,"Wood Untreated Dressed","Serviceable","Class 1",0,"lv",990,2023,100,"No",false,10,{"$f":"INDEX(Lists!$B$32:$B$40, MATCH(YEAR(TODAY())-C774, Lists!$C$32:$C$40,1))","v":"31-40"},315.1267873219528,{"$f":"INDEX(Data!$E$24:$E$47, MATCH(F774&D774, Data!$B$24:$B$47,0))","v":1.9964561142097742E-3},{"$f":"SUMPRODUCT((Data!$B$58:$B$60=Model!$F774)*(Data!$C$57:$K$57=Model!$O774)*(Data!$C$58:$K$60))","v":3.0038452968326621},69.961547031673376,1,{"$f":"IF(E774<>\"Serviceable\",E774,INDEX(Lists!$D$6:$D$8, MATCH(T774,Lists!$C$6:$C$8,0)))","v":"Serviceable"},{"$f":"INDEX(Lists!$C$12:$C$26, MATCH(H774, Lists!$B$12:$B$26,0))","v":"LV"}]
[null,1427,1984,"Wood Untreated Dressed","Serviceable","Class 1",0,"lv",930,2023,100,"No",false,10,{"$f":"INDEX(Lists!$B$32:$B$40, MATCH(YEAR(TODAY())-C775, Lists!$C$32:$C$40,1))","v":"41-50"},296.02819415092534,{"$f":"INDEX(Data!$E$24:$E$47, MATCH(F775&D775, Data!$B$24:$B$47,0))","v":1.9964561142097742E-3},{"$f":"SUMPRODUCT((Data!$B$58:$B$60=Model!$F775)*(Data!$C$57:$K$57=Model!$O775)*(Data!$C$58:$K$60))","v":1.7977578417715214},82.022421582284778,1,{"$f":"IF(E775<>\"Serviceable\",E775,INDEX(Lists!$D$6:$D$8, MATCH(T775,Lists!$C$6:$C$8,0)))","v":"Serviceable"},{"$f":"INDEX(Lists!$C$12:$C$26, MATCH(H775, Lists!$B$12:$B$26,0))","v":"LV"}]
[null,1429,1937,"Wood Untreated Dressed","Serviceable","Class 1",0,"lv",754,2023,100,"No",false,{"$f":"IF(L776=\"No\",ROUND((End_year-J776)/5,0)*5,ROUND((End_year-J776)/3,0)*3)","v":10},{"$f":"INDEX(Lists!$B$32:$B$40, MATCH(YEAR(TODAY())-C776, Lists!$C$32:$C$40,1))","v":"81-90"},240.00565418257818,{"$f":"INDEX(Data!$E$24:$E$47, MATCH(F776&D776, Data!$B$24:$B$47,0))","v":1.9964561142097742E-3},{"$f":"SUMPRODUCT((Data!$B$58:$B$60=Model!$F776)*(Data!$C$57:$K$57=Model!$O776)*(Data!$C$58:$K$60))","v":2.8392735823590045},{"$f":"IF(IF(K776>=700,999,(K776-R776*N776))<0,0,IF(K776>=700,999,(K776-R776*N776)))","v":71.607264176409956},{"$f":"IF(S776<30,3,IF(AND(F776=\"Class 1\",S776<50),2,IF(AND(F776=\"Class 1\",S776>=50),1,IF(S776<70,2,1))))","v":1},{"$f":"IF(E776<>\"Serviceable\",E776,INDEX(Lists!$D$6:$D$8, MATCH(T776,Lists!$C$6:$C$8,0)))","v":"Serviceable"},{"$f":"INDEX(Lists!$C$12:$C$26, MATCH(H776, Lists!$B$12:$B$26,0))","v":"LV"}]
[null,1430,1968,"Wood Untreated Round","Serviceable","Class 3",0,"lv",980,2022,100,"No",{"$f":"IF(G777=0,FALSE,TRUE)","v":false},10,{"$f":"INDEX(Lists!$B$32:$B$40, MATCH(YEAR(TODAY())-C777, Lists!$C$32:$C$40,1))","v":"51-60"},{"$f":"I777/PI()","v":311.94368846011486},{"$f":"INDEX(Data!$E$24:$E$47, MATCH(F777&D777, Data!$B$24:$B$47,0))","v":1.8301435406698563E-3},{"$f":"SUMPRODUCT((Data!$B$58:$B$60=Model!$F777)*(Data!$C$57:$K$57=Model!$O777)*(Data!$C$58:$K$60))","v":2.6564859251595059},73.435140748404933,1,{"$f":"IF(E777<>\"Serviceable\",E777,INDEX(Lists!$D$6:$D$8, MATCH(T777,Lists!$C$6:$C$8,0)))","v":"Serviceable"},{"$f":"INDEX(Lists!$C$12:$C$26, MATCH(H777, Lists!$B$12:$B$26,0))","v":"LV"}]
[null,1432,1978,"Wood Untreated Dressed","Serviceable","Class 1",0,"lv",1000,2021,100,"No",false,10,{"$f":"INDEX(Lists!$B$32:$B$40, MATCH(YEAR(TODAY())-C778, Lists!$C$32:$C$40,1))","v":"41-50"},318.3098861837907,{"$f":"INDEX(Data!$E$24:$E$47, MATCH(F778&D778, Data!$B$24:$B$47,0))","v":1.9964561142097742E-3},{"$f":"SUMPRODUCT((Data!$B$58:$B$60=Model!$F778)*(Data!$C$57:$K$57=Model!$O778)*(Data!$C$58:$K$60))","v":1.7977578417715214},82.022421582284778,1,{"$f":"IF(E778<>\"Serviceable\",E778,INDEX(Lists!$D$6:$D$8, MATCH(T778,Lists!$C$6:$C$8,0)))","v":"Serviceable"},{"$f":"INDEX(Lists!$C$12:$C$26, MATCH(H778, Lists!$B$12:$B$26,0))","v":"LV"}]
[null,1434,1935,"Wood Untreated Dressed","Serviceable","Class 1",0,"lv",950,2021,100,"No",false,10,{"$f":"INDEX(Lists!$B$32:$B$40, MATCH(YEAR(TODAY())-C779, Lists!$C$32:$C$40,1))","v":"81-90"},302.39439187460113,{"$f":"INDEX(Data!$E$24:$E$47, MATCH(F779&D779, Data!$B$24:$B$47,0))","v":1.9964561142097742E-3},{"$f":"SUMPRODUCT((Data!$B$58:$B$60=Model!$F779)*(Data!$C$57:$K$57=Model!$O779)*(Data!$C$58:$K$60))","v":2.8392735823590045},71.607264176409956,1,{"$f":"IF(E779<>\"Serviceable\",E779,INDEX(Lists!$D$6:$D$8, MATCH(T779,Lists!$C$6:$C$8,0)))","v":"Serviceable"},{"$f":"INDEX(Lists!$C$12:$C$26, MATCH(H779, Lists!$B$12:$B$26,0))","v":"LV"}]
[null,1436,1940,"Wood Untreated Dressed","Serviceable","Class 1",0,"lv/hv",880,2023,100,"No",false,10,{"$f":"INDEX(Lists!$B$32:$B$40, MATCH(YEAR(TODAY())-C780, Lists!$C$32:$C$40,1))","v":"81-90"},280.11269984173578,{"$f":"INDEX(Data!$E$24:$E$47, MATCH(F780&D780, Data!$B$24:$B$47,0))","v":1.9964561142097742E-3},{"$f":"SUMPRODUCT((Data!$B$58:$B$60=Model!$F780)*(Data!$C$57:$K$57=Model!$O780)*(Data!$C$58:$K$60))","v":2.8392735823590045},71.607264176409956,1,{"$f":"IF(E780<>\"Serviceable\",E780,INDEX(Lists!$D$6:$D$8, MATCH(T780,Lists!$C$6:$C$8,0)))","v":"Serviceable"},{"$f":"INDEX(Lists!$C$12:$C$26, MATCH(H780, Lists!$B$12:$B$26,0))","v":"HV"}]
[null,1438,1938,"Wood Untreated Dressed","Serviceable","Class 1",0,"lv",723,2023,70,"No",false,10,{"$f":"INDEX(Lists!$B$32:$B$40, MATCH(YEAR(TODAY())-C781, Lists!$C$32:$C$40,1))","v":"81-90"},230.13804771088067,{"$f":"INDEX(Data!$E$24:$E$47, MATCH(F781&D781, Data!$B$24:$B$47,0))","v":1.9964561142097742E-3},{"$f":"SUMPRODUCT((Data!$B$58:$B$60=Model!$F781)*(Data!$C$57:$K$57=Model!$O781)*(Data!$C$58:$K$60))","v":2.8392735823590045},41.607264176409956,2,{"$f":"IF(E781<>\"Serviceable\",E781,INDEX(Lists!$D$6:$D$8, MATCH(T781,Lists!$C$6:$C$8,0)))","v":"Limited Life"},{"$f":"INDEX(Lists!$C$12:$C$26, MATCH(H781, Lists!$B$12:$B$26,0))","v":"LV"}]
[null,1439,1963,"Wood Untreated Round","Serviceable","Class 3",0,"lv",1005,2021,90,"No",false,10,{"$f":"INDEX(Lists!$B$32:$B$40, MATCH(YEAR(TODAY())-C782, Lists!$C$32:$C$40,1))","v":"61-70"},319.90143561470961,{"$f":"INDEX(Data!$E$24:$E$47, MATCH(F782&D782, Data!$B$24:$B$47,0))","v":1.8301435406698563E-3},{"$f":"SUMPRODUCT((Data!$B$58:$B$60=Model!$F782)*(Data!$C$57:$K$57=Model!$O782)*(Data!$C$58:$K$60))","v":1.9802031311051838},70.197968688948166,1,{"$f":"IF(E782<>\"Serviceable\",E782,INDEX(Lists!$D$6:$D$8, MATCH(T782,Lists!$C$6:$C$8,0)))","v":"Serviceable"},{"$f":"INDEX(Lists!$C$12:$C$26, MATCH(H782, Lists!$B$12:$B$26,0))","v":"LV"}]
[null,1440,1986,"Wood Untreated Dressed","Serviceable","Class 1",0,"lv",880,2023,120,"No",false,10,{"$f":"INDEX(Lists!$B$32:$B$40, MATCH(YEAR(TODAY())-C783, Lists!$C$32:$C$40,1))","v":"31-40"},280.11269984173578,{"$f":"INDEX(Data!$E$24:$E$47, MATCH(F783&D783, Data!$B$24:$B$47,0))","v":1.9964561142097742E-3},{"$f":"SUMPRODUCT((Data!$B$58:$B$60=Model!$F783)*(Data!$C$57:$K$57=Model!$O783)*(Data!$C$58:$K$60))","v":3.0038452968326621},89.961547031673376,1,{"$f":"IF(E783<>\"Serviceable\",E783,INDEX(Lists!$D$6:$D$8, MATCH(T783,Lists!$C$6:$C$8,0)))","v":"Serviceable"},{"$f":"INDEX(Lists!$C$12:$C$26, MATCH(H783, Lists!$B$12:$B$26,0))","v":"LV"}]
[null,1442,1938,"Wood Untreated Dressed","Serviceable","Class 1",0,"lv/hv",840,2023,100,"No",false,10,{"$f":"INDEX(Lists!$B$32:$B$40, MATCH(YEAR(TODAY())-C784, Lists!$C$32:$C$40,1))","v":"81-90"},267.38030439438415,{"$f":"INDEX(Data!$E$24:$E$47, MATCH(F784&D784, Data!$B$24:$B$47,0))","v":1.9964561142097742E-3},{"$f":"SUMPRODUCT((Data!$B$58:$B$60=Model!$F784)*(Data!$C$57:$K$57=Model!$O784)*(Data!$C$58:$K$60))","v":2.8392735823590045},71.607264176409956,1,{"$f":"IF(E784<>\"Serviceable\",E784,INDEX(Lists!$D$6:$D$8, MATCH(T784,Lists!$C$6:$C$8,0)))","v":"Serviceable"},{"$f":"INDEX(Lists!$C$12:$C$26, MATCH(H784, Lists!$B$12:$B$26,0))","v":"HV"}]
[null,1443,1976,"Wood Untreated Round","Serviceable","Class 3",0,"lv",1000,2021,80,"No",false,10,{"$f":"INDEX(Lists!$B$32:$B$40, MATCH(YEAR(TODAY())-C785, Lists!$C$32:$C$40,1))","v":"41-50"},318.3098861837907,{"$f":"INDEX(Data!$E$24:$E$47, MATCH(F785&D785, Data!$B$24:$B$47,0))","v":1.8301435406698563E-3},{"$f":"SUMPRODUCT((Data!$B$58:$B$60=Model!$F785)*(Data!$C$57:$K$57=Model!$O785)*(Data!$C$58:$K$60))","v":3.2595928155551883},47.404071844448119,2,{"$f":"IF(E785<>\"Serviceable\",E785,INDEX(Lists!$D$6:$D$8, MATCH(T785,Lists!$C$6:$C$8,0)))","v":"Limited Life"},{"$f":"INDEX(Lists!$C$12:$C$26, MATCH(H785, Lists!$B$12:$B$26,0))","v":"LV"}]
[null,1445,1969,"Wood Untreated Round","Serviceable","Class 3",0,"lv",1040,2021,100,"No",false,10,{"$f":"INDEX(Lists!$B$32:$B$40, MATCH(YEAR(TODAY())-C786, Lists!$C$32:$C$40,1))","v":"51-60"},331.04228163114232,{"$f":"INDEX(Data!$E$24:$E$47, MATCH(F786&D786, Data!$B$24:$B$47,0))","v":1.8301435406698563E-3},{"$f":"SUMPRODUCT((Data!$B$58:$B$60=Model!$F786)*(Data!$C$57:$K$57=Model!$O786)*(Data!$C$58:$K$60))","v":2.6564859251595059},73.435140748404933,1,{"$f":"IF(E786<>\"Serviceable\",E786,INDEX(Lists!$D$6:$D$8, MATCH(T786,Lists!$C$6:$C$8,0)))","v":"Serviceable"},{"$f":"INDEX(Lists!$C$12:$C$26, MATCH(H786, Lists!$B$12:$B$26,0))","v":"LV"}]
[null,1447,1961,"Wood Untreated Round","Serviceable","Class 3",0,"lv",1160,2021,100,"No",false,10,{"$f":"INDEX(Lists!$B$32:$B$40, MATCH(YEAR(TODAY())-C787, Lists!$C$32:$C$40,1))","v":"61-70"},369.23946797319718,{"$f":"INDEX(Data!$E$24:$E$47, MATCH(F787&D787, Data!$B$24:$B$47,0))","v":1.8301435406698563E-3},{"$f":"SUMPRODUCT((Data!$B$58:$B$60=Model!$F787)*(Data!$C$57:$K$57=Model!$O787)*(Data!$C$58:$K$60))","v":1.9802031311051838},80.197968688948166,1,{"$f":"IF(E787<>\"Serviceable\",E787,INDEX(Lists!$D$6:$D$8, MATCH(T787,Lists!$C$6:$C$8,0)))","v":"Serviceable"},{"$f":"INDEX(Lists!$C$12:$C$26, MATCH(H787, Lists!$B$12:$B$26,0))","v":"LV"}]
[null,1448,1961,"Wood Creos Impregnated","Serviceable","Class 3",0,"lv",1005,2023,100,"No",false,10,{"$f":"INDEX(Lists!$B$32:$B$40, MATCH(YEAR(TODAY())-C788, Lists!$C$32:$C$40,1))","v":"61-70"},319.90143561470961,{"$f":"INDEX(Data!$E$24:$E$47, MATCH(F788&D788, Data!$B$24:$B$47,0))","v":1.0684339161496522E-3},{"$f":"SUMPRODUCT((Data!$B$58:$B$60=Model!$F788)*(Data!$C$57:$K$57=Model!$O788)*(Data!$C$58:$K$60))","v":1.9802031311051838},80.197968688948166,1,{"$f":"IF(E788<>\"Serviceable\",E788,INDEX(Lists!$D$6:$D$8, MATCH(T788,Lists!$C$6:$C$8,0)))","v":"Serviceable"},{"$f":"INDEX(Lists!$C$12:$C$26, MATCH(H788, Lists!$B$12:$B$26,0))","v":"LV"}]
[null,1455,1940,"Wood Untreated Dressed","Serviceable","Class 1",0,"lv",820,2023,90,"No",false,10,{"$f":"INDEX(Lists!$B$32:$B$40, MATCH(YEAR(TODAY())-C789, Lists!$C$32:$C$40,1))","v":"81-90"},261.01410667070837,{"$f":"INDEX(Data!$E$24:$E$47, MATCH(F789&D789, Data!$B$24:$B$47,0))","v":1.9964561142097742E-3},{"$f":"SUMPRODUCT((Data!$B$58:$B$60=Model!$F789)*(Data!$C$57:$K$57=Model!$O789)*(Data!$C$58:$K$60))","v":2.8392735823590045},61.607264176409956,1,{"$f":"IF(E789<>\"Serviceable\",E789,INDEX(Lists!$D$6:$D$8, MATCH(T789,Lists!$C$6:$C$8,0)))","v":"Serviceable"},{"$f":"INDEX(Lists!$C$12:$C$26, MATCH(H789, Lists!$B$12:$B$26,0))","v":"LV"}]
[null,1457,1940,"Wood Untreated Dressed","Serviceable","Class 1",0,"lv",848,2023,90,"No",false,10,{"$f":"INDEX(Lists!$B$32:$B$40, MATCH(YEAR(TODAY())-C790, Lists!$C$32:$C$40,1))","v":"81-90"},269.92678348385448,{"$f":"INDEX(Data!$E$24:$E$47, MATCH(F790&D790, Data!$B$24:$B$47,0))","v":1.9964561142097742E-3},{"$f":"SUMPRODUCT((Data!$B$58:$B$60=Model!$F790)*(Data!$C$57:$K$57=Model!$O790)*(Data!$C$58:$K$60))","v":2.8392735823590045},61.607264176409956,1,{"$f":"IF(E790<>\"Serviceable\",E790,INDEX(Lists!$D$6:$D$8, MATCH(T790,Lists!$C$6:$C$8,0)))","v":"Serviceable"},{"$f":"INDEX(Lists!$C$12:$C$26, MATCH(H790, Lists!$B$12:$B$26,0))","v":"LV"}]
[null,1459,1979,"Wood Untreated Dressed","Serviceable","Class 1",0,"lv",785,2021,100,"No",false,10,{"$f":"INDEX(Lists!$B$32:$B$40, MATCH(YEAR(TODAY())-C791, Lists!$C$32:$C$40,1))","v":"41-50"},249.8732606542757,{"$f":"INDEX(Data!$E$24:$E$47, MATCH(F791&D791, Data!$B$24:$B$47,0))","v":1.9964561142097742E-3},{"$f":"SUMPRODUCT((Data!$B$58:$B$60=Model!$F791)*(Data!$C$57:$K$57=Model!$O791)*(Data!$C$58:$K$60))","v":1.7977578417715214},82.022421582284778,1,{"$f":"IF(E791<>\"Serviceable\",E791,INDEX(Lists!$D$6:$D$8, MATCH(T791,Lists!$C$6:$C$8,0)))","v":"Serviceable"},{"$f":"INDEX(Lists!$C$12:$C$26, MATCH(H791, Lists!$B$12:$B$26,0))","v":"LV"}]
[null,1463,1970,"Wood Creos Impregnated","Serviceable","Class 3",0,"lv",880,2023,90,"No",false,10,{"$f":"INDEX(Lists!$B$32:$B$40, MATCH(YEAR(TODAY())-C792, Lists!$C$32:$C$40,1))","v":"51-60"},280.11269984173578,{"$f":"INDEX(Data!$E$24:$E$47, MATCH(F792&D792, Data!$B$24:$B$47,0))","v":1.0684339161496522E-3},{"$f":"SUMPRODUCT((Data!$B$58:$B$60=Model!$F792)*(Data!$C$57:$K$57=Model!$O792)*(Data!$C$58:$K$60))","v":2.6564859251595059},63.43514074840494,2,{"$f":"IF(E792<>\"Serviceable\",E792,INDEX(Lists!$D$6:$D$8, MATCH(T792,Lists!$C$6:$C$8,0)))","v":"Limited Life"},{"$f":"INDEX(Lists!$C$12:$C$26, MATCH(H792, Lists!$B$12:$B$26,0))","v":"LV"}]
[null,1464,1978,"Wood Untreated Dressed","Serviceable","Class 1",0,"lv",911,2021,100,"No",false,10,{"$f":"INDEX(Lists!$B$32:$B$40, MATCH(YEAR(TODAY())-C793, Lists!$C$32:$C$40,1))","v":"41-50"},289.98030631343329,{"$f":"INDEX(Data!$E$24:$E$47, MATCH(F793&D793, Data!$B$24:$B$47,0))","v":1.9964561142097742E-3},{"$f":"SUMPRODUCT((Data!$B$58:$B$60=Model!$F793)*(Data!$C$57:$K$57=Model!$O793)*(Data!$C$58:$K$60))","v":1.7977578417715214},82.022421582284778,1,{"$f":"IF(E793<>\"Serviceable\",E793,INDEX(Lists!$D$6:$D$8, MATCH(T793,Lists!$C$6:$C$8,0)))","v":"Serviceable"},{"$f":"INDEX(Lists!$C$12:$C$26, MATCH(H793, Lists!$B$12:$B$26,0))","v":"LV"}]
[null,1465,1961,"Wood Creos Impregnated","Serviceable","Class 3",0,"lv",820,2023,90,"No",false,10,{"$f":"INDEX(Lists!$B$32:$B$40, MATCH(YEAR(TODAY())-C794, Lists!$C$32:$C$40,1))","v":"61-70"},261.01410667070837,{"$f":"INDEX(Data!$E$24:$E$47, MATCH(F794&D794, Data!$B$24:$B$47,0))","v":1.0684339161496522E-3},{"$f":"SUMPRODUCT((Data!$B$58:$B$60=Model!$F794)*(Data!$C$57:$K$57=Model!$O794)*(Data!$C$58:$K$60))","v":1.9802031311051838},70.197968688948166,1,{"$f":"IF(E794<>\"Serviceable\",E794,INDEX(Lists!$D$6:$D$8, MATCH(T794,Lists!$C$6:$C$8,0)))","v":"Serviceable"},{"$f":"INDEX(Lists!$C$12:$C$26, MATCH(H794, Lists!$B$12:$B$26,0))","v":"LV"}]
[null,1467,1970,"Wood Creos Impregnated","Serviceable","Class 3",0,"lv",1005,2023,90,"No",false,10,{"$f":"INDEX(Lists!$B$32:$B$40, MATCH(YEAR(TODAY())-C795, Lists!$C$32:$C$40,1))","v":"51-60"},319.90143561470961,{"$f":"INDEX(Data!$E$24:$E$47, MATCH(F795&D795, Data!$B$24:$B$47,0))","v":1.0684339161496522E-3},{"$f":"SUMPRODUCT((Data!$B$58:$B$60=Model!$F795)*(Data!$C$57:$K$57=Model!$O795)*(Data!$C$58:$K$60))","v":2.6564859251595059},63.43514074840494,2,{"$f":"IF(E795<>\"Serviceable\",E795,INDEX(Lists!$D$6:$D$8, MATCH(T795,Lists!$C$6:$C$8,0)))","v":"Limited Life"},{"$f":"INDEX(Lists!$C$12:$C$26, MATCH(H795, Lists!$B$12:$B$26,0))","v":"LV"}]
[null,1469,1935,"Wood Untreated Dressed","Serviceable","Class 1",0,"lv/hv",1225,2023,100,"No",false,10,{"$f":"INDEX(Lists!$B$32:$B$40, MATCH(YEAR(TODAY())-C796, Lists!$C$32:$C$40,1))","v":"81-90"},389.92961057514361,{"$f":"INDEX(Data!$E$24:$E$47, MATCH(F796&D796, Data!$B$24:$B$47,0))","v":1.9964561142097742E-3},{"$f":"SUMPRODUCT((Data!$B$58:$B$60=Model!$F796)*(Data!$C$57:$K$57=Model!$O796)*(Data!$C$58:$K$60))","v":2.8392735823590045},71.607264176409956,1,{"$f":"IF(E796<>\"Serviceable\",E796,INDEX(Lists!$D$6:$D$8, MATCH(T796,Lists!$C$6:$C$8,0)))","v":"Serviceable"},{"$f":"INDEX(Lists!$C$12:$C$26, MATCH(H796, Lists!$B$12:$B$26,0))","v":"HV"}]
[null,1471,1941,"Wood Untreated Dressed","Serviceable","Class 1",0,"lv/hv",880,2023,90,"No",false,10,{"$f":"INDEX(Lists!$B$32:$B$40, MATCH(YEAR(TODAY())-C797, Lists!$C$32:$C$40,1))","v":"81-90"},280.11269984173578,{"$f":"INDEX(Data!$E$24:$E$47, MATCH(F797&D797, Data!$B$24:$B$47,0))","v":1.9964561142097742E-3},{"$f":"SUMPRODUCT((Data!$B$58:$B$60=Model!$F797)*(Data!$C$57:$K$57=Model!$O797)*(Data!$C$58:$K$60))","v":2.8392735823590045},61.607264176409956,1,{"$f":"IF(E797<>\"Serviceable\",E797,INDEX(Lists!$D$6:$D$8, MATCH(T797,Lists!$C$6:$C$8,0)))","v":"Serviceable"},{"$f":"INDEX(Lists!$C$12:$C$26, MATCH(H797, Lists!$B$12:$B$26,0))","v":"HV"}]
[null,1473,1979,"Wood Untreated Dressed","Serviceable","Class 1",0,"lv/hv",830,2023,100,"No",false,10,{"$f":"INDEX(Lists!$B$32:$B$40, MATCH(YEAR(TODAY())-C798, Lists!$C$32:$C$40,1))","v":"41-50"},264.19720553254626,{"$f":"INDEX(Data!$E$24:$E$47, MATCH(F798&D798, Data!$B$24:$B$47,0))","v":1.9964561142097742E-3},{"$f":"SUMPRODUCT((Data!$B$58:$B$60=Model!$F798)*(Data!$C$57:$K$57=Model!$O798)*(Data!$C$58:$K$60))","v":1.7977578417715214},82.022421582284778,1,{"$f":"IF(E798<>\"Serviceable\",E798,INDEX(Lists!$D$6:$D$8, MATCH(T798,Lists!$C$6:$C$8,0)))","v":"Serviceable"},{"$f":"INDEX(Lists!$C$12:$C$26, MATCH(H798, Lists!$B$12:$B$26,0))","v":"HV"}]
[null,1475,1964,"Wood Creos Impregnated","Serviceable","Class 3",0,"lv",1070,2023,100,"No",false,10,{"$f":"INDEX(Lists!$B$32:$B$40, MATCH(YEAR(TODAY())-C799, Lists!$C$32:$C$40,1))","v":"61-70"},340.59157821665605,{"$f":"INDEX(Data!$E$24:$E$47, MATCH(F799&D799, Data!$B$24:$B$47,0))","v":1.0684339161496522E-3},{"$f":"SUMPRODUCT((Data!$B$58:$B$60=Model!$F799)*(Data!$C$57:$K$57=Model!$O799)*(Data!$C$58:$K$60))","v":1.9802031311051838},80.197968688948166,1,{"$f":"IF(E799<>\"Serviceable\",E799,INDEX(Lists!$D$6:$D$8, MATCH(T799,Lists!$C$6:$C$8,0)))","v":"Serviceable"},{"$f":"INDEX(Lists!$C$12:$C$26, MATCH(H799, Lists!$B$12:$B$26,0))","v":"LV"}]
[null,1477,1968,"Wood Creos Impregnated","Serviceable","Class 3",0,"lv/hv",911,2023,80,"No",false,10,{"$f":"INDEX(Lists!$B$32:$B$40, MATCH(YEAR(TODAY())-C800, Lists!$C$32:$C$40,1))","v":"51-60"},289.98030631343329,{"$f":"INDEX(Data!$E$24:$E$47, MATCH(F800&D800, Data!$B$24:$B$47,0))","v":1.0684339161496522E-3},{"$f":"SUMPRODUCT((Data!$B$58:$B$60=Model!$F800)*(Data!$C$57:$K$57=Model!$O800)*(Data!$C$58:$K$60))","v":2.6564859251595059},53.43514074840494,2,{"$f":"IF(E800<>\"Serviceable\",E800,INDEX(Lists!$D$6:$D$8, MATCH(T800,Lists!$C$6:$C$8,0)))","v":"Limited Life"},{"$f":"INDEX(Lists!$C$12:$C$26, MATCH(H800, Lists!$B$12:$B$26,0))","v":"HV"}]
[null,1480,1966,"Wood Untreated Round","Serviceable","Class 3",0,"lv",785,2021,80,"No",false,10,{"$f":"INDEX(Lists!$B$32:$B$40, MATCH(YEAR(TODAY())-C801, Lists!$C$32:$C$40,1))","v":"51-60"},249.8732606542757,{"$f":"INDEX(Data!$E$24:$E$47, MATCH(F801&D801, Data!$B$24:$B$47,0))","v":1.8301435406698563E-3},{"$f":"SUMPRODUCT((Data!$B$58:$B$60=Model!$F801)*(Data!$C$57:$K$57=Model!$O801)*(Data!$C$58:$K$60))","v":2.6564859251595059},53.43514074840494,2,{"$f":"IF(E801<>\"Serviceable\",E801,INDEX(Lists!$D$6:$D$8, MATCH(T801,Lists!$C$6:$C$8,0)))","v":"Limited Life"},{"$f":"INDEX(Lists!$C$12:$C$26, MATCH(H801, Lists!$B$12:$B$26,0))","v":"LV"}]
[null,1483,1983,"Wood Untreated Dressed","Serviceable","Class 1",0,"lv/hv",942,2023,120,"No",false,10,{"$f":"INDEX(Lists!$B$32:$B$40, MATCH(YEAR(TODAY())-C802, Lists!$C$32:$C$40,1))","v":"41-50"},299.8479127851308,{"$f":"INDEX(Data!$E$24:$E$47, MATCH(F802&D802, Data!$B$24:$B$47,0))","v":1.9964561142097742E-3},{"$f":"SUMPRODUCT((Data!$B$58:$B$60=Model!$F802)*(Data!$C$57:$K$57=Model!$O802)*(Data!$C$58:$K$60))","v":1.7977578417715214},102.02242158228478,1,{"$f":"IF(E802<>\"Serviceable\",E802,INDEX(Lists!$D$6:$D$8, MATCH(T802,Lists!$C$6:$C$8,0)))","v":"Serviceable"},{"$f":"INDEX(Lists!$C$12:$C$26, MATCH(H802, Lists!$B$12:$B$26,0))","v":"HV"}]
[null,1485,1937,"Wood Untreated Dressed","Serviceable","Class 1",0,"lv",1120,2023,120,"No",false,10,{"$f":"INDEX(Lists!$B$32:$B$40, MATCH(YEAR(TODAY())-C803, Lists!$C$32:$C$40,1))","v":"81-90"},356.50707252584556,{"$f":"INDEX(Data!$E$24:$E$47, MATCH(F803&D803, Data!$B$24:$B$47,0))","v":1.9964561142097742E-3},{"$f":"SUMPRODUCT((Data!$B$58:$B$60=Model!$F803)*(Data!$C$57:$K$57=Model!$O803)*(Data!$C$58:$K$60))","v":2.8392735823590045},91.607264176409956,1,{"$f":"IF(E803<>\"Serviceable\",E803,INDEX(Lists!$D$6:$D$8, MATCH(T803,Lists!$C$6:$C$8,0)))","v":"Serviceable"},{"$f":"INDEX(Lists!$C$12:$C$26, MATCH(H803, Lists!$B$12:$B$26,0))","v":"LV"}]
[null,1493,1969,"Wood Creos Impregnated","Serviceable","Class 3",0,"lv/hv",817,2023,90,"No",false,10,{"$f":"INDEX(Lists!$B$32:$B$40, MATCH(YEAR(TODAY())-C804, Lists!$C$32:$C$40,1))","v":"51-60"},260.05917701215697,{"$f":"INDEX(Data!$E$24:$E$47, MATCH(F804&D804, Data!$B$24:$B$47,0))","v":1.0684339161496522E-3},{"$f":"SUMPRODUCT((Data!$B$58:$B$60=Model!$F804)*(Data!$C$57:$K$57=Model!$O804)*(Data!$C$58:$K$60))","v":2.6564859251595059},63.43514074840494,2,{"$f":"IF(E804<>\"Serviceable\",E804,INDEX(Lists!$D$6:$D$8, MATCH(T804,Lists!$C$6:$C$8,0)))","v":"Limited Life"},{"$f":"INDEX(Lists!$C$12:$C$26, MATCH(H804, Lists!$B$12:$B$26,0))","v":"HV"}]
[null,1495,1941,"Wood Untreated Dressed","Serviceable","Class 1",0,"lv",817,2023,90,"No",false,10,{"$f":"INDEX(Lists!$B$32:$B$40, MATCH(YEAR(TODAY())-C805, Lists!$C$32:$C$40,1))","v":"81-90"},260.05917701215697,{"$f":"INDEX(Data!$E$24:$E$47, MATCH(F805&D805, Data!$B$24:$B$47,0))","v":1.9964561142097742E-3},{"$f":"SUMPRODUCT((Data!$B$58:$B$60=Model!$F805)*(Data!$C$57:$K$57=Model!$O805)*(Data!$C$58:$K$60))","v":2.8392735823590045},61.607264176409956,1,{"$f":"IF(E805<>\"Serviceable\",E805,INDEX(Lists!$D$6:$D$8, MATCH(T805,Lists!$C$6:$C$8,0)))","v":"Serviceable"},{"$f":"INDEX(Lists!$C$12:$C$26, MATCH(H805, Lists!$B$12:$B$26,0))","v":"LV"}]
[null,1497,1937,"Wood Untreated Dressed","Serviceable","Class 1",0,"lv",848,2023,70,"No",false,10,{"$f":"INDEX(Lists!$B$32:$B$40, MATCH(YEAR(TODAY())-C806, Lists!$C$32:$C$40,1))","v":"81-90"},269.92678348385448,{"$f":"INDEX(Data!$E$24:$E$47, MATCH(F806&D806, Data!$B$24:$B$47,0))","v":1.9964561142097742E-3},{"$f":"SUMPRODUCT((Data!$B$58:$B$60=Model!$F806)*(Data!$C$57:$K$57=Model!$O806)*(Data!$C$58:$K$60))","v":2.8392735823590045},41.607264176409956,2,{"$f":"IF(E806<>\"Serviceable\",E806,INDEX(Lists!$D$6:$D$8, MATCH(T806,Lists!$C$6:$C$8,0)))","v":"Limited Life"},{"$f":"INDEX(Lists!$C$12:$C$26, MATCH(H806, Lists!$B$12:$B$26,0))","v":"LV"}]
[null,1501,1976,"Wood Untreated Dressed","Serviceable","Class 1",0,"lv",720,2023,110,"No",false,10,{"$f":"INDEX(Lists!$B$32:$B$40, MATCH(YEAR(TODAY())-C807, Lists!$C$32:$C$40,1))","v":"41-50"},229.18311805232929,{"$f":"INDEX(Data!$E$24:$E$47, MATCH(F807&D807, Data!$B$24:$B$47,0))","v":1.9964561142097742E-3},{"$f":"SUMPRODUCT((Data!$B$58:$B$60=Model!$F807)*(Data!$C$57:$K$57=Model!$O807)*(Data!$C$58:$K$60))","v":1.7977578417715214},92.022421582284778,1,{"$f":"IF(E807<>\"Serviceable\",E807,INDEX(Lists!$D$6:$D$8, MATCH(T807,Lists!$C$6:$C$8,0)))","v":"Serviceable"},{"$f":"INDEX(Lists!$C$12:$C$26, MATCH(H807, Lists!$B$12:$B$26,0))","v":"LV"}]
[null,1502,1962,"Wood Untreated Round","Serviceable","Class 3",0,"lv",817,2021,80,"No",false,10,{"$f":"INDEX(Lists!$B$32:$B$40, MATCH(YEAR(TODAY())-C808, Lists!$C$32:$C$40,1))","v":"61-70"},260.05917701215697,{"$f":"INDEX(Data!$E$24:$E$47, MATCH(F808&D808, Data!$B$24:$B$47,0))","v":1.8301435406698563E-3},{"$f":"SUMPRODUCT((Data!$B$58:$B$60=Model!$F808)*(Data!$C$57:$K$57=Model!$O808)*(Data!$C$58:$K$60))","v":1.9802031311051838},60.197968688948166,2,{"$f":"IF(E808<>\"Serviceable\",E808,INDEX(Lists!$D$6:$D$8, MATCH(T808,Lists!$C$6:$C$8,0)))","v":"Limited Life"},{"$f":"INDEX(Lists!$C$12:$C$26, MATCH(H808, Lists!$B$12:$B$26,0))","v":"LV"}]
[null,1503,1935,"Wood Untreated Dressed","Serviceable","Class 1",0,"lv",680,2023,100,"No",false,10,{"$f":"INDEX(Lists!$B$32:$B$40, MATCH(YEAR(TODAY())-C809, Lists!$C$32:$C$40,1))","v":"81-90"},216.45072260497767,{"$f":"INDEX(Data!$E$24:$E$47, MATCH(F809&D809, Data!$B$24:$B$47,0))","v":1.9964561142097742E-3},{"$f":"SUMPRODUCT((Data!$B$58:$B$60=Model!$F809)*(Data!$C$57:$K$57=Model!$O809)*(Data!$C$58:$K$60))","v":2.8392735823590045},71.607264176409956,1,{"$f":"IF(E809<>\"Serviceable\",E809,INDEX(Lists!$D$6:$D$8, MATCH(T809,Lists!$C$6:$C$8,0)))","v":"Serviceable"},{"$f":"INDEX(Lists!$C$12:$C$26, MATCH(H809, Lists!$B$12:$B$26,0))","v":"LV"}]
[null,1505,1938,"Wood Untreated Dressed","Serviceable","Class 1",0,"lv",970,2023,110,"No",false,10,{"$f":"INDEX(Lists!$B$32:$B$40, MATCH(YEAR(TODAY())-C810, Lists!$C$32:$C$40,1))","v":"81-90"},308.76058959827697,{"$f":"INDEX(Data!$E$24:$E$47, MATCH(F810&D810, Data!$B$24:$B$47,0))","v":1.9964561142097742E-3},{"$f":"SUMPRODUCT((Data!$B$58:$B$60=Model!$F810)*(Data!$C$57:$K$57=Model!$O810)*(Data!$C$58:$K$60))","v":2.8392735823590045},81.607264176409956,1,{"$f":"IF(E810<>\"Serviceable\",E810,INDEX(Lists!$D$6:$D$8, MATCH(T810,Lists!$C$6:$C$8,0)))","v":"Serviceable"},{"$f":"INDEX(Lists!$C$12:$C$26, MATCH(H810, Lists!$B$12:$B$26,0))","v":"LV"}]
[null,1506,1975,"Wood Untreated Dressed","Serviceable","Class 1",0,"lv",790,2021,100,"No",false,10,{"$f":"INDEX(Lists!$B$32:$B$40, MATCH(YEAR(TODAY())-C811, Lists!$C$32:$C$40,1))","v":"41-50"},251.46481008519464,{"$f":"INDEX(Data!$E$24:$E$47, MATCH(F811&D811, Data!$B$24:$B$47,0))","v":1.9964561142097742E-3},{"$f":"SUMPRODUCT((Data!$B$58:$B$60=Model!$F811)*(Data!$C$57:$K$57=Model!$O811)*(Data!$C$58:$K$60))","v":1.7977578417715214},82.022421582284778,1,{"$f":"IF(E811<>\"Serviceable\",E811,INDEX(Lists!$D$6:$D$8, MATCH(T811,Lists!$C$6:$C$8,0)))","v":"Serviceable"},{"$f":"INDEX(Lists!$C$12:$C$26, MATCH(H811, Lists!$B$12:$B$26,0))","v":"LV"}]
[null,1508,1933,"Wood Untreated Dressed","Serviceable","Class 1",0,"lv",999,2021,999,"No",false,10,{"$f":"INDEX(Lists!$B$32:$B$40, MATCH(YEAR(TODAY())-C812, Lists!$C$32:$C$40,1))","v":"90+"},317.99157629760691,{"$f":"INDEX(Data!$E$24:$E$47, MATCH(F812&D812, Data!$B$24:$B$47,0))","v":1.9964561142097742E-3},{"$f":"SUMPRODUCT((Data!$B$58:$B$60=Model!$F812)*(Data!$C$57:$K$57=Model!$O812)*(Data!$C$58:$K$60))","v":1.4835341045333483},999,1,{"$f":"IF(E812<>\"Serviceable\",E812,INDEX(Lists!$D$6:$D$8, MATCH(T812,Lists!$C$6:$C$8,0)))","v":"Serviceable"},{"$f":"INDEX(Lists!$C$12:$C$26, MATCH(H812, Lists!$B$12:$B$26,0))","v":"LV"}]
[null,1509,1970,"Wood Creos Impregnated","Serviceable","Class 3",0,"lv",880,2023,80,"No",false,10,{"$f":"INDEX(Lists!$B$32:$B$40, MATCH(YEAR(TODAY())-C813, Lists!$C$32:$C$40,1))","v":"51-60"},280.11269984173578,{"$f":"INDEX(Data!$E$24:$E$47, MATCH(F813&D813, Data!$B$24:$B$47,0))","v":1.0684339161496522E-3},{"$f":"SUMPRODUCT((Data!$B$58:$B$60=Model!$F813)*(Data!$C$57:$K$57=Model!$O813)*(Data!$C$58:$K$60))","v":2.6564859251595059},53.43514074840494,2,{"$f":"IF(E813<>\"Serviceable\",E813,INDEX(Lists!$D$6:$D$8, MATCH(T813,Lists!$C$6:$C$8,0)))","v":"Limited Life"},{"$f":"INDEX(Lists!$C$12:$C$26, MATCH(H813, Lists!$B$12:$B$26,0))","v":"LV"}]
[null,1512,1974,"Wood Untreated Round","Serviceable","Class 1",0,"lv",920,2021,110,"No",false,10,{"$f":"INDEX(Lists!$B$32:$B$40, MATCH(YEAR(TODAY())-C814, Lists!$C$32:$C$40,1))","v":"51-60"},292.84509528908745,{"$f":"INDEX(Data!$E$24:$E$47, MATCH(F814&D814, Data!$B$24:$B$47,0))","v":1.9964561142097742E-3},{"$f":"SUMPRODUCT((Data!$B$58:$B$60=Model!$F814)*(Data!$C$57:$K$57=Model!$O814)*(Data!$C$58:$K$60))","v":1.3557210085184006},96.44278991481599,1,{"$f":"IF(E814<>\"Serviceable\",E814,INDEX(Lists!$D$6:$D$8, MATCH(T814,Lists!$C$6:$C$8,0)))","v":"Serviceable"},{"$f":"INDEX(Lists!$C$12:$C$26, MATCH(H814, Lists!$B$12:$B$26,0))","v":"LV"}]
[null,1514,1969,"Wood Creos Impregnated","Serviceable","Class 3",0,"lv",1130,2021,120,"No",false,10,{"$f":"INDEX(Lists!$B$32:$B$40, MATCH(YEAR(TODAY())-C815, Lists!$C$32:$C$40,1))","v":"51-60"},359.69017138768345,{"$f":"INDEX(Data!$E$24:$E$47, MATCH(F815&D815, Data!$B$24:$B$47,0))","v":1.0684339161496522E-3},{"$f":"SUMPRODUCT((Data!$B$58:$B$60=Model!$F815)*(Data!$C$57:$K$57=Model!$O815)*(Data!$C$58:$K$60))","v":2.6564859251595059},93.435140748404933,1,{"$f":"IF(E815<>\"Serviceable\",E815,INDEX(Lists!$D$6:$D$8, MATCH(T815,Lists!$C$6:$C$8,0)))","v":"Serviceable"},{"$f":"INDEX(Lists!$C$12:$C$26, MATCH(H815, Lists!$B$12:$B$26,0))","v":"LV"}]
[null,1515,1940,"Wood Untreated Dressed","Serviceable","Class 1",0,"lv",850,2023,100,"No",false,10,{"$f":"INDEX(Lists!$B$32:$B$40, MATCH(YEAR(TODAY())-C816, Lists!$C$32:$C$40,1))","v":"81-90"},270.5634032562221,{"$f":"INDEX(Data!$E$24:$E$47, MATCH(F816&D816, Data!$B$24:$B$47,0))","v":1.9964561142097742E-3},{"$f":"SUMPRODUCT((Data!$B$58:$B$60=Model!$F816)*(Data!$C$57:$K$57=Model!$O816)*(Data!$C$58:$K$60))","v":2.8392735823590045},71.607264176409956,1,{"$f":"IF(E816<>\"Serviceable\",E816,INDEX(Lists!$D$6:$D$8, MATCH(T816,Lists!$C$6:$C$8,0)))","v":"Serviceable"},{"$f":"INDEX(Lists!$C$12:$C$26, MATCH(H816, Lists!$B$12:$B$26,0))","v":"LV"}]
[null,1516,1969,"Wood Creos Impregnated","Serviceable","Class 3",0,"lv",930,2021,90,"No",false,10,{"$f":"INDEX(Lists!$B$32:$B$40, MATCH(YEAR(TODAY())-C817, Lists!$C$32:$C$40,1))","v":"51-60"},296.02819415092534,{"$f":"INDEX(Data!$E$24:$E$47, MATCH(F817&D817, Data!$B$24:$B$47,0))","v":1.0684339161496522E-3},{"$f":"SUMPRODUCT((Data!$B$58:$B$60=Model!$F817)*(Data!$C$57:$K$57=Model!$O817)*(Data!$C$58:$K$60))","v":2.6564859251595059},63.43514074840494,2,{"$f":"IF(E817<>\"Serviceable\",E817,INDEX(Lists!$D$6:$D$8, MATCH(T817,Lists!$C$6:$C$8,0)))","v":"Limited Life"},{"$f":"INDEX(Lists!$C$12:$C$26, MATCH(H817, Lists!$B$12:$B$26,0))","v":"LV"}]
[null,1517,1966,"Wood Untreated Dressed","Serviceable","Class 1",0,"lv",911,2023,110,"No",false,10,{"$f":"INDEX(Lists!$B$32:$B$40, MATCH(YEAR(TODAY())-C818, Lists!$C$32:$C$40,1))","v":"51-60"},289.98030631343329,{"$f":"INDEX(Data!$E$24:$E$47, MATCH(F818&D818, Data!$B$24:$B$47,0))","v":1.9964561142097742E-3},{"$f":"SUMPRODUCT((Data!$B$58:$B$60=Model!$F818)*(Data!$C$57:$K$57=Model!$O818)*(Data!$C$58:$K$60))","v":1.3557210085184006},96.44278991481599,1,{"$f":"IF(E818<>\"Serviceable\",E818,INDEX(Lists!$D$6:$D$8, MATCH(T818,Lists!$C$6:$C$8,0)))","v":"Serviceable"},{"$f":"INDEX(Lists!$C$12:$C$26, MATCH(H818, Lists!$B$12:$B$26,0))","v":"LV"}]
[null,1518,1940,"Wood Untreated Dressed","Serviceable","Class 1",0,"lv",720,2021,70,"No",false,10,{"$f":"INDEX(Lists!$B$32:$B$40, MATCH(YEAR(TODAY())-C819, Lists!$C$32:$C$40,1))","v":"81-90"},229.18311805232929,{"$f":"INDEX(Data!$E$24:$E$47, MATCH(F819&D819, Data!$B$24:$B$47,0))","v":1.9964561142097742E-3},{"$f":"SUMPRODUCT((Data!$B$58:$B$60=Model!$F819)*(Data!$C$57:$K$57=Model!$O819)*(Data!$C$58:$K$60))","v":2.8392735823590045},41.607264176409956,2,{"$f":"IF(E819<>\"Serviceable\",E819,INDEX(Lists!$D$6:$D$8, MATCH(T819,Lists!$C$6:$C$8,0)))","v":"Limited Life"},{"$f":"INDEX(Lists!$C$12:$C$26, MATCH(H819, Lists!$B$12:$B$26,0))","v":"LV"}]
[null,1519,1961,"Wood Creos Impregnated","Serviceable","Class 3",0,"lv",810,2023,100,"No",false,10,{"$f":"INDEX(Lists!$B$32:$B$40, MATCH(YEAR(TODAY())-C820, Lists!$C$32:$C$40,1))","v":"61-70"},257.83100780887048,{"$f":"INDEX(Data!$E$24:$E$47, MATCH(F820&D820, Data!$B$24:$B$47,0))","v":1.0684339161496522E-3},{"$f":"SUMPRODUCT((Data!$B$58:$B$60=Model!$F820)*(Data!$C$57:$K$57=Model!$O820)*(Data!$C$58:$K$60))","v":1.9802031311051838},80.197968688948166,1,{"$f":"IF(E820<>\"Serviceable\",E820,INDEX(Lists!$D$6:$D$8, MATCH(T820,Lists!$C$6:$C$8,0)))","v":"Serviceable"},{"$f":"INDEX(Lists!$C$12:$C$26, MATCH(H820, Lists!$B$12:$B$26,0))","v":"LV"}]
[null,1523,1935,"Wood Untreated Dressed","Serviceable","Class 1",0,"lv",911,2023,100,"No",false,10,{"$f":"INDEX(Lists!$B$32:$B$40, MATCH(YEAR(TODAY())-C821, Lists!$C$32:$C$40,1))","v":"81-90"},289.98030631343329,{"$f":"INDEX(Data!$E$24:$E$47, MATCH(F821&D821, Data!$B$24:$B$47,0))","v":1.9964561142097742E-3},{"$f":"SUMPRODUCT((Data!$B$58:$B$60=Model!$F821)*(Data!$C$57:$K$57=Model!$O821)*(Data!$C$58:$K$60))","v":2.8392735823590045},71.607264176409956,1,{"$f":"IF(E821<>\"Serviceable\",E821,INDEX(Lists!$D$6:$D$8, MATCH(T821,Lists!$C$6:$C$8,0)))","v":"Serviceable"},{"$f":"INDEX(Lists!$C$12:$C$26, MATCH(H821, Lists!$B$12:$B$26,0))","v":"LV"}]
[null,1526,1941,"Wood Untreated Dressed","Serviceable","Class 1",0,"lv",930,2021,100,"No",false,10,{"$f":"INDEX(Lists!$B$32:$B$40, MATCH(YEAR(TODAY())-C822, Lists!$C$32:$C$40,1))","v":"81-90"},296.02819415092534,{"$f":"INDEX(Data!$E$24:$E$47, MATCH(F822&D822, Data!$B$24:$B$47,0))","v":1.9964561142097742E-3},{"$f":"SUMPRODUCT((Data!$B$58:$B$60=Model!$F822)*(Data!$C$57:$K$57=Model!$O822)*(Data!$C$58:$K$60))","v":2.8392735823590045},71.607264176409956,1,{"$f":"IF(E822<>\"Serviceable\",E822,INDEX(Lists!$D$6:$D$8, MATCH(T822,Lists!$C$6:$C$8,0)))","v":"Serviceable"},{"$f":"INDEX(Lists!$C$12:$C$26, MATCH(H822, Lists!$B$12:$B$26,0))","v":"LV"}]
[null,1527,1970,"Wood Creos Impregnated","Serviceable","Class 3",0,"lv",974,2023,100,"No",false,10,{"$f":"INDEX(Lists!$B$32:$B$40, MATCH(YEAR(TODAY())-C823, Lists!$C$32:$C$40,1))","v":"51-60"},310.0338291430121,{"$f":"INDEX(Data!$E$24:$E$47, MATCH(F823&D823, Data!$B$24:$B$47,0))","v":1.0684339161496522E-3},{"$f":"SUMPRODUCT((Data!$B$58:$B$60=Model!$F823)*(Data!$C$57:$K$57=Model!$O823)*(Data!$C$58:$K$60))","v":2.6564859251595059},73.435140748404933,1,{"$f":"IF(E823<>\"Serviceable\",E823,INDEX(Lists!$D$6:$D$8, MATCH(T823,Lists!$C$6:$C$8,0)))","v":"Serviceable"},{"$f":"INDEX(Lists!$C$12:$C$26, MATCH(H823, Lists!$B$12:$B$26,0))","v":"LV"}]
[null,1530,1989,"Wood Untreated Dressed","Serviceable","Class 1",0,"lv",1020,2021,150,"No",false,10,{"$f":"INDEX(Lists!$B$32:$B$40, MATCH(YEAR(TODAY())-C824, Lists!$C$32:$C$40,1))","v":"31-40"},324.67608390746648,{"$f":"INDEX(Data!$E$24:$E$47, MATCH(F824&D824, Data!$B$24:$B$47,0))","v":1.9964561142097742E-3},{"$f":"SUMPRODUCT((Data!$B$58:$B$60=Model!$F824)*(Data!$C$57:$K$57=Model!$O824)*(Data!$C$58:$K$60))","v":3.0038452968326621},119.96154703167338,1,{"$f":"IF(E824<>\"Serviceable\",E824,INDEX(Lists!$D$6:$D$8, MATCH(T824,Lists!$C$6:$C$8,0)))","v":"Serviceable"},{"$f":"INDEX(Lists!$C$12:$C$26, MATCH(H824, Lists!$B$12:$B$26,0))","v":"LV"}]
[null,1531,1985,"Wood Untreated Dressed","Serviceable","Class 1",0,"lv",942,2023,100,"No",false,10,{"$f":"INDEX(Lists!$B$32:$B$40, MATCH(YEAR(TODAY())-C825, Lists!$C$32:$C$40,1))","v":"31-40"},299.8479127851308,{"$f":"INDEX(Data!$E$24:$E$47, MATCH(F825&D825, Data!$B$24:$B$47,0))","v":1.9964561142097742E-3},{"$f":"SUMPRODUCT((Data!$B$58:$B$60=Model!$F825)*(Data!$C$57:$K$57=Model!$O825)*(Data!$C$58:$K$60))","v":3.0038452968326621},69.961547031673376,1,{"$f":"IF(E825<>\"Serviceable\",E825,INDEX(Lists!$D$6:$D$8, MATCH(T825,Lists!$C$6:$C$8,0)))","v":"Serviceable"},{"$f":"INDEX(Lists!$C$12:$C$26, MATCH(H825, Lists!$B$12:$B$26,0))","v":"LV"}]
[null,1532,1988,"Wood Untreated Dressed","Serviceable","Class 1",0,"lv/hv",1150,2021,150,"No",false,10,{"$f":"INDEX(Lists!$B$32:$B$40, MATCH(YEAR(TODAY())-C826, Lists!$C$32:$C$40,1))","v":"31-40"},366.05636911135929,{"$f":"INDEX(Data!$E$24:$E$47, MATCH(F826&D826, Data!$B$24:$B$47,0))","v":1.9964561142097742E-3},{"$f":"SUMPRODUCT((Data!$B$58:$B$60=Model!$F826)*(Data!$C$57:$K$57=Model!$O826)*(Data!$C$58:$K$60))","v":3.0038452968326621},119.96154703167338,1,{"$f":"IF(E826<>\"Serviceable\",E826,INDEX(Lists!$D$6:$D$8, MATCH(T826,Lists!$C$6:$C$8,0)))","v":"Serviceable"},{"$f":"INDEX(Lists!$C$12:$C$26, MATCH(H826, Lists!$B$12:$B$26,0))","v":"HV"}]
[null,1533,1940,"Wood Untreated Dressed","Serviceable","Class 1",0,"lv",848,2023,110,"No",false,10,{"$f":"INDEX(Lists!$B$32:$B$40, MATCH(YEAR(TODAY())-C827, Lists!$C$32:$C$40,1))","v":"81-90"},269.92678348385448,{"$f":"INDEX(Data!$E$24:$E$47, MATCH(F827&D827, Data!$B$24:$B$47,0))","v":1.9964561142097742E-3},{"$f":"SUMPRODUCT((Data!$B$58:$B$60=Model!$F827)*(Data!$C$57:$K$57=Model!$O827)*(Data!$C$58:$K$60))","v":2.8392735823590045},81.607264176409956,1,{"$f":"IF(E827<>\"Serviceable\",E827,INDEX(Lists!$D$6:$D$8, MATCH(T827,Lists!$C$6:$C$8,0)))","v":"Serviceable"},{"$f":"INDEX(Lists!$C$12:$C$26, MATCH(H827, Lists!$B$12:$B$26,0))","v":"LV"}]
[null,1534,1989,"Wood Untreated Dressed","Serviceable","Class 1",0,"lv/hv",1010,2021,150,"No",false,10,{"$f":"INDEX(Lists!$B$32:$B$40, MATCH(YEAR(TODAY())-C828, Lists!$C$32:$C$40,1))","v":"31-40"},321.49298504562859,{"$f":"INDEX(Data!$E$24:$E$47, MATCH(F828&D828, Data!$B$24:$B$47,0))","v":1.9964561142097742E-3},{"$f":"SUMPRODUCT((Data!$B$58:$B$60=Model!$F828)*(Data!$C$57:$K$57=Model!$O828)*(Data!$C$58:$K$60))","v":3.0038452968326621},119.96154703167338,1,{"$f":"IF(E828<>\"Serviceable\",E828,INDEX(Lists!$D$6:$D$8, MATCH(T828,Lists!$C$6:$C$8,0)))","v":"Serviceable"},{"$f":"INDEX(Lists!$C$12:$C$26, MATCH(H828, Lists!$B$12:$B$26,0))","v":"HV"}]
[null,1535,1989,"Wood Untreated Dressed","Serviceable","Class 1",0,"lv/hv",920,2021,130,"No",false,10,{"$f":"INDEX(Lists!$B$32:$B$40, MATCH(YEAR(TODAY())-C829, Lists!$C$32:$C$40,1))","v":"31-40"},292.84509528908745,{"$f":"INDEX(Data!$E$24:$E$47, MATCH(F829&D829, Data!$B$24:$B$47,0))","v":1.9964561142097742E-3},{"$f":"SUMPRODUCT((Data!$B$58:$B$60=Model!$F829)*(Data!$C$57:$K$57=Model!$O829)*(Data!$C$58:$K$60))","v":3.0038452968326621},99.961547031673376,1,{"$f":"IF(E829<>\"Serviceable\",E829,INDEX(Lists!$D$6:$D$8, MATCH(T829,Lists!$C$6:$C$8,0)))","v":"Serviceable"},{"$f":"INDEX(Lists!$C$12:$C$26, MATCH(H829, Lists!$B$12:$B$26,0))","v":"HV"}]
[null,1537,1930,"Wood Untreated Dressed","Serviceable","Class 2",0,"lv",840,2021,75,"No",false,10,{"$f":"INDEX(Lists!$B$32:$B$40, MATCH(YEAR(TODAY())-C830, Lists!$C$32:$C$40,1))","v":"90+"},267.38030439438415,{"$f":"INDEX(Data!$E$24:$E$47, MATCH(F830&D830, Data!$B$24:$B$47,0))","v":2.1997700016428453E-3},{"$f":"SUMPRODUCT((Data!$B$58:$B$60=Model!$F830)*(Data!$C$57:$K$57=Model!$O830)*(Data!$C$58:$K$60))","v":1.9442607157447356},55.557392842552645,2,{"$f":"IF(E830<>\"Serviceable\",E830,INDEX(Lists!$D$6:$D$8, MATCH(T830,Lists!$C$6:$C$8,0)))","v":"Limited Life"},{"$f":"INDEX(Lists!$C$12:$C$26, MATCH(H830, Lists!$B$12:$B$26,0))","v":"LV"}]
[null,1538,1940,"Wood Untreated Dressed","Serviceable","Class 1",0,"lv",800,2023,100,"No",false,10,{"$f":"INDEX(Lists!$B$32:$B$40, MATCH(YEAR(TODAY())-C831, Lists!$C$32:$C$40,1))","v":"81-90"},254.64790894703253,{"$f":"INDEX(Data!$E$24:$E$47, MATCH(F831&D831, Data!$B$24:$B$47,0))","v":1.9964561142097742E-3},{"$f":"SUMPRODUCT((Data!$B$58:$B$60=Model!$F831)*(Data!$C$57:$K$57=Model!$O831)*(Data!$C$58:$K$60))","v":2.8392735823590045},71.607264176409956,1,{"$f":"IF(E831<>\"Serviceable\",E831,INDEX(Lists!$D$6:$D$8, MATCH(T831,Lists!$C$6:$C$8,0)))","v":"Serviceable"},{"$f":"INDEX(Lists!$C$12:$C$26, MATCH(H831, Lists!$B$12:$B$26,0))","v":"LV"}]
[null,1540,1970,"Wood Creos Impregnated","Serviceable","Class 3",0,"lv",840,2023,100,"No",false,10,{"$f":"INDEX(Lists!$B$32:$B$40, MATCH(YEAR(TODAY())-C832, Lists!$C$32:$C$40,1))","v":"51-60"},267.38030439438415,{"$f":"INDEX(Data!$E$24:$E$47, MATCH(F832&D832, Data!$B$24:$B$47,0))","v":1.0684339161496522E-3},{"$f":"SUMPRODUCT((Data!$B$58:$B$60=Model!$F832)*(Data!$C$57:$K$57=Model!$O832)*(Data!$C$58:$K$60))","v":2.6564859251595059},73.435140748404933,1,{"$f":"IF(E832<>\"Serviceable\",E832,INDEX(Lists!$D$6:$D$8, MATCH(T832,Lists!$C$6:$C$8,0)))","v":"Serviceable"},{"$f":"INDEX(Lists!$C$12:$C$26, MATCH(H832, Lists!$B$12:$B$26,0))","v":"LV"}]
[null,1544,1935,"Wood Untreated Dressed","Serviceable","Class 1",0,"lv",810,2023,80,"No",false,10,{"$f":"INDEX(Lists!$B$32:$B$40, MATCH(YEAR(TODAY())-C833, Lists!$C$32:$C$40,1))","v":"81-90"},257.83100780887048,{"$f":"INDEX(Data!$E$24:$E$47, MATCH(F833&D833, Data!$B$24:$B$47,0))","v":1.9964561142097742E-3},{"$f":"SUMPRODUCT((Data!$B$58:$B$60=Model!$F833)*(Data!$C$57:$K$57=Model!$O833)*(Data!$C$58:$K$60))","v":2.8392735823590045},51.607264176409956,1,{"$f":"IF(E833<>\"Serviceable\",E833,INDEX(Lists!$D$6:$D$8, MATCH(T833,Lists!$C$6:$C$8,0)))","v":"Serviceable"},{"$f":"INDEX(Lists!$C$12:$C$26, MATCH(H833, Lists!$B$12:$B$26,0))","v":"LV"}]
[null,1546,1937,"Wood Untreated Dressed","Serviceable","Class 1",0,"lv",911,2023,100,"No",false,10,{"$f":"INDEX(Lists!$B$32:$B$40, MATCH(YEAR(TODAY())-C834, Lists!$C$32:$C$40,1))","v":"81-90"},289.98030631343329,{"$f":"INDEX(Data!$E$24:$E$47, MATCH(F834&D834, Data!$B$24:$B$47,0))","v":1.9964561142097742E-3},{"$f":"SUMPRODUCT((Data!$B$58:$B$60=Model!$F834)*(Data!$C$57:$K$57=Model!$O834)*(Data!$C$58:$K$60))","v":2.8392735823590045},71.607264176409956,1,{"$f":"IF(E834<>\"Serviceable\",E834,INDEX(Lists!$D$6:$D$8, MATCH(T834,Lists!$C$6:$C$8,0)))","v":"Serviceable"},{"$f":"INDEX(Lists!$C$12:$C$26, MATCH(H834, Lists!$B$12:$B$26,0))","v":"LV"}]
[null,1549,1966,"Wood Creos Impregnated","Serviceable","Class 3",0,"lv",820,2021,90,"No",false,10,{"$f":"INDEX(Lists!$B$32:$B$40, MATCH(YEAR(TODAY())-C835, Lists!$C$32:$C$40,1))","v":"51-60"},261.01410667070837,{"$f":"INDEX(Data!$E$24:$E$47, MATCH(F835&D835, Data!$B$24:$B$47,0))","v":1.0684339161496522E-3},{"$f":"SUMPRODUCT((Data!$B$58:$B$60=Model!$F835)*(Data!$C$57:$K$57=Model!$O835)*(Data!$C$58:$K$60))","v":2.6564859251595059},63.43514074840494,2,{"$f":"IF(E835<>\"Serviceable\",E835,INDEX(Lists!$D$6:$D$8, MATCH(T835,Lists!$C$6:$C$8,0)))","v":"Limited Life"},{"$f":"INDEX(Lists!$C$12:$C$26, MATCH(H835, Lists!$B$12:$B$26,0))","v":"LV"}]
[null,1550,1988,"Wood Untreated Dressed","Serviceable","Class 1",0,"lv/hv",1230,2023,130,"No",false,10,{"$f":"INDEX(Lists!$B$32:$B$40, MATCH(YEAR(TODAY())-C836, Lists!$C$32:$C$40,1))","v":"31-40"},391.52116000606253,{"$f":"INDEX(Data!$E$24:$E$47, MATCH(F836&D836, Data!$B$24:$B$47,0))","v":1.9964561142097742E-3},{"$f":"SUMPRODUCT((Data!$B$58:$B$60=Model!$F836)*(Data!$C$57:$K$57=Model!$O836)*(Data!$C$58:$K$60))","v":3.0038452968326621},99.961547031673376,1,{"$f":"IF(E836<>\"Serviceable\",E836,INDEX(Lists!$D$6:$D$8, MATCH(T836,Lists!$C$6:$C$8,0)))","v":"Serviceable"},{"$f":"INDEX(Lists!$C$12:$C$26, MATCH(H836, Lists!$B$12:$B$26,0))","v":"HV"}]
[null,1552,1940,"Wood Untreated Dressed","Serviceable","Class 1",0,"lv",980,2021,130,"No",false,10,{"$f":"INDEX(Lists!$B$32:$B$40, MATCH(YEAR(TODAY())-C837, Lists!$C$32:$C$40,1))","v":"81-90"},311.94368846011486,{"$f":"INDEX(Data!$E$24:$E$47, MATCH(F837&D837, Data!$B$24:$B$47,0))","v":1.9964561142097742E-3},{"$f":"SUMPRODUCT((Data!$B$58:$B$60=Model!$F837)*(Data!$C$57:$K$57=Model!$O837)*(Data!$C$58:$K$60))","v":2.8392735823590045},101.60726417640996,1,{"$f":"IF(E837<>\"Serviceable\",E837,INDEX(Lists!$D$6:$D$8, MATCH(T837,Lists!$C$6:$C$8,0)))","v":"Serviceable"},{"$f":"INDEX(Lists!$C$12:$C$26, MATCH(H837, Lists!$B$12:$B$26,0))","v":"LV"}]
[null,1555,1941,"Wood Creos Impregnated","Serviceable","Class 3",0,"lv",911,2023,80,"No",false,10,{"$f":"INDEX(Lists!$B$32:$B$40, MATCH(YEAR(TODAY())-C838, Lists!$C$32:$C$40,1))","v":"81-90"},289.98030631343329,{"$f":"INDEX(Data!$E$24:$E$47, MATCH(F838&D838, Data!$B$24:$B$47,0))","v":1.0684339161496522E-3},{"$f":"SUMPRODUCT((Data!$B$58:$B$60=Model!$F838)*(Data!$C$57:$K$57=Model!$O838)*(Data!$C$58:$K$60))","v":2.4696681656569841},55.303318343430163,2,{"$f":"IF(E838<>\"Serviceable\",E838,INDEX(Lists!$D$6:$D$8, MATCH(T838,Lists!$C$6:$C$8,0)))","v":"Limited Life"},{"$f":"INDEX(Lists!$C$12:$C$26, MATCH(H838, Lists!$B$12:$B$26,0))","v":"LV"}]
[null,1556,1988,"Wood Untreated Dressed","Serviceable","Class 1",0,"lv/hv",1160,2021,150,"No",false,10,{"$f":"INDEX(Lists!$B$32:$B$40, MATCH(YEAR(TODAY())-C839, Lists!$C$32:$C$40,1))","v":"31-40"},369.23946797319718,{"$f":"INDEX(Data!$E$24:$E$47, MATCH(F839&D839, Data!$B$24:$B$47,0))","v":1.9964561142097742E-3},{"$f":"SUMPRODUCT((Data!$B$58:$B$60=Model!$F839)*(Data!$C$57:$K$57=Model!$O839)*(Data!$C$58:$K$60))","v":3.0038452968326621},119.96154703167338,1,{"$f":"IF(E839<>\"Serviceable\",E839,INDEX(Lists!$D$6:$D$8, MATCH(T839,Lists!$C$6:$C$8,0)))","v":"Serviceable"},{"$f":"INDEX(Lists!$C$12:$C$26, MATCH(H839, Lists!$B$12:$B$26,0))","v":"HV"}]
[null,1558,1989,"Wood Untreated Dressed","Serviceable","Class 1",0,"lv/hv",980,2021,150,"No",false,{"$f":"IF(L840=\"No\",ROUND((End_year-J840)/5,0)*5,ROUND((End_year-J840)/3,0)*3)","v":10},{"$f":"INDEX(Lists!$B$32:$B$40, MATCH(YEAR(TODAY())-C840, Lists!$C$32:$C$40,1))","v":"31-40"},311.94368846011486,{"$f":"INDEX(Data!$E$24:$E$47, MATCH(F840&D840, Data!$B$24:$B$47,0))","v":1.9964561142097742E-3},{"$f":"SUMPRODUCT((Data!$B$58:$B$60=Model!$F840)*(Data!$C$57:$K$57=Model!$O840)*(Data!$C$58:$K$60))","v":3.0038452968326621},{"$f":"IF(IF(K840>=700,999,(K840-R840*N840))<0,0,IF(K840>=700,999,(K840-R840*N840)))","v":119.96154703167338},{"$f":"IF(S840<30,3,IF(AND(F840=\"Class 1\",S840<50),2,IF(AND(F840=\"Class 1\",S840>=50),1,IF(S840<70,2,1))))","v":1},{"$f":"IF(E840<>\"Serviceable\",E840,INDEX(Lists!$D$6:$D$8, MATCH(T840,Lists!$C$6:$C$8,0)))","v":"Serviceable"},{"$f":"INDEX(Lists!$C$12:$C$26, MATCH(H840, Lists!$B$12:$B$26,0))","v":"HV"}]
[null,1560,1989,"Wood Untreated Dressed","Serviceable","Class 1",0,"lv/hv",1000,2021,150,"No",{"$f":"IF(G841=0,FALSE,TRUE)","v":false},10,{"$f":"INDEX(Lists!$B$32:$B$40, MATCH(YEAR(TODAY())-C841, Lists!$C$32:$C$40,1))","v":"31-40"},{"$f":"I841/PI()","v":318.3098861837907},{"$f":"INDEX(Data!$E$24:$E$47, MATCH(F841&D841, Data!$B$24:$B$47,0))","v":1.9964561142097742E-3},{"$f":"SUMPRODUCT((Data!$B$58:$B$60=Model!$F841)*(Data!$C$57:$K$57=Model!$O841)*(Data!$C$58:$K$60))","v":3.0038452968326621},119.96154703167338,1,{"$f":"IF(E841<>\"Serviceable\",E841,INDEX(Lists!$D$6:$D$8, MATCH(T841,Lists!$C$6:$C$8,0)))","v":"Serviceable"},{"$f":"INDEX(Lists!$C$12:$C$26, MATCH(H841, Lists!$B$12:$B$26,0))","v":"HV"}]
[null,1561,1961,"Wood Creos Impregnated","Serviceable","Class 3",0,"lv",942,2023,100,"No",false,10,{"$f":"INDEX(Lists!$B$32:$B$40, MATCH(YEAR(TODAY())-C842, Lists!$C$32:$C$40,1))","v":"61-70"},299.8479127851308,{"$f":"INDEX(Data!$E$24:$E$47, MATCH(F842&D842, Data!$B$24:$B$47,0))","v":1.0684339161496522E-3},{"$f":"SUMPRODUCT((Data!$B$58:$B$60=Model!$F842)*(Data!$C$57:$K$57=Model!$O842)*(Data!$C$58:$K$60))","v":1.9802031311051838},80.197968688948166,1,{"$f":"IF(E842<>\"Serviceable\",E842,INDEX(Lists!$D$6:$D$8, MATCH(T842,Lists!$C$6:$C$8,0)))","v":"Serviceable"},{"$f":"INDEX(Lists!$C$12:$C$26, MATCH(H842, Lists!$B$12:$B$26,0))","v":"LV"}]
[null,1562,1971,"Wood Creos Impregnated","Serviceable","Class 3",0,"lv",975,2021,100,"No",false,10,{"$f":"INDEX(Lists!$B$32:$B$40, MATCH(YEAR(TODAY())-C843, Lists!$C$32:$C$40,1))","v":"51-60"},310.35213902919594,{"$f":"INDEX(Data!$E$24:$E$47, MATCH(F843&D843, Data!$B$24:$B$47,0))","v":1.0684339161496522E-3},{"$f":"SUMPRODUCT((Data!$B$58:$B$60=Model!$F843)*(Data!$C$57:$K$57=Model!$O843)*(Data!$C$58:$K$60))","v":2.6564859251595059},73.435140748404933,1,{"$f":"IF(E843<>\"Serviceable\",E843,INDEX(Lists!$D$6:$D$8, MATCH(T843,Lists!$C$6:$C$8,0)))","v":"Serviceable"},{"$f":"INDEX(Lists!$C$12:$C$26, MATCH(H843, Lists!$B$12:$B$26,0))","v":"LV"}]
[null,1564,1959,"Wood Creos Impregnated","Serviceable","Class 4",0,"lv",1040,2021,140,"No",false,10,{"$f":"INDEX(Lists!$B$32:$B$40, MATCH(YEAR(TODAY())-C844, Lists!$C$32:$C$40,1))","v":"61-70"},331.04228163114232,{"$f":"INDEX(Data!$E$24:$E$47, MATCH(F844&D844, Data!$B$24:$B$47,0))","v":{"$error":"#N/A"}},{"$f":"SUMPRODUCT((Data!$B$58:$B$60=Model!$F844)*(Data!$C$57:$K$57=Model!$O844)*(Data!$C$58:$K$60))","v":0},140,1,{"$f":"IF(E844<>\"Serviceable\",E844,INDEX(Lists!$D$6:$D$8, MATCH(T844,Lists!$C$6:$C$8,0)))","v":"Serviceable"},{"$f":"INDEX(Lists!$C$12:$C$26, MATCH(H844, Lists!$B$12:$B$26,0))","v":"LV"}]
[null,1566,1989,"Wood Untreated Dressed","Serviceable","Class 1",0,"lv/hv",1030,2021,150,"No",false,10,{"$f":"INDEX(Lists!$B$32:$B$40, MATCH(YEAR(TODAY())-C845, Lists!$C$32:$C$40,1))","v":"31-40"},327.85918276930443,{"$f":"INDEX(Data!$E$24:$E$47, MATCH(F845&D845, Data!$B$24:$B$47,0))","v":1.9964561142097742E-3},{"$f":"SUMPRODUCT((Data!$B$58:$B$60=Model!$F845)*(Data!$C$57:$K$57=Model!$O845)*(Data!$C$58:$K$60))","v":3.0038452968326621},119.96154703167338,1,{"$f":"IF(E845<>\"Serviceable\",E845,INDEX(Lists!$D$6:$D$8, MATCH(T845,Lists!$C$6:$C$8,0)))","v":"Serviceable"},{"$f":"INDEX(Lists!$C$12:$C$26, MATCH(H845, Lists!$B$12:$B$26,0))","v":"HV"}]
[null,1568,1988,"Wood Untreated Dressed","Serviceable","Class 1",0,"lv/hv",1150,2021,150,"No",false,10,{"$f":"INDEX(Lists!$B$32:$B$40, MATCH(YEAR(TODAY())-C846, Lists!$C$32:$C$40,1))","v":"31-40"},366.05636911135929,{"$f":"INDEX(Data!$E$24:$E$47, MATCH(F846&D846, Data!$B$24:$B$47,0))","v":1.9964561142097742E-3},{"$f":"SUMPRODUCT((Data!$B$58:$B$60=Model!$F846)*(Data!$C$57:$K$57=Model!$O846)*(Data!$C$58:$K$60))","v":3.0038452968326621},119.96154703167338,1,{"$f":"IF(E846<>\"Serviceable\",E846,INDEX(Lists!$D$6:$D$8, MATCH(T846,Lists!$C$6:$C$8,0)))","v":"Serviceable"},{"$f":"INDEX(Lists!$C$12:$C$26, MATCH(H846, Lists!$B$12:$B$26,0))","v":"HV"}]
[null,1570,1969,"Wood Untreated Dressed","Serviceable","Class 2",0,"lv/hv",850,2021,80,"No",false,10,{"$f":"INDEX(Lists!$B$32:$B$40, MATCH(YEAR(TODAY())-C847, Lists!$C$32:$C$40,1))","v":"51-60"},270.5634032562221,{"$f":"INDEX(Data!$E$24:$E$47, MATCH(F847&D847, Data!$B$24:$B$47,0))","v":2.1997700016428453E-3},{"$f":"SUMPRODUCT((Data!$B$58:$B$60=Model!$F847)*(Data!$C$57:$K$57=Model!$O847)*(Data!$C$58:$K$60))","v":2.6773548093458861},53.226451906541143,2,{"$f":"IF(E847<>\"Serviceable\",E847,INDEX(Lists!$D$6:$D$8, MATCH(T847,Lists!$C$6:$C$8,0)))","v":"Limited Life"},{"$f":"INDEX(Lists!$C$12:$C$26, MATCH(H847, Lists!$B$12:$B$26,0))","v":"HV"}]
[null,1573,1989,"Wood Untreated Dressed","Serviceable","Class 1",0,"lv/hv",1115,2021,150,"No",false,10,{"$f":"INDEX(Lists!$B$32:$B$40, MATCH(YEAR(TODAY())-C848, Lists!$C$32:$C$40,1))","v":"31-40"},354.91552309492658,{"$f":"INDEX(Data!$E$24:$E$47, MATCH(F848&D848, Data!$B$24:$B$47,0))","v":1.9964561142097742E-3},{"$f":"SUMPRODUCT((Data!$B$58:$B$60=Model!$F848)*(Data!$C$57:$K$57=Model!$O848)*(Data!$C$58:$K$60))","v":3.0038452968326621},119.96154703167338,1,{"$f":"IF(E848<>\"Serviceable\",E848,INDEX(Lists!$D$6:$D$8, MATCH(T848,Lists!$C$6:$C$8,0)))","v":"Serviceable"},{"$f":"INDEX(Lists!$C$12:$C$26, MATCH(H848, Lists!$B$12:$B$26,0))","v":"HV"}]
[null,1575,1985,"Wood Untreated Dressed","Serviceable","Class 1",0,"lv/hv",1150,2021,150,"No",false,10,{"$f":"INDEX(Lists!$B$32:$B$40, MATCH(YEAR(TODAY())-C849, Lists!$C$32:$C$40,1))","v":"31-40"},366.05636911135929,{"$f":"INDEX(Data!$E$24:$E$47, MATCH(F849&D849, Data!$B$24:$B$47,0))","v":1.9964561142097742E-3},{"$f":"SUMPRODUCT((Data!$B$58:$B$60=Model!$F849)*(Data!$C$57:$K$57=Model!$O849)*(Data!$C$58:$K$60))","v":3.0038452968326621},119.96154703167338,1,{"$f":"IF(E849<>\"Serviceable\",E849,INDEX(Lists!$D$6:$D$8, MATCH(T849,Lists!$C$6:$C$8,0)))","v":"Serviceable"},{"$f":"INDEX(Lists!$C$12:$C$26, MATCH(H849, Lists!$B$12:$B$26,0))","v":"HV"}]
[null,1577,1969,"Wood Creos Impregnated","Serviceable","Class 3",0,"lv/hv",815,2021,80,"No",false,10,{"$f":"INDEX(Lists!$B$32:$B$40, MATCH(YEAR(TODAY())-C850, Lists!$C$32:$C$40,1))","v":"51-60"},259.4225572397894,{"$f":"INDEX(Data!$E$24:$E$47, MATCH(F850&D850, Data!$B$24:$B$47,0))","v":1.0684339161496522E-3},{"$f":"SUMPRODUCT((Data!$B$58:$B$60=Model!$F850)*(Data!$C$57:$K$57=Model!$O850)*(Data!$C$58:$K$60))","v":2.6564859251595059},53.43514074840494,2,{"$f":"IF(E850<>\"Serviceable\",E850,INDEX(Lists!$D$6:$D$8, MATCH(T850,Lists!$C$6:$C$8,0)))","v":"Limited Life"},{"$f":"INDEX(Lists!$C$12:$C$26, MATCH(H850, Lists!$B$12:$B$26,0))","v":"HV"}]
[null,1579,1966,"Wood Salt Impregnated (Green)","Serviceable","Class 4",0,"lv/hv",880,2021,999,"No",false,10,{"$f":"INDEX(Lists!$B$32:$B$40, MATCH(YEAR(TODAY())-C851, Lists!$C$32:$C$40,1))","v":"51-60"},280.11269984173578,{"$f":"INDEX(Data!$E$24:$E$47, MATCH(F851&D851, Data!$B$24:$B$47,0))","v":{"$error":"#N/A"}},{"$f":"SUMPRODUCT((Data!$B$58:$B$60=Model!$F851)*(Data!$C$57:$K$57=Model!$O851)*(Data!$C$58:$K$60))","v":0},999,1,{"$f":"IF(E851<>\"Serviceable\",E851,INDEX(Lists!$D$6:$D$8, MATCH(T851,Lists!$C$6:$C$8,0)))","v":"Serviceable"},{"$f":"INDEX(Lists!$C$12:$C$26, MATCH(H851, Lists!$B$12:$B$26,0))","v":"HV"}]
[null,1581,1978,"Wood Untreated Dressed","Serviceable","Class 1",0,"lv",930,2021,140,"No",false,10,{"$f":"INDEX(Lists!$B$32:$B$40, MATCH(YEAR(TODAY())-C852, Lists!$C$32:$C$40,1))","v":"41-50"},296.02819415092534,{"$f":"INDEX(Data!$E$24:$E$47, MATCH(F852&D852, Data!$B$24:$B$47,0))","v":1.9964561142097742E-3},{"$f":"SUMPRODUCT((Data!$B$58:$B$60=Model!$F852)*(Data!$C$57:$K$57=Model!$O852)*(Data!$C$58:$K$60))","v":1.7977578417715214},122.02242158228478,1,{"$f":"IF(E852<>\"Serviceable\",E852,INDEX(Lists!$D$6:$D$8, MATCH(T852,Lists!$C$6:$C$8,0)))","v":"Serviceable"},{"$f":"INDEX(Lists!$C$12:$C$26, MATCH(H852, Lists!$B$12:$B$26,0))","v":"LV"}]
[null,1585,1981,"Wood Untreated Dressed","Serviceable","Class 1",0,"lv",1370,2021,120,"No",false,10,{"$f":"INDEX(Lists!$B$32:$B$40, MATCH(YEAR(TODAY())-C853, Lists!$C$32:$C$40,1))","v":"41-50"},436.08454407179323,{"$f":"INDEX(Data!$E$24:$E$47, MATCH(F853&D853, Data!$B$24:$B$47,0))","v":1.9964561142097742E-3},{"$f":"SUMPRODUCT((Data!$B$58:$B$60=Model!$F853)*(Data!$C$57:$K$57=Model!$O853)*(Data!$C$58:$K$60))","v":1.7977578417715214},102.02242158228478,1,{"$f":"IF(E853<>\"Serviceable\",E853,INDEX(Lists!$D$6:$D$8, MATCH(T853,Lists!$C$6:$C$8,0)))","v":"Serviceable"},{"$f":"INDEX(Lists!$C$12:$C$26, MATCH(H853, Lists!$B$12:$B$26,0))","v":"LV"}]
[null,1587,1969,"Wood Creos Impregnated","Serviceable","Class 3",0,"lv",1100,2021,140,"No",false,10,{"$f":"INDEX(Lists!$B$32:$B$40, MATCH(YEAR(TODAY())-C854, Lists!$C$32:$C$40,1))","v":"51-60"},350.14087480216978,{"$f":"INDEX(Data!$E$24:$E$47, MATCH(F854&D854, Data!$B$24:$B$47,0))","v":1.0684339161496522E-3},{"$f":"SUMPRODUCT((Data!$B$58:$B$60=Model!$F854)*(Data!$C$57:$K$57=Model!$O854)*(Data!$C$58:$K$60))","v":2.6564859251595059},113.43514074840493,1,{"$f":"IF(E854<>\"Serviceable\",E854,INDEX(Lists!$D$6:$D$8, MATCH(T854,Lists!$C$6:$C$8,0)))","v":"Serviceable"},{"$f":"INDEX(Lists!$C$12:$C$26, MATCH(H854, Lists!$B$12:$B$26,0))","v":"LV"}]
[null,1588,1933,"Wood Untreated Dressed","Serviceable","Class 1",0,"lv",750,2023,100,"No",false,10,{"$f":"INDEX(Lists!$B$32:$B$40, MATCH(YEAR(TODAY())-C855, Lists!$C$32:$C$40,1))","v":"90+"},238.73241463784302,{"$f":"INDEX(Data!$E$24:$E$47, MATCH(F855&D855, Data!$B$24:$B$47,0))","v":1.9964561142097742E-3},{"$f":"SUMPRODUCT((Data!$B$58:$B$60=Model!$F855)*(Data!$C$57:$K$57=Model!$O855)*(Data!$C$58:$K$60))","v":1.4835341045333483},85.164658954666521,1,{"$f":"IF(E855<>\"Serviceable\",E855,INDEX(Lists!$D$6:$D$8, MATCH(T855,Lists!$C$6:$C$8,0)))","v":"Serviceable"},{"$f":"INDEX(Lists!$C$12:$C$26, MATCH(H855, Lists!$B$12:$B$26,0))","v":"LV"}]
[null,1589,1976,"Wood Creos Impregnated","Serviceable","Class 1",0,"lv",820,2021,130,"No",false,10,{"$f":"INDEX(Lists!$B$32:$B$40, MATCH(YEAR(TODAY())-C856, Lists!$C$32:$C$40,1))","v":"41-50"},261.01410667070837,{"$f":"INDEX(Data!$E$24:$E$47, MATCH(F856&D856, Data!$B$24:$B$47,0))","v":9.9474993092014377E-4},{"$f":"SUMPRODUCT((Data!$B$58:$B$60=Model!$F856)*(Data!$C$57:$K$57=Model!$O856)*(Data!$C$58:$K$60))","v":1.7977578417715214},112.02242158228478,1,{"$f":"IF(E856<>\"Serviceable\",E856,INDEX(Lists!$D$6:$D$8, MATCH(T856,Lists!$C$6:$C$8,0)))","v":"Serviceable"},{"$f":"INDEX(Lists!$C$12:$C$26, MATCH(H856, Lists!$B$12:$B$26,0))","v":"LV"}]
[null,1591,1973,"Wood Untreated Dressed","Serviceable","Class 1",0,"lv/hv",942,2021,140,"No",false,10,{"$f":"INDEX(Lists!$B$32:$B$40, MATCH(YEAR(TODAY())-C857, Lists!$C$32:$C$40,1))","v":"51-60"},299.8479127851308,{"$f":"INDEX(Data!$E$24:$E$47, MATCH(F857&D857, Data!$B$24:$B$47,0))","v":1.9964561142097742E-3},{"$f":"SUMPRODUCT((Data!$B$58:$B$60=Model!$F857)*(Data!$C$57:$K$57=Model!$O857)*(Data!$C$58:$K$60))","v":1.3557210085184006},126.44278991481599,1,{"$f":"IF(E857<>\"Serviceable\",E857,INDEX(Lists!$D$6:$D$8, MATCH(T857,Lists!$C$6:$C$8,0)))","v":"Serviceable"},{"$f":"INDEX(Lists!$C$12:$C$26, MATCH(H857, Lists!$B$12:$B$26,0))","v":"HV"}]
[null,1593,1978,"Wood Untreated Dressed","Serviceable","Class 1",0,"lv",1030,2021,140,"No",false,10,{"$f":"INDEX(Lists!$B$32:$B$40, MATCH(YEAR(TODAY())-C858, Lists!$C$32:$C$40,1))","v":"41-50"},327.85918276930443,{"$f":"INDEX(Data!$E$24:$E$47, MATCH(F858&D858, Data!$B$24:$B$47,0))","v":1.9964561142097742E-3},{"$f":"SUMPRODUCT((Data!$B$58:$B$60=Model!$F858)*(Data!$C$57:$K$57=Model!$O858)*(Data!$C$58:$K$60))","v":1.7977578417715214},122.02242158228478,1,{"$f":"IF(E858<>\"Serviceable\",E858,INDEX(Lists!$D$6:$D$8, MATCH(T858,Lists!$C$6:$C$8,0)))","v":"Serviceable"},{"$f":"INDEX(Lists!$C$12:$C$26, MATCH(H858, Lists!$B$12:$B$26,0))","v":"LV"}]
[null,1595,1978,"Wood Untreated Dressed","Serviceable","Class 1",0,"lv",850,2021,120,"No",false,10,{"$f":"INDEX(Lists!$B$32:$B$40, MATCH(YEAR(TODAY())-C859, Lists!$C$32:$C$40,1))","v":"41-50"},270.5634032562221,{"$f":"INDEX(Data!$E$24:$E$47, MATCH(F859&D859, Data!$B$24:$B$47,0))","v":1.9964561142097742E-3},{"$f":"SUMPRODUCT((Data!$B$58:$B$60=Model!$F859)*(Data!$C$57:$K$57=Model!$O859)*(Data!$C$58:$K$60))","v":1.7977578417715214},102.02242158228478,1,{"$f":"IF(E859<>\"Serviceable\",E859,INDEX(Lists!$D$6:$D$8, MATCH(T859,Lists!$C$6:$C$8,0)))","v":"Serviceable"},{"$f":"INDEX(Lists!$C$12:$C$26, MATCH(H859, Lists!$B$12:$B$26,0))","v":"LV"}]
[null,1596,1978,"Wood Creos Impregnated","Serviceable","Class 3",0,"lv",750,2023,90,"No",false,10,{"$f":"INDEX(Lists!$B$32:$B$40, MATCH(YEAR(TODAY())-C860, Lists!$C$32:$C$40,1))","v":"41-50"},238.73241463784302,{"$f":"INDEX(Data!$E$24:$E$47, MATCH(F860&D860, Data!$B$24:$B$47,0))","v":1.0684339161496522E-3},{"$f":"SUMPRODUCT((Data!$B$58:$B$60=Model!$F860)*(Data!$C$57:$K$57=Model!$O860)*(Data!$C$58:$K$60))","v":3.2595928155551883},57.404071844448119,2,{"$f":"IF(E860<>\"Serviceable\",E860,INDEX(Lists!$D$6:$D$8, MATCH(T860,Lists!$C$6:$C$8,0)))","v":"Limited Life"},{"$f":"INDEX(Lists!$C$12:$C$26, MATCH(H860, Lists!$B$12:$B$26,0))","v":"LV"}]
[null,1597,1967,"Wood Creos Impregnated","Serviceable","Class 3",0,"pl",880,2021,90,"No",false,10,{"$f":"INDEX(Lists!$B$32:$B$40, MATCH(YEAR(TODAY())-C861, Lists!$C$32:$C$40,1))","v":"51-60"},280.11269984173578,{"$f":"INDEX(Data!$E$24:$E$47, MATCH(F861&D861, Data!$B$24:$B$47,0))","v":1.0684339161496522E-3},{"$f":"SUMPRODUCT((Data!$B$58:$B$60=Model!$F861)*(Data!$C$57:$K$57=Model!$O861)*(Data!$C$58:$K$60))","v":2.6564859251595059},63.43514074840494,2,{"$f":"IF(E861<>\"Serviceable\",E861,INDEX(Lists!$D$6:$D$8, MATCH(T861,Lists!$C$6:$C$8,0)))","v":"Limited Life"},{"$f":"INDEX(Lists!$C$12:$C$26, MATCH(H861, Lists!$B$12:$B$26,0))","v":"LV"}]
[null,1598,1960,"Wood Creos Impregnated","Serviceable","Class 3",0,"lv",890,2023,100,"No",false,10,{"$f":"INDEX(Lists!$B$32:$B$40, MATCH(YEAR(TODAY())-C862, Lists!$C$32:$C$40,1))","v":"61-70"},283.29579870357372,{"$f":"INDEX(Data!$E$24:$E$47, MATCH(F862&D862, Data!$B$24:$B$47,0))","v":1.0684339161496522E-3},{"$f":"SUMPRODUCT((Data!$B$58:$B$60=Model!$F862)*(Data!$C$57:$K$57=Model!$O862)*(Data!$C$58:$K$60))","v":1.9802031311051838},80.197968688948166,1,{"$f":"IF(E862<>\"Serviceable\",E862,INDEX(Lists!$D$6:$D$8, MATCH(T862,Lists!$C$6:$C$8,0)))","v":"Serviceable"},{"$f":"INDEX(Lists!$C$12:$C$26, MATCH(H862, Lists!$B$12:$B$26,0))","v":"LV"}]
[null,1604,1935,"Wood Untreated Dressed","Serviceable","Class 1",0,"lv",830,2023,120,"No",false,10,{"$f":"INDEX(Lists!$B$32:$B$40, MATCH(YEAR(TODAY())-C863, Lists!$C$32:$C$40,1))","v":"81-90"},264.19720553254626,{"$f":"INDEX(Data!$E$24:$E$47, MATCH(F863&D863, Data!$B$24:$B$47,0))","v":1.9964561142097742E-3},{"$f":"SUMPRODUCT((Data!$B$58:$B$60=Model!$F863)*(Data!$C$57:$K$57=Model!$O863)*(Data!$C$58:$K$60))","v":2.8392735823590045},91.607264176409956,1,{"$f":"IF(E863<>\"Serviceable\",E863,INDEX(Lists!$D$6:$D$8, MATCH(T863,Lists!$C$6:$C$8,0)))","v":"Serviceable"},{"$f":"INDEX(Lists!$C$12:$C$26, MATCH(H863, Lists!$B$12:$B$26,0))","v":"LV"}]
[null,1607,1979,"Wood Untreated Dressed","Serviceable","Class 1",0,"lv",980,2021,130,"No",false,10,{"$f":"INDEX(Lists!$B$32:$B$40, MATCH(YEAR(TODAY())-C864, Lists!$C$32:$C$40,1))","v":"41-50"},311.94368846011486,{"$f":"INDEX(Data!$E$24:$E$47, MATCH(F864&D864, Data!$B$24:$B$47,0))","v":1.9964561142097742E-3},{"$f":"SUMPRODUCT((Data!$B$58:$B$60=Model!$F864)*(Data!$C$57:$K$57=Model!$O864)*(Data!$C$58:$K$60))","v":1.7977578417715214},112.02242158228478,1,{"$f":"IF(E864<>\"Serviceable\",E864,INDEX(Lists!$D$6:$D$8, MATCH(T864,Lists!$C$6:$C$8,0)))","v":"Serviceable"},{"$f":"INDEX(Lists!$C$12:$C$26, MATCH(H864, Lists!$B$12:$B$26,0))","v":"LV"}]
[null,1610,1976,"Wood Creos Impregnated","Serviceable","Class 3",0,"lv",970,2020,110,"No",false,10,{"$f":"INDEX(Lists!$B$32:$B$40, MATCH(YEAR(TODAY())-C865, Lists!$C$32:$C$40,1))","v":"41-50"},308.76058959827697,{"$f":"INDEX(Data!$E$24:$E$47, MATCH(F865&D865, Data!$B$24:$B$47,0))","v":1.0684339161496522E-3},{"$f":"SUMPRODUCT((Data!$B$58:$B$60=Model!$F865)*(Data!$C$57:$K$57=Model!$O865)*(Data!$C$58:$K$60))","v":3.2595928155551883},77.404071844448112,1,{"$f":"IF(E865<>\"Serviceable\",E865,INDEX(Lists!$D$6:$D$8, MATCH(T865,Lists!$C$6:$C$8,0)))","v":"Serviceable"},{"$f":"INDEX(Lists!$C$12:$C$26, MATCH(H865, Lists!$B$12:$B$26,0))","v":"LV"}]
[null,1616,1933,"Wood Untreated Dressed","Serviceable","Class 1",0,"lv",850,2019,90,"No",false,10,{"$f":"INDEX(Lists!$B$32:$B$40, MATCH(YEAR(TODAY())-C866, Lists!$C$32:$C$40,1))","v":"90+"},270.5634032562221,{"$f":"INDEX(Data!$E$24:$E$47, MATCH(F866&D866, Data!$B$24:$B$47,0))","v":1.9964561142097742E-3},{"$f":"SUMPRODUCT((Data!$B$58:$B$60=Model!$F866)*(Data!$C$57:$K$57=Model!$O866)*(Data!$C$58:$K$60))","v":1.4835341045333483},75.164658954666521,1,{"$f":"IF(E866<>\"Serviceable\",E866,INDEX(Lists!$D$6:$D$8, MATCH(T866,Lists!$C$6:$C$8,0)))","v":"Serviceable"},{"$f":"INDEX(Lists!$C$12:$C$26, MATCH(H866, Lists!$B$12:$B$26,0))","v":"LV"}]
[null,1619,1979,"Wood Untreated Dressed","Serviceable","Class 1",0,"lv/hv",1005,2021,120,"No",false,10,{"$f":"INDEX(Lists!$B$32:$B$40, MATCH(YEAR(TODAY())-C867, Lists!$C$32:$C$40,1))","v":"41-50"},319.90143561470961,{"$f":"INDEX(Data!$E$24:$E$47, MATCH(F867&D867, Data!$B$24:$B$47,0))","v":1.9964561142097742E-3},{"$f":"SUMPRODUCT((Data!$B$58:$B$60=Model!$F867)*(Data!$C$57:$K$57=Model!$O867)*(Data!$C$58:$K$60))","v":1.7977578417715214},102.02242158228478,1,{"$f":"IF(E867<>\"Serviceable\",E867,INDEX(Lists!$D$6:$D$8, MATCH(T867,Lists!$C$6:$C$8,0)))","v":"Serviceable"},{"$f":"INDEX(Lists!$C$12:$C$26, MATCH(H867, Lists!$B$12:$B$26,0))","v":"HV"}]
[null,1620,1962,"Wood Creos Impregnated","Serviceable","Class 3",0,"lv",900,2019,80,"No",false,10,{"$f":"INDEX(Lists!$B$32:$B$40, MATCH(YEAR(TODAY())-C868, Lists!$C$32:$C$40,1))","v":"61-70"},286.47889756541161,{"$f":"INDEX(Data!$E$24:$E$47, MATCH(F868&D868, Data!$B$24:$B$47,0))","v":1.0684339161496522E-3},{"$f":"SUMPRODUCT((Data!$B$58:$B$60=Model!$F868)*(Data!$C$57:$K$57=Model!$O868)*(Data!$C$58:$K$60))","v":1.9802031311051838},60.197968688948166,2,{"$f":"IF(E868<>\"Serviceable\",E868,INDEX(Lists!$D$6:$D$8, MATCH(T868,Lists!$C$6:$C$8,0)))","v":"Limited Life"},{"$f":"INDEX(Lists!$C$12:$C$26, MATCH(H868, Lists!$B$12:$B$26,0))","v":"LV"}]
[null,1624,1979,"Wood Creos Impregnated","Serviceable","Class 3",0,"lv/hv",1020,2021,120,"No",false,10,{"$f":"INDEX(Lists!$B$32:$B$40, MATCH(YEAR(TODAY())-C869, Lists!$C$32:$C$40,1))","v":"41-50"},324.67608390746648,{"$f":"INDEX(Data!$E$24:$E$47, MATCH(F869&D869, Data!$B$24:$B$47,0))","v":1.0684339161496522E-3},{"$f":"SUMPRODUCT((Data!$B$58:$B$60=Model!$F869)*(Data!$C$57:$K$57=Model!$O869)*(Data!$C$58:$K$60))","v":3.2595928155551883},87.404071844448112,1,{"$f":"IF(E869<>\"Serviceable\",E869,INDEX(Lists!$D$6:$D$8, MATCH(T869,Lists!$C$6:$C$8,0)))","v":"Serviceable"},{"$f":"INDEX(Lists!$C$12:$C$26, MATCH(H869, Lists!$B$12:$B$26,0))","v":"HV"}]
[null,1625,1971,"Wood Creos Impregnated","Serviceable","Class 3",0,"lv",830,2019,80,"No",false,10,{"$f":"INDEX(Lists!$B$32:$B$40, MATCH(YEAR(TODAY())-C870, Lists!$C$32:$C$40,1))","v":"51-60"},264.19720553254626,{"$f":"INDEX(Data!$E$24:$E$47, MATCH(F870&D870, Data!$B$24:$B$47,0))","v":1.0684339161496522E-3},{"$f":"SUMPRODUCT((Data!$B$58:$B$60=Model!$F870)*(Data!$C$57:$K$57=Model!$O870)*(Data!$C$58:$K$60))","v":2.6564859251595059},53.43514074840494,2,{"$f":"IF(E870<>\"Serviceable\",E870,INDEX(Lists!$D$6:$D$8, MATCH(T870,Lists!$C$6:$C$8,0)))","v":"Limited Life"},{"$f":"INDEX(Lists!$C$12:$C$26, MATCH(H870, Lists!$B$12:$B$26,0))","v":"LV"}]
[null,1626,1965,"Wood Creos Impregnated","Serviceable","Class 3",0,"lv/hv",1130,2021,120,"No",false,10,{"$f":"INDEX(Lists!$B$32:$B$40, MATCH(YEAR(TODAY())-C871, Lists!$C$32:$C$40,1))","v":"51-60"},359.69017138768345,{"$f":"INDEX(Data!$E$24:$E$47, MATCH(F871&D871, Data!$B$24:$B$47,0))","v":1.0684339161496522E-3},{"$f":"SUMPRODUCT((Data!$B$58:$B$60=Model!$F871)*(Data!$C$57:$K$57=Model!$O871)*(Data!$C$58:$K$60))","v":2.6564859251595059},93.435140748404933,1,{"$f":"IF(E871<>\"Serviceable\",E871,INDEX(Lists!$D$6:$D$8, MATCH(T871,Lists!$C$6:$C$8,0)))","v":"Serviceable"},{"$f":"INDEX(Lists!$C$12:$C$26, MATCH(H871, Lists!$B$12:$B$26,0))","v":"HV"}]
[null,1628,1998,"Wood Untreated Dressed","Serviceable","Class 1",0,"lv/hv",1030,2021,150,"No",false,10,{"$f":"INDEX(Lists!$B$32:$B$40, MATCH(YEAR(TODAY())-C872, Lists!$C$32:$C$40,1))","v":"21-30"},327.85918276930443,{"$f":"INDEX(Data!$E$24:$E$47, MATCH(F872&D872, Data!$B$24:$B$47,0))","v":1.9964561142097742E-3},{"$f":"SUMPRODUCT((Data!$B$58:$B$60=Model!$F872)*(Data!$C$57:$K$57=Model!$O872)*(Data!$C$58:$K$60))","v":2.1651652228345815},128.34834777165418,1,{"$f":"IF(E872<>\"Serviceable\",E872,INDEX(Lists!$D$6:$D$8, MATCH(T872,Lists!$C$6:$C$8,0)))","v":"Serviceable"},{"$f":"INDEX(Lists!$C$12:$C$26, MATCH(H872, Lists!$B$12:$B$26,0))","v":"HV"}]
[null,1629,1963,"Wood Creos Impregnated","Serviceable","Class 3",0,"lv",850,2019,80,"No",false,10,{"$f":"INDEX(Lists!$B$32:$B$40, MATCH(YEAR(TODAY())-C873, Lists!$C$32:$C$40,1))","v":"61-70"},270.5634032562221,{"$f":"INDEX(Data!$E$24:$E$47, MATCH(F873&D873, Data!$B$24:$B$47,0))","v":1.0684339161496522E-3},{"$f":"SUMPRODUCT((Data!$B$58:$B$60=Model!$F873)*(Data!$C$57:$K$57=Model!$O873)*(Data!$C$58:$K$60))","v":1.9802031311051838},60.197968688948166,2,{"$f":"IF(E873<>\"Serviceable\",E873,INDEX(Lists!$D$6:$D$8, MATCH(T873,Lists!$C$6:$C$8,0)))","v":"Limited Life"},{"$f":"INDEX(Lists!$C$12:$C$26, MATCH(H873, Lists!$B$12:$B$26,0))","v":"LV"}]
[null,1630,1968,"Wood Creos Impregnated","Serviceable","Class 3",0,"lv/hv",850,2021,110,"No",false,10,{"$f":"INDEX(Lists!$B$32:$B$40, MATCH(YEAR(TODAY())-C874, Lists!$C$32:$C$40,1))","v":"51-60"},270.5634032562221,{"$f":"INDEX(Data!$E$24:$E$47, MATCH(F874&D874, Data!$B$24:$B$47,0))","v":1.0684339161496522E-3},{"$f":"SUMPRODUCT((Data!$B$58:$B$60=Model!$F874)*(Data!$C$57:$K$57=Model!$O874)*(Data!$C$58:$K$60))","v":2.6564859251595059},83.435140748404933,1,{"$f":"IF(E874<>\"Serviceable\",E874,INDEX(Lists!$D$6:$D$8, MATCH(T874,Lists!$C$6:$C$8,0)))","v":"Serviceable"},{"$f":"INDEX(Lists!$C$12:$C$26, MATCH(H874, Lists!$B$12:$B$26,0))","v":"HV"}]
[null,1631,1966,"Wood Creos Impregnated","Serviceable","Class 3",0,"lv",940,2020,120,"No",false,10,{"$f":"INDEX(Lists!$B$32:$B$40, MATCH(YEAR(TODAY())-C875, Lists!$C$32:$C$40,1))","v":"51-60"},299.21129301276324,{"$f":"INDEX(Data!$E$24:$E$47, MATCH(F875&D875, Data!$B$24:$B$47,0))","v":1.0684339161496522E-3},{"$f":"SUMPRODUCT((Data!$B$58:$B$60=Model!$F875)*(Data!$C$57:$K$57=Model!$O875)*(Data!$C$58:$K$60))","v":2.6564859251595059},93.435140748404933,1,{"$f":"IF(E875<>\"Serviceable\",E875,INDEX(Lists!$D$6:$D$8, MATCH(T875,Lists!$C$6:$C$8,0)))","v":"Serviceable"},{"$f":"INDEX(Lists!$C$12:$C$26, MATCH(H875, Lists!$B$12:$B$26,0))","v":"LV"}]
[null,1633,1978,"Wood Untreated Dressed","Serviceable","Class 1",0,"lv",900,2019,100,"No",false,10,{"$f":"INDEX(Lists!$B$32:$B$40, MATCH(YEAR(TODAY())-C876, Lists!$C$32:$C$40,1))","v":"41-50"},286.47889756541161,{"$f":"INDEX(Data!$E$24:$E$47, MATCH(F876&D876, Data!$B$24:$B$47,0))","v":1.9964561142097742E-3},{"$f":"SUMPRODUCT((Data!$B$58:$B$60=Model!$F876)*(Data!$C$57:$K$57=Model!$O876)*(Data!$C$58:$K$60))","v":1.7977578417715214},82.022421582284778,1,{"$f":"IF(E876<>\"Serviceable\",E876,INDEX(Lists!$D$6:$D$8, MATCH(T876,Lists!$C$6:$C$8,0)))","v":"Serviceable"},{"$f":"INDEX(Lists!$C$12:$C$26, MATCH(H876, Lists!$B$12:$B$26,0))","v":"LV"}]
[null,1634,1967,"Wood Creos Impregnated","Serviceable","Class 3",0,"lv/hv",1010,2021,100,"No",false,10,{"$f":"INDEX(Lists!$B$32:$B$40, MATCH(YEAR(TODAY())-C877, Lists!$C$32:$C$40,1))","v":"51-60"},321.49298504562859,{"$f":"INDEX(Data!$E$24:$E$47, MATCH(F877&D877, Data!$B$24:$B$47,0))","v":1.0684339161496522E-3},{"$f":"SUMPRODUCT((Data!$B$58:$B$60=Model!$F877)*(Data!$C$57:$K$57=Model!$O877)*(Data!$C$58:$K$60))","v":2.6564859251595059},73.435140748404933,1,{"$f":"IF(E877<>\"Serviceable\",E877,INDEX(Lists!$D$6:$D$8, MATCH(T877,Lists!$C$6:$C$8,0)))","v":"Serviceable"},{"$f":"INDEX(Lists!$C$12:$C$26, MATCH(H877, Lists!$B$12:$B$26,0))","v":"HV"}]
[null,1635,1963,"Wood Creos Impregnated","Serviceable","Class 3",0,"lv",940,2019,80,"No",false,10,{"$f":"INDEX(Lists!$B$32:$B$40, MATCH(YEAR(TODAY())-C878, Lists!$C$32:$C$40,1))","v":"61-70"},299.21129301276324,{"$f":"INDEX(Data!$E$24:$E$47, MATCH(F878&D878, Data!$B$24:$B$47,0))","v":1.0684339161496522E-3},{"$f":"SUMPRODUCT((Data!$B$58:$B$60=Model!$F878)*(Data!$C$57:$K$57=Model!$O878)*(Data!$C$58:$K$60))","v":1.9802031311051838},60.197968688948166,2,{"$f":"IF(E878<>\"Serviceable\",E878,INDEX(Lists!$D$6:$D$8, MATCH(T878,Lists!$C$6:$C$8,0)))","v":"Limited Life"},{"$f":"INDEX(Lists!$C$12:$C$26, MATCH(H878, Lists!$B$12:$B$26,0))","v":"LV"}]
[null,1636,1989,"Wood Untreated Dressed","Serviceable","Class 1",0,"lv",1050,2021,150,"No",false,10,{"$f":"INDEX(Lists!$B$32:$B$40, MATCH(YEAR(TODAY())-C879, Lists!$C$32:$C$40,1))","v":"31-40"},334.22538049298021,{"$f":"INDEX(Data!$E$24:$E$47, MATCH(F879&D879, Data!$B$24:$B$47,0))","v":1.9964561142097742E-3},{"$f":"SUMPRODUCT((Data!$B$58:$B$60=Model!$F879)*(Data!$C$57:$K$57=Model!$O879)*(Data!$C$58:$K$60))","v":3.0038452968326621},119.96154703167338,1,{"$f":"IF(E879<>\"Serviceable\",E879,INDEX(Lists!$D$6:$D$8, MATCH(T879,Lists!$C$6:$C$8,0)))","v":"Serviceable"},{"$f":"INDEX(Lists!$C$12:$C$26, MATCH(H879, Lists!$B$12:$B$26,0))","v":"LV"}]
[null,1637,1976,"Wood Untreated Dressed","Serviceable","Class 1",0,"lv",1050,2020,130,"No",false,10,{"$f":"INDEX(Lists!$B$32:$B$40, MATCH(YEAR(TODAY())-C880, Lists!$C$32:$C$40,1))","v":"41-50"},334.22538049298021,{"$f":"INDEX(Data!$E$24:$E$47, MATCH(F880&D880, Data!$B$24:$B$47,0))","v":1.9964561142097742E-3},{"$f":"SUMPRODUCT((Data!$B$58:$B$60=Model!$F880)*(Data!$C$57:$K$57=Model!$O880)*(Data!$C$58:$K$60))","v":1.7977578417715214},112.02242158228478,1,{"$f":"IF(E880<>\"Serviceable\",E880,INDEX(Lists!$D$6:$D$8, MATCH(T880,Lists!$C$6:$C$8,0)))","v":"Serviceable"},{"$f":"INDEX(Lists!$C$12:$C$26, MATCH(H880, Lists!$B$12:$B$26,0))","v":"LV"}]
[null,1638,1967,"Wood Creos Impregnated","Serviceable","Class 3",0,"lv/hv",790,2021,100,"No",false,10,{"$f":"INDEX(Lists!$B$32:$B$40, MATCH(YEAR(TODAY())-C881, Lists!$C$32:$C$40,1))","v":"51-60"},251.46481008519464,{"$f":"INDEX(Data!$E$24:$E$47, MATCH(F881&D881, Data!$B$24:$B$47,0))","v":1.0684339161496522E-3},{"$f":"SUMPRODUCT((Data!$B$58:$B$60=Model!$F881)*(Data!$C$57:$K$57=Model!$O881)*(Data!$C$58:$K$60))","v":2.6564859251595059},73.435140748404933,1,{"$f":"IF(E881<>\"Serviceable\",E881,INDEX(Lists!$D$6:$D$8, MATCH(T881,Lists!$C$6:$C$8,0)))","v":"Serviceable"},{"$f":"INDEX(Lists!$C$12:$C$26, MATCH(H881, Lists!$B$12:$B$26,0))","v":"HV"}]
[null,1639,1984,"Wood Untreated Dressed","Serviceable","Class 1",0,"lv",1250,2020,130,"No",false,10,{"$f":"INDEX(Lists!$B$32:$B$40, MATCH(YEAR(TODAY())-C882, Lists!$C$32:$C$40,1))","v":"41-50"},397.88735772973837,{"$f":"INDEX(Data!$E$24:$E$47, MATCH(F882&D882, Data!$B$24:$B$47,0))","v":1.9964561142097742E-3},{"$f":"SUMPRODUCT((Data!$B$58:$B$60=Model!$F882)*(Data!$C$57:$K$57=Model!$O882)*(Data!$C$58:$K$60))","v":1.7977578417715214},112.02242158228478,1,{"$f":"IF(E882<>\"Serviceable\",E882,INDEX(Lists!$D$6:$D$8, MATCH(T882,Lists!$C$6:$C$8,0)))","v":"Serviceable"},{"$f":"INDEX(Lists!$C$12:$C$26, MATCH(H882, Lists!$B$12:$B$26,0))","v":"LV"}]
[null,1640,1968,"Wood Creos Impregnated","Serviceable","Class 3",0,"lv/hv",1010,2021,120,"No",false,10,{"$f":"INDEX(Lists!$B$32:$B$40, MATCH(YEAR(TODAY())-C883, Lists!$C$32:$C$40,1))","v":"51-60"},321.49298504562859,{"$f":"INDEX(Data!$E$24:$E$47, MATCH(F883&D883, Data!$B$24:$B$47,0))","v":1.0684339161496522E-3},{"$f":"SUMPRODUCT((Data!$B$58:$B$60=Model!$F883)*(Data!$C$57:$K$57=Model!$O883)*(Data!$C$58:$K$60))","v":2.6564859251595059},93.435140748404933,1,{"$f":"IF(E883<>\"Serviceable\",E883,INDEX(Lists!$D$6:$D$8, MATCH(T883,Lists!$C$6:$C$8,0)))","v":"Serviceable"},{"$f":"INDEX(Lists!$C$12:$C$26, MATCH(H883, Lists!$B$12:$B$26,0))","v":"HV"}]
[null,1642,1939,"Wood Untreated Dressed","Serviceable","Class 1",0,"lv",940,2020,120,"No",false,10,{"$f":"INDEX(Lists!$B$32:$B$40, MATCH(YEAR(TODAY())-C884, Lists!$C$32:$C$40,1))","v":"81-90"},299.21129301276324,{"$f":"INDEX(Data!$E$24:$E$47, MATCH(F884&D884, Data!$B$24:$B$47,0))","v":1.9964561142097742E-3},{"$f":"SUMPRODUCT((Data!$B$58:$B$60=Model!$F884)*(Data!$C$57:$K$57=Model!$O884)*(Data!$C$58:$K$60))","v":2.8392735823590045},91.607264176409956,1,{"$f":"IF(E884<>\"Serviceable\",E884,INDEX(Lists!$D$6:$D$8, MATCH(T884,Lists!$C$6:$C$8,0)))","v":"Serviceable"},{"$f":"INDEX(Lists!$C$12:$C$26, MATCH(H884, Lists!$B$12:$B$26,0))","v":"LV"}]
[null,1643,1964,"Wood Creos Impregnated","Serviceable","Class 3",0,"lv",1030,2021,100,"No",false,10,{"$f":"INDEX(Lists!$B$32:$B$40, MATCH(YEAR(TODAY())-C885, Lists!$C$32:$C$40,1))","v":"61-70"},327.85918276930443,{"$f":"INDEX(Data!$E$24:$E$47, MATCH(F885&D885, Data!$B$24:$B$47,0))","v":1.0684339161496522E-3},{"$f":"SUMPRODUCT((Data!$B$58:$B$60=Model!$F885)*(Data!$C$57:$K$57=Model!$O885)*(Data!$C$58:$K$60))","v":1.9802031311051838},80.197968688948166,1,{"$f":"IF(E885<>\"Serviceable\",E885,INDEX(Lists!$D$6:$D$8, MATCH(T885,Lists!$C$6:$C$8,0)))","v":"Serviceable"},{"$f":"INDEX(Lists!$C$12:$C$26, MATCH(H885, Lists!$B$12:$B$26,0))","v":"LV"}]
[null,1647,1967,"Wood Untreated Round","Serviceable","Class 3",0,"lv",760,2021,70,"No",false,10,{"$f":"INDEX(Lists!$B$32:$B$40, MATCH(YEAR(TODAY())-C886, Lists!$C$32:$C$40,1))","v":"51-60"},241.91551349968091,{"$f":"INDEX(Data!$E$24:$E$47, MATCH(F886&D886, Data!$B$24:$B$47,0))","v":1.8301435406698563E-3},{"$f":"SUMPRODUCT((Data!$B$58:$B$60=Model!$F886)*(Data!$C$57:$K$57=Model!$O886)*(Data!$C$58:$K$60))","v":2.6564859251595059},43.43514074840494,2,{"$f":"IF(E886<>\"Serviceable\",E886,INDEX(Lists!$D$6:$D$8, MATCH(T886,Lists!$C$6:$C$8,0)))","v":"Limited Life"},{"$f":"INDEX(Lists!$C$12:$C$26, MATCH(H886, Lists!$B$12:$B$26,0))","v":"LV"}]
[null,1648,1993,"Wood Untreated Dressed","Serviceable","Class 1",0,"lv/hv",1140,2023,130,"No",false,10,{"$f":"INDEX(Lists!$B$32:$B$40, MATCH(YEAR(TODAY())-C887, Lists!$C$32:$C$40,1))","v":"31-40"},362.8732702495214,{"$f":"INDEX(Data!$E$24:$E$47, MATCH(F887&D887, Data!$B$24:$B$47,0))","v":1.9964561142097742E-3},{"$f":"SUMPRODUCT((Data!$B$58:$B$60=Model!$F887)*(Data!$C$57:$K$57=Model!$O887)*(Data!$C$58:$K$60))","v":3.0038452968326621},99.961547031673376,1,{"$f":"IF(E887<>\"Serviceable\",E887,INDEX(Lists!$D$6:$D$8, MATCH(T887,Lists!$C$6:$C$8,0)))","v":"Serviceable"},{"$f":"INDEX(Lists!$C$12:$C$26, MATCH(H887, Lists!$B$12:$B$26,0))","v":"HV"}]
[null,1649,1964,"Wood Creos Impregnated","Serviceable","Class 3",0,"lv",1040,2021,100,"No",false,10,{"$f":"INDEX(Lists!$B$32:$B$40, MATCH(YEAR(TODAY())-C888, Lists!$C$32:$C$40,1))","v":"61-70"},331.04228163114232,{"$f":"INDEX(Data!$E$24:$E$47, MATCH(F888&D888, Data!$B$24:$B$47,0))","v":1.0684339161496522E-3},{"$f":"SUMPRODUCT((Data!$B$58:$B$60=Model!$F888)*(Data!$C$57:$K$57=Model!$O888)*(Data!$C$58:$K$60))","v":1.9802031311051838},80.197968688948166,1,{"$f":"IF(E888<>\"Serviceable\",E888,INDEX(Lists!$D$6:$D$8, MATCH(T888,Lists!$C$6:$C$8,0)))","v":"Serviceable"},{"$f":"INDEX(Lists!$C$12:$C$26, MATCH(H888, Lists!$B$12:$B$26,0))","v":"LV"}]
[null,1656,1994,"Wood Untreated Dressed","Serviceable","Class 1",0,"lv/hv",1005,2020,120,"No",false,10,{"$f":"INDEX(Lists!$B$32:$B$40, MATCH(YEAR(TODAY())-C889, Lists!$C$32:$C$40,1))","v":"31-40"},319.90143561470961,{"$f":"INDEX(Data!$E$24:$E$47, MATCH(F889&D889, Data!$B$24:$B$47,0))","v":1.9964561142097742E-3},{"$f":"SUMPRODUCT((Data!$B$58:$B$60=Model!$F889)*(Data!$C$57:$K$57=Model!$O889)*(Data!$C$58:$K$60))","v":3.0038452968326621},89.961547031673376,1,{"$f":"IF(E889<>\"Serviceable\",E889,INDEX(Lists!$D$6:$D$8, MATCH(T889,Lists!$C$6:$C$8,0)))","v":"Serviceable"},{"$f":"INDEX(Lists!$C$12:$C$26, MATCH(H889, Lists!$B$12:$B$26,0))","v":"HV"}]
[null,1657,1969,"Wood Untreated Round","Serviceable","Class 3",0,"lv",780,2021,70,"No",false,10,{"$f":"INDEX(Lists!$B$32:$B$40, MATCH(YEAR(TODAY())-C890, Lists!$C$32:$C$40,1))","v":"51-60"},248.28171122335672,{"$f":"INDEX(Data!$E$24:$E$47, MATCH(F890&D890, Data!$B$24:$B$47,0))","v":1.8301435406698563E-3},{"$f":"SUMPRODUCT((Data!$B$58:$B$60=Model!$F890)*(Data!$C$57:$K$57=Model!$O890)*(Data!$C$58:$K$60))","v":2.6564859251595059},43.43514074840494,2,{"$f":"IF(E890<>\"Serviceable\",E890,INDEX(Lists!$D$6:$D$8, MATCH(T890,Lists!$C$6:$C$8,0)))","v":"Limited Life"},{"$f":"INDEX(Lists!$C$12:$C$26, MATCH(H890, Lists!$B$12:$B$26,0))","v":"LV"}]
[null,1661,1934,"Wood Untreated Dressed","Serviceable","Class 1",0,"lv",930,2021,100,"No",false,10,{"$f":"INDEX(Lists!$B$32:$B$40, MATCH(YEAR(TODAY())-C891, Lists!$C$32:$C$40,1))","v":"90+"},296.02819415092534,{"$f":"INDEX(Data!$E$24:$E$47, MATCH(F891&D891, Data!$B$24:$B$47,0))","v":1.9964561142097742E-3},{"$f":"SUMPRODUCT((Data!$B$58:$B$60=Model!$F891)*(Data!$C$57:$K$57=Model!$O891)*(Data!$C$58:$K$60))","v":1.4835341045333483},85.164658954666521,1,{"$f":"IF(E891<>\"Serviceable\",E891,INDEX(Lists!$D$6:$D$8, MATCH(T891,Lists!$C$6:$C$8,0)))","v":"Serviceable"},{"$f":"INDEX(Lists!$C$12:$C$26, MATCH(H891, Lists!$B$12:$B$26,0))","v":"LV"}]
[null,1662,1985,"Wood Untreated Dressed","Serviceable","Class 1",0,"lv",1005,2023,130,"No",false,10,{"$f":"INDEX(Lists!$B$32:$B$40, MATCH(YEAR(TODAY())-C892, Lists!$C$32:$C$40,1))","v":"31-40"},319.90143561470961,{"$f":"INDEX(Data!$E$24:$E$47, MATCH(F892&D892, Data!$B$24:$B$47,0))","v":1.9964561142097742E-3},{"$f":"SUMPRODUCT((Data!$B$58:$B$60=Model!$F892)*(Data!$C$57:$K$57=Model!$O892)*(Data!$C$58:$K$60))","v":3.0038452968326621},99.961547031673376,1,{"$f":"IF(E892<>\"Serviceable\",E892,INDEX(Lists!$D$6:$D$8, MATCH(T892,Lists!$C$6:$C$8,0)))","v":"Serviceable"},{"$f":"INDEX(Lists!$C$12:$C$26, MATCH(H892, Lists!$B$12:$B$26,0))","v":"LV"}]
[null,1664,1956,"Wood Creos Impregnated","Serviceable","Class 3",0,"lv/hv",1005,2023,110,"No",false,10,{"$f":"INDEX(Lists!$B$32:$B$40, MATCH(YEAR(TODAY())-C893, Lists!$C$32:$C$40,1))","v":"61-70"},319.90143561470961,{"$f":"INDEX(Data!$E$24:$E$47, MATCH(F893&D893, Data!$B$24:$B$47,0))","v":1.0684339161496522E-3},{"$f":"SUMPRODUCT((Data!$B$58:$B$60=Model!$F893)*(Data!$C$57:$K$57=Model!$O893)*(Data!$C$58:$K$60))","v":1.9802031311051838},90.197968688948166,1,{"$f":"IF(E893<>\"Serviceable\",E893,INDEX(Lists!$D$6:$D$8, MATCH(T893,Lists!$C$6:$C$8,0)))","v":"Serviceable"},{"$f":"INDEX(Lists!$C$12:$C$26, MATCH(H893, Lists!$B$12:$B$26,0))","v":"HV"}]
[null,1666,1967,"Wood Creos Impregnated","Serviceable","Class 3",0,"lv",942,2023,90,"No",false,10,{"$f":"INDEX(Lists!$B$32:$B$40, MATCH(YEAR(TODAY())-C894, Lists!$C$32:$C$40,1))","v":"51-60"},299.8479127851308,{"$f":"INDEX(Data!$E$24:$E$47, MATCH(F894&D894, Data!$B$24:$B$47,0))","v":1.0684339161496522E-3},{"$f":"SUMPRODUCT((Data!$B$58:$B$60=Model!$F894)*(Data!$C$57:$K$57=Model!$O894)*(Data!$C$58:$K$60))","v":2.6564859251595059},63.43514074840494,2,{"$f":"IF(E894<>\"Serviceable\",E894,INDEX(Lists!$D$6:$D$8, MATCH(T894,Lists!$C$6:$C$8,0)))","v":"Limited Life"},{"$f":"INDEX(Lists!$C$12:$C$26, MATCH(H894, Lists!$B$12:$B$26,0))","v":"LV"}]
[null,1667,1966,"Wood Creos Impregnated","Serviceable","Class 3",0,"lv",785,2021,90,"No",false,10,{"$f":"INDEX(Lists!$B$32:$B$40, MATCH(YEAR(TODAY())-C895, Lists!$C$32:$C$40,1))","v":"51-60"},249.8732606542757,{"$f":"INDEX(Data!$E$24:$E$47, MATCH(F895&D895, Data!$B$24:$B$47,0))","v":1.0684339161496522E-3},{"$f":"SUMPRODUCT((Data!$B$58:$B$60=Model!$F895)*(Data!$C$57:$K$57=Model!$O895)*(Data!$C$58:$K$60))","v":2.6564859251595059},63.43514074840494,2,{"$f":"IF(E895<>\"Serviceable\",E895,INDEX(Lists!$D$6:$D$8, MATCH(T895,Lists!$C$6:$C$8,0)))","v":"Limited Life"},{"$f":"INDEX(Lists!$C$12:$C$26, MATCH(H895, Lists!$B$12:$B$26,0))","v":"LV"}]
[null,1668,1979,"Wood Untreated Dressed","Serviceable","Class 1",0,"lv/hv",940,2023,110,"No",false,10,{"$f":"INDEX(Lists!$B$32:$B$40, MATCH(YEAR(TODAY())-C896, Lists!$C$32:$C$40,1))","v":"41-50"},299.21129301276324,{"$f":"INDEX(Data!$E$24:$E$47, MATCH(F896&D896, Data!$B$24:$B$47,0))","v":1.9964561142097742E-3},{"$f":"SUMPRODUCT((Data!$B$58:$B$60=Model!$F896)*(Data!$C$57:$K$57=Model!$O896)*(Data!$C$58:$K$60))","v":1.7977578417715214},92.022421582284778,1,{"$f":"IF(E896<>\"Serviceable\",E896,INDEX(Lists!$D$6:$D$8, MATCH(T896,Lists!$C$6:$C$8,0)))","v":"Serviceable"},{"$f":"INDEX(Lists!$C$12:$C$26, MATCH(H896, Lists!$B$12:$B$26,0))","v":"HV"}]
[null,1671,1991,"Wood Untreated Dressed","Serviceable","Class 1",0,"lv/hv",940,2023,100,"No",false,10,{"$f":"INDEX(Lists!$B$32:$B$40, MATCH(YEAR(TODAY())-C897, Lists!$C$32:$C$40,1))","v":"31-40"},299.21129301276324,{"$f":"INDEX(Data!$E$24:$E$47, MATCH(F897&D897, Data!$B$24:$B$47,0))","v":1.9964561142097742E-3},{"$f":"SUMPRODUCT((Data!$B$58:$B$60=Model!$F897)*(Data!$C$57:$K$57=Model!$O897)*(Data!$C$58:$K$60))","v":3.0038452968326621},69.961547031673376,1,{"$f":"IF(E897<>\"Serviceable\",E897,INDEX(Lists!$D$6:$D$8, MATCH(T897,Lists!$C$6:$C$8,0)))","v":"Serviceable"},{"$f":"INDEX(Lists!$C$12:$C$26, MATCH(H897, Lists!$B$12:$B$26,0))","v":"HV"}]
[null,1675,1933,"Wood Untreated Dressed","Serviceable","Class 1",0,"lv/hv",820,2023,100,"No",false,10,{"$f":"INDEX(Lists!$B$32:$B$40, MATCH(YEAR(TODAY())-C898, Lists!$C$32:$C$40,1))","v":"90+"},261.01410667070837,{"$f":"INDEX(Data!$E$24:$E$47, MATCH(F898&D898, Data!$B$24:$B$47,0))","v":1.9964561142097742E-3},{"$f":"SUMPRODUCT((Data!$B$58:$B$60=Model!$F898)*(Data!$C$57:$K$57=Model!$O898)*(Data!$C$58:$K$60))","v":1.4835341045333483},85.164658954666521,1,{"$f":"IF(E898<>\"Serviceable\",E898,INDEX(Lists!$D$6:$D$8, MATCH(T898,Lists!$C$6:$C$8,0)))","v":"Serviceable"},{"$f":"INDEX(Lists!$C$12:$C$26, MATCH(H898, Lists!$B$12:$B$26,0))","v":"HV"}]
[null,1676,1968,"Wood Creos Impregnated","Serviceable","Class 3",0,"lv",817,2023,90,"No",false,10,{"$f":"INDEX(Lists!$B$32:$B$40, MATCH(YEAR(TODAY())-C899, Lists!$C$32:$C$40,1))","v":"51-60"},260.05917701215697,{"$f":"INDEX(Data!$E$24:$E$47, MATCH(F899&D899, Data!$B$24:$B$47,0))","v":1.0684339161496522E-3},{"$f":"SUMPRODUCT((Data!$B$58:$B$60=Model!$F899)*(Data!$C$57:$K$57=Model!$O899)*(Data!$C$58:$K$60))","v":2.6564859251595059},63.43514074840494,2,{"$f":"IF(E899<>\"Serviceable\",E899,INDEX(Lists!$D$6:$D$8, MATCH(T899,Lists!$C$6:$C$8,0)))","v":"Limited Life"},{"$f":"INDEX(Lists!$C$12:$C$26, MATCH(H899, Lists!$B$12:$B$26,0))","v":"LV"}]
[null,1678,1954,"Wood Untreated Round","Serviceable","Class 1",0,"lv",935,2023,80,"No",false,10,{"$f":"INDEX(Lists!$B$32:$B$40, MATCH(YEAR(TODAY())-C900, Lists!$C$32:$C$40,1))","v":"71-80"},297.61974358184426,{"$f":"INDEX(Data!$E$24:$E$47, MATCH(F900&D900, Data!$B$24:$B$47,0))","v":1.9964561142097742E-3},{"$f":"SUMPRODUCT((Data!$B$58:$B$60=Model!$F900)*(Data!$C$57:$K$57=Model!$O900)*(Data!$C$58:$K$60))","v":2.0707751244791428},59.292248755208576,1,{"$f":"IF(E900<>\"Serviceable\",E900,INDEX(Lists!$D$6:$D$8, MATCH(T900,Lists!$C$6:$C$8,0)))","v":"Serviceable"},{"$f":"INDEX(Lists!$C$12:$C$26, MATCH(H900, Lists!$B$12:$B$26,0))","v":"LV"}]
[null,1682,1956,"Wood Untreated Round","Serviceable","Class 1",0,"lv",770,2023,90,"No",false,10,{"$f":"INDEX(Lists!$B$32:$B$40, MATCH(YEAR(TODAY())-C901, Lists!$C$32:$C$40,1))","v":"61-70"},245.09861236151883,{"$f":"INDEX(Data!$E$24:$E$47, MATCH(F901&D901, Data!$B$24:$B$47,0))","v":1.9964561142097742E-3},{"$f":"SUMPRODUCT((Data!$B$58:$B$60=Model!$F901)*(Data!$C$57:$K$57=Model!$O901)*(Data!$C$58:$K$60))","v":2.3795837981601728},66.204162018398279,1,{"$f":"IF(E901<>\"Serviceable\",E901,INDEX(Lists!$D$6:$D$8, MATCH(T901,Lists!$C$6:$C$8,0)))","v":"Serviceable"},{"$f":"INDEX(Lists!$C$12:$C$26, MATCH(H901, Lists!$B$12:$B$26,0))","v":"LV"}]
[null,1684,1968,"Wood Creos Impregnated","Limited Life","Class 3",0,"lv/hv",817,2023,60,"No",false,10,{"$f":"INDEX(Lists!$B$32:$B$40, MATCH(YEAR(TODAY())-C902, Lists!$C$32:$C$40,1))","v":"51-60"},260.05917701215697,{"$f":"INDEX(Data!$E$24:$E$47, MATCH(F902&D902, Data!$B$24:$B$47,0))","v":1.0684339161496522E-3},{"$f":"SUMPRODUCT((Data!$B$58:$B$60=Model!$F902)*(Data!$C$57:$K$57=Model!$O902)*(Data!$C$58:$K$60))","v":2.6564859251595059},33.43514074840494,2,{"$f":"IF(E902<>\"Serviceable\",E902,INDEX(Lists!$D$6:$D$8, MATCH(T902,Lists!$C$6:$C$8,0)))","v":"Limited Life"},{"$f":"INDEX(Lists!$C$12:$C$26, MATCH(H902, Lists!$B$12:$B$26,0))","v":"HV"}]
[null,1685,1933,"Wood Untreated Dressed","Serviceable","Class 1",0,"lv",800,2021,100,"No",false,10,{"$f":"INDEX(Lists!$B$32:$B$40, MATCH(YEAR(TODAY())-C903, Lists!$C$32:$C$40,1))","v":"90+"},254.64790894703253,{"$f":"INDEX(Data!$E$24:$E$47, MATCH(F903&D903, Data!$B$24:$B$47,0))","v":1.9964561142097742E-3},{"$f":"SUMPRODUCT((Data!$B$58:$B$60=Model!$F903)*(Data!$C$57:$K$57=Model!$O903)*(Data!$C$58:$K$60))","v":1.4835341045333483},85.164658954666521,1,{"$f":"IF(E903<>\"Serviceable\",E903,INDEX(Lists!$D$6:$D$8, MATCH(T903,Lists!$C$6:$C$8,0)))","v":"Serviceable"},{"$f":"INDEX(Lists!$C$12:$C$26, MATCH(H903, Lists!$B$12:$B$26,0))","v":"LV"}]
[null,1686,1964,"Wood Creos Impregnated","Serviceable","Class 3",0,"lv/hv",942,2023,90,"No",false,{"$f":"IF(L904=\"No\",ROUND((End_year-J904)/5,0)*5,ROUND((End_year-J904)/3,0)*3)","v":10},{"$f":"INDEX(Lists!$B$32:$B$40, MATCH(YEAR(TODAY())-C904, Lists!$C$32:$C$40,1))","v":"61-70"},299.8479127851308,{"$f":"INDEX(Data!$E$24:$E$47, MATCH(F904&D904, Data!$B$24:$B$47,0))","v":1.0684339161496522E-3},{"$f":"SUMPRODUCT((Data!$B$58:$B$60=Model!$F904)*(Data!$C$57:$K$57=Model!$O904)*(Data!$C$58:$K$60))","v":1.9802031311051838},{"$f":"IF(IF(K904>=700,999,(K904-R904*N904))<0,0,IF(K904>=700,999,(K904-R904*N904)))","v":70.197968688948166},{"$f":"IF(S904<30,3,IF(AND(F904=\"Class 1\",S904<50),2,IF(AND(F904=\"Class 1\",S904>=50),1,IF(S904<70,2,1))))","v":1},{"$f":"IF(E904<>\"Serviceable\",E904,INDEX(Lists!$D$6:$D$8, MATCH(T904,Lists!$C$6:$C$8,0)))","v":"Serviceable"},{"$f":"INDEX(Lists!$C$12:$C$26, MATCH(H904, Lists!$B$12:$B$26,0))","v":"HV"}]
[null,1688,1967,"Wood Creos Impregnated","Serviceable","Class 3",0,"lv/hv",910,2023,70,"No",{"$f":"IF(G905=0,FALSE,TRUE)","v":false},10,{"$f":"INDEX(Lists!$B$32:$B$40, MATCH(YEAR(TODAY())-C905, Lists!$C$32:$C$40,1))","v":"51-60"},{"$f":"I905/PI()","v":289.66199642724951},{"$f":"INDEX(Data!$E$24:$E$47, MATCH(F905&D905, Data!$B$24:$B$47,0))","v":1.0684339161496522E-3},{"$f":"SUMPRODUCT((Data!$B$58:$B$60=Model!$F905)*(Data!$C$57:$K$57=Model!$O905)*(Data!$C$58:$K$60))","v":2.6564859251595059},43.43514074840494,2,{"$f":"IF(E905<>\"Serviceable\",E905,INDEX(Lists!$D$6:$D$8, MATCH(T905,Lists!$C$6:$C$8,0)))","v":"Limited Life"},{"$f":"INDEX(Lists!$C$12:$C$26, MATCH(H905, Lists!$B$12:$B$26,0))","v":"HV"}]
[null,1689,1969,"Wood Untreated Round","Serviceable","Class 3",0,"lv",810,2021,90,"No",false,10,{"$f":"INDEX(Lists!$B$32:$B$40, MATCH(YEAR(TODAY())-C906, Lists!$C$32:$C$40,1))","v":"51-60"},257.83100780887048,{"$f":"INDEX(Data!$E$24:$E$47, MATCH(F906&D906, Data!$B$24:$B$47,0))","v":1.8301435406698563E-3},{"$f":"SUMPRODUCT((Data!$B$58:$B$60=Model!$F906)*(Data!$C$57:$K$57=Model!$O906)*(Data!$C$58:$K$60))","v":2.6564859251595059},63.43514074840494,2,{"$f":"IF(E906<>\"Serviceable\",E906,INDEX(Lists!$D$6:$D$8, MATCH(T906,Lists!$C$6:$C$8,0)))","v":"Limited Life"},{"$f":"INDEX(Lists!$C$12:$C$26, MATCH(H906, Lists!$B$12:$B$26,0))","v":"LV"}]
[null,1693,1979,"Wood Untreated Dressed","Serviceable","Class 1",0,"lv/hv",974,2021,120,"No",false,10,{"$f":"INDEX(Lists!$B$32:$B$40, MATCH(YEAR(TODAY())-C907, Lists!$C$32:$C$40,1))","v":"41-50"},310.0338291430121,{"$f":"INDEX(Data!$E$24:$E$47, MATCH(F907&D907, Data!$B$24:$B$47,0))","v":1.9964561142097742E-3},{"$f":"SUMPRODUCT((Data!$B$58:$B$60=Model!$F907)*(Data!$C$57:$K$57=Model!$O907)*(Data!$C$58:$K$60))","v":1.7977578417715214},102.02242158228478,1,{"$f":"IF(E907<>\"Serviceable\",E907,INDEX(Lists!$D$6:$D$8, MATCH(T907,Lists!$C$6:$C$8,0)))","v":"Serviceable"},{"$f":"INDEX(Lists!$C$12:$C$26, MATCH(H907, Lists!$B$12:$B$26,0))","v":"HV"}]
[null,1695,1979,"Wood Untreated Dressed","Serviceable","Class 1",0,"lv/hv",1050,2021,120,"No",false,10,{"$f":"INDEX(Lists!$B$32:$B$40, MATCH(YEAR(TODAY())-C908, Lists!$C$32:$C$40,1))","v":"41-50"},334.22538049298021,{"$f":"INDEX(Data!$E$24:$E$47, MATCH(F908&D908, Data!$B$24:$B$47,0))","v":1.9964561142097742E-3},{"$f":"SUMPRODUCT((Data!$B$58:$B$60=Model!$F908)*(Data!$C$57:$K$57=Model!$O908)*(Data!$C$58:$K$60))","v":1.7977578417715214},102.02242158228478,1,{"$f":"IF(E908<>\"Serviceable\",E908,INDEX(Lists!$D$6:$D$8, MATCH(T908,Lists!$C$6:$C$8,0)))","v":"Serviceable"},{"$f":"INDEX(Lists!$C$12:$C$26, MATCH(H908, Lists!$B$12:$B$26,0))","v":"HV"}]
[null,1703,1985,"Wood Untreated Dressed","Serviceable","Class 1",0,"lv",1080,2023,120,"No",false,10,{"$f":"INDEX(Lists!$B$32:$B$40, MATCH(YEAR(TODAY())-C909, Lists!$C$32:$C$40,1))","v":"31-40"},343.77467707849394,{"$f":"INDEX(Data!$E$24:$E$47, MATCH(F909&D909, Data!$B$24:$B$47,0))","v":1.9964561142097742E-3},{"$f":"SUMPRODUCT((Data!$B$58:$B$60=Model!$F909)*(Data!$C$57:$K$57=Model!$O909)*(Data!$C$58:$K$60))","v":3.0038452968326621},89.961547031673376,1,{"$f":"IF(E909<>\"Serviceable\",E909,INDEX(Lists!$D$6:$D$8, MATCH(T909,Lists!$C$6:$C$8,0)))","v":"Serviceable"},{"$f":"INDEX(Lists!$C$12:$C$26, MATCH(H909, Lists!$B$12:$B$26,0))","v":"LV"}]
[null,1705,1978,"Wood Untreated Dressed","Serviceable","Class 1",0,"lv/hv",960,2023,120,"No",false,10,{"$f":"INDEX(Lists!$B$32:$B$40, MATCH(YEAR(TODAY())-C910, Lists!$C$32:$C$40,1))","v":"41-50"},305.57749073643907,{"$f":"INDEX(Data!$E$24:$E$47, MATCH(F910&D910, Data!$B$24:$B$47,0))","v":1.9964561142097742E-3},{"$f":"SUMPRODUCT((Data!$B$58:$B$60=Model!$F910)*(Data!$C$57:$K$57=Model!$O910)*(Data!$C$58:$K$60))","v":1.7977578417715214},102.02242158228478,1,{"$f":"IF(E910<>\"Serviceable\",E910,INDEX(Lists!$D$6:$D$8, MATCH(T910,Lists!$C$6:$C$8,0)))","v":"Serviceable"},{"$f":"INDEX(Lists!$C$12:$C$26, MATCH(H910, Lists!$B$12:$B$26,0))","v":"HV"}]
[null,1706,1966,"Wood Creos Impregnated","Serviceable","Class 3",0,"lv",790,2021,90,"No",false,10,{"$f":"INDEX(Lists!$B$32:$B$40, MATCH(YEAR(TODAY())-C911, Lists!$C$32:$C$40,1))","v":"51-60"},251.46481008519464,{"$f":"INDEX(Data!$E$24:$E$47, MATCH(F911&D911, Data!$B$24:$B$47,0))","v":1.0684339161496522E-3},{"$f":"SUMPRODUCT((Data!$B$58:$B$60=Model!$F911)*(Data!$C$57:$K$57=Model!$O911)*(Data!$C$58:$K$60))","v":2.6564859251595059},63.43514074840494,2,{"$f":"IF(E911<>\"Serviceable\",E911,INDEX(Lists!$D$6:$D$8, MATCH(T911,Lists!$C$6:$C$8,0)))","v":"Limited Life"},{"$f":"INDEX(Lists!$C$12:$C$26, MATCH(H911, Lists!$B$12:$B$26,0))","v":"LV"}]
[null,1708,1955,"Wood Untreated Dressed","Serviceable","Class 1",0,"lv",930,2021,100,"No",false,10,{"$f":"INDEX(Lists!$B$32:$B$40, MATCH(YEAR(TODAY())-C912, Lists!$C$32:$C$40,1))","v":"61-70"},296.02819415092534,{"$f":"INDEX(Data!$E$24:$E$47, MATCH(F912&D912, Data!$B$24:$B$47,0))","v":1.9964561142097742E-3},{"$f":"SUMPRODUCT((Data!$B$58:$B$60=Model!$F912)*(Data!$C$57:$K$57=Model!$O912)*(Data!$C$58:$K$60))","v":2.3795837981601728},76.204162018398279,1,{"$f":"IF(E912<>\"Serviceable\",E912,INDEX(Lists!$D$6:$D$8, MATCH(T912,Lists!$C$6:$C$8,0)))","v":"Serviceable"},{"$f":"INDEX(Lists!$C$12:$C$26, MATCH(H912, Lists!$B$12:$B$26,0))","v":"LV"}]
[null,1709,1937,"Wood Untreated Dressed","Serviceable","Class 1",0,"lv",880,2023,110,"No",false,10,{"$f":"INDEX(Lists!$B$32:$B$40, MATCH(YEAR(TODAY())-C913, Lists!$C$32:$C$40,1))","v":"81-90"},280.11269984173578,{"$f":"INDEX(Data!$E$24:$E$47, MATCH(F913&D913, Data!$B$24:$B$47,0))","v":1.9964561142097742E-3},{"$f":"SUMPRODUCT((Data!$B$58:$B$60=Model!$F913)*(Data!$C$57:$K$57=Model!$O913)*(Data!$C$58:$K$60))","v":2.8392735823590045},81.607264176409956,1,{"$f":"IF(E913<>\"Serviceable\",E913,INDEX(Lists!$D$6:$D$8, MATCH(T913,Lists!$C$6:$C$8,0)))","v":"Serviceable"},{"$f":"INDEX(Lists!$C$12:$C$26, MATCH(H913, Lists!$B$12:$B$26,0))","v":"LV"}]
[null,1710,1978,"Wood Untreated Dressed","Serviceable","Class 1",0,"lv/hv",910,2021,110,"No",false,10,{"$f":"INDEX(Lists!$B$32:$B$40, MATCH(YEAR(TODAY())-C914, Lists!$C$32:$C$40,1))","v":"41-50"},289.66199642724951,{"$f":"INDEX(Data!$E$24:$E$47, MATCH(F914&D914, Data!$B$24:$B$47,0))","v":1.9964561142097742E-3},{"$f":"SUMPRODUCT((Data!$B$58:$B$60=Model!$F914)*(Data!$C$57:$K$57=Model!$O914)*(Data!$C$58:$K$60))","v":1.7977578417715214},92.022421582284778,1,{"$f":"IF(E914<>\"Serviceable\",E914,INDEX(Lists!$D$6:$D$8, MATCH(T914,Lists!$C$6:$C$8,0)))","v":"Serviceable"},{"$f":"INDEX(Lists!$C$12:$C$26, MATCH(H914, Lists!$B$12:$B$26,0))","v":"HV"}]
[null,1711,1961,"Wood Penta Impregnated","Serviceable","Class 3",0,"lv",720,2023,90,"No",false,10,{"$f":"INDEX(Lists!$B$32:$B$40, MATCH(YEAR(TODAY())-C915, Lists!$C$32:$C$40,1))","v":"61-70"},229.18311805232929,{"$f":"INDEX(Data!$E$24:$E$47, MATCH(F915&D915, Data!$B$24:$B$47,0))","v":1.0684339161496522E-3},{"$f":"SUMPRODUCT((Data!$B$58:$B$60=Model!$F915)*(Data!$C$57:$K$57=Model!$O915)*(Data!$C$58:$K$60))","v":1.9802031311051838},70.197968688948166,1,{"$f":"IF(E915<>\"Serviceable\",E915,INDEX(Lists!$D$6:$D$8, MATCH(T915,Lists!$C$6:$C$8,0)))","v":"Serviceable"},{"$f":"INDEX(Lists!$C$12:$C$26, MATCH(H915, Lists!$B$12:$B$26,0))","v":"LV"}]
[null,1714,1980,"Wood Untreated Dressed","Serviceable","Class 1",0,"lv",870,2023,100,"No",false,10,{"$f":"INDEX(Lists!$B$32:$B$40, MATCH(YEAR(TODAY())-C916, Lists!$C$32:$C$40,1))","v":"41-50"},276.92960097989788,{"$f":"INDEX(Data!$E$24:$E$47, MATCH(F916&D916, Data!$B$24:$B$47,0))","v":1.9964561142097742E-3},{"$f":"SUMPRODUCT((Data!$B$58:$B$60=Model!$F916)*(Data!$C$57:$K$57=Model!$O916)*(Data!$C$58:$K$60))","v":1.7977578417715214},82.022421582284778,1,{"$f":"IF(E916<>\"Serviceable\",E916,INDEX(Lists!$D$6:$D$8, MATCH(T916,Lists!$C$6:$C$8,0)))","v":"Serviceable"},{"$f":"INDEX(Lists!$C$12:$C$26, MATCH(H916, Lists!$B$12:$B$26,0))","v":"LV"}]
[null,1715,1979,"Wood Untreated Round","Serviceable","Class 1",0,"lv/hv",920,2021,130,"No",false,10,{"$f":"INDEX(Lists!$B$32:$B$40, MATCH(YEAR(TODAY())-C917, Lists!$C$32:$C$40,1))","v":"41-50"},292.84509528908745,{"$f":"INDEX(Data!$E$24:$E$47, MATCH(F917&D917, Data!$B$24:$B$47,0))","v":1.9964561142097742E-3},{"$f":"SUMPRODUCT((Data!$B$58:$B$60=Model!$F917)*(Data!$C$57:$K$57=Model!$O917)*(Data!$C$58:$K$60))","v":1.7977578417715214},112.02242158228478,1,{"$f":"IF(E917<>\"Serviceable\",E917,INDEX(Lists!$D$6:$D$8, MATCH(T917,Lists!$C$6:$C$8,0)))","v":"Serviceable"},{"$f":"INDEX(Lists!$C$12:$C$26, MATCH(H917, Lists!$B$12:$B$26,0))","v":"HV"}]
[null,1716,1960,"Wood Creos Impregnated","Serviceable","Class 3",0,"lv",942,2023,90,"No",false,10,{"$f":"INDEX(Lists!$B$32:$B$40, MATCH(YEAR(TODAY())-C918, Lists!$C$32:$C$40,1))","v":"61-70"},299.8479127851308,{"$f":"INDEX(Data!$E$24:$E$47, MATCH(F918&D918, Data!$B$24:$B$47,0))","v":1.0684339161496522E-3},{"$f":"SUMPRODUCT((Data!$B$58:$B$60=Model!$F918)*(Data!$C$57:$K$57=Model!$O918)*(Data!$C$58:$K$60))","v":1.9802031311051838},70.197968688948166,1,{"$f":"IF(E918<>\"Serviceable\",E918,INDEX(Lists!$D$6:$D$8, MATCH(T918,Lists!$C$6:$C$8,0)))","v":"Serviceable"},{"$f":"INDEX(Lists!$C$12:$C$26, MATCH(H918, Lists!$B$12:$B$26,0))","v":"LV"}]
[null,1718,1979,"Wood Untreated Dressed","Serviceable","Class 1",0,"lv/hv",900,2021,100,"No",false,10,{"$f":"INDEX(Lists!$B$32:$B$40, MATCH(YEAR(TODAY())-C919, Lists!$C$32:$C$40,1))","v":"41-50"},286.47889756541161,{"$f":"INDEX(Data!$E$24:$E$47, MATCH(F919&D919, Data!$B$24:$B$47,0))","v":1.9964561142097742E-3},{"$f":"SUMPRODUCT((Data!$B$58:$B$60=Model!$F919)*(Data!$C$57:$K$57=Model!$O919)*(Data!$C$58:$K$60))","v":1.7977578417715214},82.022421582284778,1,{"$f":"IF(E919<>\"Serviceable\",E919,INDEX(Lists!$D$6:$D$8, MATCH(T919,Lists!$C$6:$C$8,0)))","v":"Serviceable"},{"$f":"INDEX(Lists!$C$12:$C$26, MATCH(H919, Lists!$B$12:$B$26,0))","v":"HV"}]
[null,1721,1940,"Wood Untreated Dressed","Serviceable","Class 1",0,"lv",730,2020,90,"No",false,10,{"$f":"INDEX(Lists!$B$32:$B$40, MATCH(YEAR(TODAY())-C920, Lists!$C$32:$C$40,1))","v":"81-90"},232.36621691416721,{"$f":"INDEX(Data!$E$24:$E$47, MATCH(F920&D920, Data!$B$24:$B$47,0))","v":1.9964561142097742E-3},{"$f":"SUMPRODUCT((Data!$B$58:$B$60=Model!$F920)*(Data!$C$57:$K$57=Model!$O920)*(Data!$C$58:$K$60))","v":2.8392735823590045},61.607264176409956,1,{"$f":"IF(E920<>\"Serviceable\",E920,INDEX(Lists!$D$6:$D$8, MATCH(T920,Lists!$C$6:$C$8,0)))","v":"Serviceable"},{"$f":"INDEX(Lists!$C$12:$C$26, MATCH(H920, Lists!$B$12:$B$26,0))","v":"LV"}]
[null,1722,1974,"Wood Creos Impregnated","Serviceable","Class 1",0,"lv/hv",860,2021,120,"No",false,10,{"$f":"INDEX(Lists!$B$32:$B$40, MATCH(YEAR(TODAY())-C921, Lists!$C$32:$C$40,1))","v":"51-60"},273.74650211805999,{"$f":"INDEX(Data!$E$24:$E$47, MATCH(F921&D921, Data!$B$24:$B$47,0))","v":9.9474993092014377E-4},{"$f":"SUMPRODUCT((Data!$B$58:$B$60=Model!$F921)*(Data!$C$57:$K$57=Model!$O921)*(Data!$C$58:$K$60))","v":1.3557210085184006},106.44278991481599,1,{"$f":"IF(E921<>\"Serviceable\",E921,INDEX(Lists!$D$6:$D$8, MATCH(T921,Lists!$C$6:$C$8,0)))","v":"Serviceable"},{"$f":"INDEX(Lists!$C$12:$C$26, MATCH(H921, Lists!$B$12:$B$26,0))","v":"HV"}]
[null,1723,1941,"Wood Untreated Dressed","Serviceable","Class 1",0,"lv",905,2020,100,"No",false,10,{"$f":"INDEX(Lists!$B$32:$B$40, MATCH(YEAR(TODAY())-C922, Lists!$C$32:$C$40,1))","v":"81-90"},288.07044699633059,{"$f":"INDEX(Data!$E$24:$E$47, MATCH(F922&D922, Data!$B$24:$B$47,0))","v":1.9964561142097742E-3},{"$f":"SUMPRODUCT((Data!$B$58:$B$60=Model!$F922)*(Data!$C$57:$K$57=Model!$O922)*(Data!$C$58:$K$60))","v":2.8392735823590045},71.607264176409956,1,{"$f":"IF(E922<>\"Serviceable\",E922,INDEX(Lists!$D$6:$D$8, MATCH(T922,Lists!$C$6:$C$8,0)))","v":"Serviceable"},{"$f":"INDEX(Lists!$C$12:$C$26, MATCH(H922, Lists!$B$12:$B$26,0))","v":"LV"}]
[null,1724,1975,"Wood Untreated Dressed","Serviceable","Class 1",0,"lv/hv",1020,2019,110,"No",false,10,{"$f":"INDEX(Lists!$B$32:$B$40, MATCH(YEAR(TODAY())-C923, Lists!$C$32:$C$40,1))","v":"41-50"},324.67608390746648,{"$f":"INDEX(Data!$E$24:$E$47, MATCH(F923&D923, Data!$B$24:$B$47,0))","v":1.9964561142097742E-3},{"$f":"SUMPRODUCT((Data!$B$58:$B$60=Model!$F923)*(Data!$C$57:$K$57=Model!$O923)*(Data!$C$58:$K$60))","v":1.7977578417715214},92.022421582284778,1,{"$f":"IF(E923<>\"Serviceable\",E923,INDEX(Lists!$D$6:$D$8, MATCH(T923,Lists!$C$6:$C$8,0)))","v":"Serviceable"},{"$f":"INDEX(Lists!$C$12:$C$26, MATCH(H923, Lists!$B$12:$B$26,0))","v":"HV"}]
[null,1725,1970,"Wood Creos Impregnated","Serviceable","Class 2",0,"lv",800,2020,100,"No",false,10,{"$f":"INDEX(Lists!$B$32:$B$40, MATCH(YEAR(TODAY())-C924, Lists!$C$32:$C$40,1))","v":"51-60"},254.64790894703253,{"$f":"INDEX(Data!$E$24:$E$47, MATCH(F924&D924, Data!$B$24:$B$47,0))","v":1.6118836915297091E-3},{"$f":"SUMPRODUCT((Data!$B$58:$B$60=Model!$F924)*(Data!$C$57:$K$57=Model!$O924)*(Data!$C$58:$K$60))","v":2.6773548093458861},73.226451906541143,1,{"$f":"IF(E924<>\"Serviceable\",E924,INDEX(Lists!$D$6:$D$8, MATCH(T924,Lists!$C$6:$C$8,0)))","v":"Serviceable"},{"$f":"INDEX(Lists!$C$12:$C$26, MATCH(H924, Lists!$B$12:$B$26,0))","v":"LV"}]
[null,1726,1968,"Wood Creos Impregnated","Serviceable","Class 3",0,"lv/hv",1090,2021,100,"No",false,10,{"$f":"INDEX(Lists!$B$32:$B$40, MATCH(YEAR(TODAY())-C925, Lists!$C$32:$C$40,1))","v":"51-60"},346.95777594033183,{"$f":"INDEX(Data!$E$24:$E$47, MATCH(F925&D925, Data!$B$24:$B$47,0))","v":1.0684339161496522E-3},{"$f":"SUMPRODUCT((Data!$B$58:$B$60=Model!$F925)*(Data!$C$57:$K$57=Model!$O925)*(Data!$C$58:$K$60))","v":2.6564859251595059},73.435140748404933,1,{"$f":"IF(E925<>\"Serviceable\",E925,INDEX(Lists!$D$6:$D$8, MATCH(T925,Lists!$C$6:$C$8,0)))","v":"Serviceable"},{"$f":"INDEX(Lists!$C$12:$C$26, MATCH(H925, Lists!$B$12:$B$26,0))","v":"HV"}]
[null,1727,1935,"Wood Untreated Round","Serviceable","Class 1",0,"lv",870,2020,90,"No",false,10,{"$f":"INDEX(Lists!$B$32:$B$40, MATCH(YEAR(TODAY())-C926, Lists!$C$32:$C$40,1))","v":"81-90"},276.92960097989788,{"$f":"INDEX(Data!$E$24:$E$47, MATCH(F926&D926, Data!$B$24:$B$47,0))","v":1.9964561142097742E-3},{"$f":"SUMPRODUCT((Data!$B$58:$B$60=Model!$F926)*(Data!$C$57:$K$57=Model!$O926)*(Data!$C$58:$K$60))","v":2.8392735823590045},61.607264176409956,1,{"$f":"IF(E926<>\"Serviceable\",E926,INDEX(Lists!$D$6:$D$8, MATCH(T926,Lists!$C$6:$C$8,0)))","v":"Serviceable"},{"$f":"INDEX(Lists!$C$12:$C$26, MATCH(H926, Lists!$B$12:$B$26,0))","v":"LV"}]
[null,1732,1935,"Wood Untreated Dressed","Serviceable","Class 1",0,"lv",780,2023,100,"No",false,10,{"$f":"INDEX(Lists!$B$32:$B$40, MATCH(YEAR(TODAY())-C927, Lists!$C$32:$C$40,1))","v":"81-90"},248.28171122335672,{"$f":"INDEX(Data!$E$24:$E$47, MATCH(F927&D927, Data!$B$24:$B$47,0))","v":1.9964561142097742E-3},{"$f":"SUMPRODUCT((Data!$B$58:$B$60=Model!$F927)*(Data!$C$57:$K$57=Model!$O927)*(Data!$C$58:$K$60))","v":2.8392735823590045},71.607264176409956,1,{"$f":"IF(E927<>\"Serviceable\",E927,INDEX(Lists!$D$6:$D$8, MATCH(T927,Lists!$C$6:$C$8,0)))","v":"Serviceable"},{"$f":"INDEX(Lists!$C$12:$C$26, MATCH(H927, Lists!$B$12:$B$26,0))","v":"LV"}]
[null,1733,1937,"Wood Untreated Dressed","Serviceable","Class 1",0,"lv",980,2021,110,"No",false,10,{"$f":"INDEX(Lists!$B$32:$B$40, MATCH(YEAR(TODAY())-C928, Lists!$C$32:$C$40,1))","v":"81-90"},311.94368846011486,{"$f":"INDEX(Data!$E$24:$E$47, MATCH(F928&D928, Data!$B$24:$B$47,0))","v":1.9964561142097742E-3},{"$f":"SUMPRODUCT((Data!$B$58:$B$60=Model!$F928)*(Data!$C$57:$K$57=Model!$O928)*(Data!$C$58:$K$60))","v":2.8392735823590045},81.607264176409956,1,{"$f":"IF(E928<>\"Serviceable\",E928,INDEX(Lists!$D$6:$D$8, MATCH(T928,Lists!$C$6:$C$8,0)))","v":"Serviceable"},{"$f":"INDEX(Lists!$C$12:$C$26, MATCH(H928, Lists!$B$12:$B$26,0))","v":"LV"}]
[null,1734,1967,"Wood Creos Impregnated","Serviceable","Class 3",0,"lv",720,2023,80,"No",false,10,{"$f":"INDEX(Lists!$B$32:$B$40, MATCH(YEAR(TODAY())-C929, Lists!$C$32:$C$40,1))","v":"51-60"},229.18311805232929,{"$f":"INDEX(Data!$E$24:$E$47, MATCH(F929&D929, Data!$B$24:$B$47,0))","v":1.0684339161496522E-3},{"$f":"SUMPRODUCT((Data!$B$58:$B$60=Model!$F929)*(Data!$C$57:$K$57=Model!$O929)*(Data!$C$58:$K$60))","v":2.6564859251595059},53.43514074840494,2,{"$f":"IF(E929<>\"Serviceable\",E929,INDEX(Lists!$D$6:$D$8, MATCH(T929,Lists!$C$6:$C$8,0)))","v":"Limited Life"},{"$f":"INDEX(Lists!$C$12:$C$26, MATCH(H929, Lists!$B$12:$B$26,0))","v":"LV"}]
[null,1739,1947,"Wood Untreated Dressed","Serviceable","Class 1",0,"lv",820,2023,100,"No",false,10,{"$f":"INDEX(Lists!$B$32:$B$40, MATCH(YEAR(TODAY())-C930, Lists!$C$32:$C$40,1))","v":"71-80"},261.01410667070837,{"$f":"INDEX(Data!$E$24:$E$47, MATCH(F930&D930, Data!$B$24:$B$47,0))","v":1.9964561142097742E-3},{"$f":"SUMPRODUCT((Data!$B$58:$B$60=Model!$F930)*(Data!$C$57:$K$57=Model!$O930)*(Data!$C$58:$K$60))","v":2.0707751244791428},79.292248755208576,1,{"$f":"IF(E930<>\"Serviceable\",E930,INDEX(Lists!$D$6:$D$8, MATCH(T930,Lists!$C$6:$C$8,0)))","v":"Serviceable"},{"$f":"INDEX(Lists!$C$12:$C$26, MATCH(H930, Lists!$B$12:$B$26,0))","v":"LV"}]
[null,1740,1964,"Wood Creos Impregnated","Serviceable","Class 3",0,"lv/hv",980,2021,110,"No",false,10,{"$f":"INDEX(Lists!$B$32:$B$40, MATCH(YEAR(TODAY())-C931, Lists!$C$32:$C$40,1))","v":"61-70"},311.94368846011486,{"$f":"INDEX(Data!$E$24:$E$47, MATCH(F931&D931, Data!$B$24:$B$47,0))","v":1.0684339161496522E-3},{"$f":"SUMPRODUCT((Data!$B$58:$B$60=Model!$F931)*(Data!$C$57:$K$57=Model!$O931)*(Data!$C$58:$K$60))","v":1.9802031311051838},90.197968688948166,1,{"$f":"IF(E931<>\"Serviceable\",E931,INDEX(Lists!$D$6:$D$8, MATCH(T931,Lists!$C$6:$C$8,0)))","v":"Serviceable"},{"$f":"INDEX(Lists!$C$12:$C$26, MATCH(H931, Lists!$B$12:$B$26,0))","v":"HV"}]
[null,1743,1967,"Wood Creos Impregnated","Serviceable","Class 3",0,"lv",760,2021,90,"No",false,10,{"$f":"INDEX(Lists!$B$32:$B$40, MATCH(YEAR(TODAY())-C932, Lists!$C$32:$C$40,1))","v":"51-60"},241.91551349968091,{"$f":"INDEX(Data!$E$24:$E$47, MATCH(F932&D932, Data!$B$24:$B$47,0))","v":1.0684339161496522E-3},{"$f":"SUMPRODUCT((Data!$B$58:$B$60=Model!$F932)*(Data!$C$57:$K$57=Model!$O932)*(Data!$C$58:$K$60))","v":2.6564859251595059},63.43514074840494,2,{"$f":"IF(E932<>\"Serviceable\",E932,INDEX(Lists!$D$6:$D$8, MATCH(T932,Lists!$C$6:$C$8,0)))","v":"Limited Life"},{"$f":"INDEX(Lists!$C$12:$C$26, MATCH(H932, Lists!$B$12:$B$26,0))","v":"LV"}]
[null,1744,1985,"Wood Untreated Dressed","Serviceable","Class 1",0,"lv",1150,2020,120,"No",false,10,{"$f":"INDEX(Lists!$B$32:$B$40, MATCH(YEAR(TODAY())-C933, Lists!$C$32:$C$40,1))","v":"31-40"},366.05636911135929,{"$f":"INDEX(Data!$E$24:$E$47, MATCH(F933&D933, Data!$B$24:$B$47,0))","v":1.9964561142097742E-3},{"$f":"SUMPRODUCT((Data!$B$58:$B$60=Model!$F933)*(Data!$C$57:$K$57=Model!$O933)*(Data!$C$58:$K$60))","v":3.0038452968326621},89.961547031673376,1,{"$f":"IF(E933<>\"Serviceable\",E933,INDEX(Lists!$D$6:$D$8, MATCH(T933,Lists!$C$6:$C$8,0)))","v":"Serviceable"},{"$f":"INDEX(Lists!$C$12:$C$26, MATCH(H933, Lists!$B$12:$B$26,0))","v":"LV"}]
[null,1745,1967,"Wood Creos Impregnated","Serviceable","Class 3",0,"lv",850,2021,70,"No",false,10,{"$f":"INDEX(Lists!$B$32:$B$40, MATCH(YEAR(TODAY())-C934, Lists!$C$32:$C$40,1))","v":"51-60"},270.5634032562221,{"$f":"INDEX(Data!$E$24:$E$47, MATCH(F934&D934, Data!$B$24:$B$47,0))","v":1.0684339161496522E-3},{"$f":"SUMPRODUCT((Data!$B$58:$B$60=Model!$F934)*(Data!$C$57:$K$57=Model!$O934)*(Data!$C$58:$K$60))","v":2.6564859251595059},43.43514074840494,2,{"$f":"IF(E934<>\"Serviceable\",E934,INDEX(Lists!$D$6:$D$8, MATCH(T934,Lists!$C$6:$C$8,0)))","v":"Limited Life"},{"$f":"INDEX(Lists!$C$12:$C$26, MATCH(H934, Lists!$B$12:$B$26,0))","v":"LV"}]
[null,1748,1939,"Wood Untreated Dressed","Serviceable","Class 1",0,"lv",920,2020,80,"No",false,10,{"$f":"INDEX(Lists!$B$32:$B$40, MATCH(YEAR(TODAY())-C935, Lists!$C$32:$C$40,1))","v":"81-90"},292.84509528908745,{"$f":"INDEX(Data!$E$24:$E$47, MATCH(F935&D935, Data!$B$24:$B$47,0))","v":1.9964561142097742E-3},{"$f":"SUMPRODUCT((Data!$B$58:$B$60=Model!$F935)*(Data!$C$57:$K$57=Model!$O935)*(Data!$C$58:$K$60))","v":2.8392735823590045},51.607264176409956,1,{"$f":"IF(E935<>\"Serviceable\",E935,INDEX(Lists!$D$6:$D$8, MATCH(T935,Lists!$C$6:$C$8,0)))","v":"Serviceable"},{"$f":"INDEX(Lists!$C$12:$C$26, MATCH(H935, Lists!$B$12:$B$26,0))","v":"LV"}]
[null,1749,1966,"Wood Creos Impregnated","Serviceable","Class 3",0,"lv",880,2021,100,"No",false,10,{"$f":"INDEX(Lists!$B$32:$B$40, MATCH(YEAR(TODAY())-C936, Lists!$C$32:$C$40,1))","v":"51-60"},280.11269984173578,{"$f":"INDEX(Data!$E$24:$E$47, MATCH(F936&D936, Data!$B$24:$B$47,0))","v":1.0684339161496522E-3},{"$f":"SUMPRODUCT((Data!$B$58:$B$60=Model!$F936)*(Data!$C$57:$K$57=Model!$O936)*(Data!$C$58:$K$60))","v":2.6564859251595059},73.435140748404933,1,{"$f":"IF(E936<>\"Serviceable\",E936,INDEX(Lists!$D$6:$D$8, MATCH(T936,Lists!$C$6:$C$8,0)))","v":"Serviceable"},{"$f":"INDEX(Lists!$C$12:$C$26, MATCH(H936, Lists!$B$12:$B$26,0))","v":"LV"}]
[null,1751,1966,"Wood Creos Impregnated","Serviceable","Class 3",0,"lv",860,2021,70,"No",false,10,{"$f":"INDEX(Lists!$B$32:$B$40, MATCH(YEAR(TODAY())-C937, Lists!$C$32:$C$40,1))","v":"51-60"},273.74650211805999,{"$f":"INDEX(Data!$E$24:$E$47, MATCH(F937&D937, Data!$B$24:$B$47,0))","v":1.0684339161496522E-3},{"$f":"SUMPRODUCT((Data!$B$58:$B$60=Model!$F937)*(Data!$C$57:$K$57=Model!$O937)*(Data!$C$58:$K$60))","v":2.6564859251595059},43.43514074840494,2,{"$f":"IF(E937<>\"Serviceable\",E937,INDEX(Lists!$D$6:$D$8, MATCH(T937,Lists!$C$6:$C$8,0)))","v":"Limited Life"},{"$f":"INDEX(Lists!$C$12:$C$26, MATCH(H937, Lists!$B$12:$B$26,0))","v":"LV"}]
[null,1752,1968,"Wood Creos Impregnated","Serviceable","Class 3",0,"lv",942,2020,80,"No",false,10,{"$f":"INDEX(Lists!$B$32:$B$40, MATCH(YEAR(TODAY())-C938, Lists!$C$32:$C$40,1))","v":"51-60"},299.8479127851308,{"$f":"INDEX(Data!$E$24:$E$47, MATCH(F938&D938, Data!$B$24:$B$47,0))","v":1.0684339161496522E-3},{"$f":"SUMPRODUCT((Data!$B$58:$B$60=Model!$F938)*(Data!$C$57:$K$57=Model!$O938)*(Data!$C$58:$K$60))","v":2.6564859251595059},53.43514074840494,2,{"$f":"IF(E938<>\"Serviceable\",E938,INDEX(Lists!$D$6:$D$8, MATCH(T938,Lists!$C$6:$C$8,0)))","v":"Limited Life"},{"$f":"INDEX(Lists!$C$12:$C$26, MATCH(H938, Lists!$B$12:$B$26,0))","v":"LV"}]
[null,1753,1965,"Wood Creos Impregnated","Serviceable","Class 3",0,"lv",950,2021,100,"No",false,10,{"$f":"INDEX(Lists!$B$32:$B$40, MATCH(YEAR(TODAY())-C939, Lists!$C$32:$C$40,1))","v":"51-60"},302.39439187460113,{"$f":"INDEX(Data!$E$24:$E$47, MATCH(F939&D939, Data!$B$24:$B$47,0))","v":1.0684339161496522E-3},{"$f":"SUMPRODUCT((Data!$B$58:$B$60=Model!$F939)*(Data!$C$57:$K$57=Model!$O939)*(Data!$C$58:$K$60))","v":2.6564859251595059},73.435140748404933,1,{"$f":"IF(E939<>\"Serviceable\",E939,INDEX(Lists!$D$6:$D$8, MATCH(T939,Lists!$C$6:$C$8,0)))","v":"Serviceable"},{"$f":"INDEX(Lists!$C$12:$C$26, MATCH(H939, Lists!$B$12:$B$26,0))","v":"LV"}]
[null,1754,1937,"Wood Untreated Dressed","Serviceable","Class 1",0,"lv",890,2020,110,"No",false,10,{"$f":"INDEX(Lists!$B$32:$B$40, MATCH(YEAR(TODAY())-C940, Lists!$C$32:$C$40,1))","v":"81-90"},283.29579870357372,{"$f":"INDEX(Data!$E$24:$E$47, MATCH(F940&D940, Data!$B$24:$B$47,0))","v":1.9964561142097742E-3},{"$f":"SUMPRODUCT((Data!$B$58:$B$60=Model!$F940)*(Data!$C$57:$K$57=Model!$O940)*(Data!$C$58:$K$60))","v":2.8392735823590045},81.607264176409956,1,{"$f":"IF(E940<>\"Serviceable\",E940,INDEX(Lists!$D$6:$D$8, MATCH(T940,Lists!$C$6:$C$8,0)))","v":"Serviceable"},{"$f":"INDEX(Lists!$C$12:$C$26, MATCH(H940, Lists!$B$12:$B$26,0))","v":"LV"}]
[null,1755,1989,"Wood Untreated Dressed","Serviceable","Class 1",0,"lv",1020,2021,130,"No",false,10,{"$f":"INDEX(Lists!$B$32:$B$40, MATCH(YEAR(TODAY())-C941, Lists!$C$32:$C$40,1))","v":"31-40"},324.67608390746648,{"$f":"INDEX(Data!$E$24:$E$47, MATCH(F941&D941, Data!$B$24:$B$47,0))","v":1.9964561142097742E-3},{"$f":"SUMPRODUCT((Data!$B$58:$B$60=Model!$F941)*(Data!$C$57:$K$57=Model!$O941)*(Data!$C$58:$K$60))","v":3.0038452968326621},99.961547031673376,1,{"$f":"IF(E941<>\"Serviceable\",E941,INDEX(Lists!$D$6:$D$8, MATCH(T941,Lists!$C$6:$C$8,0)))","v":"Serviceable"},{"$f":"INDEX(Lists!$C$12:$C$26, MATCH(H941, Lists!$B$12:$B$26,0))","v":"LV"}]
[null,1756,1933,"Wood Untreated Dressed","Serviceable","Class 1",0,"lv/hv",680,2023,100,"No",false,10,{"$f":"INDEX(Lists!$B$32:$B$40, MATCH(YEAR(TODAY())-C942, Lists!$C$32:$C$40,1))","v":"90+"},216.45072260497767,{"$f":"INDEX(Data!$E$24:$E$47, MATCH(F942&D942, Data!$B$24:$B$47,0))","v":1.9964561142097742E-3},{"$f":"SUMPRODUCT((Data!$B$58:$B$60=Model!$F942)*(Data!$C$57:$K$57=Model!$O942)*(Data!$C$58:$K$60))","v":1.4835341045333483},85.164658954666521,1,{"$f":"IF(E942<>\"Serviceable\",E942,INDEX(Lists!$D$6:$D$8, MATCH(T942,Lists!$C$6:$C$8,0)))","v":"Serviceable"},{"$f":"INDEX(Lists!$C$12:$C$26, MATCH(H942, Lists!$B$12:$B$26,0))","v":"HV"}]
[null,1757,1957,"Wood Untreated Round","Serviceable","Class 2",0,"lv/hv",850,2021,100,"No",false,10,{"$f":"INDEX(Lists!$B$32:$B$40, MATCH(YEAR(TODAY())-C943, Lists!$C$32:$C$40,1))","v":"61-70"},270.5634032562221,{"$f":"INDEX(Data!$E$24:$E$47, MATCH(F943&D943, Data!$B$24:$B$47,0))","v":2.1997700016428453E-3},{"$f":"SUMPRODUCT((Data!$B$58:$B$60=Model!$F943)*(Data!$C$57:$K$57=Model!$O943)*(Data!$C$58:$K$60))","v":2.227481027604485},77.725189723955154,1,{"$f":"IF(E943<>\"Serviceable\",E943,INDEX(Lists!$D$6:$D$8, MATCH(T943,Lists!$C$6:$C$8,0)))","v":"Serviceable"},{"$f":"INDEX(Lists!$C$12:$C$26, MATCH(H943, Lists!$B$12:$B$26,0))","v":"HV"}]
[null,1758,1933,"Wood Untreated Dressed","Serviceable","Class 1",0,"lv/hv",750,2023,100,"No",false,10,{"$f":"INDEX(Lists!$B$32:$B$40, MATCH(YEAR(TODAY())-C944, Lists!$C$32:$C$40,1))","v":"90+"},238.73241463784302,{"$f":"INDEX(Data!$E$24:$E$47, MATCH(F944&D944, Data!$B$24:$B$47,0))","v":1.9964561142097742E-3},{"$f":"SUMPRODUCT((Data!$B$58:$B$60=Model!$F944)*(Data!$C$57:$K$57=Model!$O944)*(Data!$C$58:$K$60))","v":1.4835341045333483},85.164658954666521,1,{"$f":"IF(E944<>\"Serviceable\",E944,INDEX(Lists!$D$6:$D$8, MATCH(T944,Lists!$C$6:$C$8,0)))","v":"Serviceable"},{"$f":"INDEX(Lists!$C$12:$C$26, MATCH(H944, Lists!$B$12:$B$26,0))","v":"HV"}]
[null,1759,1957,"Wood Untreated Round","Serviceable","Class 1",0,"lv/hv",990,2021,100,"No",false,10,{"$f":"INDEX(Lists!$B$32:$B$40, MATCH(YEAR(TODAY())-C945, Lists!$C$32:$C$40,1))","v":"61-70"},315.1267873219528,{"$f":"INDEX(Data!$E$24:$E$47, MATCH(F945&D945, Data!$B$24:$B$47,0))","v":1.9964561142097742E-3},{"$f":"SUMPRODUCT((Data!$B$58:$B$60=Model!$F945)*(Data!$C$57:$K$57=Model!$O945)*(Data!$C$58:$K$60))","v":2.3795837981601728},76.204162018398279,1,{"$f":"IF(E945<>\"Serviceable\",E945,INDEX(Lists!$D$6:$D$8, MATCH(T945,Lists!$C$6:$C$8,0)))","v":"Serviceable"},{"$f":"INDEX(Lists!$C$12:$C$26, MATCH(H945, Lists!$B$12:$B$26,0))","v":"HV"}]
[null,1760,1990,"Wood Untreated Dressed","Serviceable","Class 1",0,"lv/hv",940,2023,100,"No",false,10,{"$f":"INDEX(Lists!$B$32:$B$40, MATCH(YEAR(TODAY())-C946, Lists!$C$32:$C$40,1))","v":"31-40"},299.21129301276324,{"$f":"INDEX(Data!$E$24:$E$47, MATCH(F946&D946, Data!$B$24:$B$47,0))","v":1.9964561142097742E-3},{"$f":"SUMPRODUCT((Data!$B$58:$B$60=Model!$F946)*(Data!$C$57:$K$57=Model!$O946)*(Data!$C$58:$K$60))","v":3.0038452968326621},69.961547031673376,1,{"$f":"IF(E946<>\"Serviceable\",E946,INDEX(Lists!$D$6:$D$8, MATCH(T946,Lists!$C$6:$C$8,0)))","v":"Serviceable"},{"$f":"INDEX(Lists!$C$12:$C$26, MATCH(H946, Lists!$B$12:$B$26,0))","v":"HV"}]
[null,1762,1933,"Wood Untreated Dressed","Serviceable","Class 1",0,"lv/hv",860,2023,100,"No",false,10,{"$f":"INDEX(Lists!$B$32:$B$40, MATCH(YEAR(TODAY())-C947, Lists!$C$32:$C$40,1))","v":"90+"},273.74650211805999,{"$f":"INDEX(Data!$E$24:$E$47, MATCH(F947&D947, Data!$B$24:$B$47,0))","v":1.9964561142097742E-3},{"$f":"SUMPRODUCT((Data!$B$58:$B$60=Model!$F947)*(Data!$C$57:$K$57=Model!$O947)*(Data!$C$58:$K$60))","v":1.4835341045333483},85.164658954666521,1,{"$f":"IF(E947<>\"Serviceable\",E947,INDEX(Lists!$D$6:$D$8, MATCH(T947,Lists!$C$6:$C$8,0)))","v":"Serviceable"},{"$f":"INDEX(Lists!$C$12:$C$26, MATCH(H947, Lists!$B$12:$B$26,0))","v":"HV"}]
[null,1766,1984,"Wood Untreated Dressed","Serviceable","Class 1",0,"lv/hv",880,2023,100,"No",false,10,{"$f":"INDEX(Lists!$B$32:$B$40, MATCH(YEAR(TODAY())-C948, Lists!$C$32:$C$40,1))","v":"41-50"},280.11269984173578,{"$f":"INDEX(Data!$E$24:$E$47, MATCH(F948&D948, Data!$B$24:$B$47,0))","v":1.9964561142097742E-3},{"$f":"SUMPRODUCT((Data!$B$58:$B$60=Model!$F948)*(Data!$C$57:$K$57=Model!$O948)*(Data!$C$58:$K$60))","v":1.7977578417715214},82.022421582284778,1,{"$f":"IF(E948<>\"Serviceable\",E948,INDEX(Lists!$D$6:$D$8, MATCH(T948,Lists!$C$6:$C$8,0)))","v":"Serviceable"},{"$f":"INDEX(Lists!$C$12:$C$26, MATCH(H948, Lists!$B$12:$B$26,0))","v":"HV"}]
[null,1768,1967,"Wood Creos Impregnated","Serviceable","Class 3",0,"lv",780,2023,90,"No",false,10,{"$f":"INDEX(Lists!$B$32:$B$40, MATCH(YEAR(TODAY())-C949, Lists!$C$32:$C$40,1))","v":"51-60"},248.28171122335672,{"$f":"INDEX(Data!$E$24:$E$47, MATCH(F949&D949, Data!$B$24:$B$47,0))","v":1.0684339161496522E-3},{"$f":"SUMPRODUCT((Data!$B$58:$B$60=Model!$F949)*(Data!$C$57:$K$57=Model!$O949)*(Data!$C$58:$K$60))","v":2.6564859251595059},63.43514074840494,2,{"$f":"IF(E949<>\"Serviceable\",E949,INDEX(Lists!$D$6:$D$8, MATCH(T949,Lists!$C$6:$C$8,0)))","v":"Limited Life"},{"$f":"INDEX(Lists!$C$12:$C$26, MATCH(H949, Lists!$B$12:$B$26,0))","v":"LV"}]
[null,1769,1976,"Wood Untreated Dressed","Serviceable","Class 1",0,"lv/hv",820,2021,90,"No",false,10,{"$f":"INDEX(Lists!$B$32:$B$40, MATCH(YEAR(TODAY())-C950, Lists!$C$32:$C$40,1))","v":"41-50"},261.01410667070837,{"$f":"INDEX(Data!$E$24:$E$47, MATCH(F950&D950, Data!$B$24:$B$47,0))","v":1.9964561142097742E-3},{"$f":"SUMPRODUCT((Data!$B$58:$B$60=Model!$F950)*(Data!$C$57:$K$57=Model!$O950)*(Data!$C$58:$K$60))","v":1.7977578417715214},72.022421582284778,1,{"$f":"IF(E950<>\"Serviceable\",E950,INDEX(Lists!$D$6:$D$8, MATCH(T950,Lists!$C$6:$C$8,0)))","v":"Serviceable"},{"$f":"INDEX(Lists!$C$12:$C$26, MATCH(H950, Lists!$B$12:$B$26,0))","v":"HV"}]
[null,1771,1957,"Wood Untreated Round","Serviceable","Class 1",0,"lv/hv",1100,2021,100,"No",false,10,{"$f":"INDEX(Lists!$B$32:$B$40, MATCH(YEAR(TODAY())-C951, Lists!$C$32:$C$40,1))","v":"61-70"},350.14087480216978,{"$f":"INDEX(Data!$E$24:$E$47, MATCH(F951&D951, Data!$B$24:$B$47,0))","v":1.9964561142097742E-3},{"$f":"SUMPRODUCT((Data!$B$58:$B$60=Model!$F951)*(Data!$C$57:$K$57=Model!$O951)*(Data!$C$58:$K$60))","v":2.3795837981601728},76.204162018398279,1,{"$f":"IF(E951<>\"Serviceable\",E951,INDEX(Lists!$D$6:$D$8, MATCH(T951,Lists!$C$6:$C$8,0)))","v":"Serviceable"},{"$f":"INDEX(Lists!$C$12:$C$26, MATCH(H951, Lists!$B$12:$B$26,0))","v":"HV"}]
[null,1772,1961,"Wood Creos Impregnated","Serviceable","Class 3",0,"lv/hv",850,2023,70,"No",false,10,{"$f":"INDEX(Lists!$B$32:$B$40, MATCH(YEAR(TODAY())-C952, Lists!$C$32:$C$40,1))","v":"61-70"},270.5634032562221,{"$f":"INDEX(Data!$E$24:$E$47, MATCH(F952&D952, Data!$B$24:$B$47,0))","v":1.0684339161496522E-3},{"$f":"SUMPRODUCT((Data!$B$58:$B$60=Model!$F952)*(Data!$C$57:$K$57=Model!$O952)*(Data!$C$58:$K$60))","v":1.9802031311051838},50.197968688948166,2,{"$f":"IF(E952<>\"Serviceable\",E952,INDEX(Lists!$D$6:$D$8, MATCH(T952,Lists!$C$6:$C$8,0)))","v":"Limited Life"},{"$f":"INDEX(Lists!$C$12:$C$26, MATCH(H952, Lists!$B$12:$B$26,0))","v":"HV"}]
[null,1776,1946,"Wood Untreated Dressed","Serviceable","Class 1",0,"lv",810,2020,80,"No",false,10,{"$f":"INDEX(Lists!$B$32:$B$40, MATCH(YEAR(TODAY())-C953, Lists!$C$32:$C$40,1))","v":"71-80"},257.83100780887048,{"$f":"INDEX(Data!$E$24:$E$47, MATCH(F953&D953, Data!$B$24:$B$47,0))","v":1.9964561142097742E-3},{"$f":"SUMPRODUCT((Data!$B$58:$B$60=Model!$F953)*(Data!$C$57:$K$57=Model!$O953)*(Data!$C$58:$K$60))","v":2.0707751244791428},59.292248755208576,1,{"$f":"IF(E953<>\"Serviceable\",E953,INDEX(Lists!$D$6:$D$8, MATCH(T953,Lists!$C$6:$C$8,0)))","v":"Serviceable"},{"$f":"INDEX(Lists!$C$12:$C$26, MATCH(H953, Lists!$B$12:$B$26,0))","v":"LV"}]
[null,1778,1960,"Wood Untreated Round","Serviceable","Class 3",0,"lv",1080,2021,80,"No",false,10,{"$f":"INDEX(Lists!$B$32:$B$40, MATCH(YEAR(TODAY())-C954, Lists!$C$32:$C$40,1))","v":"61-70"},343.77467707849394,{"$f":"INDEX(Data!$E$24:$E$47, MATCH(F954&D954, Data!$B$24:$B$47,0))","v":1.8301435406698563E-3},{"$f":"SUMPRODUCT((Data!$B$58:$B$60=Model!$F954)*(Data!$C$57:$K$57=Model!$O954)*(Data!$C$58:$K$60))","v":1.9802031311051838},60.197968688948166,2,{"$f":"IF(E954<>\"Serviceable\",E954,INDEX(Lists!$D$6:$D$8, MATCH(T954,Lists!$C$6:$C$8,0)))","v":"Limited Life"},{"$f":"INDEX(Lists!$C$12:$C$26, MATCH(H954, Lists!$B$12:$B$26,0))","v":"LV"}]
[null,1779,1966,"Wood Creos Impregnated","Serviceable","Class 3",0,"lv",760,2023,90,"No",false,10,{"$f":"INDEX(Lists!$B$32:$B$40, MATCH(YEAR(TODAY())-C955, Lists!$C$32:$C$40,1))","v":"51-60"},241.91551349968091,{"$f":"INDEX(Data!$E$24:$E$47, MATCH(F955&D955, Data!$B$24:$B$47,0))","v":1.0684339161496522E-3},{"$f":"SUMPRODUCT((Data!$B$58:$B$60=Model!$F955)*(Data!$C$57:$K$57=Model!$O955)*(Data!$C$58:$K$60))","v":2.6564859251595059},63.43514074840494,2,{"$f":"IF(E955<>\"Serviceable\",E955,INDEX(Lists!$D$6:$D$8, MATCH(T955,Lists!$C$6:$C$8,0)))","v":"Limited Life"},{"$f":"INDEX(Lists!$C$12:$C$26, MATCH(H955, Lists!$B$12:$B$26,0))","v":"LV"}]
[null,1780,1934,"Wood Untreated Dressed","Serviceable","Class 1",0,"lv",650,2021,80,"No",false,10,{"$f":"INDEX(Lists!$B$32:$B$40, MATCH(YEAR(TODAY())-C956, Lists!$C$32:$C$40,1))","v":"90+"},206.90142601946394,{"$f":"INDEX(Data!$E$24:$E$47, MATCH(F956&D956, Data!$B$24:$B$47,0))","v":1.9964561142097742E-3},{"$f":"SUMPRODUCT((Data!$B$58:$B$60=Model!$F956)*(Data!$C$57:$K$57=Model!$O956)*(Data!$C$58:$K$60))","v":1.4835341045333483},65.164658954666521,1,{"$f":"IF(E956<>\"Serviceable\",E956,INDEX(Lists!$D$6:$D$8, MATCH(T956,Lists!$C$6:$C$8,0)))","v":"Serviceable"},{"$f":"INDEX(Lists!$C$12:$C$26, MATCH(H956, Lists!$B$12:$B$26,0))","v":"LV"}]
[null,1782,1988,"Wood Untreated Dressed","Serviceable","Class 1",0,"lv",980,2021,100,"No",false,10,{"$f":"INDEX(Lists!$B$32:$B$40, MATCH(YEAR(TODAY())-C957, Lists!$C$32:$C$40,1))","v":"31-40"},311.94368846011486,{"$f":"INDEX(Data!$E$24:$E$47, MATCH(F957&D957, Data!$B$24:$B$47,0))","v":1.9964561142097742E-3},{"$f":"SUMPRODUCT((Data!$B$58:$B$60=Model!$F957)*(Data!$C$57:$K$57=Model!$O957)*(Data!$C$58:$K$60))","v":3.0038452968326621},69.961547031673376,1,{"$f":"IF(E957<>\"Serviceable\",E957,INDEX(Lists!$D$6:$D$8, MATCH(T957,Lists!$C$6:$C$8,0)))","v":"Serviceable"},{"$f":"INDEX(Lists!$C$12:$C$26, MATCH(H957, Lists!$B$12:$B$26,0))","v":"LV"}]
[null,1784,1979,"Wood Untreated Dressed","Serviceable","Class 1",0,"lv",942,2022,130,"No",false,10,{"$f":"INDEX(Lists!$B$32:$B$40, MATCH(YEAR(TODAY())-C958, Lists!$C$32:$C$40,1))","v":"41-50"},299.8479127851308,{"$f":"INDEX(Data!$E$24:$E$47, MATCH(F958&D958, Data!$B$24:$B$47,0))","v":1.9964561142097742E-3},{"$f":"SUMPRODUCT((Data!$B$58:$B$60=Model!$F958)*(Data!$C$57:$K$57=Model!$O958)*(Data!$C$58:$K$60))","v":1.7977578417715214},112.02242158228478,1,{"$f":"IF(E958<>\"Serviceable\",E958,INDEX(Lists!$D$6:$D$8, MATCH(T958,Lists!$C$6:$C$8,0)))","v":"Serviceable"},{"$f":"INDEX(Lists!$C$12:$C$26, MATCH(H958, Lists!$B$12:$B$26,0))","v":"LV"}]
[null,1788,1980,"Wood Untreated Dressed","Serviceable","Class 1",0,"lv",880,2022,110,"No",false,10,{"$f":"INDEX(Lists!$B$32:$B$40, MATCH(YEAR(TODAY())-C959, Lists!$C$32:$C$40,1))","v":"41-50"},280.11269984173578,{"$f":"INDEX(Data!$E$24:$E$47, MATCH(F959&D959, Data!$B$24:$B$47,0))","v":1.9964561142097742E-3},{"$f":"SUMPRODUCT((Data!$B$58:$B$60=Model!$F959)*(Data!$C$57:$K$57=Model!$O959)*(Data!$C$58:$K$60))","v":1.7977578417715214},92.022421582284778,1,{"$f":"IF(E959<>\"Serviceable\",E959,INDEX(Lists!$D$6:$D$8, MATCH(T959,Lists!$C$6:$C$8,0)))","v":"Serviceable"},{"$f":"INDEX(Lists!$C$12:$C$26, MATCH(H959, Lists!$B$12:$B$26,0))","v":"LV"}]
[null,1790,1962,"Wood Creos Impregnated","Serviceable","Class 3",0,"lv/hv",940,2021,50,"No",false,10,{"$f":"INDEX(Lists!$B$32:$B$40, MATCH(YEAR(TODAY())-C960, Lists!$C$32:$C$40,1))","v":"61-70"},299.21129301276324,{"$f":"INDEX(Data!$E$24:$E$47, MATCH(F960&D960, Data!$B$24:$B$47,0))","v":1.0684339161496522E-3},{"$f":"SUMPRODUCT((Data!$B$58:$B$60=Model!$F960)*(Data!$C$57:$K$57=Model!$O960)*(Data!$C$58:$K$60))","v":1.9802031311051838},30.197968688948162,2,{"$f":"IF(E960<>\"Serviceable\",E960,INDEX(Lists!$D$6:$D$8, MATCH(T960,Lists!$C$6:$C$8,0)))","v":"Limited Life"},{"$f":"INDEX(Lists!$C$12:$C$26, MATCH(H960, Lists!$B$12:$B$26,0))","v":"HV"}]
[null,1791,1976,"Wood Creos Impregnated","Serviceable","Class 3",0,"lv/hv",1340,2021,120,"No",false,10,{"$f":"INDEX(Lists!$B$32:$B$40, MATCH(YEAR(TODAY())-C961, Lists!$C$32:$C$40,1))","v":"41-50"},426.5352474862795,{"$f":"INDEX(Data!$E$24:$E$47, MATCH(F961&D961, Data!$B$24:$B$47,0))","v":1.0684339161496522E-3},{"$f":"SUMPRODUCT((Data!$B$58:$B$60=Model!$F961)*(Data!$C$57:$K$57=Model!$O961)*(Data!$C$58:$K$60))","v":3.2595928155551883},87.404071844448112,1,{"$f":"IF(E961<>\"Serviceable\",E961,INDEX(Lists!$D$6:$D$8, MATCH(T961,Lists!$C$6:$C$8,0)))","v":"Serviceable"},{"$f":"INDEX(Lists!$C$12:$C$26, MATCH(H961, Lists!$B$12:$B$26,0))","v":"HV"}]
[null,1792,1983,"Wood Untreated Dressed","Serviceable","Class 1",0,"lv/hv",1050,2023,130,"No",false,10,{"$f":"INDEX(Lists!$B$32:$B$40, MATCH(YEAR(TODAY())-C962, Lists!$C$32:$C$40,1))","v":"41-50"},334.22538049298021,{"$f":"INDEX(Data!$E$24:$E$47, MATCH(F962&D962, Data!$B$24:$B$47,0))","v":1.9964561142097742E-3},{"$f":"SUMPRODUCT((Data!$B$58:$B$60=Model!$F962)*(Data!$C$57:$K$57=Model!$O962)*(Data!$C$58:$K$60))","v":1.7977578417715214},112.02242158228478,1,{"$f":"IF(E962<>\"Serviceable\",E962,INDEX(Lists!$D$6:$D$8, MATCH(T962,Lists!$C$6:$C$8,0)))","v":"Serviceable"},{"$f":"INDEX(Lists!$C$12:$C$26, MATCH(H962, Lists!$B$12:$B$26,0))","v":"HV"}]
[null,1793,1984,"Wood Untreated Dressed","Serviceable","Class 1",0,"lv/hv",930,2021,150,"No",false,10,{"$f":"INDEX(Lists!$B$32:$B$40, MATCH(YEAR(TODAY())-C963, Lists!$C$32:$C$40,1))","v":"41-50"},296.02819415092534,{"$f":"INDEX(Data!$E$24:$E$47, MATCH(F963&D963, Data!$B$24:$B$47,0))","v":1.9964561142097742E-3},{"$f":"SUMPRODUCT((Data!$B$58:$B$60=Model!$F963)*(Data!$C$57:$K$57=Model!$O963)*(Data!$C$58:$K$60))","v":1.7977578417715214},132.02242158228478,1,{"$f":"IF(E963<>\"Serviceable\",E963,INDEX(Lists!$D$6:$D$8, MATCH(T963,Lists!$C$6:$C$8,0)))","v":"Serviceable"},{"$f":"INDEX(Lists!$C$12:$C$26, MATCH(H963, Lists!$B$12:$B$26,0))","v":"HV"}]
[null,1795,1980,"Wood Untreated Dressed","Serviceable","Class 1",0,"lv/hv",1037,2023,120,"No",false,10,{"$f":"INDEX(Lists!$B$32:$B$40, MATCH(YEAR(TODAY())-C964, Lists!$C$32:$C$40,1))","v":"41-50"},330.08735197259097,{"$f":"INDEX(Data!$E$24:$E$47, MATCH(F964&D964, Data!$B$24:$B$47,0))","v":1.9964561142097742E-3},{"$f":"SUMPRODUCT((Data!$B$58:$B$60=Model!$F964)*(Data!$C$57:$K$57=Model!$O964)*(Data!$C$58:$K$60))","v":1.7977578417715214},102.02242158228478,1,{"$f":"IF(E964<>\"Serviceable\",E964,INDEX(Lists!$D$6:$D$8, MATCH(T964,Lists!$C$6:$C$8,0)))","v":"Serviceable"},{"$f":"INDEX(Lists!$C$12:$C$26, MATCH(H964, Lists!$B$12:$B$26,0))","v":"HV"}]
[null,1796,1974,"Wood Creos Impregnated","Serviceable","Class 1",0,"lv",1070,2021,140,"No",false,10,{"$f":"INDEX(Lists!$B$32:$B$40, MATCH(YEAR(TODAY())-C965, Lists!$C$32:$C$40,1))","v":"51-60"},340.59157821665605,{"$f":"INDEX(Data!$E$24:$E$47, MATCH(F965&D965, Data!$B$24:$B$47,0))","v":9.9474993092014377E-4},{"$f":"SUMPRODUCT((Data!$B$58:$B$60=Model!$F965)*(Data!$C$57:$K$57=Model!$O965)*(Data!$C$58:$K$60))","v":1.3557210085184006},126.44278991481599,1,{"$f":"IF(E965<>\"Serviceable\",E965,INDEX(Lists!$D$6:$D$8, MATCH(T965,Lists!$C$6:$C$8,0)))","v":"Serviceable"},{"$f":"INDEX(Lists!$C$12:$C$26, MATCH(H965, Lists!$B$12:$B$26,0))","v":"LV"}]
[null,1797,1984,"Wood Untreated Dressed","Serviceable","Class 1",0,"lv/hv",1040,2023,120,"No",false,10,{"$f":"INDEX(Lists!$B$32:$B$40, MATCH(YEAR(TODAY())-C966, Lists!$C$32:$C$40,1))","v":"41-50"},331.04228163114232,{"$f":"INDEX(Data!$E$24:$E$47, MATCH(F966&D966, Data!$B$24:$B$47,0))","v":1.9964561142097742E-3},{"$f":"SUMPRODUCT((Data!$B$58:$B$60=Model!$F966)*(Data!$C$57:$K$57=Model!$O966)*(Data!$C$58:$K$60))","v":1.7977578417715214},102.02242158228478,1,{"$f":"IF(E966<>\"Serviceable\",E966,INDEX(Lists!$D$6:$D$8, MATCH(T966,Lists!$C$6:$C$8,0)))","v":"Serviceable"},{"$f":"INDEX(Lists!$C$12:$C$26, MATCH(H966, Lists!$B$12:$B$26,0))","v":"HV"}]
[null,1798,1984,"Wood Untreated Dressed","Serviceable","Class 1",0,"lv/hv",1037,2023,140,"No",false,10,{"$f":"INDEX(Lists!$B$32:$B$40, MATCH(YEAR(TODAY())-C967, Lists!$C$32:$C$40,1))","v":"41-50"},330.08735197259097,{"$f":"INDEX(Data!$E$24:$E$47, MATCH(F967&D967, Data!$B$24:$B$47,0))","v":1.9964561142097742E-3},{"$f":"SUMPRODUCT((Data!$B$58:$B$60=Model!$F967)*(Data!$C$57:$K$57=Model!$O967)*(Data!$C$58:$K$60))","v":1.7977578417715214},122.02242158228478,1,{"$f":"IF(E967<>\"Serviceable\",E967,INDEX(Lists!$D$6:$D$8, MATCH(T967,Lists!$C$6:$C$8,0)))","v":"Serviceable"},{"$f":"INDEX(Lists!$C$12:$C$26, MATCH(H967, Lists!$B$12:$B$26,0))","v":"HV"}]
[null,1801,1977,"Wood Untreated Dressed","Serviceable","Class 1",0,"lv",860,2021,100,"No",false,{"$f":"IF(L968=\"No\",ROUND((End_year-J968)/5,0)*5,ROUND((End_year-J968)/3,0)*3)","v":10},{"$f":"INDEX(Lists!$B$32:$B$40, MATCH(YEAR(TODAY())-C968, Lists!$C$32:$C$40,1))","v":"41-50"},273.74650211805999,{"$f":"INDEX(Data!$E$24:$E$47, MATCH(F968&D968, Data!$B$24:$B$47,0))","v":1.9964561142097742E-3},{"$f":"SUMPRODUCT((Data!$B$58:$B$60=Model!$F968)*(Data!$C$57:$K$57=Model!$O968)*(Data!$C$58:$K$60))","v":1.7977578417715214},{"$f":"IF(IF(K968>=700,999,(K968-R968*N968))<0,0,IF(K968>=700,999,(K968-R968*N968)))","v":82.022421582284778},{"$f":"IF(S968<30,3,IF(AND(F968=\"Class 1\",S968<50),2,IF(AND(F968=\"Class 1\",S968>=50),1,IF(S968<70,2,1))))","v":1},{"$f":"IF(E968<>\"Serviceable\",E968,INDEX(Lists!$D$6:$D$8, MATCH(T968,Lists!$C$6:$C$8,0)))","v":"Serviceable"},{"$f":"INDEX(Lists!$C$12:$C$26, MATCH(H968, Lists!$B$12:$B$26,0))","v":"LV"}]
[null,1802,1954,"Wood Untreated Round","Limited Life","Class 1",0,"lv",700,2023,90,"No",{"$f":"IF(G969=0,FALSE,TRUE)","v":false},10,{"$f":"INDEX(Lists!$B$32:$B$40, MATCH(YEAR(TODAY())-C969, Lists!$C$32:$C$40,1))","v":"71-80"},{"$f":"I969/PI()","v":222.81692032865348},{"$f":"INDEX(Data!$E$24:$E$47, MATCH(F969&D969, Data!$B$24:$B$47,0))","v":1.9964561142097742E-3},{"$f":"SUMPRODUCT((Data!$B$58:$B$60=Model!$F969)*(Data!$C$57:$K$57=Model!$O969)*(Data!$C$58:$K$60))","v":2.0707751244791428},69.292248755208576,1,{"$f":"IF(E969<>\"Serviceable\",E969,INDEX(Lists!$D$6:$D$8, MATCH(T969,Lists!$C$6:$C$8,0)))","v":"Limited Life"},{"$f":"INDEX(Lists!$C$12:$C$26, MATCH(H969, Lists!$B$12:$B$26,0))","v":"LV"}]
[null,1806,1954,"Wood Untreated Round","Limited Life","Class 1",0,"lv/hv",723,2023,100,"No",false,10,{"$f":"INDEX(Lists!$B$32:$B$40, MATCH(YEAR(TODAY())-C970, Lists!$C$32:$C$40,1))","v":"71-80"},230.13804771088067,{"$f":"INDEX(Data!$E$24:$E$47, MATCH(F970&D970, Data!$B$24:$B$47,0))","v":1.9964561142097742E-3},{"$f":"SUMPRODUCT((Data!$B$58:$B$60=Model!$F970)*(Data!$C$57:$K$57=Model!$O970)*(Data!$C$58:$K$60))","v":2.0707751244791428},79.292248755208576,1,{"$f":"IF(E970<>\"Serviceable\",E970,INDEX(Lists!$D$6:$D$8, MATCH(T970,Lists!$C$6:$C$8,0)))","v":"Limited Life"},{"$f":"INDEX(Lists!$C$12:$C$26, MATCH(H970, Lists!$B$12:$B$26,0))","v":"HV"}]
[null,1807,1983,"Wood Untreated Dressed","Serviceable","Class 1",0,"lv",1010,2023,130,"No",false,10,{"$f":"INDEX(Lists!$B$32:$B$40, MATCH(YEAR(TODAY())-C971, Lists!$C$32:$C$40,1))","v":"41-50"},321.49298504562859,{"$f":"INDEX(Data!$E$24:$E$47, MATCH(F971&D971, Data!$B$24:$B$47,0))","v":1.9964561142097742E-3},{"$f":"SUMPRODUCT((Data!$B$58:$B$60=Model!$F971)*(Data!$C$57:$K$57=Model!$O971)*(Data!$C$58:$K$60))","v":1.7977578417715214},112.02242158228478,1,{"$f":"IF(E971<>\"Serviceable\",E971,INDEX(Lists!$D$6:$D$8, MATCH(T971,Lists!$C$6:$C$8,0)))","v":"Serviceable"},{"$f":"INDEX(Lists!$C$12:$C$26, MATCH(H971, Lists!$B$12:$B$26,0))","v":"LV"}]
[null,1808,1979,"Wood Untreated Dressed","Serviceable","Class 1",0,"lv",1000,2021,150,"No",false,10,{"$f":"INDEX(Lists!$B$32:$B$40, MATCH(YEAR(TODAY())-C972, Lists!$C$32:$C$40,1))","v":"41-50"},318.3098861837907,{"$f":"INDEX(Data!$E$24:$E$47, MATCH(F972&D972, Data!$B$24:$B$47,0))","v":1.9964561142097742E-3},{"$f":"SUMPRODUCT((Data!$B$58:$B$60=Model!$F972)*(Data!$C$57:$K$57=Model!$O972)*(Data!$C$58:$K$60))","v":1.7977578417715214},132.02242158228478,1,{"$f":"IF(E972<>\"Serviceable\",E972,INDEX(Lists!$D$6:$D$8, MATCH(T972,Lists!$C$6:$C$8,0)))","v":"Serviceable"},{"$f":"INDEX(Lists!$C$12:$C$26, MATCH(H972, Lists!$B$12:$B$26,0))","v":"LV"}]
[null,1810,1967,"Wood Creos Impregnated","Serviceable","Class 3",0,"lv",760,2023,70,"No",false,10,{"$f":"INDEX(Lists!$B$32:$B$40, MATCH(YEAR(TODAY())-C973, Lists!$C$32:$C$40,1))","v":"51-60"},241.91551349968091,{"$f":"INDEX(Data!$E$24:$E$47, MATCH(F973&D973, Data!$B$24:$B$47,0))","v":1.0684339161496522E-3},{"$f":"SUMPRODUCT((Data!$B$58:$B$60=Model!$F973)*(Data!$C$57:$K$57=Model!$O973)*(Data!$C$58:$K$60))","v":2.6564859251595059},43.43514074840494,2,{"$f":"IF(E973<>\"Serviceable\",E973,INDEX(Lists!$D$6:$D$8, MATCH(T973,Lists!$C$6:$C$8,0)))","v":"Limited Life"},{"$f":"INDEX(Lists!$C$12:$C$26, MATCH(H973, Lists!$B$12:$B$26,0))","v":"LV"}]
[null,1811,1995,"Wood Untreated Dressed","Serviceable","Class 1",0,"lv/hv",1005,2020,120,"No",false,10,{"$f":"INDEX(Lists!$B$32:$B$40, MATCH(YEAR(TODAY())-C974, Lists!$C$32:$C$40,1))","v":"21-30"},319.90143561470961,{"$f":"INDEX(Data!$E$24:$E$47, MATCH(F974&D974, Data!$B$24:$B$47,0))","v":1.9964561142097742E-3},{"$f":"SUMPRODUCT((Data!$B$58:$B$60=Model!$F974)*(Data!$C$57:$K$57=Model!$O974)*(Data!$C$58:$K$60))","v":2.1651652228345815},98.34834777165419,1,{"$f":"IF(E974<>\"Serviceable\",E974,INDEX(Lists!$D$6:$D$8, MATCH(T974,Lists!$C$6:$C$8,0)))","v":"Serviceable"},{"$f":"INDEX(Lists!$C$12:$C$26, MATCH(H974, Lists!$B$12:$B$26,0))","v":"HV"}]
[null,1816,1982,"Wood Untreated Dressed","Serviceable","Class 1",0,"lv",920,2021,100,"No",false,10,{"$f":"INDEX(Lists!$B$32:$B$40, MATCH(YEAR(TODAY())-C975, Lists!$C$32:$C$40,1))","v":"41-50"},292.84509528908745,{"$f":"INDEX(Data!$E$24:$E$47, MATCH(F975&D975, Data!$B$24:$B$47,0))","v":1.9964561142097742E-3},{"$f":"SUMPRODUCT((Data!$B$58:$B$60=Model!$F975)*(Data!$C$57:$K$57=Model!$O975)*(Data!$C$58:$K$60))","v":1.7977578417715214},82.022421582284778,1,{"$f":"IF(E975<>\"Serviceable\",E975,INDEX(Lists!$D$6:$D$8, MATCH(T975,Lists!$C$6:$C$8,0)))","v":"Serviceable"},{"$f":"INDEX(Lists!$C$12:$C$26, MATCH(H975, Lists!$B$12:$B$26,0))","v":"LV"}]
[null,1827,1941,"Wood Untreated Dressed","Serviceable","Class 1",0,"lv",900,2023,100,"No",false,10,{"$f":"INDEX(Lists!$B$32:$B$40, MATCH(YEAR(TODAY())-C976, Lists!$C$32:$C$40,1))","v":"81-90"},286.47889756541161,{"$f":"INDEX(Data!$E$24:$E$47, MATCH(F976&D976, Data!$B$24:$B$47,0))","v":1.9964561142097742E-3},{"$f":"SUMPRODUCT((Data!$B$58:$B$60=Model!$F976)*(Data!$C$57:$K$57=Model!$O976)*(Data!$C$58:$K$60))","v":2.8392735823590045},71.607264176409956,1,{"$f":"IF(E976<>\"Serviceable\",E976,INDEX(Lists!$D$6:$D$8, MATCH(T976,Lists!$C$6:$C$8,0)))","v":"Serviceable"},{"$f":"INDEX(Lists!$C$12:$C$26, MATCH(H976, Lists!$B$12:$B$26,0))","v":"LV"}]
[null,1829,1978,"Wood Untreated Dressed","Serviceable","Class 1",0,"lv",930,2020,130,"No",false,10,{"$f":"INDEX(Lists!$B$32:$B$40, MATCH(YEAR(TODAY())-C977, Lists!$C$32:$C$40,1))","v":"41-50"},296.02819415092534,{"$f":"INDEX(Data!$E$24:$E$47, MATCH(F977&D977, Data!$B$24:$B$47,0))","v":1.9964561142097742E-3},{"$f":"SUMPRODUCT((Data!$B$58:$B$60=Model!$F977)*(Data!$C$57:$K$57=Model!$O977)*(Data!$C$58:$K$60))","v":1.7977578417715214},112.02242158228478,1,{"$f":"IF(E977<>\"Serviceable\",E977,INDEX(Lists!$D$6:$D$8, MATCH(T977,Lists!$C$6:$C$8,0)))","v":"Serviceable"},{"$f":"INDEX(Lists!$C$12:$C$26, MATCH(H977, Lists!$B$12:$B$26,0))","v":"LV"}]
[null,1837,1985,"Wood Untreated Dressed","Serviceable","Class 1",0,"lv/hv",1020,2023,120,"No",false,10,{"$f":"INDEX(Lists!$B$32:$B$40, MATCH(YEAR(TODAY())-C978, Lists!$C$32:$C$40,1))","v":"31-40"},324.67608390746648,{"$f":"INDEX(Data!$E$24:$E$47, MATCH(F978&D978, Data!$B$24:$B$47,0))","v":1.9964561142097742E-3},{"$f":"SUMPRODUCT((Data!$B$58:$B$60=Model!$F978)*(Data!$C$57:$K$57=Model!$O978)*(Data!$C$58:$K$60))","v":3.0038452968326621},89.961547031673376,1,{"$f":"IF(E978<>\"Serviceable\",E978,INDEX(Lists!$D$6:$D$8, MATCH(T978,Lists!$C$6:$C$8,0)))","v":"Serviceable"},{"$f":"INDEX(Lists!$C$12:$C$26, MATCH(H978, Lists!$B$12:$B$26,0))","v":"HV"}]
[null,1838,1958,"Wood Creos Impregnated","Serviceable","Class 2",0,"lv",974,2022,100,"No",false,10,{"$f":"INDEX(Lists!$B$32:$B$40, MATCH(YEAR(TODAY())-C979, Lists!$C$32:$C$40,1))","v":"61-70"},310.0338291430121,{"$f":"INDEX(Data!$E$24:$E$47, MATCH(F979&D979, Data!$B$24:$B$47,0))","v":1.6118836915297091E-3},{"$f":"SUMPRODUCT((Data!$B$58:$B$60=Model!$F979)*(Data!$C$57:$K$57=Model!$O979)*(Data!$C$58:$K$60))","v":2.227481027604485},77.725189723955154,1,{"$f":"IF(E979<>\"Serviceable\",E979,INDEX(Lists!$D$6:$D$8, MATCH(T979,Lists!$C$6:$C$8,0)))","v":"Serviceable"},{"$f":"INDEX(Lists!$C$12:$C$26, MATCH(H979, Lists!$B$12:$B$26,0))","v":"LV"}]
[null,1839,1940,"Wood Untreated Dressed","Serviceable","Class 1",0,"lv",1030,2023,110,"No",false,10,{"$f":"INDEX(Lists!$B$32:$B$40, MATCH(YEAR(TODAY())-C980, Lists!$C$32:$C$40,1))","v":"81-90"},327.85918276930443,{"$f":"INDEX(Data!$E$24:$E$47, MATCH(F980&D980, Data!$B$24:$B$47,0))","v":1.9964561142097742E-3},{"$f":"SUMPRODUCT((Data!$B$58:$B$60=Model!$F980)*(Data!$C$57:$K$57=Model!$O980)*(Data!$C$58:$K$60))","v":2.8392735823590045},81.607264176409956,1,{"$f":"IF(E980<>\"Serviceable\",E980,INDEX(Lists!$D$6:$D$8, MATCH(T980,Lists!$C$6:$C$8,0)))","v":"Serviceable"},{"$f":"INDEX(Lists!$C$12:$C$26, MATCH(H980, Lists!$B$12:$B$26,0))","v":"LV"}]
[null,1840,1983,"Wood Untreated Dressed","Serviceable","Class 1",0,"lv",910,2022,100,"No",false,10,{"$f":"INDEX(Lists!$B$32:$B$40, MATCH(YEAR(TODAY())-C981, Lists!$C$32:$C$40,1))","v":"41-50"},289.66199642724951,{"$f":"INDEX(Data!$E$24:$E$47, MATCH(F981&D981, Data!$B$24:$B$47,0))","v":1.9964561142097742E-3},{"$f":"SUMPRODUCT((Data!$B$58:$B$60=Model!$F981)*(Data!$C$57:$K$57=Model!$O981)*(Data!$C$58:$K$60))","v":1.7977578417715214},82.022421582284778,1,{"$f":"IF(E981<>\"Serviceable\",E981,INDEX(Lists!$D$6:$D$8, MATCH(T981,Lists!$C$6:$C$8,0)))","v":"Serviceable"},{"$f":"INDEX(Lists!$C$12:$C$26, MATCH(H981, Lists!$B$12:$B$26,0))","v":"LV"}]
[null,1841,1938,"Wood Untreated Dressed","Serviceable","Class 1",0,"lv",950,2023,100,"No",false,10,{"$f":"INDEX(Lists!$B$32:$B$40, MATCH(YEAR(TODAY())-C982, Lists!$C$32:$C$40,1))","v":"81-90"},302.39439187460113,{"$f":"INDEX(Data!$E$24:$E$47, MATCH(F982&D982, Data!$B$24:$B$47,0))","v":1.9964561142097742E-3},{"$f":"SUMPRODUCT((Data!$B$58:$B$60=Model!$F982)*(Data!$C$57:$K$57=Model!$O982)*(Data!$C$58:$K$60))","v":2.8392735823590045},71.607264176409956,1,{"$f":"IF(E982<>\"Serviceable\",E982,INDEX(Lists!$D$6:$D$8, MATCH(T982,Lists!$C$6:$C$8,0)))","v":"Serviceable"},{"$f":"INDEX(Lists!$C$12:$C$26, MATCH(H982, Lists!$B$12:$B$26,0))","v":"LV"}]
[null,1843,1971,"Wood Creos Impregnated","Serviceable","Class 1",0,"lv",960,2023,90,"No",false,10,{"$f":"INDEX(Lists!$B$32:$B$40, MATCH(YEAR(TODAY())-C983, Lists!$C$32:$C$40,1))","v":"51-60"},305.57749073643907,{"$f":"INDEX(Data!$E$24:$E$47, MATCH(F983&D983, Data!$B$24:$B$47,0))","v":9.9474993092014377E-4},{"$f":"SUMPRODUCT((Data!$B$58:$B$60=Model!$F983)*(Data!$C$57:$K$57=Model!$O983)*(Data!$C$58:$K$60))","v":1.3557210085184006},76.44278991481599,1,{"$f":"IF(E983<>\"Serviceable\",E983,INDEX(Lists!$D$6:$D$8, MATCH(T983,Lists!$C$6:$C$8,0)))","v":"Serviceable"},{"$f":"INDEX(Lists!$C$12:$C$26, MATCH(H983, Lists!$B$12:$B$26,0))","v":"LV"}]
[null,1844,1963,"Wood Creos Impregnated","Serviceable","Class 3",0,"lv",910,2021,75,"No",false,10,{"$f":"INDEX(Lists!$B$32:$B$40, MATCH(YEAR(TODAY())-C984, Lists!$C$32:$C$40,1))","v":"61-70"},289.66199642724951,{"$f":"INDEX(Data!$E$24:$E$47, MATCH(F984&D984, Data!$B$24:$B$47,0))","v":1.0684339161496522E-3},{"$f":"SUMPRODUCT((Data!$B$58:$B$60=Model!$F984)*(Data!$C$57:$K$57=Model!$O984)*(Data!$C$58:$K$60))","v":1.9802031311051838},55.197968688948166,2,{"$f":"IF(E984<>\"Serviceable\",E984,INDEX(Lists!$D$6:$D$8, MATCH(T984,Lists!$C$6:$C$8,0)))","v":"Limited Life"},{"$f":"INDEX(Lists!$C$12:$C$26, MATCH(H984, Lists!$B$12:$B$26,0))","v":"LV"}]
[null,1847,1993,"Wood Untreated Dressed","Serviceable","Class 1",0,"lv/hv",1240,2023,140,"No",false,10,{"$f":"INDEX(Lists!$B$32:$B$40, MATCH(YEAR(TODAY())-C985, Lists!$C$32:$C$40,1))","v":"31-40"},394.70425886790042,{"$f":"INDEX(Data!$E$24:$E$47, MATCH(F985&D985, Data!$B$24:$B$47,0))","v":1.9964561142097742E-3},{"$f":"SUMPRODUCT((Data!$B$58:$B$60=Model!$F985)*(Data!$C$57:$K$57=Model!$O985)*(Data!$C$58:$K$60))","v":3.0038452968326621},109.96154703167338,1,{"$f":"IF(E985<>\"Serviceable\",E985,INDEX(Lists!$D$6:$D$8, MATCH(T985,Lists!$C$6:$C$8,0)))","v":"Serviceable"},{"$f":"INDEX(Lists!$C$12:$C$26, MATCH(H985, Lists!$B$12:$B$26,0))","v":"HV"}]
[null,1848,1963,"Wood Creos Impregnated","Serviceable","Class 3",0,"lv",1020,2021,100,"No",false,10,{"$f":"INDEX(Lists!$B$32:$B$40, MATCH(YEAR(TODAY())-C986, Lists!$C$32:$C$40,1))","v":"61-70"},324.67608390746648,{"$f":"INDEX(Data!$E$24:$E$47, MATCH(F986&D986, Data!$B$24:$B$47,0))","v":1.0684339161496522E-3},{"$f":"SUMPRODUCT((Data!$B$58:$B$60=Model!$F986)*(Data!$C$57:$K$57=Model!$O986)*(Data!$C$58:$K$60))","v":1.9802031311051838},80.197968688948166,1,{"$f":"IF(E986<>\"Serviceable\",E986,INDEX(Lists!$D$6:$D$8, MATCH(T986,Lists!$C$6:$C$8,0)))","v":"Serviceable"},{"$f":"INDEX(Lists!$C$12:$C$26, MATCH(H986, Lists!$B$12:$B$26,0))","v":"LV"}]
[null,1852,1960,"Wood Untreated Round","Serviceable","Class 3",0,"lv",950,2021,120,"No",false,10,{"$f":"INDEX(Lists!$B$32:$B$40, MATCH(YEAR(TODAY())-C987, Lists!$C$32:$C$40,1))","v":"61-70"},302.39439187460113,{"$f":"INDEX(Data!$E$24:$E$47, MATCH(F987&D987, Data!$B$24:$B$47,0))","v":1.8301435406698563E-3},{"$f":"SUMPRODUCT((Data!$B$58:$B$60=Model!$F987)*(Data!$C$57:$K$57=Model!$O987)*(Data!$C$58:$K$60))","v":1.9802031311051838},100.19796868894817,1,{"$f":"IF(E987<>\"Serviceable\",E987,INDEX(Lists!$D$6:$D$8, MATCH(T987,Lists!$C$6:$C$8,0)))","v":"Serviceable"},{"$f":"INDEX(Lists!$C$12:$C$26, MATCH(H987, Lists!$B$12:$B$26,0))","v":"LV"}]
[null,1854,1978,"Wood Untreated Dressed","Serviceable","Class 1",0,"lv/hv",930,2020,120,"No",false,10,{"$f":"INDEX(Lists!$B$32:$B$40, MATCH(YEAR(TODAY())-C988, Lists!$C$32:$C$40,1))","v":"41-50"},296.02819415092534,{"$f":"INDEX(Data!$E$24:$E$47, MATCH(F988&D988, Data!$B$24:$B$47,0))","v":1.9964561142097742E-3},{"$f":"SUMPRODUCT((Data!$B$58:$B$60=Model!$F988)*(Data!$C$57:$K$57=Model!$O988)*(Data!$C$58:$K$60))","v":1.7977578417715214},102.02242158228478,1,{"$f":"IF(E988<>\"Serviceable\",E988,INDEX(Lists!$D$6:$D$8, MATCH(T988,Lists!$C$6:$C$8,0)))","v":"Serviceable"},{"$f":"INDEX(Lists!$C$12:$C$26, MATCH(H988, Lists!$B$12:$B$26,0))","v":"HV"}]
[null,1855,1968,"Wood Creos Impregnated","Serviceable","Class 2",0,"lv",800,2021,100,"No",false,10,{"$f":"INDEX(Lists!$B$32:$B$40, MATCH(YEAR(TODAY())-C989, Lists!$C$32:$C$40,1))","v":"51-60"},254.64790894703253,{"$f":"INDEX(Data!$E$24:$E$47, MATCH(F989&D989, Data!$B$24:$B$47,0))","v":1.6118836915297091E-3},{"$f":"SUMPRODUCT((Data!$B$58:$B$60=Model!$F989)*(Data!$C$57:$K$57=Model!$O989)*(Data!$C$58:$K$60))","v":2.6773548093458861},73.226451906541143,1,{"$f":"IF(E989<>\"Serviceable\",E989,INDEX(Lists!$D$6:$D$8, MATCH(T989,Lists!$C$6:$C$8,0)))","v":"Serviceable"},{"$f":"INDEX(Lists!$C$12:$C$26, MATCH(H989, Lists!$B$12:$B$26,0))","v":"LV"}]
[null,1857,1994,"Wood Untreated Dressed","Serviceable","Class 1",0,"lv/hv",1005,2020,130,"No",false,10,{"$f":"INDEX(Lists!$B$32:$B$40, MATCH(YEAR(TODAY())-C990, Lists!$C$32:$C$40,1))","v":"31-40"},319.90143561470961,{"$f":"INDEX(Data!$E$24:$E$47, MATCH(F990&D990, Data!$B$24:$B$47,0))","v":1.9964561142097742E-3},{"$f":"SUMPRODUCT((Data!$B$58:$B$60=Model!$F990)*(Data!$C$57:$K$57=Model!$O990)*(Data!$C$58:$K$60))","v":3.0038452968326621},99.961547031673376,1,{"$f":"IF(E990<>\"Serviceable\",E990,INDEX(Lists!$D$6:$D$8, MATCH(T990,Lists!$C$6:$C$8,0)))","v":"Serviceable"},{"$f":"INDEX(Lists!$C$12:$C$26, MATCH(H990, Lists!$B$12:$B$26,0))","v":"HV"}]
[null,1858,1968,"Wood Creos Impregnated","Serviceable","Class 2",0,"lv",820,2021,120,"No",false,10,{"$f":"INDEX(Lists!$B$32:$B$40, MATCH(YEAR(TODAY())-C991, Lists!$C$32:$C$40,1))","v":"51-60"},261.01410667070837,{"$f":"INDEX(Data!$E$24:$E$47, MATCH(F991&D991, Data!$B$24:$B$47,0))","v":1.6118836915297091E-3},{"$f":"SUMPRODUCT((Data!$B$58:$B$60=Model!$F991)*(Data!$C$57:$K$57=Model!$O991)*(Data!$C$58:$K$60))","v":2.6773548093458861},93.226451906541143,1,{"$f":"IF(E991<>\"Serviceable\",E991,INDEX(Lists!$D$6:$D$8, MATCH(T991,Lists!$C$6:$C$8,0)))","v":"Serviceable"},{"$f":"INDEX(Lists!$C$12:$C$26, MATCH(H991, Lists!$B$12:$B$26,0))","v":"LV"}]
[null,1859,1956,"Wood Creos Impregnated","Serviceable","Class 3",0,"lv/hv",1005,2020,90,"No",false,10,{"$f":"INDEX(Lists!$B$32:$B$40, MATCH(YEAR(TODAY())-C992, Lists!$C$32:$C$40,1))","v":"61-70"},319.90143561470961,{"$f":"INDEX(Data!$E$24:$E$47, MATCH(F992&D992, Data!$B$24:$B$47,0))","v":1.0684339161496522E-3},{"$f":"SUMPRODUCT((Data!$B$58:$B$60=Model!$F992)*(Data!$C$57:$K$57=Model!$O992)*(Data!$C$58:$K$60))","v":1.9802031311051838},70.197968688948166,1,{"$f":"IF(E992<>\"Serviceable\",E992,INDEX(Lists!$D$6:$D$8, MATCH(T992,Lists!$C$6:$C$8,0)))","v":"Serviceable"},{"$f":"INDEX(Lists!$C$12:$C$26, MATCH(H992, Lists!$B$12:$B$26,0))","v":"HV"}]
[null,1860,1967,"Wood Creos Impregnated","Serviceable","Class 3",0,"lv",850,2021,90,"No",false,10,{"$f":"INDEX(Lists!$B$32:$B$40, MATCH(YEAR(TODAY())-C993, Lists!$C$32:$C$40,1))","v":"51-60"},270.5634032562221,{"$f":"INDEX(Data!$E$24:$E$47, MATCH(F993&D993, Data!$B$24:$B$47,0))","v":1.0684339161496522E-3},{"$f":"SUMPRODUCT((Data!$B$58:$B$60=Model!$F993)*(Data!$C$57:$K$57=Model!$O993)*(Data!$C$58:$K$60))","v":2.6564859251595059},63.43514074840494,2,{"$f":"IF(E993<>\"Serviceable\",E993,INDEX(Lists!$D$6:$D$8, MATCH(T993,Lists!$C$6:$C$8,0)))","v":"Limited Life"},{"$f":"INDEX(Lists!$C$12:$C$26, MATCH(H993, Lists!$B$12:$B$26,0))","v":"LV"}]
[null,1861,1975,"Wood Untreated Round","Serviceable","Class 3",0,"lv",950,2021,120,"No",false,10,{"$f":"INDEX(Lists!$B$32:$B$40, MATCH(YEAR(TODAY())-C994, Lists!$C$32:$C$40,1))","v":"41-50"},302.39439187460113,{"$f":"INDEX(Data!$E$24:$E$47, MATCH(F994&D994, Data!$B$24:$B$47,0))","v":1.8301435406698563E-3},{"$f":"SUMPRODUCT((Data!$B$58:$B$60=Model!$F994)*(Data!$C$57:$K$57=Model!$O994)*(Data!$C$58:$K$60))","v":3.2595928155551883},87.404071844448112,1,{"$f":"IF(E994<>\"Serviceable\",E994,INDEX(Lists!$D$6:$D$8, MATCH(T994,Lists!$C$6:$C$8,0)))","v":"Serviceable"},{"$f":"INDEX(Lists!$C$12:$C$26, MATCH(H994, Lists!$B$12:$B$26,0))","v":"LV"}]
[null,1864,1938,"Wood Untreated Dressed","Serviceable","Class 1",0,"lv",880,2020,120,"No",false,10,{"$f":"INDEX(Lists!$B$32:$B$40, MATCH(YEAR(TODAY())-C995, Lists!$C$32:$C$40,1))","v":"81-90"},280.11269984173578,{"$f":"INDEX(Data!$E$24:$E$47, MATCH(F995&D995, Data!$B$24:$B$47,0))","v":1.9964561142097742E-3},{"$f":"SUMPRODUCT((Data!$B$58:$B$60=Model!$F995)*(Data!$C$57:$K$57=Model!$O995)*(Data!$C$58:$K$60))","v":2.8392735823590045},91.607264176409956,1,{"$f":"IF(E995<>\"Serviceable\",E995,INDEX(Lists!$D$6:$D$8, MATCH(T995,Lists!$C$6:$C$8,0)))","v":"Serviceable"},{"$f":"INDEX(Lists!$C$12:$C$26, MATCH(H995, Lists!$B$12:$B$26,0))","v":"LV"}]
[null,1868,1947,"Wood Untreated Dressed","Serviceable","Class 1",0,"lv",1000,2020,120,"No",false,10,{"$f":"INDEX(Lists!$B$32:$B$40, MATCH(YEAR(TODAY())-C996, Lists!$C$32:$C$40,1))","v":"71-80"},318.3098861837907,{"$f":"INDEX(Data!$E$24:$E$47, MATCH(F996&D996, Data!$B$24:$B$47,0))","v":1.9964561142097742E-3},{"$f":"SUMPRODUCT((Data!$B$58:$B$60=Model!$F996)*(Data!$C$57:$K$57=Model!$O996)*(Data!$C$58:$K$60))","v":2.0707751244791428},99.292248755208576,1,{"$f":"IF(E996<>\"Serviceable\",E996,INDEX(Lists!$D$6:$D$8, MATCH(T996,Lists!$C$6:$C$8,0)))","v":"Serviceable"},{"$f":"INDEX(Lists!$C$12:$C$26, MATCH(H996, Lists!$B$12:$B$26,0))","v":"LV"}]
[null,1869,1966,"Wood Creos Impregnated","Serviceable","Class 3",0,"lv",920,2021,100,"No",false,10,{"$f":"INDEX(Lists!$B$32:$B$40, MATCH(YEAR(TODAY())-C997, Lists!$C$32:$C$40,1))","v":"51-60"},292.84509528908745,{"$f":"INDEX(Data!$E$24:$E$47, MATCH(F997&D997, Data!$B$24:$B$47,0))","v":1.0684339161496522E-3},{"$f":"SUMPRODUCT((Data!$B$58:$B$60=Model!$F997)*(Data!$C$57:$K$57=Model!$O997)*(Data!$C$58:$K$60))","v":2.6564859251595059},73.435140748404933,1,{"$f":"IF(E997<>\"Serviceable\",E997,INDEX(Lists!$D$6:$D$8, MATCH(T997,Lists!$C$6:$C$8,0)))","v":"Serviceable"},{"$f":"INDEX(Lists!$C$12:$C$26, MATCH(H997, Lists!$B$12:$B$26,0))","v":"LV"}]
[null,1870,1986,"Wood Untreated Dressed","Serviceable","Class 1",0,"lv",1090,2020,140,"No",false,10,{"$f":"INDEX(Lists!$B$32:$B$40, MATCH(YEAR(TODAY())-C998, Lists!$C$32:$C$40,1))","v":"31-40"},346.95777594033183,{"$f":"INDEX(Data!$E$24:$E$47, MATCH(F998&D998, Data!$B$24:$B$47,0))","v":1.9964561142097742E-3},{"$f":"SUMPRODUCT((Data!$B$58:$B$60=Model!$F998)*(Data!$C$57:$K$57=Model!$O998)*(Data!$C$58:$K$60))","v":3.0038452968326621},109.96154703167338,1,{"$f":"IF(E998<>\"Serviceable\",E998,INDEX(Lists!$D$6:$D$8, MATCH(T998,Lists!$C$6:$C$8,0)))","v":"Serviceable"},{"$f":"INDEX(Lists!$C$12:$C$26, MATCH(H998, Lists!$B$12:$B$26,0))","v":"LV"}]
[null,1873,1957,"Wood Untreated Dressed","Serviceable","Class 1",0,"lv",930,2023,100,"No",false,10,{"$f":"INDEX(Lists!$B$32:$B$40, MATCH(YEAR(TODAY())-C999, Lists!$C$32:$C$40,1))","v":"61-70"},296.02819415092534,{"$f":"INDEX(Data!$E$24:$E$47, MATCH(F999&D999, Data!$B$24:$B$47,0))","v":1.9964561142097742E-3},{"$f":"SUMPRODUCT((Data!$B$58:$B$60=Model!$F999)*(Data!$C$57:$K$57=Model!$O999)*(Data!$C$58:$K$60))","v":2.3795837981601728},76.204162018398279,1,{"$f":"IF(E999<>\"Serviceable\",E999,INDEX(Lists!$D$6:$D$8, MATCH(T999,Lists!$C$6:$C$8,0)))","v":"Serviceable"},{"$f":"INDEX(Lists!$C$12:$C$26, MATCH(H999, Lists!$B$12:$B$26,0))","v":"LV"}]
[null,1874,1966,"Wood Untreated Round","Serviceable","Class 3",0,"lv",900,2021,130,"No",false,10,{"$f":"INDEX(Lists!$B$32:$B$40, MATCH(YEAR(TODAY())-C1000, Lists!$C$32:$C$40,1))","v":"51-60"},286.47889756541161,{"$f":"INDEX(Data!$E$24:$E$47, MATCH(F1000&D1000, Data!$B$24:$B$47,0))","v":1.8301435406698563E-3},{"$f":"SUMPRODUCT((Data!$B$58:$B$60=Model!$F1000)*(Data!$C$57:$K$57=Model!$O1000)*(Data!$C$58:$K$60))","v":2.6564859251595059},103.43514074840493,1,{"$f":"IF(E1000<>\"Serviceable\",E1000,INDEX(Lists!$D$6:$D$8, MATCH(T1000,Lists!$C$6:$C$8,0)))","v":"Serviceable"},{"$f":"INDEX(Lists!$C$12:$C$26, MATCH(H1000, Lists!$B$12:$B$26,0))","v":"LV"}]
[null,1875,1965,"Wood Creos Impregnated","Serviceable","Class 3",0,"lv/hv",1000,2021,130,"No",false,10,{"$f":"INDEX(Lists!$B$32:$B$40, MATCH(YEAR(TODAY())-C1001, Lists!$C$32:$C$40,1))","v":"51-60"},318.3098861837907,{"$f":"INDEX(Data!$E$24:$E$47, MATCH(F1001&D1001, Data!$B$24:$B$47,0))","v":1.0684339161496522E-3},{"$f":"SUMPRODUCT((Data!$B$58:$B$60=Model!$F1001)*(Data!$C$57:$K$57=Model!$O1001)*(Data!$C$58:$K$60))","v":2.6564859251595059},103.43514074840493,1,{"$f":"IF(E1001<>\"Serviceable\",E1001,INDEX(Lists!$D$6:$D$8, MATCH(T1001,Lists!$C$6:$C$8,0)))","v":"Serviceable"},{"$f":"INDEX(Lists!$C$12:$C$26, MATCH(H1001, Lists!$B$12:$B$26,0))","v":"HV"}]
[null,1877,1986,"Wood Untreated Dressed","Serviceable","Class 1",0,"lv",940,2020,120,"No",false,10,{"$f":"INDEX(Lists!$B$32:$B$40, MATCH(YEAR(TODAY())-C1002, Lists!$C$32:$C$40,1))","v":"31-40"},299.21129301276324,{"$f":"INDEX(Data!$E$24:$E$47, MATCH(F1002&D1002, Data!$B$24:$B$47,0))","v":1.9964561142097742E-3},{"$f":"SUMPRODUCT((Data!$B$58:$B$60=Model!$F1002)*(Data!$C$57:$K$57=Model!$O1002)*(Data!$C$58:$K$60))","v":3.0038452968326621},89.961547031673376,1,{"$f":"IF(E1002<>\"Serviceable\",E1002,INDEX(Lists!$D$6:$D$8, MATCH(T1002,Lists!$C$6:$C$8,0)))","v":"Serviceable"},{"$f":"INDEX(Lists!$C$12:$C$26, MATCH(H1002, Lists!$B$12:$B$26,0))","v":"LV"}]
[null,1879,1976,"Wood Untreated Dressed","Serviceable","Class 1",0,"lv",770,2020,110,"No",false,10,{"$f":"INDEX(Lists!$B$32:$B$40, MATCH(YEAR(TODAY())-C1003, Lists!$C$32:$C$40,1))","v":"41-50"},245.09861236151883,{"$f":"INDEX(Data!$E$24:$E$47, MATCH(F1003&D1003, Data!$B$24:$B$47,0))","v":1.9964561142097742E-3},{"$f":"SUMPRODUCT((Data!$B$58:$B$60=Model!$F1003)*(Data!$C$57:$K$57=Model!$O1003)*(Data!$C$58:$K$60))","v":1.7977578417715214},92.022421582284778,1,{"$f":"IF(E1003<>\"Serviceable\",E1003,INDEX(Lists!$D$6:$D$8, MATCH(T1003,Lists!$C$6:$C$8,0)))","v":"Serviceable"},{"$f":"INDEX(Lists!$C$12:$C$26, MATCH(H1003, Lists!$B$12:$B$26,0))","v":"LV"}]
[null,1880,1965,"Wood Creos Impregnated","Serviceable","Class 3",0,"lv/hv",850,2021,70,"No",false,10,{"$f":"INDEX(Lists!$B$32:$B$40, MATCH(YEAR(TODAY())-C1004, Lists!$C$32:$C$40,1))","v":"51-60"},270.5634032562221,{"$f":"INDEX(Data!$E$24:$E$47, MATCH(F1004&D1004, Data!$B$24:$B$47,0))","v":1.0684339161496522E-3},{"$f":"SUMPRODUCT((Data!$B$58:$B$60=Model!$F1004)*(Data!$C$57:$K$57=Model!$O1004)*(Data!$C$58:$K$60))","v":2.6564859251595059},43.43514074840494,2,{"$f":"IF(E1004<>\"Serviceable\",E1004,INDEX(Lists!$D$6:$D$8, MATCH(T1004,Lists!$C$6:$C$8,0)))","v":"Limited Life"},{"$f":"INDEX(Lists!$C$12:$C$26, MATCH(H1004, Lists!$B$12:$B$26,0))","v":"HV"}]
[null,1881,1977,"Wood Untreated Dressed","Serviceable","Class 1",0,"lv",1030,2020,120,"No",false,10,{"$f":"INDEX(Lists!$B$32:$B$40, MATCH(YEAR(TODAY())-C1005, Lists!$C$32:$C$40,1))","v":"41-50"},327.85918276930443,{"$f":"INDEX(Data!$E$24:$E$47, MATCH(F1005&D1005, Data!$B$24:$B$47,0))","v":1.9964561142097742E-3},{"$f":"SUMPRODUCT((Data!$B$58:$B$60=Model!$F1005)*(Data!$C$57:$K$57=Model!$O1005)*(Data!$C$58:$K$60))","v":1.7977578417715214},102.02242158228478,1,{"$f":"IF(E1005<>\"Serviceable\",E1005,INDEX(Lists!$D$6:$D$8, MATCH(T1005,Lists!$C$6:$C$8,0)))","v":"Serviceable"},{"$f":"INDEX(Lists!$C$12:$C$26, MATCH(H1005, Lists!$B$12:$B$26,0))","v":"LV"}]
[null,1882,1966,"Wood Untreated Round","Serviceable","Class 3",0,"lv",818,2021,80,"No",false,10,{"$f":"INDEX(Lists!$B$32:$B$40, MATCH(YEAR(TODAY())-C1006, Lists!$C$32:$C$40,1))","v":"51-60"},260.37748689834081,{"$f":"INDEX(Data!$E$24:$E$47, MATCH(F1006&D1006, Data!$B$24:$B$47,0))","v":1.8301435406698563E-3},{"$f":"SUMPRODUCT((Data!$B$58:$B$60=Model!$F1006)*(Data!$C$57:$K$57=Model!$O1006)*(Data!$C$58:$K$60))","v":2.6564859251595059},53.43514074840494,2,{"$f":"IF(E1006<>\"Serviceable\",E1006,INDEX(Lists!$D$6:$D$8, MATCH(T1006,Lists!$C$6:$C$8,0)))","v":"Limited Life"},{"$f":"INDEX(Lists!$C$12:$C$26, MATCH(H1006, Lists!$B$12:$B$26,0))","v":"LV"}]
[null,1883,1972,"Wood Creos Impregnated","Serviceable","Class 3",0,"lv",900,2020,110,"No",false,10,{"$f":"INDEX(Lists!$B$32:$B$40, MATCH(YEAR(TODAY())-C1007, Lists!$C$32:$C$40,1))","v":"51-60"},286.47889756541161,{"$f":"INDEX(Data!$E$24:$E$47, MATCH(F1007&D1007, Data!$B$24:$B$47,0))","v":1.0684339161496522E-3},{"$f":"SUMPRODUCT((Data!$B$58:$B$60=Model!$F1007)*(Data!$C$57:$K$57=Model!$O1007)*(Data!$C$58:$K$60))","v":2.6564859251595059},83.435140748404933,1,{"$f":"IF(E1007<>\"Serviceable\",E1007,INDEX(Lists!$D$6:$D$8, MATCH(T1007,Lists!$C$6:$C$8,0)))","v":"Serviceable"},{"$f":"INDEX(Lists!$C$12:$C$26, MATCH(H1007, Lists!$B$12:$B$26,0))","v":"LV"}]
[null,1886,1974,"Wood Untreated Round","Serviceable","Class 1",0,"lv",930,2021,100,"No",false,10,{"$f":"INDEX(Lists!$B$32:$B$40, MATCH(YEAR(TODAY())-C1008, Lists!$C$32:$C$40,1))","v":"51-60"},296.02819415092534,{"$f":"INDEX(Data!$E$24:$E$47, MATCH(F1008&D1008, Data!$B$24:$B$47,0))","v":1.9964561142097742E-3},{"$f":"SUMPRODUCT((Data!$B$58:$B$60=Model!$F1008)*(Data!$C$57:$K$57=Model!$O1008)*(Data!$C$58:$K$60))","v":1.3557210085184006},86.44278991481599,1,{"$f":"IF(E1008<>\"Serviceable\",E1008,INDEX(Lists!$D$6:$D$8, MATCH(T1008,Lists!$C$6:$C$8,0)))","v":"Serviceable"},{"$f":"INDEX(Lists!$C$12:$C$26, MATCH(H1008, Lists!$B$12:$B$26,0))","v":"LV"}]
[null,1888,1966,"Wood Untreated Round","Serviceable","Class 3",0,"lv",911,2021,80,"No",false,10,{"$f":"INDEX(Lists!$B$32:$B$40, MATCH(YEAR(TODAY())-C1009, Lists!$C$32:$C$40,1))","v":"51-60"},289.98030631343329,{"$f":"INDEX(Data!$E$24:$E$47, MATCH(F1009&D1009, Data!$B$24:$B$47,0))","v":1.8301435406698563E-3},{"$f":"SUMPRODUCT((Data!$B$58:$B$60=Model!$F1009)*(Data!$C$57:$K$57=Model!$O1009)*(Data!$C$58:$K$60))","v":2.6564859251595059},53.43514074840494,2,{"$f":"IF(E1009<>\"Serviceable\",E1009,INDEX(Lists!$D$6:$D$8, MATCH(T1009,Lists!$C$6:$C$8,0)))","v":"Limited Life"},{"$f":"INDEX(Lists!$C$12:$C$26, MATCH(H1009, Lists!$B$12:$B$26,0))","v":"LV"}]
[null,1892,1958,"Wood Creos Impregnated","Serviceable","Class 3",0,"lv",760,2020,100,"No",false,10,{"$f":"INDEX(Lists!$B$32:$B$40, MATCH(YEAR(TODAY())-C1010, Lists!$C$32:$C$40,1))","v":"61-70"},241.91551349968091,{"$f":"INDEX(Data!$E$24:$E$47, MATCH(F1010&D1010, Data!$B$24:$B$47,0))","v":1.0684339161496522E-3},{"$f":"SUMPRODUCT((Data!$B$58:$B$60=Model!$F1010)*(Data!$C$57:$K$57=Model!$O1010)*(Data!$C$58:$K$60))","v":1.9802031311051838},80.197968688948166,1,{"$f":"IF(E1010<>\"Serviceable\",E1010,INDEX(Lists!$D$6:$D$8, MATCH(T1010,Lists!$C$6:$C$8,0)))","v":"Serviceable"},{"$f":"INDEX(Lists!$C$12:$C$26, MATCH(H1010, Lists!$B$12:$B$26,0))","v":"LV"}]
[null,1894,1964,"Wood Creos Impregnated","Serviceable","Class 3",0,"lv",1140,2020,110,"No",false,10,{"$f":"INDEX(Lists!$B$32:$B$40, MATCH(YEAR(TODAY())-C1011, Lists!$C$32:$C$40,1))","v":"61-70"},362.8732702495214,{"$f":"INDEX(Data!$E$24:$E$47, MATCH(F1011&D1011, Data!$B$24:$B$47,0))","v":1.0684339161496522E-3},{"$f":"SUMPRODUCT((Data!$B$58:$B$60=Model!$F1011)*(Data!$C$57:$K$57=Model!$O1011)*(Data!$C$58:$K$60))","v":1.9802031311051838},90.197968688948166,1,{"$f":"IF(E1011<>\"Serviceable\",E1011,INDEX(Lists!$D$6:$D$8, MATCH(T1011,Lists!$C$6:$C$8,0)))","v":"Serviceable"},{"$f":"INDEX(Lists!$C$12:$C$26, MATCH(H1011, Lists!$B$12:$B$26,0))","v":"LV"}]
[null,1895,1985,"Wood Untreated Dressed","Serviceable","Class 1",0,"lv/hv",930,2021,150,"No",false,10,{"$f":"INDEX(Lists!$B$32:$B$40, MATCH(YEAR(TODAY())-C1012, Lists!$C$32:$C$40,1))","v":"31-40"},296.02819415092534,{"$f":"INDEX(Data!$E$24:$E$47, MATCH(F1012&D1012, Data!$B$24:$B$47,0))","v":1.9964561142097742E-3},{"$f":"SUMPRODUCT((Data!$B$58:$B$60=Model!$F1012)*(Data!$C$57:$K$57=Model!$O1012)*(Data!$C$58:$K$60))","v":3.0038452968326621},119.96154703167338,1,{"$f":"IF(E1012<>\"Serviceable\",E1012,INDEX(Lists!$D$6:$D$8, MATCH(T1012,Lists!$C$6:$C$8,0)))","v":"Serviceable"},{"$f":"INDEX(Lists!$C$12:$C$26, MATCH(H1012, Lists!$B$12:$B$26,0))","v":"HV"}]
[null,1897,1982,"Wood Untreated Dressed","Serviceable","Class 1",0,"lv/hv",950,2021,150,"No",false,10,{"$f":"INDEX(Lists!$B$32:$B$40, MATCH(YEAR(TODAY())-C1013, Lists!$C$32:$C$40,1))","v":"41-50"},302.39439187460113,{"$f":"INDEX(Data!$E$24:$E$47, MATCH(F1013&D1013, Data!$B$24:$B$47,0))","v":1.9964561142097742E-3},{"$f":"SUMPRODUCT((Data!$B$58:$B$60=Model!$F1013)*(Data!$C$57:$K$57=Model!$O1013)*(Data!$C$58:$K$60))","v":1.7977578417715214},132.02242158228478,1,{"$f":"IF(E1013<>\"Serviceable\",E1013,INDEX(Lists!$D$6:$D$8, MATCH(T1013,Lists!$C$6:$C$8,0)))","v":"Serviceable"},{"$f":"INDEX(Lists!$C$12:$C$26, MATCH(H1013, Lists!$B$12:$B$26,0))","v":"HV"}]
[null,1898,1970,"Wood Creos Impregnated","Serviceable","Unknown",0,"lv/hv",1040,2020,100,"No",false,10,{"$f":"INDEX(Lists!$B$32:$B$40, MATCH(YEAR(TODAY())-C1014, Lists!$C$32:$C$40,1))","v":"51-60"},331.04228163114232,{"$f":"INDEX(Data!$E$24:$E$47, MATCH(F1014&D1014, Data!$B$24:$B$47,0))","v":1.0684339161496522E-3},{"$f":"SUMPRODUCT((Data!$B$58:$B$60=Model!$F1014)*(Data!$C$57:$K$57=Model!$O1014)*(Data!$C$58:$K$60))","v":0},100,1,{"$f":"IF(E1014<>\"Serviceable\",E1014,INDEX(Lists!$D$6:$D$8, MATCH(T1014,Lists!$C$6:$C$8,0)))","v":"Serviceable"},{"$f":"INDEX(Lists!$C$12:$C$26, MATCH(H1014, Lists!$B$12:$B$26,0))","v":"HV"}]
[null,1902,1970,"Wood Creos Impregnated","Serviceable","Class 2",0,"lv/hv",760,2020,100,"No",false,10,{"$f":"INDEX(Lists!$B$32:$B$40, MATCH(YEAR(TODAY())-C1015, Lists!$C$32:$C$40,1))","v":"51-60"},241.91551349968091,{"$f":"INDEX(Data!$E$24:$E$47, MATCH(F1015&D1015, Data!$B$24:$B$47,0))","v":1.6118836915297091E-3},{"$f":"SUMPRODUCT((Data!$B$58:$B$60=Model!$F1015)*(Data!$C$57:$K$57=Model!$O1015)*(Data!$C$58:$K$60))","v":2.6773548093458861},73.226451906541143,1,{"$f":"IF(E1015<>\"Serviceable\",E1015,INDEX(Lists!$D$6:$D$8, MATCH(T1015,Lists!$C$6:$C$8,0)))","v":"Serviceable"},{"$f":"INDEX(Lists!$C$12:$C$26, MATCH(H1015, Lists!$B$12:$B$26,0))","v":"HV"}]
[null,1903,1968,"Wood Creos Impregnated","Serviceable","Class 3",0,"lv",1030,2021,110,"No",false,10,{"$f":"INDEX(Lists!$B$32:$B$40, MATCH(YEAR(TODAY())-C1016, Lists!$C$32:$C$40,1))","v":"51-60"},327.85918276930443,{"$f":"INDEX(Data!$E$24:$E$47, MATCH(F1016&D1016, Data!$B$24:$B$47,0))","v":1.0684339161496522E-3},{"$f":"SUMPRODUCT((Data!$B$58:$B$60=Model!$F1016)*(Data!$C$57:$K$57=Model!$O1016)*(Data!$C$58:$K$60))","v":2.6564859251595059},83.435140748404933,1,{"$f":"IF(E1016<>\"Serviceable\",E1016,INDEX(Lists!$D$6:$D$8, MATCH(T1016,Lists!$C$6:$C$8,0)))","v":"Serviceable"},{"$f":"INDEX(Lists!$C$12:$C$26, MATCH(H1016, Lists!$B$12:$B$26,0))","v":"LV"}]
[null,1905,1983,"Wood Untreated Dressed","Serviceable","Class 1",0,"lv",880,2021,100,"No",false,10,{"$f":"INDEX(Lists!$B$32:$B$40, MATCH(YEAR(TODAY())-C1017, Lists!$C$32:$C$40,1))","v":"41-50"},280.11269984173578,{"$f":"INDEX(Data!$E$24:$E$47, MATCH(F1017&D1017, Data!$B$24:$B$47,0))","v":1.9964561142097742E-3},{"$f":"SUMPRODUCT((Data!$B$58:$B$60=Model!$F1017)*(Data!$C$57:$K$57=Model!$O1017)*(Data!$C$58:$K$60))","v":1.7977578417715214},82.022421582284778,1,{"$f":"IF(E1017<>\"Serviceable\",E1017,INDEX(Lists!$D$6:$D$8, MATCH(T1017,Lists!$C$6:$C$8,0)))","v":"Serviceable"},{"$f":"INDEX(Lists!$C$12:$C$26, MATCH(H1017, Lists!$B$12:$B$26,0))","v":"LV"}]
[null,1907,1987,"Wood Untreated Dressed","Serviceable","Class 1",0,"lv",930,2021,90,"No",false,10,{"$f":"INDEX(Lists!$B$32:$B$40, MATCH(YEAR(TODAY())-C1018, Lists!$C$32:$C$40,1))","v":"31-40"},296.02819415092534,{"$f":"INDEX(Data!$E$24:$E$47, MATCH(F1018&D1018, Data!$B$24:$B$47,0))","v":1.9964561142097742E-3},{"$f":"SUMPRODUCT((Data!$B$58:$B$60=Model!$F1018)*(Data!$C$57:$K$57=Model!$O1018)*(Data!$C$58:$K$60))","v":3.0038452968326621},59.961547031673376,1,{"$f":"IF(E1018<>\"Serviceable\",E1018,INDEX(Lists!$D$6:$D$8, MATCH(T1018,Lists!$C$6:$C$8,0)))","v":"Serviceable"},{"$f":"INDEX(Lists!$C$12:$C$26, MATCH(H1018, Lists!$B$12:$B$26,0))","v":"LV"}]
[null,1908,1970,"Wood Creos Impregnated","Serviceable","Class 3",0,"lv",1020,2020,110,"No",false,10,{"$f":"INDEX(Lists!$B$32:$B$40, MATCH(YEAR(TODAY())-C1019, Lists!$C$32:$C$40,1))","v":"51-60"},324.67608390746648,{"$f":"INDEX(Data!$E$24:$E$47, MATCH(F1019&D1019, Data!$B$24:$B$47,0))","v":1.0684339161496522E-3},{"$f":"SUMPRODUCT((Data!$B$58:$B$60=Model!$F1019)*(Data!$C$57:$K$57=Model!$O1019)*(Data!$C$58:$K$60))","v":2.6564859251595059},83.435140748404933,1,{"$f":"IF(E1019<>\"Serviceable\",E1019,INDEX(Lists!$D$6:$D$8, MATCH(T1019,Lists!$C$6:$C$8,0)))","v":"Serviceable"},{"$f":"INDEX(Lists!$C$12:$C$26, MATCH(H1019, Lists!$B$12:$B$26,0))","v":"LV"}]
[null,1914,1972,"Wood Creos Impregnated","Serviceable","Class 1",0,"lv/hv",942,2020,100,"No",false,10,{"$f":"INDEX(Lists!$B$32:$B$40, MATCH(YEAR(TODAY())-C1020, Lists!$C$32:$C$40,1))","v":"51-60"},299.8479127851308,{"$f":"INDEX(Data!$E$24:$E$47, MATCH(F1020&D1020, Data!$B$24:$B$47,0))","v":9.9474993092014377E-4},{"$f":"SUMPRODUCT((Data!$B$58:$B$60=Model!$F1020)*(Data!$C$57:$K$57=Model!$O1020)*(Data!$C$58:$K$60))","v":1.3557210085184006},86.44278991481599,1,{"$f":"IF(E1020<>\"Serviceable\",E1020,INDEX(Lists!$D$6:$D$8, MATCH(T1020,Lists!$C$6:$C$8,0)))","v":"Serviceable"},{"$f":"INDEX(Lists!$C$12:$C$26, MATCH(H1020, Lists!$B$12:$B$26,0))","v":"HV"}]
[null,1915,1967,"Wood Creos Impregnated","Serviceable","Class 3",0,"lv/hv",1000,2021,100,"No",false,10,{"$f":"INDEX(Lists!$B$32:$B$40, MATCH(YEAR(TODAY())-C1021, Lists!$C$32:$C$40,1))","v":"51-60"},318.3098861837907,{"$f":"INDEX(Data!$E$24:$E$47, MATCH(F1021&D1021, Data!$B$24:$B$47,0))","v":1.0684339161496522E-3},{"$f":"SUMPRODUCT((Data!$B$58:$B$60=Model!$F1021)*(Data!$C$57:$K$57=Model!$O1021)*(Data!$C$58:$K$60))","v":2.6564859251595059},73.435140748404933,1,{"$f":"IF(E1021<>\"Serviceable\",E1021,INDEX(Lists!$D$6:$D$8, MATCH(T1021,Lists!$C$6:$C$8,0)))","v":"Serviceable"},{"$f":"INDEX(Lists!$C$12:$C$26, MATCH(H1021, Lists!$B$12:$B$26,0))","v":"HV"}]
[null,1917,1983,"Wood Untreated Dressed","Serviceable","Class 1",0,"lv",950,2021,100,"No",false,10,{"$f":"INDEX(Lists!$B$32:$B$40, MATCH(YEAR(TODAY())-C1022, Lists!$C$32:$C$40,1))","v":"41-50"},302.39439187460113,{"$f":"INDEX(Data!$E$24:$E$47, MATCH(F1022&D1022, Data!$B$24:$B$47,0))","v":1.9964561142097742E-3},{"$f":"SUMPRODUCT((Data!$B$58:$B$60=Model!$F1022)*(Data!$C$57:$K$57=Model!$O1022)*(Data!$C$58:$K$60))","v":1.7977578417715214},82.022421582284778,1,{"$f":"IF(E1022<>\"Serviceable\",E1022,INDEX(Lists!$D$6:$D$8, MATCH(T1022,Lists!$C$6:$C$8,0)))","v":"Serviceable"},{"$f":"INDEX(Lists!$C$12:$C$26, MATCH(H1022, Lists!$B$12:$B$26,0))","v":"LV"}]
[null,1919,1983,"Wood Untreated Dressed","Serviceable","Class 1",0,"lv",880,2021,100,"No",false,10,{"$f":"INDEX(Lists!$B$32:$B$40, MATCH(YEAR(TODAY())-C1023, Lists!$C$32:$C$40,1))","v":"41-50"},280.11269984173578,{"$f":"INDEX(Data!$E$24:$E$47, MATCH(F1023&D1023, Data!$B$24:$B$47,0))","v":1.9964561142097742E-3},{"$f":"SUMPRODUCT((Data!$B$58:$B$60=Model!$F1023)*(Data!$C$57:$K$57=Model!$O1023)*(Data!$C$58:$K$60))","v":1.7977578417715214},82.022421582284778,1,{"$f":"IF(E1023<>\"Serviceable\",E1023,INDEX(Lists!$D$6:$D$8, MATCH(T1023,Lists!$C$6:$C$8,0)))","v":"Serviceable"},{"$f":"INDEX(Lists!$C$12:$C$26, MATCH(H1023, Lists!$B$12:$B$26,0))","v":"LV"}]
[null,1920,1966,"Wood Creos Impregnated","Serviceable","Class 3",0,"lv",850,2020,90,"No",false,10,{"$f":"INDEX(Lists!$B$32:$B$40, MATCH(YEAR(TODAY())-C1024, Lists!$C$32:$C$40,1))","v":"51-60"},270.5634032562221,{"$f":"INDEX(Data!$E$24:$E$47, MATCH(F1024&D1024, Data!$B$24:$B$47,0))","v":1.0684339161496522E-3},{"$f":"SUMPRODUCT((Data!$B$58:$B$60=Model!$F1024)*(Data!$C$57:$K$57=Model!$O1024)*(Data!$C$58:$K$60))","v":2.6564859251595059},63.43514074840494,2,{"$f":"IF(E1024<>\"Serviceable\",E1024,INDEX(Lists!$D$6:$D$8, MATCH(T1024,Lists!$C$6:$C$8,0)))","v":"Limited Life"},{"$f":"INDEX(Lists!$C$12:$C$26, MATCH(H1024, Lists!$B$12:$B$26,0))","v":"LV"}]
[null,1921,1983,"Wood Untreated Dressed","Serviceable","Class 1",0,"lv",930,2021,130,"No",false,10,{"$f":"INDEX(Lists!$B$32:$B$40, MATCH(YEAR(TODAY())-C1025, Lists!$C$32:$C$40,1))","v":"41-50"},296.02819415092534,{"$f":"INDEX(Data!$E$24:$E$47, MATCH(F1025&D1025, Data!$B$24:$B$47,0))","v":1.9964561142097742E-3},{"$f":"SUMPRODUCT((Data!$B$58:$B$60=Model!$F1025)*(Data!$C$57:$K$57=Model!$O1025)*(Data!$C$58:$K$60))","v":1.7977578417715214},112.02242158228478,1,{"$f":"IF(E1025<>\"Serviceable\",E1025,INDEX(Lists!$D$6:$D$8, MATCH(T1025,Lists!$C$6:$C$8,0)))","v":"Serviceable"},{"$f":"INDEX(Lists!$C$12:$C$26, MATCH(H1025, Lists!$B$12:$B$26,0))","v":"LV"}]
[null,1922,1955,"Wood Untreated Round","Serviceable","Class 1",0,"lv",810,2020,100,"No",false,10,{"$f":"INDEX(Lists!$B$32:$B$40, MATCH(YEAR(TODAY())-C1026, Lists!$C$32:$C$40,1))","v":"61-70"},257.83100780887048,{"$f":"INDEX(Data!$E$24:$E$47, MATCH(F1026&D1026, Data!$B$24:$B$47,0))","v":1.9964561142097742E-3},{"$f":"SUMPRODUCT((Data!$B$58:$B$60=Model!$F1026)*(Data!$C$57:$K$57=Model!$O1026)*(Data!$C$58:$K$60))","v":2.3795837981601728},76.204162018398279,1,{"$f":"IF(E1026<>\"Serviceable\",E1026,INDEX(Lists!$D$6:$D$8, MATCH(T1026,Lists!$C$6:$C$8,0)))","v":"Serviceable"},{"$f":"INDEX(Lists!$C$12:$C$26, MATCH(H1026, Lists!$B$12:$B$26,0))","v":"LV"}]
[null,1928,1958,"Wood Creos Impregnated","Serviceable","Class 3",0,"lv",1130,2020,120,"No",false,10,{"$f":"INDEX(Lists!$B$32:$B$40, MATCH(YEAR(TODAY())-C1027, Lists!$C$32:$C$40,1))","v":"61-70"},359.69017138768345,{"$f":"INDEX(Data!$E$24:$E$47, MATCH(F1027&D1027, Data!$B$24:$B$47,0))","v":1.0684339161496522E-3},{"$f":"SUMPRODUCT((Data!$B$58:$B$60=Model!$F1027)*(Data!$C$57:$K$57=Model!$O1027)*(Data!$C$58:$K$60))","v":1.9802031311051838},100.19796868894817,1,{"$f":"IF(E1027<>\"Serviceable\",E1027,INDEX(Lists!$D$6:$D$8, MATCH(T1027,Lists!$C$6:$C$8,0)))","v":"Serviceable"},{"$f":"INDEX(Lists!$C$12:$C$26, MATCH(H1027, Lists!$B$12:$B$26,0))","v":"LV"}]
[null,1929,1983,"Wood Untreated Dressed","Serviceable","Class 1",0,"lv",940,2021,100,"No",false,10,{"$f":"INDEX(Lists!$B$32:$B$40, MATCH(YEAR(TODAY())-C1028, Lists!$C$32:$C$40,1))","v":"41-50"},299.21129301276324,{"$f":"INDEX(Data!$E$24:$E$47, MATCH(F1028&D1028, Data!$B$24:$B$47,0))","v":1.9964561142097742E-3},{"$f":"SUMPRODUCT((Data!$B$58:$B$60=Model!$F1028)*(Data!$C$57:$K$57=Model!$O1028)*(Data!$C$58:$K$60))","v":1.7977578417715214},82.022421582284778,1,{"$f":"IF(E1028<>\"Serviceable\",E1028,INDEX(Lists!$D$6:$D$8, MATCH(T1028,Lists!$C$6:$C$8,0)))","v":"Serviceable"},{"$f":"INDEX(Lists!$C$12:$C$26, MATCH(H1028, Lists!$B$12:$B$26,0))","v":"LV"}]
[null,1931,1971,"Wood Creos Impregnated","Serviceable","Class 3",0,"lv",880,2021,100,"No",false,10,{"$f":"INDEX(Lists!$B$32:$B$40, MATCH(YEAR(TODAY())-C1029, Lists!$C$32:$C$40,1))","v":"51-60"},280.11269984173578,{"$f":"INDEX(Data!$E$24:$E$47, MATCH(F1029&D1029, Data!$B$24:$B$47,0))","v":1.0684339161496522E-3},{"$f":"SUMPRODUCT((Data!$B$58:$B$60=Model!$F1029)*(Data!$C$57:$K$57=Model!$O1029)*(Data!$C$58:$K$60))","v":2.6564859251595059},73.435140748404933,1,{"$f":"IF(E1029<>\"Serviceable\",E1029,INDEX(Lists!$D$6:$D$8, MATCH(T1029,Lists!$C$6:$C$8,0)))","v":"Serviceable"},{"$f":"INDEX(Lists!$C$12:$C$26, MATCH(H1029, Lists!$B$12:$B$26,0))","v":"LV"}]
[null,1937,1986,"Wood Untreated Dressed","Serviceable","Class 1",0,"lv",890,2020,130,"No",false,10,{"$f":"INDEX(Lists!$B$32:$B$40, MATCH(YEAR(TODAY())-C1030, Lists!$C$32:$C$40,1))","v":"31-40"},283.29579870357372,{"$f":"INDEX(Data!$E$24:$E$47, MATCH(F1030&D1030, Data!$B$24:$B$47,0))","v":1.9964561142097742E-3},{"$f":"SUMPRODUCT((Data!$B$58:$B$60=Model!$F1030)*(Data!$C$57:$K$57=Model!$O1030)*(Data!$C$58:$K$60))","v":3.0038452968326621},99.961547031673376,1,{"$f":"IF(E1030<>\"Serviceable\",E1030,INDEX(Lists!$D$6:$D$8, MATCH(T1030,Lists!$C$6:$C$8,0)))","v":"Serviceable"},{"$f":"INDEX(Lists!$C$12:$C$26, MATCH(H1030, Lists!$B$12:$B$26,0))","v":"LV"}]
[null,1938,1990,"Wood Untreated Dressed","Serviceable","Class 1",0,"lv/hv",1060,2021,150,"No",false,10,{"$f":"INDEX(Lists!$B$32:$B$40, MATCH(YEAR(TODAY())-C1031, Lists!$C$32:$C$40,1))","v":"31-40"},337.4084793548181,{"$f":"INDEX(Data!$E$24:$E$47, MATCH(F1031&D1031, Data!$B$24:$B$47,0))","v":1.9964561142097742E-3},{"$f":"SUMPRODUCT((Data!$B$58:$B$60=Model!$F1031)*(Data!$C$57:$K$57=Model!$O1031)*(Data!$C$58:$K$60))","v":3.0038452968326621},119.96154703167338,1,{"$f":"IF(E1031<>\"Serviceable\",E1031,INDEX(Lists!$D$6:$D$8, MATCH(T1031,Lists!$C$6:$C$8,0)))","v":"Serviceable"},{"$f":"INDEX(Lists!$C$12:$C$26, MATCH(H1031, Lists!$B$12:$B$26,0))","v":"HV"}]
[null,1941,1975,"Wood Creos Impregnated","Serviceable","Class 2",0,"lv",830,2020,90,"No",false,{"$f":"IF(L1032=\"No\",ROUND((End_year-J1032)/5,0)*5,ROUND((End_year-J1032)/3,0)*3)","v":10},{"$f":"INDEX(Lists!$B$32:$B$40, MATCH(YEAR(TODAY())-C1032, Lists!$C$32:$C$40,1))","v":"41-50"},264.19720553254626,{"$f":"INDEX(Data!$E$24:$E$47, MATCH(F1032&D1032, Data!$B$24:$B$47,0))","v":1.6118836915297091E-3},{"$f":"SUMPRODUCT((Data!$B$58:$B$60=Model!$F1032)*(Data!$C$57:$K$57=Model!$O1032)*(Data!$C$58:$K$60))","v":3.126815166746074},{"$f":"IF(IF(K1032>=700,999,(K1032-R1032*N1032))<0,0,IF(K1032>=700,999,(K1032-R1032*N1032)))","v":58.731848332539258},{"$f":"IF(S1032<30,3,IF(AND(F1032=\"Class 1\",S1032<50),2,IF(AND(F1032=\"Class 1\",S1032>=50),1,IF(S1032<70,2,1))))","v":2},{"$f":"IF(E1032<>\"Serviceable\",E1032,INDEX(Lists!$D$6:$D$8, MATCH(T1032,Lists!$C$6:$C$8,0)))","v":"Limited Life"},{"$f":"INDEX(Lists!$C$12:$C$26, MATCH(H1032, Lists!$B$12:$B$26,0))","v":"LV"}]
[null,1942,1960,"Wood Creos Impregnated","Serviceable","Class 3",0,"lv",1150,2021,100,"No",{"$f":"IF(G1033=0,FALSE,TRUE)","v":false},10,{"$f":"INDEX(Lists!$B$32:$B$40, MATCH(YEAR(TODAY())-C1033, Lists!$C$32:$C$40,1))","v":"61-70"},{"$f":"I1033/PI()","v":366.05636911135929},{"$f":"INDEX(Data!$E$24:$E$47, MATCH(F1033&D1033, Data!$B$24:$B$47,0))","v":1.0684339161496522E-3},{"$f":"SUMPRODUCT((Data!$B$58:$B$60=Model!$F1033)*(Data!$C$57:$K$57=Model!$O1033)*(Data!$C$58:$K$60))","v":1.9802031311051838},80.197968688948166,1,{"$f":"IF(E1033<>\"Serviceable\",E1033,INDEX(Lists!$D$6:$D$8, MATCH(T1033,Lists!$C$6:$C$8,0)))","v":"Serviceable"},{"$f":"INDEX(Lists!$C$12:$C$26, MATCH(H1033, Lists!$B$12:$B$26,0))","v":"LV"}]
[null,1944,1988,"Wood Untreated Dressed","Serviceable","Class 1",0,"lv/hv",1240,2021,100,"No",false,10,{"$f":"INDEX(Lists!$B$32:$B$40, MATCH(YEAR(TODAY())-C1034, Lists!$C$32:$C$40,1))","v":"31-40"},394.70425886790042,{"$f":"INDEX(Data!$E$24:$E$47, MATCH(F1034&D1034, Data!$B$24:$B$47,0))","v":1.9964561142097742E-3},{"$f":"SUMPRODUCT((Data!$B$58:$B$60=Model!$F1034)*(Data!$C$57:$K$57=Model!$O1034)*(Data!$C$58:$K$60))","v":3.0038452968326621},69.961547031673376,1,{"$f":"IF(E1034<>\"Serviceable\",E1034,INDEX(Lists!$D$6:$D$8, MATCH(T1034,Lists!$C$6:$C$8,0)))","v":"Serviceable"},{"$f":"INDEX(Lists!$C$12:$C$26, MATCH(H1034, Lists!$B$12:$B$26,0))","v":"HV"}]
[null,1946,1969,"Wood Creos Impregnated","Serviceable","Class 3",0,"lv/hv",950,2021,100,"No",false,10,{"$f":"INDEX(Lists!$B$32:$B$40, MATCH(YEAR(TODAY())-C1035, Lists!$C$32:$C$40,1))","v":"51-60"},302.39439187460113,{"$f":"INDEX(Data!$E$24:$E$47, MATCH(F1035&D1035, Data!$B$24:$B$47,0))","v":1.0684339161496522E-3},{"$f":"SUMPRODUCT((Data!$B$58:$B$60=Model!$F1035)*(Data!$C$57:$K$57=Model!$O1035)*(Data!$C$58:$K$60))","v":2.6564859251595059},73.435140748404933,1,{"$f":"IF(E1035<>\"Serviceable\",E1035,INDEX(Lists!$D$6:$D$8, MATCH(T1035,Lists!$C$6:$C$8,0)))","v":"Serviceable"},{"$f":"INDEX(Lists!$C$12:$C$26, MATCH(H1035, Lists!$B$12:$B$26,0))","v":"HV"}]
[null,1949,1983,"Wood Untreated Dressed","Serviceable","Class 1",0,"lv/hv",1030,2023,110,"No",false,10,{"$f":"INDEX(Lists!$B$32:$B$40, MATCH(YEAR(TODAY())-C1036, Lists!$C$32:$C$40,1))","v":"41-50"},327.85918276930443,{"$f":"INDEX(Data!$E$24:$E$47, MATCH(F1036&D1036, Data!$B$24:$B$47,0))","v":1.9964561142097742E-3},{"$f":"SUMPRODUCT((Data!$B$58:$B$60=Model!$F1036)*(Data!$C$57:$K$57=Model!$O1036)*(Data!$C$58:$K$60))","v":1.7977578417715214},92.022421582284778,1,{"$f":"IF(E1036<>\"Serviceable\",E1036,INDEX(Lists!$D$6:$D$8, MATCH(T1036,Lists!$C$6:$C$8,0)))","v":"Serviceable"},{"$f":"INDEX(Lists!$C$12:$C$26, MATCH(H1036, Lists!$B$12:$B$26,0))","v":"HV"}]
[null,1951,1984,"Wood Untreated Dressed","Serviceable","Class 1",0,"lv/hv",1050,2023,100,"No",false,10,{"$f":"INDEX(Lists!$B$32:$B$40, MATCH(YEAR(TODAY())-C1037, Lists!$C$32:$C$40,1))","v":"41-50"},334.22538049298021,{"$f":"INDEX(Data!$E$24:$E$47, MATCH(F1037&D1037, Data!$B$24:$B$47,0))","v":1.9964561142097742E-3},{"$f":"SUMPRODUCT((Data!$B$58:$B$60=Model!$F1037)*(Data!$C$57:$K$57=Model!$O1037)*(Data!$C$58:$K$60))","v":1.7977578417715214},82.022421582284778,1,{"$f":"IF(E1037<>\"Serviceable\",E1037,INDEX(Lists!$D$6:$D$8, MATCH(T1037,Lists!$C$6:$C$8,0)))","v":"Serviceable"},{"$f":"INDEX(Lists!$C$12:$C$26, MATCH(H1037, Lists!$B$12:$B$26,0))","v":"HV"}]
[null,1954,1990,"Wood Untreated Dressed","Serviceable","Class 1",0,"lv/hv",1150,2021,150,"No",false,10,{"$f":"INDEX(Lists!$B$32:$B$40, MATCH(YEAR(TODAY())-C1038, Lists!$C$32:$C$40,1))","v":"31-40"},366.05636911135929,{"$f":"INDEX(Data!$E$24:$E$47, MATCH(F1038&D1038, Data!$B$24:$B$47,0))","v":1.9964561142097742E-3},{"$f":"SUMPRODUCT((Data!$B$58:$B$60=Model!$F1038)*(Data!$C$57:$K$57=Model!$O1038)*(Data!$C$58:$K$60))","v":3.0038452968326621},119.96154703167338,1,{"$f":"IF(E1038<>\"Serviceable\",E1038,INDEX(Lists!$D$6:$D$8, MATCH(T1038,Lists!$C$6:$C$8,0)))","v":"Serviceable"},{"$f":"INDEX(Lists!$C$12:$C$26, MATCH(H1038, Lists!$B$12:$B$26,0))","v":"HV"}]
[null,1955,1964,"Wood Creos Impregnated","Serviceable","Class 2",0,"lv/hv",911,2020,100,"No",false,10,{"$f":"INDEX(Lists!$B$32:$B$40, MATCH(YEAR(TODAY())-C1039, Lists!$C$32:$C$40,1))","v":"61-70"},289.98030631343329,{"$f":"INDEX(Data!$E$24:$E$47, MATCH(F1039&D1039, Data!$B$24:$B$47,0))","v":1.6118836915297091E-3},{"$f":"SUMPRODUCT((Data!$B$58:$B$60=Model!$F1039)*(Data!$C$57:$K$57=Model!$O1039)*(Data!$C$58:$K$60))","v":2.227481027604485},77.725189723955154,1,{"$f":"IF(E1039<>\"Serviceable\",E1039,INDEX(Lists!$D$6:$D$8, MATCH(T1039,Lists!$C$6:$C$8,0)))","v":"Serviceable"},{"$f":"INDEX(Lists!$C$12:$C$26, MATCH(H1039, Lists!$B$12:$B$26,0))","v":"HV"}]
[null,1957,1972,"Wood Creos Impregnated","Serviceable","Class 1",0,"lv/hv",911,2020,120,"No",false,10,{"$f":"INDEX(Lists!$B$32:$B$40, MATCH(YEAR(TODAY())-C1040, Lists!$C$32:$C$40,1))","v":"51-60"},289.98030631343329,{"$f":"INDEX(Data!$E$24:$E$47, MATCH(F1040&D1040, Data!$B$24:$B$47,0))","v":9.9474993092014377E-4},{"$f":"SUMPRODUCT((Data!$B$58:$B$60=Model!$F1040)*(Data!$C$57:$K$57=Model!$O1040)*(Data!$C$58:$K$60))","v":1.3557210085184006},106.44278991481599,1,{"$f":"IF(E1040<>\"Serviceable\",E1040,INDEX(Lists!$D$6:$D$8, MATCH(T1040,Lists!$C$6:$C$8,0)))","v":"Serviceable"},{"$f":"INDEX(Lists!$C$12:$C$26, MATCH(H1040, Lists!$B$12:$B$26,0))","v":"HV"}]
[null,1958,1960,"Wood Creos Impregnated","Serviceable","Class 3",0,"lv",880,2022,90,"No",false,10,{"$f":"INDEX(Lists!$B$32:$B$40, MATCH(YEAR(TODAY())-C1041, Lists!$C$32:$C$40,1))","v":"61-70"},280.11269984173578,{"$f":"INDEX(Data!$E$24:$E$47, MATCH(F1041&D1041, Data!$B$24:$B$47,0))","v":1.0684339161496522E-3},{"$f":"SUMPRODUCT((Data!$B$58:$B$60=Model!$F1041)*(Data!$C$57:$K$57=Model!$O1041)*(Data!$C$58:$K$60))","v":1.9802031311051838},70.197968688948166,1,{"$f":"IF(E1041<>\"Serviceable\",E1041,INDEX(Lists!$D$6:$D$8, MATCH(T1041,Lists!$C$6:$C$8,0)))","v":"Serviceable"},{"$f":"INDEX(Lists!$C$12:$C$26, MATCH(H1041, Lists!$B$12:$B$26,0))","v":"LV"}]
[null,1961,1978,"Wood Untreated Dressed","Serviceable","Class 1",0,"lv",942,2023,110,"No",false,10,{"$f":"INDEX(Lists!$B$32:$B$40, MATCH(YEAR(TODAY())-C1042, Lists!$C$32:$C$40,1))","v":"41-50"},299.8479127851308,{"$f":"INDEX(Data!$E$24:$E$47, MATCH(F1042&D1042, Data!$B$24:$B$47,0))","v":1.9964561142097742E-3},{"$f":"SUMPRODUCT((Data!$B$58:$B$60=Model!$F1042)*(Data!$C$57:$K$57=Model!$O1042)*(Data!$C$58:$K$60))","v":1.7977578417715214},92.022421582284778,1,{"$f":"IF(E1042<>\"Serviceable\",E1042,INDEX(Lists!$D$6:$D$8, MATCH(T1042,Lists!$C$6:$C$8,0)))","v":"Serviceable"},{"$f":"INDEX(Lists!$C$12:$C$26, MATCH(H1042, Lists!$B$12:$B$26,0))","v":"LV"}]
[null,1962,1971,"Wood Creos Impregnated","Serviceable","Class 3",0,"lv",1030,2022,90,"No",false,10,{"$f":"INDEX(Lists!$B$32:$B$40, MATCH(YEAR(TODAY())-C1043, Lists!$C$32:$C$40,1))","v":"51-60"},327.85918276930443,{"$f":"INDEX(Data!$E$24:$E$47, MATCH(F1043&D1043, Data!$B$24:$B$47,0))","v":1.0684339161496522E-3},{"$f":"SUMPRODUCT((Data!$B$58:$B$60=Model!$F1043)*(Data!$C$57:$K$57=Model!$O1043)*(Data!$C$58:$K$60))","v":2.6564859251595059},63.43514074840494,2,{"$f":"IF(E1043<>\"Serviceable\",E1043,INDEX(Lists!$D$6:$D$8, MATCH(T1043,Lists!$C$6:$C$8,0)))","v":"Limited Life"},{"$f":"INDEX(Lists!$C$12:$C$26, MATCH(H1043, Lists!$B$12:$B$26,0))","v":"LV"}]
[null,1964,1971,"Wood Creos Impregnated","Serviceable","Class 3",0,"lv",1140,2022,100,"No",false,10,{"$f":"INDEX(Lists!$B$32:$B$40, MATCH(YEAR(TODAY())-C1044, Lists!$C$32:$C$40,1))","v":"51-60"},362.8732702495214,{"$f":"INDEX(Data!$E$24:$E$47, MATCH(F1044&D1044, Data!$B$24:$B$47,0))","v":1.0684339161496522E-3},{"$f":"SUMPRODUCT((Data!$B$58:$B$60=Model!$F1044)*(Data!$C$57:$K$57=Model!$O1044)*(Data!$C$58:$K$60))","v":2.6564859251595059},73.435140748404933,1,{"$f":"IF(E1044<>\"Serviceable\",E1044,INDEX(Lists!$D$6:$D$8, MATCH(T1044,Lists!$C$6:$C$8,0)))","v":"Serviceable"},{"$f":"INDEX(Lists!$C$12:$C$26, MATCH(H1044, Lists!$B$12:$B$26,0))","v":"LV"}]
[null,1965,1982,"Wood Untreated Dressed","Serviceable","Class 1",0,"lv/hv",870,2023,110,"No",false,10,{"$f":"INDEX(Lists!$B$32:$B$40, MATCH(YEAR(TODAY())-C1045, Lists!$C$32:$C$40,1))","v":"41-50"},276.92960097989788,{"$f":"INDEX(Data!$E$24:$E$47, MATCH(F1045&D1045, Data!$B$24:$B$47,0))","v":1.9964561142097742E-3},{"$f":"SUMPRODUCT((Data!$B$58:$B$60=Model!$F1045)*(Data!$C$57:$K$57=Model!$O1045)*(Data!$C$58:$K$60))","v":1.7977578417715214},92.022421582284778,1,{"$f":"IF(E1045<>\"Serviceable\",E1045,INDEX(Lists!$D$6:$D$8, MATCH(T1045,Lists!$C$6:$C$8,0)))","v":"Serviceable"},{"$f":"INDEX(Lists!$C$12:$C$26, MATCH(H1045, Lists!$B$12:$B$26,0))","v":"HV"}]
[null,1971,1967,"Wood Creos Impregnated","Serviceable","Class 3",0,"lv/hv",942,2023,90,"No",false,10,{"$f":"INDEX(Lists!$B$32:$B$40, MATCH(YEAR(TODAY())-C1046, Lists!$C$32:$C$40,1))","v":"51-60"},299.8479127851308,{"$f":"INDEX(Data!$E$24:$E$47, MATCH(F1046&D1046, Data!$B$24:$B$47,0))","v":1.0684339161496522E-3},{"$f":"SUMPRODUCT((Data!$B$58:$B$60=Model!$F1046)*(Data!$C$57:$K$57=Model!$O1046)*(Data!$C$58:$K$60))","v":2.6564859251595059},63.43514074840494,2,{"$f":"IF(E1046<>\"Serviceable\",E1046,INDEX(Lists!$D$6:$D$8, MATCH(T1046,Lists!$C$6:$C$8,0)))","v":"Limited Life"},{"$f":"INDEX(Lists!$C$12:$C$26, MATCH(H1046, Lists!$B$12:$B$26,0))","v":"HV"}]
[null,1972,1969,"Wood Creos Impregnated","Serviceable","Class 3",0,"lv/future hv",940,2022,90,"No",false,10,{"$f":"INDEX(Lists!$B$32:$B$40, MATCH(YEAR(TODAY())-C1047, Lists!$C$32:$C$40,1))","v":"51-60"},299.21129301276324,{"$f":"INDEX(Data!$E$24:$E$47, MATCH(F1047&D1047, Data!$B$24:$B$47,0))","v":1.0684339161496522E-3},{"$f":"SUMPRODUCT((Data!$B$58:$B$60=Model!$F1047)*(Data!$C$57:$K$57=Model!$O1047)*(Data!$C$58:$K$60))","v":2.6564859251595059},63.43514074840494,2,{"$f":"IF(E1047<>\"Serviceable\",E1047,INDEX(Lists!$D$6:$D$8, MATCH(T1047,Lists!$C$6:$C$8,0)))","v":"Limited Life"},{"$f":"INDEX(Lists!$C$12:$C$26, MATCH(H1047, Lists!$B$12:$B$26,0))","v":"LV"}]
[null,1973,1969,"Wood Creos Impregnated","Serviceable","Class 3",0,"lv/hv",1070,2023,80,"No",false,10,{"$f":"INDEX(Lists!$B$32:$B$40, MATCH(YEAR(TODAY())-C1048, Lists!$C$32:$C$40,1))","v":"51-60"},340.59157821665605,{"$f":"INDEX(Data!$E$24:$E$47, MATCH(F1048&D1048, Data!$B$24:$B$47,0))","v":1.0684339161496522E-3},{"$f":"SUMPRODUCT((Data!$B$58:$B$60=Model!$F1048)*(Data!$C$57:$K$57=Model!$O1048)*(Data!$C$58:$K$60))","v":2.6564859251595059},53.43514074840494,2,{"$f":"IF(E1048<>\"Serviceable\",E1048,INDEX(Lists!$D$6:$D$8, MATCH(T1048,Lists!$C$6:$C$8,0)))","v":"Limited Life"},{"$f":"INDEX(Lists!$C$12:$C$26, MATCH(H1048, Lists!$B$12:$B$26,0))","v":"HV"}]
[null,1974,1968,"Wood Creos Impregnated","Serviceable","Class 2",0,"lv/hv",1000,2021,150,"No",false,10,{"$f":"INDEX(Lists!$B$32:$B$40, MATCH(YEAR(TODAY())-C1049, Lists!$C$32:$C$40,1))","v":"51-60"},318.3098861837907,{"$f":"INDEX(Data!$E$24:$E$47, MATCH(F1049&D1049, Data!$B$24:$B$47,0))","v":1.6118836915297091E-3},{"$f":"SUMPRODUCT((Data!$B$58:$B$60=Model!$F1049)*(Data!$C$57:$K$57=Model!$O1049)*(Data!$C$58:$K$60))","v":2.6773548093458861},123.22645190654114,1,{"$f":"IF(E1049<>\"Serviceable\",E1049,INDEX(Lists!$D$6:$D$8, MATCH(T1049,Lists!$C$6:$C$8,0)))","v":"Serviceable"},{"$f":"INDEX(Lists!$C$12:$C$26, MATCH(H1049, Lists!$B$12:$B$26,0))","v":"HV"}]
[null,1975,1968,"Wood Creos Impregnated","Serviceable","Class 3",0,"lv/hv",940,2023,70,"No",false,10,{"$f":"INDEX(Lists!$B$32:$B$40, MATCH(YEAR(TODAY())-C1050, Lists!$C$32:$C$40,1))","v":"51-60"},299.21129301276324,{"$f":"INDEX(Data!$E$24:$E$47, MATCH(F1050&D1050, Data!$B$24:$B$47,0))","v":1.0684339161496522E-3},{"$f":"SUMPRODUCT((Data!$B$58:$B$60=Model!$F1050)*(Data!$C$57:$K$57=Model!$O1050)*(Data!$C$58:$K$60))","v":2.6564859251595059},43.43514074840494,2,{"$f":"IF(E1050<>\"Serviceable\",E1050,INDEX(Lists!$D$6:$D$8, MATCH(T1050,Lists!$C$6:$C$8,0)))","v":"Limited Life"},{"$f":"INDEX(Lists!$C$12:$C$26, MATCH(H1050, Lists!$B$12:$B$26,0))","v":"HV"}]
[null,1977,1979,"Wood Untreated Dressed","Serviceable","Class 1",0,"lv",950,2023,100,"No",false,10,{"$f":"INDEX(Lists!$B$32:$B$40, MATCH(YEAR(TODAY())-C1051, Lists!$C$32:$C$40,1))","v":"41-50"},302.39439187460113,{"$f":"INDEX(Data!$E$24:$E$47, MATCH(F1051&D1051, Data!$B$24:$B$47,0))","v":1.9964561142097742E-3},{"$f":"SUMPRODUCT((Data!$B$58:$B$60=Model!$F1051)*(Data!$C$57:$K$57=Model!$O1051)*(Data!$C$58:$K$60))","v":1.7977578417715214},82.022421582284778,1,{"$f":"IF(E1051<>\"Serviceable\",E1051,INDEX(Lists!$D$6:$D$8, MATCH(T1051,Lists!$C$6:$C$8,0)))","v":"Serviceable"},{"$f":"INDEX(Lists!$C$12:$C$26, MATCH(H1051, Lists!$B$12:$B$26,0))","v":"LV"}]
[null,1978,1957,"Wood Untreated Dressed","Serviceable","Class 2",0,"lv",870,2021,70,"No",false,10,{"$f":"INDEX(Lists!$B$32:$B$40, MATCH(YEAR(TODAY())-C1052, Lists!$C$32:$C$40,1))","v":"61-70"},276.92960097989788,{"$f":"INDEX(Data!$E$24:$E$47, MATCH(F1052&D1052, Data!$B$24:$B$47,0))","v":2.1997700016428453E-3},{"$f":"SUMPRODUCT((Data!$B$58:$B$60=Model!$F1052)*(Data!$C$57:$K$57=Model!$O1052)*(Data!$C$58:$K$60))","v":2.227481027604485},47.725189723955154,2,{"$f":"IF(E1052<>\"Serviceable\",E1052,INDEX(Lists!$D$6:$D$8, MATCH(T1052,Lists!$C$6:$C$8,0)))","v":"Limited Life"},{"$f":"INDEX(Lists!$C$12:$C$26, MATCH(H1052, Lists!$B$12:$B$26,0))","v":"LV"}]
[null,1980,1983,"Wood Untreated Dressed","Serviceable","Class 1",0,"lv",950,2021,140,"No",false,10,{"$f":"INDEX(Lists!$B$32:$B$40, MATCH(YEAR(TODAY())-C1053, Lists!$C$32:$C$40,1))","v":"41-50"},302.39439187460113,{"$f":"INDEX(Data!$E$24:$E$47, MATCH(F1053&D1053, Data!$B$24:$B$47,0))","v":1.9964561142097742E-3},{"$f":"SUMPRODUCT((Data!$B$58:$B$60=Model!$F1053)*(Data!$C$57:$K$57=Model!$O1053)*(Data!$C$58:$K$60))","v":1.7977578417715214},122.02242158228478,1,{"$f":"IF(E1053<>\"Serviceable\",E1053,INDEX(Lists!$D$6:$D$8, MATCH(T1053,Lists!$C$6:$C$8,0)))","v":"Serviceable"},{"$f":"INDEX(Lists!$C$12:$C$26, MATCH(H1053, Lists!$B$12:$B$26,0))","v":"LV"}]
[null,1982,1968,"Wood Untreated Round","Serviceable","Class 2",0,"lv",848,2021,120,"No",false,10,{"$f":"INDEX(Lists!$B$32:$B$40, MATCH(YEAR(TODAY())-C1054, Lists!$C$32:$C$40,1))","v":"51-60"},269.92678348385448,{"$f":"INDEX(Data!$E$24:$E$47, MATCH(F1054&D1054, Data!$B$24:$B$47,0))","v":2.1997700016428453E-3},{"$f":"SUMPRODUCT((Data!$B$58:$B$60=Model!$F1054)*(Data!$C$57:$K$57=Model!$O1054)*(Data!$C$58:$K$60))","v":2.6773548093458861},93.226451906541143,1,{"$f":"IF(E1054<>\"Serviceable\",E1054,INDEX(Lists!$D$6:$D$8, MATCH(T1054,Lists!$C$6:$C$8,0)))","v":"Serviceable"},{"$f":"INDEX(Lists!$C$12:$C$26, MATCH(H1054, Lists!$B$12:$B$26,0))","v":"LV"}]
[null,1983,1968,"Wood Creos Impregnated","Serviceable","Class 3",0,"lv/hv",930,2023,80,"No",false,10,{"$f":"INDEX(Lists!$B$32:$B$40, MATCH(YEAR(TODAY())-C1055, Lists!$C$32:$C$40,1))","v":"51-60"},296.02819415092534,{"$f":"INDEX(Data!$E$24:$E$47, MATCH(F1055&D1055, Data!$B$24:$B$47,0))","v":1.0684339161496522E-3},{"$f":"SUMPRODUCT((Data!$B$58:$B$60=Model!$F1055)*(Data!$C$57:$K$57=Model!$O1055)*(Data!$C$58:$K$60))","v":2.6564859251595059},53.43514074840494,2,{"$f":"IF(E1055<>\"Serviceable\",E1055,INDEX(Lists!$D$6:$D$8, MATCH(T1055,Lists!$C$6:$C$8,0)))","v":"Limited Life"},{"$f":"INDEX(Lists!$C$12:$C$26, MATCH(H1055, Lists!$B$12:$B$26,0))","v":"HV"}]
[null,1984,1968,"Wood Untreated Round","Serviceable","Class 2",0,"lv",848,2021,100,"No",false,10,{"$f":"INDEX(Lists!$B$32:$B$40, MATCH(YEAR(TODAY())-C1056, Lists!$C$32:$C$40,1))","v":"51-60"},269.92678348385448,{"$f":"INDEX(Data!$E$24:$E$47, MATCH(F1056&D1056, Data!$B$24:$B$47,0))","v":2.1997700016428453E-3},{"$f":"SUMPRODUCT((Data!$B$58:$B$60=Model!$F1056)*(Data!$C$57:$K$57=Model!$O1056)*(Data!$C$58:$K$60))","v":2.6773548093458861},73.226451906541143,1,{"$f":"IF(E1056<>\"Serviceable\",E1056,INDEX(Lists!$D$6:$D$8, MATCH(T1056,Lists!$C$6:$C$8,0)))","v":"Serviceable"},{"$f":"INDEX(Lists!$C$12:$C$26, MATCH(H1056, Lists!$B$12:$B$26,0))","v":"LV"}]
[null,1985,1965,"Wood Creos Impregnated","Serviceable","Class 3",0,"lv/hv",1100,2023,90,"No",false,10,{"$f":"INDEX(Lists!$B$32:$B$40, MATCH(YEAR(TODAY())-C1057, Lists!$C$32:$C$40,1))","v":"51-60"},350.14087480216978,{"$f":"INDEX(Data!$E$24:$E$47, MATCH(F1057&D1057, Data!$B$24:$B$47,0))","v":1.0684339161496522E-3},{"$f":"SUMPRODUCT((Data!$B$58:$B$60=Model!$F1057)*(Data!$C$57:$K$57=Model!$O1057)*(Data!$C$58:$K$60))","v":2.6564859251595059},63.43514074840494,2,{"$f":"IF(E1057<>\"Serviceable\",E1057,INDEX(Lists!$D$6:$D$8, MATCH(T1057,Lists!$C$6:$C$8,0)))","v":"Limited Life"},{"$f":"INDEX(Lists!$C$12:$C$26, MATCH(H1057, Lists!$B$12:$B$26,0))","v":"HV"}]
[null,1991,1983,"Wood Untreated Dressed","Serviceable","Class 1",0,"lv/hv",1000,2023,120,"No",false,10,{"$f":"INDEX(Lists!$B$32:$B$40, MATCH(YEAR(TODAY())-C1058, Lists!$C$32:$C$40,1))","v":"41-50"},318.3098861837907,{"$f":"INDEX(Data!$E$24:$E$47, MATCH(F1058&D1058, Data!$B$24:$B$47,0))","v":1.9964561142097742E-3},{"$f":"SUMPRODUCT((Data!$B$58:$B$60=Model!$F1058)*(Data!$C$57:$K$57=Model!$O1058)*(Data!$C$58:$K$60))","v":1.7977578417715214},102.02242158228478,1,{"$f":"IF(E1058<>\"Serviceable\",E1058,INDEX(Lists!$D$6:$D$8, MATCH(T1058,Lists!$C$6:$C$8,0)))","v":"Serviceable"},{"$f":"INDEX(Lists!$C$12:$C$26, MATCH(H1058, Lists!$B$12:$B$26,0))","v":"HV"}]
[null,1994,1938,"Wood Untreated Dressed","Serviceable","Class 1",0,"lv",940,2020,100,"No",false,10,{"$f":"INDEX(Lists!$B$32:$B$40, MATCH(YEAR(TODAY())-C1059, Lists!$C$32:$C$40,1))","v":"81-90"},299.21129301276324,{"$f":"INDEX(Data!$E$24:$E$47, MATCH(F1059&D1059, Data!$B$24:$B$47,0))","v":1.9964561142097742E-3},{"$f":"SUMPRODUCT((Data!$B$58:$B$60=Model!$F1059)*(Data!$C$57:$K$57=Model!$O1059)*(Data!$C$58:$K$60))","v":2.8392735823590045},71.607264176409956,1,{"$f":"IF(E1059<>\"Serviceable\",E1059,INDEX(Lists!$D$6:$D$8, MATCH(T1059,Lists!$C$6:$C$8,0)))","v":"Serviceable"},{"$f":"INDEX(Lists!$C$12:$C$26, MATCH(H1059, Lists!$B$12:$B$26,0))","v":"LV"}]
[null,1995,1966,"Wood Creos Impregnated","Serviceable","Class 4",0,"lv",940,2021,90,"No",false,10,{"$f":"INDEX(Lists!$B$32:$B$40, MATCH(YEAR(TODAY())-C1060, Lists!$C$32:$C$40,1))","v":"51-60"},299.21129301276324,{"$f":"INDEX(Data!$E$24:$E$47, MATCH(F1060&D1060, Data!$B$24:$B$47,0))","v":{"$error":"#N/A"}},{"$f":"SUMPRODUCT((Data!$B$58:$B$60=Model!$F1060)*(Data!$C$57:$K$57=Model!$O1060)*(Data!$C$58:$K$60))","v":0},90,1,{"$f":"IF(E1060<>\"Serviceable\",E1060,INDEX(Lists!$D$6:$D$8, MATCH(T1060,Lists!$C$6:$C$8,0)))","v":"Serviceable"},{"$f":"INDEX(Lists!$C$12:$C$26, MATCH(H1060, Lists!$B$12:$B$26,0))","v":"LV"}]
[null,1996,1938,"Wood Untreated Dressed","Serviceable","Class 1",0,"lv",939,2020,100,"No",false,10,{"$f":"INDEX(Lists!$B$32:$B$40, MATCH(YEAR(TODAY())-C1061, Lists!$C$32:$C$40,1))","v":"81-90"},298.89298312657945,{"$f":"INDEX(Data!$E$24:$E$47, MATCH(F1061&D1061, Data!$B$24:$B$47,0))","v":1.9964561142097742E-3},{"$f":"SUMPRODUCT((Data!$B$58:$B$60=Model!$F1061)*(Data!$C$57:$K$57=Model!$O1061)*(Data!$C$58:$K$60))","v":2.8392735823590045},71.607264176409956,1,{"$f":"IF(E1061<>\"Serviceable\",E1061,INDEX(Lists!$D$6:$D$8, MATCH(T1061,Lists!$C$6:$C$8,0)))","v":"Serviceable"},{"$f":"INDEX(Lists!$C$12:$C$26, MATCH(H1061, Lists!$B$12:$B$26,0))","v":"LV"}]
[null,2002,1935,"Wood Untreated Dressed","Serviceable","Class 1",0,"lv",848,2020,90,"No",false,10,{"$f":"INDEX(Lists!$B$32:$B$40, MATCH(YEAR(TODAY())-C1062, Lists!$C$32:$C$40,1))","v":"81-90"},269.92678348385448,{"$f":"INDEX(Data!$E$24:$E$47, MATCH(F1062&D1062, Data!$B$24:$B$47,0))","v":1.9964561142097742E-3},{"$f":"SUMPRODUCT((Data!$B$58:$B$60=Model!$F1062)*(Data!$C$57:$K$57=Model!$O1062)*(Data!$C$58:$K$60))","v":2.8392735823590045},61.607264176409956,1,{"$f":"IF(E1062<>\"Serviceable\",E1062,INDEX(Lists!$D$6:$D$8, MATCH(T1062,Lists!$C$6:$C$8,0)))","v":"Serviceable"},{"$f":"INDEX(Lists!$C$12:$C$26, MATCH(H1062, Lists!$B$12:$B$26,0))","v":"LV"}]
[null,2003,1983,"Wood Untreated Dressed","Serviceable","Class 1",0,"lv",950,2021,150,"No",false,10,{"$f":"INDEX(Lists!$B$32:$B$40, MATCH(YEAR(TODAY())-C1063, Lists!$C$32:$C$40,1))","v":"41-50"},302.39439187460113,{"$f":"INDEX(Data!$E$24:$E$47, MATCH(F1063&D1063, Data!$B$24:$B$47,0))","v":1.9964561142097742E-3},{"$f":"SUMPRODUCT((Data!$B$58:$B$60=Model!$F1063)*(Data!$C$57:$K$57=Model!$O1063)*(Data!$C$58:$K$60))","v":1.7977578417715214},132.02242158228478,1,{"$f":"IF(E1063<>\"Serviceable\",E1063,INDEX(Lists!$D$6:$D$8, MATCH(T1063,Lists!$C$6:$C$8,0)))","v":"Serviceable"},{"$f":"INDEX(Lists!$C$12:$C$26, MATCH(H1063, Lists!$B$12:$B$26,0))","v":"LV"}]
[null,2005,1968,"Wood Creos Impregnated","Serviceable","Class 3",0,"lv/hv",990,2021,130,"No",false,10,{"$f":"INDEX(Lists!$B$32:$B$40, MATCH(YEAR(TODAY())-C1064, Lists!$C$32:$C$40,1))","v":"51-60"},315.1267873219528,{"$f":"INDEX(Data!$E$24:$E$47, MATCH(F1064&D1064, Data!$B$24:$B$47,0))","v":1.0684339161496522E-3},{"$f":"SUMPRODUCT((Data!$B$58:$B$60=Model!$F1064)*(Data!$C$57:$K$57=Model!$O1064)*(Data!$C$58:$K$60))","v":2.6564859251595059},103.43514074840493,1,{"$f":"IF(E1064<>\"Serviceable\",E1064,INDEX(Lists!$D$6:$D$8, MATCH(T1064,Lists!$C$6:$C$8,0)))","v":"Serviceable"},{"$f":"INDEX(Lists!$C$12:$C$26, MATCH(H1064, Lists!$B$12:$B$26,0))","v":"HV"}]
[null,2006,1965,"Wood Creos Impregnated","Serviceable","Class 3",0,"lv",935,2020,80,"No",false,10,{"$f":"INDEX(Lists!$B$32:$B$40, MATCH(YEAR(TODAY())-C1065, Lists!$C$32:$C$40,1))","v":"51-60"},297.61974358184426,{"$f":"INDEX(Data!$E$24:$E$47, MATCH(F1065&D1065, Data!$B$24:$B$47,0))","v":1.0684339161496522E-3},{"$f":"SUMPRODUCT((Data!$B$58:$B$60=Model!$F1065)*(Data!$C$57:$K$57=Model!$O1065)*(Data!$C$58:$K$60))","v":2.6564859251595059},53.43514074840494,2,{"$f":"IF(E1065<>\"Serviceable\",E1065,INDEX(Lists!$D$6:$D$8, MATCH(T1065,Lists!$C$6:$C$8,0)))","v":"Limited Life"},{"$f":"INDEX(Lists!$C$12:$C$26, MATCH(H1065, Lists!$B$12:$B$26,0))","v":"LV"}]
[null,2009,1967,"Wood Creos Impregnated","Serviceable","Class 3",0,"lv/hv",830,2021,100,"No",false,10,{"$f":"INDEX(Lists!$B$32:$B$40, MATCH(YEAR(TODAY())-C1066, Lists!$C$32:$C$40,1))","v":"51-60"},264.19720553254626,{"$f":"INDEX(Data!$E$24:$E$47, MATCH(F1066&D1066, Data!$B$24:$B$47,0))","v":1.0684339161496522E-3},{"$f":"SUMPRODUCT((Data!$B$58:$B$60=Model!$F1066)*(Data!$C$57:$K$57=Model!$O1066)*(Data!$C$58:$K$60))","v":2.6564859251595059},73.435140748404933,1,{"$f":"IF(E1066<>\"Serviceable\",E1066,INDEX(Lists!$D$6:$D$8, MATCH(T1066,Lists!$C$6:$C$8,0)))","v":"Serviceable"},{"$f":"INDEX(Lists!$C$12:$C$26, MATCH(H1066, Lists!$B$12:$B$26,0))","v":"HV"}]
[null,2010,1984,"Wood Untreated Dressed","Serviceable","Class 1",0,"lv/hv",1130,2023,120,"No",false,10,{"$f":"INDEX(Lists!$B$32:$B$40, MATCH(YEAR(TODAY())-C1067, Lists!$C$32:$C$40,1))","v":"41-50"},359.69017138768345,{"$f":"INDEX(Data!$E$24:$E$47, MATCH(F1067&D1067, Data!$B$24:$B$47,0))","v":1.9964561142097742E-3},{"$f":"SUMPRODUCT((Data!$B$58:$B$60=Model!$F1067)*(Data!$C$57:$K$57=Model!$O1067)*(Data!$C$58:$K$60))","v":1.7977578417715214},102.02242158228478,1,{"$f":"IF(E1067<>\"Serviceable\",E1067,INDEX(Lists!$D$6:$D$8, MATCH(T1067,Lists!$C$6:$C$8,0)))","v":"Serviceable"},{"$f":"INDEX(Lists!$C$12:$C$26, MATCH(H1067, Lists!$B$12:$B$26,0))","v":"HV"}]
[null,2011,1980,"Wood Untreated Dressed","Serviceable","Class 1",0,"lv",754,2023,110,"No",false,10,{"$f":"INDEX(Lists!$B$32:$B$40, MATCH(YEAR(TODAY())-C1068, Lists!$C$32:$C$40,1))","v":"41-50"},240.00565418257818,{"$f":"INDEX(Data!$E$24:$E$47, MATCH(F1068&D1068, Data!$B$24:$B$47,0))","v":1.9964561142097742E-3},{"$f":"SUMPRODUCT((Data!$B$58:$B$60=Model!$F1068)*(Data!$C$57:$K$57=Model!$O1068)*(Data!$C$58:$K$60))","v":1.7977578417715214},92.022421582284778,1,{"$f":"IF(E1068<>\"Serviceable\",E1068,INDEX(Lists!$D$6:$D$8, MATCH(T1068,Lists!$C$6:$C$8,0)))","v":"Serviceable"},{"$f":"INDEX(Lists!$C$12:$C$26, MATCH(H1068, Lists!$B$12:$B$26,0))","v":"LV"}]
[null,2012,1966,"Wood Untreated Round","Serviceable","Class 3",0,"lv",817,2021,90,"No",false,10,{"$f":"INDEX(Lists!$B$32:$B$40, MATCH(YEAR(TODAY())-C1069, Lists!$C$32:$C$40,1))","v":"51-60"},260.05917701215697,{"$f":"INDEX(Data!$E$24:$E$47, MATCH(F1069&D1069, Data!$B$24:$B$47,0))","v":1.8301435406698563E-3},{"$f":"SUMPRODUCT((Data!$B$58:$B$60=Model!$F1069)*(Data!$C$57:$K$57=Model!$O1069)*(Data!$C$58:$K$60))","v":2.6564859251595059},63.43514074840494,2,{"$f":"IF(E1069<>\"Serviceable\",E1069,INDEX(Lists!$D$6:$D$8, MATCH(T1069,Lists!$C$6:$C$8,0)))","v":"Limited Life"},{"$f":"INDEX(Lists!$C$12:$C$26, MATCH(H1069, Lists!$B$12:$B$26,0))","v":"LV"}]
[null,2014,1968,"Wood Creos Impregnated","Serviceable","Class 2",0,"lv",848,2021,120,"No",false,10,{"$f":"INDEX(Lists!$B$32:$B$40, MATCH(YEAR(TODAY())-C1070, Lists!$C$32:$C$40,1))","v":"51-60"},269.92678348385448,{"$f":"INDEX(Data!$E$24:$E$47, MATCH(F1070&D1070, Data!$B$24:$B$47,0))","v":1.6118836915297091E-3},{"$f":"SUMPRODUCT((Data!$B$58:$B$60=Model!$F1070)*(Data!$C$57:$K$57=Model!$O1070)*(Data!$C$58:$K$60))","v":2.6773548093458861},93.226451906541143,1,{"$f":"IF(E1070<>\"Serviceable\",E1070,INDEX(Lists!$D$6:$D$8, MATCH(T1070,Lists!$C$6:$C$8,0)))","v":"Serviceable"},{"$f":"INDEX(Lists!$C$12:$C$26, MATCH(H1070, Lists!$B$12:$B$26,0))","v":"LV"}]
[null,2017,1956,"Wood Untreated Round","Serviceable","Class 1",0,"lv",817,2023,60,"No",false,10,{"$f":"INDEX(Lists!$B$32:$B$40, MATCH(YEAR(TODAY())-C1071, Lists!$C$32:$C$40,1))","v":"61-70"},260.05917701215697,{"$f":"INDEX(Data!$E$24:$E$47, MATCH(F1071&D1071, Data!$B$24:$B$47,0))","v":1.9964561142097742E-3},{"$f":"SUMPRODUCT((Data!$B$58:$B$60=Model!$F1071)*(Data!$C$57:$K$57=Model!$O1071)*(Data!$C$58:$K$60))","v":2.3795837981601728},36.204162018398272,2,{"$f":"IF(E1071<>\"Serviceable\",E1071,INDEX(Lists!$D$6:$D$8, MATCH(T1071,Lists!$C$6:$C$8,0)))","v":"Limited Life"},{"$f":"INDEX(Lists!$C$12:$C$26, MATCH(H1071, Lists!$B$12:$B$26,0))","v":"LV"}]
[null,2018,1967,"Wood Creos Impregnated","Serviceable","Class 3",0,"lv/hv",817,2021,80,"No",false,10,{"$f":"INDEX(Lists!$B$32:$B$40, MATCH(YEAR(TODAY())-C1072, Lists!$C$32:$C$40,1))","v":"51-60"},260.05917701215697,{"$f":"INDEX(Data!$E$24:$E$47, MATCH(F1072&D1072, Data!$B$24:$B$47,0))","v":1.0684339161496522E-3},{"$f":"SUMPRODUCT((Data!$B$58:$B$60=Model!$F1072)*(Data!$C$57:$K$57=Model!$O1072)*(Data!$C$58:$K$60))","v":2.6564859251595059},53.43514074840494,2,{"$f":"IF(E1072<>\"Serviceable\",E1072,INDEX(Lists!$D$6:$D$8, MATCH(T1072,Lists!$C$6:$C$8,0)))","v":"Limited Life"},{"$f":"INDEX(Lists!$C$12:$C$26, MATCH(H1072, Lists!$B$12:$B$26,0))","v":"HV"}]
[null,2019,1967,"Wood Creos Impregnated","Serviceable","Class 3",0,"lv/hv",880,2023,90,"No",false,10,{"$f":"INDEX(Lists!$B$32:$B$40, MATCH(YEAR(TODAY())-C1073, Lists!$C$32:$C$40,1))","v":"51-60"},280.11269984173578,{"$f":"INDEX(Data!$E$24:$E$47, MATCH(F1073&D1073, Data!$B$24:$B$47,0))","v":1.0684339161496522E-3},{"$f":"SUMPRODUCT((Data!$B$58:$B$60=Model!$F1073)*(Data!$C$57:$K$57=Model!$O1073)*(Data!$C$58:$K$60))","v":2.6564859251595059},63.43514074840494,2,{"$f":"IF(E1073<>\"Serviceable\",E1073,INDEX(Lists!$D$6:$D$8, MATCH(T1073,Lists!$C$6:$C$8,0)))","v":"Limited Life"},{"$f":"INDEX(Lists!$C$12:$C$26, MATCH(H1073, Lists!$B$12:$B$26,0))","v":"HV"}]
[null,2020,1961,"Wood Creos Impregnated","Serviceable","Class 3",0,"lv",940,2021,90,"No",false,10,{"$f":"INDEX(Lists!$B$32:$B$40, MATCH(YEAR(TODAY())-C1074, Lists!$C$32:$C$40,1))","v":"61-70"},299.21129301276324,{"$f":"INDEX(Data!$E$24:$E$47, MATCH(F1074&D1074, Data!$B$24:$B$47,0))","v":1.0684339161496522E-3},{"$f":"SUMPRODUCT((Data!$B$58:$B$60=Model!$F1074)*(Data!$C$57:$K$57=Model!$O1074)*(Data!$C$58:$K$60))","v":1.9802031311051838},70.197968688948166,1,{"$f":"IF(E1074<>\"Serviceable\",E1074,INDEX(Lists!$D$6:$D$8, MATCH(T1074,Lists!$C$6:$C$8,0)))","v":"Serviceable"},{"$f":"INDEX(Lists!$C$12:$C$26, MATCH(H1074, Lists!$B$12:$B$26,0))","v":"LV"}]
[null,2022,1984,"Wood Creos Impregnated","Serviceable","Class 1",0,"lv/hv",950,2021,140,"No",false,10,{"$f":"INDEX(Lists!$B$32:$B$40, MATCH(YEAR(TODAY())-C1075, Lists!$C$32:$C$40,1))","v":"41-50"},302.39439187460113,{"$f":"INDEX(Data!$E$24:$E$47, MATCH(F1075&D1075, Data!$B$24:$B$47,0))","v":9.9474993092014377E-4},{"$f":"SUMPRODUCT((Data!$B$58:$B$60=Model!$F1075)*(Data!$C$57:$K$57=Model!$O1075)*(Data!$C$58:$K$60))","v":1.7977578417715214},122.02242158228478,1,{"$f":"IF(E1075<>\"Serviceable\",E1075,INDEX(Lists!$D$6:$D$8, MATCH(T1075,Lists!$C$6:$C$8,0)))","v":"Serviceable"},{"$f":"INDEX(Lists!$C$12:$C$26, MATCH(H1075, Lists!$B$12:$B$26,0))","v":"HV"}]
[null,2023,1984,"Wood Untreated Round","Serviceable","Class 1",0,"lv/hv",911,2023,80,"No",false,10,{"$f":"INDEX(Lists!$B$32:$B$40, MATCH(YEAR(TODAY())-C1076, Lists!$C$32:$C$40,1))","v":"41-50"},289.98030631343329,{"$f":"INDEX(Data!$E$24:$E$47, MATCH(F1076&D1076, Data!$B$24:$B$47,0))","v":1.9964561142097742E-3},{"$f":"SUMPRODUCT((Data!$B$58:$B$60=Model!$F1076)*(Data!$C$57:$K$57=Model!$O1076)*(Data!$C$58:$K$60))","v":1.7977578417715214},62.022421582284785,1,{"$f":"IF(E1076<>\"Serviceable\",E1076,INDEX(Lists!$D$6:$D$8, MATCH(T1076,Lists!$C$6:$C$8,0)))","v":"Serviceable"},{"$f":"INDEX(Lists!$C$12:$C$26, MATCH(H1076, Lists!$B$12:$B$26,0))","v":"HV"}]
[null,2024,1967,"Wood Creos Impregnated","Serviceable","Class 3",0,"lv/hv",848,2021,120,"No",false,10,{"$f":"INDEX(Lists!$B$32:$B$40, MATCH(YEAR(TODAY())-C1077, Lists!$C$32:$C$40,1))","v":"51-60"},269.92678348385448,{"$f":"INDEX(Data!$E$24:$E$47, MATCH(F1077&D1077, Data!$B$24:$B$47,0))","v":1.0684339161496522E-3},{"$f":"SUMPRODUCT((Data!$B$58:$B$60=Model!$F1077)*(Data!$C$57:$K$57=Model!$O1077)*(Data!$C$58:$K$60))","v":2.6564859251595059},93.435140748404933,1,{"$f":"IF(E1077<>\"Serviceable\",E1077,INDEX(Lists!$D$6:$D$8, MATCH(T1077,Lists!$C$6:$C$8,0)))","v":"Serviceable"},{"$f":"INDEX(Lists!$C$12:$C$26, MATCH(H1077, Lists!$B$12:$B$26,0))","v":"HV"}]
[null,2025,1956,"Wood Untreated Round","Serviceable","Unknown",0,"lv",660,2023,70,"No",false,10,{"$f":"INDEX(Lists!$B$32:$B$40, MATCH(YEAR(TODAY())-C1078, Lists!$C$32:$C$40,1))","v":"61-70"},210.08452488130186,{"$f":"INDEX(Data!$E$24:$E$47, MATCH(F1078&D1078, Data!$B$24:$B$47,0))","v":1.8301435406698563E-3},{"$f":"SUMPRODUCT((Data!$B$58:$B$60=Model!$F1078)*(Data!$C$57:$K$57=Model!$O1078)*(Data!$C$58:$K$60))","v":0},70,1,{"$f":"IF(E1078<>\"Serviceable\",E1078,INDEX(Lists!$D$6:$D$8, MATCH(T1078,Lists!$C$6:$C$8,0)))","v":"Serviceable"},{"$f":"INDEX(Lists!$C$12:$C$26, MATCH(H1078, Lists!$B$12:$B$26,0))","v":"LV"}]
[null,2027,1960,"Wood Creos Impregnated","Serviceable","Class 3",0,"lv",911,2023,70,"No",false,10,{"$f":"INDEX(Lists!$B$32:$B$40, MATCH(YEAR(TODAY())-C1079, Lists!$C$32:$C$40,1))","v":"61-70"},289.98030631343329,{"$f":"INDEX(Data!$E$24:$E$47, MATCH(F1079&D1079, Data!$B$24:$B$47,0))","v":1.0684339161496522E-3},{"$f":"SUMPRODUCT((Data!$B$58:$B$60=Model!$F1079)*(Data!$C$57:$K$57=Model!$O1079)*(Data!$C$58:$K$60))","v":1.9802031311051838},50.197968688948166,2,{"$f":"IF(E1079<>\"Serviceable\",E1079,INDEX(Lists!$D$6:$D$8, MATCH(T1079,Lists!$C$6:$C$8,0)))","v":"Limited Life"},{"$f":"INDEX(Lists!$C$12:$C$26, MATCH(H1079, Lists!$B$12:$B$26,0))","v":"LV"}]
[null,2029,1979,"Wood Untreated Dressed","Serviceable","Class 1",0,"lv",817,2023,120,"No",false,10,{"$f":"INDEX(Lists!$B$32:$B$40, MATCH(YEAR(TODAY())-C1080, Lists!$C$32:$C$40,1))","v":"41-50"},260.05917701215697,{"$f":"INDEX(Data!$E$24:$E$47, MATCH(F1080&D1080, Data!$B$24:$B$47,0))","v":1.9964561142097742E-3},{"$f":"SUMPRODUCT((Data!$B$58:$B$60=Model!$F1080)*(Data!$C$57:$K$57=Model!$O1080)*(Data!$C$58:$K$60))","v":1.7977578417715214},102.02242158228478,1,{"$f":"IF(E1080<>\"Serviceable\",E1080,INDEX(Lists!$D$6:$D$8, MATCH(T1080,Lists!$C$6:$C$8,0)))","v":"Serviceable"},{"$f":"INDEX(Lists!$C$12:$C$26, MATCH(H1080, Lists!$B$12:$B$26,0))","v":"LV"}]
[null,2032,1967,"Wood Creos Impregnated","Limited Life","Class 3",0,"lv/hv",850,2023,60,"No",false,10,{"$f":"INDEX(Lists!$B$32:$B$40, MATCH(YEAR(TODAY())-C1081, Lists!$C$32:$C$40,1))","v":"51-60"},270.5634032562221,{"$f":"INDEX(Data!$E$24:$E$47, MATCH(F1081&D1081, Data!$B$24:$B$47,0))","v":1.0684339161496522E-3},{"$f":"SUMPRODUCT((Data!$B$58:$B$60=Model!$F1081)*(Data!$C$57:$K$57=Model!$O1081)*(Data!$C$58:$K$60))","v":2.6564859251595059},33.43514074840494,2,{"$f":"IF(E1081<>\"Serviceable\",E1081,INDEX(Lists!$D$6:$D$8, MATCH(T1081,Lists!$C$6:$C$8,0)))","v":"Limited Life"},{"$f":"INDEX(Lists!$C$12:$C$26, MATCH(H1081, Lists!$B$12:$B$26,0))","v":"HV"}]
[null,2033,1967,"Wood Penta Impregnated","Serviceable","Class 3",0,"lv",814,2021,80,"No",false,10,{"$f":"INDEX(Lists!$B$32:$B$40, MATCH(YEAR(TODAY())-C1082, Lists!$C$32:$C$40,1))","v":"51-60"},259.10424735360561,{"$f":"INDEX(Data!$E$24:$E$47, MATCH(F1082&D1082, Data!$B$24:$B$47,0))","v":1.0684339161496522E-3},{"$f":"SUMPRODUCT((Data!$B$58:$B$60=Model!$F1082)*(Data!$C$57:$K$57=Model!$O1082)*(Data!$C$58:$K$60))","v":2.6564859251595059},53.43514074840494,2,{"$f":"IF(E1082<>\"Serviceable\",E1082,INDEX(Lists!$D$6:$D$8, MATCH(T1082,Lists!$C$6:$C$8,0)))","v":"Limited Life"},{"$f":"INDEX(Lists!$C$12:$C$26, MATCH(H1082, Lists!$B$12:$B$26,0))","v":"LV"}]
[null,2039,1968,"Wood Creos Impregnated","Serviceable","Class 3",0,"lv/hv",942,2020,120,"No",false,10,{"$f":"INDEX(Lists!$B$32:$B$40, MATCH(YEAR(TODAY())-C1083, Lists!$C$32:$C$40,1))","v":"51-60"},299.8479127851308,{"$f":"INDEX(Data!$E$24:$E$47, MATCH(F1083&D1083, Data!$B$24:$B$47,0))","v":1.0684339161496522E-3},{"$f":"SUMPRODUCT((Data!$B$58:$B$60=Model!$F1083)*(Data!$C$57:$K$57=Model!$O1083)*(Data!$C$58:$K$60))","v":2.6564859251595059},93.435140748404933,1,{"$f":"IF(E1083<>\"Serviceable\",E1083,INDEX(Lists!$D$6:$D$8, MATCH(T1083,Lists!$C$6:$C$8,0)))","v":"Serviceable"},{"$f":"INDEX(Lists!$C$12:$C$26, MATCH(H1083, Lists!$B$12:$B$26,0))","v":"HV"}]
[null,2040,1995,"Wood Untreated Dressed","Serviceable","Class 1",0,"lv/hv",1100,2023,140,"No",false,10,{"$f":"INDEX(Lists!$B$32:$B$40, MATCH(YEAR(TODAY())-C1084, Lists!$C$32:$C$40,1))","v":"21-30"},350.14087480216978,{"$f":"INDEX(Data!$E$24:$E$47, MATCH(F1084&D1084, Data!$B$24:$B$47,0))","v":1.9964561142097742E-3},{"$f":"SUMPRODUCT((Data!$B$58:$B$60=Model!$F1084)*(Data!$C$57:$K$57=Model!$O1084)*(Data!$C$58:$K$60))","v":2.1651652228345815},118.34834777165419,1,{"$f":"IF(E1084<>\"Serviceable\",E1084,INDEX(Lists!$D$6:$D$8, MATCH(T1084,Lists!$C$6:$C$8,0)))","v":"Serviceable"},{"$f":"INDEX(Lists!$C$12:$C$26, MATCH(H1084, Lists!$B$12:$B$26,0))","v":"HV"}]
[null,2042,1979,"Wood Untreated Dressed","Serviceable","Class 1",0,"lv",750,2023,110,"No",false,10,{"$f":"INDEX(Lists!$B$32:$B$40, MATCH(YEAR(TODAY())-C1085, Lists!$C$32:$C$40,1))","v":"41-50"},238.73241463784302,{"$f":"INDEX(Data!$E$24:$E$47, MATCH(F1085&D1085, Data!$B$24:$B$47,0))","v":1.9964561142097742E-3},{"$f":"SUMPRODUCT((Data!$B$58:$B$60=Model!$F1085)*(Data!$C$57:$K$57=Model!$O1085)*(Data!$C$58:$K$60))","v":1.7977578417715214},92.022421582284778,1,{"$f":"IF(E1085<>\"Serviceable\",E1085,INDEX(Lists!$D$6:$D$8, MATCH(T1085,Lists!$C$6:$C$8,0)))","v":"Serviceable"},{"$f":"INDEX(Lists!$C$12:$C$26, MATCH(H1085, Lists!$B$12:$B$26,0))","v":"LV"}]
[null,2045,1979,"Wood Untreated Dressed","Serviceable","Class 1",0,"lv/hv",930,2021,100,"No",false,10,{"$f":"INDEX(Lists!$B$32:$B$40, MATCH(YEAR(TODAY())-C1086, Lists!$C$32:$C$40,1))","v":"41-50"},296.02819415092534,{"$f":"INDEX(Data!$E$24:$E$47, MATCH(F1086&D1086, Data!$B$24:$B$47,0))","v":1.9964561142097742E-3},{"$f":"SUMPRODUCT((Data!$B$58:$B$60=Model!$F1086)*(Data!$C$57:$K$57=Model!$O1086)*(Data!$C$58:$K$60))","v":1.7977578417715214},82.022421582284778,1,{"$f":"IF(E1086<>\"Serviceable\",E1086,INDEX(Lists!$D$6:$D$8, MATCH(T1086,Lists!$C$6:$C$8,0)))","v":"Serviceable"},{"$f":"INDEX(Lists!$C$12:$C$26, MATCH(H1086, Lists!$B$12:$B$26,0))","v":"HV"}]
[null,2046,1978,"Wood Untreated Dressed","Serviceable","Class 1",0,"lv/hv",980,2023,100,"No",false,10,{"$f":"INDEX(Lists!$B$32:$B$40, MATCH(YEAR(TODAY())-C1087, Lists!$C$32:$C$40,1))","v":"41-50"},311.94368846011486,{"$f":"INDEX(Data!$E$24:$E$47, MATCH(F1087&D1087, Data!$B$24:$B$47,0))","v":1.9964561142097742E-3},{"$f":"SUMPRODUCT((Data!$B$58:$B$60=Model!$F1087)*(Data!$C$57:$K$57=Model!$O1087)*(Data!$C$58:$K$60))","v":1.7977578417715214},82.022421582284778,1,{"$f":"IF(E1087<>\"Serviceable\",E1087,INDEX(Lists!$D$6:$D$8, MATCH(T1087,Lists!$C$6:$C$8,0)))","v":"Serviceable"},{"$f":"INDEX(Lists!$C$12:$C$26, MATCH(H1087, Lists!$B$12:$B$26,0))","v":"HV"}]
[null,2048,1984,"Wood Untreated Dressed","Serviceable","Class 1",0,"lv/hv",1400,2021,150,"No",false,10,{"$f":"INDEX(Lists!$B$32:$B$40, MATCH(YEAR(TODAY())-C1088, Lists!$C$32:$C$40,1))","v":"41-50"},445.63384065730696,{"$f":"INDEX(Data!$E$24:$E$47, MATCH(F1088&D1088, Data!$B$24:$B$47,0))","v":1.9964561142097742E-3},{"$f":"SUMPRODUCT((Data!$B$58:$B$60=Model!$F1088)*(Data!$C$57:$K$57=Model!$O1088)*(Data!$C$58:$K$60))","v":1.7977578417715214},132.02242158228478,1,{"$f":"IF(E1088<>\"Serviceable\",E1088,INDEX(Lists!$D$6:$D$8, MATCH(T1088,Lists!$C$6:$C$8,0)))","v":"Serviceable"},{"$f":"INDEX(Lists!$C$12:$C$26, MATCH(H1088, Lists!$B$12:$B$26,0))","v":"HV"}]
[null,2049,1935,"Wood Untreated Dressed","Serviceable","Class 1",0,"lv",1000,2023,100,"No",false,10,{"$f":"INDEX(Lists!$B$32:$B$40, MATCH(YEAR(TODAY())-C1089, Lists!$C$32:$C$40,1))","v":"81-90"},318.3098861837907,{"$f":"INDEX(Data!$E$24:$E$47, MATCH(F1089&D1089, Data!$B$24:$B$47,0))","v":1.9964561142097742E-3},{"$f":"SUMPRODUCT((Data!$B$58:$B$60=Model!$F1089)*(Data!$C$57:$K$57=Model!$O1089)*(Data!$C$58:$K$60))","v":2.8392735823590045},71.607264176409956,1,{"$f":"IF(E1089<>\"Serviceable\",E1089,INDEX(Lists!$D$6:$D$8, MATCH(T1089,Lists!$C$6:$C$8,0)))","v":"Serviceable"},{"$f":"INDEX(Lists!$C$12:$C$26, MATCH(H1089, Lists!$B$12:$B$26,0))","v":"LV"}]
[null,2051,1980,"Wood Untreated Dressed","Serviceable","Class 1",0,"lv",760,2023,90,"No",false,10,{"$f":"INDEX(Lists!$B$32:$B$40, MATCH(YEAR(TODAY())-C1090, Lists!$C$32:$C$40,1))","v":"41-50"},241.91551349968091,{"$f":"INDEX(Data!$E$24:$E$47, MATCH(F1090&D1090, Data!$B$24:$B$47,0))","v":1.9964561142097742E-3},{"$f":"SUMPRODUCT((Data!$B$58:$B$60=Model!$F1090)*(Data!$C$57:$K$57=Model!$O1090)*(Data!$C$58:$K$60))","v":1.7977578417715214},72.022421582284778,1,{"$f":"IF(E1090<>\"Serviceable\",E1090,INDEX(Lists!$D$6:$D$8, MATCH(T1090,Lists!$C$6:$C$8,0)))","v":"Serviceable"},{"$f":"INDEX(Lists!$C$12:$C$26, MATCH(H1090, Lists!$B$12:$B$26,0))","v":"LV"}]
[null,2052,1984,"Wood Untreated Dressed","Serviceable","Class 1",0,"lv/hv",1000,2021,150,"No",false,10,{"$f":"INDEX(Lists!$B$32:$B$40, MATCH(YEAR(TODAY())-C1091, Lists!$C$32:$C$40,1))","v":"41-50"},318.3098861837907,{"$f":"INDEX(Data!$E$24:$E$47, MATCH(F1091&D1091, Data!$B$24:$B$47,0))","v":1.9964561142097742E-3},{"$f":"SUMPRODUCT((Data!$B$58:$B$60=Model!$F1091)*(Data!$C$57:$K$57=Model!$O1091)*(Data!$C$58:$K$60))","v":1.7977578417715214},132.02242158228478,1,{"$f":"IF(E1091<>\"Serviceable\",E1091,INDEX(Lists!$D$6:$D$8, MATCH(T1091,Lists!$C$6:$C$8,0)))","v":"Serviceable"},{"$f":"INDEX(Lists!$C$12:$C$26, MATCH(H1091, Lists!$B$12:$B$26,0))","v":"HV"}]
[null,2054,1967,"Wood Creos Impregnated","Serviceable","Class 3",0,"lv",760,2021,90,"No",false,10,{"$f":"INDEX(Lists!$B$32:$B$40, MATCH(YEAR(TODAY())-C1092, Lists!$C$32:$C$40,1))","v":"51-60"},241.91551349968091,{"$f":"INDEX(Data!$E$24:$E$47, MATCH(F1092&D1092, Data!$B$24:$B$47,0))","v":1.0684339161496522E-3},{"$f":"SUMPRODUCT((Data!$B$58:$B$60=Model!$F1092)*(Data!$C$57:$K$57=Model!$O1092)*(Data!$C$58:$K$60))","v":2.6564859251595059},63.43514074840494,2,{"$f":"IF(E1092<>\"Serviceable\",E1092,INDEX(Lists!$D$6:$D$8, MATCH(T1092,Lists!$C$6:$C$8,0)))","v":"Limited Life"},{"$f":"INDEX(Lists!$C$12:$C$26, MATCH(H1092, Lists!$B$12:$B$26,0))","v":"LV"}]
[null,2056,1996,"Wood Untreated Dressed","Serviceable","Class 1",0,"lv/hv",1090,2021,150,"No",false,10,{"$f":"INDEX(Lists!$B$32:$B$40, MATCH(YEAR(TODAY())-C1093, Lists!$C$32:$C$40,1))","v":"21-30"},346.95777594033183,{"$f":"INDEX(Data!$E$24:$E$47, MATCH(F1093&D1093, Data!$B$24:$B$47,0))","v":1.9964561142097742E-3},{"$f":"SUMPRODUCT((Data!$B$58:$B$60=Model!$F1093)*(Data!$C$57:$K$57=Model!$O1093)*(Data!$C$58:$K$60))","v":2.1651652228345815},128.34834777165418,1,{"$f":"IF(E1093<>\"Serviceable\",E1093,INDEX(Lists!$D$6:$D$8, MATCH(T1093,Lists!$C$6:$C$8,0)))","v":"Serviceable"},{"$f":"INDEX(Lists!$C$12:$C$26, MATCH(H1093, Lists!$B$12:$B$26,0))","v":"HV"}]
[null,2057,1941,"Wood Untreated Dressed","Serviceable","Class 1",0,"lv",848,2023,100,"No",false,10,{"$f":"INDEX(Lists!$B$32:$B$40, MATCH(YEAR(TODAY())-C1094, Lists!$C$32:$C$40,1))","v":"81-90"},269.92678348385448,{"$f":"INDEX(Data!$E$24:$E$47, MATCH(F1094&D1094, Data!$B$24:$B$47,0))","v":1.9964561142097742E-3},{"$f":"SUMPRODUCT((Data!$B$58:$B$60=Model!$F1094)*(Data!$C$57:$K$57=Model!$O1094)*(Data!$C$58:$K$60))","v":2.8392735823590045},71.607264176409956,1,{"$f":"IF(E1094<>\"Serviceable\",E1094,INDEX(Lists!$D$6:$D$8, MATCH(T1094,Lists!$C$6:$C$8,0)))","v":"Serviceable"},{"$f":"INDEX(Lists!$C$12:$C$26, MATCH(H1094, Lists!$B$12:$B$26,0))","v":"LV"}]
[null,2058,1969,"Wood Untreated Round","Serviceable","Class 3",0,"lv",911,2021,90,"No",false,10,{"$f":"INDEX(Lists!$B$32:$B$40, MATCH(YEAR(TODAY())-C1095, Lists!$C$32:$C$40,1))","v":"51-60"},289.98030631343329,{"$f":"INDEX(Data!$E$24:$E$47, MATCH(F1095&D1095, Data!$B$24:$B$47,0))","v":1.8301435406698563E-3},{"$f":"SUMPRODUCT((Data!$B$58:$B$60=Model!$F1095)*(Data!$C$57:$K$57=Model!$O1095)*(Data!$C$58:$K$60))","v":2.6564859251595059},63.43514074840494,2,{"$f":"IF(E1095<>\"Serviceable\",E1095,INDEX(Lists!$D$6:$D$8, MATCH(T1095,Lists!$C$6:$C$8,0)))","v":"Limited Life"},{"$f":"INDEX(Lists!$C$12:$C$26, MATCH(H1095, Lists!$B$12:$B$26,0))","v":"LV"}]
[null,2059,1939,"Wood Untreated Dressed","Serviceable","Class 1",0,"lv",880,2023,100,"No",false,{"$f":"IF(L1096=\"No\",ROUND((End_year-J1096)/5,0)*5,ROUND((End_year-J1096)/3,0)*3)","v":10},{"$f":"INDEX(Lists!$B$32:$B$40, MATCH(YEAR(TODAY())-C1096, Lists!$C$32:$C$40,1))","v":"81-90"},280.11269984173578,{"$f":"INDEX(Data!$E$24:$E$47, MATCH(F1096&D1096, Data!$B$24:$B$47,0))","v":1.9964561142097742E-3},{"$f":"SUMPRODUCT((Data!$B$58:$B$60=Model!$F1096)*(Data!$C$57:$K$57=Model!$O1096)*(Data!$C$58:$K$60))","v":2.8392735823590045},{"$f":"IF(IF(K1096>=700,999,(K1096-R1096*N1096))<0,0,IF(K1096>=700,999,(K1096-R1096*N1096)))","v":71.607264176409956},{"$f":"IF(S1096<30,3,IF(AND(F1096=\"Class 1\",S1096<50),2,IF(AND(F1096=\"Class 1\",S1096>=50),1,IF(S1096<70,2,1))))","v":1},{"$f":"IF(E1096<>\"Serviceable\",E1096,INDEX(Lists!$D$6:$D$8, MATCH(T1096,Lists!$C$6:$C$8,0)))","v":"Serviceable"},{"$f":"INDEX(Lists!$C$12:$C$26, MATCH(H1096, Lists!$B$12:$B$26,0))","v":"LV"}]
[null,2060,1929,"Wood Untreated Dressed","Serviceable","Class 1",0,"lv",950,2021,140,"No",{"$f":"IF(G1097=0,FALSE,TRUE)","v":false},10,{"$f":"INDEX(Lists!$B$32:$B$40, MATCH(YEAR(TODAY())-C1097, Lists!$C$32:$C$40,1))","v":"90+"},{"$f":"I1097/PI()","v":302.39439187460113},{"$f":"INDEX(Data!$E$24:$E$47, MATCH(F1097&D1097, Data!$B$24:$B$47,0))","v":1.9964561142097742E-3},{"$f":"SUMPRODUCT((Data!$B$58:$B$60=Model!$F1097)*(Data!$C$57:$K$57=Model!$O1097)*(Data!$C$58:$K$60))","v":1.4835341045333483},125.16465895466652,1,{"$f":"IF(E1097<>\"Serviceable\",E1097,INDEX(Lists!$D$6:$D$8, MATCH(T1097,Lists!$C$6:$C$8,0)))","v":"Serviceable"},{"$f":"INDEX(Lists!$C$12:$C$26, MATCH(H1097, Lists!$B$12:$B$26,0))","v":"LV"}]
[null,2061,1985,"Wood Untreated Dressed","Serviceable","Class 1",0,"lv",930,2020,120,"No",false,10,{"$f":"INDEX(Lists!$B$32:$B$40, MATCH(YEAR(TODAY())-C1098, Lists!$C$32:$C$40,1))","v":"31-40"},296.02819415092534,{"$f":"INDEX(Data!$E$24:$E$47, MATCH(F1098&D1098, Data!$B$24:$B$47,0))","v":1.9964561142097742E-3},{"$f":"SUMPRODUCT((Data!$B$58:$B$60=Model!$F1098)*(Data!$C$57:$K$57=Model!$O1098)*(Data!$C$58:$K$60))","v":3.0038452968326621},89.961547031673376,1,{"$f":"IF(E1098<>\"Serviceable\",E1098,INDEX(Lists!$D$6:$D$8, MATCH(T1098,Lists!$C$6:$C$8,0)))","v":"Serviceable"},{"$f":"INDEX(Lists!$C$12:$C$26, MATCH(H1098, Lists!$B$12:$B$26,0))","v":"LV"}]
[null,2062,1938,"Wood Untreated Dressed","Serviceable","Class 1",0,"lv",950,2021,120,"No",false,10,{"$f":"INDEX(Lists!$B$32:$B$40, MATCH(YEAR(TODAY())-C1099, Lists!$C$32:$C$40,1))","v":"81-90"},302.39439187460113,{"$f":"INDEX(Data!$E$24:$E$47, MATCH(F1099&D1099, Data!$B$24:$B$47,0))","v":1.9964561142097742E-3},{"$f":"SUMPRODUCT((Data!$B$58:$B$60=Model!$F1099)*(Data!$C$57:$K$57=Model!$O1099)*(Data!$C$58:$K$60))","v":2.8392735823590045},91.607264176409956,1,{"$f":"IF(E1099<>\"Serviceable\",E1099,INDEX(Lists!$D$6:$D$8, MATCH(T1099,Lists!$C$6:$C$8,0)))","v":"Serviceable"},{"$f":"INDEX(Lists!$C$12:$C$26, MATCH(H1099, Lists!$B$12:$B$26,0))","v":"LV"}]
[null,2063,1985,"Wood Untreated Dressed","Serviceable","Class 1",0,"lv",940,2020,110,"No",false,10,{"$f":"INDEX(Lists!$B$32:$B$40, MATCH(YEAR(TODAY())-C1100, Lists!$C$32:$C$40,1))","v":"31-40"},299.21129301276324,{"$f":"INDEX(Data!$E$24:$E$47, MATCH(F1100&D1100, Data!$B$24:$B$47,0))","v":1.9964561142097742E-3},{"$f":"SUMPRODUCT((Data!$B$58:$B$60=Model!$F1100)*(Data!$C$57:$K$57=Model!$O1100)*(Data!$C$58:$K$60))","v":3.0038452968326621},79.961547031673376,1,{"$f":"IF(E1100<>\"Serviceable\",E1100,INDEX(Lists!$D$6:$D$8, MATCH(T1100,Lists!$C$6:$C$8,0)))","v":"Serviceable"},{"$f":"INDEX(Lists!$C$12:$C$26, MATCH(H1100, Lists!$B$12:$B$26,0))","v":"LV"}]
[null,2064,1967,"Wood Creos Impregnated","Serviceable","Class 3",0,"lv",915,2021,100,"No",false,10,{"$f":"INDEX(Lists!$B$32:$B$40, MATCH(YEAR(TODAY())-C1101, Lists!$C$32:$C$40,1))","v":"51-60"},291.25354585816848,{"$f":"INDEX(Data!$E$24:$E$47, MATCH(F1101&D1101, Data!$B$24:$B$47,0))","v":1.0684339161496522E-3},{"$f":"SUMPRODUCT((Data!$B$58:$B$60=Model!$F1101)*(Data!$C$57:$K$57=Model!$O1101)*(Data!$C$58:$K$60))","v":2.6564859251595059},73.435140748404933,1,{"$f":"IF(E1101<>\"Serviceable\",E1101,INDEX(Lists!$D$6:$D$8, MATCH(T1101,Lists!$C$6:$C$8,0)))","v":"Serviceable"},{"$f":"INDEX(Lists!$C$12:$C$26, MATCH(H1101, Lists!$B$12:$B$26,0))","v":"LV"}]
[null,2065,1985,"Wood Untreated Dressed","Serviceable","Class 1",0,"lv",900,2020,120,"No",false,10,{"$f":"INDEX(Lists!$B$32:$B$40, MATCH(YEAR(TODAY())-C1102, Lists!$C$32:$C$40,1))","v":"31-40"},286.47889756541161,{"$f":"INDEX(Data!$E$24:$E$47, MATCH(F1102&D1102, Data!$B$24:$B$47,0))","v":1.9964561142097742E-3},{"$f":"SUMPRODUCT((Data!$B$58:$B$60=Model!$F1102)*(Data!$C$57:$K$57=Model!$O1102)*(Data!$C$58:$K$60))","v":3.0038452968326621},89.961547031673376,1,{"$f":"IF(E1102<>\"Serviceable\",E1102,INDEX(Lists!$D$6:$D$8, MATCH(T1102,Lists!$C$6:$C$8,0)))","v":"Serviceable"},{"$f":"INDEX(Lists!$C$12:$C$26, MATCH(H1102, Lists!$B$12:$B$26,0))","v":"LV"}]
[null,2067,1934,"Wood Untreated Dressed","Serviceable","Class 1",0,"lv",900,2020,70,"No",false,10,{"$f":"INDEX(Lists!$B$32:$B$40, MATCH(YEAR(TODAY())-C1103, Lists!$C$32:$C$40,1))","v":"90+"},286.47889756541161,{"$f":"INDEX(Data!$E$24:$E$47, MATCH(F1103&D1103, Data!$B$24:$B$47,0))","v":1.9964561142097742E-3},{"$f":"SUMPRODUCT((Data!$B$58:$B$60=Model!$F1103)*(Data!$C$57:$K$57=Model!$O1103)*(Data!$C$58:$K$60))","v":1.4835341045333483},55.164658954666521,1,{"$f":"IF(E1103<>\"Serviceable\",E1103,INDEX(Lists!$D$6:$D$8, MATCH(T1103,Lists!$C$6:$C$8,0)))","v":"Serviceable"},{"$f":"INDEX(Lists!$C$12:$C$26, MATCH(H1103, Lists!$B$12:$B$26,0))","v":"LV"}]
[null,2085,1985,"Wood Untreated Dressed","Serviceable","Class 1",0,"lv",1037,2020,110,"No",false,10,{"$f":"INDEX(Lists!$B$32:$B$40, MATCH(YEAR(TODAY())-C1104, Lists!$C$32:$C$40,1))","v":"31-40"},330.08735197259097,{"$f":"INDEX(Data!$E$24:$E$47, MATCH(F1104&D1104, Data!$B$24:$B$47,0))","v":1.9964561142097742E-3},{"$f":"SUMPRODUCT((Data!$B$58:$B$60=Model!$F1104)*(Data!$C$57:$K$57=Model!$O1104)*(Data!$C$58:$K$60))","v":3.0038452968326621},79.961547031673376,1,{"$f":"IF(E1104<>\"Serviceable\",E1104,INDEX(Lists!$D$6:$D$8, MATCH(T1104,Lists!$C$6:$C$8,0)))","v":"Serviceable"},{"$f":"INDEX(Lists!$C$12:$C$26, MATCH(H1104, Lists!$B$12:$B$26,0))","v":"LV"}]
[null,2091,1967,"Wood Creos Impregnated","Serviceable","Class 3",0,"lv/hv",1070,2022,100,"No",false,10,{"$f":"INDEX(Lists!$B$32:$B$40, MATCH(YEAR(TODAY())-C1105, Lists!$C$32:$C$40,1))","v":"51-60"},340.59157821665605,{"$f":"INDEX(Data!$E$24:$E$47, MATCH(F1105&D1105, Data!$B$24:$B$47,0))","v":1.0684339161496522E-3},{"$f":"SUMPRODUCT((Data!$B$58:$B$60=Model!$F1105)*(Data!$C$57:$K$57=Model!$O1105)*(Data!$C$58:$K$60))","v":2.6564859251595059},73.435140748404933,1,{"$f":"IF(E1105<>\"Serviceable\",E1105,INDEX(Lists!$D$6:$D$8, MATCH(T1105,Lists!$C$6:$C$8,0)))","v":"Serviceable"},{"$f":"INDEX(Lists!$C$12:$C$26, MATCH(H1105, Lists!$B$12:$B$26,0))","v":"HV"}]
[null,2093,1989,"Wood Untreated Dressed","Serviceable","Class 1",0,"lv/hv",974,2022,150,"No",false,10,{"$f":"INDEX(Lists!$B$32:$B$40, MATCH(YEAR(TODAY())-C1106, Lists!$C$32:$C$40,1))","v":"31-40"},310.0338291430121,{"$f":"INDEX(Data!$E$24:$E$47, MATCH(F1106&D1106, Data!$B$24:$B$47,0))","v":1.9964561142097742E-3},{"$f":"SUMPRODUCT((Data!$B$58:$B$60=Model!$F1106)*(Data!$C$57:$K$57=Model!$O1106)*(Data!$C$58:$K$60))","v":3.0038452968326621},119.96154703167338,1,{"$f":"IF(E1106<>\"Serviceable\",E1106,INDEX(Lists!$D$6:$D$8, MATCH(T1106,Lists!$C$6:$C$8,0)))","v":"Serviceable"},{"$f":"INDEX(Lists!$C$12:$C$26, MATCH(H1106, Lists!$B$12:$B$26,0))","v":"HV"}]
[null,2096,1967,"Wood Creos Impregnated","Serviceable","Class 3",0,"lv",870,2020,100,"No",false,10,{"$f":"INDEX(Lists!$B$32:$B$40, MATCH(YEAR(TODAY())-C1107, Lists!$C$32:$C$40,1))","v":"51-60"},276.92960097989788,{"$f":"INDEX(Data!$E$24:$E$47, MATCH(F1107&D1107, Data!$B$24:$B$47,0))","v":1.0684339161496522E-3},{"$f":"SUMPRODUCT((Data!$B$58:$B$60=Model!$F1107)*(Data!$C$57:$K$57=Model!$O1107)*(Data!$C$58:$K$60))","v":2.6564859251595059},73.435140748404933,1,{"$f":"IF(E1107<>\"Serviceable\",E1107,INDEX(Lists!$D$6:$D$8, MATCH(T1107,Lists!$C$6:$C$8,0)))","v":"Serviceable"},{"$f":"INDEX(Lists!$C$12:$C$26, MATCH(H1107, Lists!$B$12:$B$26,0))","v":"LV"}]
[null,2097,1979,"Wood Untreated Dressed","Serviceable","Class 1",0,"lv",930,2022,110,"No",false,10,{"$f":"INDEX(Lists!$B$32:$B$40, MATCH(YEAR(TODAY())-C1108, Lists!$C$32:$C$40,1))","v":"41-50"},296.02819415092534,{"$f":"INDEX(Data!$E$24:$E$47, MATCH(F1108&D1108, Data!$B$24:$B$47,0))","v":1.9964561142097742E-3},{"$f":"SUMPRODUCT((Data!$B$58:$B$60=Model!$F1108)*(Data!$C$57:$K$57=Model!$O1108)*(Data!$C$58:$K$60))","v":1.7977578417715214},92.022421582284778,1,{"$f":"IF(E1108<>\"Serviceable\",E1108,INDEX(Lists!$D$6:$D$8, MATCH(T1108,Lists!$C$6:$C$8,0)))","v":"Serviceable"},{"$f":"INDEX(Lists!$C$12:$C$26, MATCH(H1108, Lists!$B$12:$B$26,0))","v":"LV"}]
[null,2098,1956,"Wood Untreated Round","Serviceable","Class 1",0,"lv",817,2020,100,"No",false,10,{"$f":"INDEX(Lists!$B$32:$B$40, MATCH(YEAR(TODAY())-C1109, Lists!$C$32:$C$40,1))","v":"61-70"},260.05917701215697,{"$f":"INDEX(Data!$E$24:$E$47, MATCH(F1109&D1109, Data!$B$24:$B$47,0))","v":1.9964561142097742E-3},{"$f":"SUMPRODUCT((Data!$B$58:$B$60=Model!$F1109)*(Data!$C$57:$K$57=Model!$O1109)*(Data!$C$58:$K$60))","v":2.3795837981601728},76.204162018398279,1,{"$f":"IF(E1109<>\"Serviceable\",E1109,INDEX(Lists!$D$6:$D$8, MATCH(T1109,Lists!$C$6:$C$8,0)))","v":"Serviceable"},{"$f":"INDEX(Lists!$C$12:$C$26, MATCH(H1109, Lists!$B$12:$B$26,0))","v":"LV"}]
[null,2100,1970,"Wood Creos Impregnated","Serviceable","Class 3",0,"lv",930,2020,90,"No",false,10,{"$f":"INDEX(Lists!$B$32:$B$40, MATCH(YEAR(TODAY())-C1110, Lists!$C$32:$C$40,1))","v":"51-60"},296.02819415092534,{"$f":"INDEX(Data!$E$24:$E$47, MATCH(F1110&D1110, Data!$B$24:$B$47,0))","v":1.0684339161496522E-3},{"$f":"SUMPRODUCT((Data!$B$58:$B$60=Model!$F1110)*(Data!$C$57:$K$57=Model!$O1110)*(Data!$C$58:$K$60))","v":2.6564859251595059},63.43514074840494,2,{"$f":"IF(E1110<>\"Serviceable\",E1110,INDEX(Lists!$D$6:$D$8, MATCH(T1110,Lists!$C$6:$C$8,0)))","v":"Limited Life"},{"$f":"INDEX(Lists!$C$12:$C$26, MATCH(H1110, Lists!$B$12:$B$26,0))","v":"LV"}]
[null,2103,1967,"Wood Creos Impregnated","Serviceable","Class 3",0,"lv/hv",880,2022,100,"No",false,10,{"$f":"INDEX(Lists!$B$32:$B$40, MATCH(YEAR(TODAY())-C1111, Lists!$C$32:$C$40,1))","v":"51-60"},280.11269984173578,{"$f":"INDEX(Data!$E$24:$E$47, MATCH(F1111&D1111, Data!$B$24:$B$47,0))","v":1.0684339161496522E-3},{"$f":"SUMPRODUCT((Data!$B$58:$B$60=Model!$F1111)*(Data!$C$57:$K$57=Model!$O1111)*(Data!$C$58:$K$60))","v":2.6564859251595059},73.435140748404933,1,{"$f":"IF(E1111<>\"Serviceable\",E1111,INDEX(Lists!$D$6:$D$8, MATCH(T1111,Lists!$C$6:$C$8,0)))","v":"Serviceable"},{"$f":"INDEX(Lists!$C$12:$C$26, MATCH(H1111, Lists!$B$12:$B$26,0))","v":"HV"}]
[null,2107,1982,"Wood Creos Impregnated","Serviceable","Class 3",0,"lv/hv",1160,2022,120,"No",false,10,{"$f":"INDEX(Lists!$B$32:$B$40, MATCH(YEAR(TODAY())-C1112, Lists!$C$32:$C$40,1))","v":"41-50"},369.23946797319718,{"$f":"INDEX(Data!$E$24:$E$47, MATCH(F1112&D1112, Data!$B$24:$B$47,0))","v":1.0684339161496522E-3},{"$f":"SUMPRODUCT((Data!$B$58:$B$60=Model!$F1112)*(Data!$C$57:$K$57=Model!$O1112)*(Data!$C$58:$K$60))","v":3.2595928155551883},87.404071844448112,1,{"$f":"IF(E1112<>\"Serviceable\",E1112,INDEX(Lists!$D$6:$D$8, MATCH(T1112,Lists!$C$6:$C$8,0)))","v":"Serviceable"},{"$f":"INDEX(Lists!$C$12:$C$26, MATCH(H1112, Lists!$B$12:$B$26,0))","v":"HV"}]
[null,2108,1970,"Wood Creos Impregnated","Serviceable","Class 3",0,"lv",860,2020,90,"No",false,10,{"$f":"INDEX(Lists!$B$32:$B$40, MATCH(YEAR(TODAY())-C1113, Lists!$C$32:$C$40,1))","v":"51-60"},273.74650211805999,{"$f":"INDEX(Data!$E$24:$E$47, MATCH(F1113&D1113, Data!$B$24:$B$47,0))","v":1.0684339161496522E-3},{"$f":"SUMPRODUCT((Data!$B$58:$B$60=Model!$F1113)*(Data!$C$57:$K$57=Model!$O1113)*(Data!$C$58:$K$60))","v":2.6564859251595059},63.43514074840494,2,{"$f":"IF(E1113<>\"Serviceable\",E1113,INDEX(Lists!$D$6:$D$8, MATCH(T1113,Lists!$C$6:$C$8,0)))","v":"Limited Life"},{"$f":"INDEX(Lists!$C$12:$C$26, MATCH(H1113, Lists!$B$12:$B$26,0))","v":"LV"}]
[null,2113,1964,"Wood Creos Impregnated","Serviceable","Class 3",0,"lv/hv",870,2022,90,"No",false,10,{"$f":"INDEX(Lists!$B$32:$B$40, MATCH(YEAR(TODAY())-C1114, Lists!$C$32:$C$40,1))","v":"61-70"},276.92960097989788,{"$f":"INDEX(Data!$E$24:$E$47, MATCH(F1114&D1114, Data!$B$24:$B$47,0))","v":1.0684339161496522E-3},{"$f":"SUMPRODUCT((Data!$B$58:$B$60=Model!$F1114)*(Data!$C$57:$K$57=Model!$O1114)*(Data!$C$58:$K$60))","v":1.9802031311051838},70.197968688948166,1,{"$f":"IF(E1114<>\"Serviceable\",E1114,INDEX(Lists!$D$6:$D$8, MATCH(T1114,Lists!$C$6:$C$8,0)))","v":"Serviceable"},{"$f":"INDEX(Lists!$C$12:$C$26, MATCH(H1114, Lists!$B$12:$B$26,0))","v":"HV"}]
[null,2114,1948,"Wood Untreated Round","Serviceable","Class 1",0,"lv",800,2020,100,"No",false,10,{"$f":"INDEX(Lists!$B$32:$B$40, MATCH(YEAR(TODAY())-C1115, Lists!$C$32:$C$40,1))","v":"71-80"},254.64790894703253,{"$f":"INDEX(Data!$E$24:$E$47, MATCH(F1115&D1115, Data!$B$24:$B$47,0))","v":1.9964561142097742E-3},{"$f":"SUMPRODUCT((Data!$B$58:$B$60=Model!$F1115)*(Data!$C$57:$K$57=Model!$O1115)*(Data!$C$58:$K$60))","v":2.0707751244791428},79.292248755208576,1,{"$f":"IF(E1115<>\"Serviceable\",E1115,INDEX(Lists!$D$6:$D$8, MATCH(T1115,Lists!$C$6:$C$8,0)))","v":"Serviceable"},{"$f":"INDEX(Lists!$C$12:$C$26, MATCH(H1115, Lists!$B$12:$B$26,0))","v":"LV"}]
[null,2115,1958,"Wood Untreated Dressed","Serviceable","Class 1",0,"lv/hv",820,2022,100,"No",false,10,{"$f":"INDEX(Lists!$B$32:$B$40, MATCH(YEAR(TODAY())-C1116, Lists!$C$32:$C$40,1))","v":"61-70"},261.01410667070837,{"$f":"INDEX(Data!$E$24:$E$47, MATCH(F1116&D1116, Data!$B$24:$B$47,0))","v":1.9964561142097742E-3},{"$f":"SUMPRODUCT((Data!$B$58:$B$60=Model!$F1116)*(Data!$C$57:$K$57=Model!$O1116)*(Data!$C$58:$K$60))","v":2.3795837981601728},76.204162018398279,1,{"$f":"IF(E1116<>\"Serviceable\",E1116,INDEX(Lists!$D$6:$D$8, MATCH(T1116,Lists!$C$6:$C$8,0)))","v":"Serviceable"},{"$f":"INDEX(Lists!$C$12:$C$26, MATCH(H1116, Lists!$B$12:$B$26,0))","v":"HV"}]
[null,2116,1935,"Wood Untreated Dressed","Serviceable","Class 1",0,"lv",960,2020,110,"No",false,10,{"$f":"INDEX(Lists!$B$32:$B$40, MATCH(YEAR(TODAY())-C1117, Lists!$C$32:$C$40,1))","v":"81-90"},305.57749073643907,{"$f":"INDEX(Data!$E$24:$E$47, MATCH(F1117&D1117, Data!$B$24:$B$47,0))","v":1.9964561142097742E-3},{"$f":"SUMPRODUCT((Data!$B$58:$B$60=Model!$F1117)*(Data!$C$57:$K$57=Model!$O1117)*(Data!$C$58:$K$60))","v":2.8392735823590045},81.607264176409956,1,{"$f":"IF(E1117<>\"Serviceable\",E1117,INDEX(Lists!$D$6:$D$8, MATCH(T1117,Lists!$C$6:$C$8,0)))","v":"Serviceable"},{"$f":"INDEX(Lists!$C$12:$C$26, MATCH(H1117, Lists!$B$12:$B$26,0))","v":"LV"}]
[null,2124,1965,"Wood Creos Impregnated","Serviceable","Class 3",0,"lv",800,2020,90,"No",false,10,{"$f":"INDEX(Lists!$B$32:$B$40, MATCH(YEAR(TODAY())-C1118, Lists!$C$32:$C$40,1))","v":"51-60"},254.64790894703253,{"$f":"INDEX(Data!$E$24:$E$47, MATCH(F1118&D1118, Data!$B$24:$B$47,0))","v":1.0684339161496522E-3},{"$f":"SUMPRODUCT((Data!$B$58:$B$60=Model!$F1118)*(Data!$C$57:$K$57=Model!$O1118)*(Data!$C$58:$K$60))","v":2.6564859251595059},63.43514074840494,2,{"$f":"IF(E1118<>\"Serviceable\",E1118,INDEX(Lists!$D$6:$D$8, MATCH(T1118,Lists!$C$6:$C$8,0)))","v":"Limited Life"},{"$f":"INDEX(Lists!$C$12:$C$26, MATCH(H1118, Lists!$B$12:$B$26,0))","v":"LV"}]
[null,2126,1985,"Wood Untreated Dressed","Serviceable","Class 1",0,"lv",1000,2020,120,"No",false,10,{"$f":"INDEX(Lists!$B$32:$B$40, MATCH(YEAR(TODAY())-C1119, Lists!$C$32:$C$40,1))","v":"31-40"},318.3098861837907,{"$f":"INDEX(Data!$E$24:$E$47, MATCH(F1119&D1119, Data!$B$24:$B$47,0))","v":1.9964561142097742E-3},{"$f":"SUMPRODUCT((Data!$B$58:$B$60=Model!$F1119)*(Data!$C$57:$K$57=Model!$O1119)*(Data!$C$58:$K$60))","v":3.0038452968326621},89.961547031673376,1,{"$f":"IF(E1119<>\"Serviceable\",E1119,INDEX(Lists!$D$6:$D$8, MATCH(T1119,Lists!$C$6:$C$8,0)))","v":"Serviceable"},{"$f":"INDEX(Lists!$C$12:$C$26, MATCH(H1119, Lists!$B$12:$B$26,0))","v":"LV"}]
[null,2128,1970,"Wood Creos Impregnated","Serviceable","Class 3",0,"lv",912,2020,70,"No",false,10,{"$f":"INDEX(Lists!$B$32:$B$40, MATCH(YEAR(TODAY())-C1120, Lists!$C$32:$C$40,1))","v":"51-60"},290.29861619961713,{"$f":"INDEX(Data!$E$24:$E$47, MATCH(F1120&D1120, Data!$B$24:$B$47,0))","v":1.0684339161496522E-3},{"$f":"SUMPRODUCT((Data!$B$58:$B$60=Model!$F1120)*(Data!$C$57:$K$57=Model!$O1120)*(Data!$C$58:$K$60))","v":2.6564859251595059},43.43514074840494,2,{"$f":"IF(E1120<>\"Serviceable\",E1120,INDEX(Lists!$D$6:$D$8, MATCH(T1120,Lists!$C$6:$C$8,0)))","v":"Limited Life"},{"$f":"INDEX(Lists!$C$12:$C$26, MATCH(H1120, Lists!$B$12:$B$26,0))","v":"LV"}]
[null,2131,1967,"Wood Creos Impregnated","Serviceable","Class 3",0,"lv",810,2022,70,"No",false,10,{"$f":"INDEX(Lists!$B$32:$B$40, MATCH(YEAR(TODAY())-C1121, Lists!$C$32:$C$40,1))","v":"51-60"},257.83100780887048,{"$f":"INDEX(Data!$E$24:$E$47, MATCH(F1121&D1121, Data!$B$24:$B$47,0))","v":1.0684339161496522E-3},{"$f":"SUMPRODUCT((Data!$B$58:$B$60=Model!$F1121)*(Data!$C$57:$K$57=Model!$O1121)*(Data!$C$58:$K$60))","v":2.6564859251595059},43.43514074840494,2,{"$f":"IF(E1121<>\"Serviceable\",E1121,INDEX(Lists!$D$6:$D$8, MATCH(T1121,Lists!$C$6:$C$8,0)))","v":"Limited Life"},{"$f":"INDEX(Lists!$C$12:$C$26, MATCH(H1121, Lists!$B$12:$B$26,0))","v":"LV"}]
[null,2132,1970,"Wood Creos Impregnated","Serviceable","Class 3",0,"lv",900,2020,85,"No",false,10,{"$f":"INDEX(Lists!$B$32:$B$40, MATCH(YEAR(TODAY())-C1122, Lists!$C$32:$C$40,1))","v":"51-60"},286.47889756541161,{"$f":"INDEX(Data!$E$24:$E$47, MATCH(F1122&D1122, Data!$B$24:$B$47,0))","v":1.0684339161496522E-3},{"$f":"SUMPRODUCT((Data!$B$58:$B$60=Model!$F1122)*(Data!$C$57:$K$57=Model!$O1122)*(Data!$C$58:$K$60))","v":2.6564859251595059},58.43514074840494,2,{"$f":"IF(E1122<>\"Serviceable\",E1122,INDEX(Lists!$D$6:$D$8, MATCH(T1122,Lists!$C$6:$C$8,0)))","v":"Limited Life"},{"$f":"INDEX(Lists!$C$12:$C$26, MATCH(H1122, Lists!$B$12:$B$26,0))","v":"LV"}]
[null,2134,1985,"Wood Untreated Dressed","Serviceable","Class 1",0,"lv",942,2020,120,"No",false,10,{"$f":"INDEX(Lists!$B$32:$B$40, MATCH(YEAR(TODAY())-C1123, Lists!$C$32:$C$40,1))","v":"31-40"},299.8479127851308,{"$f":"INDEX(Data!$E$24:$E$47, MATCH(F1123&D1123, Data!$B$24:$B$47,0))","v":1.9964561142097742E-3},{"$f":"SUMPRODUCT((Data!$B$58:$B$60=Model!$F1123)*(Data!$C$57:$K$57=Model!$O1123)*(Data!$C$58:$K$60))","v":3.0038452968326621},89.961547031673376,1,{"$f":"IF(E1123<>\"Serviceable\",E1123,INDEX(Lists!$D$6:$D$8, MATCH(T1123,Lists!$C$6:$C$8,0)))","v":"Serviceable"},{"$f":"INDEX(Lists!$C$12:$C$26, MATCH(H1123, Lists!$B$12:$B$26,0))","v":"LV"}]
[null,2135,1937,"Wood Untreated Dressed","Serviceable","Class 1",0,"lv",950,2021,100,"No",false,10,{"$f":"INDEX(Lists!$B$32:$B$40, MATCH(YEAR(TODAY())-C1124, Lists!$C$32:$C$40,1))","v":"81-90"},302.39439187460113,{"$f":"INDEX(Data!$E$24:$E$47, MATCH(F1124&D1124, Data!$B$24:$B$47,0))","v":1.9964561142097742E-3},{"$f":"SUMPRODUCT((Data!$B$58:$B$60=Model!$F1124)*(Data!$C$57:$K$57=Model!$O1124)*(Data!$C$58:$K$60))","v":2.8392735823590045},71.607264176409956,1,{"$f":"IF(E1124<>\"Serviceable\",E1124,INDEX(Lists!$D$6:$D$8, MATCH(T1124,Lists!$C$6:$C$8,0)))","v":"Serviceable"},{"$f":"INDEX(Lists!$C$12:$C$26, MATCH(H1124, Lists!$B$12:$B$26,0))","v":"LV"}]
[null,2136,1964,"Wood Creos Impregnated","Serviceable","Class 3",0,"lv",927,2020,100,"No",false,10,{"$f":"INDEX(Lists!$B$32:$B$40, MATCH(YEAR(TODAY())-C1125, Lists!$C$32:$C$40,1))","v":"61-70"},295.07326449237394,{"$f":"INDEX(Data!$E$24:$E$47, MATCH(F1125&D1125, Data!$B$24:$B$47,0))","v":1.0684339161496522E-3},{"$f":"SUMPRODUCT((Data!$B$58:$B$60=Model!$F1125)*(Data!$C$57:$K$57=Model!$O1125)*(Data!$C$58:$K$60))","v":1.9802031311051838},80.197968688948166,1,{"$f":"IF(E1125<>\"Serviceable\",E1125,INDEX(Lists!$D$6:$D$8, MATCH(T1125,Lists!$C$6:$C$8,0)))","v":"Serviceable"},{"$f":"INDEX(Lists!$C$12:$C$26, MATCH(H1125, Lists!$B$12:$B$26,0))","v":"LV"}]
[null,2137,1960,"Wood Creos Impregnated","Serviceable","Class 3",0,"lv",920,2022,80,"No",false,10,{"$f":"INDEX(Lists!$B$32:$B$40, MATCH(YEAR(TODAY())-C1126, Lists!$C$32:$C$40,1))","v":"61-70"},292.84509528908745,{"$f":"INDEX(Data!$E$24:$E$47, MATCH(F1126&D1126, Data!$B$24:$B$47,0))","v":1.0684339161496522E-3},{"$f":"SUMPRODUCT((Data!$B$58:$B$60=Model!$F1126)*(Data!$C$57:$K$57=Model!$O1126)*(Data!$C$58:$K$60))","v":1.9802031311051838},60.197968688948166,2,{"$f":"IF(E1126<>\"Serviceable\",E1126,INDEX(Lists!$D$6:$D$8, MATCH(T1126,Lists!$C$6:$C$8,0)))","v":"Limited Life"},{"$f":"INDEX(Lists!$C$12:$C$26, MATCH(H1126, Lists!$B$12:$B$26,0))","v":"LV"}]
[null,2142,1950,"Wood Untreated Round","Serviceable","Class 1",0,"lv",942,2020,100,"No",false,10,{"$f":"INDEX(Lists!$B$32:$B$40, MATCH(YEAR(TODAY())-C1127, Lists!$C$32:$C$40,1))","v":"71-80"},299.8479127851308,{"$f":"INDEX(Data!$E$24:$E$47, MATCH(F1127&D1127, Data!$B$24:$B$47,0))","v":1.9964561142097742E-3},{"$f":"SUMPRODUCT((Data!$B$58:$B$60=Model!$F1127)*(Data!$C$57:$K$57=Model!$O1127)*(Data!$C$58:$K$60))","v":2.0707751244791428},79.292248755208576,1,{"$f":"IF(E1127<>\"Serviceable\",E1127,INDEX(Lists!$D$6:$D$8, MATCH(T1127,Lists!$C$6:$C$8,0)))","v":"Serviceable"},{"$f":"INDEX(Lists!$C$12:$C$26, MATCH(H1127, Lists!$B$12:$B$26,0))","v":"LV"}]
[null,2148,1986,"Wood Untreated Dressed","Serviceable","Class 1",0,"lv/hv",975,2020,120,"No",false,10,{"$f":"INDEX(Lists!$B$32:$B$40, MATCH(YEAR(TODAY())-C1128, Lists!$C$32:$C$40,1))","v":"31-40"},310.35213902919594,{"$f":"INDEX(Data!$E$24:$E$47, MATCH(F1128&D1128, Data!$B$24:$B$47,0))","v":1.9964561142097742E-3},{"$f":"SUMPRODUCT((Data!$B$58:$B$60=Model!$F1128)*(Data!$C$57:$K$57=Model!$O1128)*(Data!$C$58:$K$60))","v":3.0038452968326621},89.961547031673376,1,{"$f":"IF(E1128<>\"Serviceable\",E1128,INDEX(Lists!$D$6:$D$8, MATCH(T1128,Lists!$C$6:$C$8,0)))","v":"Serviceable"},{"$f":"INDEX(Lists!$C$12:$C$26, MATCH(H1128, Lists!$B$12:$B$26,0))","v":"HV"}]
[null,2149,1973,"Wood Untreated Dressed","Serviceable","Class 1",0,"lv",817,2020,90,"No",false,10,{"$f":"INDEX(Lists!$B$32:$B$40, MATCH(YEAR(TODAY())-C1129, Lists!$C$32:$C$40,1))","v":"51-60"},260.05917701215697,{"$f":"INDEX(Data!$E$24:$E$47, MATCH(F1129&D1129, Data!$B$24:$B$47,0))","v":1.9964561142097742E-3},{"$f":"SUMPRODUCT((Data!$B$58:$B$60=Model!$F1129)*(Data!$C$57:$K$57=Model!$O1129)*(Data!$C$58:$K$60))","v":1.3557210085184006},76.44278991481599,1,{"$f":"IF(E1129<>\"Serviceable\",E1129,INDEX(Lists!$D$6:$D$8, MATCH(T1129,Lists!$C$6:$C$8,0)))","v":"Serviceable"},{"$f":"INDEX(Lists!$C$12:$C$26, MATCH(H1129, Lists!$B$12:$B$26,0))","v":"LV"}]
[null,2150,1984,"Wood Untreated Dressed","Serviceable","Class 1",0,"lv/hv",1110,2022,150,"No",false,10,{"$f":"INDEX(Lists!$B$32:$B$40, MATCH(YEAR(TODAY())-C1130, Lists!$C$32:$C$40,1))","v":"41-50"},353.32397366400767,{"$f":"INDEX(Data!$E$24:$E$47, MATCH(F1130&D1130, Data!$B$24:$B$47,0))","v":1.9964561142097742E-3},{"$f":"SUMPRODUCT((Data!$B$58:$B$60=Model!$F1130)*(Data!$C$57:$K$57=Model!$O1130)*(Data!$C$58:$K$60))","v":1.7977578417715214},132.02242158228478,1,{"$f":"IF(E1130<>\"Serviceable\",E1130,INDEX(Lists!$D$6:$D$8, MATCH(T1130,Lists!$C$6:$C$8,0)))","v":"Serviceable"},{"$f":"INDEX(Lists!$C$12:$C$26, MATCH(H1130, Lists!$B$12:$B$26,0))","v":"HV"}]
[null,2153,1975,"Wood Creos Impregnated","Serviceable","Class 1",0,"lv/hv",942,2020,110,"No",false,10,{"$f":"INDEX(Lists!$B$32:$B$40, MATCH(YEAR(TODAY())-C1131, Lists!$C$32:$C$40,1))","v":"41-50"},299.8479127851308,{"$f":"INDEX(Data!$E$24:$E$47, MATCH(F1131&D1131, Data!$B$24:$B$47,0))","v":9.9474993092014377E-4},{"$f":"SUMPRODUCT((Data!$B$58:$B$60=Model!$F1131)*(Data!$C$57:$K$57=Model!$O1131)*(Data!$C$58:$K$60))","v":1.7977578417715214},92.022421582284778,1,{"$f":"IF(E1131<>\"Serviceable\",E1131,INDEX(Lists!$D$6:$D$8, MATCH(T1131,Lists!$C$6:$C$8,0)))","v":"Serviceable"},{"$f":"INDEX(Lists!$C$12:$C$26, MATCH(H1131, Lists!$B$12:$B$26,0))","v":"HV"}]
[null,2155,1968,"Wood Creos Impregnated","Serviceable","Class 2",0,"lv/hv",942,2020,90,"No",false,10,{"$f":"INDEX(Lists!$B$32:$B$40, MATCH(YEAR(TODAY())-C1132, Lists!$C$32:$C$40,1))","v":"51-60"},299.8479127851308,{"$f":"INDEX(Data!$E$24:$E$47, MATCH(F1132&D1132, Data!$B$24:$B$47,0))","v":1.6118836915297091E-3},{"$f":"SUMPRODUCT((Data!$B$58:$B$60=Model!$F1132)*(Data!$C$57:$K$57=Model!$O1132)*(Data!$C$58:$K$60))","v":2.6773548093458861},63.226451906541143,2,{"$f":"IF(E1132<>\"Serviceable\",E1132,INDEX(Lists!$D$6:$D$8, MATCH(T1132,Lists!$C$6:$C$8,0)))","v":"Limited Life"},{"$f":"INDEX(Lists!$C$12:$C$26, MATCH(H1132, Lists!$B$12:$B$26,0))","v":"HV"}]
[null,2156,1980,"Wood Untreated Dressed","Limited Life","Class 1",0,"lv",720,2023,100,"No",false,10,{"$f":"INDEX(Lists!$B$32:$B$40, MATCH(YEAR(TODAY())-C1133, Lists!$C$32:$C$40,1))","v":"41-50"},229.18311805232929,{"$f":"INDEX(Data!$E$24:$E$47, MATCH(F1133&D1133, Data!$B$24:$B$47,0))","v":1.9964561142097742E-3},{"$f":"SUMPRODUCT((Data!$B$58:$B$60=Model!$F1133)*(Data!$C$57:$K$57=Model!$O1133)*(Data!$C$58:$K$60))","v":1.7977578417715214},82.022421582284778,1,{"$f":"IF(E1133<>\"Serviceable\",E1133,INDEX(Lists!$D$6:$D$8, MATCH(T1133,Lists!$C$6:$C$8,0)))","v":"Limited Life"},{"$f":"INDEX(Lists!$C$12:$C$26, MATCH(H1133, Lists!$B$12:$B$26,0))","v":"LV"}]
[null,2158,1967,"Wood Creos Impregnated","Serviceable","Class 3",0,"lv",860,2022,90,"No",false,10,{"$f":"INDEX(Lists!$B$32:$B$40, MATCH(YEAR(TODAY())-C1134, Lists!$C$32:$C$40,1))","v":"51-60"},273.74650211805999,{"$f":"INDEX(Data!$E$24:$E$47, MATCH(F1134&D1134, Data!$B$24:$B$47,0))","v":1.0684339161496522E-3},{"$f":"SUMPRODUCT((Data!$B$58:$B$60=Model!$F1134)*(Data!$C$57:$K$57=Model!$O1134)*(Data!$C$58:$K$60))","v":2.6564859251595059},63.43514074840494,2,{"$f":"IF(E1134<>\"Serviceable\",E1134,INDEX(Lists!$D$6:$D$8, MATCH(T1134,Lists!$C$6:$C$8,0)))","v":"Limited Life"},{"$f":"INDEX(Lists!$C$12:$C$26, MATCH(H1134, Lists!$B$12:$B$26,0))","v":"LV"}]
[null,2159,1937,"Wood Untreated Dressed","Serviceable","Class 1",0,"lv",880,2020,100,"No",false,10,{"$f":"INDEX(Lists!$B$32:$B$40, MATCH(YEAR(TODAY())-C1135, Lists!$C$32:$C$40,1))","v":"81-90"},280.11269984173578,{"$f":"INDEX(Data!$E$24:$E$47, MATCH(F1135&D1135, Data!$B$24:$B$47,0))","v":1.9964561142097742E-3},{"$f":"SUMPRODUCT((Data!$B$58:$B$60=Model!$F1135)*(Data!$C$57:$K$57=Model!$O1135)*(Data!$C$58:$K$60))","v":2.8392735823590045},71.607264176409956,1,{"$f":"IF(E1135<>\"Serviceable\",E1135,INDEX(Lists!$D$6:$D$8, MATCH(T1135,Lists!$C$6:$C$8,0)))","v":"Serviceable"},{"$f":"INDEX(Lists!$C$12:$C$26, MATCH(H1135, Lists!$B$12:$B$26,0))","v":"LV"}]
[null,2160,1958,"Wood Creos Impregnated","Serviceable","Class 1",0,"lv/hv",890,2022,100,"No",false,10,{"$f":"INDEX(Lists!$B$32:$B$40, MATCH(YEAR(TODAY())-C1136, Lists!$C$32:$C$40,1))","v":"61-70"},283.29579870357372,{"$f":"INDEX(Data!$E$24:$E$47, MATCH(F1136&D1136, Data!$B$24:$B$47,0))","v":9.9474993092014377E-4},{"$f":"SUMPRODUCT((Data!$B$58:$B$60=Model!$F1136)*(Data!$C$57:$K$57=Model!$O1136)*(Data!$C$58:$K$60))","v":2.3795837981601728},76.204162018398279,1,{"$f":"IF(E1136<>\"Serviceable\",E1136,INDEX(Lists!$D$6:$D$8, MATCH(T1136,Lists!$C$6:$C$8,0)))","v":"Serviceable"},{"$f":"INDEX(Lists!$C$12:$C$26, MATCH(H1136, Lists!$B$12:$B$26,0))","v":"HV"}]
[null,2162,1967,"Wood Creos Impregnated","Serviceable","Class 3",0,"lv",890,2022,80,"No",false,10,{"$f":"INDEX(Lists!$B$32:$B$40, MATCH(YEAR(TODAY())-C1137, Lists!$C$32:$C$40,1))","v":"51-60"},283.29579870357372,{"$f":"INDEX(Data!$E$24:$E$47, MATCH(F1137&D1137, Data!$B$24:$B$47,0))","v":1.0684339161496522E-3},{"$f":"SUMPRODUCT((Data!$B$58:$B$60=Model!$F1137)*(Data!$C$57:$K$57=Model!$O1137)*(Data!$C$58:$K$60))","v":2.6564859251595059},53.43514074840494,2,{"$f":"IF(E1137<>\"Serviceable\",E1137,INDEX(Lists!$D$6:$D$8, MATCH(T1137,Lists!$C$6:$C$8,0)))","v":"Limited Life"},{"$f":"INDEX(Lists!$C$12:$C$26, MATCH(H1137, Lists!$B$12:$B$26,0))","v":"LV"}]
[null,2164,1984,"Wood Untreated Dressed","Serviceable","Class 1",0,"lv/hv",960,2022,140,"No",false,10,{"$f":"INDEX(Lists!$B$32:$B$40, MATCH(YEAR(TODAY())-C1138, Lists!$C$32:$C$40,1))","v":"41-50"},305.57749073643907,{"$f":"INDEX(Data!$E$24:$E$47, MATCH(F1138&D1138, Data!$B$24:$B$47,0))","v":1.9964561142097742E-3},{"$f":"SUMPRODUCT((Data!$B$58:$B$60=Model!$F1138)*(Data!$C$57:$K$57=Model!$O1138)*(Data!$C$58:$K$60))","v":1.7977578417715214},122.02242158228478,1,{"$f":"IF(E1138<>\"Serviceable\",E1138,INDEX(Lists!$D$6:$D$8, MATCH(T1138,Lists!$C$6:$C$8,0)))","v":"Serviceable"},{"$f":"INDEX(Lists!$C$12:$C$26, MATCH(H1138, Lists!$B$12:$B$26,0))","v":"HV"}]
[null,2165,1965,"Wood Creos Impregnated","Serviceable","Class 3",0,"lv/hv",927,2020,90,"No",false,10,{"$f":"INDEX(Lists!$B$32:$B$40, MATCH(YEAR(TODAY())-C1139, Lists!$C$32:$C$40,1))","v":"51-60"},295.07326449237394,{"$f":"INDEX(Data!$E$24:$E$47, MATCH(F1139&D1139, Data!$B$24:$B$47,0))","v":1.0684339161496522E-3},{"$f":"SUMPRODUCT((Data!$B$58:$B$60=Model!$F1139)*(Data!$C$57:$K$57=Model!$O1139)*(Data!$C$58:$K$60))","v":2.6564859251595059},63.43514074840494,2,{"$f":"IF(E1139<>\"Serviceable\",E1139,INDEX(Lists!$D$6:$D$8, MATCH(T1139,Lists!$C$6:$C$8,0)))","v":"Limited Life"},{"$f":"INDEX(Lists!$C$12:$C$26, MATCH(H1139, Lists!$B$12:$B$26,0))","v":"HV"}]
[null,2166,1965,"Wood Creos Impregnated","Serviceable","Class 3",0,"lv/hv",1060,2022,100,"No",false,10,{"$f":"INDEX(Lists!$B$32:$B$40, MATCH(YEAR(TODAY())-C1140, Lists!$C$32:$C$40,1))","v":"51-60"},337.4084793548181,{"$f":"INDEX(Data!$E$24:$E$47, MATCH(F1140&D1140, Data!$B$24:$B$47,0))","v":1.0684339161496522E-3},{"$f":"SUMPRODUCT((Data!$B$58:$B$60=Model!$F1140)*(Data!$C$57:$K$57=Model!$O1140)*(Data!$C$58:$K$60))","v":2.6564859251595059},73.435140748404933,1,{"$f":"IF(E1140<>\"Serviceable\",E1140,INDEX(Lists!$D$6:$D$8, MATCH(T1140,Lists!$C$6:$C$8,0)))","v":"Serviceable"},{"$f":"INDEX(Lists!$C$12:$C$26, MATCH(H1140, Lists!$B$12:$B$26,0))","v":"HV"}]
[null,2167,1965,"Wood Creos Impregnated","Serviceable","Class 3",0,"lv/hv",942,2020,100,"No",false,10,{"$f":"INDEX(Lists!$B$32:$B$40, MATCH(YEAR(TODAY())-C1141, Lists!$C$32:$C$40,1))","v":"51-60"},299.8479127851308,{"$f":"INDEX(Data!$E$24:$E$47, MATCH(F1141&D1141, Data!$B$24:$B$47,0))","v":1.0684339161496522E-3},{"$f":"SUMPRODUCT((Data!$B$58:$B$60=Model!$F1141)*(Data!$C$57:$K$57=Model!$O1141)*(Data!$C$58:$K$60))","v":2.6564859251595059},73.435140748404933,1,{"$f":"IF(E1141<>\"Serviceable\",E1141,INDEX(Lists!$D$6:$D$8, MATCH(T1141,Lists!$C$6:$C$8,0)))","v":"Serviceable"},{"$f":"INDEX(Lists!$C$12:$C$26, MATCH(H1141, Lists!$B$12:$B$26,0))","v":"HV"}]
[null,2169,1985,"Wood Untreated Dressed","Serviceable","Class 1",0,"lv/hv",942,2020,120,"No",false,10,{"$f":"INDEX(Lists!$B$32:$B$40, MATCH(YEAR(TODAY())-C1142, Lists!$C$32:$C$40,1))","v":"31-40"},299.8479127851308,{"$f":"INDEX(Data!$E$24:$E$47, MATCH(F1142&D1142, Data!$B$24:$B$47,0))","v":1.9964561142097742E-3},{"$f":"SUMPRODUCT((Data!$B$58:$B$60=Model!$F1142)*(Data!$C$57:$K$57=Model!$O1142)*(Data!$C$58:$K$60))","v":3.0038452968326621},89.961547031673376,1,{"$f":"IF(E1142<>\"Serviceable\",E1142,INDEX(Lists!$D$6:$D$8, MATCH(T1142,Lists!$C$6:$C$8,0)))","v":"Serviceable"},{"$f":"INDEX(Lists!$C$12:$C$26, MATCH(H1142, Lists!$B$12:$B$26,0))","v":"HV"}]
[null,2170,1984,"Wood Untreated Dressed","Serviceable","Class 1",0,"lv",930,2022,120,"No",false,10,{"$f":"INDEX(Lists!$B$32:$B$40, MATCH(YEAR(TODAY())-C1143, Lists!$C$32:$C$40,1))","v":"41-50"},296.02819415092534,{"$f":"INDEX(Data!$E$24:$E$47, MATCH(F1143&D1143, Data!$B$24:$B$47,0))","v":1.9964561142097742E-3},{"$f":"SUMPRODUCT((Data!$B$58:$B$60=Model!$F1143)*(Data!$C$57:$K$57=Model!$O1143)*(Data!$C$58:$K$60))","v":1.7977578417715214},102.02242158228478,1,{"$f":"IF(E1143<>\"Serviceable\",E1143,INDEX(Lists!$D$6:$D$8, MATCH(T1143,Lists!$C$6:$C$8,0)))","v":"Serviceable"},{"$f":"INDEX(Lists!$C$12:$C$26, MATCH(H1143, Lists!$B$12:$B$26,0))","v":"LV"}]
[null,2173,1991,"Wood Untreated Dressed","Serviceable","Class 1",0,"lv/hv",1400,2020,130,"No",false,10,{"$f":"INDEX(Lists!$B$32:$B$40, MATCH(YEAR(TODAY())-C1144, Lists!$C$32:$C$40,1))","v":"31-40"},445.63384065730696,{"$f":"INDEX(Data!$E$24:$E$47, MATCH(F1144&D1144, Data!$B$24:$B$47,0))","v":1.9964561142097742E-3},{"$f":"SUMPRODUCT((Data!$B$58:$B$60=Model!$F1144)*(Data!$C$57:$K$57=Model!$O1144)*(Data!$C$58:$K$60))","v":3.0038452968326621},99.961547031673376,1,{"$f":"IF(E1144<>\"Serviceable\",E1144,INDEX(Lists!$D$6:$D$8, MATCH(T1144,Lists!$C$6:$C$8,0)))","v":"Serviceable"},{"$f":"INDEX(Lists!$C$12:$C$26, MATCH(H1144, Lists!$B$12:$B$26,0))","v":"HV"}]
[null,2175,1973,"Wood Untreated Dressed","Serviceable","Class 1",0,"lv",691,2020,90,"No",false,10,{"$f":"INDEX(Lists!$B$32:$B$40, MATCH(YEAR(TODAY())-C1145, Lists!$C$32:$C$40,1))","v":"51-60"},219.95213135299937,{"$f":"INDEX(Data!$E$24:$E$47, MATCH(F1145&D1145, Data!$B$24:$B$47,0))","v":1.9964561142097742E-3},{"$f":"SUMPRODUCT((Data!$B$58:$B$60=Model!$F1145)*(Data!$C$57:$K$57=Model!$O1145)*(Data!$C$58:$K$60))","v":1.3557210085184006},76.44278991481599,1,{"$f":"IF(E1145<>\"Serviceable\",E1145,INDEX(Lists!$D$6:$D$8, MATCH(T1145,Lists!$C$6:$C$8,0)))","v":"Serviceable"},{"$f":"INDEX(Lists!$C$12:$C$26, MATCH(H1145, Lists!$B$12:$B$26,0))","v":"LV"}]
[null,2177,1988,"Wood Untreated Dressed","Serviceable","Class 1",0,"lv/hv",1200,2020,140,"No",false,10,{"$f":"INDEX(Lists!$B$32:$B$40, MATCH(YEAR(TODAY())-C1146, Lists!$C$32:$C$40,1))","v":"31-40"},381.9718634205488,{"$f":"INDEX(Data!$E$24:$E$47, MATCH(F1146&D1146, Data!$B$24:$B$47,0))","v":1.9964561142097742E-3},{"$f":"SUMPRODUCT((Data!$B$58:$B$60=Model!$F1146)*(Data!$C$57:$K$57=Model!$O1146)*(Data!$C$58:$K$60))","v":3.0038452968326621},109.96154703167338,1,{"$f":"IF(E1146<>\"Serviceable\",E1146,INDEX(Lists!$D$6:$D$8, MATCH(T1146,Lists!$C$6:$C$8,0)))","v":"Serviceable"},{"$f":"INDEX(Lists!$C$12:$C$26, MATCH(H1146, Lists!$B$12:$B$26,0))","v":"HV"}]
[null,2179,1960,"Wood Creos Impregnated","Serviceable","Class 3",0,"lv",942,2020,90,"No",false,10,{"$f":"INDEX(Lists!$B$32:$B$40, MATCH(YEAR(TODAY())-C1147, Lists!$C$32:$C$40,1))","v":"61-70"},299.8479127851308,{"$f":"INDEX(Data!$E$24:$E$47, MATCH(F1147&D1147, Data!$B$24:$B$47,0))","v":1.0684339161496522E-3},{"$f":"SUMPRODUCT((Data!$B$58:$B$60=Model!$F1147)*(Data!$C$57:$K$57=Model!$O1147)*(Data!$C$58:$K$60))","v":1.9802031311051838},70.197968688948166,1,{"$f":"IF(E1147<>\"Serviceable\",E1147,INDEX(Lists!$D$6:$D$8, MATCH(T1147,Lists!$C$6:$C$8,0)))","v":"Serviceable"},{"$f":"INDEX(Lists!$C$12:$C$26, MATCH(H1147, Lists!$B$12:$B$26,0))","v":"LV"}]
[null,2182,1973,"Wood Untreated Dressed","Serviceable","Class 1",0,"lv/hv",1000,2022,150,"No",false,10,{"$f":"INDEX(Lists!$B$32:$B$40, MATCH(YEAR(TODAY())-C1148, Lists!$C$32:$C$40,1))","v":"51-60"},318.3098861837907,{"$f":"INDEX(Data!$E$24:$E$47, MATCH(F1148&D1148, Data!$B$24:$B$47,0))","v":1.9964561142097742E-3},{"$f":"SUMPRODUCT((Data!$B$58:$B$60=Model!$F1148)*(Data!$C$57:$K$57=Model!$O1148)*(Data!$C$58:$K$60))","v":1.3557210085184006},136.44278991481599,1,{"$f":"IF(E1148<>\"Serviceable\",E1148,INDEX(Lists!$D$6:$D$8, MATCH(T1148,Lists!$C$6:$C$8,0)))","v":"Serviceable"},{"$f":"INDEX(Lists!$C$12:$C$26, MATCH(H1148, Lists!$B$12:$B$26,0))","v":"HV"}]
[null,2186,1963,"Wood Creos Impregnated","Serviceable","Class 3",0,"lv/hv",999,2022,110,"No",false,10,{"$f":"INDEX(Lists!$B$32:$B$40, MATCH(YEAR(TODAY())-C1149, Lists!$C$32:$C$40,1))","v":"61-70"},317.99157629760691,{"$f":"INDEX(Data!$E$24:$E$47, MATCH(F1149&D1149, Data!$B$24:$B$47,0))","v":1.0684339161496522E-3},{"$f":"SUMPRODUCT((Data!$B$58:$B$60=Model!$F1149)*(Data!$C$57:$K$57=Model!$O1149)*(Data!$C$58:$K$60))","v":1.9802031311051838},90.197968688948166,1,{"$f":"IF(E1149<>\"Serviceable\",E1149,INDEX(Lists!$D$6:$D$8, MATCH(T1149,Lists!$C$6:$C$8,0)))","v":"Serviceable"},{"$f":"INDEX(Lists!$C$12:$C$26, MATCH(H1149, Lists!$B$12:$B$26,0))","v":"HV"}]
[null,2187,1934,"Wood Untreated Dressed","Serviceable","Class 1",0,"lv/future hv",820,2020,120,"No",false,10,{"$f":"INDEX(Lists!$B$32:$B$40, MATCH(YEAR(TODAY())-C1150, Lists!$C$32:$C$40,1))","v":"90+"},261.01410667070837,{"$f":"INDEX(Data!$E$24:$E$47, MATCH(F1150&D1150, Data!$B$24:$B$47,0))","v":1.9964561142097742E-3},{"$f":"SUMPRODUCT((Data!$B$58:$B$60=Model!$F1150)*(Data!$C$57:$K$57=Model!$O1150)*(Data!$C$58:$K$60))","v":1.4835341045333483},105.16465895466652,1,{"$f":"IF(E1150<>\"Serviceable\",E1150,INDEX(Lists!$D$6:$D$8, MATCH(T1150,Lists!$C$6:$C$8,0)))","v":"Serviceable"},{"$f":"INDEX(Lists!$C$12:$C$26, MATCH(H1150, Lists!$B$12:$B$26,0))","v":"LV"}]
[null,2189,1971,"Wood Creos Impregnated","Serviceable","Class 3",0,"lv",999,2022,90,"No",false,10,{"$f":"INDEX(Lists!$B$32:$B$40, MATCH(YEAR(TODAY())-C1151, Lists!$C$32:$C$40,1))","v":"51-60"},317.99157629760691,{"$f":"INDEX(Data!$E$24:$E$47, MATCH(F1151&D1151, Data!$B$24:$B$47,0))","v":1.0684339161496522E-3},{"$f":"SUMPRODUCT((Data!$B$58:$B$60=Model!$F1151)*(Data!$C$57:$K$57=Model!$O1151)*(Data!$C$58:$K$60))","v":2.6564859251595059},63.43514074840494,2,{"$f":"IF(E1151<>\"Serviceable\",E1151,INDEX(Lists!$D$6:$D$8, MATCH(T1151,Lists!$C$6:$C$8,0)))","v":"Limited Life"},{"$f":"INDEX(Lists!$C$12:$C$26, MATCH(H1151, Lists!$B$12:$B$26,0))","v":"LV"}]
[null,2191,1965,"Wood Creos Impregnated","Serviceable","Class 3",0,"hv",999,2022,110,"No",false,10,{"$f":"INDEX(Lists!$B$32:$B$40, MATCH(YEAR(TODAY())-C1152, Lists!$C$32:$C$40,1))","v":"51-60"},317.99157629760691,{"$f":"INDEX(Data!$E$24:$E$47, MATCH(F1152&D1152, Data!$B$24:$B$47,0))","v":1.0684339161496522E-3},{"$f":"SUMPRODUCT((Data!$B$58:$B$60=Model!$F1152)*(Data!$C$57:$K$57=Model!$O1152)*(Data!$C$58:$K$60))","v":2.6564859251595059},83.435140748404933,1,{"$f":"IF(E1152<>\"Serviceable\",E1152,INDEX(Lists!$D$6:$D$8, MATCH(T1152,Lists!$C$6:$C$8,0)))","v":"Serviceable"},{"$f":"INDEX(Lists!$C$12:$C$26, MATCH(H1152, Lists!$B$12:$B$26,0))","v":"HV"}]
[null,2196,1968,"Wood Untreated Dressed","Serviceable","Unknown",0,"lv",785,2020,100,"No",false,10,{"$f":"INDEX(Lists!$B$32:$B$40, MATCH(YEAR(TODAY())-C1153, Lists!$C$32:$C$40,1))","v":"51-60"},249.8732606542757,{"$f":"INDEX(Data!$E$24:$E$47, MATCH(F1153&D1153, Data!$B$24:$B$47,0))","v":1.8301435406698563E-3},{"$f":"SUMPRODUCT((Data!$B$58:$B$60=Model!$F1153)*(Data!$C$57:$K$57=Model!$O1153)*(Data!$C$58:$K$60))","v":0},100,1,{"$f":"IF(E1153<>\"Serviceable\",E1153,INDEX(Lists!$D$6:$D$8, MATCH(T1153,Lists!$C$6:$C$8,0)))","v":"Serviceable"},{"$f":"INDEX(Lists!$C$12:$C$26, MATCH(H1153, Lists!$B$12:$B$26,0))","v":"LV"}]
[null,2199,1939,"Wood Untreated Dressed","Serviceable","Class 1",0,"lv",974,2022,120,"No",false,10,{"$f":"INDEX(Lists!$B$32:$B$40, MATCH(YEAR(TODAY())-C1154, Lists!$C$32:$C$40,1))","v":"81-90"},310.0338291430121,{"$f":"INDEX(Data!$E$24:$E$47, MATCH(F1154&D1154, Data!$B$24:$B$47,0))","v":1.9964561142097742E-3},{"$f":"SUMPRODUCT((Data!$B$58:$B$60=Model!$F1154)*(Data!$C$57:$K$57=Model!$O1154)*(Data!$C$58:$K$60))","v":2.8392735823590045},91.607264176409956,1,{"$f":"IF(E1154<>\"Serviceable\",E1154,INDEX(Lists!$D$6:$D$8, MATCH(T1154,Lists!$C$6:$C$8,0)))","v":"Serviceable"},{"$f":"INDEX(Lists!$C$12:$C$26, MATCH(H1154, Lists!$B$12:$B$26,0))","v":"LV"}]
[null,2203,1989,"Wood Untreated Dressed","Serviceable","Class 1",0,"lv/hv",1000,2022,140,"No",false,10,{"$f":"INDEX(Lists!$B$32:$B$40, MATCH(YEAR(TODAY())-C1155, Lists!$C$32:$C$40,1))","v":"31-40"},318.3098861837907,{"$f":"INDEX(Data!$E$24:$E$47, MATCH(F1155&D1155, Data!$B$24:$B$47,0))","v":1.9964561142097742E-3},{"$f":"SUMPRODUCT((Data!$B$58:$B$60=Model!$F1155)*(Data!$C$57:$K$57=Model!$O1155)*(Data!$C$58:$K$60))","v":3.0038452968326621},109.96154703167338,1,{"$f":"IF(E1155<>\"Serviceable\",E1155,INDEX(Lists!$D$6:$D$8, MATCH(T1155,Lists!$C$6:$C$8,0)))","v":"Serviceable"},{"$f":"INDEX(Lists!$C$12:$C$26, MATCH(H1155, Lists!$B$12:$B$26,0))","v":"HV"}]
[null,2204,1971,"Wood Creos Impregnated","Serviceable","Class 3",0,"lv",820,2020,90,"No",false,10,{"$f":"INDEX(Lists!$B$32:$B$40, MATCH(YEAR(TODAY())-C1156, Lists!$C$32:$C$40,1))","v":"51-60"},261.01410667070837,{"$f":"INDEX(Data!$E$24:$E$47, MATCH(F1156&D1156, Data!$B$24:$B$47,0))","v":1.0684339161496522E-3},{"$f":"SUMPRODUCT((Data!$B$58:$B$60=Model!$F1156)*(Data!$C$57:$K$57=Model!$O1156)*(Data!$C$58:$K$60))","v":2.6564859251595059},63.43514074840494,2,{"$f":"IF(E1156<>\"Serviceable\",E1156,INDEX(Lists!$D$6:$D$8, MATCH(T1156,Lists!$C$6:$C$8,0)))","v":"Limited Life"},{"$f":"INDEX(Lists!$C$12:$C$26, MATCH(H1156, Lists!$B$12:$B$26,0))","v":"LV"}]
[null,2205,1938,"Wood Untreated Dressed","Serviceable","Class 1",0,"lv",940,2022,130,"No",false,10,{"$f":"INDEX(Lists!$B$32:$B$40, MATCH(YEAR(TODAY())-C1157, Lists!$C$32:$C$40,1))","v":"81-90"},299.21129301276324,{"$f":"INDEX(Data!$E$24:$E$47, MATCH(F1157&D1157, Data!$B$24:$B$47,0))","v":1.9964561142097742E-3},{"$f":"SUMPRODUCT((Data!$B$58:$B$60=Model!$F1157)*(Data!$C$57:$K$57=Model!$O1157)*(Data!$C$58:$K$60))","v":2.8392735823590045},101.60726417640996,1,{"$f":"IF(E1157<>\"Serviceable\",E1157,INDEX(Lists!$D$6:$D$8, MATCH(T1157,Lists!$C$6:$C$8,0)))","v":"Serviceable"},{"$f":"INDEX(Lists!$C$12:$C$26, MATCH(H1157, Lists!$B$12:$B$26,0))","v":"LV"}]
[null,2214,1965,"Wood Creos Impregnated","Serviceable","Class 3",0,"lv/hv",942,2020,100,"No",false,10,{"$f":"INDEX(Lists!$B$32:$B$40, MATCH(YEAR(TODAY())-C1158, Lists!$C$32:$C$40,1))","v":"51-60"},299.8479127851308,{"$f":"INDEX(Data!$E$24:$E$47, MATCH(F1158&D1158, Data!$B$24:$B$47,0))","v":1.0684339161496522E-3},{"$f":"SUMPRODUCT((Data!$B$58:$B$60=Model!$F1158)*(Data!$C$57:$K$57=Model!$O1158)*(Data!$C$58:$K$60))","v":2.6564859251595059},73.435140748404933,1,{"$f":"IF(E1158<>\"Serviceable\",E1158,INDEX(Lists!$D$6:$D$8, MATCH(T1158,Lists!$C$6:$C$8,0)))","v":"Serviceable"},{"$f":"INDEX(Lists!$C$12:$C$26, MATCH(H1158, Lists!$B$12:$B$26,0))","v":"HV"}]
[null,2218,1965,"Wood Creos Impregnated","Serviceable","Class 3",0,"lv/hv",927,2020,100,"No",false,10,{"$f":"INDEX(Lists!$B$32:$B$40, MATCH(YEAR(TODAY())-C1159, Lists!$C$32:$C$40,1))","v":"51-60"},295.07326449237394,{"$f":"INDEX(Data!$E$24:$E$47, MATCH(F1159&D1159, Data!$B$24:$B$47,0))","v":1.0684339161496522E-3},{"$f":"SUMPRODUCT((Data!$B$58:$B$60=Model!$F1159)*(Data!$C$57:$K$57=Model!$O1159)*(Data!$C$58:$K$60))","v":2.6564859251595059},73.435140748404933,1,{"$f":"IF(E1159<>\"Serviceable\",E1159,INDEX(Lists!$D$6:$D$8, MATCH(T1159,Lists!$C$6:$C$8,0)))","v":"Serviceable"},{"$f":"INDEX(Lists!$C$12:$C$26, MATCH(H1159, Lists!$B$12:$B$26,0))","v":"HV"}]
[null,2221,1959,"Wood Creos Impregnated","Serviceable","Class 3",0,"lv",900,2020,90,"No",false,{"$f":"IF(L1160=\"No\",ROUND((End_year-J1160)/5,0)*5,ROUND((End_year-J1160)/3,0)*3)","v":10},{"$f":"INDEX(Lists!$B$32:$B$40, MATCH(YEAR(TODAY())-C1160, Lists!$C$32:$C$40,1))","v":"61-70"},286.47889756541161,{"$f":"INDEX(Data!$E$24:$E$47, MATCH(F1160&D1160, Data!$B$24:$B$47,0))","v":1.0684339161496522E-3},{"$f":"SUMPRODUCT((Data!$B$58:$B$60=Model!$F1160)*(Data!$C$57:$K$57=Model!$O1160)*(Data!$C$58:$K$60))","v":1.9802031311051838},{"$f":"IF(IF(K1160>=700,999,(K1160-R1160*N1160))<0,0,IF(K1160>=700,999,(K1160-R1160*N1160)))","v":70.197968688948166},{"$f":"IF(S1160<30,3,IF(AND(F1160=\"Class 1\",S1160<50),2,IF(AND(F1160=\"Class 1\",S1160>=50),1,IF(S1160<70,2,1))))","v":1},{"$f":"IF(E1160<>\"Serviceable\",E1160,INDEX(Lists!$D$6:$D$8, MATCH(T1160,Lists!$C$6:$C$8,0)))","v":"Serviceable"},{"$f":"INDEX(Lists!$C$12:$C$26, MATCH(H1160, Lists!$B$12:$B$26,0))","v":"LV"}]
[null,2222,1971,"Wood Creos Impregnated","Serviceable","Class 3",0,"lv",999,2022,70,"No",{"$f":"IF(G1161=0,FALSE,TRUE)","v":false},10,{"$f":"INDEX(Lists!$B$32:$B$40, MATCH(YEAR(TODAY())-C1161, Lists!$C$32:$C$40,1))","v":"51-60"},{"$f":"I1161/PI()","v":317.99157629760691},{"$f":"INDEX(Data!$E$24:$E$47, MATCH(F1161&D1161, Data!$B$24:$B$47,0))","v":1.0684339161496522E-3},{"$f":"SUMPRODUCT((Data!$B$58:$B$60=Model!$F1161)*(Data!$C$57:$K$57=Model!$O1161)*(Data!$C$58:$K$60))","v":2.6564859251595059},43.43514074840494,2,{"$f":"IF(E1161<>\"Serviceable\",E1161,INDEX(Lists!$D$6:$D$8, MATCH(T1161,Lists!$C$6:$C$8,0)))","v":"Limited Life"},{"$f":"INDEX(Lists!$C$12:$C$26, MATCH(H1161, Lists!$B$12:$B$26,0))","v":"LV"}]
[null,2224,1939,"Wood Untreated Dressed","Serviceable","Class 1",0,"lv",999,2022,140,"No",false,10,{"$f":"INDEX(Lists!$B$32:$B$40, MATCH(YEAR(TODAY())-C1162, Lists!$C$32:$C$40,1))","v":"81-90"},317.99157629760691,{"$f":"INDEX(Data!$E$24:$E$47, MATCH(F1162&D1162, Data!$B$24:$B$47,0))","v":1.9964561142097742E-3},{"$f":"SUMPRODUCT((Data!$B$58:$B$60=Model!$F1162)*(Data!$C$57:$K$57=Model!$O1162)*(Data!$C$58:$K$60))","v":2.8392735823590045},111.60726417640996,1,{"$f":"IF(E1162<>\"Serviceable\",E1162,INDEX(Lists!$D$6:$D$8, MATCH(T1162,Lists!$C$6:$C$8,0)))","v":"Serviceable"},{"$f":"INDEX(Lists!$C$12:$C$26, MATCH(H1162, Lists!$B$12:$B$26,0))","v":"LV"}]
[null,2225,1969,"Wood Creos Impregnated","Serviceable","Class 3",0,"lv",940,2020,110,"No",false,10,{"$f":"INDEX(Lists!$B$32:$B$40, MATCH(YEAR(TODAY())-C1163, Lists!$C$32:$C$40,1))","v":"51-60"},299.21129301276324,{"$f":"INDEX(Data!$E$24:$E$47, MATCH(F1163&D1163, Data!$B$24:$B$47,0))","v":1.0684339161496522E-3},{"$f":"SUMPRODUCT((Data!$B$58:$B$60=Model!$F1163)*(Data!$C$57:$K$57=Model!$O1163)*(Data!$C$58:$K$60))","v":2.6564859251595059},83.435140748404933,1,{"$f":"IF(E1163<>\"Serviceable\",E1163,INDEX(Lists!$D$6:$D$8, MATCH(T1163,Lists!$C$6:$C$8,0)))","v":"Serviceable"},{"$f":"INDEX(Lists!$C$12:$C$26, MATCH(H1163, Lists!$B$12:$B$26,0))","v":"LV"}]
[null,2226,1980,"Wood Untreated Dressed","Serviceable","Class 1",0,"lv",800,2022,100,"No",false,10,{"$f":"INDEX(Lists!$B$32:$B$40, MATCH(YEAR(TODAY())-C1164, Lists!$C$32:$C$40,1))","v":"41-50"},254.64790894703253,{"$f":"INDEX(Data!$E$24:$E$47, MATCH(F1164&D1164, Data!$B$24:$B$47,0))","v":1.9964561142097742E-3},{"$f":"SUMPRODUCT((Data!$B$58:$B$60=Model!$F1164)*(Data!$C$57:$K$57=Model!$O1164)*(Data!$C$58:$K$60))","v":1.7977578417715214},82.022421582284778,1,{"$f":"IF(E1164<>\"Serviceable\",E1164,INDEX(Lists!$D$6:$D$8, MATCH(T1164,Lists!$C$6:$C$8,0)))","v":"Serviceable"},{"$f":"INDEX(Lists!$C$12:$C$26, MATCH(H1164, Lists!$B$12:$B$26,0))","v":"LV"}]
[null,2227,1970,"Wood Creos Impregnated","Serviceable","Class 3",0,"lv",1000,2020,100,"No",false,10,{"$f":"INDEX(Lists!$B$32:$B$40, MATCH(YEAR(TODAY())-C1165, Lists!$C$32:$C$40,1))","v":"51-60"},318.3098861837907,{"$f":"INDEX(Data!$E$24:$E$47, MATCH(F1165&D1165, Data!$B$24:$B$47,0))","v":1.0684339161496522E-3},{"$f":"SUMPRODUCT((Data!$B$58:$B$60=Model!$F1165)*(Data!$C$57:$K$57=Model!$O1165)*(Data!$C$58:$K$60))","v":2.6564859251595059},73.435140748404933,1,{"$f":"IF(E1165<>\"Serviceable\",E1165,INDEX(Lists!$D$6:$D$8, MATCH(T1165,Lists!$C$6:$C$8,0)))","v":"Serviceable"},{"$f":"INDEX(Lists!$C$12:$C$26, MATCH(H1165, Lists!$B$12:$B$26,0))","v":"LV"}]
[null,2228,1970,"Wood Creos Impregnated","Serviceable","Class 3",0,"lv/hv",999,2022,100,"No",false,10,{"$f":"INDEX(Lists!$B$32:$B$40, MATCH(YEAR(TODAY())-C1166, Lists!$C$32:$C$40,1))","v":"51-60"},317.99157629760691,{"$f":"INDEX(Data!$E$24:$E$47, MATCH(F1166&D1166, Data!$B$24:$B$47,0))","v":1.0684339161496522E-3},{"$f":"SUMPRODUCT((Data!$B$58:$B$60=Model!$F1166)*(Data!$C$57:$K$57=Model!$O1166)*(Data!$C$58:$K$60))","v":2.6564859251595059},73.435140748404933,1,{"$f":"IF(E1166<>\"Serviceable\",E1166,INDEX(Lists!$D$6:$D$8, MATCH(T1166,Lists!$C$6:$C$8,0)))","v":"Serviceable"},{"$f":"INDEX(Lists!$C$12:$C$26, MATCH(H1166, Lists!$B$12:$B$26,0))","v":"HV"}]
[null,2229,1974,"Wood Creos Impregnated","Serviceable","Class 1",0,"lv",800,2020,130,"No",false,10,{"$f":"INDEX(Lists!$B$32:$B$40, MATCH(YEAR(TODAY())-C1167, Lists!$C$32:$C$40,1))","v":"51-60"},254.64790894703253,{"$f":"INDEX(Data!$E$24:$E$47, MATCH(F1167&D1167, Data!$B$24:$B$47,0))","v":9.9474993092014377E-4},{"$f":"SUMPRODUCT((Data!$B$58:$B$60=Model!$F1167)*(Data!$C$57:$K$57=Model!$O1167)*(Data!$C$58:$K$60))","v":1.3557210085184006},116.44278991481599,1,{"$f":"IF(E1167<>\"Serviceable\",E1167,INDEX(Lists!$D$6:$D$8, MATCH(T1167,Lists!$C$6:$C$8,0)))","v":"Serviceable"},{"$f":"INDEX(Lists!$C$12:$C$26, MATCH(H1167, Lists!$B$12:$B$26,0))","v":"LV"}]
[null,2231,1974,"Wood Creos Impregnated","Serviceable","Class 1",0,"lv/hv",900,2020,130,"No",false,10,{"$f":"INDEX(Lists!$B$32:$B$40, MATCH(YEAR(TODAY())-C1168, Lists!$C$32:$C$40,1))","v":"51-60"},286.47889756541161,{"$f":"INDEX(Data!$E$24:$E$47, MATCH(F1168&D1168, Data!$B$24:$B$47,0))","v":9.9474993092014377E-4},{"$f":"SUMPRODUCT((Data!$B$58:$B$60=Model!$F1168)*(Data!$C$57:$K$57=Model!$O1168)*(Data!$C$58:$K$60))","v":1.3557210085184006},116.44278991481599,1,{"$f":"IF(E1168<>\"Serviceable\",E1168,INDEX(Lists!$D$6:$D$8, MATCH(T1168,Lists!$C$6:$C$8,0)))","v":"Serviceable"},{"$f":"INDEX(Lists!$C$12:$C$26, MATCH(H1168, Lists!$B$12:$B$26,0))","v":"HV"}]
[null,2232,1965,"Wood Creos Impregnated","Serviceable","Class 3",0,"lv/hv",1080,2022,100,"No",false,10,{"$f":"INDEX(Lists!$B$32:$B$40, MATCH(YEAR(TODAY())-C1169, Lists!$C$32:$C$40,1))","v":"51-60"},343.77467707849394,{"$f":"INDEX(Data!$E$24:$E$47, MATCH(F1169&D1169, Data!$B$24:$B$47,0))","v":1.0684339161496522E-3},{"$f":"SUMPRODUCT((Data!$B$58:$B$60=Model!$F1169)*(Data!$C$57:$K$57=Model!$O1169)*(Data!$C$58:$K$60))","v":2.6564859251595059},73.435140748404933,1,{"$f":"IF(E1169<>\"Serviceable\",E1169,INDEX(Lists!$D$6:$D$8, MATCH(T1169,Lists!$C$6:$C$8,0)))","v":"Serviceable"},{"$f":"INDEX(Lists!$C$12:$C$26, MATCH(H1169, Lists!$B$12:$B$26,0))","v":"HV"}]
[null,2235,1935,"Wood Untreated Dressed","Serviceable","Class 1",0,"lv",785,2022,100,"No",false,10,{"$f":"INDEX(Lists!$B$32:$B$40, MATCH(YEAR(TODAY())-C1170, Lists!$C$32:$C$40,1))","v":"81-90"},249.8732606542757,{"$f":"INDEX(Data!$E$24:$E$47, MATCH(F1170&D1170, Data!$B$24:$B$47,0))","v":1.9964561142097742E-3},{"$f":"SUMPRODUCT((Data!$B$58:$B$60=Model!$F1170)*(Data!$C$57:$K$57=Model!$O1170)*(Data!$C$58:$K$60))","v":2.8392735823590045},71.607264176409956,1,{"$f":"IF(E1170<>\"Serviceable\",E1170,INDEX(Lists!$D$6:$D$8, MATCH(T1170,Lists!$C$6:$C$8,0)))","v":"Serviceable"},{"$f":"INDEX(Lists!$C$12:$C$26, MATCH(H1170, Lists!$B$12:$B$26,0))","v":"LV"}]
[null,2236,1939,"Wood Untreated Dressed","Serviceable","Class 1",0,"lv",820,2020,140,"No",false,10,{"$f":"INDEX(Lists!$B$32:$B$40, MATCH(YEAR(TODAY())-C1171, Lists!$C$32:$C$40,1))","v":"81-90"},261.01410667070837,{"$f":"INDEX(Data!$E$24:$E$47, MATCH(F1171&D1171, Data!$B$24:$B$47,0))","v":1.9964561142097742E-3},{"$f":"SUMPRODUCT((Data!$B$58:$B$60=Model!$F1171)*(Data!$C$57:$K$57=Model!$O1171)*(Data!$C$58:$K$60))","v":2.8392735823590045},111.60726417640996,1,{"$f":"IF(E1171<>\"Serviceable\",E1171,INDEX(Lists!$D$6:$D$8, MATCH(T1171,Lists!$C$6:$C$8,0)))","v":"Serviceable"},{"$f":"INDEX(Lists!$C$12:$C$26, MATCH(H1171, Lists!$B$12:$B$26,0))","v":"LV"}]
[null,2238,1984,"Wood Untreated Dressed","Serviceable","Class 1",0,"lv",942,2020,90,"No",false,10,{"$f":"INDEX(Lists!$B$32:$B$40, MATCH(YEAR(TODAY())-C1172, Lists!$C$32:$C$40,1))","v":"41-50"},299.8479127851308,{"$f":"INDEX(Data!$E$24:$E$47, MATCH(F1172&D1172, Data!$B$24:$B$47,0))","v":1.9964561142097742E-3},{"$f":"SUMPRODUCT((Data!$B$58:$B$60=Model!$F1172)*(Data!$C$57:$K$57=Model!$O1172)*(Data!$C$58:$K$60))","v":1.7977578417715214},72.022421582284778,1,{"$f":"IF(E1172<>\"Serviceable\",E1172,INDEX(Lists!$D$6:$D$8, MATCH(T1172,Lists!$C$6:$C$8,0)))","v":"Serviceable"},{"$f":"INDEX(Lists!$C$12:$C$26, MATCH(H1172, Lists!$B$12:$B$26,0))","v":"LV"}]
[null,2240,1976,"Wood Creos Impregnated","Serviceable","Class 1",0,"lv",942,2020,110,"No",false,10,{"$f":"INDEX(Lists!$B$32:$B$40, MATCH(YEAR(TODAY())-C1173, Lists!$C$32:$C$40,1))","v":"41-50"},299.8479127851308,{"$f":"INDEX(Data!$E$24:$E$47, MATCH(F1173&D1173, Data!$B$24:$B$47,0))","v":9.9474993092014377E-4},{"$f":"SUMPRODUCT((Data!$B$58:$B$60=Model!$F1173)*(Data!$C$57:$K$57=Model!$O1173)*(Data!$C$58:$K$60))","v":1.7977578417715214},92.022421582284778,1,{"$f":"IF(E1173<>\"Serviceable\",E1173,INDEX(Lists!$D$6:$D$8, MATCH(T1173,Lists!$C$6:$C$8,0)))","v":"Serviceable"},{"$f":"INDEX(Lists!$C$12:$C$26, MATCH(H1173, Lists!$B$12:$B$26,0))","v":"LV"}]
[null,2244,1976,"Wood Creos Impregnated","Serviceable","Class 1",0,"lv",920,2020,110,"No",false,10,{"$f":"INDEX(Lists!$B$32:$B$40, MATCH(YEAR(TODAY())-C1174, Lists!$C$32:$C$40,1))","v":"41-50"},292.84509528908745,{"$f":"INDEX(Data!$E$24:$E$47, MATCH(F1174&D1174, Data!$B$24:$B$47,0))","v":9.9474993092014377E-4},{"$f":"SUMPRODUCT((Data!$B$58:$B$60=Model!$F1174)*(Data!$C$57:$K$57=Model!$O1174)*(Data!$C$58:$K$60))","v":1.7977578417715214},92.022421582284778,1,{"$f":"IF(E1174<>\"Serviceable\",E1174,INDEX(Lists!$D$6:$D$8, MATCH(T1174,Lists!$C$6:$C$8,0)))","v":"Serviceable"},{"$f":"INDEX(Lists!$C$12:$C$26, MATCH(H1174, Lists!$B$12:$B$26,0))","v":"LV"}]
[null,2246,1940,"Wood Untreated Dressed","Serviceable","Class 1",0,"lv",911,2020,90,"No",false,10,{"$f":"INDEX(Lists!$B$32:$B$40, MATCH(YEAR(TODAY())-C1175, Lists!$C$32:$C$40,1))","v":"81-90"},289.98030631343329,{"$f":"INDEX(Data!$E$24:$E$47, MATCH(F1175&D1175, Data!$B$24:$B$47,0))","v":1.9964561142097742E-3},{"$f":"SUMPRODUCT((Data!$B$58:$B$60=Model!$F1175)*(Data!$C$57:$K$57=Model!$O1175)*(Data!$C$58:$K$60))","v":2.8392735823590045},61.607264176409956,1,{"$f":"IF(E1175<>\"Serviceable\",E1175,INDEX(Lists!$D$6:$D$8, MATCH(T1175,Lists!$C$6:$C$8,0)))","v":"Serviceable"},{"$f":"INDEX(Lists!$C$12:$C$26, MATCH(H1175, Lists!$B$12:$B$26,0))","v":"LV"}]
[null,2248,1976,"Wood Creos Impregnated","Serviceable","Class 1",0,"lv",927,2020,110,"No",false,10,{"$f":"INDEX(Lists!$B$32:$B$40, MATCH(YEAR(TODAY())-C1176, Lists!$C$32:$C$40,1))","v":"41-50"},295.07326449237394,{"$f":"INDEX(Data!$E$24:$E$47, MATCH(F1176&D1176, Data!$B$24:$B$47,0))","v":9.9474993092014377E-4},{"$f":"SUMPRODUCT((Data!$B$58:$B$60=Model!$F1176)*(Data!$C$57:$K$57=Model!$O1176)*(Data!$C$58:$K$60))","v":1.7977578417715214},92.022421582284778,1,{"$f":"IF(E1176<>\"Serviceable\",E1176,INDEX(Lists!$D$6:$D$8, MATCH(T1176,Lists!$C$6:$C$8,0)))","v":"Serviceable"},{"$f":"INDEX(Lists!$C$12:$C$26, MATCH(H1176, Lists!$B$12:$B$26,0))","v":"LV"}]
[null,2250,1941,"Wood Untreated Dressed","Serviceable","Class 1",0,"lv",927,2020,110,"No",false,10,{"$f":"INDEX(Lists!$B$32:$B$40, MATCH(YEAR(TODAY())-C1177, Lists!$C$32:$C$40,1))","v":"81-90"},295.07326449237394,{"$f":"INDEX(Data!$E$24:$E$47, MATCH(F1177&D1177, Data!$B$24:$B$47,0))","v":1.9964561142097742E-3},{"$f":"SUMPRODUCT((Data!$B$58:$B$60=Model!$F1177)*(Data!$C$57:$K$57=Model!$O1177)*(Data!$C$58:$K$60))","v":2.8392735823590045},81.607264176409956,1,{"$f":"IF(E1177<>\"Serviceable\",E1177,INDEX(Lists!$D$6:$D$8, MATCH(T1177,Lists!$C$6:$C$8,0)))","v":"Serviceable"},{"$f":"INDEX(Lists!$C$12:$C$26, MATCH(H1177, Lists!$B$12:$B$26,0))","v":"LV"}]
[null,2252,1986,"Wood Untreated Dressed","Serviceable","Class 1",0,"lv",942,2020,110,"No",false,10,{"$f":"INDEX(Lists!$B$32:$B$40, MATCH(YEAR(TODAY())-C1178, Lists!$C$32:$C$40,1))","v":"31-40"},299.8479127851308,{"$f":"INDEX(Data!$E$24:$E$47, MATCH(F1178&D1178, Data!$B$24:$B$47,0))","v":1.9964561142097742E-3},{"$f":"SUMPRODUCT((Data!$B$58:$B$60=Model!$F1178)*(Data!$C$57:$K$57=Model!$O1178)*(Data!$C$58:$K$60))","v":3.0038452968326621},79.961547031673376,1,{"$f":"IF(E1178<>\"Serviceable\",E1178,INDEX(Lists!$D$6:$D$8, MATCH(T1178,Lists!$C$6:$C$8,0)))","v":"Serviceable"},{"$f":"INDEX(Lists!$C$12:$C$26, MATCH(H1178, Lists!$B$12:$B$26,0))","v":"LV"}]
[null,2253,1938,"Wood Untreated Round","Serviceable","Class 1",0,"lv",720,2022,100,"No",false,10,{"$f":"INDEX(Lists!$B$32:$B$40, MATCH(YEAR(TODAY())-C1179, Lists!$C$32:$C$40,1))","v":"81-90"},229.18311805232929,{"$f":"INDEX(Data!$E$24:$E$47, MATCH(F1179&D1179, Data!$B$24:$B$47,0))","v":1.9964561142097742E-3},{"$f":"SUMPRODUCT((Data!$B$58:$B$60=Model!$F1179)*(Data!$C$57:$K$57=Model!$O1179)*(Data!$C$58:$K$60))","v":2.8392735823590045},71.607264176409956,1,{"$f":"IF(E1179<>\"Serviceable\",E1179,INDEX(Lists!$D$6:$D$8, MATCH(T1179,Lists!$C$6:$C$8,0)))","v":"Serviceable"},{"$f":"INDEX(Lists!$C$12:$C$26, MATCH(H1179, Lists!$B$12:$B$26,0))","v":"LV"}]
[null,2256,1938,"Wood Creos Impregnated","Serviceable","Class 1",0,"lv",723,2020,80,"No",false,10,{"$f":"INDEX(Lists!$B$32:$B$40, MATCH(YEAR(TODAY())-C1180, Lists!$C$32:$C$40,1))","v":"81-90"},230.13804771088067,{"$f":"INDEX(Data!$E$24:$E$47, MATCH(F1180&D1180, Data!$B$24:$B$47,0))","v":9.9474993092014377E-4},{"$f":"SUMPRODUCT((Data!$B$58:$B$60=Model!$F1180)*(Data!$C$57:$K$57=Model!$O1180)*(Data!$C$58:$K$60))","v":2.8392735823590045},51.607264176409956,1,{"$f":"IF(E1180<>\"Serviceable\",E1180,INDEX(Lists!$D$6:$D$8, MATCH(T1180,Lists!$C$6:$C$8,0)))","v":"Serviceable"},{"$f":"INDEX(Lists!$C$12:$C$26, MATCH(H1180, Lists!$B$12:$B$26,0))","v":"LV"}]
[null,2259,1937,"Wood Untreated Round","Serviceable","Class 1",0,"lv",720,2022,100,"No",false,10,{"$f":"INDEX(Lists!$B$32:$B$40, MATCH(YEAR(TODAY())-C1181, Lists!$C$32:$C$40,1))","v":"81-90"},229.18311805232929,{"$f":"INDEX(Data!$E$24:$E$47, MATCH(F1181&D1181, Data!$B$24:$B$47,0))","v":1.9964561142097742E-3},{"$f":"SUMPRODUCT((Data!$B$58:$B$60=Model!$F1181)*(Data!$C$57:$K$57=Model!$O1181)*(Data!$C$58:$K$60))","v":2.8392735823590045},71.607264176409956,1,{"$f":"IF(E1181<>\"Serviceable\",E1181,INDEX(Lists!$D$6:$D$8, MATCH(T1181,Lists!$C$6:$C$8,0)))","v":"Serviceable"},{"$f":"INDEX(Lists!$C$12:$C$26, MATCH(H1181, Lists!$B$12:$B$26,0))","v":"LV"}]
[null,2261,1986,"Wood Untreated Dressed","Limited Life","Class 1",0,"lv",780,2023,110,"No",false,10,{"$f":"INDEX(Lists!$B$32:$B$40, MATCH(YEAR(TODAY())-C1182, Lists!$C$32:$C$40,1))","v":"31-40"},248.28171122335672,{"$f":"INDEX(Data!$E$24:$E$47, MATCH(F1182&D1182, Data!$B$24:$B$47,0))","v":1.9964561142097742E-3},{"$f":"SUMPRODUCT((Data!$B$58:$B$60=Model!$F1182)*(Data!$C$57:$K$57=Model!$O1182)*(Data!$C$58:$K$60))","v":3.0038452968326621},79.961547031673376,1,{"$f":"IF(E1182<>\"Serviceable\",E1182,INDEX(Lists!$D$6:$D$8, MATCH(T1182,Lists!$C$6:$C$8,0)))","v":"Limited Life"},{"$f":"INDEX(Lists!$C$12:$C$26, MATCH(H1182, Lists!$B$12:$B$26,0))","v":"LV"}]
[null,2262,1965,"Wood Creos Impregnated","Serviceable","Class 3",0,"lv",911,2023,110,"No",false,10,{"$f":"INDEX(Lists!$B$32:$B$40, MATCH(YEAR(TODAY())-C1183, Lists!$C$32:$C$40,1))","v":"51-60"},289.98030631343329,{"$f":"INDEX(Data!$E$24:$E$47, MATCH(F1183&D1183, Data!$B$24:$B$47,0))","v":1.0684339161496522E-3},{"$f":"SUMPRODUCT((Data!$B$58:$B$60=Model!$F1183)*(Data!$C$57:$K$57=Model!$O1183)*(Data!$C$58:$K$60))","v":2.6564859251595059},83.435140748404933,1,{"$f":"IF(E1183<>\"Serviceable\",E1183,INDEX(Lists!$D$6:$D$8, MATCH(T1183,Lists!$C$6:$C$8,0)))","v":"Serviceable"},{"$f":"INDEX(Lists!$C$12:$C$26, MATCH(H1183, Lists!$B$12:$B$26,0))","v":"LV"}]
[null,2263,1986,"Wood Untreated Dressed","Serviceable","Class 1",0,"lv",860,2022,120,"No",false,10,{"$f":"INDEX(Lists!$B$32:$B$40, MATCH(YEAR(TODAY())-C1184, Lists!$C$32:$C$40,1))","v":"31-40"},273.74650211805999,{"$f":"INDEX(Data!$E$24:$E$47, MATCH(F1184&D1184, Data!$B$24:$B$47,0))","v":1.9964561142097742E-3},{"$f":"SUMPRODUCT((Data!$B$58:$B$60=Model!$F1184)*(Data!$C$57:$K$57=Model!$O1184)*(Data!$C$58:$K$60))","v":3.0038452968326621},89.961547031673376,1,{"$f":"IF(E1184<>\"Serviceable\",E1184,INDEX(Lists!$D$6:$D$8, MATCH(T1184,Lists!$C$6:$C$8,0)))","v":"Serviceable"},{"$f":"INDEX(Lists!$C$12:$C$26, MATCH(H1184, Lists!$B$12:$B$26,0))","v":"LV"}]
[null,2265,1984,"Wood Untreated Dressed","Serviceable","Class 1",0,"lv",942,2022,140,"No",false,10,{"$f":"INDEX(Lists!$B$32:$B$40, MATCH(YEAR(TODAY())-C1185, Lists!$C$32:$C$40,1))","v":"41-50"},299.8479127851308,{"$f":"INDEX(Data!$E$24:$E$47, MATCH(F1185&D1185, Data!$B$24:$B$47,0))","v":1.9964561142097742E-3},{"$f":"SUMPRODUCT((Data!$B$58:$B$60=Model!$F1185)*(Data!$C$57:$K$57=Model!$O1185)*(Data!$C$58:$K$60))","v":1.7977578417715214},122.02242158228478,1,{"$f":"IF(E1185<>\"Serviceable\",E1185,INDEX(Lists!$D$6:$D$8, MATCH(T1185,Lists!$C$6:$C$8,0)))","v":"Serviceable"},{"$f":"INDEX(Lists!$C$12:$C$26, MATCH(H1185, Lists!$B$12:$B$26,0))","v":"LV"}]
[null,2267,1961,"Wood Creos Impregnated","Serviceable","Class 3",0,"lv",999,2022,80,"No",false,10,{"$f":"INDEX(Lists!$B$32:$B$40, MATCH(YEAR(TODAY())-C1186, Lists!$C$32:$C$40,1))","v":"61-70"},317.99157629760691,{"$f":"INDEX(Data!$E$24:$E$47, MATCH(F1186&D1186, Data!$B$24:$B$47,0))","v":1.0684339161496522E-3},{"$f":"SUMPRODUCT((Data!$B$58:$B$60=Model!$F1186)*(Data!$C$57:$K$57=Model!$O1186)*(Data!$C$58:$K$60))","v":1.9802031311051838},60.197968688948166,2,{"$f":"IF(E1186<>\"Serviceable\",E1186,INDEX(Lists!$D$6:$D$8, MATCH(T1186,Lists!$C$6:$C$8,0)))","v":"Limited Life"},{"$f":"INDEX(Lists!$C$12:$C$26, MATCH(H1186, Lists!$B$12:$B$26,0))","v":"LV"}]
[null,2269,1966,"Wood Creos Impregnated","Serviceable","Class 3",0,"lv",999,2022,100,"No",false,10,{"$f":"INDEX(Lists!$B$32:$B$40, MATCH(YEAR(TODAY())-C1187, Lists!$C$32:$C$40,1))","v":"51-60"},317.99157629760691,{"$f":"INDEX(Data!$E$24:$E$47, MATCH(F1187&D1187, Data!$B$24:$B$47,0))","v":1.0684339161496522E-3},{"$f":"SUMPRODUCT((Data!$B$58:$B$60=Model!$F1187)*(Data!$C$57:$K$57=Model!$O1187)*(Data!$C$58:$K$60))","v":2.6564859251595059},73.435140748404933,1,{"$f":"IF(E1187<>\"Serviceable\",E1187,INDEX(Lists!$D$6:$D$8, MATCH(T1187,Lists!$C$6:$C$8,0)))","v":"Serviceable"},{"$f":"INDEX(Lists!$C$12:$C$26, MATCH(H1187, Lists!$B$12:$B$26,0))","v":"LV"}]
[null,2271,1961,"Wood Creos Impregnated","Serviceable","Class 3",0,"lv",940,2023,100,"No",false,10,{"$f":"INDEX(Lists!$B$32:$B$40, MATCH(YEAR(TODAY())-C1188, Lists!$C$32:$C$40,1))","v":"61-70"},299.21129301276324,{"$f":"INDEX(Data!$E$24:$E$47, MATCH(F1188&D1188, Data!$B$24:$B$47,0))","v":1.0684339161496522E-3},{"$f":"SUMPRODUCT((Data!$B$58:$B$60=Model!$F1188)*(Data!$C$57:$K$57=Model!$O1188)*(Data!$C$58:$K$60))","v":1.9802031311051838},80.197968688948166,1,{"$f":"IF(E1188<>\"Serviceable\",E1188,INDEX(Lists!$D$6:$D$8, MATCH(T1188,Lists!$C$6:$C$8,0)))","v":"Serviceable"},{"$f":"INDEX(Lists!$C$12:$C$26, MATCH(H1188, Lists!$B$12:$B$26,0))","v":"LV"}]
[null,2276,1965,"Wood Creos Impregnated","Serviceable","Class 3",0,"lv",950,2021,90,"No",false,10,{"$f":"INDEX(Lists!$B$32:$B$40, MATCH(YEAR(TODAY())-C1189, Lists!$C$32:$C$40,1))","v":"51-60"},302.39439187460113,{"$f":"INDEX(Data!$E$24:$E$47, MATCH(F1189&D1189, Data!$B$24:$B$47,0))","v":1.0684339161496522E-3},{"$f":"SUMPRODUCT((Data!$B$58:$B$60=Model!$F1189)*(Data!$C$57:$K$57=Model!$O1189)*(Data!$C$58:$K$60))","v":2.6564859251595059},63.43514074840494,2,{"$f":"IF(E1189<>\"Serviceable\",E1189,INDEX(Lists!$D$6:$D$8, MATCH(T1189,Lists!$C$6:$C$8,0)))","v":"Limited Life"},{"$f":"INDEX(Lists!$C$12:$C$26, MATCH(H1189, Lists!$B$12:$B$26,0))","v":"LV"}]
[null,2278,1940,"Wood Untreated Dressed","Serviceable","Class 1",0,"lv",990,2021,120,"No",false,10,{"$f":"INDEX(Lists!$B$32:$B$40, MATCH(YEAR(TODAY())-C1190, Lists!$C$32:$C$40,1))","v":"81-90"},315.1267873219528,{"$f":"INDEX(Data!$E$24:$E$47, MATCH(F1190&D1190, Data!$B$24:$B$47,0))","v":1.9964561142097742E-3},{"$f":"SUMPRODUCT((Data!$B$58:$B$60=Model!$F1190)*(Data!$C$57:$K$57=Model!$O1190)*(Data!$C$58:$K$60))","v":2.8392735823590045},91.607264176409956,1,{"$f":"IF(E1190<>\"Serviceable\",E1190,INDEX(Lists!$D$6:$D$8, MATCH(T1190,Lists!$C$6:$C$8,0)))","v":"Serviceable"},{"$f":"INDEX(Lists!$C$12:$C$26, MATCH(H1190, Lists!$B$12:$B$26,0))","v":"LV"}]
[null,2283,1935,"Wood Untreated Dressed","Serviceable","Class 1",0,"lv",1005,2023,120,"No",false,10,{"$f":"INDEX(Lists!$B$32:$B$40, MATCH(YEAR(TODAY())-C1191, Lists!$C$32:$C$40,1))","v":"81-90"},319.90143561470961,{"$f":"INDEX(Data!$E$24:$E$47, MATCH(F1191&D1191, Data!$B$24:$B$47,0))","v":1.9964561142097742E-3},{"$f":"SUMPRODUCT((Data!$B$58:$B$60=Model!$F1191)*(Data!$C$57:$K$57=Model!$O1191)*(Data!$C$58:$K$60))","v":2.8392735823590045},91.607264176409956,1,{"$f":"IF(E1191<>\"Serviceable\",E1191,INDEX(Lists!$D$6:$D$8, MATCH(T1191,Lists!$C$6:$C$8,0)))","v":"Serviceable"},{"$f":"INDEX(Lists!$C$12:$C$26, MATCH(H1191, Lists!$B$12:$B$26,0))","v":"LV"}]
[null,2284,1960,"Wood Creos Impregnated","Serviceable","Class 3",0,"lv",1037,2022,100,"No",false,10,{"$f":"INDEX(Lists!$B$32:$B$40, MATCH(YEAR(TODAY())-C1192, Lists!$C$32:$C$40,1))","v":"61-70"},330.08735197259097,{"$f":"INDEX(Data!$E$24:$E$47, MATCH(F1192&D1192, Data!$B$24:$B$47,0))","v":1.0684339161496522E-3},{"$f":"SUMPRODUCT((Data!$B$58:$B$60=Model!$F1192)*(Data!$C$57:$K$57=Model!$O1192)*(Data!$C$58:$K$60))","v":1.9802031311051838},80.197968688948166,1,{"$f":"IF(E1192<>\"Serviceable\",E1192,INDEX(Lists!$D$6:$D$8, MATCH(T1192,Lists!$C$6:$C$8,0)))","v":"Serviceable"},{"$f":"INDEX(Lists!$C$12:$C$26, MATCH(H1192, Lists!$B$12:$B$26,0))","v":"LV"}]
[null,2287,1996,"Wood Untreated Dressed","Serviceable","Class 1",0,"lv/hv",1037,2023,100,"No",false,10,{"$f":"INDEX(Lists!$B$32:$B$40, MATCH(YEAR(TODAY())-C1193, Lists!$C$32:$C$40,1))","v":"21-30"},330.08735197259097,{"$f":"INDEX(Data!$E$24:$E$47, MATCH(F1193&D1193, Data!$B$24:$B$47,0))","v":1.9964561142097742E-3},{"$f":"SUMPRODUCT((Data!$B$58:$B$60=Model!$F1193)*(Data!$C$57:$K$57=Model!$O1193)*(Data!$C$58:$K$60))","v":2.1651652228345815},78.34834777165419,1,{"$f":"IF(E1193<>\"Serviceable\",E1193,INDEX(Lists!$D$6:$D$8, MATCH(T1193,Lists!$C$6:$C$8,0)))","v":"Serviceable"},{"$f":"INDEX(Lists!$C$12:$C$26, MATCH(H1193, Lists!$B$12:$B$26,0))","v":"HV"}]
[null,2288,1969,"Wood Creos Impregnated","Serviceable","Class 3",0,"lv",870,2022,70,"No",false,10,{"$f":"INDEX(Lists!$B$32:$B$40, MATCH(YEAR(TODAY())-C1194, Lists!$C$32:$C$40,1))","v":"51-60"},276.92960097989788,{"$f":"INDEX(Data!$E$24:$E$47, MATCH(F1194&D1194, Data!$B$24:$B$47,0))","v":1.0684339161496522E-3},{"$f":"SUMPRODUCT((Data!$B$58:$B$60=Model!$F1194)*(Data!$C$57:$K$57=Model!$O1194)*(Data!$C$58:$K$60))","v":2.6564859251595059},43.43514074840494,2,{"$f":"IF(E1194<>\"Serviceable\",E1194,INDEX(Lists!$D$6:$D$8, MATCH(T1194,Lists!$C$6:$C$8,0)))","v":"Limited Life"},{"$f":"INDEX(Lists!$C$12:$C$26, MATCH(H1194, Lists!$B$12:$B$26,0))","v":"LV"}]
[null,2291,1961,"Wood Creos Impregnated","Serviceable","Class 3",0,"lv/hv",840,2023,90,"No",false,10,{"$f":"INDEX(Lists!$B$32:$B$40, MATCH(YEAR(TODAY())-C1195, Lists!$C$32:$C$40,1))","v":"61-70"},267.38030439438415,{"$f":"INDEX(Data!$E$24:$E$47, MATCH(F1195&D1195, Data!$B$24:$B$47,0))","v":1.0684339161496522E-3},{"$f":"SUMPRODUCT((Data!$B$58:$B$60=Model!$F1195)*(Data!$C$57:$K$57=Model!$O1195)*(Data!$C$58:$K$60))","v":1.9802031311051838},70.197968688948166,1,{"$f":"IF(E1195<>\"Serviceable\",E1195,INDEX(Lists!$D$6:$D$8, MATCH(T1195,Lists!$C$6:$C$8,0)))","v":"Serviceable"},{"$f":"INDEX(Lists!$C$12:$C$26, MATCH(H1195, Lists!$B$12:$B$26,0))","v":"HV"}]
[null,2292,1966,"Wood Creos Impregnated","Serviceable","Class 3",0,"lv",740,2022,90,"No",false,10,{"$f":"INDEX(Lists!$B$32:$B$40, MATCH(YEAR(TODAY())-C1196, Lists!$C$32:$C$40,1))","v":"51-60"},235.5493157760051,{"$f":"INDEX(Data!$E$24:$E$47, MATCH(F1196&D1196, Data!$B$24:$B$47,0))","v":1.0684339161496522E-3},{"$f":"SUMPRODUCT((Data!$B$58:$B$60=Model!$F1196)*(Data!$C$57:$K$57=Model!$O1196)*(Data!$C$58:$K$60))","v":2.6564859251595059},63.43514074840494,2,{"$f":"IF(E1196<>\"Serviceable\",E1196,INDEX(Lists!$D$6:$D$8, MATCH(T1196,Lists!$C$6:$C$8,0)))","v":"Limited Life"},{"$f":"INDEX(Lists!$C$12:$C$26, MATCH(H1196, Lists!$B$12:$B$26,0))","v":"LV"}]
[null,2293,1961,"Wood Creos Impregnated","Serviceable","Class 3",0,"lv",911,2023,110,"No",false,10,{"$f":"INDEX(Lists!$B$32:$B$40, MATCH(YEAR(TODAY())-C1197, Lists!$C$32:$C$40,1))","v":"61-70"},289.98030631343329,{"$f":"INDEX(Data!$E$24:$E$47, MATCH(F1197&D1197, Data!$B$24:$B$47,0))","v":1.0684339161496522E-3},{"$f":"SUMPRODUCT((Data!$B$58:$B$60=Model!$F1197)*(Data!$C$57:$K$57=Model!$O1197)*(Data!$C$58:$K$60))","v":1.9802031311051838},90.197968688948166,1,{"$f":"IF(E1197<>\"Serviceable\",E1197,INDEX(Lists!$D$6:$D$8, MATCH(T1197,Lists!$C$6:$C$8,0)))","v":"Serviceable"},{"$f":"INDEX(Lists!$C$12:$C$26, MATCH(H1197, Lists!$B$12:$B$26,0))","v":"LV"}]
[null,2294,1966,"Wood Creos Impregnated","Serviceable","Class 3",0,"lv",1005,2023,110,"No",false,10,{"$f":"INDEX(Lists!$B$32:$B$40, MATCH(YEAR(TODAY())-C1198, Lists!$C$32:$C$40,1))","v":"51-60"},319.90143561470961,{"$f":"INDEX(Data!$E$24:$E$47, MATCH(F1198&D1198, Data!$B$24:$B$47,0))","v":1.0684339161496522E-3},{"$f":"SUMPRODUCT((Data!$B$58:$B$60=Model!$F1198)*(Data!$C$57:$K$57=Model!$O1198)*(Data!$C$58:$K$60))","v":2.6564859251595059},83.435140748404933,1,{"$f":"IF(E1198<>\"Serviceable\",E1198,INDEX(Lists!$D$6:$D$8, MATCH(T1198,Lists!$C$6:$C$8,0)))","v":"Serviceable"},{"$f":"INDEX(Lists!$C$12:$C$26, MATCH(H1198, Lists!$B$12:$B$26,0))","v":"LV"}]
[null,2296,1935,"Wood Untreated Dressed","Serviceable","Class 1",0,"lv",860,2020,90,"No",false,10,{"$f":"INDEX(Lists!$B$32:$B$40, MATCH(YEAR(TODAY())-C1199, Lists!$C$32:$C$40,1))","v":"81-90"},273.74650211805999,{"$f":"INDEX(Data!$E$24:$E$47, MATCH(F1199&D1199, Data!$B$24:$B$47,0))","v":1.9964561142097742E-3},{"$f":"SUMPRODUCT((Data!$B$58:$B$60=Model!$F1199)*(Data!$C$57:$K$57=Model!$O1199)*(Data!$C$58:$K$60))","v":2.8392735823590045},61.607264176409956,1,{"$f":"IF(E1199<>\"Serviceable\",E1199,INDEX(Lists!$D$6:$D$8, MATCH(T1199,Lists!$C$6:$C$8,0)))","v":"Serviceable"},{"$f":"INDEX(Lists!$C$12:$C$26, MATCH(H1199, Lists!$B$12:$B$26,0))","v":"LV"}]
[null,2298,1935,"Wood Untreated Dressed","Serviceable","Class 1",0,"lv",920,2020,90,"No",false,10,{"$f":"INDEX(Lists!$B$32:$B$40, MATCH(YEAR(TODAY())-C1200, Lists!$C$32:$C$40,1))","v":"81-90"},292.84509528908745,{"$f":"INDEX(Data!$E$24:$E$47, MATCH(F1200&D1200, Data!$B$24:$B$47,0))","v":1.9964561142097742E-3},{"$f":"SUMPRODUCT((Data!$B$58:$B$60=Model!$F1200)*(Data!$C$57:$K$57=Model!$O1200)*(Data!$C$58:$K$60))","v":2.8392735823590045},61.607264176409956,1,{"$f":"IF(E1200<>\"Serviceable\",E1200,INDEX(Lists!$D$6:$D$8, MATCH(T1200,Lists!$C$6:$C$8,0)))","v":"Serviceable"},{"$f":"INDEX(Lists!$C$12:$C$26, MATCH(H1200, Lists!$B$12:$B$26,0))","v":"LV"}]
[null,2299,1970,"Wood Untreated Dressed","Serviceable","Class 2",0,"lv",920,2020,70,"No",false,10,{"$f":"INDEX(Lists!$B$32:$B$40, MATCH(YEAR(TODAY())-C1201, Lists!$C$32:$C$40,1))","v":"51-60"},292.84509528908745,{"$f":"INDEX(Data!$E$24:$E$47, MATCH(F1201&D1201, Data!$B$24:$B$47,0))","v":2.1997700016428453E-3},{"$f":"SUMPRODUCT((Data!$B$58:$B$60=Model!$F1201)*(Data!$C$57:$K$57=Model!$O1201)*(Data!$C$58:$K$60))","v":2.6773548093458861},43.226451906541143,2,{"$f":"IF(E1201<>\"Serviceable\",E1201,INDEX(Lists!$D$6:$D$8, MATCH(T1201,Lists!$C$6:$C$8,0)))","v":"Limited Life"},{"$f":"INDEX(Lists!$C$12:$C$26, MATCH(H1201, Lists!$B$12:$B$26,0))","v":"LV"}]
[null,2301,1986,"Wood Untreated Dressed","Serviceable","Class 1",0,"lv",960,2023,100,"No",false,10,{"$f":"INDEX(Lists!$B$32:$B$40, MATCH(YEAR(TODAY())-C1202, Lists!$C$32:$C$40,1))","v":"31-40"},305.57749073643907,{"$f":"INDEX(Data!$E$24:$E$47, MATCH(F1202&D1202, Data!$B$24:$B$47,0))","v":1.9964561142097742E-3},{"$f":"SUMPRODUCT((Data!$B$58:$B$60=Model!$F1202)*(Data!$C$57:$K$57=Model!$O1202)*(Data!$C$58:$K$60))","v":3.0038452968326621},69.961547031673376,1,{"$f":"IF(E1202<>\"Serviceable\",E1202,INDEX(Lists!$D$6:$D$8, MATCH(T1202,Lists!$C$6:$C$8,0)))","v":"Serviceable"},{"$f":"INDEX(Lists!$C$12:$C$26, MATCH(H1202, Lists!$B$12:$B$26,0))","v":"LV"}]
[null,2302,1934,"Wood Untreated Dressed","Serviceable","Class 1",0,"lv",880,2022,110,"No",false,10,{"$f":"INDEX(Lists!$B$32:$B$40, MATCH(YEAR(TODAY())-C1203, Lists!$C$32:$C$40,1))","v":"90+"},280.11269984173578,{"$f":"INDEX(Data!$E$24:$E$47, MATCH(F1203&D1203, Data!$B$24:$B$47,0))","v":1.9964561142097742E-3},{"$f":"SUMPRODUCT((Data!$B$58:$B$60=Model!$F1203)*(Data!$C$57:$K$57=Model!$O1203)*(Data!$C$58:$K$60))","v":1.4835341045333483},95.164658954666521,1,{"$f":"IF(E1203<>\"Serviceable\",E1203,INDEX(Lists!$D$6:$D$8, MATCH(T1203,Lists!$C$6:$C$8,0)))","v":"Serviceable"},{"$f":"INDEX(Lists!$C$12:$C$26, MATCH(H1203, Lists!$B$12:$B$26,0))","v":"LV"}]
[null,2308,1971,"Wood Creos Impregnated","Serviceable","Class 3",0,"pl",880,2022,80,"No",false,10,{"$f":"INDEX(Lists!$B$32:$B$40, MATCH(YEAR(TODAY())-C1204, Lists!$C$32:$C$40,1))","v":"51-60"},280.11269984173578,{"$f":"INDEX(Data!$E$24:$E$47, MATCH(F1204&D1204, Data!$B$24:$B$47,0))","v":1.0684339161496522E-3},{"$f":"SUMPRODUCT((Data!$B$58:$B$60=Model!$F1204)*(Data!$C$57:$K$57=Model!$O1204)*(Data!$C$58:$K$60))","v":2.6564859251595059},53.43514074840494,2,{"$f":"IF(E1204<>\"Serviceable\",E1204,INDEX(Lists!$D$6:$D$8, MATCH(T1204,Lists!$C$6:$C$8,0)))","v":"Limited Life"},{"$f":"INDEX(Lists!$C$12:$C$26, MATCH(H1204, Lists!$B$12:$B$26,0))","v":"LV"}]
[null,2309,1935,"Wood Untreated Dressed","Serviceable","Class 1",0,"lv",817,2023,90,"No",false,10,{"$f":"INDEX(Lists!$B$32:$B$40, MATCH(YEAR(TODAY())-C1205, Lists!$C$32:$C$40,1))","v":"81-90"},260.05917701215697,{"$f":"INDEX(Data!$E$24:$E$47, MATCH(F1205&D1205, Data!$B$24:$B$47,0))","v":1.9964561142097742E-3},{"$f":"SUMPRODUCT((Data!$B$58:$B$60=Model!$F1205)*(Data!$C$57:$K$57=Model!$O1205)*(Data!$C$58:$K$60))","v":2.8392735823590045},61.607264176409956,1,{"$f":"IF(E1205<>\"Serviceable\",E1205,INDEX(Lists!$D$6:$D$8, MATCH(T1205,Lists!$C$6:$C$8,0)))","v":"Serviceable"},{"$f":"INDEX(Lists!$C$12:$C$26, MATCH(H1205, Lists!$B$12:$B$26,0))","v":"LV"}]
[null,2310,1970,"Wood Creos Impregnated","Serviceable","Class 3",0,"lv",723,2022,70,"No",false,10,{"$f":"INDEX(Lists!$B$32:$B$40, MATCH(YEAR(TODAY())-C1206, Lists!$C$32:$C$40,1))","v":"51-60"},230.13804771088067,{"$f":"INDEX(Data!$E$24:$E$47, MATCH(F1206&D1206, Data!$B$24:$B$47,0))","v":1.0684339161496522E-3},{"$f":"SUMPRODUCT((Data!$B$58:$B$60=Model!$F1206)*(Data!$C$57:$K$57=Model!$O1206)*(Data!$C$58:$K$60))","v":2.6564859251595059},43.43514074840494,2,{"$f":"IF(E1206<>\"Serviceable\",E1206,INDEX(Lists!$D$6:$D$8, MATCH(T1206,Lists!$C$6:$C$8,0)))","v":"Limited Life"},{"$f":"INDEX(Lists!$C$12:$C$26, MATCH(H1206, Lists!$B$12:$B$26,0))","v":"LV"}]
[null,2313,1938,"Wood Untreated Dressed","Serviceable","Class 1",0,"lv",770,2020,80,"No",false,10,{"$f":"INDEX(Lists!$B$32:$B$40, MATCH(YEAR(TODAY())-C1207, Lists!$C$32:$C$40,1))","v":"81-90"},245.09861236151883,{"$f":"INDEX(Data!$E$24:$E$47, MATCH(F1207&D1207, Data!$B$24:$B$47,0))","v":1.9964561142097742E-3},{"$f":"SUMPRODUCT((Data!$B$58:$B$60=Model!$F1207)*(Data!$C$57:$K$57=Model!$O1207)*(Data!$C$58:$K$60))","v":2.8392735823590045},51.607264176409956,1,{"$f":"IF(E1207<>\"Serviceable\",E1207,INDEX(Lists!$D$6:$D$8, MATCH(T1207,Lists!$C$6:$C$8,0)))","v":"Serviceable"},{"$f":"INDEX(Lists!$C$12:$C$26, MATCH(H1207, Lists!$B$12:$B$26,0))","v":"LV"}]
[null,2314,1972,"Wood Creos Impregnated","Serviceable","Class 1",0,"lv",817,2022,110,"No",false,10,{"$f":"INDEX(Lists!$B$32:$B$40, MATCH(YEAR(TODAY())-C1208, Lists!$C$32:$C$40,1))","v":"51-60"},260.05917701215697,{"$f":"INDEX(Data!$E$24:$E$47, MATCH(F1208&D1208, Data!$B$24:$B$47,0))","v":9.9474993092014377E-4},{"$f":"SUMPRODUCT((Data!$B$58:$B$60=Model!$F1208)*(Data!$C$57:$K$57=Model!$O1208)*(Data!$C$58:$K$60))","v":1.3557210085184006},96.44278991481599,1,{"$f":"IF(E1208<>\"Serviceable\",E1208,INDEX(Lists!$D$6:$D$8, MATCH(T1208,Lists!$C$6:$C$8,0)))","v":"Serviceable"},{"$f":"INDEX(Lists!$C$12:$C$26, MATCH(H1208, Lists!$B$12:$B$26,0))","v":"LV"}]
[null,2317,1984,"Wood Untreated Dressed","Serviceable","Class 1",0,"lv",1030,2023,120,"No",false,10,{"$f":"INDEX(Lists!$B$32:$B$40, MATCH(YEAR(TODAY())-C1209, Lists!$C$32:$C$40,1))","v":"41-50"},327.85918276930443,{"$f":"INDEX(Data!$E$24:$E$47, MATCH(F1209&D1209, Data!$B$24:$B$47,0))","v":1.9964561142097742E-3},{"$f":"SUMPRODUCT((Data!$B$58:$B$60=Model!$F1209)*(Data!$C$57:$K$57=Model!$O1209)*(Data!$C$58:$K$60))","v":1.7977578417715214},102.02242158228478,1,{"$f":"IF(E1209<>\"Serviceable\",E1209,INDEX(Lists!$D$6:$D$8, MATCH(T1209,Lists!$C$6:$C$8,0)))","v":"Serviceable"},{"$f":"INDEX(Lists!$C$12:$C$26, MATCH(H1209, Lists!$B$12:$B$26,0))","v":"LV"}]
[null,2318,1979,"Wood Untreated Dressed","Serviceable","Class 1",0,"lv/hv",817,2022,130,"No",false,10,{"$f":"INDEX(Lists!$B$32:$B$40, MATCH(YEAR(TODAY())-C1210, Lists!$C$32:$C$40,1))","v":"41-50"},260.05917701215697,{"$f":"INDEX(Data!$E$24:$E$47, MATCH(F1210&D1210, Data!$B$24:$B$47,0))","v":1.9964561142097742E-3},{"$f":"SUMPRODUCT((Data!$B$58:$B$60=Model!$F1210)*(Data!$C$57:$K$57=Model!$O1210)*(Data!$C$58:$K$60))","v":1.7977578417715214},112.02242158228478,1,{"$f":"IF(E1210<>\"Serviceable\",E1210,INDEX(Lists!$D$6:$D$8, MATCH(T1210,Lists!$C$6:$C$8,0)))","v":"Serviceable"},{"$f":"INDEX(Lists!$C$12:$C$26, MATCH(H1210, Lists!$B$12:$B$26,0))","v":"HV"}]
[null,2319,1971,"Wood Creos Impregnated","Serviceable","Class 3",0,"lv",1030,2023,100,"No",false,10,{"$f":"INDEX(Lists!$B$32:$B$40, MATCH(YEAR(TODAY())-C1211, Lists!$C$32:$C$40,1))","v":"51-60"},327.85918276930443,{"$f":"INDEX(Data!$E$24:$E$47, MATCH(F1211&D1211, Data!$B$24:$B$47,0))","v":1.0684339161496522E-3},{"$f":"SUMPRODUCT((Data!$B$58:$B$60=Model!$F1211)*(Data!$C$57:$K$57=Model!$O1211)*(Data!$C$58:$K$60))","v":2.6564859251595059},73.435140748404933,1,{"$f":"IF(E1211<>\"Serviceable\",E1211,INDEX(Lists!$D$6:$D$8, MATCH(T1211,Lists!$C$6:$C$8,0)))","v":"Serviceable"},{"$f":"INDEX(Lists!$C$12:$C$26, MATCH(H1211, Lists!$B$12:$B$26,0))","v":"LV"}]
[null,2320,1984,"Wood Untreated Dressed","Serviceable","Class 1",0,"lv",1200,2022,130,"No",false,10,{"$f":"INDEX(Lists!$B$32:$B$40, MATCH(YEAR(TODAY())-C1212, Lists!$C$32:$C$40,1))","v":"41-50"},381.9718634205488,{"$f":"INDEX(Data!$E$24:$E$47, MATCH(F1212&D1212, Data!$B$24:$B$47,0))","v":1.9964561142097742E-3},{"$f":"SUMPRODUCT((Data!$B$58:$B$60=Model!$F1212)*(Data!$C$57:$K$57=Model!$O1212)*(Data!$C$58:$K$60))","v":1.7977578417715214},112.02242158228478,1,{"$f":"IF(E1212<>\"Serviceable\",E1212,INDEX(Lists!$D$6:$D$8, MATCH(T1212,Lists!$C$6:$C$8,0)))","v":"Serviceable"},{"$f":"INDEX(Lists!$C$12:$C$26, MATCH(H1212, Lists!$B$12:$B$26,0))","v":"LV"}]
[null,2322,1967,"Wood Creos Impregnated","Serviceable","Class 3",0,"lv/hv",785,2022,90,"No",false,10,{"$f":"INDEX(Lists!$B$32:$B$40, MATCH(YEAR(TODAY())-C1213, Lists!$C$32:$C$40,1))","v":"51-60"},249.8732606542757,{"$f":"INDEX(Data!$E$24:$E$47, MATCH(F1213&D1213, Data!$B$24:$B$47,0))","v":1.0684339161496522E-3},{"$f":"SUMPRODUCT((Data!$B$58:$B$60=Model!$F1213)*(Data!$C$57:$K$57=Model!$O1213)*(Data!$C$58:$K$60))","v":2.6564859251595059},63.43514074840494,2,{"$f":"IF(E1213<>\"Serviceable\",E1213,INDEX(Lists!$D$6:$D$8, MATCH(T1213,Lists!$C$6:$C$8,0)))","v":"Limited Life"},{"$f":"INDEX(Lists!$C$12:$C$26, MATCH(H1213, Lists!$B$12:$B$26,0))","v":"HV"}]
[null,2323,1986,"Wood Untreated Dressed","Serviceable","Class 1",0,"lv",990,2020,120,"No",false,10,{"$f":"INDEX(Lists!$B$32:$B$40, MATCH(YEAR(TODAY())-C1214, Lists!$C$32:$C$40,1))","v":"31-40"},315.1267873219528,{"$f":"INDEX(Data!$E$24:$E$47, MATCH(F1214&D1214, Data!$B$24:$B$47,0))","v":1.9964561142097742E-3},{"$f":"SUMPRODUCT((Data!$B$58:$B$60=Model!$F1214)*(Data!$C$57:$K$57=Model!$O1214)*(Data!$C$58:$K$60))","v":3.0038452968326621},89.961547031673376,1,{"$f":"IF(E1214<>\"Serviceable\",E1214,INDEX(Lists!$D$6:$D$8, MATCH(T1214,Lists!$C$6:$C$8,0)))","v":"Serviceable"},{"$f":"INDEX(Lists!$C$12:$C$26, MATCH(H1214, Lists!$B$12:$B$26,0))","v":"LV"}]
[null,2325,1979,"Wood Untreated Dressed","Serviceable","Class 1",0,"lv",970,2022,130,"No",false,10,{"$f":"INDEX(Lists!$B$32:$B$40, MATCH(YEAR(TODAY())-C1215, Lists!$C$32:$C$40,1))","v":"41-50"},308.76058959827697,{"$f":"INDEX(Data!$E$24:$E$47, MATCH(F1215&D1215, Data!$B$24:$B$47,0))","v":1.9964561142097742E-3},{"$f":"SUMPRODUCT((Data!$B$58:$B$60=Model!$F1215)*(Data!$C$57:$K$57=Model!$O1215)*(Data!$C$58:$K$60))","v":1.7977578417715214},112.02242158228478,1,{"$f":"IF(E1215<>\"Serviceable\",E1215,INDEX(Lists!$D$6:$D$8, MATCH(T1215,Lists!$C$6:$C$8,0)))","v":"Serviceable"},{"$f":"INDEX(Lists!$C$12:$C$26, MATCH(H1215, Lists!$B$12:$B$26,0))","v":"LV"}]
[null,2328,1958,"Wood Creos Impregnated","Serviceable","Class 3",0,"lv",790,2020,90,"No",false,10,{"$f":"INDEX(Lists!$B$32:$B$40, MATCH(YEAR(TODAY())-C1216, Lists!$C$32:$C$40,1))","v":"61-70"},251.46481008519464,{"$f":"INDEX(Data!$E$24:$E$47, MATCH(F1216&D1216, Data!$B$24:$B$47,0))","v":1.0684339161496522E-3},{"$f":"SUMPRODUCT((Data!$B$58:$B$60=Model!$F1216)*(Data!$C$57:$K$57=Model!$O1216)*(Data!$C$58:$K$60))","v":1.9802031311051838},70.197968688948166,1,{"$f":"IF(E1216<>\"Serviceable\",E1216,INDEX(Lists!$D$6:$D$8, MATCH(T1216,Lists!$C$6:$C$8,0)))","v":"Serviceable"},{"$f":"INDEX(Lists!$C$12:$C$26, MATCH(H1216, Lists!$B$12:$B$26,0))","v":"LV"}]
[null,2329,1930,"Wood Untreated Dressed","Serviceable","Class 1",0,"lv/hv",800,2022,100,"No",false,10,{"$f":"INDEX(Lists!$B$32:$B$40, MATCH(YEAR(TODAY())-C1217, Lists!$C$32:$C$40,1))","v":"90+"},254.64790894703253,{"$f":"INDEX(Data!$E$24:$E$47, MATCH(F1217&D1217, Data!$B$24:$B$47,0))","v":1.9964561142097742E-3},{"$f":"SUMPRODUCT((Data!$B$58:$B$60=Model!$F1217)*(Data!$C$57:$K$57=Model!$O1217)*(Data!$C$58:$K$60))","v":1.4835341045333483},85.164658954666521,1,{"$f":"IF(E1217<>\"Serviceable\",E1217,INDEX(Lists!$D$6:$D$8, MATCH(T1217,Lists!$C$6:$C$8,0)))","v":"Serviceable"},{"$f":"INDEX(Lists!$C$12:$C$26, MATCH(H1217, Lists!$B$12:$B$26,0))","v":"HV"}]
[null,2331,1983,"Wood Untreated Dressed","Serviceable","Class 1",0,"lv/hv",1005,2022,120,"No",false,10,{"$f":"INDEX(Lists!$B$32:$B$40, MATCH(YEAR(TODAY())-C1218, Lists!$C$32:$C$40,1))","v":"41-50"},319.90143561470961,{"$f":"INDEX(Data!$E$24:$E$47, MATCH(F1218&D1218, Data!$B$24:$B$47,0))","v":1.9964561142097742E-3},{"$f":"SUMPRODUCT((Data!$B$58:$B$60=Model!$F1218)*(Data!$C$57:$K$57=Model!$O1218)*(Data!$C$58:$K$60))","v":1.7977578417715214},102.02242158228478,1,{"$f":"IF(E1218<>\"Serviceable\",E1218,INDEX(Lists!$D$6:$D$8, MATCH(T1218,Lists!$C$6:$C$8,0)))","v":"Serviceable"},{"$f":"INDEX(Lists!$C$12:$C$26, MATCH(H1218, Lists!$B$12:$B$26,0))","v":"HV"}]
[null,2332,1970,"Wood Creos Impregnated","Serviceable","Class 2",0,"lv",730,2020,90,"No",false,10,{"$f":"INDEX(Lists!$B$32:$B$40, MATCH(YEAR(TODAY())-C1219, Lists!$C$32:$C$40,1))","v":"51-60"},232.36621691416721,{"$f":"INDEX(Data!$E$24:$E$47, MATCH(F1219&D1219, Data!$B$24:$B$47,0))","v":1.6118836915297091E-3},{"$f":"SUMPRODUCT((Data!$B$58:$B$60=Model!$F1219)*(Data!$C$57:$K$57=Model!$O1219)*(Data!$C$58:$K$60))","v":2.6773548093458861},63.226451906541143,2,{"$f":"IF(E1219<>\"Serviceable\",E1219,INDEX(Lists!$D$6:$D$8, MATCH(T1219,Lists!$C$6:$C$8,0)))","v":"Limited Life"},{"$f":"INDEX(Lists!$C$12:$C$26, MATCH(H1219, Lists!$B$12:$B$26,0))","v":"LV"}]
[null,2334,1982,"Wood Untreated Dressed","Serviceable","Class 1",0,"lv",940,2020,100,"No",false,10,{"$f":"INDEX(Lists!$B$32:$B$40, MATCH(YEAR(TODAY())-C1220, Lists!$C$32:$C$40,1))","v":"41-50"},299.21129301276324,{"$f":"INDEX(Data!$E$24:$E$47, MATCH(F1220&D1220, Data!$B$24:$B$47,0))","v":1.9964561142097742E-3},{"$f":"SUMPRODUCT((Data!$B$58:$B$60=Model!$F1220)*(Data!$C$57:$K$57=Model!$O1220)*(Data!$C$58:$K$60))","v":1.7977578417715214},82.022421582284778,1,{"$f":"IF(E1220<>\"Serviceable\",E1220,INDEX(Lists!$D$6:$D$8, MATCH(T1220,Lists!$C$6:$C$8,0)))","v":"Serviceable"},{"$f":"INDEX(Lists!$C$12:$C$26, MATCH(H1220, Lists!$B$12:$B$26,0))","v":"LV"}]
[null,2336,1970,"Wood Creos Impregnated","Serviceable","Class 2",0,"lv",800,2020,90,"No",false,10,{"$f":"INDEX(Lists!$B$32:$B$40, MATCH(YEAR(TODAY())-C1221, Lists!$C$32:$C$40,1))","v":"51-60"},254.64790894703253,{"$f":"INDEX(Data!$E$24:$E$47, MATCH(F1221&D1221, Data!$B$24:$B$47,0))","v":1.6118836915297091E-3},{"$f":"SUMPRODUCT((Data!$B$58:$B$60=Model!$F1221)*(Data!$C$57:$K$57=Model!$O1221)*(Data!$C$58:$K$60))","v":2.6773548093458861},63.226451906541143,2,{"$f":"IF(E1221<>\"Serviceable\",E1221,INDEX(Lists!$D$6:$D$8, MATCH(T1221,Lists!$C$6:$C$8,0)))","v":"Limited Life"},{"$f":"INDEX(Lists!$C$12:$C$26, MATCH(H1221, Lists!$B$12:$B$26,0))","v":"LV"}]
[null,2338,1941,"Wood Untreated Dressed","Serviceable","Class 1",0,"lv/hv",1100,2020,140,"No",false,10,{"$f":"INDEX(Lists!$B$32:$B$40, MATCH(YEAR(TODAY())-C1222, Lists!$C$32:$C$40,1))","v":"81-90"},350.14087480216978,{"$f":"INDEX(Data!$E$24:$E$47, MATCH(F1222&D1222, Data!$B$24:$B$47,0))","v":1.9964561142097742E-3},{"$f":"SUMPRODUCT((Data!$B$58:$B$60=Model!$F1222)*(Data!$C$57:$K$57=Model!$O1222)*(Data!$C$58:$K$60))","v":2.8392735823590045},111.60726417640996,1,{"$f":"IF(E1222<>\"Serviceable\",E1222,INDEX(Lists!$D$6:$D$8, MATCH(T1222,Lists!$C$6:$C$8,0)))","v":"Serviceable"},{"$f":"INDEX(Lists!$C$12:$C$26, MATCH(H1222, Lists!$B$12:$B$26,0))","v":"HV"}]
[null,2345,1965,"Wood Creos Impregnated","Serviceable","Class 3",0,"lv",880,2022,90,"No",false,10,{"$f":"INDEX(Lists!$B$32:$B$40, MATCH(YEAR(TODAY())-C1223, Lists!$C$32:$C$40,1))","v":"51-60"},280.11269984173578,{"$f":"INDEX(Data!$E$24:$E$47, MATCH(F1223&D1223, Data!$B$24:$B$47,0))","v":1.0684339161496522E-3},{"$f":"SUMPRODUCT((Data!$B$58:$B$60=Model!$F1223)*(Data!$C$57:$K$57=Model!$O1223)*(Data!$C$58:$K$60))","v":2.6564859251595059},63.43514074840494,2,{"$f":"IF(E1223<>\"Serviceable\",E1223,INDEX(Lists!$D$6:$D$8, MATCH(T1223,Lists!$C$6:$C$8,0)))","v":"Limited Life"},{"$f":"INDEX(Lists!$C$12:$C$26, MATCH(H1223, Lists!$B$12:$B$26,0))","v":"LV"}]
[null,2348,1941,"Wood Untreated Dressed","Serviceable","Class 1",0,"lv/hv",1100,2020,140,"No",false,{"$f":"IF(L1224=\"No\",ROUND((End_year-J1224)/5,0)*5,ROUND((End_year-J1224)/3,0)*3)","v":10},{"$f":"INDEX(Lists!$B$32:$B$40, MATCH(YEAR(TODAY())-C1224, Lists!$C$32:$C$40,1))","v":"81-90"},350.14087480216978,{"$f":"INDEX(Data!$E$24:$E$47, MATCH(F1224&D1224, Data!$B$24:$B$47,0))","v":1.9964561142097742E-3},{"$f":"SUMPRODUCT((Data!$B$58:$B$60=Model!$F1224)*(Data!$C$57:$K$57=Model!$O1224)*(Data!$C$58:$K$60))","v":2.8392735823590045},{"$f":"IF(IF(K1224>=700,999,(K1224-R1224*N1224))<0,0,IF(K1224>=700,999,(K1224-R1224*N1224)))","v":111.60726417640996},{"$f":"IF(S1224<30,3,IF(AND(F1224=\"Class 1\",S1224<50),2,IF(AND(F1224=\"Class 1\",S1224>=50),1,IF(S1224<70,2,1))))","v":1},{"$f":"IF(E1224<>\"Serviceable\",E1224,INDEX(Lists!$D$6:$D$8, MATCH(T1224,Lists!$C$6:$C$8,0)))","v":"Serviceable"},{"$f":"INDEX(Lists!$C$12:$C$26, MATCH(H1224, Lists!$B$12:$B$26,0))","v":"HV"}]
[null,2349,1940,"Wood Untreated Dressed","Serviceable","Class 1",0,"lv/hv",1000,2022,100,"No",{"$f":"IF(G1225=0,FALSE,TRUE)","v":false},10,{"$f":"INDEX(Lists!$B$32:$B$40, MATCH(YEAR(TODAY())-C1225, Lists!$C$32:$C$40,1))","v":"81-90"},{"$f":"I1225/PI()","v":318.3098861837907},{"$f":"INDEX(Data!$E$24:$E$47, MATCH(F1225&D1225, Data!$B$24:$B$47,0))","v":1.9964561142097742E-3},{"$f":"SUMPRODUCT((Data!$B$58:$B$60=Model!$F1225)*(Data!$C$57:$K$57=Model!$O1225)*(Data!$C$58:$K$60))","v":2.8392735823590045},71.607264176409956,1,{"$f":"IF(E1225<>\"Serviceable\",E1225,INDEX(Lists!$D$6:$D$8, MATCH(T1225,Lists!$C$6:$C$8,0)))","v":"Serviceable"},{"$f":"INDEX(Lists!$C$12:$C$26, MATCH(H1225, Lists!$B$12:$B$26,0))","v":"HV"}]
[null,2353,1967,"Wood Creos Impregnated","Serviceable","Class 3",0,"lv",870,2022,100,"No",false,10,{"$f":"INDEX(Lists!$B$32:$B$40, MATCH(YEAR(TODAY())-C1226, Lists!$C$32:$C$40,1))","v":"51-60"},276.92960097989788,{"$f":"INDEX(Data!$E$24:$E$47, MATCH(F1226&D1226, Data!$B$24:$B$47,0))","v":1.0684339161496522E-3},{"$f":"SUMPRODUCT((Data!$B$58:$B$60=Model!$F1226)*(Data!$C$57:$K$57=Model!$O1226)*(Data!$C$58:$K$60))","v":2.6564859251595059},73.435140748404933,1,{"$f":"IF(E1226<>\"Serviceable\",E1226,INDEX(Lists!$D$6:$D$8, MATCH(T1226,Lists!$C$6:$C$8,0)))","v":"Serviceable"},{"$f":"INDEX(Lists!$C$12:$C$26, MATCH(H1226, Lists!$B$12:$B$26,0))","v":"LV"}]
[null,2355,1970,"Wood Creos Impregnated","Serviceable","Class 3",0,"lv",1100,2022,80,"No",false,10,{"$f":"INDEX(Lists!$B$32:$B$40, MATCH(YEAR(TODAY())-C1227, Lists!$C$32:$C$40,1))","v":"51-60"},350.14087480216978,{"$f":"INDEX(Data!$E$24:$E$47, MATCH(F1227&D1227, Data!$B$24:$B$47,0))","v":1.0684339161496522E-3},{"$f":"SUMPRODUCT((Data!$B$58:$B$60=Model!$F1227)*(Data!$C$57:$K$57=Model!$O1227)*(Data!$C$58:$K$60))","v":2.6564859251595059},53.43514074840494,2,{"$f":"IF(E1227<>\"Serviceable\",E1227,INDEX(Lists!$D$6:$D$8, MATCH(T1227,Lists!$C$6:$C$8,0)))","v":"Limited Life"},{"$f":"INDEX(Lists!$C$12:$C$26, MATCH(H1227, Lists!$B$12:$B$26,0))","v":"LV"}]
[null,2356,1969,"Wood Creos Impregnated","Serviceable","Class 2",0,"lv/future hv",850,2020,100,"No",false,10,{"$f":"INDEX(Lists!$B$32:$B$40, MATCH(YEAR(TODAY())-C1228, Lists!$C$32:$C$40,1))","v":"51-60"},270.5634032562221,{"$f":"INDEX(Data!$E$24:$E$47, MATCH(F1228&D1228, Data!$B$24:$B$47,0))","v":1.6118836915297091E-3},{"$f":"SUMPRODUCT((Data!$B$58:$B$60=Model!$F1228)*(Data!$C$57:$K$57=Model!$O1228)*(Data!$C$58:$K$60))","v":2.6773548093458861},73.226451906541143,1,{"$f":"IF(E1228<>\"Serviceable\",E1228,INDEX(Lists!$D$6:$D$8, MATCH(T1228,Lists!$C$6:$C$8,0)))","v":"Serviceable"},{"$f":"INDEX(Lists!$C$12:$C$26, MATCH(H1228, Lists!$B$12:$B$26,0))","v":"LV"}]
[null,2357,1982,"Wood Untreated Dressed","Serviceable","Class 1",0,"lv",800,2022,110,"No",false,10,{"$f":"INDEX(Lists!$B$32:$B$40, MATCH(YEAR(TODAY())-C1229, Lists!$C$32:$C$40,1))","v":"41-50"},254.64790894703253,{"$f":"INDEX(Data!$E$24:$E$47, MATCH(F1229&D1229, Data!$B$24:$B$47,0))","v":1.9964561142097742E-3},{"$f":"SUMPRODUCT((Data!$B$58:$B$60=Model!$F1229)*(Data!$C$57:$K$57=Model!$O1229)*(Data!$C$58:$K$60))","v":1.7977578417715214},92.022421582284778,1,{"$f":"IF(E1229<>\"Serviceable\",E1229,INDEX(Lists!$D$6:$D$8, MATCH(T1229,Lists!$C$6:$C$8,0)))","v":"Serviceable"},{"$f":"INDEX(Lists!$C$12:$C$26, MATCH(H1229, Lists!$B$12:$B$26,0))","v":"LV"}]
[null,2359,1979,"Wood Untreated Dressed","Serviceable","Class 1",0,"lv",1010,2022,120,"No",false,10,{"$f":"INDEX(Lists!$B$32:$B$40, MATCH(YEAR(TODAY())-C1230, Lists!$C$32:$C$40,1))","v":"41-50"},321.49298504562859,{"$f":"INDEX(Data!$E$24:$E$47, MATCH(F1230&D1230, Data!$B$24:$B$47,0))","v":1.9964561142097742E-3},{"$f":"SUMPRODUCT((Data!$B$58:$B$60=Model!$F1230)*(Data!$C$57:$K$57=Model!$O1230)*(Data!$C$58:$K$60))","v":1.7977578417715214},102.02242158228478,1,{"$f":"IF(E1230<>\"Serviceable\",E1230,INDEX(Lists!$D$6:$D$8, MATCH(T1230,Lists!$C$6:$C$8,0)))","v":"Serviceable"},{"$f":"INDEX(Lists!$C$12:$C$26, MATCH(H1230, Lists!$B$12:$B$26,0))","v":"LV"}]
[null,2360,1935,"Wood Untreated Dressed","Serviceable","Class 1",0,"lv",800,2020,100,"No",false,10,{"$f":"INDEX(Lists!$B$32:$B$40, MATCH(YEAR(TODAY())-C1231, Lists!$C$32:$C$40,1))","v":"81-90"},254.64790894703253,{"$f":"INDEX(Data!$E$24:$E$47, MATCH(F1231&D1231, Data!$B$24:$B$47,0))","v":1.9964561142097742E-3},{"$f":"SUMPRODUCT((Data!$B$58:$B$60=Model!$F1231)*(Data!$C$57:$K$57=Model!$O1231)*(Data!$C$58:$K$60))","v":2.8392735823590045},71.607264176409956,1,{"$f":"IF(E1231<>\"Serviceable\",E1231,INDEX(Lists!$D$6:$D$8, MATCH(T1231,Lists!$C$6:$C$8,0)))","v":"Serviceable"},{"$f":"INDEX(Lists!$C$12:$C$26, MATCH(H1231, Lists!$B$12:$B$26,0))","v":"LV"}]
[null,2361,1978,"Wood Untreated Dressed","Serviceable","Class 1",0,"lv",1000,2022,120,"No",false,10,{"$f":"INDEX(Lists!$B$32:$B$40, MATCH(YEAR(TODAY())-C1232, Lists!$C$32:$C$40,1))","v":"41-50"},318.3098861837907,{"$f":"INDEX(Data!$E$24:$E$47, MATCH(F1232&D1232, Data!$B$24:$B$47,0))","v":1.9964561142097742E-3},{"$f":"SUMPRODUCT((Data!$B$58:$B$60=Model!$F1232)*(Data!$C$57:$K$57=Model!$O1232)*(Data!$C$58:$K$60))","v":1.7977578417715214},102.02242158228478,1,{"$f":"IF(E1232<>\"Serviceable\",E1232,INDEX(Lists!$D$6:$D$8, MATCH(T1232,Lists!$C$6:$C$8,0)))","v":"Serviceable"},{"$f":"INDEX(Lists!$C$12:$C$26, MATCH(H1232, Lists!$B$12:$B$26,0))","v":"LV"}]
[null,2362,1938,"Wood Untreated Dressed","Serviceable","Class 1",0,"lv",870,2020,100,"No",false,10,{"$f":"INDEX(Lists!$B$32:$B$40, MATCH(YEAR(TODAY())-C1233, Lists!$C$32:$C$40,1))","v":"81-90"},276.92960097989788,{"$f":"INDEX(Data!$E$24:$E$47, MATCH(F1233&D1233, Data!$B$24:$B$47,0))","v":1.9964561142097742E-3},{"$f":"SUMPRODUCT((Data!$B$58:$B$60=Model!$F1233)*(Data!$C$57:$K$57=Model!$O1233)*(Data!$C$58:$K$60))","v":2.8392735823590045},71.607264176409956,1,{"$f":"IF(E1233<>\"Serviceable\",E1233,INDEX(Lists!$D$6:$D$8, MATCH(T1233,Lists!$C$6:$C$8,0)))","v":"Serviceable"},{"$f":"INDEX(Lists!$C$12:$C$26, MATCH(H1233, Lists!$B$12:$B$26,0))","v":"LV"}]
[null,2364,1970,"Wood Creos Impregnated","Serviceable","Class 3",0,"lv/hv",1000,2020,100,"No",false,10,{"$f":"INDEX(Lists!$B$32:$B$40, MATCH(YEAR(TODAY())-C1234, Lists!$C$32:$C$40,1))","v":"51-60"},318.3098861837907,{"$f":"INDEX(Data!$E$24:$E$47, MATCH(F1234&D1234, Data!$B$24:$B$47,0))","v":1.0684339161496522E-3},{"$f":"SUMPRODUCT((Data!$B$58:$B$60=Model!$F1234)*(Data!$C$57:$K$57=Model!$O1234)*(Data!$C$58:$K$60))","v":2.6564859251595059},73.435140748404933,1,{"$f":"IF(E1234<>\"Serviceable\",E1234,INDEX(Lists!$D$6:$D$8, MATCH(T1234,Lists!$C$6:$C$8,0)))","v":"Serviceable"},{"$f":"INDEX(Lists!$C$12:$C$26, MATCH(H1234, Lists!$B$12:$B$26,0))","v":"HV"}]
[null,2365,1963,"Wood Creos Impregnated","Serviceable","Class 3",0,"lv",1005,2022,100,"No",false,10,{"$f":"INDEX(Lists!$B$32:$B$40, MATCH(YEAR(TODAY())-C1235, Lists!$C$32:$C$40,1))","v":"61-70"},319.90143561470961,{"$f":"INDEX(Data!$E$24:$E$47, MATCH(F1235&D1235, Data!$B$24:$B$47,0))","v":1.0684339161496522E-3},{"$f":"SUMPRODUCT((Data!$B$58:$B$60=Model!$F1235)*(Data!$C$57:$K$57=Model!$O1235)*(Data!$C$58:$K$60))","v":1.9802031311051838},80.197968688948166,1,{"$f":"IF(E1235<>\"Serviceable\",E1235,INDEX(Lists!$D$6:$D$8, MATCH(T1235,Lists!$C$6:$C$8,0)))","v":"Serviceable"},{"$f":"INDEX(Lists!$C$12:$C$26, MATCH(H1235, Lists!$B$12:$B$26,0))","v":"LV"}]
[null,2366,1973,"Wood Untreated Dressed","Serviceable","Class 1",0,"lv",700,2020,80,"No",false,10,{"$f":"INDEX(Lists!$B$32:$B$40, MATCH(YEAR(TODAY())-C1236, Lists!$C$32:$C$40,1))","v":"51-60"},222.81692032865348,{"$f":"INDEX(Data!$E$24:$E$47, MATCH(F1236&D1236, Data!$B$24:$B$47,0))","v":1.9964561142097742E-3},{"$f":"SUMPRODUCT((Data!$B$58:$B$60=Model!$F1236)*(Data!$C$57:$K$57=Model!$O1236)*(Data!$C$58:$K$60))","v":1.3557210085184006},66.44278991481599,1,{"$f":"IF(E1236<>\"Serviceable\",E1236,INDEX(Lists!$D$6:$D$8, MATCH(T1236,Lists!$C$6:$C$8,0)))","v":"Serviceable"},{"$f":"INDEX(Lists!$C$12:$C$26, MATCH(H1236, Lists!$B$12:$B$26,0))","v":"LV"}]
[null,2367,1988,"Wood Untreated Dressed","Serviceable","Class 1",0,"lv",942,2022,140,"No",false,10,{"$f":"INDEX(Lists!$B$32:$B$40, MATCH(YEAR(TODAY())-C1237, Lists!$C$32:$C$40,1))","v":"31-40"},299.8479127851308,{"$f":"INDEX(Data!$E$24:$E$47, MATCH(F1237&D1237, Data!$B$24:$B$47,0))","v":1.9964561142097742E-3},{"$f":"SUMPRODUCT((Data!$B$58:$B$60=Model!$F1237)*(Data!$C$57:$K$57=Model!$O1237)*(Data!$C$58:$K$60))","v":3.0038452968326621},109.96154703167338,1,{"$f":"IF(E1237<>\"Serviceable\",E1237,INDEX(Lists!$D$6:$D$8, MATCH(T1237,Lists!$C$6:$C$8,0)))","v":"Serviceable"},{"$f":"INDEX(Lists!$C$12:$C$26, MATCH(H1237, Lists!$B$12:$B$26,0))","v":"LV"}]
[null,2369,1966,"Wood Creos Impregnated","Unserviceable","Class 3",0,"lv",815,2023,20,"No",false,10,{"$f":"INDEX(Lists!$B$32:$B$40, MATCH(YEAR(TODAY())-C1238, Lists!$C$32:$C$40,1))","v":"51-60"},259.4225572397894,{"$f":"INDEX(Data!$E$24:$E$47, MATCH(F1238&D1238, Data!$B$24:$B$47,0))","v":1.0684339161496522E-3},{"$f":"SUMPRODUCT((Data!$B$58:$B$60=Model!$F1238)*(Data!$C$57:$K$57=Model!$O1238)*(Data!$C$58:$K$60))","v":2.6564859251595059},0,3,{"$f":"IF(E1238<>\"Serviceable\",E1238,INDEX(Lists!$D$6:$D$8, MATCH(T1238,Lists!$C$6:$C$8,0)))","v":"Unserviceable"},{"$f":"INDEX(Lists!$C$12:$C$26, MATCH(H1238, Lists!$B$12:$B$26,0))","v":"LV"}]
[null,2370,1951,"Wood Untreated Dressed","Serviceable","Class 1",0,"lv/hv",900,2020,100,"No",false,10,{"$f":"INDEX(Lists!$B$32:$B$40, MATCH(YEAR(TODAY())-C1239, Lists!$C$32:$C$40,1))","v":"71-80"},286.47889756541161,{"$f":"INDEX(Data!$E$24:$E$47, MATCH(F1239&D1239, Data!$B$24:$B$47,0))","v":1.9964561142097742E-3},{"$f":"SUMPRODUCT((Data!$B$58:$B$60=Model!$F1239)*(Data!$C$57:$K$57=Model!$O1239)*(Data!$C$58:$K$60))","v":2.0707751244791428},79.292248755208576,1,{"$f":"IF(E1239<>\"Serviceable\",E1239,INDEX(Lists!$D$6:$D$8, MATCH(T1239,Lists!$C$6:$C$8,0)))","v":"Serviceable"},{"$f":"INDEX(Lists!$C$12:$C$26, MATCH(H1239, Lists!$B$12:$B$26,0))","v":"HV"}]
[null,2371,1980,"Wood Untreated Dressed","Serviceable","Class 1",0,"lv",790,2022,100,"No",false,10,{"$f":"INDEX(Lists!$B$32:$B$40, MATCH(YEAR(TODAY())-C1240, Lists!$C$32:$C$40,1))","v":"41-50"},251.46481008519464,{"$f":"INDEX(Data!$E$24:$E$47, MATCH(F1240&D1240, Data!$B$24:$B$47,0))","v":1.9964561142097742E-3},{"$f":"SUMPRODUCT((Data!$B$58:$B$60=Model!$F1240)*(Data!$C$57:$K$57=Model!$O1240)*(Data!$C$58:$K$60))","v":1.7977578417715214},82.022421582284778,1,{"$f":"IF(E1240<>\"Serviceable\",E1240,INDEX(Lists!$D$6:$D$8, MATCH(T1240,Lists!$C$6:$C$8,0)))","v":"Serviceable"},{"$f":"INDEX(Lists!$C$12:$C$26, MATCH(H1240, Lists!$B$12:$B$26,0))","v":"LV"}]
[null,2372,1985,"Wood Untreated Dressed","Serviceable","Class 1",0,"lv/hv",1240,2020,120,"No",false,10,{"$f":"INDEX(Lists!$B$32:$B$40, MATCH(YEAR(TODAY())-C1241, Lists!$C$32:$C$40,1))","v":"31-40"},394.70425886790042,{"$f":"INDEX(Data!$E$24:$E$47, MATCH(F1241&D1241, Data!$B$24:$B$47,0))","v":1.9964561142097742E-3},{"$f":"SUMPRODUCT((Data!$B$58:$B$60=Model!$F1241)*(Data!$C$57:$K$57=Model!$O1241)*(Data!$C$58:$K$60))","v":3.0038452968326621},89.961547031673376,1,{"$f":"IF(E1241<>\"Serviceable\",E1241,INDEX(Lists!$D$6:$D$8, MATCH(T1241,Lists!$C$6:$C$8,0)))","v":"Serviceable"},{"$f":"INDEX(Lists!$C$12:$C$26, MATCH(H1241, Lists!$B$12:$B$26,0))","v":"HV"}]
[null,2374,1970,"Wood Creos Impregnated","Serviceable","Class 3",0,"lv/hv",1010,2020,100,"No",false,10,{"$f":"INDEX(Lists!$B$32:$B$40, MATCH(YEAR(TODAY())-C1242, Lists!$C$32:$C$40,1))","v":"51-60"},321.49298504562859,{"$f":"INDEX(Data!$E$24:$E$47, MATCH(F1242&D1242, Data!$B$24:$B$47,0))","v":1.0684339161496522E-3},{"$f":"SUMPRODUCT((Data!$B$58:$B$60=Model!$F1242)*(Data!$C$57:$K$57=Model!$O1242)*(Data!$C$58:$K$60))","v":2.6564859251595059},73.435140748404933,1,{"$f":"IF(E1242<>\"Serviceable\",E1242,INDEX(Lists!$D$6:$D$8, MATCH(T1242,Lists!$C$6:$C$8,0)))","v":"Serviceable"},{"$f":"INDEX(Lists!$C$12:$C$26, MATCH(H1242, Lists!$B$12:$B$26,0))","v":"HV"}]
[null,2376,1939,"Wood Untreated Dressed","Serviceable","Class 1",0,"lv/hv",870,2020,100,"No",false,10,{"$f":"INDEX(Lists!$B$32:$B$40, MATCH(YEAR(TODAY())-C1243, Lists!$C$32:$C$40,1))","v":"81-90"},276.92960097989788,{"$f":"INDEX(Data!$E$24:$E$47, MATCH(F1243&D1243, Data!$B$24:$B$47,0))","v":1.9964561142097742E-3},{"$f":"SUMPRODUCT((Data!$B$58:$B$60=Model!$F1243)*(Data!$C$57:$K$57=Model!$O1243)*(Data!$C$58:$K$60))","v":2.8392735823590045},71.607264176409956,1,{"$f":"IF(E1243<>\"Serviceable\",E1243,INDEX(Lists!$D$6:$D$8, MATCH(T1243,Lists!$C$6:$C$8,0)))","v":"Serviceable"},{"$f":"INDEX(Lists!$C$12:$C$26, MATCH(H1243, Lists!$B$12:$B$26,0))","v":"HV"}]
[null,2377,1958,"Wood Creos Impregnated","Serviceable","Class 3",0,"lv",820,2022,90,"No",false,10,{"$f":"INDEX(Lists!$B$32:$B$40, MATCH(YEAR(TODAY())-C1244, Lists!$C$32:$C$40,1))","v":"61-70"},261.01410667070837,{"$f":"INDEX(Data!$E$24:$E$47, MATCH(F1244&D1244, Data!$B$24:$B$47,0))","v":1.0684339161496522E-3},{"$f":"SUMPRODUCT((Data!$B$58:$B$60=Model!$F1244)*(Data!$C$57:$K$57=Model!$O1244)*(Data!$C$58:$K$60))","v":1.9802031311051838},70.197968688948166,1,{"$f":"IF(E1244<>\"Serviceable\",E1244,INDEX(Lists!$D$6:$D$8, MATCH(T1244,Lists!$C$6:$C$8,0)))","v":"Serviceable"},{"$f":"INDEX(Lists!$C$12:$C$26, MATCH(H1244, Lists!$B$12:$B$26,0))","v":"LV"}]
[null,2378,1935,"Wood Untreated Dressed","Serviceable","Class 1",0,"lv/hv",870,2020,100,"No",false,10,{"$f":"INDEX(Lists!$B$32:$B$40, MATCH(YEAR(TODAY())-C1245, Lists!$C$32:$C$40,1))","v":"81-90"},276.92960097989788,{"$f":"INDEX(Data!$E$24:$E$47, MATCH(F1245&D1245, Data!$B$24:$B$47,0))","v":1.9964561142097742E-3},{"$f":"SUMPRODUCT((Data!$B$58:$B$60=Model!$F1245)*(Data!$C$57:$K$57=Model!$O1245)*(Data!$C$58:$K$60))","v":2.8392735823590045},71.607264176409956,1,{"$f":"IF(E1245<>\"Serviceable\",E1245,INDEX(Lists!$D$6:$D$8, MATCH(T1245,Lists!$C$6:$C$8,0)))","v":"Serviceable"},{"$f":"INDEX(Lists!$C$12:$C$26, MATCH(H1245, Lists!$B$12:$B$26,0))","v":"HV"}]
[null,2380,1980,"Wood Untreated Dressed","Serviceable","Class 1",0,"lv/hv",1030,2020,140,"No",false,10,{"$f":"INDEX(Lists!$B$32:$B$40, MATCH(YEAR(TODAY())-C1246, Lists!$C$32:$C$40,1))","v":"41-50"},327.85918276930443,{"$f":"INDEX(Data!$E$24:$E$47, MATCH(F1246&D1246, Data!$B$24:$B$47,0))","v":1.9964561142097742E-3},{"$f":"SUMPRODUCT((Data!$B$58:$B$60=Model!$F1246)*(Data!$C$57:$K$57=Model!$O1246)*(Data!$C$58:$K$60))","v":1.7977578417715214},122.02242158228478,1,{"$f":"IF(E1246<>\"Serviceable\",E1246,INDEX(Lists!$D$6:$D$8, MATCH(T1246,Lists!$C$6:$C$8,0)))","v":"Serviceable"},{"$f":"INDEX(Lists!$C$12:$C$26, MATCH(H1246, Lists!$B$12:$B$26,0))","v":"HV"}]
[null,2381,1940,"Wood Untreated Dressed","Serviceable","Class 1",0,"lv",820,2022,120,"No",false,10,{"$f":"INDEX(Lists!$B$32:$B$40, MATCH(YEAR(TODAY())-C1247, Lists!$C$32:$C$40,1))","v":"81-90"},261.01410667070837,{"$f":"INDEX(Data!$E$24:$E$47, MATCH(F1247&D1247, Data!$B$24:$B$47,0))","v":1.9964561142097742E-3},{"$f":"SUMPRODUCT((Data!$B$58:$B$60=Model!$F1247)*(Data!$C$57:$K$57=Model!$O1247)*(Data!$C$58:$K$60))","v":2.8392735823590045},91.607264176409956,1,{"$f":"IF(E1247<>\"Serviceable\",E1247,INDEX(Lists!$D$6:$D$8, MATCH(T1247,Lists!$C$6:$C$8,0)))","v":"Serviceable"},{"$f":"INDEX(Lists!$C$12:$C$26, MATCH(H1247, Lists!$B$12:$B$26,0))","v":"LV"}]
[null,2383,1966,"Wood Creos Impregnated","Serviceable","Class 3",0,"lv",800,2022,90,"No",false,10,{"$f":"INDEX(Lists!$B$32:$B$40, MATCH(YEAR(TODAY())-C1248, Lists!$C$32:$C$40,1))","v":"51-60"},254.64790894703253,{"$f":"INDEX(Data!$E$24:$E$47, MATCH(F1248&D1248, Data!$B$24:$B$47,0))","v":1.0684339161496522E-3},{"$f":"SUMPRODUCT((Data!$B$58:$B$60=Model!$F1248)*(Data!$C$57:$K$57=Model!$O1248)*(Data!$C$58:$K$60))","v":2.6564859251595059},63.43514074840494,2,{"$f":"IF(E1248<>\"Serviceable\",E1248,INDEX(Lists!$D$6:$D$8, MATCH(T1248,Lists!$C$6:$C$8,0)))","v":"Limited Life"},{"$f":"INDEX(Lists!$C$12:$C$26, MATCH(H1248, Lists!$B$12:$B$26,0))","v":"LV"}]
[null,2387,1986,"Wood Untreated Dressed","Serviceable","Class 1",0,"lv",942,2022,120,"No",false,10,{"$f":"INDEX(Lists!$B$32:$B$40, MATCH(YEAR(TODAY())-C1249, Lists!$C$32:$C$40,1))","v":"31-40"},299.8479127851308,{"$f":"INDEX(Data!$E$24:$E$47, MATCH(F1249&D1249, Data!$B$24:$B$47,0))","v":1.9964561142097742E-3},{"$f":"SUMPRODUCT((Data!$B$58:$B$60=Model!$F1249)*(Data!$C$57:$K$57=Model!$O1249)*(Data!$C$58:$K$60))","v":3.0038452968326621},89.961547031673376,1,{"$f":"IF(E1249<>\"Serviceable\",E1249,INDEX(Lists!$D$6:$D$8, MATCH(T1249,Lists!$C$6:$C$8,0)))","v":"Serviceable"},{"$f":"INDEX(Lists!$C$12:$C$26, MATCH(H1249, Lists!$B$12:$B$26,0))","v":"LV"}]
[null,2388,1941,"Wood Untreated Dressed","Serviceable","Class 1",0,"lv",760,2018,90,"No",false,15,{"$f":"INDEX(Lists!$B$32:$B$40, MATCH(YEAR(TODAY())-C1250, Lists!$C$32:$C$40,1))","v":"81-90"},241.91551349968091,{"$f":"INDEX(Data!$E$24:$E$47, MATCH(F1250&D1250, Data!$B$24:$B$47,0))","v":1.9964561142097742E-3},{"$f":"SUMPRODUCT((Data!$B$58:$B$60=Model!$F1250)*(Data!$C$57:$K$57=Model!$O1250)*(Data!$C$58:$K$60))","v":2.8392735823590045},47.410896264614934,2,{"$f":"IF(E1250<>\"Serviceable\",E1250,INDEX(Lists!$D$6:$D$8, MATCH(T1250,Lists!$C$6:$C$8,0)))","v":"Limited Life"},{"$f":"INDEX(Lists!$C$12:$C$26, MATCH(H1250, Lists!$B$12:$B$26,0))","v":"LV"}]
[null,2389,1968,"Wood Creos Impregnated","Serviceable","Class 2",0,"lv",880,2022,100,"No",false,10,{"$f":"INDEX(Lists!$B$32:$B$40, MATCH(YEAR(TODAY())-C1251, Lists!$C$32:$C$40,1))","v":"51-60"},280.11269984173578,{"$f":"INDEX(Data!$E$24:$E$47, MATCH(F1251&D1251, Data!$B$24:$B$47,0))","v":1.6118836915297091E-3},{"$f":"SUMPRODUCT((Data!$B$58:$B$60=Model!$F1251)*(Data!$C$57:$K$57=Model!$O1251)*(Data!$C$58:$K$60))","v":2.6773548093458861},73.226451906541143,1,{"$f":"IF(E1251<>\"Serviceable\",E1251,INDEX(Lists!$D$6:$D$8, MATCH(T1251,Lists!$C$6:$C$8,0)))","v":"Serviceable"},{"$f":"INDEX(Lists!$C$12:$C$26, MATCH(H1251, Lists!$B$12:$B$26,0))","v":"LV"}]
[null,2390,1951,"Wood Untreated Round","Serviceable","Class 2",0,"lv/hv",960,2020,90,"No",false,10,{"$f":"INDEX(Lists!$B$32:$B$40, MATCH(YEAR(TODAY())-C1252, Lists!$C$32:$C$40,1))","v":"71-80"},305.57749073643907,{"$f":"INDEX(Data!$E$24:$E$47, MATCH(F1252&D1252, Data!$B$24:$B$47,0))","v":2.1997700016428453E-3},{"$f":"SUMPRODUCT((Data!$B$58:$B$60=Model!$F1252)*(Data!$C$57:$K$57=Model!$O1252)*(Data!$C$58:$K$60))","v":3.8603406961656446},51.396593038343553,2,{"$f":"IF(E1252<>\"Serviceable\",E1252,INDEX(Lists!$D$6:$D$8, MATCH(T1252,Lists!$C$6:$C$8,0)))","v":"Limited Life"},{"$f":"INDEX(Lists!$C$12:$C$26, MATCH(H1252, Lists!$B$12:$B$26,0))","v":"HV"}]
[null,2392,1967,"Wood Creos Impregnated","Serviceable","Class 3",0,"lv",970,2018,90,"No",false,15,{"$f":"INDEX(Lists!$B$32:$B$40, MATCH(YEAR(TODAY())-C1253, Lists!$C$32:$C$40,1))","v":"51-60"},308.76058959827697,{"$f":"INDEX(Data!$E$24:$E$47, MATCH(F1253&D1253, Data!$B$24:$B$47,0))","v":1.0684339161496522E-3},{"$f":"SUMPRODUCT((Data!$B$58:$B$60=Model!$F1253)*(Data!$C$57:$K$57=Model!$O1253)*(Data!$C$58:$K$60))","v":2.6564859251595059},50.152711122607414,2,{"$f":"IF(E1253<>\"Serviceable\",E1253,INDEX(Lists!$D$6:$D$8, MATCH(T1253,Lists!$C$6:$C$8,0)))","v":"Limited Life"},{"$f":"INDEX(Lists!$C$12:$C$26, MATCH(H1253, Lists!$B$12:$B$26,0))","v":"LV"}]
[null,2395,1971,"Wood Creos Impregnated","Serviceable","Class 3",0,"lv",910,2022,100,"No",false,10,{"$f":"INDEX(Lists!$B$32:$B$40, MATCH(YEAR(TODAY())-C1254, Lists!$C$32:$C$40,1))","v":"51-60"},289.66199642724951,{"$f":"INDEX(Data!$E$24:$E$47, MATCH(F1254&D1254, Data!$B$24:$B$47,0))","v":1.0684339161496522E-3},{"$f":"SUMPRODUCT((Data!$B$58:$B$60=Model!$F1254)*(Data!$C$57:$K$57=Model!$O1254)*(Data!$C$58:$K$60))","v":2.6564859251595059},73.435140748404933,1,{"$f":"IF(E1254<>\"Serviceable\",E1254,INDEX(Lists!$D$6:$D$8, MATCH(T1254,Lists!$C$6:$C$8,0)))","v":"Serviceable"},{"$f":"INDEX(Lists!$C$12:$C$26, MATCH(H1254, Lists!$B$12:$B$26,0))","v":"LV"}]
[null,2398,1982,"Wood Untreated Round","Serviceable","Class 1",0,"lv",800,2020,80,"No",false,10,{"$f":"INDEX(Lists!$B$32:$B$40, MATCH(YEAR(TODAY())-C1255, Lists!$C$32:$C$40,1))","v":"41-50"},254.64790894703253,{"$f":"INDEX(Data!$E$24:$E$47, MATCH(F1255&D1255, Data!$B$24:$B$47,0))","v":1.9964561142097742E-3},{"$f":"SUMPRODUCT((Data!$B$58:$B$60=Model!$F1255)*(Data!$C$57:$K$57=Model!$O1255)*(Data!$C$58:$K$60))","v":1.7977578417715214},62.022421582284785,1,{"$f":"IF(E1255<>\"Serviceable\",E1255,INDEX(Lists!$D$6:$D$8, MATCH(T1255,Lists!$C$6:$C$8,0)))","v":"Serviceable"},{"$f":"INDEX(Lists!$C$12:$C$26, MATCH(H1255, Lists!$B$12:$B$26,0))","v":"LV"}]
[null,2402,1936,"Wood Untreated Dressed","Serviceable","Class 1",0,"lv",910,2023,90,"No",false,10,{"$f":"INDEX(Lists!$B$32:$B$40, MATCH(YEAR(TODAY())-C1256, Lists!$C$32:$C$40,1))","v":"81-90"},289.66199642724951,{"$f":"INDEX(Data!$E$24:$E$47, MATCH(F1256&D1256, Data!$B$24:$B$47,0))","v":1.9964561142097742E-3},{"$f":"SUMPRODUCT((Data!$B$58:$B$60=Model!$F1256)*(Data!$C$57:$K$57=Model!$O1256)*(Data!$C$58:$K$60))","v":2.8392735823590045},61.607264176409956,1,{"$f":"IF(E1256<>\"Serviceable\",E1256,INDEX(Lists!$D$6:$D$8, MATCH(T1256,Lists!$C$6:$C$8,0)))","v":"Serviceable"},{"$f":"INDEX(Lists!$C$12:$C$26, MATCH(H1256, Lists!$B$12:$B$26,0))","v":"LV"}]
[null,2407,1960,"Wood Creos Impregnated","Serviceable","Class 3",0,"lv",999,2022,100,"No",false,10,{"$f":"INDEX(Lists!$B$32:$B$40, MATCH(YEAR(TODAY())-C1257, Lists!$C$32:$C$40,1))","v":"61-70"},317.99157629760691,{"$f":"INDEX(Data!$E$24:$E$47, MATCH(F1257&D1257, Data!$B$24:$B$47,0))","v":1.0684339161496522E-3},{"$f":"SUMPRODUCT((Data!$B$58:$B$60=Model!$F1257)*(Data!$C$57:$K$57=Model!$O1257)*(Data!$C$58:$K$60))","v":1.9802031311051838},80.197968688948166,1,{"$f":"IF(E1257<>\"Serviceable\",E1257,INDEX(Lists!$D$6:$D$8, MATCH(T1257,Lists!$C$6:$C$8,0)))","v":"Serviceable"},{"$f":"INDEX(Lists!$C$12:$C$26, MATCH(H1257, Lists!$B$12:$B$26,0))","v":"LV"}]
[null,2409,1982,"Wood Untreated Dressed","Serviceable","Class 1",0,"lv",790,2022,100,"No",false,10,{"$f":"INDEX(Lists!$B$32:$B$40, MATCH(YEAR(TODAY())-C1258, Lists!$C$32:$C$40,1))","v":"41-50"},251.46481008519464,{"$f":"INDEX(Data!$E$24:$E$47, MATCH(F1258&D1258, Data!$B$24:$B$47,0))","v":1.9964561142097742E-3},{"$f":"SUMPRODUCT((Data!$B$58:$B$60=Model!$F1258)*(Data!$C$57:$K$57=Model!$O1258)*(Data!$C$58:$K$60))","v":1.7977578417715214},82.022421582284778,1,{"$f":"IF(E1258<>\"Serviceable\",E1258,INDEX(Lists!$D$6:$D$8, MATCH(T1258,Lists!$C$6:$C$8,0)))","v":"Serviceable"},{"$f":"INDEX(Lists!$C$12:$C$26, MATCH(H1258, Lists!$B$12:$B$26,0))","v":"LV"}]
[null,2411,1968,"Wood Creos Impregnated","Serviceable","Class 3",0,"lv",880,2022,90,"No",false,10,{"$f":"INDEX(Lists!$B$32:$B$40, MATCH(YEAR(TODAY())-C1259, Lists!$C$32:$C$40,1))","v":"51-60"},280.11269984173578,{"$f":"INDEX(Data!$E$24:$E$47, MATCH(F1259&D1259, Data!$B$24:$B$47,0))","v":1.0684339161496522E-3},{"$f":"SUMPRODUCT((Data!$B$58:$B$60=Model!$F1259)*(Data!$C$57:$K$57=Model!$O1259)*(Data!$C$58:$K$60))","v":2.6564859251595059},63.43514074840494,2,{"$f":"IF(E1259<>\"Serviceable\",E1259,INDEX(Lists!$D$6:$D$8, MATCH(T1259,Lists!$C$6:$C$8,0)))","v":"Limited Life"},{"$f":"INDEX(Lists!$C$12:$C$26, MATCH(H1259, Lists!$B$12:$B$26,0))","v":"LV"}]
[null,2416,1975,"Wood Untreated Round","Serviceable","Class 2",0,"lv",770,2018,100,"No",false,15,{"$f":"INDEX(Lists!$B$32:$B$40, MATCH(YEAR(TODAY())-C1260, Lists!$C$32:$C$40,1))","v":"41-50"},245.09861236151883,{"$f":"INDEX(Data!$E$24:$E$47, MATCH(F1260&D1260, Data!$B$24:$B$47,0))","v":2.1997700016428453E-3},{"$f":"SUMPRODUCT((Data!$B$58:$B$60=Model!$F1260)*(Data!$C$57:$K$57=Model!$O1260)*(Data!$C$58:$K$60))","v":3.126815166746074},53.097772498808894,2,{"$f":"IF(E1260<>\"Serviceable\",E1260,INDEX(Lists!$D$6:$D$8, MATCH(T1260,Lists!$C$6:$C$8,0)))","v":"Limited Life"},{"$f":"INDEX(Lists!$C$12:$C$26, MATCH(H1260, Lists!$B$12:$B$26,0))","v":"LV"}]
[null,2418,1934,"Wood Untreated Dressed","Serviceable","Class 1",0,"lv/hv",780,2018,100,"No",false,15,{"$f":"INDEX(Lists!$B$32:$B$40, MATCH(YEAR(TODAY())-C1261, Lists!$C$32:$C$40,1))","v":"90+"},248.28171122335672,{"$f":"INDEX(Data!$E$24:$E$47, MATCH(F1261&D1261, Data!$B$24:$B$47,0))","v":1.9964561142097742E-3},{"$f":"SUMPRODUCT((Data!$B$58:$B$60=Model!$F1261)*(Data!$C$57:$K$57=Model!$O1261)*(Data!$C$58:$K$60))","v":1.4835341045333483},77.746988431999767,1,{"$f":"IF(E1261<>\"Serviceable\",E1261,INDEX(Lists!$D$6:$D$8, MATCH(T1261,Lists!$C$6:$C$8,0)))","v":"Serviceable"},{"$f":"INDEX(Lists!$C$12:$C$26, MATCH(H1261, Lists!$B$12:$B$26,0))","v":"HV"}]
[null,2419,1970,"Wood Creos Impregnated","Serviceable","Class 3",0,"lv/hv",780,2018,90,"No",false,15,{"$f":"INDEX(Lists!$B$32:$B$40, MATCH(YEAR(TODAY())-C1262, Lists!$C$32:$C$40,1))","v":"51-60"},248.28171122335672,{"$f":"INDEX(Data!$E$24:$E$47, MATCH(F1262&D1262, Data!$B$24:$B$47,0))","v":1.0684339161496522E-3},{"$f":"SUMPRODUCT((Data!$B$58:$B$60=Model!$F1262)*(Data!$C$57:$K$57=Model!$O1262)*(Data!$C$58:$K$60))","v":2.6564859251595059},50.152711122607414,2,{"$f":"IF(E1262<>\"Serviceable\",E1262,INDEX(Lists!$D$6:$D$8, MATCH(T1262,Lists!$C$6:$C$8,0)))","v":"Limited Life"},{"$f":"INDEX(Lists!$C$12:$C$26, MATCH(H1262, Lists!$B$12:$B$26,0))","v":"HV"}]
[null,2420,1979,"Wood Untreated Dressed","Serviceable","Class 1",0,"lv",780,2022,100,"No",false,10,{"$f":"INDEX(Lists!$B$32:$B$40, MATCH(YEAR(TODAY())-C1263, Lists!$C$32:$C$40,1))","v":"41-50"},248.28171122335672,{"$f":"INDEX(Data!$E$24:$E$47, MATCH(F1263&D1263, Data!$B$24:$B$47,0))","v":1.9964561142097742E-3},{"$f":"SUMPRODUCT((Data!$B$58:$B$60=Model!$F1263)*(Data!$C$57:$K$57=Model!$O1263)*(Data!$C$58:$K$60))","v":1.7977578417715214},82.022421582284778,1,{"$f":"IF(E1263<>\"Serviceable\",E1263,INDEX(Lists!$D$6:$D$8, MATCH(T1263,Lists!$C$6:$C$8,0)))","v":"Serviceable"},{"$f":"INDEX(Lists!$C$12:$C$26, MATCH(H1263, Lists!$B$12:$B$26,0))","v":"LV"}]
[null,2422,1960,"Wood Creos Impregnated","Serviceable","Class 3",0,"lv",1250,2022,100,"No",false,10,{"$f":"INDEX(Lists!$B$32:$B$40, MATCH(YEAR(TODAY())-C1264, Lists!$C$32:$C$40,1))","v":"61-70"},397.88735772973837,{"$f":"INDEX(Data!$E$24:$E$47, MATCH(F1264&D1264, Data!$B$24:$B$47,0))","v":1.0684339161496522E-3},{"$f":"SUMPRODUCT((Data!$B$58:$B$60=Model!$F1264)*(Data!$C$57:$K$57=Model!$O1264)*(Data!$C$58:$K$60))","v":1.9802031311051838},80.197968688948166,1,{"$f":"IF(E1264<>\"Serviceable\",E1264,INDEX(Lists!$D$6:$D$8, MATCH(T1264,Lists!$C$6:$C$8,0)))","v":"Serviceable"},{"$f":"INDEX(Lists!$C$12:$C$26, MATCH(H1264, Lists!$B$12:$B$26,0))","v":"LV"}]
[null,2427,1977,"Wood Creos Impregnated","Serviceable","Class 3",0,"lv/hv",930,2020,80,"No",false,10,{"$f":"INDEX(Lists!$B$32:$B$40, MATCH(YEAR(TODAY())-C1265, Lists!$C$32:$C$40,1))","v":"41-50"},296.02819415092534,{"$f":"INDEX(Data!$E$24:$E$47, MATCH(F1265&D1265, Data!$B$24:$B$47,0))","v":1.0684339161496522E-3},{"$f":"SUMPRODUCT((Data!$B$58:$B$60=Model!$F1265)*(Data!$C$57:$K$57=Model!$O1265)*(Data!$C$58:$K$60))","v":3.2595928155551883},47.404071844448119,2,{"$f":"IF(E1265<>\"Serviceable\",E1265,INDEX(Lists!$D$6:$D$8, MATCH(T1265,Lists!$C$6:$C$8,0)))","v":"Limited Life"},{"$f":"INDEX(Lists!$C$12:$C$26, MATCH(H1265, Lists!$B$12:$B$26,0))","v":"HV"}]
[null,2431,1978,"Wood Creos Impregnated","Serviceable","Class 1",0,"lv/hv",1100,2021,150,"No",false,10,{"$f":"INDEX(Lists!$B$32:$B$40, MATCH(YEAR(TODAY())-C1266, Lists!$C$32:$C$40,1))","v":"41-50"},350.14087480216978,{"$f":"INDEX(Data!$E$24:$E$47, MATCH(F1266&D1266, Data!$B$24:$B$47,0))","v":9.9474993092014377E-4},{"$f":"SUMPRODUCT((Data!$B$58:$B$60=Model!$F1266)*(Data!$C$57:$K$57=Model!$O1266)*(Data!$C$58:$K$60))","v":1.7977578417715214},132.02242158228478,1,{"$f":"IF(E1266<>\"Serviceable\",E1266,INDEX(Lists!$D$6:$D$8, MATCH(T1266,Lists!$C$6:$C$8,0)))","v":"Serviceable"},{"$f":"INDEX(Lists!$C$12:$C$26, MATCH(H1266, Lists!$B$12:$B$26,0))","v":"HV"}]
[null,2433,1955,"Wood Untreated Round","Serviceable","Class 1",0,"lv",880,2020,80,"No",false,10,{"$f":"INDEX(Lists!$B$32:$B$40, MATCH(YEAR(TODAY())-C1267, Lists!$C$32:$C$40,1))","v":"61-70"},280.11269984173578,{"$f":"INDEX(Data!$E$24:$E$47, MATCH(F1267&D1267, Data!$B$24:$B$47,0))","v":1.9964561142097742E-3},{"$f":"SUMPRODUCT((Data!$B$58:$B$60=Model!$F1267)*(Data!$C$57:$K$57=Model!$O1267)*(Data!$C$58:$K$60))","v":2.3795837981601728},56.204162018398272,1,{"$f":"IF(E1267<>\"Serviceable\",E1267,INDEX(Lists!$D$6:$D$8, MATCH(T1267,Lists!$C$6:$C$8,0)))","v":"Serviceable"},{"$f":"INDEX(Lists!$C$12:$C$26, MATCH(H1267, Lists!$B$12:$B$26,0))","v":"LV"}]
[null,2434,1969,"Wood Creos Impregnated","Serviceable","Class 3",0,"lv",900,2020,90,"No",false,10,{"$f":"INDEX(Lists!$B$32:$B$40, MATCH(YEAR(TODAY())-C1268, Lists!$C$32:$C$40,1))","v":"51-60"},286.47889756541161,{"$f":"INDEX(Data!$E$24:$E$47, MATCH(F1268&D1268, Data!$B$24:$B$47,0))","v":1.0684339161496522E-3},{"$f":"SUMPRODUCT((Data!$B$58:$B$60=Model!$F1268)*(Data!$C$57:$K$57=Model!$O1268)*(Data!$C$58:$K$60))","v":2.6564859251595059},63.43514074840494,2,{"$f":"IF(E1268<>\"Serviceable\",E1268,INDEX(Lists!$D$6:$D$8, MATCH(T1268,Lists!$C$6:$C$8,0)))","v":"Limited Life"},{"$f":"INDEX(Lists!$C$12:$C$26, MATCH(H1268, Lists!$B$12:$B$26,0))","v":"LV"}]
[null,2435,1961,"Wood Creos Impregnated","Serviceable","Class 3",0,"lv",890,2022,95,"No",false,10,{"$f":"INDEX(Lists!$B$32:$B$40, MATCH(YEAR(TODAY())-C1269, Lists!$C$32:$C$40,1))","v":"61-70"},283.29579870357372,{"$f":"INDEX(Data!$E$24:$E$47, MATCH(F1269&D1269, Data!$B$24:$B$47,0))","v":1.0684339161496522E-3},{"$f":"SUMPRODUCT((Data!$B$58:$B$60=Model!$F1269)*(Data!$C$57:$K$57=Model!$O1269)*(Data!$C$58:$K$60))","v":1.9802031311051838},75.197968688948166,1,{"$f":"IF(E1269<>\"Serviceable\",E1269,INDEX(Lists!$D$6:$D$8, MATCH(T1269,Lists!$C$6:$C$8,0)))","v":"Serviceable"},{"$f":"INDEX(Lists!$C$12:$C$26, MATCH(H1269, Lists!$B$12:$B$26,0))","v":"LV"}]
[null,2437,1960,"Wood Creos Impregnated","Serviceable","Class 3",0,"lv",1000,2020,80,"No",false,10,{"$f":"INDEX(Lists!$B$32:$B$40, MATCH(YEAR(TODAY())-C1270, Lists!$C$32:$C$40,1))","v":"61-70"},318.3098861837907,{"$f":"INDEX(Data!$E$24:$E$47, MATCH(F1270&D1270, Data!$B$24:$B$47,0))","v":1.0684339161496522E-3},{"$f":"SUMPRODUCT((Data!$B$58:$B$60=Model!$F1270)*(Data!$C$57:$K$57=Model!$O1270)*(Data!$C$58:$K$60))","v":1.9802031311051838},60.197968688948166,2,{"$f":"IF(E1270<>\"Serviceable\",E1270,INDEX(Lists!$D$6:$D$8, MATCH(T1270,Lists!$C$6:$C$8,0)))","v":"Limited Life"},{"$f":"INDEX(Lists!$C$12:$C$26, MATCH(H1270, Lists!$B$12:$B$26,0))","v":"LV"}]
[null,2438,1986,"Wood Untreated Dressed","Serviceable","Class 1",0,"lv",940,2022,100,"No",false,10,{"$f":"INDEX(Lists!$B$32:$B$40, MATCH(YEAR(TODAY())-C1271, Lists!$C$32:$C$40,1))","v":"31-40"},299.21129301276324,{"$f":"INDEX(Data!$E$24:$E$47, MATCH(F1271&D1271, Data!$B$24:$B$47,0))","v":1.9964561142097742E-3},{"$f":"SUMPRODUCT((Data!$B$58:$B$60=Model!$F1271)*(Data!$C$57:$K$57=Model!$O1271)*(Data!$C$58:$K$60))","v":3.0038452968326621},69.961547031673376,1,{"$f":"IF(E1271<>\"Serviceable\",E1271,INDEX(Lists!$D$6:$D$8, MATCH(T1271,Lists!$C$6:$C$8,0)))","v":"Serviceable"},{"$f":"INDEX(Lists!$C$12:$C$26, MATCH(H1271, Lists!$B$12:$B$26,0))","v":"LV"}]
[null,2439,1970,"Wood Creos Impregnated","Serviceable","Class 2",0,"lv/hv",940,2021,100,"No",false,10,{"$f":"INDEX(Lists!$B$32:$B$40, MATCH(YEAR(TODAY())-C1272, Lists!$C$32:$C$40,1))","v":"51-60"},299.21129301276324,{"$f":"INDEX(Data!$E$24:$E$47, MATCH(F1272&D1272, Data!$B$24:$B$47,0))","v":1.6118836915297091E-3},{"$f":"SUMPRODUCT((Data!$B$58:$B$60=Model!$F1272)*(Data!$C$57:$K$57=Model!$O1272)*(Data!$C$58:$K$60))","v":2.6773548093458861},73.226451906541143,1,{"$f":"IF(E1272<>\"Serviceable\",E1272,INDEX(Lists!$D$6:$D$8, MATCH(T1272,Lists!$C$6:$C$8,0)))","v":"Serviceable"},{"$f":"INDEX(Lists!$C$12:$C$26, MATCH(H1272, Lists!$B$12:$B$26,0))","v":"HV"}]
[null,2440,1959,"Wood Creos Impregnated","Serviceable","Class 3",0,"lv",950,2020,100,"No",false,10,{"$f":"INDEX(Lists!$B$32:$B$40, MATCH(YEAR(TODAY())-C1273, Lists!$C$32:$C$40,1))","v":"61-70"},302.39439187460113,{"$f":"INDEX(Data!$E$24:$E$47, MATCH(F1273&D1273, Data!$B$24:$B$47,0))","v":1.0684339161496522E-3},{"$f":"SUMPRODUCT((Data!$B$58:$B$60=Model!$F1273)*(Data!$C$57:$K$57=Model!$O1273)*(Data!$C$58:$K$60))","v":1.9802031311051838},80.197968688948166,1,{"$f":"IF(E1273<>\"Serviceable\",E1273,INDEX(Lists!$D$6:$D$8, MATCH(T1273,Lists!$C$6:$C$8,0)))","v":"Serviceable"},{"$f":"INDEX(Lists!$C$12:$C$26, MATCH(H1273, Lists!$B$12:$B$26,0))","v":"LV"}]
[null,2445,1971,"Wood Creos Impregnated","Serviceable","Class 3",0,"lv/hv",1150,2021,100,"No",false,10,{"$f":"INDEX(Lists!$B$32:$B$40, MATCH(YEAR(TODAY())-C1274, Lists!$C$32:$C$40,1))","v":"51-60"},366.05636911135929,{"$f":"INDEX(Data!$E$24:$E$47, MATCH(F1274&D1274, Data!$B$24:$B$47,0))","v":1.0684339161496522E-3},{"$f":"SUMPRODUCT((Data!$B$58:$B$60=Model!$F1274)*(Data!$C$57:$K$57=Model!$O1274)*(Data!$C$58:$K$60))","v":2.6564859251595059},73.435140748404933,1,{"$f":"IF(E1274<>\"Serviceable\",E1274,INDEX(Lists!$D$6:$D$8, MATCH(T1274,Lists!$C$6:$C$8,0)))","v":"Serviceable"},{"$f":"INDEX(Lists!$C$12:$C$26, MATCH(H1274, Lists!$B$12:$B$26,0))","v":"HV"}]
[null,2446,1981,"Wood Untreated Dressed","Serviceable","Class 1",0,"lv",950,2020,120,"No",false,10,{"$f":"INDEX(Lists!$B$32:$B$40, MATCH(YEAR(TODAY())-C1275, Lists!$C$32:$C$40,1))","v":"41-50"},302.39439187460113,{"$f":"INDEX(Data!$E$24:$E$47, MATCH(F1275&D1275, Data!$B$24:$B$47,0))","v":1.9964561142097742E-3},{"$f":"SUMPRODUCT((Data!$B$58:$B$60=Model!$F1275)*(Data!$C$57:$K$57=Model!$O1275)*(Data!$C$58:$K$60))","v":1.7977578417715214},102.02242158228478,1,{"$f":"IF(E1275<>\"Serviceable\",E1275,INDEX(Lists!$D$6:$D$8, MATCH(T1275,Lists!$C$6:$C$8,0)))","v":"Serviceable"},{"$f":"INDEX(Lists!$C$12:$C$26, MATCH(H1275, Lists!$B$12:$B$26,0))","v":"LV"}]
[null,2448,1972,"Wood Creos Impregnated","Serviceable","Class 1",0,"lv/hv",780,2023,80,"No",false,10,{"$f":"INDEX(Lists!$B$32:$B$40, MATCH(YEAR(TODAY())-C1276, Lists!$C$32:$C$40,1))","v":"51-60"},248.28171122335672,{"$f":"INDEX(Data!$E$24:$E$47, MATCH(F1276&D1276, Data!$B$24:$B$47,0))","v":9.9474993092014377E-4},{"$f":"SUMPRODUCT((Data!$B$58:$B$60=Model!$F1276)*(Data!$C$57:$K$57=Model!$O1276)*(Data!$C$58:$K$60))","v":1.3557210085184006},66.44278991481599,1,{"$f":"IF(E1276<>\"Serviceable\",E1276,INDEX(Lists!$D$6:$D$8, MATCH(T1276,Lists!$C$6:$C$8,0)))","v":"Serviceable"},{"$f":"INDEX(Lists!$C$12:$C$26, MATCH(H1276, Lists!$B$12:$B$26,0))","v":"HV"}]
[null,2449,1959,"Wood Creos Impregnated","Serviceable","Class 3",0,"lv",790,2018,70,"No",false,15,{"$f":"INDEX(Lists!$B$32:$B$40, MATCH(YEAR(TODAY())-C1277, Lists!$C$32:$C$40,1))","v":"61-70"},251.46481008519464,{"$f":"INDEX(Data!$E$24:$E$47, MATCH(F1277&D1277, Data!$B$24:$B$47,0))","v":1.0684339161496522E-3},{"$f":"SUMPRODUCT((Data!$B$58:$B$60=Model!$F1277)*(Data!$C$57:$K$57=Model!$O1277)*(Data!$C$58:$K$60))","v":1.9802031311051838},40.296953033422241,2,{"$f":"IF(E1277<>\"Serviceable\",E1277,INDEX(Lists!$D$6:$D$8, MATCH(T1277,Lists!$C$6:$C$8,0)))","v":"Limited Life"},{"$f":"INDEX(Lists!$C$12:$C$26, MATCH(H1277, Lists!$B$12:$B$26,0))","v":"LV"}]
[null,2450,1967,"Wood Creos Impregnated","Serviceable","Class 1",0,"lv/hv",750,2023,120,"No",false,10,{"$f":"INDEX(Lists!$B$32:$B$40, MATCH(YEAR(TODAY())-C1278, Lists!$C$32:$C$40,1))","v":"51-60"},238.73241463784302,{"$f":"INDEX(Data!$E$24:$E$47, MATCH(F1278&D1278, Data!$B$24:$B$47,0))","v":9.9474993092014377E-4},{"$f":"SUMPRODUCT((Data!$B$58:$B$60=Model!$F1278)*(Data!$C$57:$K$57=Model!$O1278)*(Data!$C$58:$K$60))","v":1.3557210085184006},106.44278991481599,1,{"$f":"IF(E1278<>\"Serviceable\",E1278,INDEX(Lists!$D$6:$D$8, MATCH(T1278,Lists!$C$6:$C$8,0)))","v":"Serviceable"},{"$f":"INDEX(Lists!$C$12:$C$26, MATCH(H1278, Lists!$B$12:$B$26,0))","v":"HV"}]
[null,2451,1970,"Wood Creos Impregnated","Serviceable","Class 3",0,"lv",860,2018,80,"No",false,15,{"$f":"INDEX(Lists!$B$32:$B$40, MATCH(YEAR(TODAY())-C1279, Lists!$C$32:$C$40,1))","v":"51-60"},273.74650211805999,{"$f":"INDEX(Data!$E$24:$E$47, MATCH(F1279&D1279, Data!$B$24:$B$47,0))","v":1.0684339161496522E-3},{"$f":"SUMPRODUCT((Data!$B$58:$B$60=Model!$F1279)*(Data!$C$57:$K$57=Model!$O1279)*(Data!$C$58:$K$60))","v":2.6564859251595059},40.152711122607414,2,{"$f":"IF(E1279<>\"Serviceable\",E1279,INDEX(Lists!$D$6:$D$8, MATCH(T1279,Lists!$C$6:$C$8,0)))","v":"Limited Life"},{"$f":"INDEX(Lists!$C$12:$C$26, MATCH(H1279, Lists!$B$12:$B$26,0))","v":"LV"}]
[null,2455,1977,"Wood Creos Impregnated","Serviceable","Class 1",0,"lv",740,2022,110,"No",false,10,{"$f":"INDEX(Lists!$B$32:$B$40, MATCH(YEAR(TODAY())-C1280, Lists!$C$32:$C$40,1))","v":"41-50"},235.5493157760051,{"$f":"INDEX(Data!$E$24:$E$47, MATCH(F1280&D1280, Data!$B$24:$B$47,0))","v":9.9474993092014377E-4},{"$f":"SUMPRODUCT((Data!$B$58:$B$60=Model!$F1280)*(Data!$C$57:$K$57=Model!$O1280)*(Data!$C$58:$K$60))","v":1.7977578417715214},92.022421582284778,1,{"$f":"IF(E1280<>\"Serviceable\",E1280,INDEX(Lists!$D$6:$D$8, MATCH(T1280,Lists!$C$6:$C$8,0)))","v":"Serviceable"},{"$f":"INDEX(Lists!$C$12:$C$26, MATCH(H1280, Lists!$B$12:$B$26,0))","v":"LV"}]
[null,2459,1934,"Wood Untreated Round","Serviceable","Class 1",0,"lv",628,2022,90,"No",false,10,{"$f":"INDEX(Lists!$B$32:$B$40, MATCH(YEAR(TODAY())-C1281, Lists!$C$32:$C$40,1))","v":"90+"},199.89860852342056,{"$f":"INDEX(Data!$E$24:$E$47, MATCH(F1281&D1281, Data!$B$24:$B$47,0))","v":1.9964561142097742E-3},{"$f":"SUMPRODUCT((Data!$B$58:$B$60=Model!$F1281)*(Data!$C$57:$K$57=Model!$O1281)*(Data!$C$58:$K$60))","v":1.4835341045333483},75.164658954666521,1,{"$f":"IF(E1281<>\"Serviceable\",E1281,INDEX(Lists!$D$6:$D$8, MATCH(T1281,Lists!$C$6:$C$8,0)))","v":"Serviceable"},{"$f":"INDEX(Lists!$C$12:$C$26, MATCH(H1281, Lists!$B$12:$B$26,0))","v":"LV"}]
[null,2460,1982,"Wood Untreated Dressed","Serviceable","Class 1",0,"lv",1070,2018,100,"No",false,15,{"$f":"INDEX(Lists!$B$32:$B$40, MATCH(YEAR(TODAY())-C1282, Lists!$C$32:$C$40,1))","v":"41-50"},340.59157821665605,{"$f":"INDEX(Data!$E$24:$E$47, MATCH(F1282&D1282, Data!$B$24:$B$47,0))","v":1.9964561142097742E-3},{"$f":"SUMPRODUCT((Data!$B$58:$B$60=Model!$F1282)*(Data!$C$57:$K$57=Model!$O1282)*(Data!$C$58:$K$60))","v":1.7977578417715214},73.033632373427182,1,{"$f":"IF(E1282<>\"Serviceable\",E1282,INDEX(Lists!$D$6:$D$8, MATCH(T1282,Lists!$C$6:$C$8,0)))","v":"Serviceable"},{"$f":"INDEX(Lists!$C$12:$C$26, MATCH(H1282, Lists!$B$12:$B$26,0))","v":"LV"}]
[null,2467,1995,"Wood Untreated Dressed","Serviceable","Class 1",0,"lv/hv",1140,2022,140,"No",false,10,{"$f":"INDEX(Lists!$B$32:$B$40, MATCH(YEAR(TODAY())-C1283, Lists!$C$32:$C$40,1))","v":"21-30"},362.8732702495214,{"$f":"INDEX(Data!$E$24:$E$47, MATCH(F1283&D1283, Data!$B$24:$B$47,0))","v":1.9964561142097742E-3},{"$f":"SUMPRODUCT((Data!$B$58:$B$60=Model!$F1283)*(Data!$C$57:$K$57=Model!$O1283)*(Data!$C$58:$K$60))","v":2.1651652228345815},118.34834777165419,1,{"$f":"IF(E1283<>\"Serviceable\",E1283,INDEX(Lists!$D$6:$D$8, MATCH(T1283,Lists!$C$6:$C$8,0)))","v":"Serviceable"},{"$f":"INDEX(Lists!$C$12:$C$26, MATCH(H1283, Lists!$B$12:$B$26,0))","v":"HV"}]
[null,2473,1971,"Wood Creos Impregnated","Serviceable","Class 3",0,"lv",970,2022,100,"No",false,10,{"$f":"INDEX(Lists!$B$32:$B$40, MATCH(YEAR(TODAY())-C1284, Lists!$C$32:$C$40,1))","v":"51-60"},308.76058959827697,{"$f":"INDEX(Data!$E$24:$E$47, MATCH(F1284&D1284, Data!$B$24:$B$47,0))","v":1.0684339161496522E-3},{"$f":"SUMPRODUCT((Data!$B$58:$B$60=Model!$F1284)*(Data!$C$57:$K$57=Model!$O1284)*(Data!$C$58:$K$60))","v":2.6564859251595059},73.435140748404933,1,{"$f":"IF(E1284<>\"Serviceable\",E1284,INDEX(Lists!$D$6:$D$8, MATCH(T1284,Lists!$C$6:$C$8,0)))","v":"Serviceable"},{"$f":"INDEX(Lists!$C$12:$C$26, MATCH(H1284, Lists!$B$12:$B$26,0))","v":"LV"}]
[null,2476,1932,"Wood Untreated Dressed","Serviceable","Class 1",0,"lv",785,2022,100,"No",false,10,{"$f":"INDEX(Lists!$B$32:$B$40, MATCH(YEAR(TODAY())-C1285, Lists!$C$32:$C$40,1))","v":"90+"},249.8732606542757,{"$f":"INDEX(Data!$E$24:$E$47, MATCH(F1285&D1285, Data!$B$24:$B$47,0))","v":1.9964561142097742E-3},{"$f":"SUMPRODUCT((Data!$B$58:$B$60=Model!$F1285)*(Data!$C$57:$K$57=Model!$O1285)*(Data!$C$58:$K$60))","v":1.4835341045333483},85.164658954666521,1,{"$f":"IF(E1285<>\"Serviceable\",E1285,INDEX(Lists!$D$6:$D$8, MATCH(T1285,Lists!$C$6:$C$8,0)))","v":"Serviceable"},{"$f":"INDEX(Lists!$C$12:$C$26, MATCH(H1285, Lists!$B$12:$B$26,0))","v":"LV"}]
[null,2478,1994,"Wood Untreated Dressed","Serviceable","Class 1",0,"lv/hv",1110,2023,150,"No",false,10,{"$f":"INDEX(Lists!$B$32:$B$40, MATCH(YEAR(TODAY())-C1286, Lists!$C$32:$C$40,1))","v":"31-40"},353.32397366400767,{"$f":"INDEX(Data!$E$24:$E$47, MATCH(F1286&D1286, Data!$B$24:$B$47,0))","v":1.9964561142097742E-3},{"$f":"SUMPRODUCT((Data!$B$58:$B$60=Model!$F1286)*(Data!$C$57:$K$57=Model!$O1286)*(Data!$C$58:$K$60))","v":3.0038452968326621},119.96154703167338,1,{"$f":"IF(E1286<>\"Serviceable\",E1286,INDEX(Lists!$D$6:$D$8, MATCH(T1286,Lists!$C$6:$C$8,0)))","v":"Serviceable"},{"$f":"INDEX(Lists!$C$12:$C$26, MATCH(H1286, Lists!$B$12:$B$26,0))","v":"HV"}]
[null,2479,1962,"Wood Creos Impregnated","Serviceable","Class 3",0,"lv/hv",900,2023,80,"No",false,10,{"$f":"INDEX(Lists!$B$32:$B$40, MATCH(YEAR(TODAY())-C1287, Lists!$C$32:$C$40,1))","v":"61-70"},286.47889756541161,{"$f":"INDEX(Data!$E$24:$E$47, MATCH(F1287&D1287, Data!$B$24:$B$47,0))","v":1.0684339161496522E-3},{"$f":"SUMPRODUCT((Data!$B$58:$B$60=Model!$F1287)*(Data!$C$57:$K$57=Model!$O1287)*(Data!$C$58:$K$60))","v":1.9802031311051838},60.197968688948166,2,{"$f":"IF(E1287<>\"Serviceable\",E1287,INDEX(Lists!$D$6:$D$8, MATCH(T1287,Lists!$C$6:$C$8,0)))","v":"Limited Life"},{"$f":"INDEX(Lists!$C$12:$C$26, MATCH(H1287, Lists!$B$12:$B$26,0))","v":"HV"}]
[null,2480,1965,"Wood Creos Impregnated","Serviceable","Class 3",0,"lv/hv",940,2020,100,"No",false,{"$f":"IF(L1288=\"No\",ROUND((End_year-J1288)/5,0)*5,ROUND((End_year-J1288)/3,0)*3)","v":10},{"$f":"INDEX(Lists!$B$32:$B$40, MATCH(YEAR(TODAY())-C1288, Lists!$C$32:$C$40,1))","v":"51-60"},299.21129301276324,{"$f":"INDEX(Data!$E$24:$E$47, MATCH(F1288&D1288, Data!$B$24:$B$47,0))","v":1.0684339161496522E-3},{"$f":"SUMPRODUCT((Data!$B$58:$B$60=Model!$F1288)*(Data!$C$57:$K$57=Model!$O1288)*(Data!$C$58:$K$60))","v":2.6564859251595059},{"$f":"IF(IF(K1288>=700,999,(K1288-R1288*N1288))<0,0,IF(K1288>=700,999,(K1288-R1288*N1288)))","v":73.435140748404933},{"$f":"IF(S1288<30,3,IF(AND(F1288=\"Class 1\",S1288<50),2,IF(AND(F1288=\"Class 1\",S1288>=50),1,IF(S1288<70,2,1))))","v":1},{"$f":"IF(E1288<>\"Serviceable\",E1288,INDEX(Lists!$D$6:$D$8, MATCH(T1288,Lists!$C$6:$C$8,0)))","v":"Serviceable"},{"$f":"INDEX(Lists!$C$12:$C$26, MATCH(H1288, Lists!$B$12:$B$26,0))","v":"HV"}]
[null,2482,1975,"Wood Creos Impregnated","Serviceable","Class 3",0,"lv",800,2023,80,"No",{"$f":"IF(G1289=0,FALSE,TRUE)","v":false},10,{"$f":"INDEX(Lists!$B$32:$B$40, MATCH(YEAR(TODAY())-C1289, Lists!$C$32:$C$40,1))","v":"41-50"},{"$f":"I1289/PI()","v":254.64790894703253},{"$f":"INDEX(Data!$E$24:$E$47, MATCH(F1289&D1289, Data!$B$24:$B$47,0))","v":1.0684339161496522E-3},{"$f":"SUMPRODUCT((Data!$B$58:$B$60=Model!$F1289)*(Data!$C$57:$K$57=Model!$O1289)*(Data!$C$58:$K$60))","v":3.2595928155551883},47.404071844448119,2,{"$f":"IF(E1289<>\"Serviceable\",E1289,INDEX(Lists!$D$6:$D$8, MATCH(T1289,Lists!$C$6:$C$8,0)))","v":"Limited Life"},{"$f":"INDEX(Lists!$C$12:$C$26, MATCH(H1289, Lists!$B$12:$B$26,0))","v":"LV"}]
[null,2483,1987,"Wood Untreated Dressed","Serviceable","Class 1",0,"lv/hv",1130,2023,150,"No",false,10,{"$f":"INDEX(Lists!$B$32:$B$40, MATCH(YEAR(TODAY())-C1290, Lists!$C$32:$C$40,1))","v":"31-40"},359.69017138768345,{"$f":"INDEX(Data!$E$24:$E$47, MATCH(F1290&D1290, Data!$B$24:$B$47,0))","v":1.9964561142097742E-3},{"$f":"SUMPRODUCT((Data!$B$58:$B$60=Model!$F1290)*(Data!$C$57:$K$57=Model!$O1290)*(Data!$C$58:$K$60))","v":3.0038452968326621},119.96154703167338,1,{"$f":"IF(E1290<>\"Serviceable\",E1290,INDEX(Lists!$D$6:$D$8, MATCH(T1290,Lists!$C$6:$C$8,0)))","v":"Serviceable"},{"$f":"INDEX(Lists!$C$12:$C$26, MATCH(H1290, Lists!$B$12:$B$26,0))","v":"HV"}]
[null,2484,1963,"Wood Creos Impregnated","Serviceable","Class 3",0,"lv/hv",1100,2023,100,"No",false,10,{"$f":"INDEX(Lists!$B$32:$B$40, MATCH(YEAR(TODAY())-C1291, Lists!$C$32:$C$40,1))","v":"61-70"},350.14087480216978,{"$f":"INDEX(Data!$E$24:$E$47, MATCH(F1291&D1291, Data!$B$24:$B$47,0))","v":1.0684339161496522E-3},{"$f":"SUMPRODUCT((Data!$B$58:$B$60=Model!$F1291)*(Data!$C$57:$K$57=Model!$O1291)*(Data!$C$58:$K$60))","v":1.9802031311051838},80.197968688948166,1,{"$f":"IF(E1291<>\"Serviceable\",E1291,INDEX(Lists!$D$6:$D$8, MATCH(T1291,Lists!$C$6:$C$8,0)))","v":"Serviceable"},{"$f":"INDEX(Lists!$C$12:$C$26, MATCH(H1291, Lists!$B$12:$B$26,0))","v":"HV"}]
[null,2485,1965,"Wood Creos Impregnated","Serviceable","Class 3",0,"lv/hv",1060,2020,100,"No",false,10,{"$f":"INDEX(Lists!$B$32:$B$40, MATCH(YEAR(TODAY())-C1292, Lists!$C$32:$C$40,1))","v":"51-60"},337.4084793548181,{"$f":"INDEX(Data!$E$24:$E$47, MATCH(F1292&D1292, Data!$B$24:$B$47,0))","v":1.0684339161496522E-3},{"$f":"SUMPRODUCT((Data!$B$58:$B$60=Model!$F1292)*(Data!$C$57:$K$57=Model!$O1292)*(Data!$C$58:$K$60))","v":2.6564859251595059},73.435140748404933,1,{"$f":"IF(E1292<>\"Serviceable\",E1292,INDEX(Lists!$D$6:$D$8, MATCH(T1292,Lists!$C$6:$C$8,0)))","v":"Serviceable"},{"$f":"INDEX(Lists!$C$12:$C$26, MATCH(H1292, Lists!$B$12:$B$26,0))","v":"HV"}]
[null,2486,1965,"Wood Creos Impregnated","Serviceable","Class 3",0,"lv/hv",860,2023,120,"No",false,10,{"$f":"INDEX(Lists!$B$32:$B$40, MATCH(YEAR(TODAY())-C1293, Lists!$C$32:$C$40,1))","v":"51-60"},273.74650211805999,{"$f":"INDEX(Data!$E$24:$E$47, MATCH(F1293&D1293, Data!$B$24:$B$47,0))","v":1.0684339161496522E-3},{"$f":"SUMPRODUCT((Data!$B$58:$B$60=Model!$F1293)*(Data!$C$57:$K$57=Model!$O1293)*(Data!$C$58:$K$60))","v":2.6564859251595059},93.435140748404933,1,{"$f":"IF(E1293<>\"Serviceable\",E1293,INDEX(Lists!$D$6:$D$8, MATCH(T1293,Lists!$C$6:$C$8,0)))","v":"Serviceable"},{"$f":"INDEX(Lists!$C$12:$C$26, MATCH(H1293, Lists!$B$12:$B$26,0))","v":"HV"}]
[null,2488,1993,"Wood Untreated Dressed","Serviceable","Class 1",0,"lv/hv",1080,2020,150,"No",false,10,{"$f":"INDEX(Lists!$B$32:$B$40, MATCH(YEAR(TODAY())-C1294, Lists!$C$32:$C$40,1))","v":"31-40"},343.77467707849394,{"$f":"INDEX(Data!$E$24:$E$47, MATCH(F1294&D1294, Data!$B$24:$B$47,0))","v":1.9964561142097742E-3},{"$f":"SUMPRODUCT((Data!$B$58:$B$60=Model!$F1294)*(Data!$C$57:$K$57=Model!$O1294)*(Data!$C$58:$K$60))","v":3.0038452968326621},119.96154703167338,1,{"$f":"IF(E1294<>\"Serviceable\",E1294,INDEX(Lists!$D$6:$D$8, MATCH(T1294,Lists!$C$6:$C$8,0)))","v":"Serviceable"},{"$f":"INDEX(Lists!$C$12:$C$26, MATCH(H1294, Lists!$B$12:$B$26,0))","v":"HV"}]
[null,2489,1972,"Wood Creos Impregnated","Serviceable","Class 1",0,"lv/hv",750,2023,100,"No",false,10,{"$f":"INDEX(Lists!$B$32:$B$40, MATCH(YEAR(TODAY())-C1295, Lists!$C$32:$C$40,1))","v":"51-60"},238.73241463784302,{"$f":"INDEX(Data!$E$24:$E$47, MATCH(F1295&D1295, Data!$B$24:$B$47,0))","v":9.9474993092014377E-4},{"$f":"SUMPRODUCT((Data!$B$58:$B$60=Model!$F1295)*(Data!$C$57:$K$57=Model!$O1295)*(Data!$C$58:$K$60))","v":1.3557210085184006},86.44278991481599,1,{"$f":"IF(E1295<>\"Serviceable\",E1295,INDEX(Lists!$D$6:$D$8, MATCH(T1295,Lists!$C$6:$C$8,0)))","v":"Serviceable"},{"$f":"INDEX(Lists!$C$12:$C$26, MATCH(H1295, Lists!$B$12:$B$26,0))","v":"HV"}]
[null,2491,1982,"Wood Untreated Dressed","Serviceable","Class 1",0,"lv/hv",940,2020,80,"No",false,10,{"$f":"INDEX(Lists!$B$32:$B$40, MATCH(YEAR(TODAY())-C1296, Lists!$C$32:$C$40,1))","v":"41-50"},299.21129301276324,{"$f":"INDEX(Data!$E$24:$E$47, MATCH(F1296&D1296, Data!$B$24:$B$47,0))","v":1.9964561142097742E-3},{"$f":"SUMPRODUCT((Data!$B$58:$B$60=Model!$F1296)*(Data!$C$57:$K$57=Model!$O1296)*(Data!$C$58:$K$60))","v":1.7977578417715214},62.022421582284785,1,{"$f":"IF(E1296<>\"Serviceable\",E1296,INDEX(Lists!$D$6:$D$8, MATCH(T1296,Lists!$C$6:$C$8,0)))","v":"Serviceable"},{"$f":"INDEX(Lists!$C$12:$C$26, MATCH(H1296, Lists!$B$12:$B$26,0))","v":"HV"}]
[null,2493,1973,"Wood Creos Impregnated","Serviceable","Class 3",0,"lv",1080,2020,80,"No",false,10,{"$f":"INDEX(Lists!$B$32:$B$40, MATCH(YEAR(TODAY())-C1297, Lists!$C$32:$C$40,1))","v":"51-60"},343.77467707849394,{"$f":"INDEX(Data!$E$24:$E$47, MATCH(F1297&D1297, Data!$B$24:$B$47,0))","v":1.0684339161496522E-3},{"$f":"SUMPRODUCT((Data!$B$58:$B$60=Model!$F1297)*(Data!$C$57:$K$57=Model!$O1297)*(Data!$C$58:$K$60))","v":2.6564859251595059},53.43514074840494,2,{"$f":"IF(E1297<>\"Serviceable\",E1297,INDEX(Lists!$D$6:$D$8, MATCH(T1297,Lists!$C$6:$C$8,0)))","v":"Limited Life"},{"$f":"INDEX(Lists!$C$12:$C$26, MATCH(H1297, Lists!$B$12:$B$26,0))","v":"LV"}]
[null,2495,1930,"Wood Untreated Dressed","Serviceable","Class 1",0,"lv",810,2023,80,"No",false,10,{"$f":"INDEX(Lists!$B$32:$B$40, MATCH(YEAR(TODAY())-C1298, Lists!$C$32:$C$40,1))","v":"90+"},257.83100780887048,{"$f":"INDEX(Data!$E$24:$E$47, MATCH(F1298&D1298, Data!$B$24:$B$47,0))","v":1.9964561142097742E-3},{"$f":"SUMPRODUCT((Data!$B$58:$B$60=Model!$F1298)*(Data!$C$57:$K$57=Model!$O1298)*(Data!$C$58:$K$60))","v":1.4835341045333483},65.164658954666521,1,{"$f":"IF(E1298<>\"Serviceable\",E1298,INDEX(Lists!$D$6:$D$8, MATCH(T1298,Lists!$C$6:$C$8,0)))","v":"Serviceable"},{"$f":"INDEX(Lists!$C$12:$C$26, MATCH(H1298, Lists!$B$12:$B$26,0))","v":"LV"}]
[null,2498,1983,"Wood Untreated Dressed","Serviceable","Class 1",0,"lv",1010,2020,100,"No",false,10,{"$f":"INDEX(Lists!$B$32:$B$40, MATCH(YEAR(TODAY())-C1299, Lists!$C$32:$C$40,1))","v":"41-50"},321.49298504562859,{"$f":"INDEX(Data!$E$24:$E$47, MATCH(F1299&D1299, Data!$B$24:$B$47,0))","v":1.9964561142097742E-3},{"$f":"SUMPRODUCT((Data!$B$58:$B$60=Model!$F1299)*(Data!$C$57:$K$57=Model!$O1299)*(Data!$C$58:$K$60))","v":1.7977578417715214},82.022421582284778,1,{"$f":"IF(E1299<>\"Serviceable\",E1299,INDEX(Lists!$D$6:$D$8, MATCH(T1299,Lists!$C$6:$C$8,0)))","v":"Serviceable"},{"$f":"INDEX(Lists!$C$12:$C$26, MATCH(H1299, Lists!$B$12:$B$26,0))","v":"LV"}]
[null,2499,1967,"Wood Creos Impregnated","Serviceable","Class 3",0,"lv",1005,2023,90,"No",false,10,{"$f":"INDEX(Lists!$B$32:$B$40, MATCH(YEAR(TODAY())-C1300, Lists!$C$32:$C$40,1))","v":"51-60"},319.90143561470961,{"$f":"INDEX(Data!$E$24:$E$47, MATCH(F1300&D1300, Data!$B$24:$B$47,0))","v":1.0684339161496522E-3},{"$f":"SUMPRODUCT((Data!$B$58:$B$60=Model!$F1300)*(Data!$C$57:$K$57=Model!$O1300)*(Data!$C$58:$K$60))","v":2.6564859251595059},63.43514074840494,2,{"$f":"IF(E1300<>\"Serviceable\",E1300,INDEX(Lists!$D$6:$D$8, MATCH(T1300,Lists!$C$6:$C$8,0)))","v":"Limited Life"},{"$f":"INDEX(Lists!$C$12:$C$26, MATCH(H1300, Lists!$B$12:$B$26,0))","v":"LV"}]
[null,2501,1961,"Wood Creos Impregnated","Serviceable","Class 3",0,"lv",780,2020,70,"No",false,10,{"$f":"INDEX(Lists!$B$32:$B$40, MATCH(YEAR(TODAY())-C1301, Lists!$C$32:$C$40,1))","v":"61-70"},248.28171122335672,{"$f":"INDEX(Data!$E$24:$E$47, MATCH(F1301&D1301, Data!$B$24:$B$47,0))","v":1.0684339161496522E-3},{"$f":"SUMPRODUCT((Data!$B$58:$B$60=Model!$F1301)*(Data!$C$57:$K$57=Model!$O1301)*(Data!$C$58:$K$60))","v":1.9802031311051838},50.197968688948166,2,{"$f":"IF(E1301<>\"Serviceable\",E1301,INDEX(Lists!$D$6:$D$8, MATCH(T1301,Lists!$C$6:$C$8,0)))","v":"Limited Life"},{"$f":"INDEX(Lists!$C$12:$C$26, MATCH(H1301, Lists!$B$12:$B$26,0))","v":"LV"}]
[null,2502,1967,"Wood Creos Impregnated","Serviceable","Class 3",0,"lv",930,2020,90,"No",false,10,{"$f":"INDEX(Lists!$B$32:$B$40, MATCH(YEAR(TODAY())-C1302, Lists!$C$32:$C$40,1))","v":"51-60"},296.02819415092534,{"$f":"INDEX(Data!$E$24:$E$47, MATCH(F1302&D1302, Data!$B$24:$B$47,0))","v":1.0684339161496522E-3},{"$f":"SUMPRODUCT((Data!$B$58:$B$60=Model!$F1302)*(Data!$C$57:$K$57=Model!$O1302)*(Data!$C$58:$K$60))","v":2.6564859251595059},63.43514074840494,2,{"$f":"IF(E1302<>\"Serviceable\",E1302,INDEX(Lists!$D$6:$D$8, MATCH(T1302,Lists!$C$6:$C$8,0)))","v":"Limited Life"},{"$f":"INDEX(Lists!$C$12:$C$26, MATCH(H1302, Lists!$B$12:$B$26,0))","v":"LV"}]
[null,2507,1979,"Wood Untreated Dressed","Serviceable","Class 1",0,"lv",860,2020,120,"No",false,10,{"$f":"INDEX(Lists!$B$32:$B$40, MATCH(YEAR(TODAY())-C1303, Lists!$C$32:$C$40,1))","v":"41-50"},273.74650211805999,{"$f":"INDEX(Data!$E$24:$E$47, MATCH(F1303&D1303, Data!$B$24:$B$47,0))","v":1.9964561142097742E-3},{"$f":"SUMPRODUCT((Data!$B$58:$B$60=Model!$F1303)*(Data!$C$57:$K$57=Model!$O1303)*(Data!$C$58:$K$60))","v":1.7977578417715214},102.02242158228478,1,{"$f":"IF(E1303<>\"Serviceable\",E1303,INDEX(Lists!$D$6:$D$8, MATCH(T1303,Lists!$C$6:$C$8,0)))","v":"Serviceable"},{"$f":"INDEX(Lists!$C$12:$C$26, MATCH(H1303, Lists!$B$12:$B$26,0))","v":"LV"}]
[null,2512,1969,"Wood Other","Serviceable","Class 3",0,"lv/hv",1288,2021,100,"No",false,10,{"$f":"INDEX(Lists!$B$32:$B$40, MATCH(YEAR(TODAY())-C1304, Lists!$C$32:$C$40,1))","v":"51-60"},409.98313340472242,{"$f":"INDEX(Data!$E$24:$E$47, MATCH(F1304&D1304, Data!$B$24:$B$47,0))","v":1.8301435406698563E-3},{"$f":"SUMPRODUCT((Data!$B$58:$B$60=Model!$F1304)*(Data!$C$57:$K$57=Model!$O1304)*(Data!$C$58:$K$60))","v":2.6564859251595059},73.435140748404933,1,{"$f":"IF(E1304<>\"Serviceable\",E1304,INDEX(Lists!$D$6:$D$8, MATCH(T1304,Lists!$C$6:$C$8,0)))","v":"Serviceable"},{"$f":"INDEX(Lists!$C$12:$C$26, MATCH(H1304, Lists!$B$12:$B$26,0))","v":"HV"}]
[null,2515,1980,"Wood Creos Impregnated","Serviceable","Class 3",0,"lv/hv",1010,2021,120,"No",false,10,{"$f":"INDEX(Lists!$B$32:$B$40, MATCH(YEAR(TODAY())-C1305, Lists!$C$32:$C$40,1))","v":"41-50"},321.49298504562859,{"$f":"INDEX(Data!$E$24:$E$47, MATCH(F1305&D1305, Data!$B$24:$B$47,0))","v":1.0684339161496522E-3},{"$f":"SUMPRODUCT((Data!$B$58:$B$60=Model!$F1305)*(Data!$C$57:$K$57=Model!$O1305)*(Data!$C$58:$K$60))","v":3.2595928155551883},87.404071844448112,1,{"$f":"IF(E1305<>\"Serviceable\",E1305,INDEX(Lists!$D$6:$D$8, MATCH(T1305,Lists!$C$6:$C$8,0)))","v":"Serviceable"},{"$f":"INDEX(Lists!$C$12:$C$26, MATCH(H1305, Lists!$B$12:$B$26,0))","v":"HV"}]
[null,2517,1989,"Wood Untreated Dressed","Serviceable","Class 1",0,"lv",1030,2020,150,"No",false,10,{"$f":"INDEX(Lists!$B$32:$B$40, MATCH(YEAR(TODAY())-C1306, Lists!$C$32:$C$40,1))","v":"31-40"},327.85918276930443,{"$f":"INDEX(Data!$E$24:$E$47, MATCH(F1306&D1306, Data!$B$24:$B$47,0))","v":1.9964561142097742E-3},{"$f":"SUMPRODUCT((Data!$B$58:$B$60=Model!$F1306)*(Data!$C$57:$K$57=Model!$O1306)*(Data!$C$58:$K$60))","v":3.0038452968326621},119.96154703167338,1,{"$f":"IF(E1306<>\"Serviceable\",E1306,INDEX(Lists!$D$6:$D$8, MATCH(T1306,Lists!$C$6:$C$8,0)))","v":"Serviceable"},{"$f":"INDEX(Lists!$C$12:$C$26, MATCH(H1306, Lists!$B$12:$B$26,0))","v":"LV"}]
[null,2518,1964,"Wood Creos Impregnated","Serviceable","Class 3",0,"lv/hv",1300,2021,70,"No",false,10,{"$f":"INDEX(Lists!$B$32:$B$40, MATCH(YEAR(TODAY())-C1307, Lists!$C$32:$C$40,1))","v":"61-70"},413.80285203892788,{"$f":"INDEX(Data!$E$24:$E$47, MATCH(F1307&D1307, Data!$B$24:$B$47,0))","v":1.0684339161496522E-3},{"$f":"SUMPRODUCT((Data!$B$58:$B$60=Model!$F1307)*(Data!$C$57:$K$57=Model!$O1307)*(Data!$C$58:$K$60))","v":1.9802031311051838},50.197968688948166,2,{"$f":"IF(E1307<>\"Serviceable\",E1307,INDEX(Lists!$D$6:$D$8, MATCH(T1307,Lists!$C$6:$C$8,0)))","v":"Limited Life"},{"$f":"INDEX(Lists!$C$12:$C$26, MATCH(H1307, Lists!$B$12:$B$26,0))","v":"HV"}]
[null,2520,1977,"Wood Untreated Dressed","Serviceable","Class 1",0,"lv",710,2020,100,"No",false,10,{"$f":"INDEX(Lists!$B$32:$B$40, MATCH(YEAR(TODAY())-C1308, Lists!$C$32:$C$40,1))","v":"41-50"},226.00001919049137,{"$f":"INDEX(Data!$E$24:$E$47, MATCH(F1308&D1308, Data!$B$24:$B$47,0))","v":1.9964561142097742E-3},{"$f":"SUMPRODUCT((Data!$B$58:$B$60=Model!$F1308)*(Data!$C$57:$K$57=Model!$O1308)*(Data!$C$58:$K$60))","v":1.7977578417715214},82.022421582284778,1,{"$f":"IF(E1308<>\"Serviceable\",E1308,INDEX(Lists!$D$6:$D$8, MATCH(T1308,Lists!$C$6:$C$8,0)))","v":"Serviceable"},{"$f":"INDEX(Lists!$C$12:$C$26, MATCH(H1308, Lists!$B$12:$B$26,0))","v":"LV"}]
[null,2523,1968,"Wood Creos Impregnated","Serviceable","Class 3",0,"lv",670,2020,100,"No",false,10,{"$f":"INDEX(Lists!$B$32:$B$40, MATCH(YEAR(TODAY())-C1309, Lists!$C$32:$C$40,1))","v":"51-60"},213.26762374313975,{"$f":"INDEX(Data!$E$24:$E$47, MATCH(F1309&D1309, Data!$B$24:$B$47,0))","v":1.0684339161496522E-3},{"$f":"SUMPRODUCT((Data!$B$58:$B$60=Model!$F1309)*(Data!$C$57:$K$57=Model!$O1309)*(Data!$C$58:$K$60))","v":2.6564859251595059},73.435140748404933,1,{"$f":"IF(E1309<>\"Serviceable\",E1309,INDEX(Lists!$D$6:$D$8, MATCH(T1309,Lists!$C$6:$C$8,0)))","v":"Serviceable"},{"$f":"INDEX(Lists!$C$12:$C$26, MATCH(H1309, Lists!$B$12:$B$26,0))","v":"LV"}]
[null,2524,1984,"Wood Creos Impregnated","Serviceable","Class 3",0,"lv",660,2021,80,"No",false,10,{"$f":"INDEX(Lists!$B$32:$B$40, MATCH(YEAR(TODAY())-C1310, Lists!$C$32:$C$40,1))","v":"41-50"},210.08452488130186,{"$f":"INDEX(Data!$E$24:$E$47, MATCH(F1310&D1310, Data!$B$24:$B$47,0))","v":1.0684339161496522E-3},{"$f":"SUMPRODUCT((Data!$B$58:$B$60=Model!$F1310)*(Data!$C$57:$K$57=Model!$O1310)*(Data!$C$58:$K$60))","v":3.2595928155551883},47.404071844448119,2,{"$f":"IF(E1310<>\"Serviceable\",E1310,INDEX(Lists!$D$6:$D$8, MATCH(T1310,Lists!$C$6:$C$8,0)))","v":"Limited Life"},{"$f":"INDEX(Lists!$C$12:$C$26, MATCH(H1310, Lists!$B$12:$B$26,0))","v":"LV"}]
[null,2527,1963,"Wood Creos Impregnated","Serviceable","Class 3",0,"lv/hv",942,2021,100,"No",false,10,{"$f":"INDEX(Lists!$B$32:$B$40, MATCH(YEAR(TODAY())-C1311, Lists!$C$32:$C$40,1))","v":"61-70"},299.8479127851308,{"$f":"INDEX(Data!$E$24:$E$47, MATCH(F1311&D1311, Data!$B$24:$B$47,0))","v":1.0684339161496522E-3},{"$f":"SUMPRODUCT((Data!$B$58:$B$60=Model!$F1311)*(Data!$C$57:$K$57=Model!$O1311)*(Data!$C$58:$K$60))","v":1.9802031311051838},80.197968688948166,1,{"$f":"IF(E1311<>\"Serviceable\",E1311,INDEX(Lists!$D$6:$D$8, MATCH(T1311,Lists!$C$6:$C$8,0)))","v":"Serviceable"},{"$f":"INDEX(Lists!$C$12:$C$26, MATCH(H1311, Lists!$B$12:$B$26,0))","v":"HV"}]
[null,2528,1976,"Wood Untreated Dressed","Serviceable","Class 1",0,"lv",830,2020,100,"No",false,10,{"$f":"INDEX(Lists!$B$32:$B$40, MATCH(YEAR(TODAY())-C1312, Lists!$C$32:$C$40,1))","v":"41-50"},264.19720553254626,{"$f":"INDEX(Data!$E$24:$E$47, MATCH(F1312&D1312, Data!$B$24:$B$47,0))","v":1.9964561142097742E-3},{"$f":"SUMPRODUCT((Data!$B$58:$B$60=Model!$F1312)*(Data!$C$57:$K$57=Model!$O1312)*(Data!$C$58:$K$60))","v":1.7977578417715214},82.022421582284778,1,{"$f":"IF(E1312<>\"Serviceable\",E1312,INDEX(Lists!$D$6:$D$8, MATCH(T1312,Lists!$C$6:$C$8,0)))","v":"Serviceable"},{"$f":"INDEX(Lists!$C$12:$C$26, MATCH(H1312, Lists!$B$12:$B$26,0))","v":"LV"}]
[null,2529,1969,"Wood Creos Impregnated","Serviceable","Class 3",0,"sub-transmission",1360,2023,100,"No",false,10,{"$f":"INDEX(Lists!$B$32:$B$40, MATCH(YEAR(TODAY())-C1313, Lists!$C$32:$C$40,1))","v":"51-60"},432.90144520995534,{"$f":"INDEX(Data!$E$24:$E$47, MATCH(F1313&D1313, Data!$B$24:$B$47,0))","v":1.0684339161496522E-3},{"$f":"SUMPRODUCT((Data!$B$58:$B$60=Model!$F1313)*(Data!$C$57:$K$57=Model!$O1313)*(Data!$C$58:$K$60))","v":2.6564859251595059},73.435140748404933,1,{"$f":"IF(E1313<>\"Serviceable\",E1313,INDEX(Lists!$D$6:$D$8, MATCH(T1313,Lists!$C$6:$C$8,0)))","v":"Serviceable"},{"$f":"INDEX(Lists!$C$12:$C$26, MATCH(H1313, Lists!$B$12:$B$26,0))","v":"Sub-T"}]
[null,2533,1983,"Wood Untreated Dressed","Serviceable","Class 1",0,"lv/hv",1030,2021,130,"No",false,10,{"$f":"INDEX(Lists!$B$32:$B$40, MATCH(YEAR(TODAY())-C1314, Lists!$C$32:$C$40,1))","v":"41-50"},327.85918276930443,{"$f":"INDEX(Data!$E$24:$E$47, MATCH(F1314&D1314, Data!$B$24:$B$47,0))","v":1.9964561142097742E-3},{"$f":"SUMPRODUCT((Data!$B$58:$B$60=Model!$F1314)*(Data!$C$57:$K$57=Model!$O1314)*(Data!$C$58:$K$60))","v":1.7977578417715214},112.02242158228478,1,{"$f":"IF(E1314<>\"Serviceable\",E1314,INDEX(Lists!$D$6:$D$8, MATCH(T1314,Lists!$C$6:$C$8,0)))","v":"Serviceable"},{"$f":"INDEX(Lists!$C$12:$C$26, MATCH(H1314, Lists!$B$12:$B$26,0))","v":"HV"}]
[null,2534,1964,"Wood Creos Impregnated","Serviceable","Class 3",0,"lv",1150,2019,120,"No",false,10,{"$f":"INDEX(Lists!$B$32:$B$40, MATCH(YEAR(TODAY())-C1315, Lists!$C$32:$C$40,1))","v":"61-70"},366.05636911135929,{"$f":"INDEX(Data!$E$24:$E$47, MATCH(F1315&D1315, Data!$B$24:$B$47,0))","v":1.0684339161496522E-3},{"$f":"SUMPRODUCT((Data!$B$58:$B$60=Model!$F1315)*(Data!$C$57:$K$57=Model!$O1315)*(Data!$C$58:$K$60))","v":1.9802031311051838},100.19796868894817,1,{"$f":"IF(E1315<>\"Serviceable\",E1315,INDEX(Lists!$D$6:$D$8, MATCH(T1315,Lists!$C$6:$C$8,0)))","v":"Serviceable"},{"$f":"INDEX(Lists!$C$12:$C$26, MATCH(H1315, Lists!$B$12:$B$26,0))","v":"LV"}]
[null,2535,1968,"Wood Creos Impregnated","Serviceable","Class 3",0,"lv/hv",940,2020,100,"No",false,10,{"$f":"INDEX(Lists!$B$32:$B$40, MATCH(YEAR(TODAY())-C1316, Lists!$C$32:$C$40,1))","v":"51-60"},299.21129301276324,{"$f":"INDEX(Data!$E$24:$E$47, MATCH(F1316&D1316, Data!$B$24:$B$47,0))","v":1.0684339161496522E-3},{"$f":"SUMPRODUCT((Data!$B$58:$B$60=Model!$F1316)*(Data!$C$57:$K$57=Model!$O1316)*(Data!$C$58:$K$60))","v":2.6564859251595059},73.435140748404933,1,{"$f":"IF(E1316<>\"Serviceable\",E1316,INDEX(Lists!$D$6:$D$8, MATCH(T1316,Lists!$C$6:$C$8,0)))","v":"Serviceable"},{"$f":"INDEX(Lists!$C$12:$C$26, MATCH(H1316, Lists!$B$12:$B$26,0))","v":"HV"}]
[null,2536,1980,"Wood Creos Impregnated","Serviceable","Class 3",0,"lv/hv",910,2021,130,"No",false,10,{"$f":"INDEX(Lists!$B$32:$B$40, MATCH(YEAR(TODAY())-C1317, Lists!$C$32:$C$40,1))","v":"41-50"},289.66199642724951,{"$f":"INDEX(Data!$E$24:$E$47, MATCH(F1317&D1317, Data!$B$24:$B$47,0))","v":1.0684339161496522E-3},{"$f":"SUMPRODUCT((Data!$B$58:$B$60=Model!$F1317)*(Data!$C$57:$K$57=Model!$O1317)*(Data!$C$58:$K$60))","v":3.2595928155551883},97.404071844448112,1,{"$f":"IF(E1317<>\"Serviceable\",E1317,INDEX(Lists!$D$6:$D$8, MATCH(T1317,Lists!$C$6:$C$8,0)))","v":"Serviceable"},{"$f":"INDEX(Lists!$C$12:$C$26, MATCH(H1317, Lists!$B$12:$B$26,0))","v":"HV"}]
[null,2539,1987,"Wood Untreated Dressed","Serviceable","Class 1",0,"pl",910,2021,130,"No",false,10,{"$f":"INDEX(Lists!$B$32:$B$40, MATCH(YEAR(TODAY())-C1318, Lists!$C$32:$C$40,1))","v":"31-40"},289.66199642724951,{"$f":"INDEX(Data!$E$24:$E$47, MATCH(F1318&D1318, Data!$B$24:$B$47,0))","v":1.9964561142097742E-3},{"$f":"SUMPRODUCT((Data!$B$58:$B$60=Model!$F1318)*(Data!$C$57:$K$57=Model!$O1318)*(Data!$C$58:$K$60))","v":3.0038452968326621},99.961547031673376,1,{"$f":"IF(E1318<>\"Serviceable\",E1318,INDEX(Lists!$D$6:$D$8, MATCH(T1318,Lists!$C$6:$C$8,0)))","v":"Serviceable"},{"$f":"INDEX(Lists!$C$12:$C$26, MATCH(H1318, Lists!$B$12:$B$26,0))","v":"LV"}]
[null,2548,1964,"Wood Creos Impregnated","Serviceable","Class 3",0,"lv/hv",790,2021,70,"No",false,10,{"$f":"INDEX(Lists!$B$32:$B$40, MATCH(YEAR(TODAY())-C1319, Lists!$C$32:$C$40,1))","v":"61-70"},251.46481008519464,{"$f":"INDEX(Data!$E$24:$E$47, MATCH(F1319&D1319, Data!$B$24:$B$47,0))","v":1.0684339161496522E-3},{"$f":"SUMPRODUCT((Data!$B$58:$B$60=Model!$F1319)*(Data!$C$57:$K$57=Model!$O1319)*(Data!$C$58:$K$60))","v":1.9802031311051838},50.197968688948166,2,{"$f":"IF(E1319<>\"Serviceable\",E1319,INDEX(Lists!$D$6:$D$8, MATCH(T1319,Lists!$C$6:$C$8,0)))","v":"Limited Life"},{"$f":"INDEX(Lists!$C$12:$C$26, MATCH(H1319, Lists!$B$12:$B$26,0))","v":"HV"}]
[null,2553,1937,"Wood Untreated Dressed","Serviceable","Class 1",0,"lv/hv",900,2022,100,"No",false,10,{"$f":"INDEX(Lists!$B$32:$B$40, MATCH(YEAR(TODAY())-C1320, Lists!$C$32:$C$40,1))","v":"81-90"},286.47889756541161,{"$f":"INDEX(Data!$E$24:$E$47, MATCH(F1320&D1320, Data!$B$24:$B$47,0))","v":1.9964561142097742E-3},{"$f":"SUMPRODUCT((Data!$B$58:$B$60=Model!$F1320)*(Data!$C$57:$K$57=Model!$O1320)*(Data!$C$58:$K$60))","v":2.8392735823590045},71.607264176409956,1,{"$f":"IF(E1320<>\"Serviceable\",E1320,INDEX(Lists!$D$6:$D$8, MATCH(T1320,Lists!$C$6:$C$8,0)))","v":"Serviceable"},{"$f":"INDEX(Lists!$C$12:$C$26, MATCH(H1320, Lists!$B$12:$B$26,0))","v":"HV"}]
[null,2554,1981,"Wood Creos Impregnated","Serviceable","Class 3",0,"lv/hv",890,2021,80,"No",false,10,{"$f":"INDEX(Lists!$B$32:$B$40, MATCH(YEAR(TODAY())-C1321, Lists!$C$32:$C$40,1))","v":"41-50"},283.29579870357372,{"$f":"INDEX(Data!$E$24:$E$47, MATCH(F1321&D1321, Data!$B$24:$B$47,0))","v":1.0684339161496522E-3},{"$f":"SUMPRODUCT((Data!$B$58:$B$60=Model!$F1321)*(Data!$C$57:$K$57=Model!$O1321)*(Data!$C$58:$K$60))","v":3.2595928155551883},47.404071844448119,2,{"$f":"IF(E1321<>\"Serviceable\",E1321,INDEX(Lists!$D$6:$D$8, MATCH(T1321,Lists!$C$6:$C$8,0)))","v":"Limited Life"},{"$f":"INDEX(Lists!$C$12:$C$26, MATCH(H1321, Lists!$B$12:$B$26,0))","v":"HV"}]
[null,2556,1937,"Wood Untreated Dressed","Serviceable","Class 1",0,"lv/hv",1080,2022,120,"No",false,10,{"$f":"INDEX(Lists!$B$32:$B$40, MATCH(YEAR(TODAY())-C1322, Lists!$C$32:$C$40,1))","v":"81-90"},343.77467707849394,{"$f":"INDEX(Data!$E$24:$E$47, MATCH(F1322&D1322, Data!$B$24:$B$47,0))","v":1.9964561142097742E-3},{"$f":"SUMPRODUCT((Data!$B$58:$B$60=Model!$F1322)*(Data!$C$57:$K$57=Model!$O1322)*(Data!$C$58:$K$60))","v":2.8392735823590045},91.607264176409956,1,{"$f":"IF(E1322<>\"Serviceable\",E1322,INDEX(Lists!$D$6:$D$8, MATCH(T1322,Lists!$C$6:$C$8,0)))","v":"Serviceable"},{"$f":"INDEX(Lists!$C$12:$C$26, MATCH(H1322, Lists!$B$12:$B$26,0))","v":"HV"}]
[null,2563,1965,"Wood Creos Impregnated","Serviceable","Class 3",0,"lv/future hv",860,2021,90,"No",false,10,{"$f":"INDEX(Lists!$B$32:$B$40, MATCH(YEAR(TODAY())-C1323, Lists!$C$32:$C$40,1))","v":"51-60"},273.74650211805999,{"$f":"INDEX(Data!$E$24:$E$47, MATCH(F1323&D1323, Data!$B$24:$B$47,0))","v":1.0684339161496522E-3},{"$f":"SUMPRODUCT((Data!$B$58:$B$60=Model!$F1323)*(Data!$C$57:$K$57=Model!$O1323)*(Data!$C$58:$K$60))","v":2.6564859251595059},63.43514074840494,2,{"$f":"IF(E1323<>\"Serviceable\",E1323,INDEX(Lists!$D$6:$D$8, MATCH(T1323,Lists!$C$6:$C$8,0)))","v":"Limited Life"},{"$f":"INDEX(Lists!$C$12:$C$26, MATCH(H1323, Lists!$B$12:$B$26,0))","v":"LV"}]
[null,2564,1989,"Wood Untreated Dressed","Serviceable","Class 1",0,"lv/hv",970,2020,120,"No",false,10,{"$f":"INDEX(Lists!$B$32:$B$40, MATCH(YEAR(TODAY())-C1324, Lists!$C$32:$C$40,1))","v":"31-40"},308.76058959827697,{"$f":"INDEX(Data!$E$24:$E$47, MATCH(F1324&D1324, Data!$B$24:$B$47,0))","v":1.9964561142097742E-3},{"$f":"SUMPRODUCT((Data!$B$58:$B$60=Model!$F1324)*(Data!$C$57:$K$57=Model!$O1324)*(Data!$C$58:$K$60))","v":3.0038452968326621},89.961547031673376,1,{"$f":"IF(E1324<>\"Serviceable\",E1324,INDEX(Lists!$D$6:$D$8, MATCH(T1324,Lists!$C$6:$C$8,0)))","v":"Serviceable"},{"$f":"INDEX(Lists!$C$12:$C$26, MATCH(H1324, Lists!$B$12:$B$26,0))","v":"HV"}]
[null,2567,1961,"Wood Creos Impregnated","Serviceable","Class 3",0,"lv",940,2020,90,"No",false,10,{"$f":"INDEX(Lists!$B$32:$B$40, MATCH(YEAR(TODAY())-C1325, Lists!$C$32:$C$40,1))","v":"61-70"},299.21129301276324,{"$f":"INDEX(Data!$E$24:$E$47, MATCH(F1325&D1325, Data!$B$24:$B$47,0))","v":1.0684339161496522E-3},{"$f":"SUMPRODUCT((Data!$B$58:$B$60=Model!$F1325)*(Data!$C$57:$K$57=Model!$O1325)*(Data!$C$58:$K$60))","v":1.9802031311051838},70.197968688948166,1,{"$f":"IF(E1325<>\"Serviceable\",E1325,INDEX(Lists!$D$6:$D$8, MATCH(T1325,Lists!$C$6:$C$8,0)))","v":"Serviceable"},{"$f":"INDEX(Lists!$C$12:$C$26, MATCH(H1325, Lists!$B$12:$B$26,0))","v":"LV"}]
[null,2568,1977,"Wood Creos Impregnated","Serviceable","Class 3",0,"lv/hv",980,2020,100,"No",false,10,{"$f":"INDEX(Lists!$B$32:$B$40, MATCH(YEAR(TODAY())-C1326, Lists!$C$32:$C$40,1))","v":"41-50"},311.94368846011486,{"$f":"INDEX(Data!$E$24:$E$47, MATCH(F1326&D1326, Data!$B$24:$B$47,0))","v":1.0684339161496522E-3},{"$f":"SUMPRODUCT((Data!$B$58:$B$60=Model!$F1326)*(Data!$C$57:$K$57=Model!$O1326)*(Data!$C$58:$K$60))","v":3.2595928155551883},67.404071844448112,2,{"$f":"IF(E1326<>\"Serviceable\",E1326,INDEX(Lists!$D$6:$D$8, MATCH(T1326,Lists!$C$6:$C$8,0)))","v":"Limited Life"},{"$f":"INDEX(Lists!$C$12:$C$26, MATCH(H1326, Lists!$B$12:$B$26,0))","v":"HV"}]
[null,2569,1980,"Wood Creos Impregnated","Serviceable","Class 1",0,"lv/future hv",920,2021,130,"No",false,10,{"$f":"INDEX(Lists!$B$32:$B$40, MATCH(YEAR(TODAY())-C1327, Lists!$C$32:$C$40,1))","v":"41-50"},292.84509528908745,{"$f":"INDEX(Data!$E$24:$E$47, MATCH(F1327&D1327, Data!$B$24:$B$47,0))","v":9.9474993092014377E-4},{"$f":"SUMPRODUCT((Data!$B$58:$B$60=Model!$F1327)*(Data!$C$57:$K$57=Model!$O1327)*(Data!$C$58:$K$60))","v":1.7977578417715214},112.02242158228478,1,{"$f":"IF(E1327<>\"Serviceable\",E1327,INDEX(Lists!$D$6:$D$8, MATCH(T1327,Lists!$C$6:$C$8,0)))","v":"Serviceable"},{"$f":"INDEX(Lists!$C$12:$C$26, MATCH(H1327, Lists!$B$12:$B$26,0))","v":"LV"}]
[null,2570,1961,"Wood Creos Impregnated","Serviceable","Class 3",0,"lv",920,2020,90,"No",false,10,{"$f":"INDEX(Lists!$B$32:$B$40, MATCH(YEAR(TODAY())-C1328, Lists!$C$32:$C$40,1))","v":"61-70"},292.84509528908745,{"$f":"INDEX(Data!$E$24:$E$47, MATCH(F1328&D1328, Data!$B$24:$B$47,0))","v":1.0684339161496522E-3},{"$f":"SUMPRODUCT((Data!$B$58:$B$60=Model!$F1328)*(Data!$C$57:$K$57=Model!$O1328)*(Data!$C$58:$K$60))","v":1.9802031311051838},70.197968688948166,1,{"$f":"IF(E1328<>\"Serviceable\",E1328,INDEX(Lists!$D$6:$D$8, MATCH(T1328,Lists!$C$6:$C$8,0)))","v":"Serviceable"},{"$f":"INDEX(Lists!$C$12:$C$26, MATCH(H1328, Lists!$B$12:$B$26,0))","v":"LV"}]
[null,2571,1955,"Wood Untreated Round","Serviceable","Class 2",0,"lv",1070,2020,90,"No",false,10,{"$f":"INDEX(Lists!$B$32:$B$40, MATCH(YEAR(TODAY())-C1329, Lists!$C$32:$C$40,1))","v":"61-70"},340.59157821665605,{"$f":"INDEX(Data!$E$24:$E$47, MATCH(F1329&D1329, Data!$B$24:$B$47,0))","v":2.1997700016428453E-3},{"$f":"SUMPRODUCT((Data!$B$58:$B$60=Model!$F1329)*(Data!$C$57:$K$57=Model!$O1329)*(Data!$C$58:$K$60))","v":2.227481027604485},67.725189723955154,2,{"$f":"IF(E1329<>\"Serviceable\",E1329,INDEX(Lists!$D$6:$D$8, MATCH(T1329,Lists!$C$6:$C$8,0)))","v":"Limited Life"},{"$f":"INDEX(Lists!$C$12:$C$26, MATCH(H1329, Lists!$B$12:$B$26,0))","v":"LV"}]
[null,2572,1986,"Wood Untreated Dressed","Serviceable","Class 1",0,"lv/hv",1120,2021,150,"No",false,10,{"$f":"INDEX(Lists!$B$32:$B$40, MATCH(YEAR(TODAY())-C1330, Lists!$C$32:$C$40,1))","v":"31-40"},356.50707252584556,{"$f":"INDEX(Data!$E$24:$E$47, MATCH(F1330&D1330, Data!$B$24:$B$47,0))","v":1.9964561142097742E-3},{"$f":"SUMPRODUCT((Data!$B$58:$B$60=Model!$F1330)*(Data!$C$57:$K$57=Model!$O1330)*(Data!$C$58:$K$60))","v":3.0038452968326621},119.96154703167338,1,{"$f":"IF(E1330<>\"Serviceable\",E1330,INDEX(Lists!$D$6:$D$8, MATCH(T1330,Lists!$C$6:$C$8,0)))","v":"Serviceable"},{"$f":"INDEX(Lists!$C$12:$C$26, MATCH(H1330, Lists!$B$12:$B$26,0))","v":"HV"}]
[null,2573,1970,"Wood Creos Impregnated","Serviceable","Class 3",0,"lv",650,2020,120,"No",false,10,{"$f":"INDEX(Lists!$B$32:$B$40, MATCH(YEAR(TODAY())-C1331, Lists!$C$32:$C$40,1))","v":"51-60"},206.90142601946394,{"$f":"INDEX(Data!$E$24:$E$47, MATCH(F1331&D1331, Data!$B$24:$B$47,0))","v":1.0684339161496522E-3},{"$f":"SUMPRODUCT((Data!$B$58:$B$60=Model!$F1331)*(Data!$C$57:$K$57=Model!$O1331)*(Data!$C$58:$K$60))","v":2.6564859251595059},93.435140748404933,1,{"$f":"IF(E1331<>\"Serviceable\",E1331,INDEX(Lists!$D$6:$D$8, MATCH(T1331,Lists!$C$6:$C$8,0)))","v":"Serviceable"},{"$f":"INDEX(Lists!$C$12:$C$26, MATCH(H1331, Lists!$B$12:$B$26,0))","v":"LV"}]
[null,2574,1984,"Wood Untreated Dressed","Serviceable","Class 1",0,"lv",800,2020,80,"No",false,10,{"$f":"INDEX(Lists!$B$32:$B$40, MATCH(YEAR(TODAY())-C1332, Lists!$C$32:$C$40,1))","v":"41-50"},254.64790894703253,{"$f":"INDEX(Data!$E$24:$E$47, MATCH(F1332&D1332, Data!$B$24:$B$47,0))","v":1.9964561142097742E-3},{"$f":"SUMPRODUCT((Data!$B$58:$B$60=Model!$F1332)*(Data!$C$57:$K$57=Model!$O1332)*(Data!$C$58:$K$60))","v":1.7977578417715214},62.022421582284785,1,{"$f":"IF(E1332<>\"Serviceable\",E1332,INDEX(Lists!$D$6:$D$8, MATCH(T1332,Lists!$C$6:$C$8,0)))","v":"Serviceable"},{"$f":"INDEX(Lists!$C$12:$C$26, MATCH(H1332, Lists!$B$12:$B$26,0))","v":"LV"}]
[null,2575,1985,"Wood Untreated Dressed","Serviceable","Class 1",0,"lv",910,2021,150,"No",false,10,{"$f":"INDEX(Lists!$B$32:$B$40, MATCH(YEAR(TODAY())-C1333, Lists!$C$32:$C$40,1))","v":"31-40"},289.66199642724951,{"$f":"INDEX(Data!$E$24:$E$47, MATCH(F1333&D1333, Data!$B$24:$B$47,0))","v":1.9964561142097742E-3},{"$f":"SUMPRODUCT((Data!$B$58:$B$60=Model!$F1333)*(Data!$C$57:$K$57=Model!$O1333)*(Data!$C$58:$K$60))","v":3.0038452968326621},119.96154703167338,1,{"$f":"IF(E1333<>\"Serviceable\",E1333,INDEX(Lists!$D$6:$D$8, MATCH(T1333,Lists!$C$6:$C$8,0)))","v":"Serviceable"},{"$f":"INDEX(Lists!$C$12:$C$26, MATCH(H1333, Lists!$B$12:$B$26,0))","v":"LV"}]
[null,2577,1955,"Wood Untreated Round","Serviceable","Class 2",0,"lv",740,2020,100,"No",false,10,{"$f":"INDEX(Lists!$B$32:$B$40, MATCH(YEAR(TODAY())-C1334, Lists!$C$32:$C$40,1))","v":"61-70"},235.5493157760051,{"$f":"INDEX(Data!$E$24:$E$47, MATCH(F1334&D1334, Data!$B$24:$B$47,0))","v":2.1997700016428453E-3},{"$f":"SUMPRODUCT((Data!$B$58:$B$60=Model!$F1334)*(Data!$C$57:$K$57=Model!$O1334)*(Data!$C$58:$K$60))","v":2.227481027604485},77.725189723955154,1,{"$f":"IF(E1334<>\"Serviceable\",E1334,INDEX(Lists!$D$6:$D$8, MATCH(T1334,Lists!$C$6:$C$8,0)))","v":"Serviceable"},{"$f":"INDEX(Lists!$C$12:$C$26, MATCH(H1334, Lists!$B$12:$B$26,0))","v":"LV"}]
[null,2580,1977,"Wood Untreated Dressed","Serviceable","Class 1",0,"lv",1080,2020,130,"No",false,10,{"$f":"INDEX(Lists!$B$32:$B$40, MATCH(YEAR(TODAY())-C1335, Lists!$C$32:$C$40,1))","v":"41-50"},343.77467707849394,{"$f":"INDEX(Data!$E$24:$E$47, MATCH(F1335&D1335, Data!$B$24:$B$47,0))","v":1.9964561142097742E-3},{"$f":"SUMPRODUCT((Data!$B$58:$B$60=Model!$F1335)*(Data!$C$57:$K$57=Model!$O1335)*(Data!$C$58:$K$60))","v":1.7977578417715214},112.02242158228478,1,{"$f":"IF(E1335<>\"Serviceable\",E1335,INDEX(Lists!$D$6:$D$8, MATCH(T1335,Lists!$C$6:$C$8,0)))","v":"Serviceable"},{"$f":"INDEX(Lists!$C$12:$C$26, MATCH(H1335, Lists!$B$12:$B$26,0))","v":"LV"}]
[null,2581,1986,"Wood Untreated Dressed","Serviceable","Class 1",0,"lv/hv",930,2021,150,"No",false,10,{"$f":"INDEX(Lists!$B$32:$B$40, MATCH(YEAR(TODAY())-C1336, Lists!$C$32:$C$40,1))","v":"31-40"},296.02819415092534,{"$f":"INDEX(Data!$E$24:$E$47, MATCH(F1336&D1336, Data!$B$24:$B$47,0))","v":1.9964561142097742E-3},{"$f":"SUMPRODUCT((Data!$B$58:$B$60=Model!$F1336)*(Data!$C$57:$K$57=Model!$O1336)*(Data!$C$58:$K$60))","v":3.0038452968326621},119.96154703167338,1,{"$f":"IF(E1336<>\"Serviceable\",E1336,INDEX(Lists!$D$6:$D$8, MATCH(T1336,Lists!$C$6:$C$8,0)))","v":"Serviceable"},{"$f":"INDEX(Lists!$C$12:$C$26, MATCH(H1336, Lists!$B$12:$B$26,0))","v":"HV"}]
[null,2583,1979,"Wood Untreated Dressed","Serviceable","Class 1",0,"lv",1040,2020,150,"No",false,10,{"$f":"INDEX(Lists!$B$32:$B$40, MATCH(YEAR(TODAY())-C1337, Lists!$C$32:$C$40,1))","v":"41-50"},331.04228163114232,{"$f":"INDEX(Data!$E$24:$E$47, MATCH(F1337&D1337, Data!$B$24:$B$47,0))","v":1.9964561142097742E-3},{"$f":"SUMPRODUCT((Data!$B$58:$B$60=Model!$F1337)*(Data!$C$57:$K$57=Model!$O1337)*(Data!$C$58:$K$60))","v":1.7977578417715214},132.02242158228478,1,{"$f":"IF(E1337<>\"Serviceable\",E1337,INDEX(Lists!$D$6:$D$8, MATCH(T1337,Lists!$C$6:$C$8,0)))","v":"Serviceable"},{"$f":"INDEX(Lists!$C$12:$C$26, MATCH(H1337, Lists!$B$12:$B$26,0))","v":"LV"}]
[null,2584,1986,"Wood Untreated Dressed","Serviceable","Class 1",0,"lv/hv",1090,2021,150,"No",false,10,{"$f":"INDEX(Lists!$B$32:$B$40, MATCH(YEAR(TODAY())-C1338, Lists!$C$32:$C$40,1))","v":"31-40"},346.95777594033183,{"$f":"INDEX(Data!$E$24:$E$47, MATCH(F1338&D1338, Data!$B$24:$B$47,0))","v":1.9964561142097742E-3},{"$f":"SUMPRODUCT((Data!$B$58:$B$60=Model!$F1338)*(Data!$C$57:$K$57=Model!$O1338)*(Data!$C$58:$K$60))","v":3.0038452968326621},119.96154703167338,1,{"$f":"IF(E1338<>\"Serviceable\",E1338,INDEX(Lists!$D$6:$D$8, MATCH(T1338,Lists!$C$6:$C$8,0)))","v":"Serviceable"},{"$f":"INDEX(Lists!$C$12:$C$26, MATCH(H1338, Lists!$B$12:$B$26,0))","v":"HV"}]
[null,2585,1936,"Wood Untreated Dressed","Serviceable","Class 1",0,"lv/hv",860,2020,120,"No",false,10,{"$f":"INDEX(Lists!$B$32:$B$40, MATCH(YEAR(TODAY())-C1339, Lists!$C$32:$C$40,1))","v":"81-90"},273.74650211805999,{"$f":"INDEX(Data!$E$24:$E$47, MATCH(F1339&D1339, Data!$B$24:$B$47,0))","v":1.9964561142097742E-3},{"$f":"SUMPRODUCT((Data!$B$58:$B$60=Model!$F1339)*(Data!$C$57:$K$57=Model!$O1339)*(Data!$C$58:$K$60))","v":2.8392735823590045},91.607264176409956,1,{"$f":"IF(E1339<>\"Serviceable\",E1339,INDEX(Lists!$D$6:$D$8, MATCH(T1339,Lists!$C$6:$C$8,0)))","v":"Serviceable"},{"$f":"INDEX(Lists!$C$12:$C$26, MATCH(H1339, Lists!$B$12:$B$26,0))","v":"HV"}]
[null,2586,1937,"Wood Untreated Dressed","Serviceable","Class 1",0,"lv/hv",930,2020,100,"No",false,10,{"$f":"INDEX(Lists!$B$32:$B$40, MATCH(YEAR(TODAY())-C1340, Lists!$C$32:$C$40,1))","v":"81-90"},296.02819415092534,{"$f":"INDEX(Data!$E$24:$E$47, MATCH(F1340&D1340, Data!$B$24:$B$47,0))","v":1.9964561142097742E-3},{"$f":"SUMPRODUCT((Data!$B$58:$B$60=Model!$F1340)*(Data!$C$57:$K$57=Model!$O1340)*(Data!$C$58:$K$60))","v":2.8392735823590045},71.607264176409956,1,{"$f":"IF(E1340<>\"Serviceable\",E1340,INDEX(Lists!$D$6:$D$8, MATCH(T1340,Lists!$C$6:$C$8,0)))","v":"Serviceable"},{"$f":"INDEX(Lists!$C$12:$C$26, MATCH(H1340, Lists!$B$12:$B$26,0))","v":"HV"}]
[null,2587,1986,"Wood Untreated Dressed","Serviceable","Class 1",0,"lv/hv",900,2021,150,"No",false,10,{"$f":"INDEX(Lists!$B$32:$B$40, MATCH(YEAR(TODAY())-C1341, Lists!$C$32:$C$40,1))","v":"31-40"},286.47889756541161,{"$f":"INDEX(Data!$E$24:$E$47, MATCH(F1341&D1341, Data!$B$24:$B$47,0))","v":1.9964561142097742E-3},{"$f":"SUMPRODUCT((Data!$B$58:$B$60=Model!$F1341)*(Data!$C$57:$K$57=Model!$O1341)*(Data!$C$58:$K$60))","v":3.0038452968326621},119.96154703167338,1,{"$f":"IF(E1341<>\"Serviceable\",E1341,INDEX(Lists!$D$6:$D$8, MATCH(T1341,Lists!$C$6:$C$8,0)))","v":"Serviceable"},{"$f":"INDEX(Lists!$C$12:$C$26, MATCH(H1341, Lists!$B$12:$B$26,0))","v":"HV"}]
[null,2589,1937,"Wood Untreated Dressed","Serviceable","Class 1",0,"lv/hv",911,2022,100,"No",false,10,{"$f":"INDEX(Lists!$B$32:$B$40, MATCH(YEAR(TODAY())-C1342, Lists!$C$32:$C$40,1))","v":"81-90"},289.98030631343329,{"$f":"INDEX(Data!$E$24:$E$47, MATCH(F1342&D1342, Data!$B$24:$B$47,0))","v":1.9964561142097742E-3},{"$f":"SUMPRODUCT((Data!$B$58:$B$60=Model!$F1342)*(Data!$C$57:$K$57=Model!$O1342)*(Data!$C$58:$K$60))","v":2.8392735823590045},71.607264176409956,1,{"$f":"IF(E1342<>\"Serviceable\",E1342,INDEX(Lists!$D$6:$D$8, MATCH(T1342,Lists!$C$6:$C$8,0)))","v":"Serviceable"},{"$f":"INDEX(Lists!$C$12:$C$26, MATCH(H1342, Lists!$B$12:$B$26,0))","v":"HV"}]
[null,2591,1972,"Wood Creos Impregnated","Serviceable","Class 1",0,"lv",760,2020,130,"No",false,10,{"$f":"INDEX(Lists!$B$32:$B$40, MATCH(YEAR(TODAY())-C1343, Lists!$C$32:$C$40,1))","v":"51-60"},241.91551349968091,{"$f":"INDEX(Data!$E$24:$E$47, MATCH(F1343&D1343, Data!$B$24:$B$47,0))","v":9.9474993092014377E-4},{"$f":"SUMPRODUCT((Data!$B$58:$B$60=Model!$F1343)*(Data!$C$57:$K$57=Model!$O1343)*(Data!$C$58:$K$60))","v":1.3557210085184006},116.44278991481599,1,{"$f":"IF(E1343<>\"Serviceable\",E1343,INDEX(Lists!$D$6:$D$8, MATCH(T1343,Lists!$C$6:$C$8,0)))","v":"Serviceable"},{"$f":"INDEX(Lists!$C$12:$C$26, MATCH(H1343, Lists!$B$12:$B$26,0))","v":"LV"}]
[null,2592,1977,"Wood Creos Impregnated","Serviceable","Class 3",0,"lv",950,2020,70,"No",false,10,{"$f":"INDEX(Lists!$B$32:$B$40, MATCH(YEAR(TODAY())-C1344, Lists!$C$32:$C$40,1))","v":"41-50"},302.39439187460113,{"$f":"INDEX(Data!$E$24:$E$47, MATCH(F1344&D1344, Data!$B$24:$B$47,0))","v":1.0684339161496522E-3},{"$f":"SUMPRODUCT((Data!$B$58:$B$60=Model!$F1344)*(Data!$C$57:$K$57=Model!$O1344)*(Data!$C$58:$K$60))","v":3.2595928155551883},37.404071844448119,2,{"$f":"IF(E1344<>\"Serviceable\",E1344,INDEX(Lists!$D$6:$D$8, MATCH(T1344,Lists!$C$6:$C$8,0)))","v":"Limited Life"},{"$f":"INDEX(Lists!$C$12:$C$26, MATCH(H1344, Lists!$B$12:$B$26,0))","v":"LV"}]
[null,2593,1985,"Wood Untreated Dressed","Serviceable","Class 1",0,"lv",900,2021,150,"No",false,10,{"$f":"INDEX(Lists!$B$32:$B$40, MATCH(YEAR(TODAY())-C1345, Lists!$C$32:$C$40,1))","v":"31-40"},286.47889756541161,{"$f":"INDEX(Data!$E$24:$E$47, MATCH(F1345&D1345, Data!$B$24:$B$47,0))","v":1.9964561142097742E-3},{"$f":"SUMPRODUCT((Data!$B$58:$B$60=Model!$F1345)*(Data!$C$57:$K$57=Model!$O1345)*(Data!$C$58:$K$60))","v":3.0038452968326621},119.96154703167338,1,{"$f":"IF(E1345<>\"Serviceable\",E1345,INDEX(Lists!$D$6:$D$8, MATCH(T1345,Lists!$C$6:$C$8,0)))","v":"Serviceable"},{"$f":"INDEX(Lists!$C$12:$C$26, MATCH(H1345, Lists!$B$12:$B$26,0))","v":"LV"}]
[null,2594,1967,"Wood Creos Impregnated","Serviceable","Class 3",0,"lv",910,2020,70,"No",false,10,{"$f":"INDEX(Lists!$B$32:$B$40, MATCH(YEAR(TODAY())-C1346, Lists!$C$32:$C$40,1))","v":"51-60"},289.66199642724951,{"$f":"INDEX(Data!$E$24:$E$47, MATCH(F1346&D1346, Data!$B$24:$B$47,0))","v":1.0684339161496522E-3},{"$f":"SUMPRODUCT((Data!$B$58:$B$60=Model!$F1346)*(Data!$C$57:$K$57=Model!$O1346)*(Data!$C$58:$K$60))","v":2.6564859251595059},43.43514074840494,2,{"$f":"IF(E1346<>\"Serviceable\",E1346,INDEX(Lists!$D$6:$D$8, MATCH(T1346,Lists!$C$6:$C$8,0)))","v":"Limited Life"},{"$f":"INDEX(Lists!$C$12:$C$26, MATCH(H1346, Lists!$B$12:$B$26,0))","v":"LV"}]
[null,2595,1968,"Wood Creos Impregnated","Serviceable","Class 2",0,"lv/hv",800,2020,100,"No",false,10,{"$f":"INDEX(Lists!$B$32:$B$40, MATCH(YEAR(TODAY())-C1347, Lists!$C$32:$C$40,1))","v":"51-60"},254.64790894703253,{"$f":"INDEX(Data!$E$24:$E$47, MATCH(F1347&D1347, Data!$B$24:$B$47,0))","v":1.6118836915297091E-3},{"$f":"SUMPRODUCT((Data!$B$58:$B$60=Model!$F1347)*(Data!$C$57:$K$57=Model!$O1347)*(Data!$C$58:$K$60))","v":2.6773548093458861},73.226451906541143,1,{"$f":"IF(E1347<>\"Serviceable\",E1347,INDEX(Lists!$D$6:$D$8, MATCH(T1347,Lists!$C$6:$C$8,0)))","v":"Serviceable"},{"$f":"INDEX(Lists!$C$12:$C$26, MATCH(H1347, Lists!$B$12:$B$26,0))","v":"HV"}]
[null,2596,1972,"Wood Creos Impregnated","Serviceable","Class 3",0,"lv",1200,2021,130,"No",false,10,{"$f":"INDEX(Lists!$B$32:$B$40, MATCH(YEAR(TODAY())-C1348, Lists!$C$32:$C$40,1))","v":"51-60"},381.9718634205488,{"$f":"INDEX(Data!$E$24:$E$47, MATCH(F1348&D1348, Data!$B$24:$B$47,0))","v":1.0684339161496522E-3},{"$f":"SUMPRODUCT((Data!$B$58:$B$60=Model!$F1348)*(Data!$C$57:$K$57=Model!$O1348)*(Data!$C$58:$K$60))","v":2.6564859251595059},103.43514074840493,1,{"$f":"IF(E1348<>\"Serviceable\",E1348,INDEX(Lists!$D$6:$D$8, MATCH(T1348,Lists!$C$6:$C$8,0)))","v":"Serviceable"},{"$f":"INDEX(Lists!$C$12:$C$26, MATCH(H1348, Lists!$B$12:$B$26,0))","v":"LV"}]
[null,2597,1968,"Wood Creos Impregnated","Serviceable","Class 3",0,"lv/future hv",930,2020,90,"No",false,10,{"$f":"INDEX(Lists!$B$32:$B$40, MATCH(YEAR(TODAY())-C1349, Lists!$C$32:$C$40,1))","v":"51-60"},296.02819415092534,{"$f":"INDEX(Data!$E$24:$E$47, MATCH(F1349&D1349, Data!$B$24:$B$47,0))","v":1.0684339161496522E-3},{"$f":"SUMPRODUCT((Data!$B$58:$B$60=Model!$F1349)*(Data!$C$57:$K$57=Model!$O1349)*(Data!$C$58:$K$60))","v":2.6564859251595059},63.43514074840494,2,{"$f":"IF(E1349<>\"Serviceable\",E1349,INDEX(Lists!$D$6:$D$8, MATCH(T1349,Lists!$C$6:$C$8,0)))","v":"Limited Life"},{"$f":"INDEX(Lists!$C$12:$C$26, MATCH(H1349, Lists!$B$12:$B$26,0))","v":"LV"}]
[null,2598,1970,"Wood Creos Impregnated","Serviceable","Class 2",0,"lv",910,2020,100,"No",false,10,{"$f":"INDEX(Lists!$B$32:$B$40, MATCH(YEAR(TODAY())-C1350, Lists!$C$32:$C$40,1))","v":"51-60"},289.66199642724951,{"$f":"INDEX(Data!$E$24:$E$47, MATCH(F1350&D1350, Data!$B$24:$B$47,0))","v":1.6118836915297091E-3},{"$f":"SUMPRODUCT((Data!$B$58:$B$60=Model!$F1350)*(Data!$C$57:$K$57=Model!$O1350)*(Data!$C$58:$K$60))","v":2.6773548093458861},73.226451906541143,1,{"$f":"IF(E1350<>\"Serviceable\",E1350,INDEX(Lists!$D$6:$D$8, MATCH(T1350,Lists!$C$6:$C$8,0)))","v":"Serviceable"},{"$f":"INDEX(Lists!$C$12:$C$26, MATCH(H1350, Lists!$B$12:$B$26,0))","v":"LV"}]
[null,2602,1968,"Wood Creos Impregnated","Serviceable","Class 3",0,"lv/future hv",960,2020,90,"No",false,10,{"$f":"INDEX(Lists!$B$32:$B$40, MATCH(YEAR(TODAY())-C1351, Lists!$C$32:$C$40,1))","v":"51-60"},305.57749073643907,{"$f":"INDEX(Data!$E$24:$E$47, MATCH(F1351&D1351, Data!$B$24:$B$47,0))","v":1.0684339161496522E-3},{"$f":"SUMPRODUCT((Data!$B$58:$B$60=Model!$F1351)*(Data!$C$57:$K$57=Model!$O1351)*(Data!$C$58:$K$60))","v":2.6564859251595059},63.43514074840494,2,{"$f":"IF(E1351<>\"Serviceable\",E1351,INDEX(Lists!$D$6:$D$8, MATCH(T1351,Lists!$C$6:$C$8,0)))","v":"Limited Life"},{"$f":"INDEX(Lists!$C$12:$C$26, MATCH(H1351, Lists!$B$12:$B$26,0))","v":"LV"}]
[null,2605,1977,"Wood Untreated Dressed","Serviceable","Class 1",0,"lv",870,2020,100,"No",false,{"$f":"IF(L1352=\"No\",ROUND((End_year-J1352)/5,0)*5,ROUND((End_year-J1352)/3,0)*3)","v":10},{"$f":"INDEX(Lists!$B$32:$B$40, MATCH(YEAR(TODAY())-C1352, Lists!$C$32:$C$40,1))","v":"41-50"},276.92960097989788,{"$f":"INDEX(Data!$E$24:$E$47, MATCH(F1352&D1352, Data!$B$24:$B$47,0))","v":1.9964561142097742E-3},{"$f":"SUMPRODUCT((Data!$B$58:$B$60=Model!$F1352)*(Data!$C$57:$K$57=Model!$O1352)*(Data!$C$58:$K$60))","v":1.7977578417715214},{"$f":"IF(IF(K1352>=700,999,(K1352-R1352*N1352))<0,0,IF(K1352>=700,999,(K1352-R1352*N1352)))","v":82.022421582284778},{"$f":"IF(S1352<30,3,IF(AND(F1352=\"Class 1\",S1352<50),2,IF(AND(F1352=\"Class 1\",S1352>=50),1,IF(S1352<70,2,1))))","v":1},{"$f":"IF(E1352<>\"Serviceable\",E1352,INDEX(Lists!$D$6:$D$8, MATCH(T1352,Lists!$C$6:$C$8,0)))","v":"Serviceable"},{"$f":"INDEX(Lists!$C$12:$C$26, MATCH(H1352, Lists!$B$12:$B$26,0))","v":"LV"}]
[null,2606,1972,"Wood Creos Impregnated","Serviceable","Class 3",0,"lv",1200,2021,120,"No",{"$f":"IF(G1353=0,FALSE,TRUE)","v":false},10,{"$f":"INDEX(Lists!$B$32:$B$40, MATCH(YEAR(TODAY())-C1353, Lists!$C$32:$C$40,1))","v":"51-60"},{"$f":"I1353/PI()","v":381.9718634205488},{"$f":"INDEX(Data!$E$24:$E$47, MATCH(F1353&D1353, Data!$B$24:$B$47,0))","v":1.0684339161496522E-3},{"$f":"SUMPRODUCT((Data!$B$58:$B$60=Model!$F1353)*(Data!$C$57:$K$57=Model!$O1353)*(Data!$C$58:$K$60))","v":2.6564859251595059},93.435140748404933,1,{"$f":"IF(E1353<>\"Serviceable\",E1353,INDEX(Lists!$D$6:$D$8, MATCH(T1353,Lists!$C$6:$C$8,0)))","v":"Serviceable"},{"$f":"INDEX(Lists!$C$12:$C$26, MATCH(H1353, Lists!$B$12:$B$26,0))","v":"LV"}]
[null,2607,1968,"Wood Untreated Dressed","Serviceable","Class 1",0,"lv",1100,2020,120,"No",false,10,{"$f":"INDEX(Lists!$B$32:$B$40, MATCH(YEAR(TODAY())-C1354, Lists!$C$32:$C$40,1))","v":"51-60"},350.14087480216978,{"$f":"INDEX(Data!$E$24:$E$47, MATCH(F1354&D1354, Data!$B$24:$B$47,0))","v":1.9964561142097742E-3},{"$f":"SUMPRODUCT((Data!$B$58:$B$60=Model!$F1354)*(Data!$C$57:$K$57=Model!$O1354)*(Data!$C$58:$K$60))","v":1.3557210085184006},106.44278991481599,1,{"$f":"IF(E1354<>\"Serviceable\",E1354,INDEX(Lists!$D$6:$D$8, MATCH(T1354,Lists!$C$6:$C$8,0)))","v":"Serviceable"},{"$f":"INDEX(Lists!$C$12:$C$26, MATCH(H1354, Lists!$B$12:$B$26,0))","v":"LV"}]
[null,2608,1981,"Wood Untreated Dressed","Serviceable","Class 1",0,"lv",1040,2020,150,"No",false,10,{"$f":"INDEX(Lists!$B$32:$B$40, MATCH(YEAR(TODAY())-C1355, Lists!$C$32:$C$40,1))","v":"41-50"},331.04228163114232,{"$f":"INDEX(Data!$E$24:$E$47, MATCH(F1355&D1355, Data!$B$24:$B$47,0))","v":1.9964561142097742E-3},{"$f":"SUMPRODUCT((Data!$B$58:$B$60=Model!$F1355)*(Data!$C$57:$K$57=Model!$O1355)*(Data!$C$58:$K$60))","v":1.7977578417715214},132.02242158228478,1,{"$f":"IF(E1355<>\"Serviceable\",E1355,INDEX(Lists!$D$6:$D$8, MATCH(T1355,Lists!$C$6:$C$8,0)))","v":"Serviceable"},{"$f":"INDEX(Lists!$C$12:$C$26, MATCH(H1355, Lists!$B$12:$B$26,0))","v":"LV"}]
[null,2609,1960,"Wood Creos Impregnated","Serviceable","Class 3",0,"lv",830,2021,60,"No",false,10,{"$f":"INDEX(Lists!$B$32:$B$40, MATCH(YEAR(TODAY())-C1356, Lists!$C$32:$C$40,1))","v":"61-70"},264.19720553254626,{"$f":"INDEX(Data!$E$24:$E$47, MATCH(F1356&D1356, Data!$B$24:$B$47,0))","v":1.0684339161496522E-3},{"$f":"SUMPRODUCT((Data!$B$58:$B$60=Model!$F1356)*(Data!$C$57:$K$57=Model!$O1356)*(Data!$C$58:$K$60))","v":1.9802031311051838},40.197968688948166,2,{"$f":"IF(E1356<>\"Serviceable\",E1356,INDEX(Lists!$D$6:$D$8, MATCH(T1356,Lists!$C$6:$C$8,0)))","v":"Limited Life"},{"$f":"INDEX(Lists!$C$12:$C$26, MATCH(H1356, Lists!$B$12:$B$26,0))","v":"LV"}]
[null,2610,1935,"Wood Untreated Dressed","Serviceable","Class 1",0,"lv",930,2020,110,"No",false,10,{"$f":"INDEX(Lists!$B$32:$B$40, MATCH(YEAR(TODAY())-C1357, Lists!$C$32:$C$40,1))","v":"81-90"},296.02819415092534,{"$f":"INDEX(Data!$E$24:$E$47, MATCH(F1357&D1357, Data!$B$24:$B$47,0))","v":1.9964561142097742E-3},{"$f":"SUMPRODUCT((Data!$B$58:$B$60=Model!$F1357)*(Data!$C$57:$K$57=Model!$O1357)*(Data!$C$58:$K$60))","v":2.8392735823590045},81.607264176409956,1,{"$f":"IF(E1357<>\"Serviceable\",E1357,INDEX(Lists!$D$6:$D$8, MATCH(T1357,Lists!$C$6:$C$8,0)))","v":"Serviceable"},{"$f":"INDEX(Lists!$C$12:$C$26, MATCH(H1357, Lists!$B$12:$B$26,0))","v":"LV"}]
[null,2611,1978,"Wood Untreated Dressed","Serviceable","Class 1",0,"lv",940,2019,110,"No",false,10,{"$f":"INDEX(Lists!$B$32:$B$40, MATCH(YEAR(TODAY())-C1358, Lists!$C$32:$C$40,1))","v":"41-50"},299.21129301276324,{"$f":"INDEX(Data!$E$24:$E$47, MATCH(F1358&D1358, Data!$B$24:$B$47,0))","v":1.9964561142097742E-3},{"$f":"SUMPRODUCT((Data!$B$58:$B$60=Model!$F1358)*(Data!$C$57:$K$57=Model!$O1358)*(Data!$C$58:$K$60))","v":1.7977578417715214},92.022421582284778,1,{"$f":"IF(E1358<>\"Serviceable\",E1358,INDEX(Lists!$D$6:$D$8, MATCH(T1358,Lists!$C$6:$C$8,0)))","v":"Serviceable"},{"$f":"INDEX(Lists!$C$12:$C$26, MATCH(H1358, Lists!$B$12:$B$26,0))","v":"LV"}]
[null,2612,1972,"Wood Creos Impregnated","Serviceable","Class 3",0,"lv",880,2021,130,"No",false,10,{"$f":"INDEX(Lists!$B$32:$B$40, MATCH(YEAR(TODAY())-C1359, Lists!$C$32:$C$40,1))","v":"51-60"},280.11269984173578,{"$f":"INDEX(Data!$E$24:$E$47, MATCH(F1359&D1359, Data!$B$24:$B$47,0))","v":1.0684339161496522E-3},{"$f":"SUMPRODUCT((Data!$B$58:$B$60=Model!$F1359)*(Data!$C$57:$K$57=Model!$O1359)*(Data!$C$58:$K$60))","v":2.6564859251595059},103.43514074840493,1,{"$f":"IF(E1359<>\"Serviceable\",E1359,INDEX(Lists!$D$6:$D$8, MATCH(T1359,Lists!$C$6:$C$8,0)))","v":"Serviceable"},{"$f":"INDEX(Lists!$C$12:$C$26, MATCH(H1359, Lists!$B$12:$B$26,0))","v":"LV"}]
[null,2615,1981,"Wood Creos Impregnated","Limited Life","Class 3",0,"lv/hv",1030,2023,100,"No",false,10,{"$f":"INDEX(Lists!$B$32:$B$40, MATCH(YEAR(TODAY())-C1360, Lists!$C$32:$C$40,1))","v":"41-50"},327.85918276930443,{"$f":"INDEX(Data!$E$24:$E$47, MATCH(F1360&D1360, Data!$B$24:$B$47,0))","v":1.0684339161496522E-3},{"$f":"SUMPRODUCT((Data!$B$58:$B$60=Model!$F1360)*(Data!$C$57:$K$57=Model!$O1360)*(Data!$C$58:$K$60))","v":3.2595928155551883},67.404071844448112,2,{"$f":"IF(E1360<>\"Serviceable\",E1360,INDEX(Lists!$D$6:$D$8, MATCH(T1360,Lists!$C$6:$C$8,0)))","v":"Limited Life"},{"$f":"INDEX(Lists!$C$12:$C$26, MATCH(H1360, Lists!$B$12:$B$26,0))","v":"HV"}]
[null,2617,1988,"Wood Untreated Dressed","Serviceable","Class 1",0,"lv/hv",1037,2022,110,"No",false,10,{"$f":"INDEX(Lists!$B$32:$B$40, MATCH(YEAR(TODAY())-C1361, Lists!$C$32:$C$40,1))","v":"31-40"},330.08735197259097,{"$f":"INDEX(Data!$E$24:$E$47, MATCH(F1361&D1361, Data!$B$24:$B$47,0))","v":1.9964561142097742E-3},{"$f":"SUMPRODUCT((Data!$B$58:$B$60=Model!$F1361)*(Data!$C$57:$K$57=Model!$O1361)*(Data!$C$58:$K$60))","v":3.0038452968326621},79.961547031673376,1,{"$f":"IF(E1361<>\"Serviceable\",E1361,INDEX(Lists!$D$6:$D$8, MATCH(T1361,Lists!$C$6:$C$8,0)))","v":"Serviceable"},{"$f":"INDEX(Lists!$C$12:$C$26, MATCH(H1361, Lists!$B$12:$B$26,0))","v":"HV"}]
[null,2618,1970,"Wood Creos Impregnated","Serviceable","Class 3",0,"lv/hv",850,2021,120,"No",false,10,{"$f":"INDEX(Lists!$B$32:$B$40, MATCH(YEAR(TODAY())-C1362, Lists!$C$32:$C$40,1))","v":"51-60"},270.5634032562221,{"$f":"INDEX(Data!$E$24:$E$47, MATCH(F1362&D1362, Data!$B$24:$B$47,0))","v":1.0684339161496522E-3},{"$f":"SUMPRODUCT((Data!$B$58:$B$60=Model!$F1362)*(Data!$C$57:$K$57=Model!$O1362)*(Data!$C$58:$K$60))","v":2.6564859251595059},93.435140748404933,1,{"$f":"IF(E1362<>\"Serviceable\",E1362,INDEX(Lists!$D$6:$D$8, MATCH(T1362,Lists!$C$6:$C$8,0)))","v":"Serviceable"},{"$f":"INDEX(Lists!$C$12:$C$26, MATCH(H1362, Lists!$B$12:$B$26,0))","v":"HV"}]
[null,2621,1972,"Wood Creos Impregnated","Serviceable","Class 3",0,"lv",1100,2021,120,"No",false,10,{"$f":"INDEX(Lists!$B$32:$B$40, MATCH(YEAR(TODAY())-C1363, Lists!$C$32:$C$40,1))","v":"51-60"},350.14087480216978,{"$f":"INDEX(Data!$E$24:$E$47, MATCH(F1363&D1363, Data!$B$24:$B$47,0))","v":1.0684339161496522E-3},{"$f":"SUMPRODUCT((Data!$B$58:$B$60=Model!$F1363)*(Data!$C$57:$K$57=Model!$O1363)*(Data!$C$58:$K$60))","v":2.6564859251595059},93.435140748404933,1,{"$f":"IF(E1363<>\"Serviceable\",E1363,INDEX(Lists!$D$6:$D$8, MATCH(T1363,Lists!$C$6:$C$8,0)))","v":"Serviceable"},{"$f":"INDEX(Lists!$C$12:$C$26, MATCH(H1363, Lists!$B$12:$B$26,0))","v":"LV"}]
[null,2622,1959,"Wood Creos Impregnated","Serviceable","Class 3",0,"lv",870,2020,80,"No",false,10,{"$f":"INDEX(Lists!$B$32:$B$40, MATCH(YEAR(TODAY())-C1364, Lists!$C$32:$C$40,1))","v":"61-70"},276.92960097989788,{"$f":"INDEX(Data!$E$24:$E$47, MATCH(F1364&D1364, Data!$B$24:$B$47,0))","v":1.0684339161496522E-3},{"$f":"SUMPRODUCT((Data!$B$58:$B$60=Model!$F1364)*(Data!$C$57:$K$57=Model!$O1364)*(Data!$C$58:$K$60))","v":1.9802031311051838},60.197968688948166,2,{"$f":"IF(E1364<>\"Serviceable\",E1364,INDEX(Lists!$D$6:$D$8, MATCH(T1364,Lists!$C$6:$C$8,0)))","v":"Limited Life"},{"$f":"INDEX(Lists!$C$12:$C$26, MATCH(H1364, Lists!$B$12:$B$26,0))","v":"LV"}]
[null,2623,1963,"Wood Creos Impregnated","Serviceable","Class 3",0,"lv/hv",1100,2021,80,"No",false,10,{"$f":"INDEX(Lists!$B$32:$B$40, MATCH(YEAR(TODAY())-C1365, Lists!$C$32:$C$40,1))","v":"61-70"},350.14087480216978,{"$f":"INDEX(Data!$E$24:$E$47, MATCH(F1365&D1365, Data!$B$24:$B$47,0))","v":1.0684339161496522E-3},{"$f":"SUMPRODUCT((Data!$B$58:$B$60=Model!$F1365)*(Data!$C$57:$K$57=Model!$O1365)*(Data!$C$58:$K$60))","v":1.9802031311051838},60.197968688948166,2,{"$f":"IF(E1365<>\"Serviceable\",E1365,INDEX(Lists!$D$6:$D$8, MATCH(T1365,Lists!$C$6:$C$8,0)))","v":"Limited Life"},{"$f":"INDEX(Lists!$C$12:$C$26, MATCH(H1365, Lists!$B$12:$B$26,0))","v":"HV"}]
[null,2625,1934,"Wood Untreated Dressed","Serviceable","Class 1",0,"lv",800,2020,100,"No",false,10,{"$f":"INDEX(Lists!$B$32:$B$40, MATCH(YEAR(TODAY())-C1366, Lists!$C$32:$C$40,1))","v":"90+"},254.64790894703253,{"$f":"INDEX(Data!$E$24:$E$47, MATCH(F1366&D1366, Data!$B$24:$B$47,0))","v":1.9964561142097742E-3},{"$f":"SUMPRODUCT((Data!$B$58:$B$60=Model!$F1366)*(Data!$C$57:$K$57=Model!$O1366)*(Data!$C$58:$K$60))","v":1.4835341045333483},85.164658954666521,1,{"$f":"IF(E1366<>\"Serviceable\",E1366,INDEX(Lists!$D$6:$D$8, MATCH(T1366,Lists!$C$6:$C$8,0)))","v":"Serviceable"},{"$f":"INDEX(Lists!$C$12:$C$26, MATCH(H1366, Lists!$B$12:$B$26,0))","v":"LV"}]
[null,2626,1963,"Wood Creos Impregnated","Serviceable","Class 3",0,"lv/hv",950,2021,130,"No",false,10,{"$f":"INDEX(Lists!$B$32:$B$40, MATCH(YEAR(TODAY())-C1367, Lists!$C$32:$C$40,1))","v":"61-70"},302.39439187460113,{"$f":"INDEX(Data!$E$24:$E$47, MATCH(F1367&D1367, Data!$B$24:$B$47,0))","v":1.0684339161496522E-3},{"$f":"SUMPRODUCT((Data!$B$58:$B$60=Model!$F1367)*(Data!$C$57:$K$57=Model!$O1367)*(Data!$C$58:$K$60))","v":1.9802031311051838},110.19796868894817,1,{"$f":"IF(E1367<>\"Serviceable\",E1367,INDEX(Lists!$D$6:$D$8, MATCH(T1367,Lists!$C$6:$C$8,0)))","v":"Serviceable"},{"$f":"INDEX(Lists!$C$12:$C$26, MATCH(H1367, Lists!$B$12:$B$26,0))","v":"HV"}]
[null,2627,1969,"Wood Creos Impregnated","Serviceable","Class 3",0,"lv",890,2022,100,"No",false,10,{"$f":"INDEX(Lists!$B$32:$B$40, MATCH(YEAR(TODAY())-C1368, Lists!$C$32:$C$40,1))","v":"51-60"},283.29579870357372,{"$f":"INDEX(Data!$E$24:$E$47, MATCH(F1368&D1368, Data!$B$24:$B$47,0))","v":1.0684339161496522E-3},{"$f":"SUMPRODUCT((Data!$B$58:$B$60=Model!$F1368)*(Data!$C$57:$K$57=Model!$O1368)*(Data!$C$58:$K$60))","v":2.6564859251595059},73.435140748404933,1,{"$f":"IF(E1368<>\"Serviceable\",E1368,INDEX(Lists!$D$6:$D$8, MATCH(T1368,Lists!$C$6:$C$8,0)))","v":"Serviceable"},{"$f":"INDEX(Lists!$C$12:$C$26, MATCH(H1368, Lists!$B$12:$B$26,0))","v":"LV"}]
[null,2628,1935,"Wood Untreated Dressed","Serviceable","Class 1",0,"lv",930,2020,120,"No",false,10,{"$f":"INDEX(Lists!$B$32:$B$40, MATCH(YEAR(TODAY())-C1369, Lists!$C$32:$C$40,1))","v":"81-90"},296.02819415092534,{"$f":"INDEX(Data!$E$24:$E$47, MATCH(F1369&D1369, Data!$B$24:$B$47,0))","v":1.9964561142097742E-3},{"$f":"SUMPRODUCT((Data!$B$58:$B$60=Model!$F1369)*(Data!$C$57:$K$57=Model!$O1369)*(Data!$C$58:$K$60))","v":2.8392735823590045},91.607264176409956,1,{"$f":"IF(E1369<>\"Serviceable\",E1369,INDEX(Lists!$D$6:$D$8, MATCH(T1369,Lists!$C$6:$C$8,0)))","v":"Serviceable"},{"$f":"INDEX(Lists!$C$12:$C$26, MATCH(H1369, Lists!$B$12:$B$26,0))","v":"LV"}]
[null,2629,1963,"Wood Creos Impregnated","Serviceable","Class 3",0,"lv/hv",890,2021,90,"No",false,10,{"$f":"INDEX(Lists!$B$32:$B$40, MATCH(YEAR(TODAY())-C1370, Lists!$C$32:$C$40,1))","v":"61-70"},283.29579870357372,{"$f":"INDEX(Data!$E$24:$E$47, MATCH(F1370&D1370, Data!$B$24:$B$47,0))","v":1.0684339161496522E-3},{"$f":"SUMPRODUCT((Data!$B$58:$B$60=Model!$F1370)*(Data!$C$57:$K$57=Model!$O1370)*(Data!$C$58:$K$60))","v":1.9802031311051838},70.197968688948166,1,{"$f":"IF(E1370<>\"Serviceable\",E1370,INDEX(Lists!$D$6:$D$8, MATCH(T1370,Lists!$C$6:$C$8,0)))","v":"Serviceable"},{"$f":"INDEX(Lists!$C$12:$C$26, MATCH(H1370, Lists!$B$12:$B$26,0))","v":"HV"}]
[null,2632,1979,"Wood Untreated Dressed","Serviceable","Class 1",0,"lv",990,2022,130,"No",false,10,{"$f":"INDEX(Lists!$B$32:$B$40, MATCH(YEAR(TODAY())-C1371, Lists!$C$32:$C$40,1))","v":"41-50"},315.1267873219528,{"$f":"INDEX(Data!$E$24:$E$47, MATCH(F1371&D1371, Data!$B$24:$B$47,0))","v":1.9964561142097742E-3},{"$f":"SUMPRODUCT((Data!$B$58:$B$60=Model!$F1371)*(Data!$C$57:$K$57=Model!$O1371)*(Data!$C$58:$K$60))","v":1.7977578417715214},112.02242158228478,1,{"$f":"IF(E1371<>\"Serviceable\",E1371,INDEX(Lists!$D$6:$D$8, MATCH(T1371,Lists!$C$6:$C$8,0)))","v":"Serviceable"},{"$f":"INDEX(Lists!$C$12:$C$26, MATCH(H1371, Lists!$B$12:$B$26,0))","v":"LV"}]
[null,2634,1963,"Wood Creos Impregnated","Serviceable","Class 3",0,"lv/hv",1080,2021,120,"No",false,10,{"$f":"INDEX(Lists!$B$32:$B$40, MATCH(YEAR(TODAY())-C1372, Lists!$C$32:$C$40,1))","v":"61-70"},343.77467707849394,{"$f":"INDEX(Data!$E$24:$E$47, MATCH(F1372&D1372, Data!$B$24:$B$47,0))","v":1.0684339161496522E-3},{"$f":"SUMPRODUCT((Data!$B$58:$B$60=Model!$F1372)*(Data!$C$57:$K$57=Model!$O1372)*(Data!$C$58:$K$60))","v":1.9802031311051838},100.19796868894817,1,{"$f":"IF(E1372<>\"Serviceable\",E1372,INDEX(Lists!$D$6:$D$8, MATCH(T1372,Lists!$C$6:$C$8,0)))","v":"Serviceable"},{"$f":"INDEX(Lists!$C$12:$C$26, MATCH(H1372, Lists!$B$12:$B$26,0))","v":"HV"}]
[null,2636,1983,"Wood Untreated Dressed","Serviceable","Class 1",0,"lv",1180,2020,120,"No",false,10,{"$f":"INDEX(Lists!$B$32:$B$40, MATCH(YEAR(TODAY())-C1373, Lists!$C$32:$C$40,1))","v":"41-50"},375.60566569687302,{"$f":"INDEX(Data!$E$24:$E$47, MATCH(F1373&D1373, Data!$B$24:$B$47,0))","v":1.9964561142097742E-3},{"$f":"SUMPRODUCT((Data!$B$58:$B$60=Model!$F1373)*(Data!$C$57:$K$57=Model!$O1373)*(Data!$C$58:$K$60))","v":1.7977578417715214},102.02242158228478,1,{"$f":"IF(E1373<>\"Serviceable\",E1373,INDEX(Lists!$D$6:$D$8, MATCH(T1373,Lists!$C$6:$C$8,0)))","v":"Serviceable"},{"$f":"INDEX(Lists!$C$12:$C$26, MATCH(H1373, Lists!$B$12:$B$26,0))","v":"LV"}]
[null,2637,1963,"Wood Creos Impregnated","Serviceable","Class 3",0,"lv/hv",1000,2021,120,"No",false,10,{"$f":"INDEX(Lists!$B$32:$B$40, MATCH(YEAR(TODAY())-C1374, Lists!$C$32:$C$40,1))","v":"61-70"},318.3098861837907,{"$f":"INDEX(Data!$E$24:$E$47, MATCH(F1374&D1374, Data!$B$24:$B$47,0))","v":1.0684339161496522E-3},{"$f":"SUMPRODUCT((Data!$B$58:$B$60=Model!$F1374)*(Data!$C$57:$K$57=Model!$O1374)*(Data!$C$58:$K$60))","v":1.9802031311051838},100.19796868894817,1,{"$f":"IF(E1374<>\"Serviceable\",E1374,INDEX(Lists!$D$6:$D$8, MATCH(T1374,Lists!$C$6:$C$8,0)))","v":"Serviceable"},{"$f":"INDEX(Lists!$C$12:$C$26, MATCH(H1374, Lists!$B$12:$B$26,0))","v":"HV"}]
[null,2638,1966,"Wood Creos Impregnated","Serviceable","Class 3",0,"lv",870,2022,90,"No",false,10,{"$f":"INDEX(Lists!$B$32:$B$40, MATCH(YEAR(TODAY())-C1375, Lists!$C$32:$C$40,1))","v":"51-60"},276.92960097989788,{"$f":"INDEX(Data!$E$24:$E$47, MATCH(F1375&D1375, Data!$B$24:$B$47,0))","v":1.0684339161496522E-3},{"$f":"SUMPRODUCT((Data!$B$58:$B$60=Model!$F1375)*(Data!$C$57:$K$57=Model!$O1375)*(Data!$C$58:$K$60))","v":2.6564859251595059},63.43514074840494,2,{"$f":"IF(E1375<>\"Serviceable\",E1375,INDEX(Lists!$D$6:$D$8, MATCH(T1375,Lists!$C$6:$C$8,0)))","v":"Limited Life"},{"$f":"INDEX(Lists!$C$12:$C$26, MATCH(H1375, Lists!$B$12:$B$26,0))","v":"LV"}]
[null,2639,1960,"Wood Creos Impregnated","Serviceable","Class 3",0,"lv",895,2020,100,"No",false,10,{"$f":"INDEX(Lists!$B$32:$B$40, MATCH(YEAR(TODAY())-C1376, Lists!$C$32:$C$40,1))","v":"61-70"},284.88734813449264,{"$f":"INDEX(Data!$E$24:$E$47, MATCH(F1376&D1376, Data!$B$24:$B$47,0))","v":1.0684339161496522E-3},{"$f":"SUMPRODUCT((Data!$B$58:$B$60=Model!$F1376)*(Data!$C$57:$K$57=Model!$O1376)*(Data!$C$58:$K$60))","v":1.9802031311051838},80.197968688948166,1,{"$f":"IF(E1376<>\"Serviceable\",E1376,INDEX(Lists!$D$6:$D$8, MATCH(T1376,Lists!$C$6:$C$8,0)))","v":"Serviceable"},{"$f":"INDEX(Lists!$C$12:$C$26, MATCH(H1376, Lists!$B$12:$B$26,0))","v":"LV"}]
[null,2640,1972,"Wood Creos Impregnated","Serviceable","Class 3",0,"lv",1200,2021,120,"No",false,10,{"$f":"INDEX(Lists!$B$32:$B$40, MATCH(YEAR(TODAY())-C1377, Lists!$C$32:$C$40,1))","v":"51-60"},381.9718634205488,{"$f":"INDEX(Data!$E$24:$E$47, MATCH(F1377&D1377, Data!$B$24:$B$47,0))","v":1.0684339161496522E-3},{"$f":"SUMPRODUCT((Data!$B$58:$B$60=Model!$F1377)*(Data!$C$57:$K$57=Model!$O1377)*(Data!$C$58:$K$60))","v":2.6564859251595059},93.435140748404933,1,{"$f":"IF(E1377<>\"Serviceable\",E1377,INDEX(Lists!$D$6:$D$8, MATCH(T1377,Lists!$C$6:$C$8,0)))","v":"Serviceable"},{"$f":"INDEX(Lists!$C$12:$C$26, MATCH(H1377, Lists!$B$12:$B$26,0))","v":"LV"}]
[null,2641,1973,"Wood Creos Impregnated","Serviceable","Class 3",0,"lv",1120,2020,120,"No",false,10,{"$f":"INDEX(Lists!$B$32:$B$40, MATCH(YEAR(TODAY())-C1378, Lists!$C$32:$C$40,1))","v":"51-60"},356.50707252584556,{"$f":"INDEX(Data!$E$24:$E$47, MATCH(F1378&D1378, Data!$B$24:$B$47,0))","v":1.0684339161496522E-3},{"$f":"SUMPRODUCT((Data!$B$58:$B$60=Model!$F1378)*(Data!$C$57:$K$57=Model!$O1378)*(Data!$C$58:$K$60))","v":2.6564859251595059},93.435140748404933,1,{"$f":"IF(E1378<>\"Serviceable\",E1378,INDEX(Lists!$D$6:$D$8, MATCH(T1378,Lists!$C$6:$C$8,0)))","v":"Serviceable"},{"$f":"INDEX(Lists!$C$12:$C$26, MATCH(H1378, Lists!$B$12:$B$26,0))","v":"LV"}]
[null,2643,1970,"Wood Creos Impregnated","Serviceable","Class 3",0,"lv",840,2021,90,"No",false,10,{"$f":"INDEX(Lists!$B$32:$B$40, MATCH(YEAR(TODAY())-C1379, Lists!$C$32:$C$40,1))","v":"51-60"},267.38030439438415,{"$f":"INDEX(Data!$E$24:$E$47, MATCH(F1379&D1379, Data!$B$24:$B$47,0))","v":1.0684339161496522E-3},{"$f":"SUMPRODUCT((Data!$B$58:$B$60=Model!$F1379)*(Data!$C$57:$K$57=Model!$O1379)*(Data!$C$58:$K$60))","v":2.6564859251595059},63.43514074840494,2,{"$f":"IF(E1379<>\"Serviceable\",E1379,INDEX(Lists!$D$6:$D$8, MATCH(T1379,Lists!$C$6:$C$8,0)))","v":"Limited Life"},{"$f":"INDEX(Lists!$C$12:$C$26, MATCH(H1379, Lists!$B$12:$B$26,0))","v":"LV"}]
[null,2644,1994,"Wood Untreated Dressed","Serviceable","Unknown",0,"sub-transmission",1068,2023,120,"No",false,10,{"$f":"INDEX(Lists!$B$32:$B$40, MATCH(YEAR(TODAY())-C1380, Lists!$C$32:$C$40,1))","v":"31-40"},339.95495844428842,{"$f":"INDEX(Data!$E$24:$E$47, MATCH(F1380&D1380, Data!$B$24:$B$47,0))","v":1.8301435406698563E-3},{"$f":"SUMPRODUCT((Data!$B$58:$B$60=Model!$F1380)*(Data!$C$57:$K$57=Model!$O1380)*(Data!$C$58:$K$60))","v":0},120,1,{"$f":"IF(E1380<>\"Serviceable\",E1380,INDEX(Lists!$D$6:$D$8, MATCH(T1380,Lists!$C$6:$C$8,0)))","v":"Serviceable"},{"$f":"INDEX(Lists!$C$12:$C$26, MATCH(H1380, Lists!$B$12:$B$26,0))","v":"Sub-T"}]
[null,2646,1968,"Wood Creos Impregnated","Serviceable","Class 3",0,"lv",880,2021,100,"No",false,10,{"$f":"INDEX(Lists!$B$32:$B$40, MATCH(YEAR(TODAY())-C1381, Lists!$C$32:$C$40,1))","v":"51-60"},280.11269984173578,{"$f":"INDEX(Data!$E$24:$E$47, MATCH(F1381&D1381, Data!$B$24:$B$47,0))","v":1.0684339161496522E-3},{"$f":"SUMPRODUCT((Data!$B$58:$B$60=Model!$F1381)*(Data!$C$57:$K$57=Model!$O1381)*(Data!$C$58:$K$60))","v":2.6564859251595059},73.435140748404933,1,{"$f":"IF(E1381<>\"Serviceable\",E1381,INDEX(Lists!$D$6:$D$8, MATCH(T1381,Lists!$C$6:$C$8,0)))","v":"Serviceable"},{"$f":"INDEX(Lists!$C$12:$C$26, MATCH(H1381, Lists!$B$12:$B$26,0))","v":"LV"}]
[null,2648,1964,"Wood Creos Impregnated","Serviceable","Class 3",0,"lv",920,2022,100,"No",false,10,{"$f":"INDEX(Lists!$B$32:$B$40, MATCH(YEAR(TODAY())-C1382, Lists!$C$32:$C$40,1))","v":"61-70"},292.84509528908745,{"$f":"INDEX(Data!$E$24:$E$47, MATCH(F1382&D1382, Data!$B$24:$B$47,0))","v":1.0684339161496522E-3},{"$f":"SUMPRODUCT((Data!$B$58:$B$60=Model!$F1382)*(Data!$C$57:$K$57=Model!$O1382)*(Data!$C$58:$K$60))","v":1.9802031311051838},80.197968688948166,1,{"$f":"IF(E1382<>\"Serviceable\",E1382,INDEX(Lists!$D$6:$D$8, MATCH(T1382,Lists!$C$6:$C$8,0)))","v":"Serviceable"},{"$f":"INDEX(Lists!$C$12:$C$26, MATCH(H1382, Lists!$B$12:$B$26,0))","v":"LV"}]
[null,2649,1972,"Wood Creos Impregnated","Serviceable","Class 1",0,"lv",950,2021,140,"No",false,10,{"$f":"INDEX(Lists!$B$32:$B$40, MATCH(YEAR(TODAY())-C1383, Lists!$C$32:$C$40,1))","v":"51-60"},302.39439187460113,{"$f":"INDEX(Data!$E$24:$E$47, MATCH(F1383&D1383, Data!$B$24:$B$47,0))","v":9.9474993092014377E-4},{"$f":"SUMPRODUCT((Data!$B$58:$B$60=Model!$F1383)*(Data!$C$57:$K$57=Model!$O1383)*(Data!$C$58:$K$60))","v":1.3557210085184006},126.44278991481599,1,{"$f":"IF(E1383<>\"Serviceable\",E1383,INDEX(Lists!$D$6:$D$8, MATCH(T1383,Lists!$C$6:$C$8,0)))","v":"Serviceable"},{"$f":"INDEX(Lists!$C$12:$C$26, MATCH(H1383, Lists!$B$12:$B$26,0))","v":"LV"}]
[null,2652,1976,"Wood Creos Impregnated","Serviceable","Class 1",0,"lv",870,2021,130,"No",false,10,{"$f":"INDEX(Lists!$B$32:$B$40, MATCH(YEAR(TODAY())-C1384, Lists!$C$32:$C$40,1))","v":"41-50"},276.92960097989788,{"$f":"INDEX(Data!$E$24:$E$47, MATCH(F1384&D1384, Data!$B$24:$B$47,0))","v":9.9474993092014377E-4},{"$f":"SUMPRODUCT((Data!$B$58:$B$60=Model!$F1384)*(Data!$C$57:$K$57=Model!$O1384)*(Data!$C$58:$K$60))","v":1.7977578417715214},112.02242158228478,1,{"$f":"IF(E1384<>\"Serviceable\",E1384,INDEX(Lists!$D$6:$D$8, MATCH(T1384,Lists!$C$6:$C$8,0)))","v":"Serviceable"},{"$f":"INDEX(Lists!$C$12:$C$26, MATCH(H1384, Lists!$B$12:$B$26,0))","v":"LV"}]
[null,2653,1934,"Wood Untreated Dressed","Serviceable","Class 1",0,"lv",850,2023,100,"No",false,10,{"$f":"INDEX(Lists!$B$32:$B$40, MATCH(YEAR(TODAY())-C1385, Lists!$C$32:$C$40,1))","v":"90+"},270.5634032562221,{"$f":"INDEX(Data!$E$24:$E$47, MATCH(F1385&D1385, Data!$B$24:$B$47,0))","v":1.9964561142097742E-3},{"$f":"SUMPRODUCT((Data!$B$58:$B$60=Model!$F1385)*(Data!$C$57:$K$57=Model!$O1385)*(Data!$C$58:$K$60))","v":1.4835341045333483},85.164658954666521,1,{"$f":"IF(E1385<>\"Serviceable\",E1385,INDEX(Lists!$D$6:$D$8, MATCH(T1385,Lists!$C$6:$C$8,0)))","v":"Serviceable"},{"$f":"INDEX(Lists!$C$12:$C$26, MATCH(H1385, Lists!$B$12:$B$26,0))","v":"LV"}]
[null,2655,1979,"Wood Creos Impregnated","Serviceable","Class 3",0,"lv",950,2021,110,"No",false,10,{"$f":"INDEX(Lists!$B$32:$B$40, MATCH(YEAR(TODAY())-C1386, Lists!$C$32:$C$40,1))","v":"41-50"},302.39439187460113,{"$f":"INDEX(Data!$E$24:$E$47, MATCH(F1386&D1386, Data!$B$24:$B$47,0))","v":1.0684339161496522E-3},{"$f":"SUMPRODUCT((Data!$B$58:$B$60=Model!$F1386)*(Data!$C$57:$K$57=Model!$O1386)*(Data!$C$58:$K$60))","v":3.2595928155551883},77.404071844448112,1,{"$f":"IF(E1386<>\"Serviceable\",E1386,INDEX(Lists!$D$6:$D$8, MATCH(T1386,Lists!$C$6:$C$8,0)))","v":"Serviceable"},{"$f":"INDEX(Lists!$C$12:$C$26, MATCH(H1386, Lists!$B$12:$B$26,0))","v":"LV"}]
[null,2656,1960,"Wood Creos Impregnated","Serviceable","Class 3",0,"lv",880,2023,100,"No",false,10,{"$f":"INDEX(Lists!$B$32:$B$40, MATCH(YEAR(TODAY())-C1387, Lists!$C$32:$C$40,1))","v":"61-70"},280.11269984173578,{"$f":"INDEX(Data!$E$24:$E$47, MATCH(F1387&D1387, Data!$B$24:$B$47,0))","v":1.0684339161496522E-3},{"$f":"SUMPRODUCT((Data!$B$58:$B$60=Model!$F1387)*(Data!$C$57:$K$57=Model!$O1387)*(Data!$C$58:$K$60))","v":1.9802031311051838},80.197968688948166,1,{"$f":"IF(E1387<>\"Serviceable\",E1387,INDEX(Lists!$D$6:$D$8, MATCH(T1387,Lists!$C$6:$C$8,0)))","v":"Serviceable"},{"$f":"INDEX(Lists!$C$12:$C$26, MATCH(H1387, Lists!$B$12:$B$26,0))","v":"LV"}]
[null,2658,1983,"Wood Creos Impregnated","Serviceable","Class 3",0,"lv/hv",970,2021,110,"No",false,10,{"$f":"INDEX(Lists!$B$32:$B$40, MATCH(YEAR(TODAY())-C1388, Lists!$C$32:$C$40,1))","v":"41-50"},308.76058959827697,{"$f":"INDEX(Data!$E$24:$E$47, MATCH(F1388&D1388, Data!$B$24:$B$47,0))","v":1.0684339161496522E-3},{"$f":"SUMPRODUCT((Data!$B$58:$B$60=Model!$F1388)*(Data!$C$57:$K$57=Model!$O1388)*(Data!$C$58:$K$60))","v":3.2595928155551883},77.404071844448112,1,{"$f":"IF(E1388<>\"Serviceable\",E1388,INDEX(Lists!$D$6:$D$8, MATCH(T1388,Lists!$C$6:$C$8,0)))","v":"Serviceable"},{"$f":"INDEX(Lists!$C$12:$C$26, MATCH(H1388, Lists!$B$12:$B$26,0))","v":"HV"}]
[null,2664,1972,"Wood Creos Impregnated","Serviceable","Class 3",0,"lv",1230,2021,100,"No",false,10,{"$f":"INDEX(Lists!$B$32:$B$40, MATCH(YEAR(TODAY())-C1389, Lists!$C$32:$C$40,1))","v":"51-60"},391.52116000606253,{"$f":"INDEX(Data!$E$24:$E$47, MATCH(F1389&D1389, Data!$B$24:$B$47,0))","v":1.0684339161496522E-3},{"$f":"SUMPRODUCT((Data!$B$58:$B$60=Model!$F1389)*(Data!$C$57:$K$57=Model!$O1389)*(Data!$C$58:$K$60))","v":2.6564859251595059},73.435140748404933,1,{"$f":"IF(E1389<>\"Serviceable\",E1389,INDEX(Lists!$D$6:$D$8, MATCH(T1389,Lists!$C$6:$C$8,0)))","v":"Serviceable"},{"$f":"INDEX(Lists!$C$12:$C$26, MATCH(H1389, Lists!$B$12:$B$26,0))","v":"LV"}]
[null,2667,1972,"Wood Creos Impregnated","Serviceable","Class 3",0,"lv",1130,2021,100,"No",false,10,{"$f":"INDEX(Lists!$B$32:$B$40, MATCH(YEAR(TODAY())-C1390, Lists!$C$32:$C$40,1))","v":"51-60"},359.69017138768345,{"$f":"INDEX(Data!$E$24:$E$47, MATCH(F1390&D1390, Data!$B$24:$B$47,0))","v":1.0684339161496522E-3},{"$f":"SUMPRODUCT((Data!$B$58:$B$60=Model!$F1390)*(Data!$C$57:$K$57=Model!$O1390)*(Data!$C$58:$K$60))","v":2.6564859251595059},73.435140748404933,1,{"$f":"IF(E1390<>\"Serviceable\",E1390,INDEX(Lists!$D$6:$D$8, MATCH(T1390,Lists!$C$6:$C$8,0)))","v":"Serviceable"},{"$f":"INDEX(Lists!$C$12:$C$26, MATCH(H1390, Lists!$B$12:$B$26,0))","v":"LV"}]
[null,2673,1974,"Wood Creos Impregnated","Serviceable","Class 3",0,"lv/hv",1100,2021,100,"No",false,10,{"$f":"INDEX(Lists!$B$32:$B$40, MATCH(YEAR(TODAY())-C1391, Lists!$C$32:$C$40,1))","v":"51-60"},350.14087480216978,{"$f":"INDEX(Data!$E$24:$E$47, MATCH(F1391&D1391, Data!$B$24:$B$47,0))","v":1.0684339161496522E-3},{"$f":"SUMPRODUCT((Data!$B$58:$B$60=Model!$F1391)*(Data!$C$57:$K$57=Model!$O1391)*(Data!$C$58:$K$60))","v":2.6564859251595059},73.435140748404933,1,{"$f":"IF(E1391<>\"Serviceable\",E1391,INDEX(Lists!$D$6:$D$8, MATCH(T1391,Lists!$C$6:$C$8,0)))","v":"Serviceable"},{"$f":"INDEX(Lists!$C$12:$C$26, MATCH(H1391, Lists!$B$12:$B$26,0))","v":"HV"}]
[null,2675,1942,"Wood Untreated Dressed","Serviceable","Class 1",0,"lv",817,2022,100,"No",false,10,{"$f":"INDEX(Lists!$B$32:$B$40, MATCH(YEAR(TODAY())-C1392, Lists!$C$32:$C$40,1))","v":"81-90"},260.05917701215697,{"$f":"INDEX(Data!$E$24:$E$47, MATCH(F1392&D1392, Data!$B$24:$B$47,0))","v":1.9964561142097742E-3},{"$f":"SUMPRODUCT((Data!$B$58:$B$60=Model!$F1392)*(Data!$C$57:$K$57=Model!$O1392)*(Data!$C$58:$K$60))","v":2.8392735823590045},71.607264176409956,1,{"$f":"IF(E1392<>\"Serviceable\",E1392,INDEX(Lists!$D$6:$D$8, MATCH(T1392,Lists!$C$6:$C$8,0)))","v":"Serviceable"},{"$f":"INDEX(Lists!$C$12:$C$26, MATCH(H1392, Lists!$B$12:$B$26,0))","v":"LV"}]
[null,2676,1971,"Wood Creos Impregnated","Serviceable","Class 3",0,"lv",830,2021,70,"No",false,10,{"$f":"INDEX(Lists!$B$32:$B$40, MATCH(YEAR(TODAY())-C1393, Lists!$C$32:$C$40,1))","v":"51-60"},264.19720553254626,{"$f":"INDEX(Data!$E$24:$E$47, MATCH(F1393&D1393, Data!$B$24:$B$47,0))","v":1.0684339161496522E-3},{"$f":"SUMPRODUCT((Data!$B$58:$B$60=Model!$F1393)*(Data!$C$57:$K$57=Model!$O1393)*(Data!$C$58:$K$60))","v":2.6564859251595059},43.43514074840494,2,{"$f":"IF(E1393<>\"Serviceable\",E1393,INDEX(Lists!$D$6:$D$8, MATCH(T1393,Lists!$C$6:$C$8,0)))","v":"Limited Life"},{"$f":"INDEX(Lists!$C$12:$C$26, MATCH(H1393, Lists!$B$12:$B$26,0))","v":"LV"}]
[null,2677,1958,"Wood Untreated Round","Serviceable","Class 1",0,"lv/hv",974,2020,120,"No",false,10,{"$f":"INDEX(Lists!$B$32:$B$40, MATCH(YEAR(TODAY())-C1394, Lists!$C$32:$C$40,1))","v":"61-70"},310.0338291430121,{"$f":"INDEX(Data!$E$24:$E$47, MATCH(F1394&D1394, Data!$B$24:$B$47,0))","v":1.9964561142097742E-3},{"$f":"SUMPRODUCT((Data!$B$58:$B$60=Model!$F1394)*(Data!$C$57:$K$57=Model!$O1394)*(Data!$C$58:$K$60))","v":2.3795837981601728},96.204162018398279,1,{"$f":"IF(E1394<>\"Serviceable\",E1394,INDEX(Lists!$D$6:$D$8, MATCH(T1394,Lists!$C$6:$C$8,0)))","v":"Serviceable"},{"$f":"INDEX(Lists!$C$12:$C$26, MATCH(H1394, Lists!$B$12:$B$26,0))","v":"HV"}]
[null,2679,1986,"Wood Untreated Dressed","Serviceable","Class 1",0,"lv/hv",990,2021,150,"No",false,10,{"$f":"INDEX(Lists!$B$32:$B$40, MATCH(YEAR(TODAY())-C1395, Lists!$C$32:$C$40,1))","v":"31-40"},315.1267873219528,{"$f":"INDEX(Data!$E$24:$E$47, MATCH(F1395&D1395, Data!$B$24:$B$47,0))","v":1.9964561142097742E-3},{"$f":"SUMPRODUCT((Data!$B$58:$B$60=Model!$F1395)*(Data!$C$57:$K$57=Model!$O1395)*(Data!$C$58:$K$60))","v":3.0038452968326621},119.96154703167338,1,{"$f":"IF(E1395<>\"Serviceable\",E1395,INDEX(Lists!$D$6:$D$8, MATCH(T1395,Lists!$C$6:$C$8,0)))","v":"Serviceable"},{"$f":"INDEX(Lists!$C$12:$C$26, MATCH(H1395, Lists!$B$12:$B$26,0))","v":"HV"}]
[null,2682,1985,"Wood Untreated Dressed","Serviceable","Class 1",0,"lv",880,2021,120,"No",false,10,{"$f":"INDEX(Lists!$B$32:$B$40, MATCH(YEAR(TODAY())-C1396, Lists!$C$32:$C$40,1))","v":"31-40"},280.11269984173578,{"$f":"INDEX(Data!$E$24:$E$47, MATCH(F1396&D1396, Data!$B$24:$B$47,0))","v":1.9964561142097742E-3},{"$f":"SUMPRODUCT((Data!$B$58:$B$60=Model!$F1396)*(Data!$C$57:$K$57=Model!$O1396)*(Data!$C$58:$K$60))","v":3.0038452968326621},89.961547031673376,1,{"$f":"IF(E1396<>\"Serviceable\",E1396,INDEX(Lists!$D$6:$D$8, MATCH(T1396,Lists!$C$6:$C$8,0)))","v":"Serviceable"},{"$f":"INDEX(Lists!$C$12:$C$26, MATCH(H1396, Lists!$B$12:$B$26,0))","v":"LV"}]
[null,2685,1986,"Wood Untreated Dressed","Serviceable","Class 1",0,"lv/hv",1050,2020,140,"No",false,10,{"$f":"INDEX(Lists!$B$32:$B$40, MATCH(YEAR(TODAY())-C1397, Lists!$C$32:$C$40,1))","v":"31-40"},334.22538049298021,{"$f":"INDEX(Data!$E$24:$E$47, MATCH(F1397&D1397, Data!$B$24:$B$47,0))","v":1.9964561142097742E-3},{"$f":"SUMPRODUCT((Data!$B$58:$B$60=Model!$F1397)*(Data!$C$57:$K$57=Model!$O1397)*(Data!$C$58:$K$60))","v":3.0038452968326621},109.96154703167338,1,{"$f":"IF(E1397<>\"Serviceable\",E1397,INDEX(Lists!$D$6:$D$8, MATCH(T1397,Lists!$C$6:$C$8,0)))","v":"Serviceable"},{"$f":"INDEX(Lists!$C$12:$C$26, MATCH(H1397, Lists!$B$12:$B$26,0))","v":"HV"}]
[null,2686,1973,"Wood Creos Impregnated","Serviceable","Class 3",0,"lv/hv/sub-transmission",1131,2021,110,"No",false,10,{"$f":"INDEX(Lists!$B$32:$B$40, MATCH(YEAR(TODAY())-C1398, Lists!$C$32:$C$40,1))","v":"51-60"},360.00848127386729,{"$f":"INDEX(Data!$E$24:$E$47, MATCH(F1398&D1398, Data!$B$24:$B$47,0))","v":1.0684339161496522E-3},{"$f":"SUMPRODUCT((Data!$B$58:$B$60=Model!$F1398)*(Data!$C$57:$K$57=Model!$O1398)*(Data!$C$58:$K$60))","v":2.6564859251595059},83.435140748404933,1,{"$f":"IF(E1398<>\"Serviceable\",E1398,INDEX(Lists!$D$6:$D$8, MATCH(T1398,Lists!$C$6:$C$8,0)))","v":"Serviceable"},{"$f":"INDEX(Lists!$C$12:$C$26, MATCH(H1398, Lists!$B$12:$B$26,0))","v":"Sub-T"}]
[null,2688,1994,"Wood Untreated Dressed","Serviceable","Class 1",0,"lv/sub-transmission",1000,2023,150,"No",false,10,{"$f":"INDEX(Lists!$B$32:$B$40, MATCH(YEAR(TODAY())-C1399, Lists!$C$32:$C$40,1))","v":"31-40"},318.3098861837907,{"$f":"INDEX(Data!$E$24:$E$47, MATCH(F1399&D1399, Data!$B$24:$B$47,0))","v":1.9964561142097742E-3},{"$f":"SUMPRODUCT((Data!$B$58:$B$60=Model!$F1399)*(Data!$C$57:$K$57=Model!$O1399)*(Data!$C$58:$K$60))","v":3.0038452968326621},119.96154703167338,1,{"$f":"IF(E1399<>\"Serviceable\",E1399,INDEX(Lists!$D$6:$D$8, MATCH(T1399,Lists!$C$6:$C$8,0)))","v":"Serviceable"},{"$f":"INDEX(Lists!$C$12:$C$26, MATCH(H1399, Lists!$B$12:$B$26,0))","v":"Sub-T"}]
[null,2691,1973,"Wood Creos Impregnated","Serviceable","Class 1",0,"lv/future hv",974,2021,130,"No",false,10,{"$f":"INDEX(Lists!$B$32:$B$40, MATCH(YEAR(TODAY())-C1400, Lists!$C$32:$C$40,1))","v":"51-60"},310.0338291430121,{"$f":"INDEX(Data!$E$24:$E$47, MATCH(F1400&D1400, Data!$B$24:$B$47,0))","v":9.9474993092014377E-4},{"$f":"SUMPRODUCT((Data!$B$58:$B$60=Model!$F1400)*(Data!$C$57:$K$57=Model!$O1400)*(Data!$C$58:$K$60))","v":1.3557210085184006},116.44278991481599,1,{"$f":"IF(E1400<>\"Serviceable\",E1400,INDEX(Lists!$D$6:$D$8, MATCH(T1400,Lists!$C$6:$C$8,0)))","v":"Serviceable"},{"$f":"INDEX(Lists!$C$12:$C$26, MATCH(H1400, Lists!$B$12:$B$26,0))","v":"LV"}]
[null,2693,1966,"Wood Creos Impregnated","Serviceable","Class 3",0,"lv",970,2022,90,"No",false,10,{"$f":"INDEX(Lists!$B$32:$B$40, MATCH(YEAR(TODAY())-C1401, Lists!$C$32:$C$40,1))","v":"51-60"},308.76058959827697,{"$f":"INDEX(Data!$E$24:$E$47, MATCH(F1401&D1401, Data!$B$24:$B$47,0))","v":1.0684339161496522E-3},{"$f":"SUMPRODUCT((Data!$B$58:$B$60=Model!$F1401)*(Data!$C$57:$K$57=Model!$O1401)*(Data!$C$58:$K$60))","v":2.6564859251595059},63.43514074840494,2,{"$f":"IF(E1401<>\"Serviceable\",E1401,INDEX(Lists!$D$6:$D$8, MATCH(T1401,Lists!$C$6:$C$8,0)))","v":"Limited Life"},{"$f":"INDEX(Lists!$C$12:$C$26, MATCH(H1401, Lists!$B$12:$B$26,0))","v":"LV"}]
[null,2694,1948,"Wood Untreated Round","Serviceable","Class 1",0,"lv",940,2023,90,"No",false,10,{"$f":"INDEX(Lists!$B$32:$B$40, MATCH(YEAR(TODAY())-C1402, Lists!$C$32:$C$40,1))","v":"71-80"},299.21129301276324,{"$f":"INDEX(Data!$E$24:$E$47, MATCH(F1402&D1402, Data!$B$24:$B$47,0))","v":1.9964561142097742E-3},{"$f":"SUMPRODUCT((Data!$B$58:$B$60=Model!$F1402)*(Data!$C$57:$K$57=Model!$O1402)*(Data!$C$58:$K$60))","v":2.0707751244791428},69.292248755208576,1,{"$f":"IF(E1402<>\"Serviceable\",E1402,INDEX(Lists!$D$6:$D$8, MATCH(T1402,Lists!$C$6:$C$8,0)))","v":"Serviceable"},{"$f":"INDEX(Lists!$C$12:$C$26, MATCH(H1402, Lists!$B$12:$B$26,0))","v":"LV"}]
[null,2695,1971,"Wood Creos Impregnated","Serviceable","Class 3",0,"lv/hv/sub-transmission",1320,2021,120,"No",false,10,{"$f":"INDEX(Lists!$B$32:$B$40, MATCH(YEAR(TODAY())-C1403, Lists!$C$32:$C$40,1))","v":"51-60"},420.16904976260372,{"$f":"INDEX(Data!$E$24:$E$47, MATCH(F1403&D1403, Data!$B$24:$B$47,0))","v":1.0684339161496522E-3},{"$f":"SUMPRODUCT((Data!$B$58:$B$60=Model!$F1403)*(Data!$C$57:$K$57=Model!$O1403)*(Data!$C$58:$K$60))","v":2.6564859251595059},93.435140748404933,1,{"$f":"IF(E1403<>\"Serviceable\",E1403,INDEX(Lists!$D$6:$D$8, MATCH(T1403,Lists!$C$6:$C$8,0)))","v":"Serviceable"},{"$f":"INDEX(Lists!$C$12:$C$26, MATCH(H1403, Lists!$B$12:$B$26,0))","v":"Sub-T"}]
[null,2697,1971,"Wood Creos Impregnated","Serviceable","Class 3",0,"lv/hv/sub-transmission",1037,2021,130,"No",false,10,{"$f":"INDEX(Lists!$B$32:$B$40, MATCH(YEAR(TODAY())-C1404, Lists!$C$32:$C$40,1))","v":"51-60"},330.08735197259097,{"$f":"INDEX(Data!$E$24:$E$47, MATCH(F1404&D1404, Data!$B$24:$B$47,0))","v":1.0684339161496522E-3},{"$f":"SUMPRODUCT((Data!$B$58:$B$60=Model!$F1404)*(Data!$C$57:$K$57=Model!$O1404)*(Data!$C$58:$K$60))","v":2.6564859251595059},103.43514074840493,1,{"$f":"IF(E1404<>\"Serviceable\",E1404,INDEX(Lists!$D$6:$D$8, MATCH(T1404,Lists!$C$6:$C$8,0)))","v":"Serviceable"},{"$f":"INDEX(Lists!$C$12:$C$26, MATCH(H1404, Lists!$B$12:$B$26,0))","v":"Sub-T"}]
[null,2700,1970,"Wood Creos Impregnated","Serviceable","Class 3",0,"lv/hv",750,2023,100,"No",false,10,{"$f":"INDEX(Lists!$B$32:$B$40, MATCH(YEAR(TODAY())-C1405, Lists!$C$32:$C$40,1))","v":"51-60"},238.73241463784302,{"$f":"INDEX(Data!$E$24:$E$47, MATCH(F1405&D1405, Data!$B$24:$B$47,0))","v":1.0684339161496522E-3},{"$f":"SUMPRODUCT((Data!$B$58:$B$60=Model!$F1405)*(Data!$C$57:$K$57=Model!$O1405)*(Data!$C$58:$K$60))","v":2.6564859251595059},73.435140748404933,1,{"$f":"IF(E1405<>\"Serviceable\",E1405,INDEX(Lists!$D$6:$D$8, MATCH(T1405,Lists!$C$6:$C$8,0)))","v":"Serviceable"},{"$f":"INDEX(Lists!$C$12:$C$26, MATCH(H1405, Lists!$B$12:$B$26,0))","v":"HV"}]
[null,2701,1958,"Wood Creos Impregnated","Serviceable","Class 3",0,"lv",820,2022,100,"No",false,10,{"$f":"INDEX(Lists!$B$32:$B$40, MATCH(YEAR(TODAY())-C1406, Lists!$C$32:$C$40,1))","v":"61-70"},261.01410667070837,{"$f":"INDEX(Data!$E$24:$E$47, MATCH(F1406&D1406, Data!$B$24:$B$47,0))","v":1.0684339161496522E-3},{"$f":"SUMPRODUCT((Data!$B$58:$B$60=Model!$F1406)*(Data!$C$57:$K$57=Model!$O1406)*(Data!$C$58:$K$60))","v":1.9802031311051838},80.197968688948166,1,{"$f":"IF(E1406<>\"Serviceable\",E1406,INDEX(Lists!$D$6:$D$8, MATCH(T1406,Lists!$C$6:$C$8,0)))","v":"Serviceable"},{"$f":"INDEX(Lists!$C$12:$C$26, MATCH(H1406, Lists!$B$12:$B$26,0))","v":"LV"}]
[null,2703,1954,"Wood Untreated Round","Serviceable","Class 1",0,"lv/hv",800,2023,80,"No",false,10,{"$f":"INDEX(Lists!$B$32:$B$40, MATCH(YEAR(TODAY())-C1407, Lists!$C$32:$C$40,1))","v":"71-80"},254.64790894703253,{"$f":"INDEX(Data!$E$24:$E$47, MATCH(F1407&D1407, Data!$B$24:$B$47,0))","v":1.9964561142097742E-3},{"$f":"SUMPRODUCT((Data!$B$58:$B$60=Model!$F1407)*(Data!$C$57:$K$57=Model!$O1407)*(Data!$C$58:$K$60))","v":2.0707751244791428},59.292248755208576,1,{"$f":"IF(E1407<>\"Serviceable\",E1407,INDEX(Lists!$D$6:$D$8, MATCH(T1407,Lists!$C$6:$C$8,0)))","v":"Serviceable"},{"$f":"INDEX(Lists!$C$12:$C$26, MATCH(H1407, Lists!$B$12:$B$26,0))","v":"HV"}]
[null,2705,1964,"Wood Creos Impregnated","Serviceable","Class 3",0,"lv",880,2021,110,"No",false,10,{"$f":"INDEX(Lists!$B$32:$B$40, MATCH(YEAR(TODAY())-C1408, Lists!$C$32:$C$40,1))","v":"61-70"},280.11269984173578,{"$f":"INDEX(Data!$E$24:$E$47, MATCH(F1408&D1408, Data!$B$24:$B$47,0))","v":1.0684339161496522E-3},{"$f":"SUMPRODUCT((Data!$B$58:$B$60=Model!$F1408)*(Data!$C$57:$K$57=Model!$O1408)*(Data!$C$58:$K$60))","v":1.9802031311051838},90.197968688948166,1,{"$f":"IF(E1408<>\"Serviceable\",E1408,INDEX(Lists!$D$6:$D$8, MATCH(T1408,Lists!$C$6:$C$8,0)))","v":"Serviceable"},{"$f":"INDEX(Lists!$C$12:$C$26, MATCH(H1408, Lists!$B$12:$B$26,0))","v":"LV"}]
[null,2706,1985,"Wood Untreated Dressed","Serviceable","Class 1",0,"lv/hv",920,2023,130,"No",false,10,{"$f":"INDEX(Lists!$B$32:$B$40, MATCH(YEAR(TODAY())-C1409, Lists!$C$32:$C$40,1))","v":"31-40"},292.84509528908745,{"$f":"INDEX(Data!$E$24:$E$47, MATCH(F1409&D1409, Data!$B$24:$B$47,0))","v":1.9964561142097742E-3},{"$f":"SUMPRODUCT((Data!$B$58:$B$60=Model!$F1409)*(Data!$C$57:$K$57=Model!$O1409)*(Data!$C$58:$K$60))","v":3.0038452968326621},99.961547031673376,1,{"$f":"IF(E1409<>\"Serviceable\",E1409,INDEX(Lists!$D$6:$D$8, MATCH(T1409,Lists!$C$6:$C$8,0)))","v":"Serviceable"},{"$f":"INDEX(Lists!$C$12:$C$26, MATCH(H1409, Lists!$B$12:$B$26,0))","v":"HV"}]
[null,2707,1967,"Wood Creos Impregnated","Serviceable","Class 3",0,"lv",1200,2022,100,"No",false,10,{"$f":"INDEX(Lists!$B$32:$B$40, MATCH(YEAR(TODAY())-C1410, Lists!$C$32:$C$40,1))","v":"51-60"},381.9718634205488,{"$f":"INDEX(Data!$E$24:$E$47, MATCH(F1410&D1410, Data!$B$24:$B$47,0))","v":1.0684339161496522E-3},{"$f":"SUMPRODUCT((Data!$B$58:$B$60=Model!$F1410)*(Data!$C$57:$K$57=Model!$O1410)*(Data!$C$58:$K$60))","v":2.6564859251595059},73.435140748404933,1,{"$f":"IF(E1410<>\"Serviceable\",E1410,INDEX(Lists!$D$6:$D$8, MATCH(T1410,Lists!$C$6:$C$8,0)))","v":"Serviceable"},{"$f":"INDEX(Lists!$C$12:$C$26, MATCH(H1410, Lists!$B$12:$B$26,0))","v":"LV"}]
[null,2708,1980,"Wood Creos Impregnated","Serviceable","Class 3",0,"lv",850,2020,90,"No",false,10,{"$f":"INDEX(Lists!$B$32:$B$40, MATCH(YEAR(TODAY())-C1411, Lists!$C$32:$C$40,1))","v":"41-50"},270.5634032562221,{"$f":"INDEX(Data!$E$24:$E$47, MATCH(F1411&D1411, Data!$B$24:$B$47,0))","v":1.0684339161496522E-3},{"$f":"SUMPRODUCT((Data!$B$58:$B$60=Model!$F1411)*(Data!$C$57:$K$57=Model!$O1411)*(Data!$C$58:$K$60))","v":3.2595928155551883},57.404071844448119,2,{"$f":"IF(E1411<>\"Serviceable\",E1411,INDEX(Lists!$D$6:$D$8, MATCH(T1411,Lists!$C$6:$C$8,0)))","v":"Limited Life"},{"$f":"INDEX(Lists!$C$12:$C$26, MATCH(H1411, Lists!$B$12:$B$26,0))","v":"LV"}]
[null,2709,1964,"Wood Creos Impregnated","Serviceable","Class 3",0,"lv/hv",817,2021,90,"No",false,10,{"$f":"INDEX(Lists!$B$32:$B$40, MATCH(YEAR(TODAY())-C1412, Lists!$C$32:$C$40,1))","v":"61-70"},260.05917701215697,{"$f":"INDEX(Data!$E$24:$E$47, MATCH(F1412&D1412, Data!$B$24:$B$47,0))","v":1.0684339161496522E-3},{"$f":"SUMPRODUCT((Data!$B$58:$B$60=Model!$F1412)*(Data!$C$57:$K$57=Model!$O1412)*(Data!$C$58:$K$60))","v":1.9802031311051838},70.197968688948166,1,{"$f":"IF(E1412<>\"Serviceable\",E1412,INDEX(Lists!$D$6:$D$8, MATCH(T1412,Lists!$C$6:$C$8,0)))","v":"Serviceable"},{"$f":"INDEX(Lists!$C$12:$C$26, MATCH(H1412, Lists!$B$12:$B$26,0))","v":"HV"}]
[null,2713,1972,"Wood Creos Impregnated","Serviceable","Class 1",0,"lv/future hv",790,2022,120,"No",false,10,{"$f":"INDEX(Lists!$B$32:$B$40, MATCH(YEAR(TODAY())-C1413, Lists!$C$32:$C$40,1))","v":"51-60"},251.46481008519464,{"$f":"INDEX(Data!$E$24:$E$47, MATCH(F1413&D1413, Data!$B$24:$B$47,0))","v":9.9474993092014377E-4},{"$f":"SUMPRODUCT((Data!$B$58:$B$60=Model!$F1413)*(Data!$C$57:$K$57=Model!$O1413)*(Data!$C$58:$K$60))","v":1.3557210085184006},106.44278991481599,1,{"$f":"IF(E1413<>\"Serviceable\",E1413,INDEX(Lists!$D$6:$D$8, MATCH(T1413,Lists!$C$6:$C$8,0)))","v":"Serviceable"},{"$f":"INDEX(Lists!$C$12:$C$26, MATCH(H1413, Lists!$B$12:$B$26,0))","v":"LV"}]
[null,2715,1967,"Wood Creos Impregnated","Serviceable","Class 3",0,"lv",850,2022,110,"No",false,10,{"$f":"INDEX(Lists!$B$32:$B$40, MATCH(YEAR(TODAY())-C1414, Lists!$C$32:$C$40,1))","v":"51-60"},270.5634032562221,{"$f":"INDEX(Data!$E$24:$E$47, MATCH(F1414&D1414, Data!$B$24:$B$47,0))","v":1.0684339161496522E-3},{"$f":"SUMPRODUCT((Data!$B$58:$B$60=Model!$F1414)*(Data!$C$57:$K$57=Model!$O1414)*(Data!$C$58:$K$60))","v":2.6564859251595059},83.435140748404933,1,{"$f":"IF(E1414<>\"Serviceable\",E1414,INDEX(Lists!$D$6:$D$8, MATCH(T1414,Lists!$C$6:$C$8,0)))","v":"Serviceable"},{"$f":"INDEX(Lists!$C$12:$C$26, MATCH(H1414, Lists!$B$12:$B$26,0))","v":"LV"}]
[null,2716,1972,"Wood Creos Impregnated","Serviceable","Class 1",0,"lv/hv",950,2021,120,"No",false,10,{"$f":"INDEX(Lists!$B$32:$B$40, MATCH(YEAR(TODAY())-C1415, Lists!$C$32:$C$40,1))","v":"51-60"},302.39439187460113,{"$f":"INDEX(Data!$E$24:$E$47, MATCH(F1415&D1415, Data!$B$24:$B$47,0))","v":9.9474993092014377E-4},{"$f":"SUMPRODUCT((Data!$B$58:$B$60=Model!$F1415)*(Data!$C$57:$K$57=Model!$O1415)*(Data!$C$58:$K$60))","v":1.3557210085184006},106.44278991481599,1,{"$f":"IF(E1415<>\"Serviceable\",E1415,INDEX(Lists!$D$6:$D$8, MATCH(T1415,Lists!$C$6:$C$8,0)))","v":"Serviceable"},{"$f":"INDEX(Lists!$C$12:$C$26, MATCH(H1415, Lists!$B$12:$B$26,0))","v":"HV"}]
[null,2719,1972,"Wood Creos Impregnated","Serviceable","Class 1",0,"lv/hv",848,2022,130,"No",false,{"$f":"IF(L1416=\"No\",ROUND((End_year-J1416)/5,0)*5,ROUND((End_year-J1416)/3,0)*3)","v":10},{"$f":"INDEX(Lists!$B$32:$B$40, MATCH(YEAR(TODAY())-C1416, Lists!$C$32:$C$40,1))","v":"51-60"},269.92678348385448,{"$f":"INDEX(Data!$E$24:$E$47, MATCH(F1416&D1416, Data!$B$24:$B$47,0))","v":9.9474993092014377E-4},{"$f":"SUMPRODUCT((Data!$B$58:$B$60=Model!$F1416)*(Data!$C$57:$K$57=Model!$O1416)*(Data!$C$58:$K$60))","v":1.3557210085184006},{"$f":"IF(IF(K1416>=700,999,(K1416-R1416*N1416))<0,0,IF(K1416>=700,999,(K1416-R1416*N1416)))","v":116.44278991481599},{"$f":"IF(S1416<30,3,IF(AND(F1416=\"Class 1\",S1416<50),2,IF(AND(F1416=\"Class 1\",S1416>=50),1,IF(S1416<70,2,1))))","v":1},{"$f":"IF(E1416<>\"Serviceable\",E1416,INDEX(Lists!$D$6:$D$8, MATCH(T1416,Lists!$C$6:$C$8,0)))","v":"Serviceable"},{"$f":"INDEX(Lists!$C$12:$C$26, MATCH(H1416, Lists!$B$12:$B$26,0))","v":"HV"}]
[null,2720,1970,"Wood Creos Impregnated","Serviceable","Class 3",0,"lv/hv",820,2023,100,"No",{"$f":"IF(G1417=0,FALSE,TRUE)","v":false},10,{"$f":"INDEX(Lists!$B$32:$B$40, MATCH(YEAR(TODAY())-C1417, Lists!$C$32:$C$40,1))","v":"51-60"},{"$f":"I1417/PI()","v":261.01410667070837},{"$f":"INDEX(Data!$E$24:$E$47, MATCH(F1417&D1417, Data!$B$24:$B$47,0))","v":1.0684339161496522E-3},{"$f":"SUMPRODUCT((Data!$B$58:$B$60=Model!$F1417)*(Data!$C$57:$K$57=Model!$O1417)*(Data!$C$58:$K$60))","v":2.6564859251595059},73.435140748404933,1,{"$f":"IF(E1417<>\"Serviceable\",E1417,INDEX(Lists!$D$6:$D$8, MATCH(T1417,Lists!$C$6:$C$8,0)))","v":"Serviceable"},{"$f":"INDEX(Lists!$C$12:$C$26, MATCH(H1417, Lists!$B$12:$B$26,0))","v":"HV"}]
[null,2721,1942,"Wood Untreated Dressed","Serviceable","Class 1",0,"lv",950,2022,100,"No",false,10,{"$f":"INDEX(Lists!$B$32:$B$40, MATCH(YEAR(TODAY())-C1418, Lists!$C$32:$C$40,1))","v":"81-90"},302.39439187460113,{"$f":"INDEX(Data!$E$24:$E$47, MATCH(F1418&D1418, Data!$B$24:$B$47,0))","v":1.9964561142097742E-3},{"$f":"SUMPRODUCT((Data!$B$58:$B$60=Model!$F1418)*(Data!$C$57:$K$57=Model!$O1418)*(Data!$C$58:$K$60))","v":2.8392735823590045},71.607264176409956,1,{"$f":"IF(E1418<>\"Serviceable\",E1418,INDEX(Lists!$D$6:$D$8, MATCH(T1418,Lists!$C$6:$C$8,0)))","v":"Serviceable"},{"$f":"INDEX(Lists!$C$12:$C$26, MATCH(H1418, Lists!$B$12:$B$26,0))","v":"LV"}]
[null,2722,1972,"Wood Creos Impregnated","Serviceable","Class 1",0,"lv/future hv",720,2022,120,"No",false,10,{"$f":"INDEX(Lists!$B$32:$B$40, MATCH(YEAR(TODAY())-C1419, Lists!$C$32:$C$40,1))","v":"51-60"},229.18311805232929,{"$f":"INDEX(Data!$E$24:$E$47, MATCH(F1419&D1419, Data!$B$24:$B$47,0))","v":9.9474993092014377E-4},{"$f":"SUMPRODUCT((Data!$B$58:$B$60=Model!$F1419)*(Data!$C$57:$K$57=Model!$O1419)*(Data!$C$58:$K$60))","v":1.3557210085184006},106.44278991481599,1,{"$f":"IF(E1419<>\"Serviceable\",E1419,INDEX(Lists!$D$6:$D$8, MATCH(T1419,Lists!$C$6:$C$8,0)))","v":"Serviceable"},{"$f":"INDEX(Lists!$C$12:$C$26, MATCH(H1419, Lists!$B$12:$B$26,0))","v":"LV"}]
[null,2723,1980,"Wood Untreated Dressed","Serviceable","Class 1",0,"lv",780,2023,100,"No",false,10,{"$f":"INDEX(Lists!$B$32:$B$40, MATCH(YEAR(TODAY())-C1420, Lists!$C$32:$C$40,1))","v":"41-50"},248.28171122335672,{"$f":"INDEX(Data!$E$24:$E$47, MATCH(F1420&D1420, Data!$B$24:$B$47,0))","v":1.9964561142097742E-3},{"$f":"SUMPRODUCT((Data!$B$58:$B$60=Model!$F1420)*(Data!$C$57:$K$57=Model!$O1420)*(Data!$C$58:$K$60))","v":1.7977578417715214},82.022421582284778,1,{"$f":"IF(E1420<>\"Serviceable\",E1420,INDEX(Lists!$D$6:$D$8, MATCH(T1420,Lists!$C$6:$C$8,0)))","v":"Serviceable"},{"$f":"INDEX(Lists!$C$12:$C$26, MATCH(H1420, Lists!$B$12:$B$26,0))","v":"LV"}]
[null,2724,1968,"Wood Creos Impregnated","Serviceable","Class 3",0,"lv/hv",860,2020,70,"No",false,10,{"$f":"INDEX(Lists!$B$32:$B$40, MATCH(YEAR(TODAY())-C1421, Lists!$C$32:$C$40,1))","v":"51-60"},273.74650211805999,{"$f":"INDEX(Data!$E$24:$E$47, MATCH(F1421&D1421, Data!$B$24:$B$47,0))","v":1.0684339161496522E-3},{"$f":"SUMPRODUCT((Data!$B$58:$B$60=Model!$F1421)*(Data!$C$57:$K$57=Model!$O1421)*(Data!$C$58:$K$60))","v":2.6564859251595059},43.43514074840494,2,{"$f":"IF(E1421<>\"Serviceable\",E1421,INDEX(Lists!$D$6:$D$8, MATCH(T1421,Lists!$C$6:$C$8,0)))","v":"Limited Life"},{"$f":"INDEX(Lists!$C$12:$C$26, MATCH(H1421, Lists!$B$12:$B$26,0))","v":"HV"}]
[null,2725,1972,"Wood Creos Impregnated","Serviceable","Class 1",0,"lv/future hv",817,2022,140,"No",false,10,{"$f":"INDEX(Lists!$B$32:$B$40, MATCH(YEAR(TODAY())-C1422, Lists!$C$32:$C$40,1))","v":"51-60"},260.05917701215697,{"$f":"INDEX(Data!$E$24:$E$47, MATCH(F1422&D1422, Data!$B$24:$B$47,0))","v":9.9474993092014377E-4},{"$f":"SUMPRODUCT((Data!$B$58:$B$60=Model!$F1422)*(Data!$C$57:$K$57=Model!$O1422)*(Data!$C$58:$K$60))","v":1.3557210085184006},126.44278991481599,1,{"$f":"IF(E1422<>\"Serviceable\",E1422,INDEX(Lists!$D$6:$D$8, MATCH(T1422,Lists!$C$6:$C$8,0)))","v":"Serviceable"},{"$f":"INDEX(Lists!$C$12:$C$26, MATCH(H1422, Lists!$B$12:$B$26,0))","v":"LV"}]
[null,2726,1981,"Wood Untreated Dressed","Serviceable","Class 1",0,"lv",780,2023,100,"No",false,10,{"$f":"INDEX(Lists!$B$32:$B$40, MATCH(YEAR(TODAY())-C1423, Lists!$C$32:$C$40,1))","v":"41-50"},248.28171122335672,{"$f":"INDEX(Data!$E$24:$E$47, MATCH(F1423&D1423, Data!$B$24:$B$47,0))","v":1.9964561142097742E-3},{"$f":"SUMPRODUCT((Data!$B$58:$B$60=Model!$F1423)*(Data!$C$57:$K$57=Model!$O1423)*(Data!$C$58:$K$60))","v":1.7977578417715214},82.022421582284778,1,{"$f":"IF(E1423<>\"Serviceable\",E1423,INDEX(Lists!$D$6:$D$8, MATCH(T1423,Lists!$C$6:$C$8,0)))","v":"Serviceable"},{"$f":"INDEX(Lists!$C$12:$C$26, MATCH(H1423, Lists!$B$12:$B$26,0))","v":"LV"}]
[null,2727,1983,"Wood Untreated Dressed","Serviceable","Class 1",0,"lv/hv",999,2022,140,"No",false,10,{"$f":"INDEX(Lists!$B$32:$B$40, MATCH(YEAR(TODAY())-C1424, Lists!$C$32:$C$40,1))","v":"41-50"},317.99157629760691,{"$f":"INDEX(Data!$E$24:$E$47, MATCH(F1424&D1424, Data!$B$24:$B$47,0))","v":1.9964561142097742E-3},{"$f":"SUMPRODUCT((Data!$B$58:$B$60=Model!$F1424)*(Data!$C$57:$K$57=Model!$O1424)*(Data!$C$58:$K$60))","v":1.7977578417715214},122.02242158228478,1,{"$f":"IF(E1424<>\"Serviceable\",E1424,INDEX(Lists!$D$6:$D$8, MATCH(T1424,Lists!$C$6:$C$8,0)))","v":"Serviceable"},{"$f":"INDEX(Lists!$C$12:$C$26, MATCH(H1424, Lists!$B$12:$B$26,0))","v":"HV"}]
[null,2730,1982,"Wood Untreated Dressed","Serviceable","Class 1",0,"lv",900,2022,100,"No",false,10,{"$f":"INDEX(Lists!$B$32:$B$40, MATCH(YEAR(TODAY())-C1425, Lists!$C$32:$C$40,1))","v":"41-50"},286.47889756541161,{"$f":"INDEX(Data!$E$24:$E$47, MATCH(F1425&D1425, Data!$B$24:$B$47,0))","v":1.9964561142097742E-3},{"$f":"SUMPRODUCT((Data!$B$58:$B$60=Model!$F1425)*(Data!$C$57:$K$57=Model!$O1425)*(Data!$C$58:$K$60))","v":1.7977578417715214},82.022421582284778,1,{"$f":"IF(E1425<>\"Serviceable\",E1425,INDEX(Lists!$D$6:$D$8, MATCH(T1425,Lists!$C$6:$C$8,0)))","v":"Serviceable"},{"$f":"INDEX(Lists!$C$12:$C$26, MATCH(H1425, Lists!$B$12:$B$26,0))","v":"LV"}]
[null,2732,1946,"Wood Untreated Dressed","Serviceable","Class 1",0,"lv",940,2023,100,"No",false,10,{"$f":"INDEX(Lists!$B$32:$B$40, MATCH(YEAR(TODAY())-C1426, Lists!$C$32:$C$40,1))","v":"71-80"},299.21129301276324,{"$f":"INDEX(Data!$E$24:$E$47, MATCH(F1426&D1426, Data!$B$24:$B$47,0))","v":1.9964561142097742E-3},{"$f":"SUMPRODUCT((Data!$B$58:$B$60=Model!$F1426)*(Data!$C$57:$K$57=Model!$O1426)*(Data!$C$58:$K$60))","v":2.0707751244791428},79.292248755208576,1,{"$f":"IF(E1426<>\"Serviceable\",E1426,INDEX(Lists!$D$6:$D$8, MATCH(T1426,Lists!$C$6:$C$8,0)))","v":"Serviceable"},{"$f":"INDEX(Lists!$C$12:$C$26, MATCH(H1426, Lists!$B$12:$B$26,0))","v":"LV"}]
[null,2735,1946,"Wood Untreated Dressed","Serviceable","Class 1",0,"lv",942,2020,99,"No",false,10,{"$f":"INDEX(Lists!$B$32:$B$40, MATCH(YEAR(TODAY())-C1427, Lists!$C$32:$C$40,1))","v":"71-80"},299.8479127851308,{"$f":"INDEX(Data!$E$24:$E$47, MATCH(F1427&D1427, Data!$B$24:$B$47,0))","v":1.9964561142097742E-3},{"$f":"SUMPRODUCT((Data!$B$58:$B$60=Model!$F1427)*(Data!$C$57:$K$57=Model!$O1427)*(Data!$C$58:$K$60))","v":2.0707751244791428},78.292248755208576,1,{"$f":"IF(E1427<>\"Serviceable\",E1427,INDEX(Lists!$D$6:$D$8, MATCH(T1427,Lists!$C$6:$C$8,0)))","v":"Serviceable"},{"$f":"INDEX(Lists!$C$12:$C$26, MATCH(H1427, Lists!$B$12:$B$26,0))","v":"LV"}]
[null,2737,1972,"Wood Creos Impregnated","Serviceable","Class 1",0,"lv/hv",930,2021,110,"No",false,10,{"$f":"INDEX(Lists!$B$32:$B$40, MATCH(YEAR(TODAY())-C1428, Lists!$C$32:$C$40,1))","v":"51-60"},296.02819415092534,{"$f":"INDEX(Data!$E$24:$E$47, MATCH(F1428&D1428, Data!$B$24:$B$47,0))","v":9.9474993092014377E-4},{"$f":"SUMPRODUCT((Data!$B$58:$B$60=Model!$F1428)*(Data!$C$57:$K$57=Model!$O1428)*(Data!$C$58:$K$60))","v":1.3557210085184006},96.44278991481599,1,{"$f":"IF(E1428<>\"Serviceable\",E1428,INDEX(Lists!$D$6:$D$8, MATCH(T1428,Lists!$C$6:$C$8,0)))","v":"Serviceable"},{"$f":"INDEX(Lists!$C$12:$C$26, MATCH(H1428, Lists!$B$12:$B$26,0))","v":"HV"}]
[null,2739,1935,"Wood Untreated Dressed","Serviceable","Class 1",0,"lv",999,2022,100,"No",false,10,{"$f":"INDEX(Lists!$B$32:$B$40, MATCH(YEAR(TODAY())-C1429, Lists!$C$32:$C$40,1))","v":"81-90"},317.99157629760691,{"$f":"INDEX(Data!$E$24:$E$47, MATCH(F1429&D1429, Data!$B$24:$B$47,0))","v":1.9964561142097742E-3},{"$f":"SUMPRODUCT((Data!$B$58:$B$60=Model!$F1429)*(Data!$C$57:$K$57=Model!$O1429)*(Data!$C$58:$K$60))","v":2.8392735823590045},71.607264176409956,1,{"$f":"IF(E1429<>\"Serviceable\",E1429,INDEX(Lists!$D$6:$D$8, MATCH(T1429,Lists!$C$6:$C$8,0)))","v":"Serviceable"},{"$f":"INDEX(Lists!$C$12:$C$26, MATCH(H1429, Lists!$B$12:$B$26,0))","v":"LV"}]
[null,2740,1972,"Wood Creos Impregnated","Serviceable","Class 1",0,"lv/hv",780,2021,120,"No",false,10,{"$f":"INDEX(Lists!$B$32:$B$40, MATCH(YEAR(TODAY())-C1430, Lists!$C$32:$C$40,1))","v":"51-60"},248.28171122335672,{"$f":"INDEX(Data!$E$24:$E$47, MATCH(F1430&D1430, Data!$B$24:$B$47,0))","v":9.9474993092014377E-4},{"$f":"SUMPRODUCT((Data!$B$58:$B$60=Model!$F1430)*(Data!$C$57:$K$57=Model!$O1430)*(Data!$C$58:$K$60))","v":1.3557210085184006},106.44278991481599,1,{"$f":"IF(E1430<>\"Serviceable\",E1430,INDEX(Lists!$D$6:$D$8, MATCH(T1430,Lists!$C$6:$C$8,0)))","v":"Serviceable"},{"$f":"INDEX(Lists!$C$12:$C$26, MATCH(H1430, Lists!$B$12:$B$26,0))","v":"HV"}]
[null,2744,1946,"Wood Untreated Dressed","Serviceable","Class 1",0,"lv",1030,2020,100,"No",false,10,{"$f":"INDEX(Lists!$B$32:$B$40, MATCH(YEAR(TODAY())-C1431, Lists!$C$32:$C$40,1))","v":"71-80"},327.85918276930443,{"$f":"INDEX(Data!$E$24:$E$47, MATCH(F1431&D1431, Data!$B$24:$B$47,0))","v":1.9964561142097742E-3},{"$f":"SUMPRODUCT((Data!$B$58:$B$60=Model!$F1431)*(Data!$C$57:$K$57=Model!$O1431)*(Data!$C$58:$K$60))","v":2.0707751244791428},79.292248755208576,1,{"$f":"IF(E1431<>\"Serviceable\",E1431,INDEX(Lists!$D$6:$D$8, MATCH(T1431,Lists!$C$6:$C$8,0)))","v":"Serviceable"},{"$f":"INDEX(Lists!$C$12:$C$26, MATCH(H1431, Lists!$B$12:$B$26,0))","v":"LV"}]
[null,2747,1933,"Wood Untreated Dressed","Serviceable","Class 1",0,"lv",927,2020,100,"No",false,10,{"$f":"INDEX(Lists!$B$32:$B$40, MATCH(YEAR(TODAY())-C1432, Lists!$C$32:$C$40,1))","v":"90+"},295.07326449237394,{"$f":"INDEX(Data!$E$24:$E$47, MATCH(F1432&D1432, Data!$B$24:$B$47,0))","v":1.9964561142097742E-3},{"$f":"SUMPRODUCT((Data!$B$58:$B$60=Model!$F1432)*(Data!$C$57:$K$57=Model!$O1432)*(Data!$C$58:$K$60))","v":1.4835341045333483},85.164658954666521,1,{"$f":"IF(E1432<>\"Serviceable\",E1432,INDEX(Lists!$D$6:$D$8, MATCH(T1432,Lists!$C$6:$C$8,0)))","v":"Serviceable"},{"$f":"INDEX(Lists!$C$12:$C$26, MATCH(H1432, Lists!$B$12:$B$26,0))","v":"LV"}]
[null,2748,1983,"Wood Untreated Dressed","Serviceable","Class 1",0,"lv/hv",1090,2022,100,"No",false,10,{"$f":"INDEX(Lists!$B$32:$B$40, MATCH(YEAR(TODAY())-C1433, Lists!$C$32:$C$40,1))","v":"41-50"},346.95777594033183,{"$f":"INDEX(Data!$E$24:$E$47, MATCH(F1433&D1433, Data!$B$24:$B$47,0))","v":1.9964561142097742E-3},{"$f":"SUMPRODUCT((Data!$B$58:$B$60=Model!$F1433)*(Data!$C$57:$K$57=Model!$O1433)*(Data!$C$58:$K$60))","v":1.7977578417715214},82.022421582284778,1,{"$f":"IF(E1433<>\"Serviceable\",E1433,INDEX(Lists!$D$6:$D$8, MATCH(T1433,Lists!$C$6:$C$8,0)))","v":"Serviceable"},{"$f":"INDEX(Lists!$C$12:$C$26, MATCH(H1433, Lists!$B$12:$B$26,0))","v":"HV"}]
[null,2752,1991,"Wood Untreated Dressed","Serviceable","Class 1",0,"lv/hv/sub-transmission",1100,2021,130,"No",false,10,{"$f":"INDEX(Lists!$B$32:$B$40, MATCH(YEAR(TODAY())-C1434, Lists!$C$32:$C$40,1))","v":"31-40"},350.14087480216978,{"$f":"INDEX(Data!$E$24:$E$47, MATCH(F1434&D1434, Data!$B$24:$B$47,0))","v":1.9964561142097742E-3},{"$f":"SUMPRODUCT((Data!$B$58:$B$60=Model!$F1434)*(Data!$C$57:$K$57=Model!$O1434)*(Data!$C$58:$K$60))","v":3.0038452968326621},99.961547031673376,1,{"$f":"IF(E1434<>\"Serviceable\",E1434,INDEX(Lists!$D$6:$D$8, MATCH(T1434,Lists!$C$6:$C$8,0)))","v":"Serviceable"},{"$f":"INDEX(Lists!$C$12:$C$26, MATCH(H1434, Lists!$B$12:$B$26,0))","v":"Sub-T"}]
[null,2753,1982,"Wood Untreated Dressed","Serviceable","Class 1",0,"lv",942,2020,120,"No",false,10,{"$f":"INDEX(Lists!$B$32:$B$40, MATCH(YEAR(TODAY())-C1435, Lists!$C$32:$C$40,1))","v":"41-50"},299.8479127851308,{"$f":"INDEX(Data!$E$24:$E$47, MATCH(F1435&D1435, Data!$B$24:$B$47,0))","v":1.9964561142097742E-3},{"$f":"SUMPRODUCT((Data!$B$58:$B$60=Model!$F1435)*(Data!$C$57:$K$57=Model!$O1435)*(Data!$C$58:$K$60))","v":1.7977578417715214},102.02242158228478,1,{"$f":"IF(E1435<>\"Serviceable\",E1435,INDEX(Lists!$D$6:$D$8, MATCH(T1435,Lists!$C$6:$C$8,0)))","v":"Serviceable"},{"$f":"INDEX(Lists!$C$12:$C$26, MATCH(H1435, Lists!$B$12:$B$26,0))","v":"LV"}]
[null,2754,1988,"Wood Creos Impregnated","Serviceable","Class 1",0,"lv/hv",940,2022,100,"No",false,10,{"$f":"INDEX(Lists!$B$32:$B$40, MATCH(YEAR(TODAY())-C1436, Lists!$C$32:$C$40,1))","v":"31-40"},299.21129301276324,{"$f":"INDEX(Data!$E$24:$E$47, MATCH(F1436&D1436, Data!$B$24:$B$47,0))","v":9.9474993092014377E-4},{"$f":"SUMPRODUCT((Data!$B$58:$B$60=Model!$F1436)*(Data!$C$57:$K$57=Model!$O1436)*(Data!$C$58:$K$60))","v":3.0038452968326621},69.961547031673376,1,{"$f":"IF(E1436<>\"Serviceable\",E1436,INDEX(Lists!$D$6:$D$8, MATCH(T1436,Lists!$C$6:$C$8,0)))","v":"Serviceable"},{"$f":"INDEX(Lists!$C$12:$C$26, MATCH(H1436, Lists!$B$12:$B$26,0))","v":"HV"}]
[null,2756,1964,"Wood Creos Impregnated","Serviceable","Class 3",0,"lv",1070,2020,130,"No",false,10,{"$f":"INDEX(Lists!$B$32:$B$40, MATCH(YEAR(TODAY())-C1437, Lists!$C$32:$C$40,1))","v":"61-70"},340.59157821665605,{"$f":"INDEX(Data!$E$24:$E$47, MATCH(F1437&D1437, Data!$B$24:$B$47,0))","v":1.0684339161496522E-3},{"$f":"SUMPRODUCT((Data!$B$58:$B$60=Model!$F1437)*(Data!$C$57:$K$57=Model!$O1437)*(Data!$C$58:$K$60))","v":1.9802031311051838},110.19796868894817,1,{"$f":"IF(E1437<>\"Serviceable\",E1437,INDEX(Lists!$D$6:$D$8, MATCH(T1437,Lists!$C$6:$C$8,0)))","v":"Serviceable"},{"$f":"INDEX(Lists!$C$12:$C$26, MATCH(H1437, Lists!$B$12:$B$26,0))","v":"LV"}]
[null,2758,1969,"Wood Creos Impregnated","Serviceable","Class 3",0,"lv/future hv",990,2021,110,"No",false,10,{"$f":"INDEX(Lists!$B$32:$B$40, MATCH(YEAR(TODAY())-C1438, Lists!$C$32:$C$40,1))","v":"51-60"},315.1267873219528,{"$f":"INDEX(Data!$E$24:$E$47, MATCH(F1438&D1438, Data!$B$24:$B$47,0))","v":1.0684339161496522E-3},{"$f":"SUMPRODUCT((Data!$B$58:$B$60=Model!$F1438)*(Data!$C$57:$K$57=Model!$O1438)*(Data!$C$58:$K$60))","v":2.6564859251595059},83.435140748404933,1,{"$f":"IF(E1438<>\"Serviceable\",E1438,INDEX(Lists!$D$6:$D$8, MATCH(T1438,Lists!$C$6:$C$8,0)))","v":"Serviceable"},{"$f":"INDEX(Lists!$C$12:$C$26, MATCH(H1438, Lists!$B$12:$B$26,0))","v":"LV"}]
[null,2760,1989,"Wood Untreated Dressed","Serviceable","Class 1",0,"lv",890,2022,110,"No",false,10,{"$f":"INDEX(Lists!$B$32:$B$40, MATCH(YEAR(TODAY())-C1439, Lists!$C$32:$C$40,1))","v":"31-40"},283.29579870357372,{"$f":"INDEX(Data!$E$24:$E$47, MATCH(F1439&D1439, Data!$B$24:$B$47,0))","v":1.9964561142097742E-3},{"$f":"SUMPRODUCT((Data!$B$58:$B$60=Model!$F1439)*(Data!$C$57:$K$57=Model!$O1439)*(Data!$C$58:$K$60))","v":3.0038452968326621},79.961547031673376,1,{"$f":"IF(E1439<>\"Serviceable\",E1439,INDEX(Lists!$D$6:$D$8, MATCH(T1439,Lists!$C$6:$C$8,0)))","v":"Serviceable"},{"$f":"INDEX(Lists!$C$12:$C$26, MATCH(H1439, Lists!$B$12:$B$26,0))","v":"LV"}]
[null,2761,1969,"Wood Creos Impregnated","Serviceable","Class 3",0,"lv/hv",950,2021,90,"No",false,10,{"$f":"INDEX(Lists!$B$32:$B$40, MATCH(YEAR(TODAY())-C1440, Lists!$C$32:$C$40,1))","v":"51-60"},302.39439187460113,{"$f":"INDEX(Data!$E$24:$E$47, MATCH(F1440&D1440, Data!$B$24:$B$47,0))","v":1.0684339161496522E-3},{"$f":"SUMPRODUCT((Data!$B$58:$B$60=Model!$F1440)*(Data!$C$57:$K$57=Model!$O1440)*(Data!$C$58:$K$60))","v":2.6564859251595059},63.43514074840494,2,{"$f":"IF(E1440<>\"Serviceable\",E1440,INDEX(Lists!$D$6:$D$8, MATCH(T1440,Lists!$C$6:$C$8,0)))","v":"Limited Life"},{"$f":"INDEX(Lists!$C$12:$C$26, MATCH(H1440, Lists!$B$12:$B$26,0))","v":"HV"}]
[null,2762,1974,"Wood Untreated Dressed","Serviceable","Class 1",0,"lv",900,2020,140,"No",false,10,{"$f":"INDEX(Lists!$B$32:$B$40, MATCH(YEAR(TODAY())-C1441, Lists!$C$32:$C$40,1))","v":"51-60"},286.47889756541161,{"$f":"INDEX(Data!$E$24:$E$47, MATCH(F1441&D1441, Data!$B$24:$B$47,0))","v":1.9964561142097742E-3},{"$f":"SUMPRODUCT((Data!$B$58:$B$60=Model!$F1441)*(Data!$C$57:$K$57=Model!$O1441)*(Data!$C$58:$K$60))","v":1.3557210085184006},126.44278991481599,1,{"$f":"IF(E1441<>\"Serviceable\",E1441,INDEX(Lists!$D$6:$D$8, MATCH(T1441,Lists!$C$6:$C$8,0)))","v":"Serviceable"},{"$f":"INDEX(Lists!$C$12:$C$26, MATCH(H1441, Lists!$B$12:$B$26,0))","v":"LV"}]
[null,2763,1971,"Wood Creos Impregnated","Serviceable","Class 3",0,"lv/hv",1100,2022,90,"No",false,10,{"$f":"INDEX(Lists!$B$32:$B$40, MATCH(YEAR(TODAY())-C1442, Lists!$C$32:$C$40,1))","v":"51-60"},350.14087480216978,{"$f":"INDEX(Data!$E$24:$E$47, MATCH(F1442&D1442, Data!$B$24:$B$47,0))","v":1.0684339161496522E-3},{"$f":"SUMPRODUCT((Data!$B$58:$B$60=Model!$F1442)*(Data!$C$57:$K$57=Model!$O1442)*(Data!$C$58:$K$60))","v":2.6564859251595059},63.43514074840494,2,{"$f":"IF(E1442<>\"Serviceable\",E1442,INDEX(Lists!$D$6:$D$8, MATCH(T1442,Lists!$C$6:$C$8,0)))","v":"Limited Life"},{"$f":"INDEX(Lists!$C$12:$C$26, MATCH(H1442, Lists!$B$12:$B$26,0))","v":"HV"}]
[null,2764,1969,"Wood Creos Impregnated","Serviceable","Class 3",0,"lv/future hv",1080,2021,100,"No",false,10,{"$f":"INDEX(Lists!$B$32:$B$40, MATCH(YEAR(TODAY())-C1443, Lists!$C$32:$C$40,1))","v":"51-60"},343.77467707849394,{"$f":"INDEX(Data!$E$24:$E$47, MATCH(F1443&D1443, Data!$B$24:$B$47,0))","v":1.0684339161496522E-3},{"$f":"SUMPRODUCT((Data!$B$58:$B$60=Model!$F1443)*(Data!$C$57:$K$57=Model!$O1443)*(Data!$C$58:$K$60))","v":2.6564859251595059},73.435140748404933,1,{"$f":"IF(E1443<>\"Serviceable\",E1443,INDEX(Lists!$D$6:$D$8, MATCH(T1443,Lists!$C$6:$C$8,0)))","v":"Serviceable"},{"$f":"INDEX(Lists!$C$12:$C$26, MATCH(H1443, Lists!$B$12:$B$26,0))","v":"LV"}]
[null,2766,1984,"Wood Untreated Dressed","Serviceable","Class 1",0,"lv/hv",1090,2022,150,"No",false,10,{"$f":"INDEX(Lists!$B$32:$B$40, MATCH(YEAR(TODAY())-C1444, Lists!$C$32:$C$40,1))","v":"41-50"},346.95777594033183,{"$f":"INDEX(Data!$E$24:$E$47, MATCH(F1444&D1444, Data!$B$24:$B$47,0))","v":1.9964561142097742E-3},{"$f":"SUMPRODUCT((Data!$B$58:$B$60=Model!$F1444)*(Data!$C$57:$K$57=Model!$O1444)*(Data!$C$58:$K$60))","v":1.7977578417715214},132.02242158228478,1,{"$f":"IF(E1444<>\"Serviceable\",E1444,INDEX(Lists!$D$6:$D$8, MATCH(T1444,Lists!$C$6:$C$8,0)))","v":"Serviceable"},{"$f":"INDEX(Lists!$C$12:$C$26, MATCH(H1444, Lists!$B$12:$B$26,0))","v":"HV"}]
[null,2767,1968,"Wood Creos Impregnated","Serviceable","Class 3",0,"lv/future hv",920,2021,100,"No",false,10,{"$f":"INDEX(Lists!$B$32:$B$40, MATCH(YEAR(TODAY())-C1445, Lists!$C$32:$C$40,1))","v":"51-60"},292.84509528908745,{"$f":"INDEX(Data!$E$24:$E$47, MATCH(F1445&D1445, Data!$B$24:$B$47,0))","v":1.0684339161496522E-3},{"$f":"SUMPRODUCT((Data!$B$58:$B$60=Model!$F1445)*(Data!$C$57:$K$57=Model!$O1445)*(Data!$C$58:$K$60))","v":2.6564859251595059},73.435140748404933,1,{"$f":"IF(E1445<>\"Serviceable\",E1445,INDEX(Lists!$D$6:$D$8, MATCH(T1445,Lists!$C$6:$C$8,0)))","v":"Serviceable"},{"$f":"INDEX(Lists!$C$12:$C$26, MATCH(H1445, Lists!$B$12:$B$26,0))","v":"LV"}]
[null,2768,1954,"Wood Untreated Dressed","Serviceable","Class 1",0,"lv",620,2020,100,"No",false,10,{"$f":"INDEX(Lists!$B$32:$B$40, MATCH(YEAR(TODAY())-C1446, Lists!$C$32:$C$40,1))","v":"71-80"},197.35212943395021,{"$f":"INDEX(Data!$E$24:$E$47, MATCH(F1446&D1446, Data!$B$24:$B$47,0))","v":1.9964561142097742E-3},{"$f":"SUMPRODUCT((Data!$B$58:$B$60=Model!$F1446)*(Data!$C$57:$K$57=Model!$O1446)*(Data!$C$58:$K$60))","v":2.0707751244791428},79.292248755208576,1,{"$f":"IF(E1446<>\"Serviceable\",E1446,INDEX(Lists!$D$6:$D$8, MATCH(T1446,Lists!$C$6:$C$8,0)))","v":"Serviceable"},{"$f":"INDEX(Lists!$C$12:$C$26, MATCH(H1446, Lists!$B$12:$B$26,0))","v":"LV"}]
[null,2770,1969,"Wood Creos Impregnated","Serviceable","Class 3",0,"lv/future hv",1210,2021,110,"No",false,10,{"$f":"INDEX(Lists!$B$32:$B$40, MATCH(YEAR(TODAY())-C1447, Lists!$C$32:$C$40,1))","v":"51-60"},385.15496228238675,{"$f":"INDEX(Data!$E$24:$E$47, MATCH(F1447&D1447, Data!$B$24:$B$47,0))","v":1.0684339161496522E-3},{"$f":"SUMPRODUCT((Data!$B$58:$B$60=Model!$F1447)*(Data!$C$57:$K$57=Model!$O1447)*(Data!$C$58:$K$60))","v":2.6564859251595059},83.435140748404933,1,{"$f":"IF(E1447<>\"Serviceable\",E1447,INDEX(Lists!$D$6:$D$8, MATCH(T1447,Lists!$C$6:$C$8,0)))","v":"Serviceable"},{"$f":"INDEX(Lists!$C$12:$C$26, MATCH(H1447, Lists!$B$12:$B$26,0))","v":"LV"}]
[null,2771,1970,"Wood Untreated Round","Serviceable","Class 2",0,"lv",800,2020,90,"No",false,10,{"$f":"INDEX(Lists!$B$32:$B$40, MATCH(YEAR(TODAY())-C1448, Lists!$C$32:$C$40,1))","v":"51-60"},254.64790894703253,{"$f":"INDEX(Data!$E$24:$E$47, MATCH(F1448&D1448, Data!$B$24:$B$47,0))","v":2.1997700016428453E-3},{"$f":"SUMPRODUCT((Data!$B$58:$B$60=Model!$F1448)*(Data!$C$57:$K$57=Model!$O1448)*(Data!$C$58:$K$60))","v":2.6773548093458861},63.226451906541143,2,{"$f":"IF(E1448<>\"Serviceable\",E1448,INDEX(Lists!$D$6:$D$8, MATCH(T1448,Lists!$C$6:$C$8,0)))","v":"Limited Life"},{"$f":"INDEX(Lists!$C$12:$C$26, MATCH(H1448, Lists!$B$12:$B$26,0))","v":"LV"}]
[null,2773,1969,"Wood Creos Impregnated","Serviceable","Class 3",0,"lv/future hv",930,2021,100,"No",false,10,{"$f":"INDEX(Lists!$B$32:$B$40, MATCH(YEAR(TODAY())-C1449, Lists!$C$32:$C$40,1))","v":"51-60"},296.02819415092534,{"$f":"INDEX(Data!$E$24:$E$47, MATCH(F1449&D1449, Data!$B$24:$B$47,0))","v":1.0684339161496522E-3},{"$f":"SUMPRODUCT((Data!$B$58:$B$60=Model!$F1449)*(Data!$C$57:$K$57=Model!$O1449)*(Data!$C$58:$K$60))","v":2.6564859251595059},73.435140748404933,1,{"$f":"IF(E1449<>\"Serviceable\",E1449,INDEX(Lists!$D$6:$D$8, MATCH(T1449,Lists!$C$6:$C$8,0)))","v":"Serviceable"},{"$f":"INDEX(Lists!$C$12:$C$26, MATCH(H1449, Lists!$B$12:$B$26,0))","v":"LV"}]
[null,2774,1974,"Wood Untreated Dressed","Serviceable","Class 1",0,"lv",700,2020,130,"No",false,10,{"$f":"INDEX(Lists!$B$32:$B$40, MATCH(YEAR(TODAY())-C1450, Lists!$C$32:$C$40,1))","v":"51-60"},222.81692032865348,{"$f":"INDEX(Data!$E$24:$E$47, MATCH(F1450&D1450, Data!$B$24:$B$47,0))","v":1.9964561142097742E-3},{"$f":"SUMPRODUCT((Data!$B$58:$B$60=Model!$F1450)*(Data!$C$57:$K$57=Model!$O1450)*(Data!$C$58:$K$60))","v":1.3557210085184006},116.44278991481599,1,{"$f":"IF(E1450<>\"Serviceable\",E1450,INDEX(Lists!$D$6:$D$8, MATCH(T1450,Lists!$C$6:$C$8,0)))","v":"Serviceable"},{"$f":"INDEX(Lists!$C$12:$C$26, MATCH(H1450, Lists!$B$12:$B$26,0))","v":"LV"}]
[null,2775,1936,"Wood Untreated Dressed","Serviceable","Class 1",0,"lv/hv",1160,2022,130,"No",false,10,{"$f":"INDEX(Lists!$B$32:$B$40, MATCH(YEAR(TODAY())-C1451, Lists!$C$32:$C$40,1))","v":"81-90"},369.23946797319718,{"$f":"INDEX(Data!$E$24:$E$47, MATCH(F1451&D1451, Data!$B$24:$B$47,0))","v":1.9964561142097742E-3},{"$f":"SUMPRODUCT((Data!$B$58:$B$60=Model!$F1451)*(Data!$C$57:$K$57=Model!$O1451)*(Data!$C$58:$K$60))","v":2.8392735823590045},101.60726417640996,1,{"$f":"IF(E1451<>\"Serviceable\",E1451,INDEX(Lists!$D$6:$D$8, MATCH(T1451,Lists!$C$6:$C$8,0)))","v":"Serviceable"},{"$f":"INDEX(Lists!$C$12:$C$26, MATCH(H1451, Lists!$B$12:$B$26,0))","v":"HV"}]
[null,2782,1988,"Wood Untreated Dressed","Serviceable","Class 1",0,"lv/hv/sub-transmission",1131,2021,130,"No",false,10,{"$f":"INDEX(Lists!$B$32:$B$40, MATCH(YEAR(TODAY())-C1452, Lists!$C$32:$C$40,1))","v":"31-40"},360.00848127386729,{"$f":"INDEX(Data!$E$24:$E$47, MATCH(F1452&D1452, Data!$B$24:$B$47,0))","v":1.9964561142097742E-3},{"$f":"SUMPRODUCT((Data!$B$58:$B$60=Model!$F1452)*(Data!$C$57:$K$57=Model!$O1452)*(Data!$C$58:$K$60))","v":3.0038452968326621},99.961547031673376,1,{"$f":"IF(E1452<>\"Serviceable\",E1452,INDEX(Lists!$D$6:$D$8, MATCH(T1452,Lists!$C$6:$C$8,0)))","v":"Serviceable"},{"$f":"INDEX(Lists!$C$12:$C$26, MATCH(H1452, Lists!$B$12:$B$26,0))","v":"Sub-T"}]
[null,2783,1951,"Wood Untreated Dressed","Serviceable","Class 1",0,"lv",930,2020,90,"No",false,10,{"$f":"INDEX(Lists!$B$32:$B$40, MATCH(YEAR(TODAY())-C1453, Lists!$C$32:$C$40,1))","v":"71-80"},296.02819415092534,{"$f":"INDEX(Data!$E$24:$E$47, MATCH(F1453&D1453, Data!$B$24:$B$47,0))","v":1.9964561142097742E-3},{"$f":"SUMPRODUCT((Data!$B$58:$B$60=Model!$F1453)*(Data!$C$57:$K$57=Model!$O1453)*(Data!$C$58:$K$60))","v":2.0707751244791428},69.292248755208576,1,{"$f":"IF(E1453<>\"Serviceable\",E1453,INDEX(Lists!$D$6:$D$8, MATCH(T1453,Lists!$C$6:$C$8,0)))","v":"Serviceable"},{"$f":"INDEX(Lists!$C$12:$C$26, MATCH(H1453, Lists!$B$12:$B$26,0))","v":"LV"}]
[null,2784,1935,"Wood Untreated Dressed","Serviceable","Class 1",0,"lv/hv",880,2023,100,"No",false,10,{"$f":"INDEX(Lists!$B$32:$B$40, MATCH(YEAR(TODAY())-C1454, Lists!$C$32:$C$40,1))","v":"81-90"},280.11269984173578,{"$f":"INDEX(Data!$E$24:$E$47, MATCH(F1454&D1454, Data!$B$24:$B$47,0))","v":1.9964561142097742E-3},{"$f":"SUMPRODUCT((Data!$B$58:$B$60=Model!$F1454)*(Data!$C$57:$K$57=Model!$O1454)*(Data!$C$58:$K$60))","v":2.8392735823590045},71.607264176409956,1,{"$f":"IF(E1454<>\"Serviceable\",E1454,INDEX(Lists!$D$6:$D$8, MATCH(T1454,Lists!$C$6:$C$8,0)))","v":"Serviceable"},{"$f":"INDEX(Lists!$C$12:$C$26, MATCH(H1454, Lists!$B$12:$B$26,0))","v":"HV"}]
[null,2786,1981,"Wood Untreated Dressed","Serviceable","Class 1",0,"lv",900,2020,120,"No",false,10,{"$f":"INDEX(Lists!$B$32:$B$40, MATCH(YEAR(TODAY())-C1455, Lists!$C$32:$C$40,1))","v":"41-50"},286.47889756541161,{"$f":"INDEX(Data!$E$24:$E$47, MATCH(F1455&D1455, Data!$B$24:$B$47,0))","v":1.9964561142097742E-3},{"$f":"SUMPRODUCT((Data!$B$58:$B$60=Model!$F1455)*(Data!$C$57:$K$57=Model!$O1455)*(Data!$C$58:$K$60))","v":1.7977578417715214},102.02242158228478,1,{"$f":"IF(E1455<>\"Serviceable\",E1455,INDEX(Lists!$D$6:$D$8, MATCH(T1455,Lists!$C$6:$C$8,0)))","v":"Serviceable"},{"$f":"INDEX(Lists!$C$12:$C$26, MATCH(H1455, Lists!$B$12:$B$26,0))","v":"LV"}]
[null,2787,1985,"Wood Untreated Dressed","Serviceable","Class 1",0,"lv",880,2019,120,"No",false,10,{"$f":"INDEX(Lists!$B$32:$B$40, MATCH(YEAR(TODAY())-C1456, Lists!$C$32:$C$40,1))","v":"31-40"},280.11269984173578,{"$f":"INDEX(Data!$E$24:$E$47, MATCH(F1456&D1456, Data!$B$24:$B$47,0))","v":1.9964561142097742E-3},{"$f":"SUMPRODUCT((Data!$B$58:$B$60=Model!$F1456)*(Data!$C$57:$K$57=Model!$O1456)*(Data!$C$58:$K$60))","v":3.0038452968326621},89.961547031673376,1,{"$f":"IF(E1456<>\"Serviceable\",E1456,INDEX(Lists!$D$6:$D$8, MATCH(T1456,Lists!$C$6:$C$8,0)))","v":"Serviceable"},{"$f":"INDEX(Lists!$C$12:$C$26, MATCH(H1456, Lists!$B$12:$B$26,0))","v":"LV"}]
[null,2789,1973,"Wood Creos Impregnated","Serviceable","Class 1",0,"lv/hv",830,2020,100,"No",false,10,{"$f":"INDEX(Lists!$B$32:$B$40, MATCH(YEAR(TODAY())-C1457, Lists!$C$32:$C$40,1))","v":"51-60"},264.19720553254626,{"$f":"INDEX(Data!$E$24:$E$47, MATCH(F1457&D1457, Data!$B$24:$B$47,0))","v":9.9474993092014377E-4},{"$f":"SUMPRODUCT((Data!$B$58:$B$60=Model!$F1457)*(Data!$C$57:$K$57=Model!$O1457)*(Data!$C$58:$K$60))","v":1.3557210085184006},86.44278991481599,1,{"$f":"IF(E1457<>\"Serviceable\",E1457,INDEX(Lists!$D$6:$D$8, MATCH(T1457,Lists!$C$6:$C$8,0)))","v":"Serviceable"},{"$f":"INDEX(Lists!$C$12:$C$26, MATCH(H1457, Lists!$B$12:$B$26,0))","v":"HV"}]
[null,2792,1974,"Wood Creos Impregnated","Serviceable","Class 1",0,"lv/hv",830,2020,130,"No",false,10,{"$f":"INDEX(Lists!$B$32:$B$40, MATCH(YEAR(TODAY())-C1458, Lists!$C$32:$C$40,1))","v":"51-60"},264.19720553254626,{"$f":"INDEX(Data!$E$24:$E$47, MATCH(F1458&D1458, Data!$B$24:$B$47,0))","v":9.9474993092014377E-4},{"$f":"SUMPRODUCT((Data!$B$58:$B$60=Model!$F1458)*(Data!$C$57:$K$57=Model!$O1458)*(Data!$C$58:$K$60))","v":1.3557210085184006},116.44278991481599,1,{"$f":"IF(E1458<>\"Serviceable\",E1458,INDEX(Lists!$D$6:$D$8, MATCH(T1458,Lists!$C$6:$C$8,0)))","v":"Serviceable"},{"$f":"INDEX(Lists!$C$12:$C$26, MATCH(H1458, Lists!$B$12:$B$26,0))","v":"HV"}]
[null,2793,1988,"Wood Untreated Dressed","Serviceable","Class 1",0,"lv",940,2023,110,"No",false,10,{"$f":"INDEX(Lists!$B$32:$B$40, MATCH(YEAR(TODAY())-C1459, Lists!$C$32:$C$40,1))","v":"31-40"},299.21129301276324,{"$f":"INDEX(Data!$E$24:$E$47, MATCH(F1459&D1459, Data!$B$24:$B$47,0))","v":1.9964561142097742E-3},{"$f":"SUMPRODUCT((Data!$B$58:$B$60=Model!$F1459)*(Data!$C$57:$K$57=Model!$O1459)*(Data!$C$58:$K$60))","v":3.0038452968326621},79.961547031673376,1,{"$f":"IF(E1459<>\"Serviceable\",E1459,INDEX(Lists!$D$6:$D$8, MATCH(T1459,Lists!$C$6:$C$8,0)))","v":"Serviceable"},{"$f":"INDEX(Lists!$C$12:$C$26, MATCH(H1459, Lists!$B$12:$B$26,0))","v":"LV"}]
[null,2795,1973,"Wood Creos Impregnated","Serviceable","Class 1",0,"lv/hv",820,2020,140,"No",false,10,{"$f":"INDEX(Lists!$B$32:$B$40, MATCH(YEAR(TODAY())-C1460, Lists!$C$32:$C$40,1))","v":"51-60"},261.01410667070837,{"$f":"INDEX(Data!$E$24:$E$47, MATCH(F1460&D1460, Data!$B$24:$B$47,0))","v":9.9474993092014377E-4},{"$f":"SUMPRODUCT((Data!$B$58:$B$60=Model!$F1460)*(Data!$C$57:$K$57=Model!$O1460)*(Data!$C$58:$K$60))","v":1.3557210085184006},126.44278991481599,1,{"$f":"IF(E1460<>\"Serviceable\",E1460,INDEX(Lists!$D$6:$D$8, MATCH(T1460,Lists!$C$6:$C$8,0)))","v":"Serviceable"},{"$f":"INDEX(Lists!$C$12:$C$26, MATCH(H1460, Lists!$B$12:$B$26,0))","v":"HV"}]
[null,2796,1968,"Wood Creos Impregnated","Serviceable","Class 3",0,"lv",860,2022,90,"No",false,10,{"$f":"INDEX(Lists!$B$32:$B$40, MATCH(YEAR(TODAY())-C1461, Lists!$C$32:$C$40,1))","v":"51-60"},273.74650211805999,{"$f":"INDEX(Data!$E$24:$E$47, MATCH(F1461&D1461, Data!$B$24:$B$47,0))","v":1.0684339161496522E-3},{"$f":"SUMPRODUCT((Data!$B$58:$B$60=Model!$F1461)*(Data!$C$57:$K$57=Model!$O1461)*(Data!$C$58:$K$60))","v":2.6564859251595059},63.43514074840494,2,{"$f":"IF(E1461<>\"Serviceable\",E1461,INDEX(Lists!$D$6:$D$8, MATCH(T1461,Lists!$C$6:$C$8,0)))","v":"Limited Life"},{"$f":"INDEX(Lists!$C$12:$C$26, MATCH(H1461, Lists!$B$12:$B$26,0))","v":"LV"}]
[null,2799,1968,"Wood Creos Impregnated","Serviceable","Class 2",0,"lv",870,2022,100,"No",false,10,{"$f":"INDEX(Lists!$B$32:$B$40, MATCH(YEAR(TODAY())-C1462, Lists!$C$32:$C$40,1))","v":"51-60"},276.92960097989788,{"$f":"INDEX(Data!$E$24:$E$47, MATCH(F1462&D1462, Data!$B$24:$B$47,0))","v":1.6118836915297091E-3},{"$f":"SUMPRODUCT((Data!$B$58:$B$60=Model!$F1462)*(Data!$C$57:$K$57=Model!$O1462)*(Data!$C$58:$K$60))","v":2.6773548093458861},73.226451906541143,1,{"$f":"IF(E1462<>\"Serviceable\",E1462,INDEX(Lists!$D$6:$D$8, MATCH(T1462,Lists!$C$6:$C$8,0)))","v":"Serviceable"},{"$f":"INDEX(Lists!$C$12:$C$26, MATCH(H1462, Lists!$B$12:$B$26,0))","v":"LV"}]
[null,2801,1965,"Wood Creos Impregnated","Serviceable","Class 2",0,"lv/hv",830,2020,90,"No",false,10,{"$f":"INDEX(Lists!$B$32:$B$40, MATCH(YEAR(TODAY())-C1463, Lists!$C$32:$C$40,1))","v":"51-60"},264.19720553254626,{"$f":"INDEX(Data!$E$24:$E$47, MATCH(F1463&D1463, Data!$B$24:$B$47,0))","v":1.6118836915297091E-3},{"$f":"SUMPRODUCT((Data!$B$58:$B$60=Model!$F1463)*(Data!$C$57:$K$57=Model!$O1463)*(Data!$C$58:$K$60))","v":2.6773548093458861},63.226451906541143,2,{"$f":"IF(E1463<>\"Serviceable\",E1463,INDEX(Lists!$D$6:$D$8, MATCH(T1463,Lists!$C$6:$C$8,0)))","v":"Limited Life"},{"$f":"INDEX(Lists!$C$12:$C$26, MATCH(H1463, Lists!$B$12:$B$26,0))","v":"HV"}]
[null,2802,1980,"Wood Creos Impregnated","Serviceable","Class 3",0,"lv",940,2022,100,"No",false,10,{"$f":"INDEX(Lists!$B$32:$B$40, MATCH(YEAR(TODAY())-C1464, Lists!$C$32:$C$40,1))","v":"41-50"},299.21129301276324,{"$f":"INDEX(Data!$E$24:$E$47, MATCH(F1464&D1464, Data!$B$24:$B$47,0))","v":1.0684339161496522E-3},{"$f":"SUMPRODUCT((Data!$B$58:$B$60=Model!$F1464)*(Data!$C$57:$K$57=Model!$O1464)*(Data!$C$58:$K$60))","v":3.2595928155551883},67.404071844448112,2,{"$f":"IF(E1464<>\"Serviceable\",E1464,INDEX(Lists!$D$6:$D$8, MATCH(T1464,Lists!$C$6:$C$8,0)))","v":"Limited Life"},{"$f":"INDEX(Lists!$C$12:$C$26, MATCH(H1464, Lists!$B$12:$B$26,0))","v":"LV"}]
[null,2805,1980,"Wood Untreated Dressed","Serviceable","Class 1",0,"lv",940,2022,100,"No",false,10,{"$f":"INDEX(Lists!$B$32:$B$40, MATCH(YEAR(TODAY())-C1465, Lists!$C$32:$C$40,1))","v":"41-50"},299.21129301276324,{"$f":"INDEX(Data!$E$24:$E$47, MATCH(F1465&D1465, Data!$B$24:$B$47,0))","v":1.9964561142097742E-3},{"$f":"SUMPRODUCT((Data!$B$58:$B$60=Model!$F1465)*(Data!$C$57:$K$57=Model!$O1465)*(Data!$C$58:$K$60))","v":1.7977578417715214},82.022421582284778,1,{"$f":"IF(E1465<>\"Serviceable\",E1465,INDEX(Lists!$D$6:$D$8, MATCH(T1465,Lists!$C$6:$C$8,0)))","v":"Serviceable"},{"$f":"INDEX(Lists!$C$12:$C$26, MATCH(H1465, Lists!$B$12:$B$26,0))","v":"LV"}]
[null,2807,1970,"Wood Creos Impregnated","Limited Life","Class 3",0,"lv/hv",1030,2023,60,"No",false,10,{"$f":"INDEX(Lists!$B$32:$B$40, MATCH(YEAR(TODAY())-C1466, Lists!$C$32:$C$40,1))","v":"51-60"},327.85918276930443,{"$f":"INDEX(Data!$E$24:$E$47, MATCH(F1466&D1466, Data!$B$24:$B$47,0))","v":1.0684339161496522E-3},{"$f":"SUMPRODUCT((Data!$B$58:$B$60=Model!$F1466)*(Data!$C$57:$K$57=Model!$O1466)*(Data!$C$58:$K$60))","v":2.6564859251595059},33.43514074840494,2,{"$f":"IF(E1466<>\"Serviceable\",E1466,INDEX(Lists!$D$6:$D$8, MATCH(T1466,Lists!$C$6:$C$8,0)))","v":"Limited Life"},{"$f":"INDEX(Lists!$C$12:$C$26, MATCH(H1466, Lists!$B$12:$B$26,0))","v":"HV"}]
[null,2816,1980,"Wood Creos Impregnated","Serviceable","Class 3",0,"lv/hv",1030,2021,100,"No",false,10,{"$f":"INDEX(Lists!$B$32:$B$40, MATCH(YEAR(TODAY())-C1467, Lists!$C$32:$C$40,1))","v":"41-50"},327.85918276930443,{"$f":"INDEX(Data!$E$24:$E$47, MATCH(F1467&D1467, Data!$B$24:$B$47,0))","v":1.0684339161496522E-3},{"$f":"SUMPRODUCT((Data!$B$58:$B$60=Model!$F1467)*(Data!$C$57:$K$57=Model!$O1467)*(Data!$C$58:$K$60))","v":3.2595928155551883},67.404071844448112,2,{"$f":"IF(E1467<>\"Serviceable\",E1467,INDEX(Lists!$D$6:$D$8, MATCH(T1467,Lists!$C$6:$C$8,0)))","v":"Limited Life"},{"$f":"INDEX(Lists!$C$12:$C$26, MATCH(H1467, Lists!$B$12:$B$26,0))","v":"HV"}]
[null,2821,1986,"Wood Untreated Dressed","Serviceable","Class 1",0,"lv",990,2020,120,"No",false,10,{"$f":"INDEX(Lists!$B$32:$B$40, MATCH(YEAR(TODAY())-C1468, Lists!$C$32:$C$40,1))","v":"31-40"},315.1267873219528,{"$f":"INDEX(Data!$E$24:$E$47, MATCH(F1468&D1468, Data!$B$24:$B$47,0))","v":1.9964561142097742E-3},{"$f":"SUMPRODUCT((Data!$B$58:$B$60=Model!$F1468)*(Data!$C$57:$K$57=Model!$O1468)*(Data!$C$58:$K$60))","v":3.0038452968326621},89.961547031673376,1,{"$f":"IF(E1468<>\"Serviceable\",E1468,INDEX(Lists!$D$6:$D$8, MATCH(T1468,Lists!$C$6:$C$8,0)))","v":"Serviceable"},{"$f":"INDEX(Lists!$C$12:$C$26, MATCH(H1468, Lists!$B$12:$B$26,0))","v":"LV"}]
[null,2822,1984,"Wood Untreated Dressed","Serviceable","Class 1",0,"lv",930,2023,120,"No",false,10,{"$f":"INDEX(Lists!$B$32:$B$40, MATCH(YEAR(TODAY())-C1469, Lists!$C$32:$C$40,1))","v":"41-50"},296.02819415092534,{"$f":"INDEX(Data!$E$24:$E$47, MATCH(F1469&D1469, Data!$B$24:$B$47,0))","v":1.9964561142097742E-3},{"$f":"SUMPRODUCT((Data!$B$58:$B$60=Model!$F1469)*(Data!$C$57:$K$57=Model!$O1469)*(Data!$C$58:$K$60))","v":1.7977578417715214},102.02242158228478,1,{"$f":"IF(E1469<>\"Serviceable\",E1469,INDEX(Lists!$D$6:$D$8, MATCH(T1469,Lists!$C$6:$C$8,0)))","v":"Serviceable"},{"$f":"INDEX(Lists!$C$12:$C$26, MATCH(H1469, Lists!$B$12:$B$26,0))","v":"LV"}]
[null,2823,1968,"Wood Creos Impregnated","Serviceable","Class 3",0,"lv",1000,2021,100,"No",false,10,{"$f":"INDEX(Lists!$B$32:$B$40, MATCH(YEAR(TODAY())-C1470, Lists!$C$32:$C$40,1))","v":"51-60"},318.3098861837907,{"$f":"INDEX(Data!$E$24:$E$47, MATCH(F1470&D1470, Data!$B$24:$B$47,0))","v":1.0684339161496522E-3},{"$f":"SUMPRODUCT((Data!$B$58:$B$60=Model!$F1470)*(Data!$C$57:$K$57=Model!$O1470)*(Data!$C$58:$K$60))","v":2.6564859251595059},73.435140748404933,1,{"$f":"IF(E1470<>\"Serviceable\",E1470,INDEX(Lists!$D$6:$D$8, MATCH(T1470,Lists!$C$6:$C$8,0)))","v":"Serviceable"},{"$f":"INDEX(Lists!$C$12:$C$26, MATCH(H1470, Lists!$B$12:$B$26,0))","v":"LV"}]
[null,2824,1959,"Wood Creos Impregnated","Serviceable","Class 3",0,"lv",720,2023,70,"No",false,10,{"$f":"INDEX(Lists!$B$32:$B$40, MATCH(YEAR(TODAY())-C1471, Lists!$C$32:$C$40,1))","v":"61-70"},229.18311805232929,{"$f":"INDEX(Data!$E$24:$E$47, MATCH(F1471&D1471, Data!$B$24:$B$47,0))","v":1.0684339161496522E-3},{"$f":"SUMPRODUCT((Data!$B$58:$B$60=Model!$F1471)*(Data!$C$57:$K$57=Model!$O1471)*(Data!$C$58:$K$60))","v":1.9802031311051838},50.197968688948166,2,{"$f":"IF(E1471<>\"Serviceable\",E1471,INDEX(Lists!$D$6:$D$8, MATCH(T1471,Lists!$C$6:$C$8,0)))","v":"Limited Life"},{"$f":"INDEX(Lists!$C$12:$C$26, MATCH(H1471, Lists!$B$12:$B$26,0))","v":"LV"}]
[null,2827,1935,"Wood Untreated Round","Serviceable","Class 1",0,"lv",754,2020,100,"No",false,10,{"$f":"INDEX(Lists!$B$32:$B$40, MATCH(YEAR(TODAY())-C1472, Lists!$C$32:$C$40,1))","v":"81-90"},240.00565418257818,{"$f":"INDEX(Data!$E$24:$E$47, MATCH(F1472&D1472, Data!$B$24:$B$47,0))","v":1.9964561142097742E-3},{"$f":"SUMPRODUCT((Data!$B$58:$B$60=Model!$F1472)*(Data!$C$57:$K$57=Model!$O1472)*(Data!$C$58:$K$60))","v":2.8392735823590045},71.607264176409956,1,{"$f":"IF(E1472<>\"Serviceable\",E1472,INDEX(Lists!$D$6:$D$8, MATCH(T1472,Lists!$C$6:$C$8,0)))","v":"Serviceable"},{"$f":"INDEX(Lists!$C$12:$C$26, MATCH(H1472, Lists!$B$12:$B$26,0))","v":"LV"}]
[null,2829,1969,"Wood Creos Impregnated","Serviceable","Class 3",0,"lv/future hv",900,2021,110,"No",false,10,{"$f":"INDEX(Lists!$B$32:$B$40, MATCH(YEAR(TODAY())-C1473, Lists!$C$32:$C$40,1))","v":"51-60"},286.47889756541161,{"$f":"INDEX(Data!$E$24:$E$47, MATCH(F1473&D1473, Data!$B$24:$B$47,0))","v":1.0684339161496522E-3},{"$f":"SUMPRODUCT((Data!$B$58:$B$60=Model!$F1473)*(Data!$C$57:$K$57=Model!$O1473)*(Data!$C$58:$K$60))","v":2.6564859251595059},83.435140748404933,1,{"$f":"IF(E1473<>\"Serviceable\",E1473,INDEX(Lists!$D$6:$D$8, MATCH(T1473,Lists!$C$6:$C$8,0)))","v":"Serviceable"},{"$f":"INDEX(Lists!$C$12:$C$26, MATCH(H1473, Lists!$B$12:$B$26,0))","v":"LV"}]
[null,2830,1964,"Wood Creos Impregnated","Serviceable","Class 3",0,"lv",942,2020,100,"No",false,10,{"$f":"INDEX(Lists!$B$32:$B$40, MATCH(YEAR(TODAY())-C1474, Lists!$C$32:$C$40,1))","v":"61-70"},299.8479127851308,{"$f":"INDEX(Data!$E$24:$E$47, MATCH(F1474&D1474, Data!$B$24:$B$47,0))","v":1.0684339161496522E-3},{"$f":"SUMPRODUCT((Data!$B$58:$B$60=Model!$F1474)*(Data!$C$57:$K$57=Model!$O1474)*(Data!$C$58:$K$60))","v":1.9802031311051838},80.197968688948166,1,{"$f":"IF(E1474<>\"Serviceable\",E1474,INDEX(Lists!$D$6:$D$8, MATCH(T1474,Lists!$C$6:$C$8,0)))","v":"Serviceable"},{"$f":"INDEX(Lists!$C$12:$C$26, MATCH(H1474, Lists!$B$12:$B$26,0))","v":"LV"}]
[null,2832,1969,"Wood Creos Impregnated","Serviceable","Class 3",0,"lv/future hv",930,2021,100,"No",false,10,{"$f":"INDEX(Lists!$B$32:$B$40, MATCH(YEAR(TODAY())-C1475, Lists!$C$32:$C$40,1))","v":"51-60"},296.02819415092534,{"$f":"INDEX(Data!$E$24:$E$47, MATCH(F1475&D1475, Data!$B$24:$B$47,0))","v":1.0684339161496522E-3},{"$f":"SUMPRODUCT((Data!$B$58:$B$60=Model!$F1475)*(Data!$C$57:$K$57=Model!$O1475)*(Data!$C$58:$K$60))","v":2.6564859251595059},73.435140748404933,1,{"$f":"IF(E1475<>\"Serviceable\",E1475,INDEX(Lists!$D$6:$D$8, MATCH(T1475,Lists!$C$6:$C$8,0)))","v":"Serviceable"},{"$f":"INDEX(Lists!$C$12:$C$26, MATCH(H1475, Lists!$B$12:$B$26,0))","v":"LV"}]
[null,2835,1974,"Wood Creos Impregnated","Serviceable","Class 1",0,"lv",790,2021,130,"No",false,10,{"$f":"INDEX(Lists!$B$32:$B$40, MATCH(YEAR(TODAY())-C1476, Lists!$C$32:$C$40,1))","v":"51-60"},251.46481008519464,{"$f":"INDEX(Data!$E$24:$E$47, MATCH(F1476&D1476, Data!$B$24:$B$47,0))","v":9.9474993092014377E-4},{"$f":"SUMPRODUCT((Data!$B$58:$B$60=Model!$F1476)*(Data!$C$57:$K$57=Model!$O1476)*(Data!$C$58:$K$60))","v":1.3557210085184006},116.44278991481599,1,{"$f":"IF(E1476<>\"Serviceable\",E1476,INDEX(Lists!$D$6:$D$8, MATCH(T1476,Lists!$C$6:$C$8,0)))","v":"Serviceable"},{"$f":"INDEX(Lists!$C$12:$C$26, MATCH(H1476, Lists!$B$12:$B$26,0))","v":"LV"}]
[null,2838,1974,"Wood Creos Impregnated","Serviceable","Class 1",0,"lv",810,2021,130,"No",false,10,{"$f":"INDEX(Lists!$B$32:$B$40, MATCH(YEAR(TODAY())-C1477, Lists!$C$32:$C$40,1))","v":"51-60"},257.83100780887048,{"$f":"INDEX(Data!$E$24:$E$47, MATCH(F1477&D1477, Data!$B$24:$B$47,0))","v":9.9474993092014377E-4},{"$f":"SUMPRODUCT((Data!$B$58:$B$60=Model!$F1477)*(Data!$C$57:$K$57=Model!$O1477)*(Data!$C$58:$K$60))","v":1.3557210085184006},116.44278991481599,1,{"$f":"IF(E1477<>\"Serviceable\",E1477,INDEX(Lists!$D$6:$D$8, MATCH(T1477,Lists!$C$6:$C$8,0)))","v":"Serviceable"},{"$f":"INDEX(Lists!$C$12:$C$26, MATCH(H1477, Lists!$B$12:$B$26,0))","v":"LV"}]
[null,2841,1974,"Wood Creos Impregnated","Serviceable","Class 1",0,"lv",817,2021,120,"No",false,10,{"$f":"INDEX(Lists!$B$32:$B$40, MATCH(YEAR(TODAY())-C1478, Lists!$C$32:$C$40,1))","v":"51-60"},260.05917701215697,{"$f":"INDEX(Data!$E$24:$E$47, MATCH(F1478&D1478, Data!$B$24:$B$47,0))","v":9.9474993092014377E-4},{"$f":"SUMPRODUCT((Data!$B$58:$B$60=Model!$F1478)*(Data!$C$57:$K$57=Model!$O1478)*(Data!$C$58:$K$60))","v":1.3557210085184006},106.44278991481599,1,{"$f":"IF(E1478<>\"Serviceable\",E1478,INDEX(Lists!$D$6:$D$8, MATCH(T1478,Lists!$C$6:$C$8,0)))","v":"Serviceable"},{"$f":"INDEX(Lists!$C$12:$C$26, MATCH(H1478, Lists!$B$12:$B$26,0))","v":"LV"}]
[null,2842,1970,"Wood Creos Impregnated","Serviceable","Class 2",0,"lv",900,2020,100,"No",false,10,{"$f":"INDEX(Lists!$B$32:$B$40, MATCH(YEAR(TODAY())-C1479, Lists!$C$32:$C$40,1))","v":"51-60"},286.47889756541161,{"$f":"INDEX(Data!$E$24:$E$47, MATCH(F1479&D1479, Data!$B$24:$B$47,0))","v":1.6118836915297091E-3},{"$f":"SUMPRODUCT((Data!$B$58:$B$60=Model!$F1479)*(Data!$C$57:$K$57=Model!$O1479)*(Data!$C$58:$K$60))","v":2.6773548093458861},73.226451906541143,1,{"$f":"IF(E1479<>\"Serviceable\",E1479,INDEX(Lists!$D$6:$D$8, MATCH(T1479,Lists!$C$6:$C$8,0)))","v":"Serviceable"},{"$f":"INDEX(Lists!$C$12:$C$26, MATCH(H1479, Lists!$B$12:$B$26,0))","v":"LV"}]
[null,2843,1944,"Wood Untreated Round","Serviceable","Class 2",0,"lv",940,2020,110,"No",false,{"$f":"IF(L1480=\"No\",ROUND((End_year-J1480)/5,0)*5,ROUND((End_year-J1480)/3,0)*3)","v":10},{"$f":"INDEX(Lists!$B$32:$B$40, MATCH(YEAR(TODAY())-C1480, Lists!$C$32:$C$40,1))","v":"81-90"},299.21129301276324,{"$f":"INDEX(Data!$E$24:$E$47, MATCH(F1480&D1480, Data!$B$24:$B$47,0))","v":2.1997700016428453E-3},{"$f":"SUMPRODUCT((Data!$B$58:$B$60=Model!$F1480)*(Data!$C$57:$K$57=Model!$O1480)*(Data!$C$58:$K$60))","v":3.7373518625535924},{"$f":"IF(IF(K1480>=700,999,(K1480-R1480*N1480))<0,0,IF(K1480>=700,999,(K1480-R1480*N1480)))","v":72.626481374464078},{"$f":"IF(S1480<30,3,IF(AND(F1480=\"Class 1\",S1480<50),2,IF(AND(F1480=\"Class 1\",S1480>=50),1,IF(S1480<70,2,1))))","v":1},{"$f":"IF(E1480<>\"Serviceable\",E1480,INDEX(Lists!$D$6:$D$8, MATCH(T1480,Lists!$C$6:$C$8,0)))","v":"Serviceable"},{"$f":"INDEX(Lists!$C$12:$C$26, MATCH(H1480, Lists!$B$12:$B$26,0))","v":"LV"}]
[null,2844,1974,"Wood Creos Impregnated","Serviceable","Class 1",0,"lv",860,2021,120,"No",{"$f":"IF(G1481=0,FALSE,TRUE)","v":false},10,{"$f":"INDEX(Lists!$B$32:$B$40, MATCH(YEAR(TODAY())-C1481, Lists!$C$32:$C$40,1))","v":"51-60"},{"$f":"I1481/PI()","v":273.74650211805999},{"$f":"INDEX(Data!$E$24:$E$47, MATCH(F1481&D1481, Data!$B$24:$B$47,0))","v":9.9474993092014377E-4},{"$f":"SUMPRODUCT((Data!$B$58:$B$60=Model!$F1481)*(Data!$C$57:$K$57=Model!$O1481)*(Data!$C$58:$K$60))","v":1.3557210085184006},106.44278991481599,1,{"$f":"IF(E1481<>\"Serviceable\",E1481,INDEX(Lists!$D$6:$D$8, MATCH(T1481,Lists!$C$6:$C$8,0)))","v":"Serviceable"},{"$f":"INDEX(Lists!$C$12:$C$26, MATCH(H1481, Lists!$B$12:$B$26,0))","v":"LV"}]
[null,2847,1974,"Wood Creos Impregnated","Serviceable","Class 1",0,"lv",730,2021,120,"No",false,10,{"$f":"INDEX(Lists!$B$32:$B$40, MATCH(YEAR(TODAY())-C1482, Lists!$C$32:$C$40,1))","v":"51-60"},232.36621691416721,{"$f":"INDEX(Data!$E$24:$E$47, MATCH(F1482&D1482, Data!$B$24:$B$47,0))","v":9.9474993092014377E-4},{"$f":"SUMPRODUCT((Data!$B$58:$B$60=Model!$F1482)*(Data!$C$57:$K$57=Model!$O1482)*(Data!$C$58:$K$60))","v":1.3557210085184006},106.44278991481599,1,{"$f":"IF(E1482<>\"Serviceable\",E1482,INDEX(Lists!$D$6:$D$8, MATCH(T1482,Lists!$C$6:$C$8,0)))","v":"Serviceable"},{"$f":"INDEX(Lists!$C$12:$C$26, MATCH(H1482, Lists!$B$12:$B$26,0))","v":"LV"}]
[null,2848,1984,"Wood Untreated Dressed","Serviceable","Class 1",0,"lv",950,2020,140,"No",false,10,{"$f":"INDEX(Lists!$B$32:$B$40, MATCH(YEAR(TODAY())-C1483, Lists!$C$32:$C$40,1))","v":"41-50"},302.39439187460113,{"$f":"INDEX(Data!$E$24:$E$47, MATCH(F1483&D1483, Data!$B$24:$B$47,0))","v":1.9964561142097742E-3},{"$f":"SUMPRODUCT((Data!$B$58:$B$60=Model!$F1483)*(Data!$C$57:$K$57=Model!$O1483)*(Data!$C$58:$K$60))","v":1.7977578417715214},122.02242158228478,1,{"$f":"IF(E1483<>\"Serviceable\",E1483,INDEX(Lists!$D$6:$D$8, MATCH(T1483,Lists!$C$6:$C$8,0)))","v":"Serviceable"},{"$f":"INDEX(Lists!$C$12:$C$26, MATCH(H1483, Lists!$B$12:$B$26,0))","v":"LV"}]
[null,2850,1974,"Wood Creos Impregnated","Serviceable","Class 1",0,"lv",760,2021,110,"No",false,10,{"$f":"INDEX(Lists!$B$32:$B$40, MATCH(YEAR(TODAY())-C1484, Lists!$C$32:$C$40,1))","v":"51-60"},241.91551349968091,{"$f":"INDEX(Data!$E$24:$E$47, MATCH(F1484&D1484, Data!$B$24:$B$47,0))","v":9.9474993092014377E-4},{"$f":"SUMPRODUCT((Data!$B$58:$B$60=Model!$F1484)*(Data!$C$57:$K$57=Model!$O1484)*(Data!$C$58:$K$60))","v":1.3557210085184006},96.44278991481599,1,{"$f":"IF(E1484<>\"Serviceable\",E1484,INDEX(Lists!$D$6:$D$8, MATCH(T1484,Lists!$C$6:$C$8,0)))","v":"Serviceable"},{"$f":"INDEX(Lists!$C$12:$C$26, MATCH(H1484, Lists!$B$12:$B$26,0))","v":"LV"}]
[null,2851,1976,"Wood Creos Impregnated","Serviceable","Class 3",0,"lv",942,2020,110,"No",false,10,{"$f":"INDEX(Lists!$B$32:$B$40, MATCH(YEAR(TODAY())-C1485, Lists!$C$32:$C$40,1))","v":"41-50"},299.8479127851308,{"$f":"INDEX(Data!$E$24:$E$47, MATCH(F1485&D1485, Data!$B$24:$B$47,0))","v":1.0684339161496522E-3},{"$f":"SUMPRODUCT((Data!$B$58:$B$60=Model!$F1485)*(Data!$C$57:$K$57=Model!$O1485)*(Data!$C$58:$K$60))","v":3.2595928155551883},77.404071844448112,1,{"$f":"IF(E1485<>\"Serviceable\",E1485,INDEX(Lists!$D$6:$D$8, MATCH(T1485,Lists!$C$6:$C$8,0)))","v":"Serviceable"},{"$f":"INDEX(Lists!$C$12:$C$26, MATCH(H1485, Lists!$B$12:$B$26,0))","v":"LV"}]
[null,2853,1974,"Wood Creos Impregnated","Serviceable","Class 1",0,"lv",760,2021,120,"No",false,10,{"$f":"INDEX(Lists!$B$32:$B$40, MATCH(YEAR(TODAY())-C1486, Lists!$C$32:$C$40,1))","v":"51-60"},241.91551349968091,{"$f":"INDEX(Data!$E$24:$E$47, MATCH(F1486&D1486, Data!$B$24:$B$47,0))","v":9.9474993092014377E-4},{"$f":"SUMPRODUCT((Data!$B$58:$B$60=Model!$F1486)*(Data!$C$57:$K$57=Model!$O1486)*(Data!$C$58:$K$60))","v":1.3557210085184006},106.44278991481599,1,{"$f":"IF(E1486<>\"Serviceable\",E1486,INDEX(Lists!$D$6:$D$8, MATCH(T1486,Lists!$C$6:$C$8,0)))","v":"Serviceable"},{"$f":"INDEX(Lists!$C$12:$C$26, MATCH(H1486, Lists!$B$12:$B$26,0))","v":"LV"}]
[null,2854,1968,"Wood Creos Impregnated","Serviceable","Class 3",0,"lv",920,2020,100,"No",false,10,{"$f":"INDEX(Lists!$B$32:$B$40, MATCH(YEAR(TODAY())-C1487, Lists!$C$32:$C$40,1))","v":"51-60"},292.84509528908745,{"$f":"INDEX(Data!$E$24:$E$47, MATCH(F1487&D1487, Data!$B$24:$B$47,0))","v":1.0684339161496522E-3},{"$f":"SUMPRODUCT((Data!$B$58:$B$60=Model!$F1487)*(Data!$C$57:$K$57=Model!$O1487)*(Data!$C$58:$K$60))","v":2.6564859251595059},73.435140748404933,1,{"$f":"IF(E1487<>\"Serviceable\",E1487,INDEX(Lists!$D$6:$D$8, MATCH(T1487,Lists!$C$6:$C$8,0)))","v":"Serviceable"},{"$f":"INDEX(Lists!$C$12:$C$26, MATCH(H1487, Lists!$B$12:$B$26,0))","v":"LV"}]
[null,2856,1973,"Wood Creos Impregnated","Serviceable","Class 1",0,"lv",760,2021,120,"No",false,10,{"$f":"INDEX(Lists!$B$32:$B$40, MATCH(YEAR(TODAY())-C1488, Lists!$C$32:$C$40,1))","v":"51-60"},241.91551349968091,{"$f":"INDEX(Data!$E$24:$E$47, MATCH(F1488&D1488, Data!$B$24:$B$47,0))","v":9.9474993092014377E-4},{"$f":"SUMPRODUCT((Data!$B$58:$B$60=Model!$F1488)*(Data!$C$57:$K$57=Model!$O1488)*(Data!$C$58:$K$60))","v":1.3557210085184006},106.44278991481599,1,{"$f":"IF(E1488<>\"Serviceable\",E1488,INDEX(Lists!$D$6:$D$8, MATCH(T1488,Lists!$C$6:$C$8,0)))","v":"Serviceable"},{"$f":"INDEX(Lists!$C$12:$C$26, MATCH(H1488, Lists!$B$12:$B$26,0))","v":"LV"}]
[null,2857,1994,"Wood Untreated Dressed","Serviceable","Unknown",0,"sub-transmission",1250,2023,130,"No",false,10,{"$f":"INDEX(Lists!$B$32:$B$40, MATCH(YEAR(TODAY())-C1489, Lists!$C$32:$C$40,1))","v":"31-40"},397.88735772973837,{"$f":"INDEX(Data!$E$24:$E$47, MATCH(F1489&D1489, Data!$B$24:$B$47,0))","v":1.8301435406698563E-3},{"$f":"SUMPRODUCT((Data!$B$58:$B$60=Model!$F1489)*(Data!$C$57:$K$57=Model!$O1489)*(Data!$C$58:$K$60))","v":0},130,1,{"$f":"IF(E1489<>\"Serviceable\",E1489,INDEX(Lists!$D$6:$D$8, MATCH(T1489,Lists!$C$6:$C$8,0)))","v":"Serviceable"},{"$f":"INDEX(Lists!$C$12:$C$26, MATCH(H1489, Lists!$B$12:$B$26,0))","v":"Sub-T"}]
[null,2859,1974,"Wood Creos Impregnated","Serviceable","Class 1",0,"lv",850,2021,130,"No",false,10,{"$f":"INDEX(Lists!$B$32:$B$40, MATCH(YEAR(TODAY())-C1490, Lists!$C$32:$C$40,1))","v":"51-60"},270.5634032562221,{"$f":"INDEX(Data!$E$24:$E$47, MATCH(F1490&D1490, Data!$B$24:$B$47,0))","v":9.9474993092014377E-4},{"$f":"SUMPRODUCT((Data!$B$58:$B$60=Model!$F1490)*(Data!$C$57:$K$57=Model!$O1490)*(Data!$C$58:$K$60))","v":1.3557210085184006},116.44278991481599,1,{"$f":"IF(E1490<>\"Serviceable\",E1490,INDEX(Lists!$D$6:$D$8, MATCH(T1490,Lists!$C$6:$C$8,0)))","v":"Serviceable"},{"$f":"INDEX(Lists!$C$12:$C$26, MATCH(H1490, Lists!$B$12:$B$26,0))","v":"LV"}]
[null,2862,1974,"Wood Creos Impregnated","Serviceable","Class 1",0,"lv",750,2021,120,"No",false,10,{"$f":"INDEX(Lists!$B$32:$B$40, MATCH(YEAR(TODAY())-C1491, Lists!$C$32:$C$40,1))","v":"51-60"},238.73241463784302,{"$f":"INDEX(Data!$E$24:$E$47, MATCH(F1491&D1491, Data!$B$24:$B$47,0))","v":9.9474993092014377E-4},{"$f":"SUMPRODUCT((Data!$B$58:$B$60=Model!$F1491)*(Data!$C$57:$K$57=Model!$O1491)*(Data!$C$58:$K$60))","v":1.3557210085184006},106.44278991481599,1,{"$f":"IF(E1491<>\"Serviceable\",E1491,INDEX(Lists!$D$6:$D$8, MATCH(T1491,Lists!$C$6:$C$8,0)))","v":"Serviceable"},{"$f":"INDEX(Lists!$C$12:$C$26, MATCH(H1491, Lists!$B$12:$B$26,0))","v":"LV"}]
[null,2866,1979,"Wood Creos Impregnated","Serviceable","Class 1",0,"lv",810,2021,130,"No",false,10,{"$f":"INDEX(Lists!$B$32:$B$40, MATCH(YEAR(TODAY())-C1492, Lists!$C$32:$C$40,1))","v":"41-50"},257.83100780887048,{"$f":"INDEX(Data!$E$24:$E$47, MATCH(F1492&D1492, Data!$B$24:$B$47,0))","v":9.9474993092014377E-4},{"$f":"SUMPRODUCT((Data!$B$58:$B$60=Model!$F1492)*(Data!$C$57:$K$57=Model!$O1492)*(Data!$C$58:$K$60))","v":1.7977578417715214},112.02242158228478,1,{"$f":"IF(E1492<>\"Serviceable\",E1492,INDEX(Lists!$D$6:$D$8, MATCH(T1492,Lists!$C$6:$C$8,0)))","v":"Serviceable"},{"$f":"INDEX(Lists!$C$12:$C$26, MATCH(H1492, Lists!$B$12:$B$26,0))","v":"LV"}]
[null,2867,1940,"Wood Untreated Dressed","Serviceable","Class 1",0,"lv",720,2022,90,"No",false,10,{"$f":"INDEX(Lists!$B$32:$B$40, MATCH(YEAR(TODAY())-C1493, Lists!$C$32:$C$40,1))","v":"81-90"},229.18311805232929,{"$f":"INDEX(Data!$E$24:$E$47, MATCH(F1493&D1493, Data!$B$24:$B$47,0))","v":1.9964561142097742E-3},{"$f":"SUMPRODUCT((Data!$B$58:$B$60=Model!$F1493)*(Data!$C$57:$K$57=Model!$O1493)*(Data!$C$58:$K$60))","v":2.8392735823590045},61.607264176409956,1,{"$f":"IF(E1493<>\"Serviceable\",E1493,INDEX(Lists!$D$6:$D$8, MATCH(T1493,Lists!$C$6:$C$8,0)))","v":"Serviceable"},{"$f":"INDEX(Lists!$C$12:$C$26, MATCH(H1493, Lists!$B$12:$B$26,0))","v":"LV"}]
[null,2869,1974,"Wood Creos Impregnated","Serviceable","Class 1",0,"lv",760,2021,130,"No",false,10,{"$f":"INDEX(Lists!$B$32:$B$40, MATCH(YEAR(TODAY())-C1494, Lists!$C$32:$C$40,1))","v":"51-60"},241.91551349968091,{"$f":"INDEX(Data!$E$24:$E$47, MATCH(F1494&D1494, Data!$B$24:$B$47,0))","v":9.9474993092014377E-4},{"$f":"SUMPRODUCT((Data!$B$58:$B$60=Model!$F1494)*(Data!$C$57:$K$57=Model!$O1494)*(Data!$C$58:$K$60))","v":1.3557210085184006},116.44278991481599,1,{"$f":"IF(E1494<>\"Serviceable\",E1494,INDEX(Lists!$D$6:$D$8, MATCH(T1494,Lists!$C$6:$C$8,0)))","v":"Serviceable"},{"$f":"INDEX(Lists!$C$12:$C$26, MATCH(H1494, Lists!$B$12:$B$26,0))","v":"LV"}]
[null,2872,1974,"Wood Creos Impregnated","Serviceable","Class 1",0,"lv",750,2021,130,"No",false,10,{"$f":"INDEX(Lists!$B$32:$B$40, MATCH(YEAR(TODAY())-C1495, Lists!$C$32:$C$40,1))","v":"51-60"},238.73241463784302,{"$f":"INDEX(Data!$E$24:$E$47, MATCH(F1495&D1495, Data!$B$24:$B$47,0))","v":9.9474993092014377E-4},{"$f":"SUMPRODUCT((Data!$B$58:$B$60=Model!$F1495)*(Data!$C$57:$K$57=Model!$O1495)*(Data!$C$58:$K$60))","v":1.3557210085184006},116.44278991481599,1,{"$f":"IF(E1495<>\"Serviceable\",E1495,INDEX(Lists!$D$6:$D$8, MATCH(T1495,Lists!$C$6:$C$8,0)))","v":"Serviceable"},{"$f":"INDEX(Lists!$C$12:$C$26, MATCH(H1495, Lists!$B$12:$B$26,0))","v":"LV"}]
[null,2875,1973,"Wood Creos Impregnated","Serviceable","Class 1",0,"lv/hv",820,2021,130,"No",false,10,{"$f":"INDEX(Lists!$B$32:$B$40, MATCH(YEAR(TODAY())-C1496, Lists!$C$32:$C$40,1))","v":"51-60"},261.01410667070837,{"$f":"INDEX(Data!$E$24:$E$47, MATCH(F1496&D1496, Data!$B$24:$B$47,0))","v":9.9474993092014377E-4},{"$f":"SUMPRODUCT((Data!$B$58:$B$60=Model!$F1496)*(Data!$C$57:$K$57=Model!$O1496)*(Data!$C$58:$K$60))","v":1.3557210085184006},116.44278991481599,1,{"$f":"IF(E1496<>\"Serviceable\",E1496,INDEX(Lists!$D$6:$D$8, MATCH(T1496,Lists!$C$6:$C$8,0)))","v":"Serviceable"},{"$f":"INDEX(Lists!$C$12:$C$26, MATCH(H1496, Lists!$B$12:$B$26,0))","v":"HV"}]
[null,2877,1936,"Wood Untreated Dressed","Serviceable","Class 1",0,"lv",740,2020,100,"No",false,10,{"$f":"INDEX(Lists!$B$32:$B$40, MATCH(YEAR(TODAY())-C1497, Lists!$C$32:$C$40,1))","v":"81-90"},235.5493157760051,{"$f":"INDEX(Data!$E$24:$E$47, MATCH(F1497&D1497, Data!$B$24:$B$47,0))","v":1.9964561142097742E-3},{"$f":"SUMPRODUCT((Data!$B$58:$B$60=Model!$F1497)*(Data!$C$57:$K$57=Model!$O1497)*(Data!$C$58:$K$60))","v":2.8392735823590045},71.607264176409956,1,{"$f":"IF(E1497<>\"Serviceable\",E1497,INDEX(Lists!$D$6:$D$8, MATCH(T1497,Lists!$C$6:$C$8,0)))","v":"Serviceable"},{"$f":"INDEX(Lists!$C$12:$C$26, MATCH(H1497, Lists!$B$12:$B$26,0))","v":"LV"}]
[null,2880,1958,"Wood Creos Impregnated","Serviceable","Class 3",0,"lv/hv",960,2020,120,"No",false,10,{"$f":"INDEX(Lists!$B$32:$B$40, MATCH(YEAR(TODAY())-C1498, Lists!$C$32:$C$40,1))","v":"61-70"},305.57749073643907,{"$f":"INDEX(Data!$E$24:$E$47, MATCH(F1498&D1498, Data!$B$24:$B$47,0))","v":1.0684339161496522E-3},{"$f":"SUMPRODUCT((Data!$B$58:$B$60=Model!$F1498)*(Data!$C$57:$K$57=Model!$O1498)*(Data!$C$58:$K$60))","v":1.9802031311051838},100.19796868894817,1,{"$f":"IF(E1498<>\"Serviceable\",E1498,INDEX(Lists!$D$6:$D$8, MATCH(T1498,Lists!$C$6:$C$8,0)))","v":"Serviceable"},{"$f":"INDEX(Lists!$C$12:$C$26, MATCH(H1498, Lists!$B$12:$B$26,0))","v":"HV"}]
[null,2881,1959,"Wood Creos Impregnated","Serviceable","Class 3",0,"lv/hv",1170,2021,100,"No",false,10,{"$f":"INDEX(Lists!$B$32:$B$40, MATCH(YEAR(TODAY())-C1499, Lists!$C$32:$C$40,1))","v":"61-70"},372.42256683503513,{"$f":"INDEX(Data!$E$24:$E$47, MATCH(F1499&D1499, Data!$B$24:$B$47,0))","v":1.0684339161496522E-3},{"$f":"SUMPRODUCT((Data!$B$58:$B$60=Model!$F1499)*(Data!$C$57:$K$57=Model!$O1499)*(Data!$C$58:$K$60))","v":1.9802031311051838},80.197968688948166,1,{"$f":"IF(E1499<>\"Serviceable\",E1499,INDEX(Lists!$D$6:$D$8, MATCH(T1499,Lists!$C$6:$C$8,0)))","v":"Serviceable"},{"$f":"INDEX(Lists!$C$12:$C$26, MATCH(H1499, Lists!$B$12:$B$26,0))","v":"HV"}]
[null,2883,1978,"Wood Untreated Dressed","Serviceable","Class 1",0,"lv/hv",940,2020,100,"No",false,10,{"$f":"INDEX(Lists!$B$32:$B$40, MATCH(YEAR(TODAY())-C1500, Lists!$C$32:$C$40,1))","v":"41-50"},299.21129301276324,{"$f":"INDEX(Data!$E$24:$E$47, MATCH(F1500&D1500, Data!$B$24:$B$47,0))","v":1.9964561142097742E-3},{"$f":"SUMPRODUCT((Data!$B$58:$B$60=Model!$F1500)*(Data!$C$57:$K$57=Model!$O1500)*(Data!$C$58:$K$60))","v":1.7977578417715214},82.022421582284778,1,{"$f":"IF(E1500<>\"Serviceable\",E1500,INDEX(Lists!$D$6:$D$8, MATCH(T1500,Lists!$C$6:$C$8,0)))","v":"Serviceable"},{"$f":"INDEX(Lists!$C$12:$C$26, MATCH(H1500, Lists!$B$12:$B$26,0))","v":"HV"}]
[null,2884,1961,"Wood Creos Impregnated","Serviceable","Class 3",0,"lv/future hv",880,2021,85,"No",false,10,{"$f":"INDEX(Lists!$B$32:$B$40, MATCH(YEAR(TODAY())-C1501, Lists!$C$32:$C$40,1))","v":"61-70"},280.11269984173578,{"$f":"INDEX(Data!$E$24:$E$47, MATCH(F1501&D1501, Data!$B$24:$B$47,0))","v":1.0684339161496522E-3},{"$f":"SUMPRODUCT((Data!$B$58:$B$60=Model!$F1501)*(Data!$C$57:$K$57=Model!$O1501)*(Data!$C$58:$K$60))","v":1.9802031311051838},65.197968688948166,2,{"$f":"IF(E1501<>\"Serviceable\",E1501,INDEX(Lists!$D$6:$D$8, MATCH(T1501,Lists!$C$6:$C$8,0)))","v":"Limited Life"},{"$f":"INDEX(Lists!$C$12:$C$26, MATCH(H1501, Lists!$B$12:$B$26,0))","v":"LV"}]
[null,2886,1953,"Wood Untreated Round","Serviceable","Class 1",0,"lv",920,2020,100,"No",false,10,{"$f":"INDEX(Lists!$B$32:$B$40, MATCH(YEAR(TODAY())-C1502, Lists!$C$32:$C$40,1))","v":"71-80"},292.84509528908745,{"$f":"INDEX(Data!$E$24:$E$47, MATCH(F1502&D1502, Data!$B$24:$B$47,0))","v":1.9964561142097742E-3},{"$f":"SUMPRODUCT((Data!$B$58:$B$60=Model!$F1502)*(Data!$C$57:$K$57=Model!$O1502)*(Data!$C$58:$K$60))","v":2.0707751244791428},79.292248755208576,1,{"$f":"IF(E1502<>\"Serviceable\",E1502,INDEX(Lists!$D$6:$D$8, MATCH(T1502,Lists!$C$6:$C$8,0)))","v":"Serviceable"},{"$f":"INDEX(Lists!$C$12:$C$26, MATCH(H1502, Lists!$B$12:$B$26,0))","v":"LV"}]
[null,2887,1974,"Wood Creos Impregnated","Serviceable","Class 1",0,"lv",790,2021,130,"No",false,10,{"$f":"INDEX(Lists!$B$32:$B$40, MATCH(YEAR(TODAY())-C1503, Lists!$C$32:$C$40,1))","v":"51-60"},251.46481008519464,{"$f":"INDEX(Data!$E$24:$E$47, MATCH(F1503&D1503, Data!$B$24:$B$47,0))","v":9.9474993092014377E-4},{"$f":"SUMPRODUCT((Data!$B$58:$B$60=Model!$F1503)*(Data!$C$57:$K$57=Model!$O1503)*(Data!$C$58:$K$60))","v":1.3557210085184006},116.44278991481599,1,{"$f":"IF(E1503<>\"Serviceable\",E1503,INDEX(Lists!$D$6:$D$8, MATCH(T1503,Lists!$C$6:$C$8,0)))","v":"Serviceable"},{"$f":"INDEX(Lists!$C$12:$C$26, MATCH(H1503, Lists!$B$12:$B$26,0))","v":"LV"}]
[null,2888,1962,"Wood Creos Impregnated","Serviceable","Class 3",0,"lv/hv",1080,2022,100,"No",false,10,{"$f":"INDEX(Lists!$B$32:$B$40, MATCH(YEAR(TODAY())-C1504, Lists!$C$32:$C$40,1))","v":"61-70"},343.77467707849394,{"$f":"INDEX(Data!$E$24:$E$47, MATCH(F1504&D1504, Data!$B$24:$B$47,0))","v":1.0684339161496522E-3},{"$f":"SUMPRODUCT((Data!$B$58:$B$60=Model!$F1504)*(Data!$C$57:$K$57=Model!$O1504)*(Data!$C$58:$K$60))","v":1.9802031311051838},80.197968688948166,1,{"$f":"IF(E1504<>\"Serviceable\",E1504,INDEX(Lists!$D$6:$D$8, MATCH(T1504,Lists!$C$6:$C$8,0)))","v":"Serviceable"},{"$f":"INDEX(Lists!$C$12:$C$26, MATCH(H1504, Lists!$B$12:$B$26,0))","v":"HV"}]
[null,2889,1979,"Wood Untreated Dressed","Serviceable","Class 1",0,"lv/hv",920,2020,100,"No",false,10,{"$f":"INDEX(Lists!$B$32:$B$40, MATCH(YEAR(TODAY())-C1505, Lists!$C$32:$C$40,1))","v":"41-50"},292.84509528908745,{"$f":"INDEX(Data!$E$24:$E$47, MATCH(F1505&D1505, Data!$B$24:$B$47,0))","v":1.9964561142097742E-3},{"$f":"SUMPRODUCT((Data!$B$58:$B$60=Model!$F1505)*(Data!$C$57:$K$57=Model!$O1505)*(Data!$C$58:$K$60))","v":1.7977578417715214},82.022421582284778,1,{"$f":"IF(E1505<>\"Serviceable\",E1505,INDEX(Lists!$D$6:$D$8, MATCH(T1505,Lists!$C$6:$C$8,0)))","v":"Serviceable"},{"$f":"INDEX(Lists!$C$12:$C$26, MATCH(H1505, Lists!$B$12:$B$26,0))","v":"HV"}]
[null,2890,1969,"Wood Creos Impregnated","Serviceable","Class 3",0,"lv/future hv",1150,2021,110,"No",false,10,{"$f":"INDEX(Lists!$B$32:$B$40, MATCH(YEAR(TODAY())-C1506, Lists!$C$32:$C$40,1))","v":"51-60"},366.05636911135929,{"$f":"INDEX(Data!$E$24:$E$47, MATCH(F1506&D1506, Data!$B$24:$B$47,0))","v":1.0684339161496522E-3},{"$f":"SUMPRODUCT((Data!$B$58:$B$60=Model!$F1506)*(Data!$C$57:$K$57=Model!$O1506)*(Data!$C$58:$K$60))","v":2.6564859251595059},83.435140748404933,1,{"$f":"IF(E1506<>\"Serviceable\",E1506,INDEX(Lists!$D$6:$D$8, MATCH(T1506,Lists!$C$6:$C$8,0)))","v":"Serviceable"},{"$f":"INDEX(Lists!$C$12:$C$26, MATCH(H1506, Lists!$B$12:$B$26,0))","v":"LV"}]
[null,2893,1960,"Wood Creos Impregnated","Serviceable","Class 3",0,"lv/hv",1120,2021,100,"No",false,10,{"$f":"INDEX(Lists!$B$32:$B$40, MATCH(YEAR(TODAY())-C1507, Lists!$C$32:$C$40,1))","v":"61-70"},356.50707252584556,{"$f":"INDEX(Data!$E$24:$E$47, MATCH(F1507&D1507, Data!$B$24:$B$47,0))","v":1.0684339161496522E-3},{"$f":"SUMPRODUCT((Data!$B$58:$B$60=Model!$F1507)*(Data!$C$57:$K$57=Model!$O1507)*(Data!$C$58:$K$60))","v":1.9802031311051838},80.197968688948166,1,{"$f":"IF(E1507<>\"Serviceable\",E1507,INDEX(Lists!$D$6:$D$8, MATCH(T1507,Lists!$C$6:$C$8,0)))","v":"Serviceable"},{"$f":"INDEX(Lists!$C$12:$C$26, MATCH(H1507, Lists!$B$12:$B$26,0))","v":"HV"}]
[null,2894,1958,"Wood Untreated Round","Serviceable","Class 1",0,"lv/hv",1000,2018,100,"No",false,15,{"$f":"INDEX(Lists!$B$32:$B$40, MATCH(YEAR(TODAY())-C1508, Lists!$C$32:$C$40,1))","v":"61-70"},318.3098861837907,{"$f":"INDEX(Data!$E$24:$E$47, MATCH(F1508&D1508, Data!$B$24:$B$47,0))","v":1.9964561142097742E-3},{"$f":"SUMPRODUCT((Data!$B$58:$B$60=Model!$F1508)*(Data!$C$57:$K$57=Model!$O1508)*(Data!$C$58:$K$60))","v":2.3795837981601728},64.306243027597404,1,{"$f":"IF(E1508<>\"Serviceable\",E1508,INDEX(Lists!$D$6:$D$8, MATCH(T1508,Lists!$C$6:$C$8,0)))","v":"Serviceable"},{"$f":"INDEX(Lists!$C$12:$C$26, MATCH(H1508, Lists!$B$12:$B$26,0))","v":"HV"}]
[null,2895,1958,"Wood Creos Impregnated","Serviceable","Class 3",0,"lv/hv",1100,2020,120,"No",false,10,{"$f":"INDEX(Lists!$B$32:$B$40, MATCH(YEAR(TODAY())-C1509, Lists!$C$32:$C$40,1))","v":"61-70"},350.14087480216978,{"$f":"INDEX(Data!$E$24:$E$47, MATCH(F1509&D1509, Data!$B$24:$B$47,0))","v":1.0684339161496522E-3},{"$f":"SUMPRODUCT((Data!$B$58:$B$60=Model!$F1509)*(Data!$C$57:$K$57=Model!$O1509)*(Data!$C$58:$K$60))","v":1.9802031311051838},100.19796868894817,1,{"$f":"IF(E1509<>\"Serviceable\",E1509,INDEX(Lists!$D$6:$D$8, MATCH(T1509,Lists!$C$6:$C$8,0)))","v":"Serviceable"},{"$f":"INDEX(Lists!$C$12:$C$26, MATCH(H1509, Lists!$B$12:$B$26,0))","v":"HV"}]
[null,2896,1976,"Wood Creos Impregnated","Serviceable","Class 3",0,"lv",999,2021,10,"No",false,10,{"$f":"INDEX(Lists!$B$32:$B$40, MATCH(YEAR(TODAY())-C1510, Lists!$C$32:$C$40,1))","v":"41-50"},317.99157629760691,{"$f":"INDEX(Data!$E$24:$E$47, MATCH(F1510&D1510, Data!$B$24:$B$47,0))","v":1.0684339161496522E-3},{"$f":"SUMPRODUCT((Data!$B$58:$B$60=Model!$F1510)*(Data!$C$57:$K$57=Model!$O1510)*(Data!$C$58:$K$60))","v":3.2595928155551883},0,3,{"$f":"IF(E1510<>\"Serviceable\",E1510,INDEX(Lists!$D$6:$D$8, MATCH(T1510,Lists!$C$6:$C$8,0)))","v":"Unserviceable"},{"$f":"INDEX(Lists!$C$12:$C$26, MATCH(H1510, Lists!$B$12:$B$26,0))","v":"LV"}]
[null,2897,1986,"Wood Untreated Dressed","Serviceable","Class 1",0,"lv/hv",1090,2022,130,"No",false,10,{"$f":"INDEX(Lists!$B$32:$B$40, MATCH(YEAR(TODAY())-C1511, Lists!$C$32:$C$40,1))","v":"31-40"},346.95777594033183,{"$f":"INDEX(Data!$E$24:$E$47, MATCH(F1511&D1511, Data!$B$24:$B$47,0))","v":1.9964561142097742E-3},{"$f":"SUMPRODUCT((Data!$B$58:$B$60=Model!$F1511)*(Data!$C$57:$K$57=Model!$O1511)*(Data!$C$58:$K$60))","v":3.0038452968326621},99.961547031673376,1,{"$f":"IF(E1511<>\"Serviceable\",E1511,INDEX(Lists!$D$6:$D$8, MATCH(T1511,Lists!$C$6:$C$8,0)))","v":"Serviceable"},{"$f":"INDEX(Lists!$C$12:$C$26, MATCH(H1511, Lists!$B$12:$B$26,0))","v":"HV"}]
[null,2898,1969,"Wood Creos Impregnated","Serviceable","Class 3",0,"lv",760,2020,90,"No",false,10,{"$f":"INDEX(Lists!$B$32:$B$40, MATCH(YEAR(TODAY())-C1512, Lists!$C$32:$C$40,1))","v":"51-60"},241.91551349968091,{"$f":"INDEX(Data!$E$24:$E$47, MATCH(F1512&D1512, Data!$B$24:$B$47,0))","v":1.0684339161496522E-3},{"$f":"SUMPRODUCT((Data!$B$58:$B$60=Model!$F1512)*(Data!$C$57:$K$57=Model!$O1512)*(Data!$C$58:$K$60))","v":2.6564859251595059},63.43514074840494,2,{"$f":"IF(E1512<>\"Serviceable\",E1512,INDEX(Lists!$D$6:$D$8, MATCH(T1512,Lists!$C$6:$C$8,0)))","v":"Limited Life"},{"$f":"INDEX(Lists!$C$12:$C$26, MATCH(H1512, Lists!$B$12:$B$26,0))","v":"LV"}]
[null,2900,1988,"Wood Untreated Dressed","Serviceable","Class 1",0,"lv/hv",910,2023,100,"No",false,10,{"$f":"INDEX(Lists!$B$32:$B$40, MATCH(YEAR(TODAY())-C1513, Lists!$C$32:$C$40,1))","v":"31-40"},289.66199642724951,{"$f":"INDEX(Data!$E$24:$E$47, MATCH(F1513&D1513, Data!$B$24:$B$47,0))","v":1.9964561142097742E-3},{"$f":"SUMPRODUCT((Data!$B$58:$B$60=Model!$F1513)*(Data!$C$57:$K$57=Model!$O1513)*(Data!$C$58:$K$60))","v":3.0038452968326621},69.961547031673376,1,{"$f":"IF(E1513<>\"Serviceable\",E1513,INDEX(Lists!$D$6:$D$8, MATCH(T1513,Lists!$C$6:$C$8,0)))","v":"Serviceable"},{"$f":"INDEX(Lists!$C$12:$C$26, MATCH(H1513, Lists!$B$12:$B$26,0))","v":"HV"}]
[null,2901,1969,"Wood Creos Impregnated","Serviceable","Class 3",0,"lv/hv",850,2020,70,"No",false,10,{"$f":"INDEX(Lists!$B$32:$B$40, MATCH(YEAR(TODAY())-C1514, Lists!$C$32:$C$40,1))","v":"51-60"},270.5634032562221,{"$f":"INDEX(Data!$E$24:$E$47, MATCH(F1514&D1514, Data!$B$24:$B$47,0))","v":1.0684339161496522E-3},{"$f":"SUMPRODUCT((Data!$B$58:$B$60=Model!$F1514)*(Data!$C$57:$K$57=Model!$O1514)*(Data!$C$58:$K$60))","v":2.6564859251595059},43.43514074840494,2,{"$f":"IF(E1514<>\"Serviceable\",E1514,INDEX(Lists!$D$6:$D$8, MATCH(T1514,Lists!$C$6:$C$8,0)))","v":"Limited Life"},{"$f":"INDEX(Lists!$C$12:$C$26, MATCH(H1514, Lists!$B$12:$B$26,0))","v":"HV"}]
[null,2902,1978,"Wood Creos Impregnated","Serviceable","Class 3",0,"lv/hv",1070,2021,100,"No",false,10,{"$f":"INDEX(Lists!$B$32:$B$40, MATCH(YEAR(TODAY())-C1515, Lists!$C$32:$C$40,1))","v":"41-50"},340.59157821665605,{"$f":"INDEX(Data!$E$24:$E$47, MATCH(F1515&D1515, Data!$B$24:$B$47,0))","v":1.0684339161496522E-3},{"$f":"SUMPRODUCT((Data!$B$58:$B$60=Model!$F1515)*(Data!$C$57:$K$57=Model!$O1515)*(Data!$C$58:$K$60))","v":3.2595928155551883},67.404071844448112,2,{"$f":"IF(E1515<>\"Serviceable\",E1515,INDEX(Lists!$D$6:$D$8, MATCH(T1515,Lists!$C$6:$C$8,0)))","v":"Limited Life"},{"$f":"INDEX(Lists!$C$12:$C$26, MATCH(H1515, Lists!$B$12:$B$26,0))","v":"HV"}]
[null,2903,1980,"Wood Untreated Dressed","Serviceable","Class 1",0,"lv",900,2020,90,"No",false,10,{"$f":"INDEX(Lists!$B$32:$B$40, MATCH(YEAR(TODAY())-C1516, Lists!$C$32:$C$40,1))","v":"41-50"},286.47889756541161,{"$f":"INDEX(Data!$E$24:$E$47, MATCH(F1516&D1516, Data!$B$24:$B$47,0))","v":1.9964561142097742E-3},{"$f":"SUMPRODUCT((Data!$B$58:$B$60=Model!$F1516)*(Data!$C$57:$K$57=Model!$O1516)*(Data!$C$58:$K$60))","v":1.7977578417715214},72.022421582284778,1,{"$f":"IF(E1516<>\"Serviceable\",E1516,INDEX(Lists!$D$6:$D$8, MATCH(T1516,Lists!$C$6:$C$8,0)))","v":"Serviceable"},{"$f":"INDEX(Lists!$C$12:$C$26, MATCH(H1516, Lists!$B$12:$B$26,0))","v":"LV"}]
[null,2905,1976,"Wood Creos Impregnated","Serviceable","Class 3",0,"lv",940,2021,70,"No",false,10,{"$f":"INDEX(Lists!$B$32:$B$40, MATCH(YEAR(TODAY())-C1517, Lists!$C$32:$C$40,1))","v":"41-50"},299.21129301276324,{"$f":"INDEX(Data!$E$24:$E$47, MATCH(F1517&D1517, Data!$B$24:$B$47,0))","v":1.0684339161496522E-3},{"$f":"SUMPRODUCT((Data!$B$58:$B$60=Model!$F1517)*(Data!$C$57:$K$57=Model!$O1517)*(Data!$C$58:$K$60))","v":3.2595928155551883},37.404071844448119,2,{"$f":"IF(E1517<>\"Serviceable\",E1517,INDEX(Lists!$D$6:$D$8, MATCH(T1517,Lists!$C$6:$C$8,0)))","v":"Limited Life"},{"$f":"INDEX(Lists!$C$12:$C$26, MATCH(H1517, Lists!$B$12:$B$26,0))","v":"LV"}]
[null,2906,1970,"Wood Creos Impregnated","Serviceable","Class 3",0,"lv",800,2020,100,"No",false,10,{"$f":"INDEX(Lists!$B$32:$B$40, MATCH(YEAR(TODAY())-C1518, Lists!$C$32:$C$40,1))","v":"51-60"},254.64790894703253,{"$f":"INDEX(Data!$E$24:$E$47, MATCH(F1518&D1518, Data!$B$24:$B$47,0))","v":1.0684339161496522E-3},{"$f":"SUMPRODUCT((Data!$B$58:$B$60=Model!$F1518)*(Data!$C$57:$K$57=Model!$O1518)*(Data!$C$58:$K$60))","v":2.6564859251595059},73.435140748404933,1,{"$f":"IF(E1518<>\"Serviceable\",E1518,INDEX(Lists!$D$6:$D$8, MATCH(T1518,Lists!$C$6:$C$8,0)))","v":"Serviceable"},{"$f":"INDEX(Lists!$C$12:$C$26, MATCH(H1518, Lists!$B$12:$B$26,0))","v":"LV"}]
[null,2907,1977,"Wood Creos Impregnated","Serviceable","Class 1",0,"lv",1080,2021,130,"No",false,10,{"$f":"INDEX(Lists!$B$32:$B$40, MATCH(YEAR(TODAY())-C1519, Lists!$C$32:$C$40,1))","v":"41-50"},343.77467707849394,{"$f":"INDEX(Data!$E$24:$E$47, MATCH(F1519&D1519, Data!$B$24:$B$47,0))","v":9.9474993092014377E-4},{"$f":"SUMPRODUCT((Data!$B$58:$B$60=Model!$F1519)*(Data!$C$57:$K$57=Model!$O1519)*(Data!$C$58:$K$60))","v":1.7977578417715214},112.02242158228478,1,{"$f":"IF(E1519<>\"Serviceable\",E1519,INDEX(Lists!$D$6:$D$8, MATCH(T1519,Lists!$C$6:$C$8,0)))","v":"Serviceable"},{"$f":"INDEX(Lists!$C$12:$C$26, MATCH(H1519, Lists!$B$12:$B$26,0))","v":"LV"}]
[null,2911,1943,"Wood Untreated Dressed","Serviceable","Class 1",0,"lv",880,2022,100,"No",false,10,{"$f":"INDEX(Lists!$B$32:$B$40, MATCH(YEAR(TODAY())-C1520, Lists!$C$32:$C$40,1))","v":"81-90"},280.11269984173578,{"$f":"INDEX(Data!$E$24:$E$47, MATCH(F1520&D1520, Data!$B$24:$B$47,0))","v":1.9964561142097742E-3},{"$f":"SUMPRODUCT((Data!$B$58:$B$60=Model!$F1520)*(Data!$C$57:$K$57=Model!$O1520)*(Data!$C$58:$K$60))","v":2.8392735823590045},71.607264176409956,1,{"$f":"IF(E1520<>\"Serviceable\",E1520,INDEX(Lists!$D$6:$D$8, MATCH(T1520,Lists!$C$6:$C$8,0)))","v":"Serviceable"},{"$f":"INDEX(Lists!$C$12:$C$26, MATCH(H1520, Lists!$B$12:$B$26,0))","v":"LV"}]
[null,2912,1986,"Wood Untreated Dressed","Serviceable","Class 1",0,"lv",1050,2020,140,"No",false,10,{"$f":"INDEX(Lists!$B$32:$B$40, MATCH(YEAR(TODAY())-C1521, Lists!$C$32:$C$40,1))","v":"31-40"},334.22538049298021,{"$f":"INDEX(Data!$E$24:$E$47, MATCH(F1521&D1521, Data!$B$24:$B$47,0))","v":1.9964561142097742E-3},{"$f":"SUMPRODUCT((Data!$B$58:$B$60=Model!$F1521)*(Data!$C$57:$K$57=Model!$O1521)*(Data!$C$58:$K$60))","v":3.0038452968326621},109.96154703167338,1,{"$f":"IF(E1521<>\"Serviceable\",E1521,INDEX(Lists!$D$6:$D$8, MATCH(T1521,Lists!$C$6:$C$8,0)))","v":"Serviceable"},{"$f":"INDEX(Lists!$C$12:$C$26, MATCH(H1521, Lists!$B$12:$B$26,0))","v":"LV"}]
[null,2913,1960,"Wood Creos Impregnated","Serviceable","Class 3",0,"lv/hv",1100,2021,90,"No",false,10,{"$f":"INDEX(Lists!$B$32:$B$40, MATCH(YEAR(TODAY())-C1522, Lists!$C$32:$C$40,1))","v":"61-70"},350.14087480216978,{"$f":"INDEX(Data!$E$24:$E$47, MATCH(F1522&D1522, Data!$B$24:$B$47,0))","v":1.0684339161496522E-3},{"$f":"SUMPRODUCT((Data!$B$58:$B$60=Model!$F1522)*(Data!$C$57:$K$57=Model!$O1522)*(Data!$C$58:$K$60))","v":1.9802031311051838},70.197968688948166,1,{"$f":"IF(E1522<>\"Serviceable\",E1522,INDEX(Lists!$D$6:$D$8, MATCH(T1522,Lists!$C$6:$C$8,0)))","v":"Serviceable"},{"$f":"INDEX(Lists!$C$12:$C$26, MATCH(H1522, Lists!$B$12:$B$26,0))","v":"HV"}]
[null,2914,1969,"Wood Creos Impregnated","Serviceable","Class 3",0,"lv",910,2022,90,"No",false,10,{"$f":"INDEX(Lists!$B$32:$B$40, MATCH(YEAR(TODAY())-C1523, Lists!$C$32:$C$40,1))","v":"51-60"},289.66199642724951,{"$f":"INDEX(Data!$E$24:$E$47, MATCH(F1523&D1523, Data!$B$24:$B$47,0))","v":1.0684339161496522E-3},{"$f":"SUMPRODUCT((Data!$B$58:$B$60=Model!$F1523)*(Data!$C$57:$K$57=Model!$O1523)*(Data!$C$58:$K$60))","v":2.6564859251595059},63.43514074840494,2,{"$f":"IF(E1523<>\"Serviceable\",E1523,INDEX(Lists!$D$6:$D$8, MATCH(T1523,Lists!$C$6:$C$8,0)))","v":"Limited Life"},{"$f":"INDEX(Lists!$C$12:$C$26, MATCH(H1523, Lists!$B$12:$B$26,0))","v":"LV"}]
[null,2915,1935,"Wood Untreated Dressed","Serviceable","Class 1",0,"lv",960,2020,90,"No",false,10,{"$f":"INDEX(Lists!$B$32:$B$40, MATCH(YEAR(TODAY())-C1524, Lists!$C$32:$C$40,1))","v":"81-90"},305.57749073643907,{"$f":"INDEX(Data!$E$24:$E$47, MATCH(F1524&D1524, Data!$B$24:$B$47,0))","v":1.9964561142097742E-3},{"$f":"SUMPRODUCT((Data!$B$58:$B$60=Model!$F1524)*(Data!$C$57:$K$57=Model!$O1524)*(Data!$C$58:$K$60))","v":2.8392735823590045},61.607264176409956,1,{"$f":"IF(E1524<>\"Serviceable\",E1524,INDEX(Lists!$D$6:$D$8, MATCH(T1524,Lists!$C$6:$C$8,0)))","v":"Serviceable"},{"$f":"INDEX(Lists!$C$12:$C$26, MATCH(H1524, Lists!$B$12:$B$26,0))","v":"LV"}]
[null,2916,1978,"Wood Creos Impregnated","Serviceable","Class 3",0,"lv/hv",1100,2021,110,"No",false,10,{"$f":"INDEX(Lists!$B$32:$B$40, MATCH(YEAR(TODAY())-C1525, Lists!$C$32:$C$40,1))","v":"41-50"},350.14087480216978,{"$f":"INDEX(Data!$E$24:$E$47, MATCH(F1525&D1525, Data!$B$24:$B$47,0))","v":1.0684339161496522E-3},{"$f":"SUMPRODUCT((Data!$B$58:$B$60=Model!$F1525)*(Data!$C$57:$K$57=Model!$O1525)*(Data!$C$58:$K$60))","v":3.2595928155551883},77.404071844448112,1,{"$f":"IF(E1525<>\"Serviceable\",E1525,INDEX(Lists!$D$6:$D$8, MATCH(T1525,Lists!$C$6:$C$8,0)))","v":"Serviceable"},{"$f":"INDEX(Lists!$C$12:$C$26, MATCH(H1525, Lists!$B$12:$B$26,0))","v":"HV"}]
[null,2918,1983,"Wood Untreated Dressed","Serviceable","Class 1",0,"lv",942,2020,150,"No",false,10,{"$f":"INDEX(Lists!$B$32:$B$40, MATCH(YEAR(TODAY())-C1526, Lists!$C$32:$C$40,1))","v":"41-50"},299.8479127851308,{"$f":"INDEX(Data!$E$24:$E$47, MATCH(F1526&D1526, Data!$B$24:$B$47,0))","v":1.9964561142097742E-3},{"$f":"SUMPRODUCT((Data!$B$58:$B$60=Model!$F1526)*(Data!$C$57:$K$57=Model!$O1526)*(Data!$C$58:$K$60))","v":1.7977578417715214},132.02242158228478,1,{"$f":"IF(E1526<>\"Serviceable\",E1526,INDEX(Lists!$D$6:$D$8, MATCH(T1526,Lists!$C$6:$C$8,0)))","v":"Serviceable"},{"$f":"INDEX(Lists!$C$12:$C$26, MATCH(H1526, Lists!$B$12:$B$26,0))","v":"LV"}]
[null,2920,1966,"Wood Creos Impregnated","Serviceable","Class 3",0,"lv",1040,2021,120,"No",false,10,{"$f":"INDEX(Lists!$B$32:$B$40, MATCH(YEAR(TODAY())-C1527, Lists!$C$32:$C$40,1))","v":"51-60"},331.04228163114232,{"$f":"INDEX(Data!$E$24:$E$47, MATCH(F1527&D1527, Data!$B$24:$B$47,0))","v":1.0684339161496522E-3},{"$f":"SUMPRODUCT((Data!$B$58:$B$60=Model!$F1527)*(Data!$C$57:$K$57=Model!$O1527)*(Data!$C$58:$K$60))","v":2.6564859251595059},93.435140748404933,1,{"$f":"IF(E1527<>\"Serviceable\",E1527,INDEX(Lists!$D$6:$D$8, MATCH(T1527,Lists!$C$6:$C$8,0)))","v":"Serviceable"},{"$f":"INDEX(Lists!$C$12:$C$26, MATCH(H1527, Lists!$B$12:$B$26,0))","v":"LV"}]
[null,2921,1983,"Wood Untreated Dressed","Serviceable","Class 1",0,"lv",800,2020,150,"No",false,10,{"$f":"INDEX(Lists!$B$32:$B$40, MATCH(YEAR(TODAY())-C1528, Lists!$C$32:$C$40,1))","v":"41-50"},254.64790894703253,{"$f":"INDEX(Data!$E$24:$E$47, MATCH(F1528&D1528, Data!$B$24:$B$47,0))","v":1.9964561142097742E-3},{"$f":"SUMPRODUCT((Data!$B$58:$B$60=Model!$F1528)*(Data!$C$57:$K$57=Model!$O1528)*(Data!$C$58:$K$60))","v":1.7977578417715214},132.02242158228478,1,{"$f":"IF(E1528<>\"Serviceable\",E1528,INDEX(Lists!$D$6:$D$8, MATCH(T1528,Lists!$C$6:$C$8,0)))","v":"Serviceable"},{"$f":"INDEX(Lists!$C$12:$C$26, MATCH(H1528, Lists!$B$12:$B$26,0))","v":"LV"}]
[null,2922,1960,"Wood Creos Impregnated","Serviceable","Class 3",0,"lv",940,2021,100,"No",false,10,{"$f":"INDEX(Lists!$B$32:$B$40, MATCH(YEAR(TODAY())-C1529, Lists!$C$32:$C$40,1))","v":"61-70"},299.21129301276324,{"$f":"INDEX(Data!$E$24:$E$47, MATCH(F1529&D1529, Data!$B$24:$B$47,0))","v":1.0684339161496522E-3},{"$f":"SUMPRODUCT((Data!$B$58:$B$60=Model!$F1529)*(Data!$C$57:$K$57=Model!$O1529)*(Data!$C$58:$K$60))","v":1.9802031311051838},80.197968688948166,1,{"$f":"IF(E1529<>\"Serviceable\",E1529,INDEX(Lists!$D$6:$D$8, MATCH(T1529,Lists!$C$6:$C$8,0)))","v":"Serviceable"},{"$f":"INDEX(Lists!$C$12:$C$26, MATCH(H1529, Lists!$B$12:$B$26,0))","v":"LV"}]
[null,2923,1983,"Wood Untreated Dressed","Serviceable","Class 1",0,"lv",942,2022,130,"No",false,10,{"$f":"INDEX(Lists!$B$32:$B$40, MATCH(YEAR(TODAY())-C1530, Lists!$C$32:$C$40,1))","v":"41-50"},299.8479127851308,{"$f":"INDEX(Data!$E$24:$E$47, MATCH(F1530&D1530, Data!$B$24:$B$47,0))","v":1.9964561142097742E-3},{"$f":"SUMPRODUCT((Data!$B$58:$B$60=Model!$F1530)*(Data!$C$57:$K$57=Model!$O1530)*(Data!$C$58:$K$60))","v":1.7977578417715214},112.02242158228478,1,{"$f":"IF(E1530<>\"Serviceable\",E1530,INDEX(Lists!$D$6:$D$8, MATCH(T1530,Lists!$C$6:$C$8,0)))","v":"Serviceable"},{"$f":"INDEX(Lists!$C$12:$C$26, MATCH(H1530, Lists!$B$12:$B$26,0))","v":"LV"}]
[null,2924,1935,"Wood Untreated Dressed","Serviceable","Class 1",0,"lv",980,2020,70,"No",false,10,{"$f":"INDEX(Lists!$B$32:$B$40, MATCH(YEAR(TODAY())-C1531, Lists!$C$32:$C$40,1))","v":"81-90"},311.94368846011486,{"$f":"INDEX(Data!$E$24:$E$47, MATCH(F1531&D1531, Data!$B$24:$B$47,0))","v":1.9964561142097742E-3},{"$f":"SUMPRODUCT((Data!$B$58:$B$60=Model!$F1531)*(Data!$C$57:$K$57=Model!$O1531)*(Data!$C$58:$K$60))","v":2.8392735823590045},41.607264176409956,2,{"$f":"IF(E1531<>\"Serviceable\",E1531,INDEX(Lists!$D$6:$D$8, MATCH(T1531,Lists!$C$6:$C$8,0)))","v":"Limited Life"},{"$f":"INDEX(Lists!$C$12:$C$26, MATCH(H1531, Lists!$B$12:$B$26,0))","v":"LV"}]
[null,2925,1978,"Wood Creos Impregnated","Serviceable","Class 3",0,"lv/hv",1140,2021,110,"No",false,10,{"$f":"INDEX(Lists!$B$32:$B$40, MATCH(YEAR(TODAY())-C1532, Lists!$C$32:$C$40,1))","v":"41-50"},362.8732702495214,{"$f":"INDEX(Data!$E$24:$E$47, MATCH(F1532&D1532, Data!$B$24:$B$47,0))","v":1.0684339161496522E-3},{"$f":"SUMPRODUCT((Data!$B$58:$B$60=Model!$F1532)*(Data!$C$57:$K$57=Model!$O1532)*(Data!$C$58:$K$60))","v":3.2595928155551883},77.404071844448112,1,{"$f":"IF(E1532<>\"Serviceable\",E1532,INDEX(Lists!$D$6:$D$8, MATCH(T1532,Lists!$C$6:$C$8,0)))","v":"Serviceable"},{"$f":"INDEX(Lists!$C$12:$C$26, MATCH(H1532, Lists!$B$12:$B$26,0))","v":"HV"}]
[null,2927,1982,"Wood Untreated Dressed","Serviceable","Class 1",0,"lv",850,2020,150,"No",false,10,{"$f":"INDEX(Lists!$B$32:$B$40, MATCH(YEAR(TODAY())-C1533, Lists!$C$32:$C$40,1))","v":"41-50"},270.5634032562221,{"$f":"INDEX(Data!$E$24:$E$47, MATCH(F1533&D1533, Data!$B$24:$B$47,0))","v":1.9964561142097742E-3},{"$f":"SUMPRODUCT((Data!$B$58:$B$60=Model!$F1533)*(Data!$C$57:$K$57=Model!$O1533)*(Data!$C$58:$K$60))","v":1.7977578417715214},132.02242158228478,1,{"$f":"IF(E1533<>\"Serviceable\",E1533,INDEX(Lists!$D$6:$D$8, MATCH(T1533,Lists!$C$6:$C$8,0)))","v":"Serviceable"},{"$f":"INDEX(Lists!$C$12:$C$26, MATCH(H1533, Lists!$B$12:$B$26,0))","v":"LV"}]
[null,2928,1991,"Wood Untreated Dressed","Serviceable","Class 1",0,"lv",1200,2021,140,"No",false,10,{"$f":"INDEX(Lists!$B$32:$B$40, MATCH(YEAR(TODAY())-C1534, Lists!$C$32:$C$40,1))","v":"31-40"},381.9718634205488,{"$f":"INDEX(Data!$E$24:$E$47, MATCH(F1534&D1534, Data!$B$24:$B$47,0))","v":1.9964561142097742E-3},{"$f":"SUMPRODUCT((Data!$B$58:$B$60=Model!$F1534)*(Data!$C$57:$K$57=Model!$O1534)*(Data!$C$58:$K$60))","v":3.0038452968326621},109.96154703167338,1,{"$f":"IF(E1534<>\"Serviceable\",E1534,INDEX(Lists!$D$6:$D$8, MATCH(T1534,Lists!$C$6:$C$8,0)))","v":"Serviceable"},{"$f":"INDEX(Lists!$C$12:$C$26, MATCH(H1534, Lists!$B$12:$B$26,0))","v":"LV"}]
[null,2932,1983,"Wood Creos Impregnated","Serviceable","Class 3",0,"lv",1070,2021,100,"No",false,10,{"$f":"INDEX(Lists!$B$32:$B$40, MATCH(YEAR(TODAY())-C1535, Lists!$C$32:$C$40,1))","v":"41-50"},340.59157821665605,{"$f":"INDEX(Data!$E$24:$E$47, MATCH(F1535&D1535, Data!$B$24:$B$47,0))","v":1.0684339161496522E-3},{"$f":"SUMPRODUCT((Data!$B$58:$B$60=Model!$F1535)*(Data!$C$57:$K$57=Model!$O1535)*(Data!$C$58:$K$60))","v":3.2595928155551883},67.404071844448112,2,{"$f":"IF(E1535<>\"Serviceable\",E1535,INDEX(Lists!$D$6:$D$8, MATCH(T1535,Lists!$C$6:$C$8,0)))","v":"Limited Life"},{"$f":"INDEX(Lists!$C$12:$C$26, MATCH(H1535, Lists!$B$12:$B$26,0))","v":"LV"}]
[null,2933,1980,"Wood Untreated Dressed","Serviceable","Class 1",0,"lv",1000,2020,140,"No",false,10,{"$f":"INDEX(Lists!$B$32:$B$40, MATCH(YEAR(TODAY())-C1536, Lists!$C$32:$C$40,1))","v":"41-50"},318.3098861837907,{"$f":"INDEX(Data!$E$24:$E$47, MATCH(F1536&D1536, Data!$B$24:$B$47,0))","v":1.9964561142097742E-3},{"$f":"SUMPRODUCT((Data!$B$58:$B$60=Model!$F1536)*(Data!$C$57:$K$57=Model!$O1536)*(Data!$C$58:$K$60))","v":1.7977578417715214},122.02242158228478,1,{"$f":"IF(E1536<>\"Serviceable\",E1536,INDEX(Lists!$D$6:$D$8, MATCH(T1536,Lists!$C$6:$C$8,0)))","v":"Serviceable"},{"$f":"INDEX(Lists!$C$12:$C$26, MATCH(H1536, Lists!$B$12:$B$26,0))","v":"LV"}]
[null,2934,1990,"Wood Untreated Dressed","Serviceable","Class 1",0,"lv/hv",940,2022,150,"No",false,10,{"$f":"INDEX(Lists!$B$32:$B$40, MATCH(YEAR(TODAY())-C1537, Lists!$C$32:$C$40,1))","v":"31-40"},299.21129301276324,{"$f":"INDEX(Data!$E$24:$E$47, MATCH(F1537&D1537, Data!$B$24:$B$47,0))","v":1.9964561142097742E-3},{"$f":"SUMPRODUCT((Data!$B$58:$B$60=Model!$F1537)*(Data!$C$57:$K$57=Model!$O1537)*(Data!$C$58:$K$60))","v":3.0038452968326621},119.96154703167338,1,{"$f":"IF(E1537<>\"Serviceable\",E1537,INDEX(Lists!$D$6:$D$8, MATCH(T1537,Lists!$C$6:$C$8,0)))","v":"Serviceable"},{"$f":"INDEX(Lists!$C$12:$C$26, MATCH(H1537, Lists!$B$12:$B$26,0))","v":"HV"}]
[null,2935,1960,"Wood Creos Impregnated","Serviceable","Class 3",0,"lv",940,2021,80,"No",false,10,{"$f":"INDEX(Lists!$B$32:$B$40, MATCH(YEAR(TODAY())-C1538, Lists!$C$32:$C$40,1))","v":"61-70"},299.21129301276324,{"$f":"INDEX(Data!$E$24:$E$47, MATCH(F1538&D1538, Data!$B$24:$B$47,0))","v":1.0684339161496522E-3},{"$f":"SUMPRODUCT((Data!$B$58:$B$60=Model!$F1538)*(Data!$C$57:$K$57=Model!$O1538)*(Data!$C$58:$K$60))","v":1.9802031311051838},60.197968688948166,2,{"$f":"IF(E1538<>\"Serviceable\",E1538,INDEX(Lists!$D$6:$D$8, MATCH(T1538,Lists!$C$6:$C$8,0)))","v":"Limited Life"},{"$f":"INDEX(Lists!$C$12:$C$26, MATCH(H1538, Lists!$B$12:$B$26,0))","v":"LV"}]
[null,2939,1950,"Wood Untreated Round","Serviceable","Unknown",0,"lv/hv/sub-transmission",1037,2023,100,"No",false,10,{"$f":"INDEX(Lists!$B$32:$B$40, MATCH(YEAR(TODAY())-C1539, Lists!$C$32:$C$40,1))","v":"71-80"},330.08735197259097,{"$f":"INDEX(Data!$E$24:$E$47, MATCH(F1539&D1539, Data!$B$24:$B$47,0))","v":1.8301435406698563E-3},{"$f":"SUMPRODUCT((Data!$B$58:$B$60=Model!$F1539)*(Data!$C$57:$K$57=Model!$O1539)*(Data!$C$58:$K$60))","v":0},100,1,{"$f":"IF(E1539<>\"Serviceable\",E1539,INDEX(Lists!$D$6:$D$8, MATCH(T1539,Lists!$C$6:$C$8,0)))","v":"Serviceable"},{"$f":"INDEX(Lists!$C$12:$C$26, MATCH(H1539, Lists!$B$12:$B$26,0))","v":"Sub-T"}]
[null,2941,1960,"Wood Creos Impregnated","Serviceable","Class 3",0,"lv/future hv",999,2021,20,"No",false,10,{"$f":"INDEX(Lists!$B$32:$B$40, MATCH(YEAR(TODAY())-C1540, Lists!$C$32:$C$40,1))","v":"61-70"},317.99157629760691,{"$f":"INDEX(Data!$E$24:$E$47, MATCH(F1540&D1540, Data!$B$24:$B$47,0))","v":1.0684339161496522E-3},{"$f":"SUMPRODUCT((Data!$B$58:$B$60=Model!$F1540)*(Data!$C$57:$K$57=Model!$O1540)*(Data!$C$58:$K$60))","v":1.9802031311051838},0.197968688948162,3,{"$f":"IF(E1540<>\"Serviceable\",E1540,INDEX(Lists!$D$6:$D$8, MATCH(T1540,Lists!$C$6:$C$8,0)))","v":"Unserviceable"},{"$f":"INDEX(Lists!$C$12:$C$26, MATCH(H1540, Lists!$B$12:$B$26,0))","v":"LV"}]
[null,2942,1963,"Wood Creos Impregnated","Serviceable","Class 3",0,"lv/hv",1000,2023,100,"No",false,10,{"$f":"INDEX(Lists!$B$32:$B$40, MATCH(YEAR(TODAY())-C1541, Lists!$C$32:$C$40,1))","v":"61-70"},318.3098861837907,{"$f":"INDEX(Data!$E$24:$E$47, MATCH(F1541&D1541, Data!$B$24:$B$47,0))","v":1.0684339161496522E-3},{"$f":"SUMPRODUCT((Data!$B$58:$B$60=Model!$F1541)*(Data!$C$57:$K$57=Model!$O1541)*(Data!$C$58:$K$60))","v":1.9802031311051838},80.197968688948166,1,{"$f":"IF(E1541<>\"Serviceable\",E1541,INDEX(Lists!$D$6:$D$8, MATCH(T1541,Lists!$C$6:$C$8,0)))","v":"Serviceable"},{"$f":"INDEX(Lists!$C$12:$C$26, MATCH(H1541, Lists!$B$12:$B$26,0))","v":"HV"}]
[null,2943,1991,"Wood Untreated Dressed","Serviceable","Class 1",0,"lv/hv",1210,2022,150,"No",false,10,{"$f":"INDEX(Lists!$B$32:$B$40, MATCH(YEAR(TODAY())-C1542, Lists!$C$32:$C$40,1))","v":"31-40"},385.15496228238675,{"$f":"INDEX(Data!$E$24:$E$47, MATCH(F1542&D1542, Data!$B$24:$B$47,0))","v":1.9964561142097742E-3},{"$f":"SUMPRODUCT((Data!$B$58:$B$60=Model!$F1542)*(Data!$C$57:$K$57=Model!$O1542)*(Data!$C$58:$K$60))","v":3.0038452968326621},119.96154703167338,1,{"$f":"IF(E1542<>\"Serviceable\",E1542,INDEX(Lists!$D$6:$D$8, MATCH(T1542,Lists!$C$6:$C$8,0)))","v":"Serviceable"},{"$f":"INDEX(Lists!$C$12:$C$26, MATCH(H1542, Lists!$B$12:$B$26,0))","v":"HV"}]
[null,2945,1962,"Wood Creos Impregnated","Serviceable","Class 3",0,"lv/hv",950,2023,100,"No",false,10,{"$f":"INDEX(Lists!$B$32:$B$40, MATCH(YEAR(TODAY())-C1543, Lists!$C$32:$C$40,1))","v":"61-70"},302.39439187460113,{"$f":"INDEX(Data!$E$24:$E$47, MATCH(F1543&D1543, Data!$B$24:$B$47,0))","v":1.0684339161496522E-3},{"$f":"SUMPRODUCT((Data!$B$58:$B$60=Model!$F1543)*(Data!$C$57:$K$57=Model!$O1543)*(Data!$C$58:$K$60))","v":1.9802031311051838},80.197968688948166,1,{"$f":"IF(E1543<>\"Serviceable\",E1543,INDEX(Lists!$D$6:$D$8, MATCH(T1543,Lists!$C$6:$C$8,0)))","v":"Serviceable"},{"$f":"INDEX(Lists!$C$12:$C$26, MATCH(H1543, Lists!$B$12:$B$26,0))","v":"HV"}]
[null,2946,1991,"Wood Untreated Dressed","Serviceable","Class 1",0,"lv/hv",1120,2022,150,"No",false,{"$f":"IF(L1544=\"No\",ROUND((End_year-J1544)/5,0)*5,ROUND((End_year-J1544)/3,0)*3)","v":10},{"$f":"INDEX(Lists!$B$32:$B$40, MATCH(YEAR(TODAY())-C1544, Lists!$C$32:$C$40,1))","v":"31-40"},356.50707252584556,{"$f":"INDEX(Data!$E$24:$E$47, MATCH(F1544&D1544, Data!$B$24:$B$47,0))","v":1.9964561142097742E-3},{"$f":"SUMPRODUCT((Data!$B$58:$B$60=Model!$F1544)*(Data!$C$57:$K$57=Model!$O1544)*(Data!$C$58:$K$60))","v":3.0038452968326621},{"$f":"IF(IF(K1544>=700,999,(K1544-R1544*N1544))<0,0,IF(K1544>=700,999,(K1544-R1544*N1544)))","v":119.96154703167338},{"$f":"IF(S1544<30,3,IF(AND(F1544=\"Class 1\",S1544<50),2,IF(AND(F1544=\"Class 1\",S1544>=50),1,IF(S1544<70,2,1))))","v":1},{"$f":"IF(E1544<>\"Serviceable\",E1544,INDEX(Lists!$D$6:$D$8, MATCH(T1544,Lists!$C$6:$C$8,0)))","v":"Serviceable"},{"$f":"INDEX(Lists!$C$12:$C$26, MATCH(H1544, Lists!$B$12:$B$26,0))","v":"HV"}]
[null,2947,1966,"Wood Creos Impregnated","Serviceable","Class 3",0,"lv/hv",940,2021,70,"No",{"$f":"IF(G1545=0,FALSE,TRUE)","v":false},10,{"$f":"INDEX(Lists!$B$32:$B$40, MATCH(YEAR(TODAY())-C1545, Lists!$C$32:$C$40,1))","v":"51-60"},{"$f":"I1545/PI()","v":299.21129301276324},{"$f":"INDEX(Data!$E$24:$E$47, MATCH(F1545&D1545, Data!$B$24:$B$47,0))","v":1.0684339161496522E-3},{"$f":"SUMPRODUCT((Data!$B$58:$B$60=Model!$F1545)*(Data!$C$57:$K$57=Model!$O1545)*(Data!$C$58:$K$60))","v":2.6564859251595059},43.43514074840494,2,{"$f":"IF(E1545<>\"Serviceable\",E1545,INDEX(Lists!$D$6:$D$8, MATCH(T1545,Lists!$C$6:$C$8,0)))","v":"Limited Life"},{"$f":"INDEX(Lists!$C$12:$C$26, MATCH(H1545, Lists!$B$12:$B$26,0))","v":"HV"}]
[null,2949,1991,"Wood Untreated Dressed","Serviceable","Class 1",0,"lv/hv",890,2022,150,"No",false,10,{"$f":"INDEX(Lists!$B$32:$B$40, MATCH(YEAR(TODAY())-C1546, Lists!$C$32:$C$40,1))","v":"31-40"},283.29579870357372,{"$f":"INDEX(Data!$E$24:$E$47, MATCH(F1546&D1546, Data!$B$24:$B$47,0))","v":1.9964561142097742E-3},{"$f":"SUMPRODUCT((Data!$B$58:$B$60=Model!$F1546)*(Data!$C$57:$K$57=Model!$O1546)*(Data!$C$58:$K$60))","v":3.0038452968326621},119.96154703167338,1,{"$f":"IF(E1546<>\"Serviceable\",E1546,INDEX(Lists!$D$6:$D$8, MATCH(T1546,Lists!$C$6:$C$8,0)))","v":"Serviceable"},{"$f":"INDEX(Lists!$C$12:$C$26, MATCH(H1546, Lists!$B$12:$B$26,0))","v":"HV"}]
[null,2950,1966,"Wood Creos Impregnated","Serviceable","Class 3",0,"lv/hv",920,2021,100,"No",false,10,{"$f":"INDEX(Lists!$B$32:$B$40, MATCH(YEAR(TODAY())-C1547, Lists!$C$32:$C$40,1))","v":"51-60"},292.84509528908745,{"$f":"INDEX(Data!$E$24:$E$47, MATCH(F1547&D1547, Data!$B$24:$B$47,0))","v":1.0684339161496522E-3},{"$f":"SUMPRODUCT((Data!$B$58:$B$60=Model!$F1547)*(Data!$C$57:$K$57=Model!$O1547)*(Data!$C$58:$K$60))","v":2.6564859251595059},73.435140748404933,1,{"$f":"IF(E1547<>\"Serviceable\",E1547,INDEX(Lists!$D$6:$D$8, MATCH(T1547,Lists!$C$6:$C$8,0)))","v":"Serviceable"},{"$f":"INDEX(Lists!$C$12:$C$26, MATCH(H1547, Lists!$B$12:$B$26,0))","v":"HV"}]
[null,2951,1959,"Wood Creos Impregnated","Serviceable","Class 3",0,"lv",900,2023,100,"No",false,10,{"$f":"INDEX(Lists!$B$32:$B$40, MATCH(YEAR(TODAY())-C1548, Lists!$C$32:$C$40,1))","v":"61-70"},286.47889756541161,{"$f":"INDEX(Data!$E$24:$E$47, MATCH(F1548&D1548, Data!$B$24:$B$47,0))","v":1.0684339161496522E-3},{"$f":"SUMPRODUCT((Data!$B$58:$B$60=Model!$F1548)*(Data!$C$57:$K$57=Model!$O1548)*(Data!$C$58:$K$60))","v":1.9802031311051838},80.197968688948166,1,{"$f":"IF(E1548<>\"Serviceable\",E1548,INDEX(Lists!$D$6:$D$8, MATCH(T1548,Lists!$C$6:$C$8,0)))","v":"Serviceable"},{"$f":"INDEX(Lists!$C$12:$C$26, MATCH(H1548, Lists!$B$12:$B$26,0))","v":"LV"}]
[null,2952,1991,"Wood Untreated Dressed","Serviceable","Class 1",0,"lv/hv",1100,2022,140,"No",false,10,{"$f":"INDEX(Lists!$B$32:$B$40, MATCH(YEAR(TODAY())-C1549, Lists!$C$32:$C$40,1))","v":"31-40"},350.14087480216978,{"$f":"INDEX(Data!$E$24:$E$47, MATCH(F1549&D1549, Data!$B$24:$B$47,0))","v":1.9964561142097742E-3},{"$f":"SUMPRODUCT((Data!$B$58:$B$60=Model!$F1549)*(Data!$C$57:$K$57=Model!$O1549)*(Data!$C$58:$K$60))","v":3.0038452968326621},109.96154703167338,1,{"$f":"IF(E1549<>\"Serviceable\",E1549,INDEX(Lists!$D$6:$D$8, MATCH(T1549,Lists!$C$6:$C$8,0)))","v":"Serviceable"},{"$f":"INDEX(Lists!$C$12:$C$26, MATCH(H1549, Lists!$B$12:$B$26,0))","v":"HV"}]
[null,2953,1971,"Wood Creos Impregnated","Serviceable","Class 3",0,"lv",1000,2021,85,"No",false,10,{"$f":"INDEX(Lists!$B$32:$B$40, MATCH(YEAR(TODAY())-C1550, Lists!$C$32:$C$40,1))","v":"51-60"},318.3098861837907,{"$f":"INDEX(Data!$E$24:$E$47, MATCH(F1550&D1550, Data!$B$24:$B$47,0))","v":1.0684339161496522E-3},{"$f":"SUMPRODUCT((Data!$B$58:$B$60=Model!$F1550)*(Data!$C$57:$K$57=Model!$O1550)*(Data!$C$58:$K$60))","v":2.6564859251595059},58.43514074840494,2,{"$f":"IF(E1550<>\"Serviceable\",E1550,INDEX(Lists!$D$6:$D$8, MATCH(T1550,Lists!$C$6:$C$8,0)))","v":"Limited Life"},{"$f":"INDEX(Lists!$C$12:$C$26, MATCH(H1550, Lists!$B$12:$B$26,0))","v":"LV"}]
[null,2954,1963,"Wood Creos Impregnated","Serviceable","Class 3",0,"lv/hv",1100,2023,90,"No",false,10,{"$f":"INDEX(Lists!$B$32:$B$40, MATCH(YEAR(TODAY())-C1551, Lists!$C$32:$C$40,1))","v":"61-70"},350.14087480216978,{"$f":"INDEX(Data!$E$24:$E$47, MATCH(F1551&D1551, Data!$B$24:$B$47,0))","v":1.0684339161496522E-3},{"$f":"SUMPRODUCT((Data!$B$58:$B$60=Model!$F1551)*(Data!$C$57:$K$57=Model!$O1551)*(Data!$C$58:$K$60))","v":1.9802031311051838},70.197968688948166,1,{"$f":"IF(E1551<>\"Serviceable\",E1551,INDEX(Lists!$D$6:$D$8, MATCH(T1551,Lists!$C$6:$C$8,0)))","v":"Serviceable"},{"$f":"INDEX(Lists!$C$12:$C$26, MATCH(H1551, Lists!$B$12:$B$26,0))","v":"HV"}]
[null,2956,1963,"Wood Creos Impregnated","Serviceable","Class 3",0,"lv/hv",1160,2022,110,"No",false,10,{"$f":"INDEX(Lists!$B$32:$B$40, MATCH(YEAR(TODAY())-C1552, Lists!$C$32:$C$40,1))","v":"61-70"},369.23946797319718,{"$f":"INDEX(Data!$E$24:$E$47, MATCH(F1552&D1552, Data!$B$24:$B$47,0))","v":1.0684339161496522E-3},{"$f":"SUMPRODUCT((Data!$B$58:$B$60=Model!$F1552)*(Data!$C$57:$K$57=Model!$O1552)*(Data!$C$58:$K$60))","v":1.9802031311051838},90.197968688948166,1,{"$f":"IF(E1552<>\"Serviceable\",E1552,INDEX(Lists!$D$6:$D$8, MATCH(T1552,Lists!$C$6:$C$8,0)))","v":"Serviceable"},{"$f":"INDEX(Lists!$C$12:$C$26, MATCH(H1552, Lists!$B$12:$B$26,0))","v":"HV"}]
[null,2959,1963,"Wood Creos Impregnated","Serviceable","Class 3",0,"lv/hv",940,2022,70,"No",false,10,{"$f":"INDEX(Lists!$B$32:$B$40, MATCH(YEAR(TODAY())-C1553, Lists!$C$32:$C$40,1))","v":"61-70"},299.21129301276324,{"$f":"INDEX(Data!$E$24:$E$47, MATCH(F1553&D1553, Data!$B$24:$B$47,0))","v":1.0684339161496522E-3},{"$f":"SUMPRODUCT((Data!$B$58:$B$60=Model!$F1553)*(Data!$C$57:$K$57=Model!$O1553)*(Data!$C$58:$K$60))","v":1.9802031311051838},50.197968688948166,2,{"$f":"IF(E1553<>\"Serviceable\",E1553,INDEX(Lists!$D$6:$D$8, MATCH(T1553,Lists!$C$6:$C$8,0)))","v":"Limited Life"},{"$f":"INDEX(Lists!$C$12:$C$26, MATCH(H1553, Lists!$B$12:$B$26,0))","v":"HV"}]
[null,2960,1988,"Wood Untreated Dressed","Serviceable","Class 1",0,"hv",1005,2023,120,"No",false,10,{"$f":"INDEX(Lists!$B$32:$B$40, MATCH(YEAR(TODAY())-C1554, Lists!$C$32:$C$40,1))","v":"31-40"},319.90143561470961,{"$f":"INDEX(Data!$E$24:$E$47, MATCH(F1554&D1554, Data!$B$24:$B$47,0))","v":1.9964561142097742E-3},{"$f":"SUMPRODUCT((Data!$B$58:$B$60=Model!$F1554)*(Data!$C$57:$K$57=Model!$O1554)*(Data!$C$58:$K$60))","v":3.0038452968326621},89.961547031673376,1,{"$f":"IF(E1554<>\"Serviceable\",E1554,INDEX(Lists!$D$6:$D$8, MATCH(T1554,Lists!$C$6:$C$8,0)))","v":"Serviceable"},{"$f":"INDEX(Lists!$C$12:$C$26, MATCH(H1554, Lists!$B$12:$B$26,0))","v":"HV"}]
[null,2963,1966,"Wood Creos Impregnated","Serviceable","Class 3",0,"lv",940,2022,70,"No",false,10,{"$f":"INDEX(Lists!$B$32:$B$40, MATCH(YEAR(TODAY())-C1555, Lists!$C$32:$C$40,1))","v":"51-60"},299.21129301276324,{"$f":"INDEX(Data!$E$24:$E$47, MATCH(F1555&D1555, Data!$B$24:$B$47,0))","v":1.0684339161496522E-3},{"$f":"SUMPRODUCT((Data!$B$58:$B$60=Model!$F1555)*(Data!$C$57:$K$57=Model!$O1555)*(Data!$C$58:$K$60))","v":2.6564859251595059},43.43514074840494,2,{"$f":"IF(E1555<>\"Serviceable\",E1555,INDEX(Lists!$D$6:$D$8, MATCH(T1555,Lists!$C$6:$C$8,0)))","v":"Limited Life"},{"$f":"INDEX(Lists!$C$12:$C$26, MATCH(H1555, Lists!$B$12:$B$26,0))","v":"LV"}]
[null,2967,1974,"Wood Creos Impregnated","Serviceable","Class 1",0,"lv",670,2021,120,"No",false,10,{"$f":"INDEX(Lists!$B$32:$B$40, MATCH(YEAR(TODAY())-C1556, Lists!$C$32:$C$40,1))","v":"51-60"},213.26762374313975,{"$f":"INDEX(Data!$E$24:$E$47, MATCH(F1556&D1556, Data!$B$24:$B$47,0))","v":9.9474993092014377E-4},{"$f":"SUMPRODUCT((Data!$B$58:$B$60=Model!$F1556)*(Data!$C$57:$K$57=Model!$O1556)*(Data!$C$58:$K$60))","v":1.3557210085184006},106.44278991481599,1,{"$f":"IF(E1556<>\"Serviceable\",E1556,INDEX(Lists!$D$6:$D$8, MATCH(T1556,Lists!$C$6:$C$8,0)))","v":"Serviceable"},{"$f":"INDEX(Lists!$C$12:$C$26, MATCH(H1556, Lists!$B$12:$B$26,0))","v":"LV"}]
[null,2969,1935,"Wood Untreated Dressed","Serviceable","Class 1",0,"lv",750,2021,100,"No",false,10,{"$f":"INDEX(Lists!$B$32:$B$40, MATCH(YEAR(TODAY())-C1557, Lists!$C$32:$C$40,1))","v":"81-90"},238.73241463784302,{"$f":"INDEX(Data!$E$24:$E$47, MATCH(F1557&D1557, Data!$B$24:$B$47,0))","v":1.9964561142097742E-3},{"$f":"SUMPRODUCT((Data!$B$58:$B$60=Model!$F1557)*(Data!$C$57:$K$57=Model!$O1557)*(Data!$C$58:$K$60))","v":2.8392735823590045},71.607264176409956,1,{"$f":"IF(E1557<>\"Serviceable\",E1557,INDEX(Lists!$D$6:$D$8, MATCH(T1557,Lists!$C$6:$C$8,0)))","v":"Serviceable"},{"$f":"INDEX(Lists!$C$12:$C$26, MATCH(H1557, Lists!$B$12:$B$26,0))","v":"LV"}]
[null,2971,1994,"Wood Untreated Dressed","Serviceable","Class 1",0,"lv/sub-transmission",920,2023,150,"No",false,10,{"$f":"INDEX(Lists!$B$32:$B$40, MATCH(YEAR(TODAY())-C1558, Lists!$C$32:$C$40,1))","v":"31-40"},292.84509528908745,{"$f":"INDEX(Data!$E$24:$E$47, MATCH(F1558&D1558, Data!$B$24:$B$47,0))","v":1.9964561142097742E-3},{"$f":"SUMPRODUCT((Data!$B$58:$B$60=Model!$F1558)*(Data!$C$57:$K$57=Model!$O1558)*(Data!$C$58:$K$60))","v":3.0038452968326621},119.96154703167338,1,{"$f":"IF(E1558<>\"Serviceable\",E1558,INDEX(Lists!$D$6:$D$8, MATCH(T1558,Lists!$C$6:$C$8,0)))","v":"Serviceable"},{"$f":"INDEX(Lists!$C$12:$C$26, MATCH(H1558, Lists!$B$12:$B$26,0))","v":"Sub-T"}]
[null,2973,1986,"Wood Untreated Dressed","Serviceable","Class 1",0,"lv",940,2021,80,"No",false,10,{"$f":"INDEX(Lists!$B$32:$B$40, MATCH(YEAR(TODAY())-C1559, Lists!$C$32:$C$40,1))","v":"31-40"},299.21129301276324,{"$f":"INDEX(Data!$E$24:$E$47, MATCH(F1559&D1559, Data!$B$24:$B$47,0))","v":1.9964561142097742E-3},{"$f":"SUMPRODUCT((Data!$B$58:$B$60=Model!$F1559)*(Data!$C$57:$K$57=Model!$O1559)*(Data!$C$58:$K$60))","v":3.0038452968326621},49.961547031673376,2,{"$f":"IF(E1559<>\"Serviceable\",E1559,INDEX(Lists!$D$6:$D$8, MATCH(T1559,Lists!$C$6:$C$8,0)))","v":"Limited Life"},{"$f":"INDEX(Lists!$C$12:$C$26, MATCH(H1559, Lists!$B$12:$B$26,0))","v":"LV"}]
[null,2974,1980,"Wood Untreated Dressed","Serviceable","Class 1",0,"lv",820,2019,120,"No",false,10,{"$f":"INDEX(Lists!$B$32:$B$40, MATCH(YEAR(TODAY())-C1560, Lists!$C$32:$C$40,1))","v":"41-50"},261.01410667070837,{"$f":"INDEX(Data!$E$24:$E$47, MATCH(F1560&D1560, Data!$B$24:$B$47,0))","v":1.9964561142097742E-3},{"$f":"SUMPRODUCT((Data!$B$58:$B$60=Model!$F1560)*(Data!$C$57:$K$57=Model!$O1560)*(Data!$C$58:$K$60))","v":1.7977578417715214},102.02242158228478,1,{"$f":"IF(E1560<>\"Serviceable\",E1560,INDEX(Lists!$D$6:$D$8, MATCH(T1560,Lists!$C$6:$C$8,0)))","v":"Serviceable"},{"$f":"INDEX(Lists!$C$12:$C$26, MATCH(H1560, Lists!$B$12:$B$26,0))","v":"LV"}]
[null,2976,1960,"Wood Creos Impregnated","Serviceable","Class 3",0,"lv/hv",1005,2021,90,"No",false,10,{"$f":"INDEX(Lists!$B$32:$B$40, MATCH(YEAR(TODAY())-C1561, Lists!$C$32:$C$40,1))","v":"61-70"},319.90143561470961,{"$f":"INDEX(Data!$E$24:$E$47, MATCH(F1561&D1561, Data!$B$24:$B$47,0))","v":1.0684339161496522E-3},{"$f":"SUMPRODUCT((Data!$B$58:$B$60=Model!$F1561)*(Data!$C$57:$K$57=Model!$O1561)*(Data!$C$58:$K$60))","v":1.9802031311051838},70.197968688948166,1,{"$f":"IF(E1561<>\"Serviceable\",E1561,INDEX(Lists!$D$6:$D$8, MATCH(T1561,Lists!$C$6:$C$8,0)))","v":"Serviceable"},{"$f":"INDEX(Lists!$C$12:$C$26, MATCH(H1561, Lists!$B$12:$B$26,0))","v":"HV"}]
[null,2977,1935,"Wood Creos Impregnated","Serviceable","Class 1",0,"lv",800,2021,110,"No",false,10,{"$f":"INDEX(Lists!$B$32:$B$40, MATCH(YEAR(TODAY())-C1562, Lists!$C$32:$C$40,1))","v":"81-90"},254.64790894703253,{"$f":"INDEX(Data!$E$24:$E$47, MATCH(F1562&D1562, Data!$B$24:$B$47,0))","v":9.9474993092014377E-4},{"$f":"SUMPRODUCT((Data!$B$58:$B$60=Model!$F1562)*(Data!$C$57:$K$57=Model!$O1562)*(Data!$C$58:$K$60))","v":2.8392735823590045},81.607264176409956,1,{"$f":"IF(E1562<>\"Serviceable\",E1562,INDEX(Lists!$D$6:$D$8, MATCH(T1562,Lists!$C$6:$C$8,0)))","v":"Serviceable"},{"$f":"INDEX(Lists!$C$12:$C$26, MATCH(H1562, Lists!$B$12:$B$26,0))","v":"LV"}]
[null,2980,1955,"Wood Untreated Round","Serviceable","Class 1",0,"lv",750,2022,100,"No",false,10,{"$f":"INDEX(Lists!$B$32:$B$40, MATCH(YEAR(TODAY())-C1563, Lists!$C$32:$C$40,1))","v":"61-70"},238.73241463784302,{"$f":"INDEX(Data!$E$24:$E$47, MATCH(F1563&D1563, Data!$B$24:$B$47,0))","v":1.9964561142097742E-3},{"$f":"SUMPRODUCT((Data!$B$58:$B$60=Model!$F1563)*(Data!$C$57:$K$57=Model!$O1563)*(Data!$C$58:$K$60))","v":2.3795837981601728},76.204162018398279,1,{"$f":"IF(E1563<>\"Serviceable\",E1563,INDEX(Lists!$D$6:$D$8, MATCH(T1563,Lists!$C$6:$C$8,0)))","v":"Serviceable"},{"$f":"INDEX(Lists!$C$12:$C$26, MATCH(H1563, Lists!$B$12:$B$26,0))","v":"LV"}]
[null,2981,1958,"Wood Untreated Round","Serviceable","Class 2",0,"lv/hv",974,2020,100,"No",false,10,{"$f":"INDEX(Lists!$B$32:$B$40, MATCH(YEAR(TODAY())-C1564, Lists!$C$32:$C$40,1))","v":"61-70"},310.0338291430121,{"$f":"INDEX(Data!$E$24:$E$47, MATCH(F1564&D1564, Data!$B$24:$B$47,0))","v":2.1997700016428453E-3},{"$f":"SUMPRODUCT((Data!$B$58:$B$60=Model!$F1564)*(Data!$C$57:$K$57=Model!$O1564)*(Data!$C$58:$K$60))","v":2.227481027604485},77.725189723955154,1,{"$f":"IF(E1564<>\"Serviceable\",E1564,INDEX(Lists!$D$6:$D$8, MATCH(T1564,Lists!$C$6:$C$8,0)))","v":"Serviceable"},{"$f":"INDEX(Lists!$C$12:$C$26, MATCH(H1564, Lists!$B$12:$B$26,0))","v":"HV"}]
[null,2984,1958,"Wood Untreated Round","Serviceable","Class 1",0,"lv/hv",920,2020,100,"No",false,10,{"$f":"INDEX(Lists!$B$32:$B$40, MATCH(YEAR(TODAY())-C1565, Lists!$C$32:$C$40,1))","v":"61-70"},292.84509528908745,{"$f":"INDEX(Data!$E$24:$E$47, MATCH(F1565&D1565, Data!$B$24:$B$47,0))","v":1.9964561142097742E-3},{"$f":"SUMPRODUCT((Data!$B$58:$B$60=Model!$F1565)*(Data!$C$57:$K$57=Model!$O1565)*(Data!$C$58:$K$60))","v":2.3795837981601728},76.204162018398279,1,{"$f":"IF(E1565<>\"Serviceable\",E1565,INDEX(Lists!$D$6:$D$8, MATCH(T1565,Lists!$C$6:$C$8,0)))","v":"Serviceable"},{"$f":"INDEX(Lists!$C$12:$C$26, MATCH(H1565, Lists!$B$12:$B$26,0))","v":"HV"}]
[null,2985,1980,"Wood Creos Impregnated","Serviceable","Class 3",0,"lv/hv",1010,2021,80,"No",false,10,{"$f":"INDEX(Lists!$B$32:$B$40, MATCH(YEAR(TODAY())-C1566, Lists!$C$32:$C$40,1))","v":"41-50"},321.49298504562859,{"$f":"INDEX(Data!$E$24:$E$47, MATCH(F1566&D1566, Data!$B$24:$B$47,0))","v":1.0684339161496522E-3},{"$f":"SUMPRODUCT((Data!$B$58:$B$60=Model!$F1566)*(Data!$C$57:$K$57=Model!$O1566)*(Data!$C$58:$K$60))","v":3.2595928155551883},47.404071844448119,2,{"$f":"IF(E1566<>\"Serviceable\",E1566,INDEX(Lists!$D$6:$D$8, MATCH(T1566,Lists!$C$6:$C$8,0)))","v":"Limited Life"},{"$f":"INDEX(Lists!$C$12:$C$26, MATCH(H1566, Lists!$B$12:$B$26,0))","v":"HV"}]
[null,2988,1985,"Wood Untreated Dressed","Serviceable","Class 1",0,"lv",950,2021,100,"No",false,10,{"$f":"INDEX(Lists!$B$32:$B$40, MATCH(YEAR(TODAY())-C1567, Lists!$C$32:$C$40,1))","v":"31-40"},302.39439187460113,{"$f":"INDEX(Data!$E$24:$E$47, MATCH(F1567&D1567, Data!$B$24:$B$47,0))","v":1.9964561142097742E-3},{"$f":"SUMPRODUCT((Data!$B$58:$B$60=Model!$F1567)*(Data!$C$57:$K$57=Model!$O1567)*(Data!$C$58:$K$60))","v":3.0038452968326621},69.961547031673376,1,{"$f":"IF(E1567<>\"Serviceable\",E1567,INDEX(Lists!$D$6:$D$8, MATCH(T1567,Lists!$C$6:$C$8,0)))","v":"Serviceable"},{"$f":"INDEX(Lists!$C$12:$C$26, MATCH(H1567, Lists!$B$12:$B$26,0))","v":"LV"}]
[null,2989,1994,"Wood Untreated Dressed","Serviceable","Class 1",0,"lv/sub-transmission",970,2023,150,"No",false,10,{"$f":"INDEX(Lists!$B$32:$B$40, MATCH(YEAR(TODAY())-C1568, Lists!$C$32:$C$40,1))","v":"31-40"},308.76058959827697,{"$f":"INDEX(Data!$E$24:$E$47, MATCH(F1568&D1568, Data!$B$24:$B$47,0))","v":1.9964561142097742E-3},{"$f":"SUMPRODUCT((Data!$B$58:$B$60=Model!$F1568)*(Data!$C$57:$K$57=Model!$O1568)*(Data!$C$58:$K$60))","v":3.0038452968326621},119.96154703167338,1,{"$f":"IF(E1568<>\"Serviceable\",E1568,INDEX(Lists!$D$6:$D$8, MATCH(T1568,Lists!$C$6:$C$8,0)))","v":"Serviceable"},{"$f":"INDEX(Lists!$C$12:$C$26, MATCH(H1568, Lists!$B$12:$B$26,0))","v":"Sub-T"}]
[null,2990,1983,"Wood Untreated Dressed","Serviceable","Class 1",0,"lv/hv",950,2022,120,"No",false,10,{"$f":"INDEX(Lists!$B$32:$B$40, MATCH(YEAR(TODAY())-C1569, Lists!$C$32:$C$40,1))","v":"41-50"},302.39439187460113,{"$f":"INDEX(Data!$E$24:$E$47, MATCH(F1569&D1569, Data!$B$24:$B$47,0))","v":1.9964561142097742E-3},{"$f":"SUMPRODUCT((Data!$B$58:$B$60=Model!$F1569)*(Data!$C$57:$K$57=Model!$O1569)*(Data!$C$58:$K$60))","v":1.7977578417715214},102.02242158228478,1,{"$f":"IF(E1569<>\"Serviceable\",E1569,INDEX(Lists!$D$6:$D$8, MATCH(T1569,Lists!$C$6:$C$8,0)))","v":"Serviceable"},{"$f":"INDEX(Lists!$C$12:$C$26, MATCH(H1569, Lists!$B$12:$B$26,0))","v":"HV"}]
[null,2991,1974,"Wood Creos Impregnated","Serviceable","Class 3",0,"lv",1080,2021,110,"No",false,10,{"$f":"INDEX(Lists!$B$32:$B$40, MATCH(YEAR(TODAY())-C1570, Lists!$C$32:$C$40,1))","v":"51-60"},343.77467707849394,{"$f":"INDEX(Data!$E$24:$E$47, MATCH(F1570&D1570, Data!$B$24:$B$47,0))","v":1.0684339161496522E-3},{"$f":"SUMPRODUCT((Data!$B$58:$B$60=Model!$F1570)*(Data!$C$57:$K$57=Model!$O1570)*(Data!$C$58:$K$60))","v":2.6564859251595059},83.435140748404933,1,{"$f":"IF(E1570<>\"Serviceable\",E1570,INDEX(Lists!$D$6:$D$8, MATCH(T1570,Lists!$C$6:$C$8,0)))","v":"Serviceable"},{"$f":"INDEX(Lists!$C$12:$C$26, MATCH(H1570, Lists!$B$12:$B$26,0))","v":"LV"}]
[null,2992,1994,"Wood Untreated Dressed","Serviceable","Class 1",0,"lv/sub-transmission",950,2023,150,"No",false,10,{"$f":"INDEX(Lists!$B$32:$B$40, MATCH(YEAR(TODAY())-C1571, Lists!$C$32:$C$40,1))","v":"31-40"},302.39439187460113,{"$f":"INDEX(Data!$E$24:$E$47, MATCH(F1571&D1571, Data!$B$24:$B$47,0))","v":1.9964561142097742E-3},{"$f":"SUMPRODUCT((Data!$B$58:$B$60=Model!$F1571)*(Data!$C$57:$K$57=Model!$O1571)*(Data!$C$58:$K$60))","v":3.0038452968326621},119.96154703167338,1,{"$f":"IF(E1571<>\"Serviceable\",E1571,INDEX(Lists!$D$6:$D$8, MATCH(T1571,Lists!$C$6:$C$8,0)))","v":"Serviceable"},{"$f":"INDEX(Lists!$C$12:$C$26, MATCH(H1571, Lists!$B$12:$B$26,0))","v":"Sub-T"}]
[null,2995,1982,"Wood Untreated Dressed","Serviceable","Class 1",0,"lv/hv",940,2022,100,"No",false,10,{"$f":"INDEX(Lists!$B$32:$B$40, MATCH(YEAR(TODAY())-C1572, Lists!$C$32:$C$40,1))","v":"41-50"},299.21129301276324,{"$f":"INDEX(Data!$E$24:$E$47, MATCH(F1572&D1572, Data!$B$24:$B$47,0))","v":1.9964561142097742E-3},{"$f":"SUMPRODUCT((Data!$B$58:$B$60=Model!$F1572)*(Data!$C$57:$K$57=Model!$O1572)*(Data!$C$58:$K$60))","v":1.7977578417715214},82.022421582284778,1,{"$f":"IF(E1572<>\"Serviceable\",E1572,INDEX(Lists!$D$6:$D$8, MATCH(T1572,Lists!$C$6:$C$8,0)))","v":"Serviceable"},{"$f":"INDEX(Lists!$C$12:$C$26, MATCH(H1572, Lists!$B$12:$B$26,0))","v":"HV"}]
[null,2999,1976,"Wood Creos Impregnated","Serviceable","Class 3",0,"lv",930,2022,100,"No",false,10,{"$f":"INDEX(Lists!$B$32:$B$40, MATCH(YEAR(TODAY())-C1573, Lists!$C$32:$C$40,1))","v":"41-50"},296.02819415092534,{"$f":"INDEX(Data!$E$24:$E$47, MATCH(F1573&D1573, Data!$B$24:$B$47,0))","v":1.0684339161496522E-3},{"$f":"SUMPRODUCT((Data!$B$58:$B$60=Model!$F1573)*(Data!$C$57:$K$57=Model!$O1573)*(Data!$C$58:$K$60))","v":3.2595928155551883},67.404071844448112,2,{"$f":"IF(E1573<>\"Serviceable\",E1573,INDEX(Lists!$D$6:$D$8, MATCH(T1573,Lists!$C$6:$C$8,0)))","v":"Limited Life"},{"$f":"INDEX(Lists!$C$12:$C$26, MATCH(H1573, Lists!$B$12:$B$26,0))","v":"LV"}]
[null,3000,1994,"Wood Untreated Dressed","Serviceable","Class 1",0,"lv/sub-transmission",980,2023,150,"No",false,10,{"$f":"INDEX(Lists!$B$32:$B$40, MATCH(YEAR(TODAY())-C1574, Lists!$C$32:$C$40,1))","v":"31-40"},311.94368846011486,{"$f":"INDEX(Data!$E$24:$E$47, MATCH(F1574&D1574, Data!$B$24:$B$47,0))","v":1.9964561142097742E-3},{"$f":"SUMPRODUCT((Data!$B$58:$B$60=Model!$F1574)*(Data!$C$57:$K$57=Model!$O1574)*(Data!$C$58:$K$60))","v":3.0038452968326621},119.96154703167338,1,{"$f":"IF(E1574<>\"Serviceable\",E1574,INDEX(Lists!$D$6:$D$8, MATCH(T1574,Lists!$C$6:$C$8,0)))","v":"Serviceable"},{"$f":"INDEX(Lists!$C$12:$C$26, MATCH(H1574, Lists!$B$12:$B$26,0))","v":"Sub-T"}]
[null,3001,1983,"Wood Untreated Dressed","Serviceable","Class 1",0,"lv",850,2022,130,"No",false,10,{"$f":"INDEX(Lists!$B$32:$B$40, MATCH(YEAR(TODAY())-C1575, Lists!$C$32:$C$40,1))","v":"41-50"},270.5634032562221,{"$f":"INDEX(Data!$E$24:$E$47, MATCH(F1575&D1575, Data!$B$24:$B$47,0))","v":1.9964561142097742E-3},{"$f":"SUMPRODUCT((Data!$B$58:$B$60=Model!$F1575)*(Data!$C$57:$K$57=Model!$O1575)*(Data!$C$58:$K$60))","v":1.7977578417715214},112.02242158228478,1,{"$f":"IF(E1575<>\"Serviceable\",E1575,INDEX(Lists!$D$6:$D$8, MATCH(T1575,Lists!$C$6:$C$8,0)))","v":"Serviceable"},{"$f":"INDEX(Lists!$C$12:$C$26, MATCH(H1575, Lists!$B$12:$B$26,0))","v":"LV"}]
[null,3003,1994,"Wood Untreated Dressed","Serviceable","Class 1",0,"lv/sub-transmission",1150,2023,150,"No",false,10,{"$f":"INDEX(Lists!$B$32:$B$40, MATCH(YEAR(TODAY())-C1576, Lists!$C$32:$C$40,1))","v":"31-40"},366.05636911135929,{"$f":"INDEX(Data!$E$24:$E$47, MATCH(F1576&D1576, Data!$B$24:$B$47,0))","v":1.9964561142097742E-3},{"$f":"SUMPRODUCT((Data!$B$58:$B$60=Model!$F1576)*(Data!$C$57:$K$57=Model!$O1576)*(Data!$C$58:$K$60))","v":3.0038452968326621},119.96154703167338,1,{"$f":"IF(E1576<>\"Serviceable\",E1576,INDEX(Lists!$D$6:$D$8, MATCH(T1576,Lists!$C$6:$C$8,0)))","v":"Serviceable"},{"$f":"INDEX(Lists!$C$12:$C$26, MATCH(H1576, Lists!$B$12:$B$26,0))","v":"Sub-T"}]
[null,3005,1982,"Wood Creos Impregnated","Serviceable","Class 3",0,"lv",960,2022,100,"No",false,10,{"$f":"INDEX(Lists!$B$32:$B$40, MATCH(YEAR(TODAY())-C1577, Lists!$C$32:$C$40,1))","v":"41-50"},305.57749073643907,{"$f":"INDEX(Data!$E$24:$E$47, MATCH(F1577&D1577, Data!$B$24:$B$47,0))","v":1.0684339161496522E-3},{"$f":"SUMPRODUCT((Data!$B$58:$B$60=Model!$F1577)*(Data!$C$57:$K$57=Model!$O1577)*(Data!$C$58:$K$60))","v":3.2595928155551883},67.404071844448112,2,{"$f":"IF(E1577<>\"Serviceable\",E1577,INDEX(Lists!$D$6:$D$8, MATCH(T1577,Lists!$C$6:$C$8,0)))","v":"Limited Life"},{"$f":"INDEX(Lists!$C$12:$C$26, MATCH(H1577, Lists!$B$12:$B$26,0))","v":"LV"}]
[null,3007,1989,"Wood Untreated Dressed","Serviceable","Class 1",0,"lv",890,2022,120,"No",false,10,{"$f":"INDEX(Lists!$B$32:$B$40, MATCH(YEAR(TODAY())-C1578, Lists!$C$32:$C$40,1))","v":"31-40"},283.29579870357372,{"$f":"INDEX(Data!$E$24:$E$47, MATCH(F1578&D1578, Data!$B$24:$B$47,0))","v":1.9964561142097742E-3},{"$f":"SUMPRODUCT((Data!$B$58:$B$60=Model!$F1578)*(Data!$C$57:$K$57=Model!$O1578)*(Data!$C$58:$K$60))","v":3.0038452968326621},89.961547031673376,1,{"$f":"IF(E1578<>\"Serviceable\",E1578,INDEX(Lists!$D$6:$D$8, MATCH(T1578,Lists!$C$6:$C$8,0)))","v":"Serviceable"},{"$f":"INDEX(Lists!$C$12:$C$26, MATCH(H1578, Lists!$B$12:$B$26,0))","v":"LV"}]
[null,3008,1975,"Wood Creos Impregnated","Serviceable","Class 1",0,"lv",950,2022,130,"No",false,10,{"$f":"INDEX(Lists!$B$32:$B$40, MATCH(YEAR(TODAY())-C1579, Lists!$C$32:$C$40,1))","v":"41-50"},302.39439187460113,{"$f":"INDEX(Data!$E$24:$E$47, MATCH(F1579&D1579, Data!$B$24:$B$47,0))","v":9.9474993092014377E-4},{"$f":"SUMPRODUCT((Data!$B$58:$B$60=Model!$F1579)*(Data!$C$57:$K$57=Model!$O1579)*(Data!$C$58:$K$60))","v":1.7977578417715214},112.02242158228478,1,{"$f":"IF(E1579<>\"Serviceable\",E1579,INDEX(Lists!$D$6:$D$8, MATCH(T1579,Lists!$C$6:$C$8,0)))","v":"Serviceable"},{"$f":"INDEX(Lists!$C$12:$C$26, MATCH(H1579, Lists!$B$12:$B$26,0))","v":"LV"}]
[null,3009,1959,"Wood Creos Impregnated","Serviceable","Class 3",0,"lv",905,2019,80,"No",false,10,{"$f":"INDEX(Lists!$B$32:$B$40, MATCH(YEAR(TODAY())-C1580, Lists!$C$32:$C$40,1))","v":"61-70"},288.07044699633059,{"$f":"INDEX(Data!$E$24:$E$47, MATCH(F1580&D1580, Data!$B$24:$B$47,0))","v":1.0684339161496522E-3},{"$f":"SUMPRODUCT((Data!$B$58:$B$60=Model!$F1580)*(Data!$C$57:$K$57=Model!$O1580)*(Data!$C$58:$K$60))","v":1.9802031311051838},60.197968688948166,2,{"$f":"IF(E1580<>\"Serviceable\",E1580,INDEX(Lists!$D$6:$D$8, MATCH(T1580,Lists!$C$6:$C$8,0)))","v":"Limited Life"},{"$f":"INDEX(Lists!$C$12:$C$26, MATCH(H1580, Lists!$B$12:$B$26,0))","v":"LV"}]
[null,3010,1980,"Wood Untreated Dressed","Serviceable","Class 1",0,"lv/hv",1280,2022,150,"No",false,10,{"$f":"INDEX(Lists!$B$32:$B$40, MATCH(YEAR(TODAY())-C1581, Lists!$C$32:$C$40,1))","v":"41-50"},407.4366543152521,{"$f":"INDEX(Data!$E$24:$E$47, MATCH(F1581&D1581, Data!$B$24:$B$47,0))","v":1.9964561142097742E-3},{"$f":"SUMPRODUCT((Data!$B$58:$B$60=Model!$F1581)*(Data!$C$57:$K$57=Model!$O1581)*(Data!$C$58:$K$60))","v":1.7977578417715214},132.02242158228478,1,{"$f":"IF(E1581<>\"Serviceable\",E1581,INDEX(Lists!$D$6:$D$8, MATCH(T1581,Lists!$C$6:$C$8,0)))","v":"Serviceable"},{"$f":"INDEX(Lists!$C$12:$C$26, MATCH(H1581, Lists!$B$12:$B$26,0))","v":"HV"}]
[null,3011,1959,"Wood Creos Impregnated","Serviceable","Class 3",0,"lv",940,2022,100,"No",false,10,{"$f":"INDEX(Lists!$B$32:$B$40, MATCH(YEAR(TODAY())-C1582, Lists!$C$32:$C$40,1))","v":"61-70"},299.21129301276324,{"$f":"INDEX(Data!$E$24:$E$47, MATCH(F1582&D1582, Data!$B$24:$B$47,0))","v":1.0684339161496522E-3},{"$f":"SUMPRODUCT((Data!$B$58:$B$60=Model!$F1582)*(Data!$C$57:$K$57=Model!$O1582)*(Data!$C$58:$K$60))","v":1.9802031311051838},80.197968688948166,1,{"$f":"IF(E1582<>\"Serviceable\",E1582,INDEX(Lists!$D$6:$D$8, MATCH(T1582,Lists!$C$6:$C$8,0)))","v":"Serviceable"},{"$f":"INDEX(Lists!$C$12:$C$26, MATCH(H1582, Lists!$B$12:$B$26,0))","v":"LV"}]
[null,3014,1971,"Wood Creos Impregnated","Serviceable","Class 2",0,"lv",940,2022,120,"No",false,10,{"$f":"INDEX(Lists!$B$32:$B$40, MATCH(YEAR(TODAY())-C1583, Lists!$C$32:$C$40,1))","v":"51-60"},299.21129301276324,{"$f":"INDEX(Data!$E$24:$E$47, MATCH(F1583&D1583, Data!$B$24:$B$47,0))","v":1.6118836915297091E-3},{"$f":"SUMPRODUCT((Data!$B$58:$B$60=Model!$F1583)*(Data!$C$57:$K$57=Model!$O1583)*(Data!$C$58:$K$60))","v":2.6773548093458861},93.226451906541143,1,{"$f":"IF(E1583<>\"Serviceable\",E1583,INDEX(Lists!$D$6:$D$8, MATCH(T1583,Lists!$C$6:$C$8,0)))","v":"Serviceable"},{"$f":"INDEX(Lists!$C$12:$C$26, MATCH(H1583, Lists!$B$12:$B$26,0))","v":"LV"}]
[null,3015,1958,"Wood Creos Impregnated","Serviceable","Class 3",0,"lv",840,2019,90,"No",false,10,{"$f":"INDEX(Lists!$B$32:$B$40, MATCH(YEAR(TODAY())-C1584, Lists!$C$32:$C$40,1))","v":"61-70"},267.38030439438415,{"$f":"INDEX(Data!$E$24:$E$47, MATCH(F1584&D1584, Data!$B$24:$B$47,0))","v":1.0684339161496522E-3},{"$f":"SUMPRODUCT((Data!$B$58:$B$60=Model!$F1584)*(Data!$C$57:$K$57=Model!$O1584)*(Data!$C$58:$K$60))","v":1.9802031311051838},70.197968688948166,1,{"$f":"IF(E1584<>\"Serviceable\",E1584,INDEX(Lists!$D$6:$D$8, MATCH(T1584,Lists!$C$6:$C$8,0)))","v":"Serviceable"},{"$f":"INDEX(Lists!$C$12:$C$26, MATCH(H1584, Lists!$B$12:$B$26,0))","v":"LV"}]
[null,3016,1967,"Wood Creos Impregnated","Serviceable","Class 3",0,"lv",920,2022,100,"No",false,10,{"$f":"INDEX(Lists!$B$32:$B$40, MATCH(YEAR(TODAY())-C1585, Lists!$C$32:$C$40,1))","v":"51-60"},292.84509528908745,{"$f":"INDEX(Data!$E$24:$E$47, MATCH(F1585&D1585, Data!$B$24:$B$47,0))","v":1.0684339161496522E-3},{"$f":"SUMPRODUCT((Data!$B$58:$B$60=Model!$F1585)*(Data!$C$57:$K$57=Model!$O1585)*(Data!$C$58:$K$60))","v":2.6564859251595059},73.435140748404933,1,{"$f":"IF(E1585<>\"Serviceable\",E1585,INDEX(Lists!$D$6:$D$8, MATCH(T1585,Lists!$C$6:$C$8,0)))","v":"Serviceable"},{"$f":"INDEX(Lists!$C$12:$C$26, MATCH(H1585, Lists!$B$12:$B$26,0))","v":"LV"}]
[null,3019,1938,"Wood Untreated Dressed","Serviceable","Class 1",0,"lv/hv",880,2022,90,"No",false,10,{"$f":"INDEX(Lists!$B$32:$B$40, MATCH(YEAR(TODAY())-C1586, Lists!$C$32:$C$40,1))","v":"81-90"},280.11269984173578,{"$f":"INDEX(Data!$E$24:$E$47, MATCH(F1586&D1586, Data!$B$24:$B$47,0))","v":1.9964561142097742E-3},{"$f":"SUMPRODUCT((Data!$B$58:$B$60=Model!$F1586)*(Data!$C$57:$K$57=Model!$O1586)*(Data!$C$58:$K$60))","v":2.8392735823590045},61.607264176409956,1,{"$f":"IF(E1586<>\"Serviceable\",E1586,INDEX(Lists!$D$6:$D$8, MATCH(T1586,Lists!$C$6:$C$8,0)))","v":"Serviceable"},{"$f":"INDEX(Lists!$C$12:$C$26, MATCH(H1586, Lists!$B$12:$B$26,0))","v":"HV"}]
[null,3021,1982,"Wood Creos Impregnated","Serviceable","Class 1",0,"lv",940,2022,130,"No",false,10,{"$f":"INDEX(Lists!$B$32:$B$40, MATCH(YEAR(TODAY())-C1587, Lists!$C$32:$C$40,1))","v":"41-50"},299.21129301276324,{"$f":"INDEX(Data!$E$24:$E$47, MATCH(F1587&D1587, Data!$B$24:$B$47,0))","v":9.9474993092014377E-4},{"$f":"SUMPRODUCT((Data!$B$58:$B$60=Model!$F1587)*(Data!$C$57:$K$57=Model!$O1587)*(Data!$C$58:$K$60))","v":1.7977578417715214},112.02242158228478,1,{"$f":"IF(E1587<>\"Serviceable\",E1587,INDEX(Lists!$D$6:$D$8, MATCH(T1587,Lists!$C$6:$C$8,0)))","v":"Serviceable"},{"$f":"INDEX(Lists!$C$12:$C$26, MATCH(H1587, Lists!$B$12:$B$26,0))","v":"LV"}]
[null,3022,1988,"Wood Untreated Dressed","Serviceable","Class 1",0,"lv/hv",1100,2022,120,"No",false,10,{"$f":"INDEX(Lists!$B$32:$B$40, MATCH(YEAR(TODAY())-C1588, Lists!$C$32:$C$40,1))","v":"31-40"},350.14087480216978,{"$f":"INDEX(Data!$E$24:$E$47, MATCH(F1588&D1588, Data!$B$24:$B$47,0))","v":1.9964561142097742E-3},{"$f":"SUMPRODUCT((Data!$B$58:$B$60=Model!$F1588)*(Data!$C$57:$K$57=Model!$O1588)*(Data!$C$58:$K$60))","v":3.0038452968326621},89.961547031673376,1,{"$f":"IF(E1588<>\"Serviceable\",E1588,INDEX(Lists!$D$6:$D$8, MATCH(T1588,Lists!$C$6:$C$8,0)))","v":"Serviceable"},{"$f":"INDEX(Lists!$C$12:$C$26, MATCH(H1588, Lists!$B$12:$B$26,0))","v":"HV"}]
[null,3025,1989,"Wood Untreated Dressed","Serviceable","Class 1",0,"lv/hv",1060,2022,120,"No",false,10,{"$f":"INDEX(Lists!$B$32:$B$40, MATCH(YEAR(TODAY())-C1589, Lists!$C$32:$C$40,1))","v":"31-40"},337.4084793548181,{"$f":"INDEX(Data!$E$24:$E$47, MATCH(F1589&D1589, Data!$B$24:$B$47,0))","v":1.9964561142097742E-3},{"$f":"SUMPRODUCT((Data!$B$58:$B$60=Model!$F1589)*(Data!$C$57:$K$57=Model!$O1589)*(Data!$C$58:$K$60))","v":3.0038452968326621},89.961547031673376,1,{"$f":"IF(E1589<>\"Serviceable\",E1589,INDEX(Lists!$D$6:$D$8, MATCH(T1589,Lists!$C$6:$C$8,0)))","v":"Serviceable"},{"$f":"INDEX(Lists!$C$12:$C$26, MATCH(H1589, Lists!$B$12:$B$26,0))","v":"HV"}]
[null,3026,1972,"Wood Untreated Dressed","Serviceable","Class 2",0,"lv",740,2019,110,"No",false,10,{"$f":"INDEX(Lists!$B$32:$B$40, MATCH(YEAR(TODAY())-C1590, Lists!$C$32:$C$40,1))","v":"51-60"},235.5493157760051,{"$f":"INDEX(Data!$E$24:$E$47, MATCH(F1590&D1590, Data!$B$24:$B$47,0))","v":2.1997700016428453E-3},{"$f":"SUMPRODUCT((Data!$B$58:$B$60=Model!$F1590)*(Data!$C$57:$K$57=Model!$O1590)*(Data!$C$58:$K$60))","v":2.6773548093458861},83.226451906541143,1,{"$f":"IF(E1590<>\"Serviceable\",E1590,INDEX(Lists!$D$6:$D$8, MATCH(T1590,Lists!$C$6:$C$8,0)))","v":"Serviceable"},{"$f":"INDEX(Lists!$C$12:$C$26, MATCH(H1590, Lists!$B$12:$B$26,0))","v":"LV"}]
[null,3029,1980,"Wood Untreated Round","Serviceable","Class 1",0,"lv",817,2019,100,"No",false,10,{"$f":"INDEX(Lists!$B$32:$B$40, MATCH(YEAR(TODAY())-C1591, Lists!$C$32:$C$40,1))","v":"41-50"},260.05917701215697,{"$f":"INDEX(Data!$E$24:$E$47, MATCH(F1591&D1591, Data!$B$24:$B$47,0))","v":1.9964561142097742E-3},{"$f":"SUMPRODUCT((Data!$B$58:$B$60=Model!$F1591)*(Data!$C$57:$K$57=Model!$O1591)*(Data!$C$58:$K$60))","v":1.7977578417715214},82.022421582284778,1,{"$f":"IF(E1591<>\"Serviceable\",E1591,INDEX(Lists!$D$6:$D$8, MATCH(T1591,Lists!$C$6:$C$8,0)))","v":"Serviceable"},{"$f":"INDEX(Lists!$C$12:$C$26, MATCH(H1591, Lists!$B$12:$B$26,0))","v":"LV"}]
[null,3033,1981,"Wood Untreated Dressed","Serviceable","Class 1",0,"lv",770,2019,120,"No",false,10,{"$f":"INDEX(Lists!$B$32:$B$40, MATCH(YEAR(TODAY())-C1592, Lists!$C$32:$C$40,1))","v":"41-50"},245.09861236151883,{"$f":"INDEX(Data!$E$24:$E$47, MATCH(F1592&D1592, Data!$B$24:$B$47,0))","v":1.9964561142097742E-3},{"$f":"SUMPRODUCT((Data!$B$58:$B$60=Model!$F1592)*(Data!$C$57:$K$57=Model!$O1592)*(Data!$C$58:$K$60))","v":1.7977578417715214},102.02242158228478,1,{"$f":"IF(E1592<>\"Serviceable\",E1592,INDEX(Lists!$D$6:$D$8, MATCH(T1592,Lists!$C$6:$C$8,0)))","v":"Serviceable"},{"$f":"INDEX(Lists!$C$12:$C$26, MATCH(H1592, Lists!$B$12:$B$26,0))","v":"LV"}]
[null,3034,1982,"Wood Creos Impregnated","Serviceable","Class 3",0,"lv",1000,2022,100,"No",false,10,{"$f":"INDEX(Lists!$B$32:$B$40, MATCH(YEAR(TODAY())-C1593, Lists!$C$32:$C$40,1))","v":"41-50"},318.3098861837907,{"$f":"INDEX(Data!$E$24:$E$47, MATCH(F1593&D1593, Data!$B$24:$B$47,0))","v":1.0684339161496522E-3},{"$f":"SUMPRODUCT((Data!$B$58:$B$60=Model!$F1593)*(Data!$C$57:$K$57=Model!$O1593)*(Data!$C$58:$K$60))","v":3.2595928155551883},67.404071844448112,2,{"$f":"IF(E1593<>\"Serviceable\",E1593,INDEX(Lists!$D$6:$D$8, MATCH(T1593,Lists!$C$6:$C$8,0)))","v":"Limited Life"},{"$f":"INDEX(Lists!$C$12:$C$26, MATCH(H1593, Lists!$B$12:$B$26,0))","v":"LV"}]
[null,3036,1955,"Wood Untreated Round","Serviceable","Class 1",0,"lv",810,2019,90,"No",false,10,{"$f":"INDEX(Lists!$B$32:$B$40, MATCH(YEAR(TODAY())-C1594, Lists!$C$32:$C$40,1))","v":"61-70"},257.83100780887048,{"$f":"INDEX(Data!$E$24:$E$47, MATCH(F1594&D1594, Data!$B$24:$B$47,0))","v":1.9964561142097742E-3},{"$f":"SUMPRODUCT((Data!$B$58:$B$60=Model!$F1594)*(Data!$C$57:$K$57=Model!$O1594)*(Data!$C$58:$K$60))","v":2.3795837981601728},66.204162018398279,1,{"$f":"IF(E1594<>\"Serviceable\",E1594,INDEX(Lists!$D$6:$D$8, MATCH(T1594,Lists!$C$6:$C$8,0)))","v":"Serviceable"},{"$f":"INDEX(Lists!$C$12:$C$26, MATCH(H1594, Lists!$B$12:$B$26,0))","v":"LV"}]
[null,3038,1937,"Wood Untreated Round","Serviceable","Class 1",0,"lv",920,2022,100,"No",false,10,{"$f":"INDEX(Lists!$B$32:$B$40, MATCH(YEAR(TODAY())-C1595, Lists!$C$32:$C$40,1))","v":"81-90"},292.84509528908745,{"$f":"INDEX(Data!$E$24:$E$47, MATCH(F1595&D1595, Data!$B$24:$B$47,0))","v":1.9964561142097742E-3},{"$f":"SUMPRODUCT((Data!$B$58:$B$60=Model!$F1595)*(Data!$C$57:$K$57=Model!$O1595)*(Data!$C$58:$K$60))","v":2.8392735823590045},71.607264176409956,1,{"$f":"IF(E1595<>\"Serviceable\",E1595,INDEX(Lists!$D$6:$D$8, MATCH(T1595,Lists!$C$6:$C$8,0)))","v":"Serviceable"},{"$f":"INDEX(Lists!$C$12:$C$26, MATCH(H1595, Lists!$B$12:$B$26,0))","v":"LV"}]
[null,3039,1977,"Wood Untreated Dressed","Serviceable","Class 1",0,"lv",780,2019,100,"No",false,10,{"$f":"INDEX(Lists!$B$32:$B$40, MATCH(YEAR(TODAY())-C1596, Lists!$C$32:$C$40,1))","v":"41-50"},248.28171122335672,{"$f":"INDEX(Data!$E$24:$E$47, MATCH(F1596&D1596, Data!$B$24:$B$47,0))","v":1.9964561142097742E-3},{"$f":"SUMPRODUCT((Data!$B$58:$B$60=Model!$F1596)*(Data!$C$57:$K$57=Model!$O1596)*(Data!$C$58:$K$60))","v":1.7977578417715214},82.022421582284778,1,{"$f":"IF(E1596<>\"Serviceable\",E1596,INDEX(Lists!$D$6:$D$8, MATCH(T1596,Lists!$C$6:$C$8,0)))","v":"Serviceable"},{"$f":"INDEX(Lists!$C$12:$C$26, MATCH(H1596, Lists!$B$12:$B$26,0))","v":"LV"}]
[null,3042,1974,"Wood Untreated Round","Serviceable","Class 1",0,"lv",970,2019,100,"No",false,10,{"$f":"INDEX(Lists!$B$32:$B$40, MATCH(YEAR(TODAY())-C1597, Lists!$C$32:$C$40,1))","v":"51-60"},308.76058959827697,{"$f":"INDEX(Data!$E$24:$E$47, MATCH(F1597&D1597, Data!$B$24:$B$47,0))","v":1.9964561142097742E-3},{"$f":"SUMPRODUCT((Data!$B$58:$B$60=Model!$F1597)*(Data!$C$57:$K$57=Model!$O1597)*(Data!$C$58:$K$60))","v":1.3557210085184006},86.44278991481599,1,{"$f":"IF(E1597<>\"Serviceable\",E1597,INDEX(Lists!$D$6:$D$8, MATCH(T1597,Lists!$C$6:$C$8,0)))","v":"Serviceable"},{"$f":"INDEX(Lists!$C$12:$C$26, MATCH(H1597, Lists!$B$12:$B$26,0))","v":"LV"}]
[null,3044,1974,"Wood Untreated Dressed","Serviceable","Class 1",0,"lv",660,2019,90,"No",false,10,{"$f":"INDEX(Lists!$B$32:$B$40, MATCH(YEAR(TODAY())-C1598, Lists!$C$32:$C$40,1))","v":"51-60"},210.08452488130186,{"$f":"INDEX(Data!$E$24:$E$47, MATCH(F1598&D1598, Data!$B$24:$B$47,0))","v":1.9964561142097742E-3},{"$f":"SUMPRODUCT((Data!$B$58:$B$60=Model!$F1598)*(Data!$C$57:$K$57=Model!$O1598)*(Data!$C$58:$K$60))","v":1.3557210085184006},76.44278991481599,1,{"$f":"IF(E1598<>\"Serviceable\",E1598,INDEX(Lists!$D$6:$D$8, MATCH(T1598,Lists!$C$6:$C$8,0)))","v":"Serviceable"},{"$f":"INDEX(Lists!$C$12:$C$26, MATCH(H1598, Lists!$B$12:$B$26,0))","v":"LV"}]
[null,3045,1987,"Wood Untreated Dressed","Serviceable","Class 1",0,"lv",880,2022,130,"No",false,10,{"$f":"INDEX(Lists!$B$32:$B$40, MATCH(YEAR(TODAY())-C1599, Lists!$C$32:$C$40,1))","v":"31-40"},280.11269984173578,{"$f":"INDEX(Data!$E$24:$E$47, MATCH(F1599&D1599, Data!$B$24:$B$47,0))","v":1.9964561142097742E-3},{"$f":"SUMPRODUCT((Data!$B$58:$B$60=Model!$F1599)*(Data!$C$57:$K$57=Model!$O1599)*(Data!$C$58:$K$60))","v":3.0038452968326621},99.961547031673376,1,{"$f":"IF(E1599<>\"Serviceable\",E1599,INDEX(Lists!$D$6:$D$8, MATCH(T1599,Lists!$C$6:$C$8,0)))","v":"Serviceable"},{"$f":"INDEX(Lists!$C$12:$C$26, MATCH(H1599, Lists!$B$12:$B$26,0))","v":"LV"}]
[null,3046,1994,"Wood Untreated Dressed","Serviceable","Class 1",0,"lv/hv",1000,2022,120,"No",false,10,{"$f":"INDEX(Lists!$B$32:$B$40, MATCH(YEAR(TODAY())-C1600, Lists!$C$32:$C$40,1))","v":"31-40"},318.3098861837907,{"$f":"INDEX(Data!$E$24:$E$47, MATCH(F1600&D1600, Data!$B$24:$B$47,0))","v":1.9964561142097742E-3},{"$f":"SUMPRODUCT((Data!$B$58:$B$60=Model!$F1600)*(Data!$C$57:$K$57=Model!$O1600)*(Data!$C$58:$K$60))","v":3.0038452968326621},89.961547031673376,1,{"$f":"IF(E1600<>\"Serviceable\",E1600,INDEX(Lists!$D$6:$D$8, MATCH(T1600,Lists!$C$6:$C$8,0)))","v":"Serviceable"},{"$f":"INDEX(Lists!$C$12:$C$26, MATCH(H1600, Lists!$B$12:$B$26,0))","v":"HV"}]
[null,3047,1975,"Wood Creos Impregnated","Serviceable","Class 1",0,"lv/hv",974,2020,120,"No",false,10,{"$f":"INDEX(Lists!$B$32:$B$40, MATCH(YEAR(TODAY())-C1601, Lists!$C$32:$C$40,1))","v":"41-50"},310.0338291430121,{"$f":"INDEX(Data!$E$24:$E$47, MATCH(F1601&D1601, Data!$B$24:$B$47,0))","v":9.9474993092014377E-4},{"$f":"SUMPRODUCT((Data!$B$58:$B$60=Model!$F1601)*(Data!$C$57:$K$57=Model!$O1601)*(Data!$C$58:$K$60))","v":1.7977578417715214},102.02242158228478,1,{"$f":"IF(E1601<>\"Serviceable\",E1601,INDEX(Lists!$D$6:$D$8, MATCH(T1601,Lists!$C$6:$C$8,0)))","v":"Serviceable"},{"$f":"INDEX(Lists!$C$12:$C$26, MATCH(H1601, Lists!$B$12:$B$26,0))","v":"HV"}]
[null,3049,1976,"Wood Creos Impregnated","Serviceable","Class 1",0,"stay",930,2022,140,"No",false,10,{"$f":"INDEX(Lists!$B$32:$B$40, MATCH(YEAR(TODAY())-C1602, Lists!$C$32:$C$40,1))","v":"41-50"},296.02819415092534,{"$f":"INDEX(Data!$E$24:$E$47, MATCH(F1602&D1602, Data!$B$24:$B$47,0))","v":9.9474993092014377E-4},{"$f":"SUMPRODUCT((Data!$B$58:$B$60=Model!$F1602)*(Data!$C$57:$K$57=Model!$O1602)*(Data!$C$58:$K$60))","v":1.7977578417715214},122.02242158228478,1,{"$f":"IF(E1602<>\"Serviceable\",E1602,INDEX(Lists!$D$6:$D$8, MATCH(T1602,Lists!$C$6:$C$8,0)))","v":"Serviceable"},{"$f":"INDEX(Lists!$C$12:$C$26, MATCH(H1602, Lists!$B$12:$B$26,0))","v":"LV"}]
[null,3052,1977,"Wood Creos Impregnated","Serviceable","Class 1",0,"lv/hv",940,2022,120,"No",false,10,{"$f":"INDEX(Lists!$B$32:$B$40, MATCH(YEAR(TODAY())-C1603, Lists!$C$32:$C$40,1))","v":"41-50"},299.21129301276324,{"$f":"INDEX(Data!$E$24:$E$47, MATCH(F1603&D1603, Data!$B$24:$B$47,0))","v":9.9474993092014377E-4},{"$f":"SUMPRODUCT((Data!$B$58:$B$60=Model!$F1603)*(Data!$C$57:$K$57=Model!$O1603)*(Data!$C$58:$K$60))","v":1.7977578417715214},102.02242158228478,1,{"$f":"IF(E1603<>\"Serviceable\",E1603,INDEX(Lists!$D$6:$D$8, MATCH(T1603,Lists!$C$6:$C$8,0)))","v":"Serviceable"},{"$f":"INDEX(Lists!$C$12:$C$26, MATCH(H1603, Lists!$B$12:$B$26,0))","v":"HV"}]
[null,3053,1984,"Wood Untreated Dressed","Serviceable","Class 1",0,"lv",870,2023,100,"No",false,10,{"$f":"INDEX(Lists!$B$32:$B$40, MATCH(YEAR(TODAY())-C1604, Lists!$C$32:$C$40,1))","v":"41-50"},276.92960097989788,{"$f":"INDEX(Data!$E$24:$E$47, MATCH(F1604&D1604, Data!$B$24:$B$47,0))","v":1.9964561142097742E-3},{"$f":"SUMPRODUCT((Data!$B$58:$B$60=Model!$F1604)*(Data!$C$57:$K$57=Model!$O1604)*(Data!$C$58:$K$60))","v":1.7977578417715214},82.022421582284778,1,{"$f":"IF(E1604<>\"Serviceable\",E1604,INDEX(Lists!$D$6:$D$8, MATCH(T1604,Lists!$C$6:$C$8,0)))","v":"Serviceable"},{"$f":"INDEX(Lists!$C$12:$C$26, MATCH(H1604, Lists!$B$12:$B$26,0))","v":"LV"}]
[null,3054,1988,"Wood Untreated Dressed","Serviceable","Class 1",0,"lv/hv",1060,2022,120,"No",false,10,{"$f":"INDEX(Lists!$B$32:$B$40, MATCH(YEAR(TODAY())-C1605, Lists!$C$32:$C$40,1))","v":"31-40"},337.4084793548181,{"$f":"INDEX(Data!$E$24:$E$47, MATCH(F1605&D1605, Data!$B$24:$B$47,0))","v":1.9964561142097742E-3},{"$f":"SUMPRODUCT((Data!$B$58:$B$60=Model!$F1605)*(Data!$C$57:$K$57=Model!$O1605)*(Data!$C$58:$K$60))","v":3.0038452968326621},89.961547031673376,1,{"$f":"IF(E1605<>\"Serviceable\",E1605,INDEX(Lists!$D$6:$D$8, MATCH(T1605,Lists!$C$6:$C$8,0)))","v":"Serviceable"},{"$f":"INDEX(Lists!$C$12:$C$26, MATCH(H1605, Lists!$B$12:$B$26,0))","v":"HV"}]
[null,3055,1979,"Wood Creos Impregnated","Serviceable","Class 3",0,"lv",940,2022,100,"No",false,10,{"$f":"INDEX(Lists!$B$32:$B$40, MATCH(YEAR(TODAY())-C1606, Lists!$C$32:$C$40,1))","v":"41-50"},299.21129301276324,{"$f":"INDEX(Data!$E$24:$E$47, MATCH(F1606&D1606, Data!$B$24:$B$47,0))","v":1.0684339161496522E-3},{"$f":"SUMPRODUCT((Data!$B$58:$B$60=Model!$F1606)*(Data!$C$57:$K$57=Model!$O1606)*(Data!$C$58:$K$60))","v":3.2595928155551883},67.404071844448112,2,{"$f":"IF(E1606<>\"Serviceable\",E1606,INDEX(Lists!$D$6:$D$8, MATCH(T1606,Lists!$C$6:$C$8,0)))","v":"Limited Life"},{"$f":"INDEX(Lists!$C$12:$C$26, MATCH(H1606, Lists!$B$12:$B$26,0))","v":"LV"}]
[null,3056,1970,"Wood Creos Impregnated","Serviceable","Class 2",0,"lv",900,2023,100,"No",false,10,{"$f":"INDEX(Lists!$B$32:$B$40, MATCH(YEAR(TODAY())-C1607, Lists!$C$32:$C$40,1))","v":"51-60"},286.47889756541161,{"$f":"INDEX(Data!$E$24:$E$47, MATCH(F1607&D1607, Data!$B$24:$B$47,0))","v":1.6118836915297091E-3},{"$f":"SUMPRODUCT((Data!$B$58:$B$60=Model!$F1607)*(Data!$C$57:$K$57=Model!$O1607)*(Data!$C$58:$K$60))","v":2.6773548093458861},73.226451906541143,1,{"$f":"IF(E1607<>\"Serviceable\",E1607,INDEX(Lists!$D$6:$D$8, MATCH(T1607,Lists!$C$6:$C$8,0)))","v":"Serviceable"},{"$f":"INDEX(Lists!$C$12:$C$26, MATCH(H1607, Lists!$B$12:$B$26,0))","v":"LV"}]
[null,3061,1976,"Wood Creos Impregnated","Serviceable","Class 3",0,"lv/hv",1130,2022,100,"No",false,{"$f":"IF(L1608=\"No\",ROUND((End_year-J1608)/5,0)*5,ROUND((End_year-J1608)/3,0)*3)","v":10},{"$f":"INDEX(Lists!$B$32:$B$40, MATCH(YEAR(TODAY())-C1608, Lists!$C$32:$C$40,1))","v":"41-50"},359.69017138768345,{"$f":"INDEX(Data!$E$24:$E$47, MATCH(F1608&D1608, Data!$B$24:$B$47,0))","v":1.0684339161496522E-3},{"$f":"SUMPRODUCT((Data!$B$58:$B$60=Model!$F1608)*(Data!$C$57:$K$57=Model!$O1608)*(Data!$C$58:$K$60))","v":3.2595928155551883},{"$f":"IF(IF(K1608>=700,999,(K1608-R1608*N1608))<0,0,IF(K1608>=700,999,(K1608-R1608*N1608)))","v":67.404071844448112},{"$f":"IF(S1608<30,3,IF(AND(F1608=\"Class 1\",S1608<50),2,IF(AND(F1608=\"Class 1\",S1608>=50),1,IF(S1608<70,2,1))))","v":2},{"$f":"IF(E1608<>\"Serviceable\",E1608,INDEX(Lists!$D$6:$D$8, MATCH(T1608,Lists!$C$6:$C$8,0)))","v":"Limited Life"},{"$f":"INDEX(Lists!$C$12:$C$26, MATCH(H1608, Lists!$B$12:$B$26,0))","v":"HV"}]
[null,3062,1970,"Wood Creos Impregnated","Serviceable","Class 3",0,"lv",650,2023,70,"No",{"$f":"IF(G1609=0,FALSE,TRUE)","v":false},10,{"$f":"INDEX(Lists!$B$32:$B$40, MATCH(YEAR(TODAY())-C1609, Lists!$C$32:$C$40,1))","v":"51-60"},{"$f":"I1609/PI()","v":206.90142601946394},{"$f":"INDEX(Data!$E$24:$E$47, MATCH(F1609&D1609, Data!$B$24:$B$47,0))","v":1.0684339161496522E-3},{"$f":"SUMPRODUCT((Data!$B$58:$B$60=Model!$F1609)*(Data!$C$57:$K$57=Model!$O1609)*(Data!$C$58:$K$60))","v":2.6564859251595059},43.43514074840494,2,{"$f":"IF(E1609<>\"Serviceable\",E1609,INDEX(Lists!$D$6:$D$8, MATCH(T1609,Lists!$C$6:$C$8,0)))","v":"Limited Life"},{"$f":"INDEX(Lists!$C$12:$C$26, MATCH(H1609, Lists!$B$12:$B$26,0))","v":"LV"}]
[null,3064,1959,"Wood Creos Impregnated","Limited Life","Class 3",0,"lv/hv",940,2023,60,"No",false,10,{"$f":"INDEX(Lists!$B$32:$B$40, MATCH(YEAR(TODAY())-C1610, Lists!$C$32:$C$40,1))","v":"61-70"},299.21129301276324,{"$f":"INDEX(Data!$E$24:$E$47, MATCH(F1610&D1610, Data!$B$24:$B$47,0))","v":1.0684339161496522E-3},{"$f":"SUMPRODUCT((Data!$B$58:$B$60=Model!$F1610)*(Data!$C$57:$K$57=Model!$O1610)*(Data!$C$58:$K$60))","v":1.9802031311051838},40.197968688948166,2,{"$f":"IF(E1610<>\"Serviceable\",E1610,INDEX(Lists!$D$6:$D$8, MATCH(T1610,Lists!$C$6:$C$8,0)))","v":"Limited Life"},{"$f":"INDEX(Lists!$C$12:$C$26, MATCH(H1610, Lists!$B$12:$B$26,0))","v":"HV"}]
[null,3066,1967,"Wood Creos Impregnated","Serviceable","Class 3",0,"lv",800,2023,100,"No",false,10,{"$f":"INDEX(Lists!$B$32:$B$40, MATCH(YEAR(TODAY())-C1611, Lists!$C$32:$C$40,1))","v":"51-60"},254.64790894703253,{"$f":"INDEX(Data!$E$24:$E$47, MATCH(F1611&D1611, Data!$B$24:$B$47,0))","v":1.0684339161496522E-3},{"$f":"SUMPRODUCT((Data!$B$58:$B$60=Model!$F1611)*(Data!$C$57:$K$57=Model!$O1611)*(Data!$C$58:$K$60))","v":2.6564859251595059},73.435140748404933,1,{"$f":"IF(E1611<>\"Serviceable\",E1611,INDEX(Lists!$D$6:$D$8, MATCH(T1611,Lists!$C$6:$C$8,0)))","v":"Serviceable"},{"$f":"INDEX(Lists!$C$12:$C$26, MATCH(H1611, Lists!$B$12:$B$26,0))","v":"LV"}]
[null,3067,1979,"Wood Creos Impregnated","Serviceable","Class 3",0,"lv",910,2021,120,"No",false,10,{"$f":"INDEX(Lists!$B$32:$B$40, MATCH(YEAR(TODAY())-C1612, Lists!$C$32:$C$40,1))","v":"41-50"},289.66199642724951,{"$f":"INDEX(Data!$E$24:$E$47, MATCH(F1612&D1612, Data!$B$24:$B$47,0))","v":1.0684339161496522E-3},{"$f":"SUMPRODUCT((Data!$B$58:$B$60=Model!$F1612)*(Data!$C$57:$K$57=Model!$O1612)*(Data!$C$58:$K$60))","v":3.2595928155551883},87.404071844448112,1,{"$f":"IF(E1612<>\"Serviceable\",E1612,INDEX(Lists!$D$6:$D$8, MATCH(T1612,Lists!$C$6:$C$8,0)))","v":"Serviceable"},{"$f":"INDEX(Lists!$C$12:$C$26, MATCH(H1612, Lists!$B$12:$B$26,0))","v":"LV"}]
[null,3070,1960,"Wood Creos Impregnated","Serviceable","Class 3",0,"lv",900,2021,80,"No",false,10,{"$f":"INDEX(Lists!$B$32:$B$40, MATCH(YEAR(TODAY())-C1613, Lists!$C$32:$C$40,1))","v":"61-70"},286.47889756541161,{"$f":"INDEX(Data!$E$24:$E$47, MATCH(F1613&D1613, Data!$B$24:$B$47,0))","v":1.0684339161496522E-3},{"$f":"SUMPRODUCT((Data!$B$58:$B$60=Model!$F1613)*(Data!$C$57:$K$57=Model!$O1613)*(Data!$C$58:$K$60))","v":1.9802031311051838},60.197968688948166,2,{"$f":"IF(E1613<>\"Serviceable\",E1613,INDEX(Lists!$D$6:$D$8, MATCH(T1613,Lists!$C$6:$C$8,0)))","v":"Limited Life"},{"$f":"INDEX(Lists!$C$12:$C$26, MATCH(H1613, Lists!$B$12:$B$26,0))","v":"LV"}]
[null,3072,1971,"Wood Creos Impregnated","Serviceable","Class 3",0,"lv",980,2021,100,"No",false,10,{"$f":"INDEX(Lists!$B$32:$B$40, MATCH(YEAR(TODAY())-C1614, Lists!$C$32:$C$40,1))","v":"51-60"},311.94368846011486,{"$f":"INDEX(Data!$E$24:$E$47, MATCH(F1614&D1614, Data!$B$24:$B$47,0))","v":1.0684339161496522E-3},{"$f":"SUMPRODUCT((Data!$B$58:$B$60=Model!$F1614)*(Data!$C$57:$K$57=Model!$O1614)*(Data!$C$58:$K$60))","v":2.6564859251595059},73.435140748404933,1,{"$f":"IF(E1614<>\"Serviceable\",E1614,INDEX(Lists!$D$6:$D$8, MATCH(T1614,Lists!$C$6:$C$8,0)))","v":"Serviceable"},{"$f":"INDEX(Lists!$C$12:$C$26, MATCH(H1614, Lists!$B$12:$B$26,0))","v":"LV"}]
[null,3073,1958,"Wood Creos Impregnated","Serviceable","Class 3",0,"lv/hv",940,2022,80,"No",false,10,{"$f":"INDEX(Lists!$B$32:$B$40, MATCH(YEAR(TODAY())-C1615, Lists!$C$32:$C$40,1))","v":"61-70"},299.21129301276324,{"$f":"INDEX(Data!$E$24:$E$47, MATCH(F1615&D1615, Data!$B$24:$B$47,0))","v":1.0684339161496522E-3},{"$f":"SUMPRODUCT((Data!$B$58:$B$60=Model!$F1615)*(Data!$C$57:$K$57=Model!$O1615)*(Data!$C$58:$K$60))","v":1.9802031311051838},60.197968688948166,2,{"$f":"IF(E1615<>\"Serviceable\",E1615,INDEX(Lists!$D$6:$D$8, MATCH(T1615,Lists!$C$6:$C$8,0)))","v":"Limited Life"},{"$f":"INDEX(Lists!$C$12:$C$26, MATCH(H1615, Lists!$B$12:$B$26,0))","v":"HV"}]
[null,3075,1971,"Wood Creos Impregnated","Serviceable","Class 2",0,"lv",890,2021,80,"No",false,10,{"$f":"INDEX(Lists!$B$32:$B$40, MATCH(YEAR(TODAY())-C1616, Lists!$C$32:$C$40,1))","v":"51-60"},283.29579870357372,{"$f":"INDEX(Data!$E$24:$E$47, MATCH(F1616&D1616, Data!$B$24:$B$47,0))","v":1.6118836915297091E-3},{"$f":"SUMPRODUCT((Data!$B$58:$B$60=Model!$F1616)*(Data!$C$57:$K$57=Model!$O1616)*(Data!$C$58:$K$60))","v":2.6773548093458861},53.226451906541143,2,{"$f":"IF(E1616<>\"Serviceable\",E1616,INDEX(Lists!$D$6:$D$8, MATCH(T1616,Lists!$C$6:$C$8,0)))","v":"Limited Life"},{"$f":"INDEX(Lists!$C$12:$C$26, MATCH(H1616, Lists!$B$12:$B$26,0))","v":"LV"}]
[null,3076,1979,"Wood Creos Impregnated","Serviceable","Class 1",0,"lv/hv",900,2022,120,"No",false,10,{"$f":"INDEX(Lists!$B$32:$B$40, MATCH(YEAR(TODAY())-C1617, Lists!$C$32:$C$40,1))","v":"41-50"},286.47889756541161,{"$f":"INDEX(Data!$E$24:$E$47, MATCH(F1617&D1617, Data!$B$24:$B$47,0))","v":9.9474993092014377E-4},{"$f":"SUMPRODUCT((Data!$B$58:$B$60=Model!$F1617)*(Data!$C$57:$K$57=Model!$O1617)*(Data!$C$58:$K$60))","v":1.7977578417715214},102.02242158228478,1,{"$f":"IF(E1617<>\"Serviceable\",E1617,INDEX(Lists!$D$6:$D$8, MATCH(T1617,Lists!$C$6:$C$8,0)))","v":"Serviceable"},{"$f":"INDEX(Lists!$C$12:$C$26, MATCH(H1617, Lists!$B$12:$B$26,0))","v":"HV"}]
[null,3077,1990,"Wood Untreated Dressed","Serviceable","Class 1",0,"lv/hv",1050,2021,150,"No",false,10,{"$f":"INDEX(Lists!$B$32:$B$40, MATCH(YEAR(TODAY())-C1618, Lists!$C$32:$C$40,1))","v":"31-40"},334.22538049298021,{"$f":"INDEX(Data!$E$24:$E$47, MATCH(F1618&D1618, Data!$B$24:$B$47,0))","v":1.9964561142097742E-3},{"$f":"SUMPRODUCT((Data!$B$58:$B$60=Model!$F1618)*(Data!$C$57:$K$57=Model!$O1618)*(Data!$C$58:$K$60))","v":3.0038452968326621},119.96154703167338,1,{"$f":"IF(E1618<>\"Serviceable\",E1618,INDEX(Lists!$D$6:$D$8, MATCH(T1618,Lists!$C$6:$C$8,0)))","v":"Serviceable"},{"$f":"INDEX(Lists!$C$12:$C$26, MATCH(H1618, Lists!$B$12:$B$26,0))","v":"HV"}]
[null,3079,1977,"Wood Creos Impregnated","Serviceable","Class 1",0,"lv/hv",900,2022,140,"No",false,10,{"$f":"INDEX(Lists!$B$32:$B$40, MATCH(YEAR(TODAY())-C1619, Lists!$C$32:$C$40,1))","v":"41-50"},286.47889756541161,{"$f":"INDEX(Data!$E$24:$E$47, MATCH(F1619&D1619, Data!$B$24:$B$47,0))","v":9.9474993092014377E-4},{"$f":"SUMPRODUCT((Data!$B$58:$B$60=Model!$F1619)*(Data!$C$57:$K$57=Model!$O1619)*(Data!$C$58:$K$60))","v":1.7977578417715214},122.02242158228478,1,{"$f":"IF(E1619<>\"Serviceable\",E1619,INDEX(Lists!$D$6:$D$8, MATCH(T1619,Lists!$C$6:$C$8,0)))","v":"Serviceable"},{"$f":"INDEX(Lists!$C$12:$C$26, MATCH(H1619, Lists!$B$12:$B$26,0))","v":"HV"}]
[null,3081,1941,"Wood Untreated Dressed","Serviceable","Class 1",0,"lv",820,2023,100,"No",false,10,{"$f":"INDEX(Lists!$B$32:$B$40, MATCH(YEAR(TODAY())-C1620, Lists!$C$32:$C$40,1))","v":"81-90"},261.01410667070837,{"$f":"INDEX(Data!$E$24:$E$47, MATCH(F1620&D1620, Data!$B$24:$B$47,0))","v":1.9964561142097742E-3},{"$f":"SUMPRODUCT((Data!$B$58:$B$60=Model!$F1620)*(Data!$C$57:$K$57=Model!$O1620)*(Data!$C$58:$K$60))","v":2.8392735823590045},71.607264176409956,1,{"$f":"IF(E1620<>\"Serviceable\",E1620,INDEX(Lists!$D$6:$D$8, MATCH(T1620,Lists!$C$6:$C$8,0)))","v":"Serviceable"},{"$f":"INDEX(Lists!$C$12:$C$26, MATCH(H1620, Lists!$B$12:$B$26,0))","v":"LV"}]
[null,3082,1959,"Wood Creos Impregnated","Serviceable","Class 3",0,"lv",1050,2022,90,"No",false,10,{"$f":"INDEX(Lists!$B$32:$B$40, MATCH(YEAR(TODAY())-C1621, Lists!$C$32:$C$40,1))","v":"61-70"},334.22538049298021,{"$f":"INDEX(Data!$E$24:$E$47, MATCH(F1621&D1621, Data!$B$24:$B$47,0))","v":1.0684339161496522E-3},{"$f":"SUMPRODUCT((Data!$B$58:$B$60=Model!$F1621)*(Data!$C$57:$K$57=Model!$O1621)*(Data!$C$58:$K$60))","v":1.9802031311051838},70.197968688948166,1,{"$f":"IF(E1621<>\"Serviceable\",E1621,INDEX(Lists!$D$6:$D$8, MATCH(T1621,Lists!$C$6:$C$8,0)))","v":"Serviceable"},{"$f":"INDEX(Lists!$C$12:$C$26, MATCH(H1621, Lists!$B$12:$B$26,0))","v":"LV"}]
[null,3084,1936,"Wood Untreated Dressed","Serviceable","Class 1",0,"lv",817,2021,100,"No",false,10,{"$f":"INDEX(Lists!$B$32:$B$40, MATCH(YEAR(TODAY())-C1622, Lists!$C$32:$C$40,1))","v":"81-90"},260.05917701215697,{"$f":"INDEX(Data!$E$24:$E$47, MATCH(F1622&D1622, Data!$B$24:$B$47,0))","v":1.9964561142097742E-3},{"$f":"SUMPRODUCT((Data!$B$58:$B$60=Model!$F1622)*(Data!$C$57:$K$57=Model!$O1622)*(Data!$C$58:$K$60))","v":2.8392735823590045},71.607264176409956,1,{"$f":"IF(E1622<>\"Serviceable\",E1622,INDEX(Lists!$D$6:$D$8, MATCH(T1622,Lists!$C$6:$C$8,0)))","v":"Serviceable"},{"$f":"INDEX(Lists!$C$12:$C$26, MATCH(H1622, Lists!$B$12:$B$26,0))","v":"LV"}]
[null,3085,1982,"Wood Creos Impregnated","Serviceable","Class 3",0,"lv/hv",1200,2022,100,"No",false,10,{"$f":"INDEX(Lists!$B$32:$B$40, MATCH(YEAR(TODAY())-C1623, Lists!$C$32:$C$40,1))","v":"41-50"},381.9718634205488,{"$f":"INDEX(Data!$E$24:$E$47, MATCH(F1623&D1623, Data!$B$24:$B$47,0))","v":1.0684339161496522E-3},{"$f":"SUMPRODUCT((Data!$B$58:$B$60=Model!$F1623)*(Data!$C$57:$K$57=Model!$O1623)*(Data!$C$58:$K$60))","v":3.2595928155551883},67.404071844448112,2,{"$f":"IF(E1623<>\"Serviceable\",E1623,INDEX(Lists!$D$6:$D$8, MATCH(T1623,Lists!$C$6:$C$8,0)))","v":"Limited Life"},{"$f":"INDEX(Lists!$C$12:$C$26, MATCH(H1623, Lists!$B$12:$B$26,0))","v":"HV"}]
[null,3087,1969,"Wood Creos Impregnated","Serviceable","Class 3",0,"lv",750,2021,70,"No",false,10,{"$f":"INDEX(Lists!$B$32:$B$40, MATCH(YEAR(TODAY())-C1624, Lists!$C$32:$C$40,1))","v":"51-60"},238.73241463784302,{"$f":"INDEX(Data!$E$24:$E$47, MATCH(F1624&D1624, Data!$B$24:$B$47,0))","v":1.0684339161496522E-3},{"$f":"SUMPRODUCT((Data!$B$58:$B$60=Model!$F1624)*(Data!$C$57:$K$57=Model!$O1624)*(Data!$C$58:$K$60))","v":2.6564859251595059},43.43514074840494,2,{"$f":"IF(E1624<>\"Serviceable\",E1624,INDEX(Lists!$D$6:$D$8, MATCH(T1624,Lists!$C$6:$C$8,0)))","v":"Limited Life"},{"$f":"INDEX(Lists!$C$12:$C$26, MATCH(H1624, Lists!$B$12:$B$26,0))","v":"LV"}]
[null,3088,1985,"Wood Untreated Dressed","Serviceable","Class 1",0,"lv",860,2022,100,"No",false,10,{"$f":"INDEX(Lists!$B$32:$B$40, MATCH(YEAR(TODAY())-C1625, Lists!$C$32:$C$40,1))","v":"31-40"},273.74650211805999,{"$f":"INDEX(Data!$E$24:$E$47, MATCH(F1625&D1625, Data!$B$24:$B$47,0))","v":1.9964561142097742E-3},{"$f":"SUMPRODUCT((Data!$B$58:$B$60=Model!$F1625)*(Data!$C$57:$K$57=Model!$O1625)*(Data!$C$58:$K$60))","v":3.0038452968326621},69.961547031673376,1,{"$f":"IF(E1625<>\"Serviceable\",E1625,INDEX(Lists!$D$6:$D$8, MATCH(T1625,Lists!$C$6:$C$8,0)))","v":"Serviceable"},{"$f":"INDEX(Lists!$C$12:$C$26, MATCH(H1625, Lists!$B$12:$B$26,0))","v":"LV"}]
[null,3092,1958,"Wood Untreated Round","Serviceable","Class 2",0,"lv/hv",911,2023,80,"No",false,10,{"$f":"INDEX(Lists!$B$32:$B$40, MATCH(YEAR(TODAY())-C1626, Lists!$C$32:$C$40,1))","v":"61-70"},289.98030631343329,{"$f":"INDEX(Data!$E$24:$E$47, MATCH(F1626&D1626, Data!$B$24:$B$47,0))","v":2.1997700016428453E-3},{"$f":"SUMPRODUCT((Data!$B$58:$B$60=Model!$F1626)*(Data!$C$57:$K$57=Model!$O1626)*(Data!$C$58:$K$60))","v":2.227481027604485},57.725189723955154,2,{"$f":"IF(E1626<>\"Serviceable\",E1626,INDEX(Lists!$D$6:$D$8, MATCH(T1626,Lists!$C$6:$C$8,0)))","v":"Limited Life"},{"$f":"INDEX(Lists!$C$12:$C$26, MATCH(H1626, Lists!$B$12:$B$26,0))","v":"HV"}]
[null,3093,1983,"Wood Untreated Dressed","Serviceable","Class 1",0,"lv",920,2021,140,"No",false,10,{"$f":"INDEX(Lists!$B$32:$B$40, MATCH(YEAR(TODAY())-C1627, Lists!$C$32:$C$40,1))","v":"41-50"},292.84509528908745,{"$f":"INDEX(Data!$E$24:$E$47, MATCH(F1627&D1627, Data!$B$24:$B$47,0))","v":1.9964561142097742E-3},{"$f":"SUMPRODUCT((Data!$B$58:$B$60=Model!$F1627)*(Data!$C$57:$K$57=Model!$O1627)*(Data!$C$58:$K$60))","v":1.7977578417715214},122.02242158228478,1,{"$f":"IF(E1627<>\"Serviceable\",E1627,INDEX(Lists!$D$6:$D$8, MATCH(T1627,Lists!$C$6:$C$8,0)))","v":"Serviceable"},{"$f":"INDEX(Lists!$C$12:$C$26, MATCH(H1627, Lists!$B$12:$B$26,0))","v":"LV"}]
[null,3094,1986,"Wood Untreated Dressed","Serviceable","Class 1",0,"lv",750,2022,100,"No",false,10,{"$f":"INDEX(Lists!$B$32:$B$40, MATCH(YEAR(TODAY())-C1628, Lists!$C$32:$C$40,1))","v":"31-40"},238.73241463784302,{"$f":"INDEX(Data!$E$24:$E$47, MATCH(F1628&D1628, Data!$B$24:$B$47,0))","v":1.9964561142097742E-3},{"$f":"SUMPRODUCT((Data!$B$58:$B$60=Model!$F1628)*(Data!$C$57:$K$57=Model!$O1628)*(Data!$C$58:$K$60))","v":3.0038452968326621},69.961547031673376,1,{"$f":"IF(E1628<>\"Serviceable\",E1628,INDEX(Lists!$D$6:$D$8, MATCH(T1628,Lists!$C$6:$C$8,0)))","v":"Serviceable"},{"$f":"INDEX(Lists!$C$12:$C$26, MATCH(H1628, Lists!$B$12:$B$26,0))","v":"LV"}]
[null,3095,1946,"Wood Untreated Dressed","Serviceable","Class 1",0,"lv/hv",940,2023,100,"No",false,10,{"$f":"INDEX(Lists!$B$32:$B$40, MATCH(YEAR(TODAY())-C1629, Lists!$C$32:$C$40,1))","v":"71-80"},299.21129301276324,{"$f":"INDEX(Data!$E$24:$E$47, MATCH(F1629&D1629, Data!$B$24:$B$47,0))","v":1.9964561142097742E-3},{"$f":"SUMPRODUCT((Data!$B$58:$B$60=Model!$F1629)*(Data!$C$57:$K$57=Model!$O1629)*(Data!$C$58:$K$60))","v":2.0707751244791428},79.292248755208576,1,{"$f":"IF(E1629<>\"Serviceable\",E1629,INDEX(Lists!$D$6:$D$8, MATCH(T1629,Lists!$C$6:$C$8,0)))","v":"Serviceable"},{"$f":"INDEX(Lists!$C$12:$C$26, MATCH(H1629, Lists!$B$12:$B$26,0))","v":"HV"}]
[null,3098,1986,"Wood Untreated Dressed","Serviceable","Class 1",0,"lv/hv",950,2023,120,"No",false,10,{"$f":"INDEX(Lists!$B$32:$B$40, MATCH(YEAR(TODAY())-C1630, Lists!$C$32:$C$40,1))","v":"31-40"},302.39439187460113,{"$f":"INDEX(Data!$E$24:$E$47, MATCH(F1630&D1630, Data!$B$24:$B$47,0))","v":1.9964561142097742E-3},{"$f":"SUMPRODUCT((Data!$B$58:$B$60=Model!$F1630)*(Data!$C$57:$K$57=Model!$O1630)*(Data!$C$58:$K$60))","v":3.0038452968326621},89.961547031673376,1,{"$f":"IF(E1630<>\"Serviceable\",E1630,INDEX(Lists!$D$6:$D$8, MATCH(T1630,Lists!$C$6:$C$8,0)))","v":"Serviceable"},{"$f":"INDEX(Lists!$C$12:$C$26, MATCH(H1630, Lists!$B$12:$B$26,0))","v":"HV"}]
[null,3101,1973,"Wood Creos Impregnated","Serviceable","Class 3",0,"lv",1000,2023,70,"No",false,10,{"$f":"INDEX(Lists!$B$32:$B$40, MATCH(YEAR(TODAY())-C1631, Lists!$C$32:$C$40,1))","v":"51-60"},318.3098861837907,{"$f":"INDEX(Data!$E$24:$E$47, MATCH(F1631&D1631, Data!$B$24:$B$47,0))","v":1.0684339161496522E-3},{"$f":"SUMPRODUCT((Data!$B$58:$B$60=Model!$F1631)*(Data!$C$57:$K$57=Model!$O1631)*(Data!$C$58:$K$60))","v":2.6564859251595059},43.43514074840494,2,{"$f":"IF(E1631<>\"Serviceable\",E1631,INDEX(Lists!$D$6:$D$8, MATCH(T1631,Lists!$C$6:$C$8,0)))","v":"Limited Life"},{"$f":"INDEX(Lists!$C$12:$C$26, MATCH(H1631, Lists!$B$12:$B$26,0))","v":"LV"}]
[null,3106,1975,"Wood Untreated Dressed","Serviceable","Class 1",0,"lv/hv",942,2023,120,"No",false,10,{"$f":"INDEX(Lists!$B$32:$B$40, MATCH(YEAR(TODAY())-C1632, Lists!$C$32:$C$40,1))","v":"41-50"},299.8479127851308,{"$f":"INDEX(Data!$E$24:$E$47, MATCH(F1632&D1632, Data!$B$24:$B$47,0))","v":1.9964561142097742E-3},{"$f":"SUMPRODUCT((Data!$B$58:$B$60=Model!$F1632)*(Data!$C$57:$K$57=Model!$O1632)*(Data!$C$58:$K$60))","v":1.7977578417715214},102.02242158228478,1,{"$f":"IF(E1632<>\"Serviceable\",E1632,INDEX(Lists!$D$6:$D$8, MATCH(T1632,Lists!$C$6:$C$8,0)))","v":"Serviceable"},{"$f":"INDEX(Lists!$C$12:$C$26, MATCH(H1632, Lists!$B$12:$B$26,0))","v":"HV"}]
[null,3108,1978,"Wood Untreated Dressed","Serviceable","Class 1",0,"lv",850,2021,130,"No",false,10,{"$f":"INDEX(Lists!$B$32:$B$40, MATCH(YEAR(TODAY())-C1633, Lists!$C$32:$C$40,1))","v":"41-50"},270.5634032562221,{"$f":"INDEX(Data!$E$24:$E$47, MATCH(F1633&D1633, Data!$B$24:$B$47,0))","v":1.9964561142097742E-3},{"$f":"SUMPRODUCT((Data!$B$58:$B$60=Model!$F1633)*(Data!$C$57:$K$57=Model!$O1633)*(Data!$C$58:$K$60))","v":1.7977578417715214},112.02242158228478,1,{"$f":"IF(E1633<>\"Serviceable\",E1633,INDEX(Lists!$D$6:$D$8, MATCH(T1633,Lists!$C$6:$C$8,0)))","v":"Serviceable"},{"$f":"INDEX(Lists!$C$12:$C$26, MATCH(H1633, Lists!$B$12:$B$26,0))","v":"LV"}]
[null,3109,1975,"Wood Creos Impregnated","Serviceable","Class 3",0,"lv",970,2023,110,"No",false,10,{"$f":"INDEX(Lists!$B$32:$B$40, MATCH(YEAR(TODAY())-C1634, Lists!$C$32:$C$40,1))","v":"41-50"},308.76058959827697,{"$f":"INDEX(Data!$E$24:$E$47, MATCH(F1634&D1634, Data!$B$24:$B$47,0))","v":1.0684339161496522E-3},{"$f":"SUMPRODUCT((Data!$B$58:$B$60=Model!$F1634)*(Data!$C$57:$K$57=Model!$O1634)*(Data!$C$58:$K$60))","v":3.2595928155551883},77.404071844448112,1,{"$f":"IF(E1634<>\"Serviceable\",E1634,INDEX(Lists!$D$6:$D$8, MATCH(T1634,Lists!$C$6:$C$8,0)))","v":"Serviceable"},{"$f":"INDEX(Lists!$C$12:$C$26, MATCH(H1634, Lists!$B$12:$B$26,0))","v":"LV"}]
[null,3110,1971,"Wood Creos Impregnated","Serviceable","Class 3",0,"lv",780,2021,90,"No",false,10,{"$f":"INDEX(Lists!$B$32:$B$40, MATCH(YEAR(TODAY())-C1635, Lists!$C$32:$C$40,1))","v":"51-60"},248.28171122335672,{"$f":"INDEX(Data!$E$24:$E$47, MATCH(F1635&D1635, Data!$B$24:$B$47,0))","v":1.0684339161496522E-3},{"$f":"SUMPRODUCT((Data!$B$58:$B$60=Model!$F1635)*(Data!$C$57:$K$57=Model!$O1635)*(Data!$C$58:$K$60))","v":2.6564859251595059},63.43514074840494,2,{"$f":"IF(E1635<>\"Serviceable\",E1635,INDEX(Lists!$D$6:$D$8, MATCH(T1635,Lists!$C$6:$C$8,0)))","v":"Limited Life"},{"$f":"INDEX(Lists!$C$12:$C$26, MATCH(H1635, Lists!$B$12:$B$26,0))","v":"LV"}]
[null,3111,1978,"Wood Untreated Dressed","Serviceable","Class 1",0,"lv",950,2021,140,"No",false,10,{"$f":"INDEX(Lists!$B$32:$B$40, MATCH(YEAR(TODAY())-C1636, Lists!$C$32:$C$40,1))","v":"41-50"},302.39439187460113,{"$f":"INDEX(Data!$E$24:$E$47, MATCH(F1636&D1636, Data!$B$24:$B$47,0))","v":1.9964561142097742E-3},{"$f":"SUMPRODUCT((Data!$B$58:$B$60=Model!$F1636)*(Data!$C$57:$K$57=Model!$O1636)*(Data!$C$58:$K$60))","v":1.7977578417715214},122.02242158228478,1,{"$f":"IF(E1636<>\"Serviceable\",E1636,INDEX(Lists!$D$6:$D$8, MATCH(T1636,Lists!$C$6:$C$8,0)))","v":"Serviceable"},{"$f":"INDEX(Lists!$C$12:$C$26, MATCH(H1636, Lists!$B$12:$B$26,0))","v":"LV"}]
[null,3113,1971,"Wood Creos Impregnated","Serviceable","Class 3",0,"lv",900,2021,100,"No",false,10,{"$f":"INDEX(Lists!$B$32:$B$40, MATCH(YEAR(TODAY())-C1637, Lists!$C$32:$C$40,1))","v":"51-60"},286.47889756541161,{"$f":"INDEX(Data!$E$24:$E$47, MATCH(F1637&D1637, Data!$B$24:$B$47,0))","v":1.0684339161496522E-3},{"$f":"SUMPRODUCT((Data!$B$58:$B$60=Model!$F1637)*(Data!$C$57:$K$57=Model!$O1637)*(Data!$C$58:$K$60))","v":2.6564859251595059},73.435140748404933,1,{"$f":"IF(E1637<>\"Serviceable\",E1637,INDEX(Lists!$D$6:$D$8, MATCH(T1637,Lists!$C$6:$C$8,0)))","v":"Serviceable"},{"$f":"INDEX(Lists!$C$12:$C$26, MATCH(H1637, Lists!$B$12:$B$26,0))","v":"LV"}]
[null,3114,1978,"Wood Untreated Dressed","Serviceable","Class 1",0,"lv",850,2021,100,"No",false,10,{"$f":"INDEX(Lists!$B$32:$B$40, MATCH(YEAR(TODAY())-C1638, Lists!$C$32:$C$40,1))","v":"41-50"},270.5634032562221,{"$f":"INDEX(Data!$E$24:$E$47, MATCH(F1638&D1638, Data!$B$24:$B$47,0))","v":1.9964561142097742E-3},{"$f":"SUMPRODUCT((Data!$B$58:$B$60=Model!$F1638)*(Data!$C$57:$K$57=Model!$O1638)*(Data!$C$58:$K$60))","v":1.7977578417715214},82.022421582284778,1,{"$f":"IF(E1638<>\"Serviceable\",E1638,INDEX(Lists!$D$6:$D$8, MATCH(T1638,Lists!$C$6:$C$8,0)))","v":"Serviceable"},{"$f":"INDEX(Lists!$C$12:$C$26, MATCH(H1638, Lists!$B$12:$B$26,0))","v":"LV"}]
[null,3115,1937,"Wood Untreated Dressed","Serviceable","Class 1",0,"lv",900,2020,100,"No",false,10,{"$f":"INDEX(Lists!$B$32:$B$40, MATCH(YEAR(TODAY())-C1639, Lists!$C$32:$C$40,1))","v":"81-90"},286.47889756541161,{"$f":"INDEX(Data!$E$24:$E$47, MATCH(F1639&D1639, Data!$B$24:$B$47,0))","v":1.9964561142097742E-3},{"$f":"SUMPRODUCT((Data!$B$58:$B$60=Model!$F1639)*(Data!$C$57:$K$57=Model!$O1639)*(Data!$C$58:$K$60))","v":2.8392735823590045},71.607264176409956,1,{"$f":"IF(E1639<>\"Serviceable\",E1639,INDEX(Lists!$D$6:$D$8, MATCH(T1639,Lists!$C$6:$C$8,0)))","v":"Serviceable"},{"$f":"INDEX(Lists!$C$12:$C$26, MATCH(H1639, Lists!$B$12:$B$26,0))","v":"LV"}]
[null,3120,1989,"Wood Untreated Dressed","Serviceable","Class 1",0,"lv/hv",960,2021,130,"No",false,10,{"$f":"INDEX(Lists!$B$32:$B$40, MATCH(YEAR(TODAY())-C1640, Lists!$C$32:$C$40,1))","v":"31-40"},305.57749073643907,{"$f":"INDEX(Data!$E$24:$E$47, MATCH(F1640&D1640, Data!$B$24:$B$47,0))","v":1.9964561142097742E-3},{"$f":"SUMPRODUCT((Data!$B$58:$B$60=Model!$F1640)*(Data!$C$57:$K$57=Model!$O1640)*(Data!$C$58:$K$60))","v":3.0038452968326621},99.961547031673376,1,{"$f":"IF(E1640<>\"Serviceable\",E1640,INDEX(Lists!$D$6:$D$8, MATCH(T1640,Lists!$C$6:$C$8,0)))","v":"Serviceable"},{"$f":"INDEX(Lists!$C$12:$C$26, MATCH(H1640, Lists!$B$12:$B$26,0))","v":"HV"}]
[null,3121,1982,"Wood Untreated Dressed","Serviceable","Class 1",0,"lv",1170,2020,140,"No",false,10,{"$f":"INDEX(Lists!$B$32:$B$40, MATCH(YEAR(TODAY())-C1641, Lists!$C$32:$C$40,1))","v":"41-50"},372.42256683503513,{"$f":"INDEX(Data!$E$24:$E$47, MATCH(F1641&D1641, Data!$B$24:$B$47,0))","v":1.9964561142097742E-3},{"$f":"SUMPRODUCT((Data!$B$58:$B$60=Model!$F1641)*(Data!$C$57:$K$57=Model!$O1641)*(Data!$C$58:$K$60))","v":1.7977578417715214},122.02242158228478,1,{"$f":"IF(E1641<>\"Serviceable\",E1641,INDEX(Lists!$D$6:$D$8, MATCH(T1641,Lists!$C$6:$C$8,0)))","v":"Serviceable"},{"$f":"INDEX(Lists!$C$12:$C$26, MATCH(H1641, Lists!$B$12:$B$26,0))","v":"LV"}]
[null,3122,1978,"Wood Untreated Dressed","Serviceable","Class 1",0,"lv",820,2021,100,"No",false,10,{"$f":"INDEX(Lists!$B$32:$B$40, MATCH(YEAR(TODAY())-C1642, Lists!$C$32:$C$40,1))","v":"41-50"},261.01410667070837,{"$f":"INDEX(Data!$E$24:$E$47, MATCH(F1642&D1642, Data!$B$24:$B$47,0))","v":1.9964561142097742E-3},{"$f":"SUMPRODUCT((Data!$B$58:$B$60=Model!$F1642)*(Data!$C$57:$K$57=Model!$O1642)*(Data!$C$58:$K$60))","v":1.7977578417715214},82.022421582284778,1,{"$f":"IF(E1642<>\"Serviceable\",E1642,INDEX(Lists!$D$6:$D$8, MATCH(T1642,Lists!$C$6:$C$8,0)))","v":"Serviceable"},{"$f":"INDEX(Lists!$C$12:$C$26, MATCH(H1642, Lists!$B$12:$B$26,0))","v":"LV"}]
[null,3123,1986,"Wood Untreated Dressed","Serviceable","Class 1",0,"lv/hv",950,2021,130,"No",false,10,{"$f":"INDEX(Lists!$B$32:$B$40, MATCH(YEAR(TODAY())-C1643, Lists!$C$32:$C$40,1))","v":"31-40"},302.39439187460113,{"$f":"INDEX(Data!$E$24:$E$47, MATCH(F1643&D1643, Data!$B$24:$B$47,0))","v":1.9964561142097742E-3},{"$f":"SUMPRODUCT((Data!$B$58:$B$60=Model!$F1643)*(Data!$C$57:$K$57=Model!$O1643)*(Data!$C$58:$K$60))","v":3.0038452968326621},99.961547031673376,1,{"$f":"IF(E1643<>\"Serviceable\",E1643,INDEX(Lists!$D$6:$D$8, MATCH(T1643,Lists!$C$6:$C$8,0)))","v":"Serviceable"},{"$f":"INDEX(Lists!$C$12:$C$26, MATCH(H1643, Lists!$B$12:$B$26,0))","v":"HV"}]
[null,3124,1968,"Wood Creos Impregnated","Serviceable","Class 3",0,"lv",940,2020,100,"No",false,10,{"$f":"INDEX(Lists!$B$32:$B$40, MATCH(YEAR(TODAY())-C1644, Lists!$C$32:$C$40,1))","v":"51-60"},299.21129301276324,{"$f":"INDEX(Data!$E$24:$E$47, MATCH(F1644&D1644, Data!$B$24:$B$47,0))","v":1.0684339161496522E-3},{"$f":"SUMPRODUCT((Data!$B$58:$B$60=Model!$F1644)*(Data!$C$57:$K$57=Model!$O1644)*(Data!$C$58:$K$60))","v":2.6564859251595059},73.435140748404933,1,{"$f":"IF(E1644<>\"Serviceable\",E1644,INDEX(Lists!$D$6:$D$8, MATCH(T1644,Lists!$C$6:$C$8,0)))","v":"Serviceable"},{"$f":"INDEX(Lists!$C$12:$C$26, MATCH(H1644, Lists!$B$12:$B$26,0))","v":"LV"}]
[null,3128,1977,"Wood Untreated Dressed","Serviceable","Class 1",0,"lv",930,2021,140,"No",false,10,{"$f":"INDEX(Lists!$B$32:$B$40, MATCH(YEAR(TODAY())-C1645, Lists!$C$32:$C$40,1))","v":"41-50"},296.02819415092534,{"$f":"INDEX(Data!$E$24:$E$47, MATCH(F1645&D1645, Data!$B$24:$B$47,0))","v":1.9964561142097742E-3},{"$f":"SUMPRODUCT((Data!$B$58:$B$60=Model!$F1645)*(Data!$C$57:$K$57=Model!$O1645)*(Data!$C$58:$K$60))","v":1.7977578417715214},122.02242158228478,1,{"$f":"IF(E1645<>\"Serviceable\",E1645,INDEX(Lists!$D$6:$D$8, MATCH(T1645,Lists!$C$6:$C$8,0)))","v":"Serviceable"},{"$f":"INDEX(Lists!$C$12:$C$26, MATCH(H1645, Lists!$B$12:$B$26,0))","v":"LV"}]
[null,3129,1985,"Wood Untreated Dressed","Serviceable","Class 1",0,"lv/hv",1035,2021,130,"No",false,10,{"$f":"INDEX(Lists!$B$32:$B$40, MATCH(YEAR(TODAY())-C1646, Lists!$C$32:$C$40,1))","v":"31-40"},329.45073220022334,{"$f":"INDEX(Data!$E$24:$E$47, MATCH(F1646&D1646, Data!$B$24:$B$47,0))","v":1.9964561142097742E-3},{"$f":"SUMPRODUCT((Data!$B$58:$B$60=Model!$F1646)*(Data!$C$57:$K$57=Model!$O1646)*(Data!$C$58:$K$60))","v":3.0038452968326621},99.961547031673376,1,{"$f":"IF(E1646<>\"Serviceable\",E1646,INDEX(Lists!$D$6:$D$8, MATCH(T1646,Lists!$C$6:$C$8,0)))","v":"Serviceable"},{"$f":"INDEX(Lists!$C$12:$C$26, MATCH(H1646, Lists!$B$12:$B$26,0))","v":"HV"}]
[null,3133,1979,"Wood Untreated Dressed","Serviceable","Class 1",0,"lv/hv",1100,2023,130,"No",false,10,{"$f":"INDEX(Lists!$B$32:$B$40, MATCH(YEAR(TODAY())-C1647, Lists!$C$32:$C$40,1))","v":"41-50"},350.14087480216978,{"$f":"INDEX(Data!$E$24:$E$47, MATCH(F1647&D1647, Data!$B$24:$B$47,0))","v":1.9964561142097742E-3},{"$f":"SUMPRODUCT((Data!$B$58:$B$60=Model!$F1647)*(Data!$C$57:$K$57=Model!$O1647)*(Data!$C$58:$K$60))","v":1.7977578417715214},112.02242158228478,1,{"$f":"IF(E1647<>\"Serviceable\",E1647,INDEX(Lists!$D$6:$D$8, MATCH(T1647,Lists!$C$6:$C$8,0)))","v":"Serviceable"},{"$f":"INDEX(Lists!$C$12:$C$26, MATCH(H1647, Lists!$B$12:$B$26,0))","v":"HV"}]
[null,3134,1983,"Wood Untreated Dressed","Serviceable","Class 1",0,"lv",920,2021,100,"No",false,10,{"$f":"INDEX(Lists!$B$32:$B$40, MATCH(YEAR(TODAY())-C1648, Lists!$C$32:$C$40,1))","v":"41-50"},292.84509528908745,{"$f":"INDEX(Data!$E$24:$E$47, MATCH(F1648&D1648, Data!$B$24:$B$47,0))","v":1.9964561142097742E-3},{"$f":"SUMPRODUCT((Data!$B$58:$B$60=Model!$F1648)*(Data!$C$57:$K$57=Model!$O1648)*(Data!$C$58:$K$60))","v":1.7977578417715214},82.022421582284778,1,{"$f":"IF(E1648<>\"Serviceable\",E1648,INDEX(Lists!$D$6:$D$8, MATCH(T1648,Lists!$C$6:$C$8,0)))","v":"Serviceable"},{"$f":"INDEX(Lists!$C$12:$C$26, MATCH(H1648, Lists!$B$12:$B$26,0))","v":"LV"}]
[null,3135,1964,"Wood Creos Impregnated","Serviceable","Class 3",0,"lv/hv",950,2022,90,"No",false,10,{"$f":"INDEX(Lists!$B$32:$B$40, MATCH(YEAR(TODAY())-C1649, Lists!$C$32:$C$40,1))","v":"61-70"},302.39439187460113,{"$f":"INDEX(Data!$E$24:$E$47, MATCH(F1649&D1649, Data!$B$24:$B$47,0))","v":1.0684339161496522E-3},{"$f":"SUMPRODUCT((Data!$B$58:$B$60=Model!$F1649)*(Data!$C$57:$K$57=Model!$O1649)*(Data!$C$58:$K$60))","v":1.9802031311051838},70.197968688948166,1,{"$f":"IF(E1649<>\"Serviceable\",E1649,INDEX(Lists!$D$6:$D$8, MATCH(T1649,Lists!$C$6:$C$8,0)))","v":"Serviceable"},{"$f":"INDEX(Lists!$C$12:$C$26, MATCH(H1649, Lists!$B$12:$B$26,0))","v":"HV"}]
[null,3138,1959,"Wood Creos Impregnated","Serviceable","Class 3",0,"lv/hv",930,2022,90,"No",false,10,{"$f":"INDEX(Lists!$B$32:$B$40, MATCH(YEAR(TODAY())-C1650, Lists!$C$32:$C$40,1))","v":"61-70"},296.02819415092534,{"$f":"INDEX(Data!$E$24:$E$47, MATCH(F1650&D1650, Data!$B$24:$B$47,0))","v":1.0684339161496522E-3},{"$f":"SUMPRODUCT((Data!$B$58:$B$60=Model!$F1650)*(Data!$C$57:$K$57=Model!$O1650)*(Data!$C$58:$K$60))","v":1.9802031311051838},70.197968688948166,1,{"$f":"IF(E1650<>\"Serviceable\",E1650,INDEX(Lists!$D$6:$D$8, MATCH(T1650,Lists!$C$6:$C$8,0)))","v":"Serviceable"},{"$f":"INDEX(Lists!$C$12:$C$26, MATCH(H1650, Lists!$B$12:$B$26,0))","v":"HV"}]
[null,3142,1979,"Wood Untreated Dressed","Serviceable","Class 1",0,"lv/hv",1100,2023,150,"No",false,10,{"$f":"INDEX(Lists!$B$32:$B$40, MATCH(YEAR(TODAY())-C1651, Lists!$C$32:$C$40,1))","v":"41-50"},350.14087480216978,{"$f":"INDEX(Data!$E$24:$E$47, MATCH(F1651&D1651, Data!$B$24:$B$47,0))","v":1.9964561142097742E-3},{"$f":"SUMPRODUCT((Data!$B$58:$B$60=Model!$F1651)*(Data!$C$57:$K$57=Model!$O1651)*(Data!$C$58:$K$60))","v":1.7977578417715214},132.02242158228478,1,{"$f":"IF(E1651<>\"Serviceable\",E1651,INDEX(Lists!$D$6:$D$8, MATCH(T1651,Lists!$C$6:$C$8,0)))","v":"Serviceable"},{"$f":"INDEX(Lists!$C$12:$C$26, MATCH(H1651, Lists!$B$12:$B$26,0))","v":"HV"}]
[null,3147,1979,"Wood Creos Impregnated","Serviceable","Class 3",0,"lv/future hv",1030,2021,100,"No",false,10,{"$f":"INDEX(Lists!$B$32:$B$40, MATCH(YEAR(TODAY())-C1652, Lists!$C$32:$C$40,1))","v":"41-50"},327.85918276930443,{"$f":"INDEX(Data!$E$24:$E$47, MATCH(F1652&D1652, Data!$B$24:$B$47,0))","v":1.0684339161496522E-3},{"$f":"SUMPRODUCT((Data!$B$58:$B$60=Model!$F1652)*(Data!$C$57:$K$57=Model!$O1652)*(Data!$C$58:$K$60))","v":3.2595928155551883},67.404071844448112,2,{"$f":"IF(E1652<>\"Serviceable\",E1652,INDEX(Lists!$D$6:$D$8, MATCH(T1652,Lists!$C$6:$C$8,0)))","v":"Limited Life"},{"$f":"INDEX(Lists!$C$12:$C$26, MATCH(H1652, Lists!$B$12:$B$26,0))","v":"LV"}]
[null,3150,1982,"Wood Creos Impregnated","Serviceable","Class 3",0,"lv/hv",999,2021,100,"No",false,10,{"$f":"INDEX(Lists!$B$32:$B$40, MATCH(YEAR(TODAY())-C1653, Lists!$C$32:$C$40,1))","v":"41-50"},317.99157629760691,{"$f":"INDEX(Data!$E$24:$E$47, MATCH(F1653&D1653, Data!$B$24:$B$47,0))","v":1.0684339161496522E-3},{"$f":"SUMPRODUCT((Data!$B$58:$B$60=Model!$F1653)*(Data!$C$57:$K$57=Model!$O1653)*(Data!$C$58:$K$60))","v":3.2595928155551883},67.404071844448112,2,{"$f":"IF(E1653<>\"Serviceable\",E1653,INDEX(Lists!$D$6:$D$8, MATCH(T1653,Lists!$C$6:$C$8,0)))","v":"Limited Life"},{"$f":"INDEX(Lists!$C$12:$C$26, MATCH(H1653, Lists!$B$12:$B$26,0))","v":"HV"}]
[null,3154,1958,"Wood Untreated Round","Serviceable","Class 1",0,"lv/hv",970,2023,100,"No",false,10,{"$f":"INDEX(Lists!$B$32:$B$40, MATCH(YEAR(TODAY())-C1654, Lists!$C$32:$C$40,1))","v":"61-70"},308.76058959827697,{"$f":"INDEX(Data!$E$24:$E$47, MATCH(F1654&D1654, Data!$B$24:$B$47,0))","v":1.9964561142097742E-3},{"$f":"SUMPRODUCT((Data!$B$58:$B$60=Model!$F1654)*(Data!$C$57:$K$57=Model!$O1654)*(Data!$C$58:$K$60))","v":2.3795837981601728},76.204162018398279,1,{"$f":"IF(E1654<>\"Serviceable\",E1654,INDEX(Lists!$D$6:$D$8, MATCH(T1654,Lists!$C$6:$C$8,0)))","v":"Serviceable"},{"$f":"INDEX(Lists!$C$12:$C$26, MATCH(H1654, Lists!$B$12:$B$26,0))","v":"HV"}]
[null,3157,1981,"Wood Untreated Dressed","Serviceable","Class 1",0,"lv",1100,2020,130,"No",false,10,{"$f":"INDEX(Lists!$B$32:$B$40, MATCH(YEAR(TODAY())-C1655, Lists!$C$32:$C$40,1))","v":"41-50"},350.14087480216978,{"$f":"INDEX(Data!$E$24:$E$47, MATCH(F1655&D1655, Data!$B$24:$B$47,0))","v":1.9964561142097742E-3},{"$f":"SUMPRODUCT((Data!$B$58:$B$60=Model!$F1655)*(Data!$C$57:$K$57=Model!$O1655)*(Data!$C$58:$K$60))","v":1.7977578417715214},112.02242158228478,1,{"$f":"IF(E1655<>\"Serviceable\",E1655,INDEX(Lists!$D$6:$D$8, MATCH(T1655,Lists!$C$6:$C$8,0)))","v":"Serviceable"},{"$f":"INDEX(Lists!$C$12:$C$26, MATCH(H1655, Lists!$B$12:$B$26,0))","v":"LV"}]
[null,3158,1959,"Wood Creos Impregnated","Serviceable","Class 3",0,"lv",815,2021,90,"No",false,10,{"$f":"INDEX(Lists!$B$32:$B$40, MATCH(YEAR(TODAY())-C1656, Lists!$C$32:$C$40,1))","v":"61-70"},259.4225572397894,{"$f":"INDEX(Data!$E$24:$E$47, MATCH(F1656&D1656, Data!$B$24:$B$47,0))","v":1.0684339161496522E-3},{"$f":"SUMPRODUCT((Data!$B$58:$B$60=Model!$F1656)*(Data!$C$57:$K$57=Model!$O1656)*(Data!$C$58:$K$60))","v":1.9802031311051838},70.197968688948166,1,{"$f":"IF(E1656<>\"Serviceable\",E1656,INDEX(Lists!$D$6:$D$8, MATCH(T1656,Lists!$C$6:$C$8,0)))","v":"Serviceable"},{"$f":"INDEX(Lists!$C$12:$C$26, MATCH(H1656, Lists!$B$12:$B$26,0))","v":"LV"}]
[null,3159,1975,"Wood Creos Impregnated","Serviceable","Class 3",0,"lv/future hv",910,2021,80,"No",false,10,{"$f":"INDEX(Lists!$B$32:$B$40, MATCH(YEAR(TODAY())-C1657, Lists!$C$32:$C$40,1))","v":"41-50"},289.66199642724951,{"$f":"INDEX(Data!$E$24:$E$47, MATCH(F1657&D1657, Data!$B$24:$B$47,0))","v":1.0684339161496522E-3},{"$f":"SUMPRODUCT((Data!$B$58:$B$60=Model!$F1657)*(Data!$C$57:$K$57=Model!$O1657)*(Data!$C$58:$K$60))","v":3.2595928155551883},47.404071844448119,2,{"$f":"IF(E1657<>\"Serviceable\",E1657,INDEX(Lists!$D$6:$D$8, MATCH(T1657,Lists!$C$6:$C$8,0)))","v":"Limited Life"},{"$f":"INDEX(Lists!$C$12:$C$26, MATCH(H1657, Lists!$B$12:$B$26,0))","v":"LV"}]
[null,3160,1970,"Wood Creos Impregnated","Serviceable","Class 3",0,"lv",930,2020,90,"No",false,10,{"$f":"INDEX(Lists!$B$32:$B$40, MATCH(YEAR(TODAY())-C1658, Lists!$C$32:$C$40,1))","v":"51-60"},296.02819415092534,{"$f":"INDEX(Data!$E$24:$E$47, MATCH(F1658&D1658, Data!$B$24:$B$47,0))","v":1.0684339161496522E-3},{"$f":"SUMPRODUCT((Data!$B$58:$B$60=Model!$F1658)*(Data!$C$57:$K$57=Model!$O1658)*(Data!$C$58:$K$60))","v":2.6564859251595059},63.43514074840494,2,{"$f":"IF(E1658<>\"Serviceable\",E1658,INDEX(Lists!$D$6:$D$8, MATCH(T1658,Lists!$C$6:$C$8,0)))","v":"Limited Life"},{"$f":"INDEX(Lists!$C$12:$C$26, MATCH(H1658, Lists!$B$12:$B$26,0))","v":"LV"}]
[null,3162,1964,"Wood Creos Impregnated","Serviceable","Class 3",0,"lv",1110,2021,110,"No",false,10,{"$f":"INDEX(Lists!$B$32:$B$40, MATCH(YEAR(TODAY())-C1659, Lists!$C$32:$C$40,1))","v":"61-70"},353.32397366400767,{"$f":"INDEX(Data!$E$24:$E$47, MATCH(F1659&D1659, Data!$B$24:$B$47,0))","v":1.0684339161496522E-3},{"$f":"SUMPRODUCT((Data!$B$58:$B$60=Model!$F1659)*(Data!$C$57:$K$57=Model!$O1659)*(Data!$C$58:$K$60))","v":1.9802031311051838},90.197968688948166,1,{"$f":"IF(E1659<>\"Serviceable\",E1659,INDEX(Lists!$D$6:$D$8, MATCH(T1659,Lists!$C$6:$C$8,0)))","v":"Serviceable"},{"$f":"INDEX(Lists!$C$12:$C$26, MATCH(H1659, Lists!$B$12:$B$26,0))","v":"LV"}]
[null,3165,1978,"Wood Creos Impregnated","Serviceable","Class 3",0,"lv",1100,2021,110,"No",false,10,{"$f":"INDEX(Lists!$B$32:$B$40, MATCH(YEAR(TODAY())-C1660, Lists!$C$32:$C$40,1))","v":"41-50"},350.14087480216978,{"$f":"INDEX(Data!$E$24:$E$47, MATCH(F1660&D1660, Data!$B$24:$B$47,0))","v":1.0684339161496522E-3},{"$f":"SUMPRODUCT((Data!$B$58:$B$60=Model!$F1660)*(Data!$C$57:$K$57=Model!$O1660)*(Data!$C$58:$K$60))","v":3.2595928155551883},77.404071844448112,1,{"$f":"IF(E1660<>\"Serviceable\",E1660,INDEX(Lists!$D$6:$D$8, MATCH(T1660,Lists!$C$6:$C$8,0)))","v":"Serviceable"},{"$f":"INDEX(Lists!$C$12:$C$26, MATCH(H1660, Lists!$B$12:$B$26,0))","v":"LV"}]
[null,3166,1959,"Wood Creos Impregnated","Serviceable","Class 3",0,"lv",1130,2020,100,"No",false,10,{"$f":"INDEX(Lists!$B$32:$B$40, MATCH(YEAR(TODAY())-C1661, Lists!$C$32:$C$40,1))","v":"61-70"},359.69017138768345,{"$f":"INDEX(Data!$E$24:$E$47, MATCH(F1661&D1661, Data!$B$24:$B$47,0))","v":1.0684339161496522E-3},{"$f":"SUMPRODUCT((Data!$B$58:$B$60=Model!$F1661)*(Data!$C$57:$K$57=Model!$O1661)*(Data!$C$58:$K$60))","v":1.9802031311051838},80.197968688948166,1,{"$f":"IF(E1661<>\"Serviceable\",E1661,INDEX(Lists!$D$6:$D$8, MATCH(T1661,Lists!$C$6:$C$8,0)))","v":"Serviceable"},{"$f":"INDEX(Lists!$C$12:$C$26, MATCH(H1661, Lists!$B$12:$B$26,0))","v":"LV"}]
[null,3167,1978,"Wood Untreated Dressed","Serviceable","Class 1",0,"lv",830,2021,100,"No",false,10,{"$f":"INDEX(Lists!$B$32:$B$40, MATCH(YEAR(TODAY())-C1662, Lists!$C$32:$C$40,1))","v":"41-50"},264.19720553254626,{"$f":"INDEX(Data!$E$24:$E$47, MATCH(F1662&D1662, Data!$B$24:$B$47,0))","v":1.9964561142097742E-3},{"$f":"SUMPRODUCT((Data!$B$58:$B$60=Model!$F1662)*(Data!$C$57:$K$57=Model!$O1662)*(Data!$C$58:$K$60))","v":1.7977578417715214},82.022421582284778,1,{"$f":"IF(E1662<>\"Serviceable\",E1662,INDEX(Lists!$D$6:$D$8, MATCH(T1662,Lists!$C$6:$C$8,0)))","v":"Serviceable"},{"$f":"INDEX(Lists!$C$12:$C$26, MATCH(H1662, Lists!$B$12:$B$26,0))","v":"LV"}]
[null,3169,1972,"Wood Creos Impregnated","Serviceable","Class 2",0,"lv",800,2020,90,"No",false,10,{"$f":"INDEX(Lists!$B$32:$B$40, MATCH(YEAR(TODAY())-C1663, Lists!$C$32:$C$40,1))","v":"51-60"},254.64790894703253,{"$f":"INDEX(Data!$E$24:$E$47, MATCH(F1663&D1663, Data!$B$24:$B$47,0))","v":1.6118836915297091E-3},{"$f":"SUMPRODUCT((Data!$B$58:$B$60=Model!$F1663)*(Data!$C$57:$K$57=Model!$O1663)*(Data!$C$58:$K$60))","v":2.6773548093458861},63.226451906541143,2,{"$f":"IF(E1663<>\"Serviceable\",E1663,INDEX(Lists!$D$6:$D$8, MATCH(T1663,Lists!$C$6:$C$8,0)))","v":"Limited Life"},{"$f":"INDEX(Lists!$C$12:$C$26, MATCH(H1663, Lists!$B$12:$B$26,0))","v":"LV"}]
[null,3170,1969,"Wood Creos Impregnated","Serviceable","Class 2",0,"lv/hv",850,2021,100,"No",false,10,{"$f":"INDEX(Lists!$B$32:$B$40, MATCH(YEAR(TODAY())-C1664, Lists!$C$32:$C$40,1))","v":"51-60"},270.5634032562221,{"$f":"INDEX(Data!$E$24:$E$47, MATCH(F1664&D1664, Data!$B$24:$B$47,0))","v":1.6118836915297091E-3},{"$f":"SUMPRODUCT((Data!$B$58:$B$60=Model!$F1664)*(Data!$C$57:$K$57=Model!$O1664)*(Data!$C$58:$K$60))","v":2.6773548093458861},73.226451906541143,1,{"$f":"IF(E1664<>\"Serviceable\",E1664,INDEX(Lists!$D$6:$D$8, MATCH(T1664,Lists!$C$6:$C$8,0)))","v":"Serviceable"},{"$f":"INDEX(Lists!$C$12:$C$26, MATCH(H1664, Lists!$B$12:$B$26,0))","v":"HV"}]
[null,3172,2006,"Wood Salt Impregnated (Green)","Serviceable","Class 2",0,"lv/hv",1100,2021,160,"No",false,10,{"$f":"INDEX(Lists!$B$32:$B$40, MATCH(YEAR(TODAY())-C1665, Lists!$C$32:$C$40,1))","v":"0-20"},350.14087480216978,{"$f":"INDEX(Data!$E$24:$E$47, MATCH(F1665&D1665, Data!$B$24:$B$47,0))","v":1.6118836915297091E-3},{"$f":"SUMPRODUCT((Data!$B$58:$B$60=Model!$F1665)*(Data!$C$57:$K$57=Model!$O1665)*(Data!$C$58:$K$60))","v":1.4303410669288035},145.69658933071196,1,{"$f":"IF(E1665<>\"Serviceable\",E1665,INDEX(Lists!$D$6:$D$8, MATCH(T1665,Lists!$C$6:$C$8,0)))","v":"Serviceable"},{"$f":"INDEX(Lists!$C$12:$C$26, MATCH(H1665, Lists!$B$12:$B$26,0))","v":"HV"}]
[null,3177,1964,"Wood Creos Impregnated","Serviceable","Class 3",0,"lv",1060,2020,110,"No",false,10,{"$f":"INDEX(Lists!$B$32:$B$40, MATCH(YEAR(TODAY())-C1666, Lists!$C$32:$C$40,1))","v":"61-70"},337.4084793548181,{"$f":"INDEX(Data!$E$24:$E$47, MATCH(F1666&D1666, Data!$B$24:$B$47,0))","v":1.0684339161496522E-3},{"$f":"SUMPRODUCT((Data!$B$58:$B$60=Model!$F1666)*(Data!$C$57:$K$57=Model!$O1666)*(Data!$C$58:$K$60))","v":1.9802031311051838},90.197968688948166,1,{"$f":"IF(E1666<>\"Serviceable\",E1666,INDEX(Lists!$D$6:$D$8, MATCH(T1666,Lists!$C$6:$C$8,0)))","v":"Serviceable"},{"$f":"INDEX(Lists!$C$12:$C$26, MATCH(H1666, Lists!$B$12:$B$26,0))","v":"LV"}]
[null,3178,1979,"Wood Creos Impregnated","Serviceable","Class 1",0,"lv/hv",860,2021,140,"No",false,10,{"$f":"INDEX(Lists!$B$32:$B$40, MATCH(YEAR(TODAY())-C1667, Lists!$C$32:$C$40,1))","v":"41-50"},273.74650211805999,{"$f":"INDEX(Data!$E$24:$E$47, MATCH(F1667&D1667, Data!$B$24:$B$47,0))","v":9.9474993092014377E-4},{"$f":"SUMPRODUCT((Data!$B$58:$B$60=Model!$F1667)*(Data!$C$57:$K$57=Model!$O1667)*(Data!$C$58:$K$60))","v":1.7977578417715214},122.02242158228478,1,{"$f":"IF(E1667<>\"Serviceable\",E1667,INDEX(Lists!$D$6:$D$8, MATCH(T1667,Lists!$C$6:$C$8,0)))","v":"Serviceable"},{"$f":"INDEX(Lists!$C$12:$C$26, MATCH(H1667, Lists!$B$12:$B$26,0))","v":"HV"}]
[null,3182,1964,"Wood Creos Impregnated","Serviceable","Class 3",0,"lv",1200,2021,90,"No",false,10,{"$f":"INDEX(Lists!$B$32:$B$40, MATCH(YEAR(TODAY())-C1668, Lists!$C$32:$C$40,1))","v":"61-70"},381.9718634205488,{"$f":"INDEX(Data!$E$24:$E$47, MATCH(F1668&D1668, Data!$B$24:$B$47,0))","v":1.0684339161496522E-3},{"$f":"SUMPRODUCT((Data!$B$58:$B$60=Model!$F1668)*(Data!$C$57:$K$57=Model!$O1668)*(Data!$C$58:$K$60))","v":1.9802031311051838},70.197968688948166,1,{"$f":"IF(E1668<>\"Serviceable\",E1668,INDEX(Lists!$D$6:$D$8, MATCH(T1668,Lists!$C$6:$C$8,0)))","v":"Serviceable"},{"$f":"INDEX(Lists!$C$12:$C$26, MATCH(H1668, Lists!$B$12:$B$26,0))","v":"LV"}]
[null,3183,1962,"Wood Creos Impregnated","Serviceable","Class 3",0,"lv/hv",910,2020,100,"No",false,10,{"$f":"INDEX(Lists!$B$32:$B$40, MATCH(YEAR(TODAY())-C1669, Lists!$C$32:$C$40,1))","v":"61-70"},289.66199642724951,{"$f":"INDEX(Data!$E$24:$E$47, MATCH(F1669&D1669, Data!$B$24:$B$47,0))","v":1.0684339161496522E-3},{"$f":"SUMPRODUCT((Data!$B$58:$B$60=Model!$F1669)*(Data!$C$57:$K$57=Model!$O1669)*(Data!$C$58:$K$60))","v":1.9802031311051838},80.197968688948166,1,{"$f":"IF(E1669<>\"Serviceable\",E1669,INDEX(Lists!$D$6:$D$8, MATCH(T1669,Lists!$C$6:$C$8,0)))","v":"Serviceable"},{"$f":"INDEX(Lists!$C$12:$C$26, MATCH(H1669, Lists!$B$12:$B$26,0))","v":"HV"}]
[null,3185,1964,"Wood Creos Impregnated","Serviceable","Class 3",0,"lv",840,2021,90,"No",false,10,{"$f":"INDEX(Lists!$B$32:$B$40, MATCH(YEAR(TODAY())-C1670, Lists!$C$32:$C$40,1))","v":"61-70"},267.38030439438415,{"$f":"INDEX(Data!$E$24:$E$47, MATCH(F1670&D1670, Data!$B$24:$B$47,0))","v":1.0684339161496522E-3},{"$f":"SUMPRODUCT((Data!$B$58:$B$60=Model!$F1670)*(Data!$C$57:$K$57=Model!$O1670)*(Data!$C$58:$K$60))","v":1.9802031311051838},70.197968688948166,1,{"$f":"IF(E1670<>\"Serviceable\",E1670,INDEX(Lists!$D$6:$D$8, MATCH(T1670,Lists!$C$6:$C$8,0)))","v":"Serviceable"},{"$f":"INDEX(Lists!$C$12:$C$26, MATCH(H1670, Lists!$B$12:$B$26,0))","v":"LV"}]
[null,3186,1933,"Wood Untreated Dressed","Serviceable","Class 1",0,"lv",755,2019,90,"No",false,10,{"$f":"INDEX(Lists!$B$32:$B$40, MATCH(YEAR(TODAY())-C1671, Lists!$C$32:$C$40,1))","v":"90+"},240.32396406876197,{"$f":"INDEX(Data!$E$24:$E$47, MATCH(F1671&D1671, Data!$B$24:$B$47,0))","v":1.9964561142097742E-3},{"$f":"SUMPRODUCT((Data!$B$58:$B$60=Model!$F1671)*(Data!$C$57:$K$57=Model!$O1671)*(Data!$C$58:$K$60))","v":1.4835341045333483},75.164658954666521,1,{"$f":"IF(E1671<>\"Serviceable\",E1671,INDEX(Lists!$D$6:$D$8, MATCH(T1671,Lists!$C$6:$C$8,0)))","v":"Serviceable"},{"$f":"INDEX(Lists!$C$12:$C$26, MATCH(H1671, Lists!$B$12:$B$26,0))","v":"LV"}]
[null,3187,1987,"Wood Untreated Dressed","Serviceable","Class 1",0,"lv/hv",1130,2021,130,"No",false,{"$f":"IF(L1672=\"No\",ROUND((End_year-J1672)/5,0)*5,ROUND((End_year-J1672)/3,0)*3)","v":10},{"$f":"INDEX(Lists!$B$32:$B$40, MATCH(YEAR(TODAY())-C1672, Lists!$C$32:$C$40,1))","v":"31-40"},359.69017138768345,{"$f":"INDEX(Data!$E$24:$E$47, MATCH(F1672&D1672, Data!$B$24:$B$47,0))","v":1.9964561142097742E-3},{"$f":"SUMPRODUCT((Data!$B$58:$B$60=Model!$F1672)*(Data!$C$57:$K$57=Model!$O1672)*(Data!$C$58:$K$60))","v":3.0038452968326621},{"$f":"IF(IF(K1672>=700,999,(K1672-R1672*N1672))<0,0,IF(K1672>=700,999,(K1672-R1672*N1672)))","v":99.961547031673376},{"$f":"IF(S1672<30,3,IF(AND(F1672=\"Class 1\",S1672<50),2,IF(AND(F1672=\"Class 1\",S1672>=50),1,IF(S1672<70,2,1))))","v":1},{"$f":"IF(E1672<>\"Serviceable\",E1672,INDEX(Lists!$D$6:$D$8, MATCH(T1672,Lists!$C$6:$C$8,0)))","v":"Serviceable"},{"$f":"INDEX(Lists!$C$12:$C$26, MATCH(H1672, Lists!$B$12:$B$26,0))","v":"HV"}]
[null,3190,1978,"Wood Creos Impregnated","Serviceable","Class 3",0,"lv",930,2021,110,"No",{"$f":"IF(G1673=0,FALSE,TRUE)","v":false},10,{"$f":"INDEX(Lists!$B$32:$B$40, MATCH(YEAR(TODAY())-C1673, Lists!$C$32:$C$40,1))","v":"41-50"},{"$f":"I1673/PI()","v":296.02819415092534},{"$f":"INDEX(Data!$E$24:$E$47, MATCH(F1673&D1673, Data!$B$24:$B$47,0))","v":1.0684339161496522E-3},{"$f":"SUMPRODUCT((Data!$B$58:$B$60=Model!$F1673)*(Data!$C$57:$K$57=Model!$O1673)*(Data!$C$58:$K$60))","v":3.2595928155551883},77.404071844448112,1,{"$f":"IF(E1673<>\"Serviceable\",E1673,INDEX(Lists!$D$6:$D$8, MATCH(T1673,Lists!$C$6:$C$8,0)))","v":"Serviceable"},{"$f":"INDEX(Lists!$C$12:$C$26, MATCH(H1673, Lists!$B$12:$B$26,0))","v":"LV"}]
[null,3193,1960,"Wood Creos Impregnated","Serviceable","Class 3",0,"lv/hv",1090,2022,90,"No",false,10,{"$f":"INDEX(Lists!$B$32:$B$40, MATCH(YEAR(TODAY())-C1674, Lists!$C$32:$C$40,1))","v":"61-70"},346.95777594033183,{"$f":"INDEX(Data!$E$24:$E$47, MATCH(F1674&D1674, Data!$B$24:$B$47,0))","v":1.0684339161496522E-3},{"$f":"SUMPRODUCT((Data!$B$58:$B$60=Model!$F1674)*(Data!$C$57:$K$57=Model!$O1674)*(Data!$C$58:$K$60))","v":1.9802031311051838},70.197968688948166,1,{"$f":"IF(E1674<>\"Serviceable\",E1674,INDEX(Lists!$D$6:$D$8, MATCH(T1674,Lists!$C$6:$C$8,0)))","v":"Serviceable"},{"$f":"INDEX(Lists!$C$12:$C$26, MATCH(H1674, Lists!$B$12:$B$26,0))","v":"HV"}]
[null,3201,1974,"Wood Untreated Dressed","Serviceable","Class 1",0,"lv",720,2019,90,"No",false,10,{"$f":"INDEX(Lists!$B$32:$B$40, MATCH(YEAR(TODAY())-C1675, Lists!$C$32:$C$40,1))","v":"51-60"},229.18311805232929,{"$f":"INDEX(Data!$E$24:$E$47, MATCH(F1675&D1675, Data!$B$24:$B$47,0))","v":1.9964561142097742E-3},{"$f":"SUMPRODUCT((Data!$B$58:$B$60=Model!$F1675)*(Data!$C$57:$K$57=Model!$O1675)*(Data!$C$58:$K$60))","v":1.3557210085184006},76.44278991481599,1,{"$f":"IF(E1675<>\"Serviceable\",E1675,INDEX(Lists!$D$6:$D$8, MATCH(T1675,Lists!$C$6:$C$8,0)))","v":"Serviceable"},{"$f":"INDEX(Lists!$C$12:$C$26, MATCH(H1675, Lists!$B$12:$B$26,0))","v":"LV"}]
[null,3204,1971,"Wood Creos Impregnated","Serviceable","Class 3",0,"lv",820,2019,90,"No",false,10,{"$f":"INDEX(Lists!$B$32:$B$40, MATCH(YEAR(TODAY())-C1676, Lists!$C$32:$C$40,1))","v":"51-60"},261.01410667070837,{"$f":"INDEX(Data!$E$24:$E$47, MATCH(F1676&D1676, Data!$B$24:$B$47,0))","v":1.0684339161496522E-3},{"$f":"SUMPRODUCT((Data!$B$58:$B$60=Model!$F1676)*(Data!$C$57:$K$57=Model!$O1676)*(Data!$C$58:$K$60))","v":2.6564859251595059},63.43514074840494,2,{"$f":"IF(E1676<>\"Serviceable\",E1676,INDEX(Lists!$D$6:$D$8, MATCH(T1676,Lists!$C$6:$C$8,0)))","v":"Limited Life"},{"$f":"INDEX(Lists!$C$12:$C$26, MATCH(H1676, Lists!$B$12:$B$26,0))","v":"LV"}]
[null,3205,1957,"Wood Untreated Round","Serviceable","Class 1",0,"lv",1000,2022,140,"No",false,10,{"$f":"INDEX(Lists!$B$32:$B$40, MATCH(YEAR(TODAY())-C1677, Lists!$C$32:$C$40,1))","v":"61-70"},318.3098861837907,{"$f":"INDEX(Data!$E$24:$E$47, MATCH(F1677&D1677, Data!$B$24:$B$47,0))","v":1.9964561142097742E-3},{"$f":"SUMPRODUCT((Data!$B$58:$B$60=Model!$F1677)*(Data!$C$57:$K$57=Model!$O1677)*(Data!$C$58:$K$60))","v":2.3795837981601728},116.20416201839828,1,{"$f":"IF(E1677<>\"Serviceable\",E1677,INDEX(Lists!$D$6:$D$8, MATCH(T1677,Lists!$C$6:$C$8,0)))","v":"Serviceable"},{"$f":"INDEX(Lists!$C$12:$C$26, MATCH(H1677, Lists!$B$12:$B$26,0))","v":"LV"}]
[null,3206,1984,"Wood Untreated Dressed","Serviceable","Class 1",0,"lv/hv",840,2022,120,"No",false,10,{"$f":"INDEX(Lists!$B$32:$B$40, MATCH(YEAR(TODAY())-C1678, Lists!$C$32:$C$40,1))","v":"41-50"},267.38030439438415,{"$f":"INDEX(Data!$E$24:$E$47, MATCH(F1678&D1678, Data!$B$24:$B$47,0))","v":1.9964561142097742E-3},{"$f":"SUMPRODUCT((Data!$B$58:$B$60=Model!$F1678)*(Data!$C$57:$K$57=Model!$O1678)*(Data!$C$58:$K$60))","v":1.7977578417715214},102.02242158228478,1,{"$f":"IF(E1678<>\"Serviceable\",E1678,INDEX(Lists!$D$6:$D$8, MATCH(T1678,Lists!$C$6:$C$8,0)))","v":"Serviceable"},{"$f":"INDEX(Lists!$C$12:$C$26, MATCH(H1678, Lists!$B$12:$B$26,0))","v":"HV"}]
[null,3211,1981,"Wood Creos Impregnated","Serviceable","Class 1",0,"lv",750,2022,100,"No",false,10,{"$f":"INDEX(Lists!$B$32:$B$40, MATCH(YEAR(TODAY())-C1679, Lists!$C$32:$C$40,1))","v":"41-50"},238.73241463784302,{"$f":"INDEX(Data!$E$24:$E$47, MATCH(F1679&D1679, Data!$B$24:$B$47,0))","v":9.9474993092014377E-4},{"$f":"SUMPRODUCT((Data!$B$58:$B$60=Model!$F1679)*(Data!$C$57:$K$57=Model!$O1679)*(Data!$C$58:$K$60))","v":1.7977578417715214},82.022421582284778,1,{"$f":"IF(E1679<>\"Serviceable\",E1679,INDEX(Lists!$D$6:$D$8, MATCH(T1679,Lists!$C$6:$C$8,0)))","v":"Serviceable"},{"$f":"INDEX(Lists!$C$12:$C$26, MATCH(H1679, Lists!$B$12:$B$26,0))","v":"LV"}]
[null,3212,1959,"Wood Creos Impregnated","Serviceable","Class 3",0,"lv",930,2020,100,"No",false,10,{"$f":"INDEX(Lists!$B$32:$B$40, MATCH(YEAR(TODAY())-C1680, Lists!$C$32:$C$40,1))","v":"61-70"},296.02819415092534,{"$f":"INDEX(Data!$E$24:$E$47, MATCH(F1680&D1680, Data!$B$24:$B$47,0))","v":1.0684339161496522E-3},{"$f":"SUMPRODUCT((Data!$B$58:$B$60=Model!$F1680)*(Data!$C$57:$K$57=Model!$O1680)*(Data!$C$58:$K$60))","v":1.9802031311051838},80.197968688948166,1,{"$f":"IF(E1680<>\"Serviceable\",E1680,INDEX(Lists!$D$6:$D$8, MATCH(T1680,Lists!$C$6:$C$8,0)))","v":"Serviceable"},{"$f":"INDEX(Lists!$C$12:$C$26, MATCH(H1680, Lists!$B$12:$B$26,0))","v":"LV"}]
[null,3218,1983,"Wood Untreated Dressed","Serviceable","Class 1",0,"lv",1150,2020,130,"No",false,10,{"$f":"INDEX(Lists!$B$32:$B$40, MATCH(YEAR(TODAY())-C1681, Lists!$C$32:$C$40,1))","v":"41-50"},366.05636911135929,{"$f":"INDEX(Data!$E$24:$E$47, MATCH(F1681&D1681, Data!$B$24:$B$47,0))","v":1.9964561142097742E-3},{"$f":"SUMPRODUCT((Data!$B$58:$B$60=Model!$F1681)*(Data!$C$57:$K$57=Model!$O1681)*(Data!$C$58:$K$60))","v":1.7977578417715214},112.02242158228478,1,{"$f":"IF(E1681<>\"Serviceable\",E1681,INDEX(Lists!$D$6:$D$8, MATCH(T1681,Lists!$C$6:$C$8,0)))","v":"Serviceable"},{"$f":"INDEX(Lists!$C$12:$C$26, MATCH(H1681, Lists!$B$12:$B$26,0))","v":"LV"}]
[null,3219,1963,"Wood Creos Impregnated","Serviceable","Class 3",0,"lv/hv",790,2021,100,"No",false,10,{"$f":"INDEX(Lists!$B$32:$B$40, MATCH(YEAR(TODAY())-C1682, Lists!$C$32:$C$40,1))","v":"61-70"},251.46481008519464,{"$f":"INDEX(Data!$E$24:$E$47, MATCH(F1682&D1682, Data!$B$24:$B$47,0))","v":1.0684339161496522E-3},{"$f":"SUMPRODUCT((Data!$B$58:$B$60=Model!$F1682)*(Data!$C$57:$K$57=Model!$O1682)*(Data!$C$58:$K$60))","v":1.9802031311051838},80.197968688948166,1,{"$f":"IF(E1682<>\"Serviceable\",E1682,INDEX(Lists!$D$6:$D$8, MATCH(T1682,Lists!$C$6:$C$8,0)))","v":"Serviceable"},{"$f":"INDEX(Lists!$C$12:$C$26, MATCH(H1682, Lists!$B$12:$B$26,0))","v":"HV"}]
[null,3220,1981,"Wood Creos Impregnated","Serviceable","Class 1",0,"lv",770,2022,120,"No",false,10,{"$f":"INDEX(Lists!$B$32:$B$40, MATCH(YEAR(TODAY())-C1683, Lists!$C$32:$C$40,1))","v":"41-50"},245.09861236151883,{"$f":"INDEX(Data!$E$24:$E$47, MATCH(F1683&D1683, Data!$B$24:$B$47,0))","v":9.9474993092014377E-4},{"$f":"SUMPRODUCT((Data!$B$58:$B$60=Model!$F1683)*(Data!$C$57:$K$57=Model!$O1683)*(Data!$C$58:$K$60))","v":1.7977578417715214},102.02242158228478,1,{"$f":"IF(E1683<>\"Serviceable\",E1683,INDEX(Lists!$D$6:$D$8, MATCH(T1683,Lists!$C$6:$C$8,0)))","v":"Serviceable"},{"$f":"INDEX(Lists!$C$12:$C$26, MATCH(H1683, Lists!$B$12:$B$26,0))","v":"LV"}]
[null,3221,1974,"Wood Untreated Dressed","Serviceable","Class 1",0,"lv",720,2020,140,"No",false,10,{"$f":"INDEX(Lists!$B$32:$B$40, MATCH(YEAR(TODAY())-C1684, Lists!$C$32:$C$40,1))","v":"51-60"},229.18311805232929,{"$f":"INDEX(Data!$E$24:$E$47, MATCH(F1684&D1684, Data!$B$24:$B$47,0))","v":1.9964561142097742E-3},{"$f":"SUMPRODUCT((Data!$B$58:$B$60=Model!$F1684)*(Data!$C$57:$K$57=Model!$O1684)*(Data!$C$58:$K$60))","v":1.3557210085184006},126.44278991481599,1,{"$f":"IF(E1684<>\"Serviceable\",E1684,INDEX(Lists!$D$6:$D$8, MATCH(T1684,Lists!$C$6:$C$8,0)))","v":"Serviceable"},{"$f":"INDEX(Lists!$C$12:$C$26, MATCH(H1684, Lists!$B$12:$B$26,0))","v":"LV"}]
[null,3222,1979,"Wood Untreated Dressed","Serviceable","Class 1",0,"lv/hv",800,2021,130,"No",false,10,{"$f":"INDEX(Lists!$B$32:$B$40, MATCH(YEAR(TODAY())-C1685, Lists!$C$32:$C$40,1))","v":"41-50"},254.64790894703253,{"$f":"INDEX(Data!$E$24:$E$47, MATCH(F1685&D1685, Data!$B$24:$B$47,0))","v":1.9964561142097742E-3},{"$f":"SUMPRODUCT((Data!$B$58:$B$60=Model!$F1685)*(Data!$C$57:$K$57=Model!$O1685)*(Data!$C$58:$K$60))","v":1.7977578417715214},112.02242158228478,1,{"$f":"IF(E1685<>\"Serviceable\",E1685,INDEX(Lists!$D$6:$D$8, MATCH(T1685,Lists!$C$6:$C$8,0)))","v":"Serviceable"},{"$f":"INDEX(Lists!$C$12:$C$26, MATCH(H1685, Lists!$B$12:$B$26,0))","v":"HV"}]
[null,3224,1976,"Wood Creos Impregnated","Serviceable","Class 3",0,"lv",720,2019,90,"No",false,10,{"$f":"INDEX(Lists!$B$32:$B$40, MATCH(YEAR(TODAY())-C1686, Lists!$C$32:$C$40,1))","v":"41-50"},229.18311805232929,{"$f":"INDEX(Data!$E$24:$E$47, MATCH(F1686&D1686, Data!$B$24:$B$47,0))","v":1.0684339161496522E-3},{"$f":"SUMPRODUCT((Data!$B$58:$B$60=Model!$F1686)*(Data!$C$57:$K$57=Model!$O1686)*(Data!$C$58:$K$60))","v":3.2595928155551883},57.404071844448119,2,{"$f":"IF(E1686<>\"Serviceable\",E1686,INDEX(Lists!$D$6:$D$8, MATCH(T1686,Lists!$C$6:$C$8,0)))","v":"Limited Life"},{"$f":"INDEX(Lists!$C$12:$C$26, MATCH(H1686, Lists!$B$12:$B$26,0))","v":"LV"}]
[null,3226,1985,"Wood Untreated Dressed","Serviceable","Class 1",0,"lv",960,2022,140,"No",false,10,{"$f":"INDEX(Lists!$B$32:$B$40, MATCH(YEAR(TODAY())-C1687, Lists!$C$32:$C$40,1))","v":"31-40"},305.57749073643907,{"$f":"INDEX(Data!$E$24:$E$47, MATCH(F1687&D1687, Data!$B$24:$B$47,0))","v":1.9964561142097742E-3},{"$f":"SUMPRODUCT((Data!$B$58:$B$60=Model!$F1687)*(Data!$C$57:$K$57=Model!$O1687)*(Data!$C$58:$K$60))","v":3.0038452968326621},109.96154703167338,1,{"$f":"IF(E1687<>\"Serviceable\",E1687,INDEX(Lists!$D$6:$D$8, MATCH(T1687,Lists!$C$6:$C$8,0)))","v":"Serviceable"},{"$f":"INDEX(Lists!$C$12:$C$26, MATCH(H1687, Lists!$B$12:$B$26,0))","v":"LV"}]
[null,3227,1976,"Wood Creos Impregnated","Serviceable","Class 3",0,"lv",720,2019,80,"No",false,10,{"$f":"INDEX(Lists!$B$32:$B$40, MATCH(YEAR(TODAY())-C1688, Lists!$C$32:$C$40,1))","v":"41-50"},229.18311805232929,{"$f":"INDEX(Data!$E$24:$E$47, MATCH(F1688&D1688, Data!$B$24:$B$47,0))","v":1.0684339161496522E-3},{"$f":"SUMPRODUCT((Data!$B$58:$B$60=Model!$F1688)*(Data!$C$57:$K$57=Model!$O1688)*(Data!$C$58:$K$60))","v":3.2595928155551883},47.404071844448119,2,{"$f":"IF(E1688<>\"Serviceable\",E1688,INDEX(Lists!$D$6:$D$8, MATCH(T1688,Lists!$C$6:$C$8,0)))","v":"Limited Life"},{"$f":"INDEX(Lists!$C$12:$C$26, MATCH(H1688, Lists!$B$12:$B$26,0))","v":"LV"}]
[null,3229,1959,"Wood Creos Impregnated","Serviceable","Class 3",0,"lv",930,2022,100,"No",false,10,{"$f":"INDEX(Lists!$B$32:$B$40, MATCH(YEAR(TODAY())-C1689, Lists!$C$32:$C$40,1))","v":"61-70"},296.02819415092534,{"$f":"INDEX(Data!$E$24:$E$47, MATCH(F1689&D1689, Data!$B$24:$B$47,0))","v":1.0684339161496522E-3},{"$f":"SUMPRODUCT((Data!$B$58:$B$60=Model!$F1689)*(Data!$C$57:$K$57=Model!$O1689)*(Data!$C$58:$K$60))","v":1.9802031311051838},80.197968688948166,1,{"$f":"IF(E1689<>\"Serviceable\",E1689,INDEX(Lists!$D$6:$D$8, MATCH(T1689,Lists!$C$6:$C$8,0)))","v":"Serviceable"},{"$f":"INDEX(Lists!$C$12:$C$26, MATCH(H1689, Lists!$B$12:$B$26,0))","v":"LV"}]
[null,3230,1975,"Wood Creos Impregnated","Serviceable","Class 3",0,"lv",940,2019,100,"No",false,10,{"$f":"INDEX(Lists!$B$32:$B$40, MATCH(YEAR(TODAY())-C1690, Lists!$C$32:$C$40,1))","v":"41-50"},299.21129301276324,{"$f":"INDEX(Data!$E$24:$E$47, MATCH(F1690&D1690, Data!$B$24:$B$47,0))","v":1.0684339161496522E-3},{"$f":"SUMPRODUCT((Data!$B$58:$B$60=Model!$F1690)*(Data!$C$57:$K$57=Model!$O1690)*(Data!$C$58:$K$60))","v":3.2595928155551883},67.404071844448112,2,{"$f":"IF(E1690<>\"Serviceable\",E1690,INDEX(Lists!$D$6:$D$8, MATCH(T1690,Lists!$C$6:$C$8,0)))","v":"Limited Life"},{"$f":"INDEX(Lists!$C$12:$C$26, MATCH(H1690, Lists!$B$12:$B$26,0))","v":"LV"}]
[null,3231,1978,"Wood Creos Impregnated","Serviceable","Class 3",0,"lv",900,2021,90,"No",false,10,{"$f":"INDEX(Lists!$B$32:$B$40, MATCH(YEAR(TODAY())-C1691, Lists!$C$32:$C$40,1))","v":"41-50"},286.47889756541161,{"$f":"INDEX(Data!$E$24:$E$47, MATCH(F1691&D1691, Data!$B$24:$B$47,0))","v":1.0684339161496522E-3},{"$f":"SUMPRODUCT((Data!$B$58:$B$60=Model!$F1691)*(Data!$C$57:$K$57=Model!$O1691)*(Data!$C$58:$K$60))","v":3.2595928155551883},57.404071844448119,2,{"$f":"IF(E1691<>\"Serviceable\",E1691,INDEX(Lists!$D$6:$D$8, MATCH(T1691,Lists!$C$6:$C$8,0)))","v":"Limited Life"},{"$f":"INDEX(Lists!$C$12:$C$26, MATCH(H1691, Lists!$B$12:$B$26,0))","v":"LV"}]
[null,3232,1960,"Wood Creos Impregnated","Serviceable","Class 3",0,"lv",1060,2022,100,"No",false,10,{"$f":"INDEX(Lists!$B$32:$B$40, MATCH(YEAR(TODAY())-C1692, Lists!$C$32:$C$40,1))","v":"61-70"},337.4084793548181,{"$f":"INDEX(Data!$E$24:$E$47, MATCH(F1692&D1692, Data!$B$24:$B$47,0))","v":1.0684339161496522E-3},{"$f":"SUMPRODUCT((Data!$B$58:$B$60=Model!$F1692)*(Data!$C$57:$K$57=Model!$O1692)*(Data!$C$58:$K$60))","v":1.9802031311051838},80.197968688948166,1,{"$f":"IF(E1692<>\"Serviceable\",E1692,INDEX(Lists!$D$6:$D$8, MATCH(T1692,Lists!$C$6:$C$8,0)))","v":"Serviceable"},{"$f":"INDEX(Lists!$C$12:$C$26, MATCH(H1692, Lists!$B$12:$B$26,0))","v":"LV"}]
[null,3235,1960,"Wood Creos Impregnated","Serviceable","Class 3",0,"lv",1050,2022,100,"No",false,10,{"$f":"INDEX(Lists!$B$32:$B$40, MATCH(YEAR(TODAY())-C1693, Lists!$C$32:$C$40,1))","v":"61-70"},334.22538049298021,{"$f":"INDEX(Data!$E$24:$E$47, MATCH(F1693&D1693, Data!$B$24:$B$47,0))","v":1.0684339161496522E-3},{"$f":"SUMPRODUCT((Data!$B$58:$B$60=Model!$F1693)*(Data!$C$57:$K$57=Model!$O1693)*(Data!$C$58:$K$60))","v":1.9802031311051838},80.197968688948166,1,{"$f":"IF(E1693<>\"Serviceable\",E1693,INDEX(Lists!$D$6:$D$8, MATCH(T1693,Lists!$C$6:$C$8,0)))","v":"Serviceable"},{"$f":"INDEX(Lists!$C$12:$C$26, MATCH(H1693, Lists!$B$12:$B$26,0))","v":"LV"}]
[null,3237,1971,"Wood Creos Impregnated","Serviceable","Class 2",0,"lv",1000,2021,100,"No",false,10,{"$f":"INDEX(Lists!$B$32:$B$40, MATCH(YEAR(TODAY())-C1694, Lists!$C$32:$C$40,1))","v":"51-60"},318.3098861837907,{"$f":"INDEX(Data!$E$24:$E$47, MATCH(F1694&D1694, Data!$B$24:$B$47,0))","v":1.6118836915297091E-3},{"$f":"SUMPRODUCT((Data!$B$58:$B$60=Model!$F1694)*(Data!$C$57:$K$57=Model!$O1694)*(Data!$C$58:$K$60))","v":2.6773548093458861},73.226451906541143,1,{"$f":"IF(E1694<>\"Serviceable\",E1694,INDEX(Lists!$D$6:$D$8, MATCH(T1694,Lists!$C$6:$C$8,0)))","v":"Serviceable"},{"$f":"INDEX(Lists!$C$12:$C$26, MATCH(H1694, Lists!$B$12:$B$26,0))","v":"LV"}]
[null,3238,1979,"Wood Creos Impregnated","Serviceable","Class 3",0,"lv",980,2022,110,"No",false,10,{"$f":"INDEX(Lists!$B$32:$B$40, MATCH(YEAR(TODAY())-C1695, Lists!$C$32:$C$40,1))","v":"41-50"},311.94368846011486,{"$f":"INDEX(Data!$E$24:$E$47, MATCH(F1695&D1695, Data!$B$24:$B$47,0))","v":1.0684339161496522E-3},{"$f":"SUMPRODUCT((Data!$B$58:$B$60=Model!$F1695)*(Data!$C$57:$K$57=Model!$O1695)*(Data!$C$58:$K$60))","v":3.2595928155551883},77.404071844448112,1,{"$f":"IF(E1695<>\"Serviceable\",E1695,INDEX(Lists!$D$6:$D$8, MATCH(T1695,Lists!$C$6:$C$8,0)))","v":"Serviceable"},{"$f":"INDEX(Lists!$C$12:$C$26, MATCH(H1695, Lists!$B$12:$B$26,0))","v":"LV"}]
[null,3239,1978,"Wood Untreated Dressed","Serviceable","Class 1",0,"lv",830,2020,100,"No",false,10,{"$f":"INDEX(Lists!$B$32:$B$40, MATCH(YEAR(TODAY())-C1696, Lists!$C$32:$C$40,1))","v":"41-50"},264.19720553254626,{"$f":"INDEX(Data!$E$24:$E$47, MATCH(F1696&D1696, Data!$B$24:$B$47,0))","v":1.9964561142097742E-3},{"$f":"SUMPRODUCT((Data!$B$58:$B$60=Model!$F1696)*(Data!$C$57:$K$57=Model!$O1696)*(Data!$C$58:$K$60))","v":1.7977578417715214},82.022421582284778,1,{"$f":"IF(E1696<>\"Serviceable\",E1696,INDEX(Lists!$D$6:$D$8, MATCH(T1696,Lists!$C$6:$C$8,0)))","v":"Serviceable"},{"$f":"INDEX(Lists!$C$12:$C$26, MATCH(H1696, Lists!$B$12:$B$26,0))","v":"LV"}]
[null,3240,1937,"Wood Untreated Dressed","Serviceable","Class 1",0,"lv",1050,2021,110,"No",false,10,{"$f":"INDEX(Lists!$B$32:$B$40, MATCH(YEAR(TODAY())-C1697, Lists!$C$32:$C$40,1))","v":"81-90"},334.22538049298021,{"$f":"INDEX(Data!$E$24:$E$47, MATCH(F1697&D1697, Data!$B$24:$B$47,0))","v":1.9964561142097742E-3},{"$f":"SUMPRODUCT((Data!$B$58:$B$60=Model!$F1697)*(Data!$C$57:$K$57=Model!$O1697)*(Data!$C$58:$K$60))","v":2.8392735823590045},81.607264176409956,1,{"$f":"IF(E1697<>\"Serviceable\",E1697,INDEX(Lists!$D$6:$D$8, MATCH(T1697,Lists!$C$6:$C$8,0)))","v":"Serviceable"},{"$f":"INDEX(Lists!$C$12:$C$26, MATCH(H1697, Lists!$B$12:$B$26,0))","v":"LV"}]
[null,3241,1960,"Wood Creos Impregnated","Serviceable","Class 3",0,"lv",1120,2022,100,"No",false,10,{"$f":"INDEX(Lists!$B$32:$B$40, MATCH(YEAR(TODAY())-C1698, Lists!$C$32:$C$40,1))","v":"61-70"},356.50707252584556,{"$f":"INDEX(Data!$E$24:$E$47, MATCH(F1698&D1698, Data!$B$24:$B$47,0))","v":1.0684339161496522E-3},{"$f":"SUMPRODUCT((Data!$B$58:$B$60=Model!$F1698)*(Data!$C$57:$K$57=Model!$O1698)*(Data!$C$58:$K$60))","v":1.9802031311051838},80.197968688948166,1,{"$f":"IF(E1698<>\"Serviceable\",E1698,INDEX(Lists!$D$6:$D$8, MATCH(T1698,Lists!$C$6:$C$8,0)))","v":"Serviceable"},{"$f":"INDEX(Lists!$C$12:$C$26, MATCH(H1698, Lists!$B$12:$B$26,0))","v":"LV"}]
[null,3242,1978,"Wood Untreated Dressed","Serviceable","Class 1",0,"lv",911,2020,100,"No",false,10,{"$f":"INDEX(Lists!$B$32:$B$40, MATCH(YEAR(TODAY())-C1699, Lists!$C$32:$C$40,1))","v":"41-50"},289.98030631343329,{"$f":"INDEX(Data!$E$24:$E$47, MATCH(F1699&D1699, Data!$B$24:$B$47,0))","v":1.9964561142097742E-3},{"$f":"SUMPRODUCT((Data!$B$58:$B$60=Model!$F1699)*(Data!$C$57:$K$57=Model!$O1699)*(Data!$C$58:$K$60))","v":1.7977578417715214},82.022421582284778,1,{"$f":"IF(E1699<>\"Serviceable\",E1699,INDEX(Lists!$D$6:$D$8, MATCH(T1699,Lists!$C$6:$C$8,0)))","v":"Serviceable"},{"$f":"INDEX(Lists!$C$12:$C$26, MATCH(H1699, Lists!$B$12:$B$26,0))","v":"LV"}]
[null,3243,1969,"Wood Creos Impregnated","Serviceable","Class 3",0,"lv",1005,2021,90,"No",false,10,{"$f":"INDEX(Lists!$B$32:$B$40, MATCH(YEAR(TODAY())-C1700, Lists!$C$32:$C$40,1))","v":"51-60"},319.90143561470961,{"$f":"INDEX(Data!$E$24:$E$47, MATCH(F1700&D1700, Data!$B$24:$B$47,0))","v":1.0684339161496522E-3},{"$f":"SUMPRODUCT((Data!$B$58:$B$60=Model!$F1700)*(Data!$C$57:$K$57=Model!$O1700)*(Data!$C$58:$K$60))","v":2.6564859251595059},63.43514074840494,2,{"$f":"IF(E1700<>\"Serviceable\",E1700,INDEX(Lists!$D$6:$D$8, MATCH(T1700,Lists!$C$6:$C$8,0)))","v":"Limited Life"},{"$f":"INDEX(Lists!$C$12:$C$26, MATCH(H1700, Lists!$B$12:$B$26,0))","v":"LV"}]
[null,3244,1960,"Wood Creos Impregnated","Serviceable","Class 3",0,"lv",1060,2022,110,"No",false,10,{"$f":"INDEX(Lists!$B$32:$B$40, MATCH(YEAR(TODAY())-C1701, Lists!$C$32:$C$40,1))","v":"61-70"},337.4084793548181,{"$f":"INDEX(Data!$E$24:$E$47, MATCH(F1701&D1701, Data!$B$24:$B$47,0))","v":1.0684339161496522E-3},{"$f":"SUMPRODUCT((Data!$B$58:$B$60=Model!$F1701)*(Data!$C$57:$K$57=Model!$O1701)*(Data!$C$58:$K$60))","v":1.9802031311051838},90.197968688948166,1,{"$f":"IF(E1701<>\"Serviceable\",E1701,INDEX(Lists!$D$6:$D$8, MATCH(T1701,Lists!$C$6:$C$8,0)))","v":"Serviceable"},{"$f":"INDEX(Lists!$C$12:$C$26, MATCH(H1701, Lists!$B$12:$B$26,0))","v":"LV"}]
[null,3245,1965,"Wood Creos Impregnated","Serviceable","Class 3",0,"lv/hv",1000,2020,110,"No",false,10,{"$f":"INDEX(Lists!$B$32:$B$40, MATCH(YEAR(TODAY())-C1702, Lists!$C$32:$C$40,1))","v":"51-60"},318.3098861837907,{"$f":"INDEX(Data!$E$24:$E$47, MATCH(F1702&D1702, Data!$B$24:$B$47,0))","v":1.0684339161496522E-3},{"$f":"SUMPRODUCT((Data!$B$58:$B$60=Model!$F1702)*(Data!$C$57:$K$57=Model!$O1702)*(Data!$C$58:$K$60))","v":2.6564859251595059},83.435140748404933,1,{"$f":"IF(E1702<>\"Serviceable\",E1702,INDEX(Lists!$D$6:$D$8, MATCH(T1702,Lists!$C$6:$C$8,0)))","v":"Serviceable"},{"$f":"INDEX(Lists!$C$12:$C$26, MATCH(H1702, Lists!$B$12:$B$26,0))","v":"HV"}]
[null,3249,1941,"Wood Untreated Dressed","Serviceable","Class 1",0,"lv/hv",927,2020,100,"No",false,10,{"$f":"INDEX(Lists!$B$32:$B$40, MATCH(YEAR(TODAY())-C1703, Lists!$C$32:$C$40,1))","v":"81-90"},295.07326449237394,{"$f":"INDEX(Data!$E$24:$E$47, MATCH(F1703&D1703, Data!$B$24:$B$47,0))","v":1.9964561142097742E-3},{"$f":"SUMPRODUCT((Data!$B$58:$B$60=Model!$F1703)*(Data!$C$57:$K$57=Model!$O1703)*(Data!$C$58:$K$60))","v":2.8392735823590045},71.607264176409956,1,{"$f":"IF(E1703<>\"Serviceable\",E1703,INDEX(Lists!$D$6:$D$8, MATCH(T1703,Lists!$C$6:$C$8,0)))","v":"Serviceable"},{"$f":"INDEX(Lists!$C$12:$C$26, MATCH(H1703, Lists!$B$12:$B$26,0))","v":"HV"}]
[null,3254,1960,"Wood Creos Impregnated","Serviceable","Class 3",0,"lv/hv",1090,2022,90,"No",false,10,{"$f":"INDEX(Lists!$B$32:$B$40, MATCH(YEAR(TODAY())-C1704, Lists!$C$32:$C$40,1))","v":"61-70"},346.95777594033183,{"$f":"INDEX(Data!$E$24:$E$47, MATCH(F1704&D1704, Data!$B$24:$B$47,0))","v":1.0684339161496522E-3},{"$f":"SUMPRODUCT((Data!$B$58:$B$60=Model!$F1704)*(Data!$C$57:$K$57=Model!$O1704)*(Data!$C$58:$K$60))","v":1.9802031311051838},70.197968688948166,1,{"$f":"IF(E1704<>\"Serviceable\",E1704,INDEX(Lists!$D$6:$D$8, MATCH(T1704,Lists!$C$6:$C$8,0)))","v":"Serviceable"},{"$f":"INDEX(Lists!$C$12:$C$26, MATCH(H1704, Lists!$B$12:$B$26,0))","v":"HV"}]
[null,3256,1930,"Wood Untreated Dressed","Serviceable","Class 1",0,"lv/hv",740,2022,110,"No",false,10,{"$f":"INDEX(Lists!$B$32:$B$40, MATCH(YEAR(TODAY())-C1705, Lists!$C$32:$C$40,1))","v":"90+"},235.5493157760051,{"$f":"INDEX(Data!$E$24:$E$47, MATCH(F1705&D1705, Data!$B$24:$B$47,0))","v":1.9964561142097742E-3},{"$f":"SUMPRODUCT((Data!$B$58:$B$60=Model!$F1705)*(Data!$C$57:$K$57=Model!$O1705)*(Data!$C$58:$K$60))","v":1.4835341045333483},95.164658954666521,1,{"$f":"IF(E1705<>\"Serviceable\",E1705,INDEX(Lists!$D$6:$D$8, MATCH(T1705,Lists!$C$6:$C$8,0)))","v":"Serviceable"},{"$f":"INDEX(Lists!$C$12:$C$26, MATCH(H1705, Lists!$B$12:$B$26,0))","v":"HV"}]
[null,3257,1989,"Wood Untreated Dressed","Serviceable","Class 1",0,"lv",920,2022,100,"No",false,10,{"$f":"INDEX(Lists!$B$32:$B$40, MATCH(YEAR(TODAY())-C1706, Lists!$C$32:$C$40,1))","v":"31-40"},292.84509528908745,{"$f":"INDEX(Data!$E$24:$E$47, MATCH(F1706&D1706, Data!$B$24:$B$47,0))","v":1.9964561142097742E-3},{"$f":"SUMPRODUCT((Data!$B$58:$B$60=Model!$F1706)*(Data!$C$57:$K$57=Model!$O1706)*(Data!$C$58:$K$60))","v":3.0038452968326621},69.961547031673376,1,{"$f":"IF(E1706<>\"Serviceable\",E1706,INDEX(Lists!$D$6:$D$8, MATCH(T1706,Lists!$C$6:$C$8,0)))","v":"Serviceable"},{"$f":"INDEX(Lists!$C$12:$C$26, MATCH(H1706, Lists!$B$12:$B$26,0))","v":"LV"}]
[null,3258,1990,"Wood Untreated Dressed","Serviceable","Class 1",0,"lv/hv",870,2020,120,"No",false,10,{"$f":"INDEX(Lists!$B$32:$B$40, MATCH(YEAR(TODAY())-C1707, Lists!$C$32:$C$40,1))","v":"31-40"},276.92960097989788,{"$f":"INDEX(Data!$E$24:$E$47, MATCH(F1707&D1707, Data!$B$24:$B$47,0))","v":1.9964561142097742E-3},{"$f":"SUMPRODUCT((Data!$B$58:$B$60=Model!$F1707)*(Data!$C$57:$K$57=Model!$O1707)*(Data!$C$58:$K$60))","v":3.0038452968326621},89.961547031673376,1,{"$f":"IF(E1707<>\"Serviceable\",E1707,INDEX(Lists!$D$6:$D$8, MATCH(T1707,Lists!$C$6:$C$8,0)))","v":"Serviceable"},{"$f":"INDEX(Lists!$C$12:$C$26, MATCH(H1707, Lists!$B$12:$B$26,0))","v":"HV"}]
[null,3259,1977,"Wood Untreated Dressed","Serviceable","Class 1",0,"lv",670,2022,120,"No",false,10,{"$f":"INDEX(Lists!$B$32:$B$40, MATCH(YEAR(TODAY())-C1708, Lists!$C$32:$C$40,1))","v":"41-50"},213.26762374313975,{"$f":"INDEX(Data!$E$24:$E$47, MATCH(F1708&D1708, Data!$B$24:$B$47,0))","v":1.9964561142097742E-3},{"$f":"SUMPRODUCT((Data!$B$58:$B$60=Model!$F1708)*(Data!$C$57:$K$57=Model!$O1708)*(Data!$C$58:$K$60))","v":1.7977578417715214},102.02242158228478,1,{"$f":"IF(E1708<>\"Serviceable\",E1708,INDEX(Lists!$D$6:$D$8, MATCH(T1708,Lists!$C$6:$C$8,0)))","v":"Serviceable"},{"$f":"INDEX(Lists!$C$12:$C$26, MATCH(H1708, Lists!$B$12:$B$26,0))","v":"LV"}]
[null,3261,1965,"Wood Creos Impregnated","Serviceable","Class 3",0,"lv/hv",1000,2020,110,"No",false,10,{"$f":"INDEX(Lists!$B$32:$B$40, MATCH(YEAR(TODAY())-C1709, Lists!$C$32:$C$40,1))","v":"51-60"},318.3098861837907,{"$f":"INDEX(Data!$E$24:$E$47, MATCH(F1709&D1709, Data!$B$24:$B$47,0))","v":1.0684339161496522E-3},{"$f":"SUMPRODUCT((Data!$B$58:$B$60=Model!$F1709)*(Data!$C$57:$K$57=Model!$O1709)*(Data!$C$58:$K$60))","v":2.6564859251595059},83.435140748404933,1,{"$f":"IF(E1709<>\"Serviceable\",E1709,INDEX(Lists!$D$6:$D$8, MATCH(T1709,Lists!$C$6:$C$8,0)))","v":"Serviceable"},{"$f":"INDEX(Lists!$C$12:$C$26, MATCH(H1709, Lists!$B$12:$B$26,0))","v":"HV"}]
[null,3262,1937,"Wood Untreated Dressed","Serviceable","Class 1",0,"lv",910,2022,110,"No",false,10,{"$f":"INDEX(Lists!$B$32:$B$40, MATCH(YEAR(TODAY())-C1710, Lists!$C$32:$C$40,1))","v":"81-90"},289.66199642724951,{"$f":"INDEX(Data!$E$24:$E$47, MATCH(F1710&D1710, Data!$B$24:$B$47,0))","v":1.9964561142097742E-3},{"$f":"SUMPRODUCT((Data!$B$58:$B$60=Model!$F1710)*(Data!$C$57:$K$57=Model!$O1710)*(Data!$C$58:$K$60))","v":2.8392735823590045},81.607264176409956,1,{"$f":"IF(E1710<>\"Serviceable\",E1710,INDEX(Lists!$D$6:$D$8, MATCH(T1710,Lists!$C$6:$C$8,0)))","v":"Serviceable"},{"$f":"INDEX(Lists!$C$12:$C$26, MATCH(H1710, Lists!$B$12:$B$26,0))","v":"LV"}]
[null,3263,1964,"Wood Creos Impregnated","Serviceable","Class 3",0,"lv",910,2020,90,"No",false,10,{"$f":"INDEX(Lists!$B$32:$B$40, MATCH(YEAR(TODAY())-C1711, Lists!$C$32:$C$40,1))","v":"61-70"},289.66199642724951,{"$f":"INDEX(Data!$E$24:$E$47, MATCH(F1711&D1711, Data!$B$24:$B$47,0))","v":1.0684339161496522E-3},{"$f":"SUMPRODUCT((Data!$B$58:$B$60=Model!$F1711)*(Data!$C$57:$K$57=Model!$O1711)*(Data!$C$58:$K$60))","v":1.9802031311051838},70.197968688948166,1,{"$f":"IF(E1711<>\"Serviceable\",E1711,INDEX(Lists!$D$6:$D$8, MATCH(T1711,Lists!$C$6:$C$8,0)))","v":"Serviceable"},{"$f":"INDEX(Lists!$C$12:$C$26, MATCH(H1711, Lists!$B$12:$B$26,0))","v":"LV"}]
[null,3264,1973,"Wood Untreated Dressed","Serviceable","Class 1",0,"lv/hv",940,2021,130,"No",false,10,{"$f":"INDEX(Lists!$B$32:$B$40, MATCH(YEAR(TODAY())-C1712, Lists!$C$32:$C$40,1))","v":"51-60"},299.21129301276324,{"$f":"INDEX(Data!$E$24:$E$47, MATCH(F1712&D1712, Data!$B$24:$B$47,0))","v":1.9964561142097742E-3},{"$f":"SUMPRODUCT((Data!$B$58:$B$60=Model!$F1712)*(Data!$C$57:$K$57=Model!$O1712)*(Data!$C$58:$K$60))","v":1.3557210085184006},116.44278991481599,1,{"$f":"IF(E1712<>\"Serviceable\",E1712,INDEX(Lists!$D$6:$D$8, MATCH(T1712,Lists!$C$6:$C$8,0)))","v":"Serviceable"},{"$f":"INDEX(Lists!$C$12:$C$26, MATCH(H1712, Lists!$B$12:$B$26,0))","v":"HV"}]
[null,3265,1986,"Wood Untreated Dressed","Serviceable","Class 1",0,"lv",910,2022,100,"No",false,10,{"$f":"INDEX(Lists!$B$32:$B$40, MATCH(YEAR(TODAY())-C1713, Lists!$C$32:$C$40,1))","v":"31-40"},289.66199642724951,{"$f":"INDEX(Data!$E$24:$E$47, MATCH(F1713&D1713, Data!$B$24:$B$47,0))","v":1.9964561142097742E-3},{"$f":"SUMPRODUCT((Data!$B$58:$B$60=Model!$F1713)*(Data!$C$57:$K$57=Model!$O1713)*(Data!$C$58:$K$60))","v":3.0038452968326621},69.961547031673376,1,{"$f":"IF(E1713<>\"Serviceable\",E1713,INDEX(Lists!$D$6:$D$8, MATCH(T1713,Lists!$C$6:$C$8,0)))","v":"Serviceable"},{"$f":"INDEX(Lists!$C$12:$C$26, MATCH(H1713, Lists!$B$12:$B$26,0))","v":"LV"}]
[null,3266,1965,"Wood Untreated Dressed","Serviceable","Class 3",0,"lv/hv",860,2020,90,"No",false,10,{"$f":"INDEX(Lists!$B$32:$B$40, MATCH(YEAR(TODAY())-C1714, Lists!$C$32:$C$40,1))","v":"51-60"},273.74650211805999,{"$f":"INDEX(Data!$E$24:$E$47, MATCH(F1714&D1714, Data!$B$24:$B$47,0))","v":1.8301435406698563E-3},{"$f":"SUMPRODUCT((Data!$B$58:$B$60=Model!$F1714)*(Data!$C$57:$K$57=Model!$O1714)*(Data!$C$58:$K$60))","v":2.6564859251595059},63.43514074840494,2,{"$f":"IF(E1714<>\"Serviceable\",E1714,INDEX(Lists!$D$6:$D$8, MATCH(T1714,Lists!$C$6:$C$8,0)))","v":"Limited Life"},{"$f":"INDEX(Lists!$C$12:$C$26, MATCH(H1714, Lists!$B$12:$B$26,0))","v":"HV"}]
[null,3267,1979,"Wood Creos Impregnated","Serviceable","Class 3",0,"lv",800,2022,90,"No",false,10,{"$f":"INDEX(Lists!$B$32:$B$40, MATCH(YEAR(TODAY())-C1715, Lists!$C$32:$C$40,1))","v":"41-50"},254.64790894703253,{"$f":"INDEX(Data!$E$24:$E$47, MATCH(F1715&D1715, Data!$B$24:$B$47,0))","v":1.0684339161496522E-3},{"$f":"SUMPRODUCT((Data!$B$58:$B$60=Model!$F1715)*(Data!$C$57:$K$57=Model!$O1715)*(Data!$C$58:$K$60))","v":3.2595928155551883},57.404071844448119,2,{"$f":"IF(E1715<>\"Serviceable\",E1715,INDEX(Lists!$D$6:$D$8, MATCH(T1715,Lists!$C$6:$C$8,0)))","v":"Limited Life"},{"$f":"INDEX(Lists!$C$12:$C$26, MATCH(H1715, Lists!$B$12:$B$26,0))","v":"LV"}]
[null,3268,1966,"Wood Creos Impregnated","Serviceable","Class 3",0,"lv/hv",1080,2022,100,"No",false,10,{"$f":"INDEX(Lists!$B$32:$B$40, MATCH(YEAR(TODAY())-C1716, Lists!$C$32:$C$40,1))","v":"51-60"},343.77467707849394,{"$f":"INDEX(Data!$E$24:$E$47, MATCH(F1716&D1716, Data!$B$24:$B$47,0))","v":1.0684339161496522E-3},{"$f":"SUMPRODUCT((Data!$B$58:$B$60=Model!$F1716)*(Data!$C$57:$K$57=Model!$O1716)*(Data!$C$58:$K$60))","v":2.6564859251595059},73.435140748404933,1,{"$f":"IF(E1716<>\"Serviceable\",E1716,INDEX(Lists!$D$6:$D$8, MATCH(T1716,Lists!$C$6:$C$8,0)))","v":"Serviceable"},{"$f":"INDEX(Lists!$C$12:$C$26, MATCH(H1716, Lists!$B$12:$B$26,0))","v":"HV"}]
[null,3269,1970,"Wood Creos Impregnated","Serviceable","Class 2",0,"lv",750,2020,100,"No",false,10,{"$f":"INDEX(Lists!$B$32:$B$40, MATCH(YEAR(TODAY())-C1717, Lists!$C$32:$C$40,1))","v":"51-60"},238.73241463784302,{"$f":"INDEX(Data!$E$24:$E$47, MATCH(F1717&D1717, Data!$B$24:$B$47,0))","v":1.6118836915297091E-3},{"$f":"SUMPRODUCT((Data!$B$58:$B$60=Model!$F1717)*(Data!$C$57:$K$57=Model!$O1717)*(Data!$C$58:$K$60))","v":2.6773548093458861},73.226451906541143,1,{"$f":"IF(E1717<>\"Serviceable\",E1717,INDEX(Lists!$D$6:$D$8, MATCH(T1717,Lists!$C$6:$C$8,0)))","v":"Serviceable"},{"$f":"INDEX(Lists!$C$12:$C$26, MATCH(H1717, Lists!$B$12:$B$26,0))","v":"LV"}]
[null,3270,1965,"Wood Creos Impregnated","Limited Life","Class 3",0,"lv/hv",820,2023,40,"No",false,10,{"$f":"INDEX(Lists!$B$32:$B$40, MATCH(YEAR(TODAY())-C1718, Lists!$C$32:$C$40,1))","v":"51-60"},261.01410667070837,{"$f":"INDEX(Data!$E$24:$E$47, MATCH(F1718&D1718, Data!$B$24:$B$47,0))","v":1.0684339161496522E-3},{"$f":"SUMPRODUCT((Data!$B$58:$B$60=Model!$F1718)*(Data!$C$57:$K$57=Model!$O1718)*(Data!$C$58:$K$60))","v":2.6564859251595059},13.43514074840494,3,{"$f":"IF(E1718<>\"Serviceable\",E1718,INDEX(Lists!$D$6:$D$8, MATCH(T1718,Lists!$C$6:$C$8,0)))","v":"Limited Life"},{"$f":"INDEX(Lists!$C$12:$C$26, MATCH(H1718, Lists!$B$12:$B$26,0))","v":"HV"}]
[null,3271,1988,"Wood Untreated Dressed","Serviceable","Class 1",0,"lv",930,2022,130,"No",false,10,{"$f":"INDEX(Lists!$B$32:$B$40, MATCH(YEAR(TODAY())-C1719, Lists!$C$32:$C$40,1))","v":"31-40"},296.02819415092534,{"$f":"INDEX(Data!$E$24:$E$47, MATCH(F1719&D1719, Data!$B$24:$B$47,0))","v":1.9964561142097742E-3},{"$f":"SUMPRODUCT((Data!$B$58:$B$60=Model!$F1719)*(Data!$C$57:$K$57=Model!$O1719)*(Data!$C$58:$K$60))","v":3.0038452968326621},99.961547031673376,1,{"$f":"IF(E1719<>\"Serviceable\",E1719,INDEX(Lists!$D$6:$D$8, MATCH(T1719,Lists!$C$6:$C$8,0)))","v":"Serviceable"},{"$f":"INDEX(Lists!$C$12:$C$26, MATCH(H1719, Lists!$B$12:$B$26,0))","v":"LV"}]
[null,3272,1984,"Wood Untreated Dressed","Serviceable","Class 1",0,"lv",1100,2020,120,"No",false,10,{"$f":"INDEX(Lists!$B$32:$B$40, MATCH(YEAR(TODAY())-C1720, Lists!$C$32:$C$40,1))","v":"41-50"},350.14087480216978,{"$f":"INDEX(Data!$E$24:$E$47, MATCH(F1720&D1720, Data!$B$24:$B$47,0))","v":1.9964561142097742E-3},{"$f":"SUMPRODUCT((Data!$B$58:$B$60=Model!$F1720)*(Data!$C$57:$K$57=Model!$O1720)*(Data!$C$58:$K$60))","v":1.7977578417715214},102.02242158228478,1,{"$f":"IF(E1720<>\"Serviceable\",E1720,INDEX(Lists!$D$6:$D$8, MATCH(T1720,Lists!$C$6:$C$8,0)))","v":"Serviceable"},{"$f":"INDEX(Lists!$C$12:$C$26, MATCH(H1720, Lists!$B$12:$B$26,0))","v":"LV"}]
[null,3273,1990,"Wood Untreated Dressed","Serviceable","Class 1",0,"lv/hv",1070,2022,150,"No",false,10,{"$f":"INDEX(Lists!$B$32:$B$40, MATCH(YEAR(TODAY())-C1721, Lists!$C$32:$C$40,1))","v":"31-40"},340.59157821665605,{"$f":"INDEX(Data!$E$24:$E$47, MATCH(F1721&D1721, Data!$B$24:$B$47,0))","v":1.9964561142097742E-3},{"$f":"SUMPRODUCT((Data!$B$58:$B$60=Model!$F1721)*(Data!$C$57:$K$57=Model!$O1721)*(Data!$C$58:$K$60))","v":3.0038452968326621},119.96154703167338,1,{"$f":"IF(E1721<>\"Serviceable\",E1721,INDEX(Lists!$D$6:$D$8, MATCH(T1721,Lists!$C$6:$C$8,0)))","v":"Serviceable"},{"$f":"INDEX(Lists!$C$12:$C$26, MATCH(H1721, Lists!$B$12:$B$26,0))","v":"HV"}]
[null,3274,1960,"Wood Creos Impregnated","Serviceable","Class 3",0,"lv",950,2022,100,"No",false,10,{"$f":"INDEX(Lists!$B$32:$B$40, MATCH(YEAR(TODAY())-C1722, Lists!$C$32:$C$40,1))","v":"61-70"},302.39439187460113,{"$f":"INDEX(Data!$E$24:$E$47, MATCH(F1722&D1722, Data!$B$24:$B$47,0))","v":1.0684339161496522E-3},{"$f":"SUMPRODUCT((Data!$B$58:$B$60=Model!$F1722)*(Data!$C$57:$K$57=Model!$O1722)*(Data!$C$58:$K$60))","v":1.9802031311051838},80.197968688948166,1,{"$f":"IF(E1722<>\"Serviceable\",E1722,INDEX(Lists!$D$6:$D$8, MATCH(T1722,Lists!$C$6:$C$8,0)))","v":"Serviceable"},{"$f":"INDEX(Lists!$C$12:$C$26, MATCH(H1722, Lists!$B$12:$B$26,0))","v":"LV"}]
[null,3276,1991,"Wood Untreated Dressed","Serviceable","Class 1",0,"lv/hv",970,2022,140,"No",false,10,{"$f":"INDEX(Lists!$B$32:$B$40, MATCH(YEAR(TODAY())-C1723, Lists!$C$32:$C$40,1))","v":"31-40"},308.76058959827697,{"$f":"INDEX(Data!$E$24:$E$47, MATCH(F1723&D1723, Data!$B$24:$B$47,0))","v":1.9964561142097742E-3},{"$f":"SUMPRODUCT((Data!$B$58:$B$60=Model!$F1723)*(Data!$C$57:$K$57=Model!$O1723)*(Data!$C$58:$K$60))","v":3.0038452968326621},109.96154703167338,1,{"$f":"IF(E1723<>\"Serviceable\",E1723,INDEX(Lists!$D$6:$D$8, MATCH(T1723,Lists!$C$6:$C$8,0)))","v":"Serviceable"},{"$f":"INDEX(Lists!$C$12:$C$26, MATCH(H1723, Lists!$B$12:$B$26,0))","v":"HV"}]
[null,3277,1972,"Wood Creos Impregnated","Serviceable","Class 2",0,"lv",830,2022,100,"No",false,10,{"$f":"INDEX(Lists!$B$32:$B$40, MATCH(YEAR(TODAY())-C1724, Lists!$C$32:$C$40,1))","v":"51-60"},264.19720553254626,{"$f":"INDEX(Data!$E$24:$E$47, MATCH(F1724&D1724, Data!$B$24:$B$47,0))","v":1.6118836915297091E-3},{"$f":"SUMPRODUCT((Data!$B$58:$B$60=Model!$F1724)*(Data!$C$57:$K$57=Model!$O1724)*(Data!$C$58:$K$60))","v":2.6773548093458861},73.226451906541143,1,{"$f":"IF(E1724<>\"Serviceable\",E1724,INDEX(Lists!$D$6:$D$8, MATCH(T1724,Lists!$C$6:$C$8,0)))","v":"Serviceable"},{"$f":"INDEX(Lists!$C$12:$C$26, MATCH(H1724, Lists!$B$12:$B$26,0))","v":"LV"}]
[null,3280,1965,"Wood Creos Impregnated","Serviceable","Class 3",0,"lv/hv",840,2023,100,"No",false,10,{"$f":"INDEX(Lists!$B$32:$B$40, MATCH(YEAR(TODAY())-C1725, Lists!$C$32:$C$40,1))","v":"51-60"},267.38030439438415,{"$f":"INDEX(Data!$E$24:$E$47, MATCH(F1725&D1725, Data!$B$24:$B$47,0))","v":1.0684339161496522E-3},{"$f":"SUMPRODUCT((Data!$B$58:$B$60=Model!$F1725)*(Data!$C$57:$K$57=Model!$O1725)*(Data!$C$58:$K$60))","v":2.6564859251595059},73.435140748404933,1,{"$f":"IF(E1725<>\"Serviceable\",E1725,INDEX(Lists!$D$6:$D$8, MATCH(T1725,Lists!$C$6:$C$8,0)))","v":"Serviceable"},{"$f":"INDEX(Lists!$C$12:$C$26, MATCH(H1725, Lists!$B$12:$B$26,0))","v":"HV"}]
[null,3282,1983,"Wood Untreated Dressed","Serviceable","Class 1",0,"lv/hv",970,2022,140,"No",false,10,{"$f":"INDEX(Lists!$B$32:$B$40, MATCH(YEAR(TODAY())-C1726, Lists!$C$32:$C$40,1))","v":"41-50"},308.76058959827697,{"$f":"INDEX(Data!$E$24:$E$47, MATCH(F1726&D1726, Data!$B$24:$B$47,0))","v":1.9964561142097742E-3},{"$f":"SUMPRODUCT((Data!$B$58:$B$60=Model!$F1726)*(Data!$C$57:$K$57=Model!$O1726)*(Data!$C$58:$K$60))","v":1.7977578417715214},122.02242158228478,1,{"$f":"IF(E1726<>\"Serviceable\",E1726,INDEX(Lists!$D$6:$D$8, MATCH(T1726,Lists!$C$6:$C$8,0)))","v":"Serviceable"},{"$f":"INDEX(Lists!$C$12:$C$26, MATCH(H1726, Lists!$B$12:$B$26,0))","v":"HV"}]
[null,3285,1967,"Wood Creos Impregnated","Serviceable","Class 3",0,"lv/hv",1050,2022,120,"No",false,10,{"$f":"INDEX(Lists!$B$32:$B$40, MATCH(YEAR(TODAY())-C1727, Lists!$C$32:$C$40,1))","v":"51-60"},334.22538049298021,{"$f":"INDEX(Data!$E$24:$E$47, MATCH(F1727&D1727, Data!$B$24:$B$47,0))","v":1.0684339161496522E-3},{"$f":"SUMPRODUCT((Data!$B$58:$B$60=Model!$F1727)*(Data!$C$57:$K$57=Model!$O1727)*(Data!$C$58:$K$60))","v":2.6564859251595059},93.435140748404933,1,{"$f":"IF(E1727<>\"Serviceable\",E1727,INDEX(Lists!$D$6:$D$8, MATCH(T1727,Lists!$C$6:$C$8,0)))","v":"Serviceable"},{"$f":"INDEX(Lists!$C$12:$C$26, MATCH(H1727, Lists!$B$12:$B$26,0))","v":"HV"}]
[null,3286,1986,"Wood Untreated Dressed","Serviceable","Class 1",0,"lv",960,2023,130,"No",false,10,{"$f":"INDEX(Lists!$B$32:$B$40, MATCH(YEAR(TODAY())-C1728, Lists!$C$32:$C$40,1))","v":"31-40"},305.57749073643907,{"$f":"INDEX(Data!$E$24:$E$47, MATCH(F1728&D1728, Data!$B$24:$B$47,0))","v":1.9964561142097742E-3},{"$f":"SUMPRODUCT((Data!$B$58:$B$60=Model!$F1728)*(Data!$C$57:$K$57=Model!$O1728)*(Data!$C$58:$K$60))","v":3.0038452968326621},99.961547031673376,1,{"$f":"IF(E1728<>\"Serviceable\",E1728,INDEX(Lists!$D$6:$D$8, MATCH(T1728,Lists!$C$6:$C$8,0)))","v":"Serviceable"},{"$f":"INDEX(Lists!$C$12:$C$26, MATCH(H1728, Lists!$B$12:$B$26,0))","v":"LV"}]
[null,3289,1974,"Wood Creos Impregnated","Unserviceable","Class 3",0,"lv",1200,2023,30,"No",false,10,{"$f":"INDEX(Lists!$B$32:$B$40, MATCH(YEAR(TODAY())-C1729, Lists!$C$32:$C$40,1))","v":"51-60"},381.9718634205488,{"$f":"INDEX(Data!$E$24:$E$47, MATCH(F1729&D1729, Data!$B$24:$B$47,0))","v":1.0684339161496522E-3},{"$f":"SUMPRODUCT((Data!$B$58:$B$60=Model!$F1729)*(Data!$C$57:$K$57=Model!$O1729)*(Data!$C$58:$K$60))","v":2.6564859251595059},3.4351407484049403,3,{"$f":"IF(E1729<>\"Serviceable\",E1729,INDEX(Lists!$D$6:$D$8, MATCH(T1729,Lists!$C$6:$C$8,0)))","v":"Unserviceable"},{"$f":"INDEX(Lists!$C$12:$C$26, MATCH(H1729, Lists!$B$12:$B$26,0))","v":"LV"}]
[null,3290,1968,"Wood Creos Impregnated","Serviceable","Class 3",0,"lv",1030,2019,100,"No",false,10,{"$f":"INDEX(Lists!$B$32:$B$40, MATCH(YEAR(TODAY())-C1730, Lists!$C$32:$C$40,1))","v":"51-60"},327.85918276930443,{"$f":"INDEX(Data!$E$24:$E$47, MATCH(F1730&D1730, Data!$B$24:$B$47,0))","v":1.0684339161496522E-3},{"$f":"SUMPRODUCT((Data!$B$58:$B$60=Model!$F1730)*(Data!$C$57:$K$57=Model!$O1730)*(Data!$C$58:$K$60))","v":2.6564859251595059},73.435140748404933,1,{"$f":"IF(E1730<>\"Serviceable\",E1730,INDEX(Lists!$D$6:$D$8, MATCH(T1730,Lists!$C$6:$C$8,0)))","v":"Serviceable"},{"$f":"INDEX(Lists!$C$12:$C$26, MATCH(H1730, Lists!$B$12:$B$26,0))","v":"LV"}]
[null,3291,1968,"Wood Creos Impregnated","Serviceable","Class 2",0,"lv/hv",940,2022,100,"No",false,10,{"$f":"INDEX(Lists!$B$32:$B$40, MATCH(YEAR(TODAY())-C1731, Lists!$C$32:$C$40,1))","v":"51-60"},299.21129301276324,{"$f":"INDEX(Data!$E$24:$E$47, MATCH(F1731&D1731, Data!$B$24:$B$47,0))","v":1.6118836915297091E-3},{"$f":"SUMPRODUCT((Data!$B$58:$B$60=Model!$F1731)*(Data!$C$57:$K$57=Model!$O1731)*(Data!$C$58:$K$60))","v":2.6773548093458861},73.226451906541143,1,{"$f":"IF(E1731<>\"Serviceable\",E1731,INDEX(Lists!$D$6:$D$8, MATCH(T1731,Lists!$C$6:$C$8,0)))","v":"Serviceable"},{"$f":"INDEX(Lists!$C$12:$C$26, MATCH(H1731, Lists!$B$12:$B$26,0))","v":"HV"}]
[null,3292,1999,"Wood Creos Impregnated","Serviceable","Class 3",0,"lv",840,2023,100,"No",false,10,{"$f":"INDEX(Lists!$B$32:$B$40, MATCH(YEAR(TODAY())-C1732, Lists!$C$32:$C$40,1))","v":"21-30"},267.38030439438415,{"$f":"INDEX(Data!$E$24:$E$47, MATCH(F1732&D1732, Data!$B$24:$B$47,0))","v":1.0684339161496522E-3},{"$f":"SUMPRODUCT((Data!$B$58:$B$60=Model!$F1732)*(Data!$C$57:$K$57=Model!$O1732)*(Data!$C$58:$K$60))","v":1.964589315203191},80.354106847968097,1,{"$f":"IF(E1732<>\"Serviceable\",E1732,INDEX(Lists!$D$6:$D$8, MATCH(T1732,Lists!$C$6:$C$8,0)))","v":"Serviceable"},{"$f":"INDEX(Lists!$C$12:$C$26, MATCH(H1732, Lists!$B$12:$B$26,0))","v":"LV"}]
[null,3293,1969,"Wood Creos Impregnated","Serviceable","Class 3",0,"lv",960,2020,100,"No",false,10,{"$f":"INDEX(Lists!$B$32:$B$40, MATCH(YEAR(TODAY())-C1733, Lists!$C$32:$C$40,1))","v":"51-60"},305.57749073643907,{"$f":"INDEX(Data!$E$24:$E$47, MATCH(F1733&D1733, Data!$B$24:$B$47,0))","v":1.0684339161496522E-3},{"$f":"SUMPRODUCT((Data!$B$58:$B$60=Model!$F1733)*(Data!$C$57:$K$57=Model!$O1733)*(Data!$C$58:$K$60))","v":2.6564859251595059},73.435140748404933,1,{"$f":"IF(E1733<>\"Serviceable\",E1733,INDEX(Lists!$D$6:$D$8, MATCH(T1733,Lists!$C$6:$C$8,0)))","v":"Serviceable"},{"$f":"INDEX(Lists!$C$12:$C$26, MATCH(H1733, Lists!$B$12:$B$26,0))","v":"LV"}]
[null,3295,1984,"Wood Untreated Dressed","Serviceable","Class 1",0,"lv",1020,2020,150,"No",false,10,{"$f":"INDEX(Lists!$B$32:$B$40, MATCH(YEAR(TODAY())-C1734, Lists!$C$32:$C$40,1))","v":"41-50"},324.67608390746648,{"$f":"INDEX(Data!$E$24:$E$47, MATCH(F1734&D1734, Data!$B$24:$B$47,0))","v":1.9964561142097742E-3},{"$f":"SUMPRODUCT((Data!$B$58:$B$60=Model!$F1734)*(Data!$C$57:$K$57=Model!$O1734)*(Data!$C$58:$K$60))","v":1.7977578417715214},132.02242158228478,1,{"$f":"IF(E1734<>\"Serviceable\",E1734,INDEX(Lists!$D$6:$D$8, MATCH(T1734,Lists!$C$6:$C$8,0)))","v":"Serviceable"},{"$f":"INDEX(Lists!$C$12:$C$26, MATCH(H1734, Lists!$B$12:$B$26,0))","v":"LV"}]
[null,3297,1938,"Wood Untreated Dressed","Serviceable","Class 1",0,"lv/hv",1037,2022,130,"No",false,10,{"$f":"INDEX(Lists!$B$32:$B$40, MATCH(YEAR(TODAY())-C1735, Lists!$C$32:$C$40,1))","v":"81-90"},330.08735197259097,{"$f":"INDEX(Data!$E$24:$E$47, MATCH(F1735&D1735, Data!$B$24:$B$47,0))","v":1.9964561142097742E-3},{"$f":"SUMPRODUCT((Data!$B$58:$B$60=Model!$F1735)*(Data!$C$57:$K$57=Model!$O1735)*(Data!$C$58:$K$60))","v":2.8392735823590045},101.60726417640996,1,{"$f":"IF(E1735<>\"Serviceable\",E1735,INDEX(Lists!$D$6:$D$8, MATCH(T1735,Lists!$C$6:$C$8,0)))","v":"Serviceable"},{"$f":"INDEX(Lists!$C$12:$C$26, MATCH(H1735, Lists!$B$12:$B$26,0))","v":"HV"}]
[null,3300,1978,"Wood Untreated Dressed","Serviceable","Class 1",0,"lv",940,2022,110,"No",false,{"$f":"IF(L1736=\"No\",ROUND((End_year-J1736)/5,0)*5,ROUND((End_year-J1736)/3,0)*3)","v":10},{"$f":"INDEX(Lists!$B$32:$B$40, MATCH(YEAR(TODAY())-C1736, Lists!$C$32:$C$40,1))","v":"41-50"},299.21129301276324,{"$f":"INDEX(Data!$E$24:$E$47, MATCH(F1736&D1736, Data!$B$24:$B$47,0))","v":1.9964561142097742E-3},{"$f":"SUMPRODUCT((Data!$B$58:$B$60=Model!$F1736)*(Data!$C$57:$K$57=Model!$O1736)*(Data!$C$58:$K$60))","v":1.7977578417715214},{"$f":"IF(IF(K1736>=700,999,(K1736-R1736*N1736))<0,0,IF(K1736>=700,999,(K1736-R1736*N1736)))","v":92.022421582284778},{"$f":"IF(S1736<30,3,IF(AND(F1736=\"Class 1\",S1736<50),2,IF(AND(F1736=\"Class 1\",S1736>=50),1,IF(S1736<70,2,1))))","v":1},{"$f":"IF(E1736<>\"Serviceable\",E1736,INDEX(Lists!$D$6:$D$8, MATCH(T1736,Lists!$C$6:$C$8,0)))","v":"Serviceable"},{"$f":"INDEX(Lists!$C$12:$C$26, MATCH(H1736, Lists!$B$12:$B$26,0))","v":"LV"}]
[null,3303,1970,"Wood Creos Impregnated","Serviceable","Class 3",0,"lv",680,2022,100,"No",{"$f":"IF(G1737=0,FALSE,TRUE)","v":false},10,{"$f":"INDEX(Lists!$B$32:$B$40, MATCH(YEAR(TODAY())-C1737, Lists!$C$32:$C$40,1))","v":"51-60"},{"$f":"I1737/PI()","v":216.45072260497767},{"$f":"INDEX(Data!$E$24:$E$47, MATCH(F1737&D1737, Data!$B$24:$B$47,0))","v":1.0684339161496522E-3},{"$f":"SUMPRODUCT((Data!$B$58:$B$60=Model!$F1737)*(Data!$C$57:$K$57=Model!$O1737)*(Data!$C$58:$K$60))","v":2.6564859251595059},73.435140748404933,1,{"$f":"IF(E1737<>\"Serviceable\",E1737,INDEX(Lists!$D$6:$D$8, MATCH(T1737,Lists!$C$6:$C$8,0)))","v":"Serviceable"},{"$f":"INDEX(Lists!$C$12:$C$26, MATCH(H1737, Lists!$B$12:$B$26,0))","v":"LV"}]
[null,3305,1937,"Wood Untreated Dressed","Serviceable","Class 1",0,"lv/hv",880,2020,120,"No",false,10,{"$f":"INDEX(Lists!$B$32:$B$40, MATCH(YEAR(TODAY())-C1738, Lists!$C$32:$C$40,1))","v":"81-90"},280.11269984173578,{"$f":"INDEX(Data!$E$24:$E$47, MATCH(F1738&D1738, Data!$B$24:$B$47,0))","v":1.9964561142097742E-3},{"$f":"SUMPRODUCT((Data!$B$58:$B$60=Model!$F1738)*(Data!$C$57:$K$57=Model!$O1738)*(Data!$C$58:$K$60))","v":2.8392735823590045},91.607264176409956,1,{"$f":"IF(E1738<>\"Serviceable\",E1738,INDEX(Lists!$D$6:$D$8, MATCH(T1738,Lists!$C$6:$C$8,0)))","v":"Serviceable"},{"$f":"INDEX(Lists!$C$12:$C$26, MATCH(H1738, Lists!$B$12:$B$26,0))","v":"HV"}]
[null,3308,1984,"Wood Untreated Dressed","Serviceable","Class 1",0,"lv",1000,2020,130,"No",false,10,{"$f":"INDEX(Lists!$B$32:$B$40, MATCH(YEAR(TODAY())-C1739, Lists!$C$32:$C$40,1))","v":"41-50"},318.3098861837907,{"$f":"INDEX(Data!$E$24:$E$47, MATCH(F1739&D1739, Data!$B$24:$B$47,0))","v":1.9964561142097742E-3},{"$f":"SUMPRODUCT((Data!$B$58:$B$60=Model!$F1739)*(Data!$C$57:$K$57=Model!$O1739)*(Data!$C$58:$K$60))","v":1.7977578417715214},112.02242158228478,1,{"$f":"IF(E1739<>\"Serviceable\",E1739,INDEX(Lists!$D$6:$D$8, MATCH(T1739,Lists!$C$6:$C$8,0)))","v":"Serviceable"},{"$f":"INDEX(Lists!$C$12:$C$26, MATCH(H1739, Lists!$B$12:$B$26,0))","v":"LV"}]
[null,3310,1965,"Wood Creos Impregnated","Serviceable","Class 3",0,"lv/hv",860,2023,120,"No",false,10,{"$f":"INDEX(Lists!$B$32:$B$40, MATCH(YEAR(TODAY())-C1740, Lists!$C$32:$C$40,1))","v":"51-60"},273.74650211805999,{"$f":"INDEX(Data!$E$24:$E$47, MATCH(F1740&D1740, Data!$B$24:$B$47,0))","v":1.0684339161496522E-3},{"$f":"SUMPRODUCT((Data!$B$58:$B$60=Model!$F1740)*(Data!$C$57:$K$57=Model!$O1740)*(Data!$C$58:$K$60))","v":2.6564859251595059},93.435140748404933,1,{"$f":"IF(E1740<>\"Serviceable\",E1740,INDEX(Lists!$D$6:$D$8, MATCH(T1740,Lists!$C$6:$C$8,0)))","v":"Serviceable"},{"$f":"INDEX(Lists!$C$12:$C$26, MATCH(H1740, Lists!$B$12:$B$26,0))","v":"HV"}]
[null,3311,1984,"Wood Untreated Dressed","Serviceable","Class 1",0,"lv",940,2020,130,"No",false,10,{"$f":"INDEX(Lists!$B$32:$B$40, MATCH(YEAR(TODAY())-C1741, Lists!$C$32:$C$40,1))","v":"41-50"},299.21129301276324,{"$f":"INDEX(Data!$E$24:$E$47, MATCH(F1741&D1741, Data!$B$24:$B$47,0))","v":1.9964561142097742E-3},{"$f":"SUMPRODUCT((Data!$B$58:$B$60=Model!$F1741)*(Data!$C$57:$K$57=Model!$O1741)*(Data!$C$58:$K$60))","v":1.7977578417715214},112.02242158228478,1,{"$f":"IF(E1741<>\"Serviceable\",E1741,INDEX(Lists!$D$6:$D$8, MATCH(T1741,Lists!$C$6:$C$8,0)))","v":"Serviceable"},{"$f":"INDEX(Lists!$C$12:$C$26, MATCH(H1741, Lists!$B$12:$B$26,0))","v":"LV"}]
[null,3312,1979,"Wood Untreated Dressed","Serviceable","Class 1",0,"lv",740,2022,110,"No",false,10,{"$f":"INDEX(Lists!$B$32:$B$40, MATCH(YEAR(TODAY())-C1742, Lists!$C$32:$C$40,1))","v":"41-50"},235.5493157760051,{"$f":"INDEX(Data!$E$24:$E$47, MATCH(F1742&D1742, Data!$B$24:$B$47,0))","v":1.9964561142097742E-3},{"$f":"SUMPRODUCT((Data!$B$58:$B$60=Model!$F1742)*(Data!$C$57:$K$57=Model!$O1742)*(Data!$C$58:$K$60))","v":1.7977578417715214},92.022421582284778,1,{"$f":"IF(E1742<>\"Serviceable\",E1742,INDEX(Lists!$D$6:$D$8, MATCH(T1742,Lists!$C$6:$C$8,0)))","v":"Serviceable"},{"$f":"INDEX(Lists!$C$12:$C$26, MATCH(H1742, Lists!$B$12:$B$26,0))","v":"LV"}]
[null,3313,1965,"Wood Creos Impregnated","Serviceable","Class 3",0,"lv/hv",1030,2023,100,"No",false,10,{"$f":"INDEX(Lists!$B$32:$B$40, MATCH(YEAR(TODAY())-C1743, Lists!$C$32:$C$40,1))","v":"51-60"},327.85918276930443,{"$f":"INDEX(Data!$E$24:$E$47, MATCH(F1743&D1743, Data!$B$24:$B$47,0))","v":1.0684339161496522E-3},{"$f":"SUMPRODUCT((Data!$B$58:$B$60=Model!$F1743)*(Data!$C$57:$K$57=Model!$O1743)*(Data!$C$58:$K$60))","v":2.6564859251595059},73.435140748404933,1,{"$f":"IF(E1743<>\"Serviceable\",E1743,INDEX(Lists!$D$6:$D$8, MATCH(T1743,Lists!$C$6:$C$8,0)))","v":"Serviceable"},{"$f":"INDEX(Lists!$C$12:$C$26, MATCH(H1743, Lists!$B$12:$B$26,0))","v":"HV"}]
[null,3314,1984,"Wood Untreated Dressed","Serviceable","Class 1",0,"lv",940,2020,120,"No",false,10,{"$f":"INDEX(Lists!$B$32:$B$40, MATCH(YEAR(TODAY())-C1744, Lists!$C$32:$C$40,1))","v":"41-50"},299.21129301276324,{"$f":"INDEX(Data!$E$24:$E$47, MATCH(F1744&D1744, Data!$B$24:$B$47,0))","v":1.9964561142097742E-3},{"$f":"SUMPRODUCT((Data!$B$58:$B$60=Model!$F1744)*(Data!$C$57:$K$57=Model!$O1744)*(Data!$C$58:$K$60))","v":1.7977578417715214},102.02242158228478,1,{"$f":"IF(E1744<>\"Serviceable\",E1744,INDEX(Lists!$D$6:$D$8, MATCH(T1744,Lists!$C$6:$C$8,0)))","v":"Serviceable"},{"$f":"INDEX(Lists!$C$12:$C$26, MATCH(H1744, Lists!$B$12:$B$26,0))","v":"LV"}]
[null,3317,1967,"Wood Creos Impregnated","Serviceable","Class 3",0,"lv/hv",920,2023,130,"No",false,10,{"$f":"INDEX(Lists!$B$32:$B$40, MATCH(YEAR(TODAY())-C1745, Lists!$C$32:$C$40,1))","v":"51-60"},292.84509528908745,{"$f":"INDEX(Data!$E$24:$E$47, MATCH(F1745&D1745, Data!$B$24:$B$47,0))","v":1.0684339161496522E-3},{"$f":"SUMPRODUCT((Data!$B$58:$B$60=Model!$F1745)*(Data!$C$57:$K$57=Model!$O1745)*(Data!$C$58:$K$60))","v":2.6564859251595059},103.43514074840493,1,{"$f":"IF(E1745<>\"Serviceable\",E1745,INDEX(Lists!$D$6:$D$8, MATCH(T1745,Lists!$C$6:$C$8,0)))","v":"Serviceable"},{"$f":"INDEX(Lists!$C$12:$C$26, MATCH(H1745, Lists!$B$12:$B$26,0))","v":"HV"}]
[null,3318,1979,"Wood Untreated Dressed","Serviceable","Class 1",0,"lv",940,2022,110,"No",false,10,{"$f":"INDEX(Lists!$B$32:$B$40, MATCH(YEAR(TODAY())-C1746, Lists!$C$32:$C$40,1))","v":"41-50"},299.21129301276324,{"$f":"INDEX(Data!$E$24:$E$47, MATCH(F1746&D1746, Data!$B$24:$B$47,0))","v":1.9964561142097742E-3},{"$f":"SUMPRODUCT((Data!$B$58:$B$60=Model!$F1746)*(Data!$C$57:$K$57=Model!$O1746)*(Data!$C$58:$K$60))","v":1.7977578417715214},92.022421582284778,1,{"$f":"IF(E1746<>\"Serviceable\",E1746,INDEX(Lists!$D$6:$D$8, MATCH(T1746,Lists!$C$6:$C$8,0)))","v":"Serviceable"},{"$f":"INDEX(Lists!$C$12:$C$26, MATCH(H1746, Lists!$B$12:$B$26,0))","v":"LV"}]
[null,3320,1954,"Wood Untreated Round","Limited Life","Class 1",0,"lv",700,2023,60,"No",false,10,{"$f":"INDEX(Lists!$B$32:$B$40, MATCH(YEAR(TODAY())-C1747, Lists!$C$32:$C$40,1))","v":"71-80"},222.81692032865348,{"$f":"INDEX(Data!$E$24:$E$47, MATCH(F1747&D1747, Data!$B$24:$B$47,0))","v":1.9964561142097742E-3},{"$f":"SUMPRODUCT((Data!$B$58:$B$60=Model!$F1747)*(Data!$C$57:$K$57=Model!$O1747)*(Data!$C$58:$K$60))","v":2.0707751244791428},39.292248755208576,2,{"$f":"IF(E1747<>\"Serviceable\",E1747,INDEX(Lists!$D$6:$D$8, MATCH(T1747,Lists!$C$6:$C$8,0)))","v":"Limited Life"},{"$f":"INDEX(Lists!$C$12:$C$26, MATCH(H1747, Lists!$B$12:$B$26,0))","v":"LV"}]
[null,3321,1965,"Wood Creos Impregnated","Serviceable","Class 3",0,"lv",760,2022,90,"No",false,10,{"$f":"INDEX(Lists!$B$32:$B$40, MATCH(YEAR(TODAY())-C1748, Lists!$C$32:$C$40,1))","v":"51-60"},241.91551349968091,{"$f":"INDEX(Data!$E$24:$E$47, MATCH(F1748&D1748, Data!$B$24:$B$47,0))","v":1.0684339161496522E-3},{"$f":"SUMPRODUCT((Data!$B$58:$B$60=Model!$F1748)*(Data!$C$57:$K$57=Model!$O1748)*(Data!$C$58:$K$60))","v":2.6564859251595059},63.43514074840494,2,{"$f":"IF(E1748<>\"Serviceable\",E1748,INDEX(Lists!$D$6:$D$8, MATCH(T1748,Lists!$C$6:$C$8,0)))","v":"Limited Life"},{"$f":"INDEX(Lists!$C$12:$C$26, MATCH(H1748, Lists!$B$12:$B$26,0))","v":"LV"}]
[null,3322,1986,"Wood Untreated Dressed","Serviceable","Class 1",0,"lv/hv",900,2020,110,"No",false,10,{"$f":"INDEX(Lists!$B$32:$B$40, MATCH(YEAR(TODAY())-C1749, Lists!$C$32:$C$40,1))","v":"31-40"},286.47889756541161,{"$f":"INDEX(Data!$E$24:$E$47, MATCH(F1749&D1749, Data!$B$24:$B$47,0))","v":1.9964561142097742E-3},{"$f":"SUMPRODUCT((Data!$B$58:$B$60=Model!$F1749)*(Data!$C$57:$K$57=Model!$O1749)*(Data!$C$58:$K$60))","v":3.0038452968326621},79.961547031673376,1,{"$f":"IF(E1749<>\"Serviceable\",E1749,INDEX(Lists!$D$6:$D$8, MATCH(T1749,Lists!$C$6:$C$8,0)))","v":"Serviceable"},{"$f":"INDEX(Lists!$C$12:$C$26, MATCH(H1749, Lists!$B$12:$B$26,0))","v":"HV"}]
[null,3323,1986,"Wood Untreated Dressed","Serviceable","Class 1",0,"lv",930,2023,100,"No",false,10,{"$f":"INDEX(Lists!$B$32:$B$40, MATCH(YEAR(TODAY())-C1750, Lists!$C$32:$C$40,1))","v":"31-40"},296.02819415092534,{"$f":"INDEX(Data!$E$24:$E$47, MATCH(F1750&D1750, Data!$B$24:$B$47,0))","v":1.9964561142097742E-3},{"$f":"SUMPRODUCT((Data!$B$58:$B$60=Model!$F1750)*(Data!$C$57:$K$57=Model!$O1750)*(Data!$C$58:$K$60))","v":3.0038452968326621},69.961547031673376,1,{"$f":"IF(E1750<>\"Serviceable\",E1750,INDEX(Lists!$D$6:$D$8, MATCH(T1750,Lists!$C$6:$C$8,0)))","v":"Serviceable"},{"$f":"INDEX(Lists!$C$12:$C$26, MATCH(H1750, Lists!$B$12:$B$26,0))","v":"LV"}]
[null,3324,1965,"Wood Creos Impregnated","Serviceable","Class 3",0,"lv",880,2021,85,"No",false,10,{"$f":"INDEX(Lists!$B$32:$B$40, MATCH(YEAR(TODAY())-C1751, Lists!$C$32:$C$40,1))","v":"51-60"},280.11269984173578,{"$f":"INDEX(Data!$E$24:$E$47, MATCH(F1751&D1751, Data!$B$24:$B$47,0))","v":1.0684339161496522E-3},{"$f":"SUMPRODUCT((Data!$B$58:$B$60=Model!$F1751)*(Data!$C$57:$K$57=Model!$O1751)*(Data!$C$58:$K$60))","v":2.6564859251595059},58.43514074840494,2,{"$f":"IF(E1751<>\"Serviceable\",E1751,INDEX(Lists!$D$6:$D$8, MATCH(T1751,Lists!$C$6:$C$8,0)))","v":"Limited Life"},{"$f":"INDEX(Lists!$C$12:$C$26, MATCH(H1751, Lists!$B$12:$B$26,0))","v":"LV"}]
[null,3325,1979,"Wood Creos Impregnated","Serviceable","Class 3",0,"lv",940,2022,100,"No",false,10,{"$f":"INDEX(Lists!$B$32:$B$40, MATCH(YEAR(TODAY())-C1752, Lists!$C$32:$C$40,1))","v":"41-50"},299.21129301276324,{"$f":"INDEX(Data!$E$24:$E$47, MATCH(F1752&D1752, Data!$B$24:$B$47,0))","v":1.0684339161496522E-3},{"$f":"SUMPRODUCT((Data!$B$58:$B$60=Model!$F1752)*(Data!$C$57:$K$57=Model!$O1752)*(Data!$C$58:$K$60))","v":3.2595928155551883},67.404071844448112,2,{"$f":"IF(E1752<>\"Serviceable\",E1752,INDEX(Lists!$D$6:$D$8, MATCH(T1752,Lists!$C$6:$C$8,0)))","v":"Limited Life"},{"$f":"INDEX(Lists!$C$12:$C$26, MATCH(H1752, Lists!$B$12:$B$26,0))","v":"LV"}]
[null,3326,1972,"Wood Creos Impregnated","Serviceable","Class 3",0,"lv/hv",1319,2020,100,"No",false,10,{"$f":"INDEX(Lists!$B$32:$B$40, MATCH(YEAR(TODAY())-C1753, Lists!$C$32:$C$40,1))","v":"51-60"},419.85073987641994,{"$f":"INDEX(Data!$E$24:$E$47, MATCH(F1753&D1753, Data!$B$24:$B$47,0))","v":1.0684339161496522E-3},{"$f":"SUMPRODUCT((Data!$B$58:$B$60=Model!$F1753)*(Data!$C$57:$K$57=Model!$O1753)*(Data!$C$58:$K$60))","v":2.6564859251595059},73.435140748404933,1,{"$f":"IF(E1753<>\"Serviceable\",E1753,INDEX(Lists!$D$6:$D$8, MATCH(T1753,Lists!$C$6:$C$8,0)))","v":"Serviceable"},{"$f":"INDEX(Lists!$C$12:$C$26, MATCH(H1753, Lists!$B$12:$B$26,0))","v":"HV"}]
[null,3328,1959,"Wood Creos Impregnated","Serviceable","Class 3",0,"lv",940,2022,90,"No",false,10,{"$f":"INDEX(Lists!$B$32:$B$40, MATCH(YEAR(TODAY())-C1754, Lists!$C$32:$C$40,1))","v":"61-70"},299.21129301276324,{"$f":"INDEX(Data!$E$24:$E$47, MATCH(F1754&D1754, Data!$B$24:$B$47,0))","v":1.0684339161496522E-3},{"$f":"SUMPRODUCT((Data!$B$58:$B$60=Model!$F1754)*(Data!$C$57:$K$57=Model!$O1754)*(Data!$C$58:$K$60))","v":1.9802031311051838},70.197968688948166,1,{"$f":"IF(E1754<>\"Serviceable\",E1754,INDEX(Lists!$D$6:$D$8, MATCH(T1754,Lists!$C$6:$C$8,0)))","v":"Serviceable"},{"$f":"INDEX(Lists!$C$12:$C$26, MATCH(H1754, Lists!$B$12:$B$26,0))","v":"LV"}]
[null,3329,1984,"Wood Untreated Dressed","Serviceable","Class 1",0,"lv",940,2020,120,"No",false,10,{"$f":"INDEX(Lists!$B$32:$B$40, MATCH(YEAR(TODAY())-C1755, Lists!$C$32:$C$40,1))","v":"41-50"},299.21129301276324,{"$f":"INDEX(Data!$E$24:$E$47, MATCH(F1755&D1755, Data!$B$24:$B$47,0))","v":1.9964561142097742E-3},{"$f":"SUMPRODUCT((Data!$B$58:$B$60=Model!$F1755)*(Data!$C$57:$K$57=Model!$O1755)*(Data!$C$58:$K$60))","v":1.7977578417715214},102.02242158228478,1,{"$f":"IF(E1755<>\"Serviceable\",E1755,INDEX(Lists!$D$6:$D$8, MATCH(T1755,Lists!$C$6:$C$8,0)))","v":"Serviceable"},{"$f":"INDEX(Lists!$C$12:$C$26, MATCH(H1755, Lists!$B$12:$B$26,0))","v":"LV"}]
[null,3330,1977,"Wood Untreated Dressed","Serviceable","Class 1",0,"lv/future hv",930,2022,140,"No",false,10,{"$f":"INDEX(Lists!$B$32:$B$40, MATCH(YEAR(TODAY())-C1756, Lists!$C$32:$C$40,1))","v":"41-50"},296.02819415092534,{"$f":"INDEX(Data!$E$24:$E$47, MATCH(F1756&D1756, Data!$B$24:$B$47,0))","v":1.9964561142097742E-3},{"$f":"SUMPRODUCT((Data!$B$58:$B$60=Model!$F1756)*(Data!$C$57:$K$57=Model!$O1756)*(Data!$C$58:$K$60))","v":1.7977578417715214},122.02242158228478,1,{"$f":"IF(E1756<>\"Serviceable\",E1756,INDEX(Lists!$D$6:$D$8, MATCH(T1756,Lists!$C$6:$C$8,0)))","v":"Serviceable"},{"$f":"INDEX(Lists!$C$12:$C$26, MATCH(H1756, Lists!$B$12:$B$26,0))","v":"LV"}]
[null,3331,1959,"Wood Creos Impregnated","Serviceable","Class 3",0,"lv",980,2022,100,"No",false,10,{"$f":"INDEX(Lists!$B$32:$B$40, MATCH(YEAR(TODAY())-C1757, Lists!$C$32:$C$40,1))","v":"61-70"},311.94368846011486,{"$f":"INDEX(Data!$E$24:$E$47, MATCH(F1757&D1757, Data!$B$24:$B$47,0))","v":1.0684339161496522E-3},{"$f":"SUMPRODUCT((Data!$B$58:$B$60=Model!$F1757)*(Data!$C$57:$K$57=Model!$O1757)*(Data!$C$58:$K$60))","v":1.9802031311051838},80.197968688948166,1,{"$f":"IF(E1757<>\"Serviceable\",E1757,INDEX(Lists!$D$6:$D$8, MATCH(T1757,Lists!$C$6:$C$8,0)))","v":"Serviceable"},{"$f":"INDEX(Lists!$C$12:$C$26, MATCH(H1757, Lists!$B$12:$B$26,0))","v":"LV"}]
[null,3332,1967,"Wood Creos Impregnated","Serviceable","Class 3",0,"lv/future hv",800,2022,90,"No",false,10,{"$f":"INDEX(Lists!$B$32:$B$40, MATCH(YEAR(TODAY())-C1758, Lists!$C$32:$C$40,1))","v":"51-60"},254.64790894703253,{"$f":"INDEX(Data!$E$24:$E$47, MATCH(F1758&D1758, Data!$B$24:$B$47,0))","v":1.0684339161496522E-3},{"$f":"SUMPRODUCT((Data!$B$58:$B$60=Model!$F1758)*(Data!$C$57:$K$57=Model!$O1758)*(Data!$C$58:$K$60))","v":2.6564859251595059},63.43514074840494,2,{"$f":"IF(E1758<>\"Serviceable\",E1758,INDEX(Lists!$D$6:$D$8, MATCH(T1758,Lists!$C$6:$C$8,0)))","v":"Limited Life"},{"$f":"INDEX(Lists!$C$12:$C$26, MATCH(H1758, Lists!$B$12:$B$26,0))","v":"LV"}]
[null,3334,1974,"Wood Creos Impregnated","Serviceable","Class 3",0,"lv",1000,2022,100,"No",false,10,{"$f":"INDEX(Lists!$B$32:$B$40, MATCH(YEAR(TODAY())-C1759, Lists!$C$32:$C$40,1))","v":"51-60"},318.3098861837907,{"$f":"INDEX(Data!$E$24:$E$47, MATCH(F1759&D1759, Data!$B$24:$B$47,0))","v":1.0684339161496522E-3},{"$f":"SUMPRODUCT((Data!$B$58:$B$60=Model!$F1759)*(Data!$C$57:$K$57=Model!$O1759)*(Data!$C$58:$K$60))","v":2.6564859251595059},73.435140748404933,1,{"$f":"IF(E1759<>\"Serviceable\",E1759,INDEX(Lists!$D$6:$D$8, MATCH(T1759,Lists!$C$6:$C$8,0)))","v":"Serviceable"},{"$f":"INDEX(Lists!$C$12:$C$26, MATCH(H1759, Lists!$B$12:$B$26,0))","v":"LV"}]
[null,3335,1965,"Wood Creos Impregnated","Serviceable","Class 2",0,"lv",870,2021,90,"No",false,10,{"$f":"INDEX(Lists!$B$32:$B$40, MATCH(YEAR(TODAY())-C1760, Lists!$C$32:$C$40,1))","v":"51-60"},276.92960097989788,{"$f":"INDEX(Data!$E$24:$E$47, MATCH(F1760&D1760, Data!$B$24:$B$47,0))","v":1.6118836915297091E-3},{"$f":"SUMPRODUCT((Data!$B$58:$B$60=Model!$F1760)*(Data!$C$57:$K$57=Model!$O1760)*(Data!$C$58:$K$60))","v":2.6773548093458861},63.226451906541143,2,{"$f":"IF(E1760<>\"Serviceable\",E1760,INDEX(Lists!$D$6:$D$8, MATCH(T1760,Lists!$C$6:$C$8,0)))","v":"Limited Life"},{"$f":"INDEX(Lists!$C$12:$C$26, MATCH(H1760, Lists!$B$12:$B$26,0))","v":"LV"}]
[null,3336,1962,"Wood Creos Impregnated","Serviceable","Class 3",0,"lv/hv",980,2020,120,"No",false,10,{"$f":"INDEX(Lists!$B$32:$B$40, MATCH(YEAR(TODAY())-C1761, Lists!$C$32:$C$40,1))","v":"61-70"},311.94368846011486,{"$f":"INDEX(Data!$E$24:$E$47, MATCH(F1761&D1761, Data!$B$24:$B$47,0))","v":1.0684339161496522E-3},{"$f":"SUMPRODUCT((Data!$B$58:$B$60=Model!$F1761)*(Data!$C$57:$K$57=Model!$O1761)*(Data!$C$58:$K$60))","v":1.9802031311051838},100.19796868894817,1,{"$f":"IF(E1761<>\"Serviceable\",E1761,INDEX(Lists!$D$6:$D$8, MATCH(T1761,Lists!$C$6:$C$8,0)))","v":"Serviceable"},{"$f":"INDEX(Lists!$C$12:$C$26, MATCH(H1761, Lists!$B$12:$B$26,0))","v":"HV"}]
[null,3337,1986,"Wood Untreated Dressed","Serviceable","Class 1",0,"lv/hv",971,2022,100,"No",false,10,{"$f":"INDEX(Lists!$B$32:$B$40, MATCH(YEAR(TODAY())-C1762, Lists!$C$32:$C$40,1))","v":"31-40"},309.07889948446075,{"$f":"INDEX(Data!$E$24:$E$47, MATCH(F1762&D1762, Data!$B$24:$B$47,0))","v":1.9964561142097742E-3},{"$f":"SUMPRODUCT((Data!$B$58:$B$60=Model!$F1762)*(Data!$C$57:$K$57=Model!$O1762)*(Data!$C$58:$K$60))","v":3.0038452968326621},69.961547031673376,1,{"$f":"IF(E1762<>\"Serviceable\",E1762,INDEX(Lists!$D$6:$D$8, MATCH(T1762,Lists!$C$6:$C$8,0)))","v":"Serviceable"},{"$f":"INDEX(Lists!$C$12:$C$26, MATCH(H1762, Lists!$B$12:$B$26,0))","v":"HV"}]
[null,3338,1969,"Wood Creos Impregnated","Serviceable","Class 3",0,"lv",650,2022,90,"No",false,10,{"$f":"INDEX(Lists!$B$32:$B$40, MATCH(YEAR(TODAY())-C1763, Lists!$C$32:$C$40,1))","v":"51-60"},206.90142601946394,{"$f":"INDEX(Data!$E$24:$E$47, MATCH(F1763&D1763, Data!$B$24:$B$47,0))","v":1.0684339161496522E-3},{"$f":"SUMPRODUCT((Data!$B$58:$B$60=Model!$F1763)*(Data!$C$57:$K$57=Model!$O1763)*(Data!$C$58:$K$60))","v":2.6564859251595059},63.43514074840494,2,{"$f":"IF(E1763<>\"Serviceable\",E1763,INDEX(Lists!$D$6:$D$8, MATCH(T1763,Lists!$C$6:$C$8,0)))","v":"Limited Life"},{"$f":"INDEX(Lists!$C$12:$C$26, MATCH(H1763, Lists!$B$12:$B$26,0))","v":"LV"}]
[null,3339,1940,"Wood Untreated Dressed","Serviceable","Class 1",0,"lv/hv",1020,2020,120,"No",false,10,{"$f":"INDEX(Lists!$B$32:$B$40, MATCH(YEAR(TODAY())-C1764, Lists!$C$32:$C$40,1))","v":"81-90"},324.67608390746648,{"$f":"INDEX(Data!$E$24:$E$47, MATCH(F1764&D1764, Data!$B$24:$B$47,0))","v":1.9964561142097742E-3},{"$f":"SUMPRODUCT((Data!$B$58:$B$60=Model!$F1764)*(Data!$C$57:$K$57=Model!$O1764)*(Data!$C$58:$K$60))","v":2.8392735823590045},91.607264176409956,1,{"$f":"IF(E1764<>\"Serviceable\",E1764,INDEX(Lists!$D$6:$D$8, MATCH(T1764,Lists!$C$6:$C$8,0)))","v":"Serviceable"},{"$f":"INDEX(Lists!$C$12:$C$26, MATCH(H1764, Lists!$B$12:$B$26,0))","v":"HV"}]
[null,3341,1988,"Wood Untreated Dressed","Limited Life","Class 1",0,"lv/hv",800,2023,60,"No",false,10,{"$f":"INDEX(Lists!$B$32:$B$40, MATCH(YEAR(TODAY())-C1765, Lists!$C$32:$C$40,1))","v":"31-40"},254.64790894703253,{"$f":"INDEX(Data!$E$24:$E$47, MATCH(F1765&D1765, Data!$B$24:$B$47,0))","v":1.9964561142097742E-3},{"$f":"SUMPRODUCT((Data!$B$58:$B$60=Model!$F1765)*(Data!$C$57:$K$57=Model!$O1765)*(Data!$C$58:$K$60))","v":3.0038452968326621},29.96154703167338,3,{"$f":"IF(E1765<>\"Serviceable\",E1765,INDEX(Lists!$D$6:$D$8, MATCH(T1765,Lists!$C$6:$C$8,0)))","v":"Limited Life"},{"$f":"INDEX(Lists!$C$12:$C$26, MATCH(H1765, Lists!$B$12:$B$26,0))","v":"HV"}]
[null,3344,1969,"Wood Creos Impregnated","Serviceable","Class 3",0,"lv/hv",1005,2022,120,"No",false,10,{"$f":"INDEX(Lists!$B$32:$B$40, MATCH(YEAR(TODAY())-C1766, Lists!$C$32:$C$40,1))","v":"51-60"},319.90143561470961,{"$f":"INDEX(Data!$E$24:$E$47, MATCH(F1766&D1766, Data!$B$24:$B$47,0))","v":1.0684339161496522E-3},{"$f":"SUMPRODUCT((Data!$B$58:$B$60=Model!$F1766)*(Data!$C$57:$K$57=Model!$O1766)*(Data!$C$58:$K$60))","v":2.6564859251595059},93.435140748404933,1,{"$f":"IF(E1766<>\"Serviceable\",E1766,INDEX(Lists!$D$6:$D$8, MATCH(T1766,Lists!$C$6:$C$8,0)))","v":"Serviceable"},{"$f":"INDEX(Lists!$C$12:$C$26, MATCH(H1766, Lists!$B$12:$B$26,0))","v":"HV"}]
[null,3347,1968,"Wood Creos Impregnated","Limited Life","Class 3",0,"lv/hv",1037,2023,50,"No",false,10,{"$f":"INDEX(Lists!$B$32:$B$40, MATCH(YEAR(TODAY())-C1767, Lists!$C$32:$C$40,1))","v":"51-60"},330.08735197259097,{"$f":"INDEX(Data!$E$24:$E$47, MATCH(F1767&D1767, Data!$B$24:$B$47,0))","v":1.0684339161496522E-3},{"$f":"SUMPRODUCT((Data!$B$58:$B$60=Model!$F1767)*(Data!$C$57:$K$57=Model!$O1767)*(Data!$C$58:$K$60))","v":2.6564859251595059},23.43514074840494,3,{"$f":"IF(E1767<>\"Serviceable\",E1767,INDEX(Lists!$D$6:$D$8, MATCH(T1767,Lists!$C$6:$C$8,0)))","v":"Limited Life"},{"$f":"INDEX(Lists!$C$12:$C$26, MATCH(H1767, Lists!$B$12:$B$26,0))","v":"HV"}]
[null,3352,1980,"Wood Creos Impregnated","Serviceable","Class 3",0,"lv",880,2023,100,"No",false,10,{"$f":"INDEX(Lists!$B$32:$B$40, MATCH(YEAR(TODAY())-C1768, Lists!$C$32:$C$40,1))","v":"41-50"},280.11269984173578,{"$f":"INDEX(Data!$E$24:$E$47, MATCH(F1768&D1768, Data!$B$24:$B$47,0))","v":1.0684339161496522E-3},{"$f":"SUMPRODUCT((Data!$B$58:$B$60=Model!$F1768)*(Data!$C$57:$K$57=Model!$O1768)*(Data!$C$58:$K$60))","v":3.2595928155551883},67.404071844448112,2,{"$f":"IF(E1768<>\"Serviceable\",E1768,INDEX(Lists!$D$6:$D$8, MATCH(T1768,Lists!$C$6:$C$8,0)))","v":"Limited Life"},{"$f":"INDEX(Lists!$C$12:$C$26, MATCH(H1768, Lists!$B$12:$B$26,0))","v":"LV"}]
[null,3353,1941,"Wood Untreated Dressed","Serviceable","Class 1",0,"lv",810,2020,80,"No",false,10,{"$f":"INDEX(Lists!$B$32:$B$40, MATCH(YEAR(TODAY())-C1769, Lists!$C$32:$C$40,1))","v":"81-90"},257.83100780887048,{"$f":"INDEX(Data!$E$24:$E$47, MATCH(F1769&D1769, Data!$B$24:$B$47,0))","v":1.9964561142097742E-3},{"$f":"SUMPRODUCT((Data!$B$58:$B$60=Model!$F1769)*(Data!$C$57:$K$57=Model!$O1769)*(Data!$C$58:$K$60))","v":2.8392735823590045},51.607264176409956,1,{"$f":"IF(E1769<>\"Serviceable\",E1769,INDEX(Lists!$D$6:$D$8, MATCH(T1769,Lists!$C$6:$C$8,0)))","v":"Serviceable"},{"$f":"INDEX(Lists!$C$12:$C$26, MATCH(H1769, Lists!$B$12:$B$26,0))","v":"LV"}]
[null,3354,1981,"Wood Creos Impregnated","Serviceable","Class 1",0,"lv",890,2023,130,"No",false,10,{"$f":"INDEX(Lists!$B$32:$B$40, MATCH(YEAR(TODAY())-C1770, Lists!$C$32:$C$40,1))","v":"41-50"},283.29579870357372,{"$f":"INDEX(Data!$E$24:$E$47, MATCH(F1770&D1770, Data!$B$24:$B$47,0))","v":9.9474993092014377E-4},{"$f":"SUMPRODUCT((Data!$B$58:$B$60=Model!$F1770)*(Data!$C$57:$K$57=Model!$O1770)*(Data!$C$58:$K$60))","v":1.7977578417715214},112.02242158228478,1,{"$f":"IF(E1770<>\"Serviceable\",E1770,INDEX(Lists!$D$6:$D$8, MATCH(T1770,Lists!$C$6:$C$8,0)))","v":"Serviceable"},{"$f":"INDEX(Lists!$C$12:$C$26, MATCH(H1770, Lists!$B$12:$B$26,0))","v":"LV"}]
[null,3357,1979,"Wood Creos Impregnated","Serviceable","Class 3",0,"lv",1050,2023,100,"No",false,10,{"$f":"INDEX(Lists!$B$32:$B$40, MATCH(YEAR(TODAY())-C1771, Lists!$C$32:$C$40,1))","v":"41-50"},334.22538049298021,{"$f":"INDEX(Data!$E$24:$E$47, MATCH(F1771&D1771, Data!$B$24:$B$47,0))","v":1.0684339161496522E-3},{"$f":"SUMPRODUCT((Data!$B$58:$B$60=Model!$F1771)*(Data!$C$57:$K$57=Model!$O1771)*(Data!$C$58:$K$60))","v":3.2595928155551883},67.404071844448112,2,{"$f":"IF(E1771<>\"Serviceable\",E1771,INDEX(Lists!$D$6:$D$8, MATCH(T1771,Lists!$C$6:$C$8,0)))","v":"Limited Life"},{"$f":"INDEX(Lists!$C$12:$C$26, MATCH(H1771, Lists!$B$12:$B$26,0))","v":"LV"}]
[null,3358,1979,"Wood Untreated Dressed","Serviceable","Class 1",0,"lv/hv",999,2022,100,"No",false,10,{"$f":"INDEX(Lists!$B$32:$B$40, MATCH(YEAR(TODAY())-C1772, Lists!$C$32:$C$40,1))","v":"41-50"},317.99157629760691,{"$f":"INDEX(Data!$E$24:$E$47, MATCH(F1772&D1772, Data!$B$24:$B$47,0))","v":1.9964561142097742E-3},{"$f":"SUMPRODUCT((Data!$B$58:$B$60=Model!$F1772)*(Data!$C$57:$K$57=Model!$O1772)*(Data!$C$58:$K$60))","v":1.7977578417715214},82.022421582284778,1,{"$f":"IF(E1772<>\"Serviceable\",E1772,INDEX(Lists!$D$6:$D$8, MATCH(T1772,Lists!$C$6:$C$8,0)))","v":"Serviceable"},{"$f":"INDEX(Lists!$C$12:$C$26, MATCH(H1772, Lists!$B$12:$B$26,0))","v":"HV"}]
[null,3359,1929,"Wood Untreated Dressed","Serviceable","Class 1",0,"lv/hv",800,2023,100,"No",false,10,{"$f":"INDEX(Lists!$B$32:$B$40, MATCH(YEAR(TODAY())-C1773, Lists!$C$32:$C$40,1))","v":"90+"},254.64790894703253,{"$f":"INDEX(Data!$E$24:$E$47, MATCH(F1773&D1773, Data!$B$24:$B$47,0))","v":1.9964561142097742E-3},{"$f":"SUMPRODUCT((Data!$B$58:$B$60=Model!$F1773)*(Data!$C$57:$K$57=Model!$O1773)*(Data!$C$58:$K$60))","v":1.4835341045333483},85.164658954666521,1,{"$f":"IF(E1773<>\"Serviceable\",E1773,INDEX(Lists!$D$6:$D$8, MATCH(T1773,Lists!$C$6:$C$8,0)))","v":"Serviceable"},{"$f":"INDEX(Lists!$C$12:$C$26, MATCH(H1773, Lists!$B$12:$B$26,0))","v":"HV"}]
[null,3362,1984,"Wood Untreated Round","Serviceable","Class 1",0,"lv/hv",1020,2022,100,"No",false,10,{"$f":"INDEX(Lists!$B$32:$B$40, MATCH(YEAR(TODAY())-C1774, Lists!$C$32:$C$40,1))","v":"41-50"},324.67608390746648,{"$f":"INDEX(Data!$E$24:$E$47, MATCH(F1774&D1774, Data!$B$24:$B$47,0))","v":1.9964561142097742E-3},{"$f":"SUMPRODUCT((Data!$B$58:$B$60=Model!$F1774)*(Data!$C$57:$K$57=Model!$O1774)*(Data!$C$58:$K$60))","v":1.7977578417715214},82.022421582284778,1,{"$f":"IF(E1774<>\"Serviceable\",E1774,INDEX(Lists!$D$6:$D$8, MATCH(T1774,Lists!$C$6:$C$8,0)))","v":"Serviceable"},{"$f":"INDEX(Lists!$C$12:$C$26, MATCH(H1774, Lists!$B$12:$B$26,0))","v":"HV"}]
[null,3363,1975,"Wood Creos Impregnated","Serviceable","Class 3",0,"lv",1000,2023,90,"No",false,10,{"$f":"INDEX(Lists!$B$32:$B$40, MATCH(YEAR(TODAY())-C1775, Lists!$C$32:$C$40,1))","v":"41-50"},318.3098861837907,{"$f":"INDEX(Data!$E$24:$E$47, MATCH(F1775&D1775, Data!$B$24:$B$47,0))","v":1.0684339161496522E-3},{"$f":"SUMPRODUCT((Data!$B$58:$B$60=Model!$F1775)*(Data!$C$57:$K$57=Model!$O1775)*(Data!$C$58:$K$60))","v":3.2595928155551883},57.404071844448119,2,{"$f":"IF(E1775<>\"Serviceable\",E1775,INDEX(Lists!$D$6:$D$8, MATCH(T1775,Lists!$C$6:$C$8,0)))","v":"Limited Life"},{"$f":"INDEX(Lists!$C$12:$C$26, MATCH(H1775, Lists!$B$12:$B$26,0))","v":"LV"}]
[null,3365,1986,"Wood Untreated Dressed","Serviceable","Class 1",0,"lv/hv",1280,2021,130,"No",false,10,{"$f":"INDEX(Lists!$B$32:$B$40, MATCH(YEAR(TODAY())-C1776, Lists!$C$32:$C$40,1))","v":"31-40"},407.4366543152521,{"$f":"INDEX(Data!$E$24:$E$47, MATCH(F1776&D1776, Data!$B$24:$B$47,0))","v":1.9964561142097742E-3},{"$f":"SUMPRODUCT((Data!$B$58:$B$60=Model!$F1776)*(Data!$C$57:$K$57=Model!$O1776)*(Data!$C$58:$K$60))","v":3.0038452968326621},99.961547031673376,1,{"$f":"IF(E1776<>\"Serviceable\",E1776,INDEX(Lists!$D$6:$D$8, MATCH(T1776,Lists!$C$6:$C$8,0)))","v":"Serviceable"},{"$f":"INDEX(Lists!$C$12:$C$26, MATCH(H1776, Lists!$B$12:$B$26,0))","v":"HV"}]
[null,3366,1999,"Wood Creos Impregnated","Serviceable","Class 1",0,"lv",785,2023,100,"No",false,10,{"$f":"INDEX(Lists!$B$32:$B$40, MATCH(YEAR(TODAY())-C1777, Lists!$C$32:$C$40,1))","v":"21-30"},249.8732606542757,{"$f":"INDEX(Data!$E$24:$E$47, MATCH(F1777&D1777, Data!$B$24:$B$47,0))","v":9.9474993092014377E-4},{"$f":"SUMPRODUCT((Data!$B$58:$B$60=Model!$F1777)*(Data!$C$57:$K$57=Model!$O1777)*(Data!$C$58:$K$60))","v":2.1651652228345815},78.34834777165419,1,{"$f":"IF(E1777<>\"Serviceable\",E1777,INDEX(Lists!$D$6:$D$8, MATCH(T1777,Lists!$C$6:$C$8,0)))","v":"Serviceable"},{"$f":"INDEX(Lists!$C$12:$C$26, MATCH(H1777, Lists!$B$12:$B$26,0))","v":"LV"}]
[null,3371,1978,"Wood Untreated Dressed","Serviceable","Class 1",0,"lv",900,2022,100,"No",false,10,{"$f":"INDEX(Lists!$B$32:$B$40, MATCH(YEAR(TODAY())-C1778, Lists!$C$32:$C$40,1))","v":"41-50"},286.47889756541161,{"$f":"INDEX(Data!$E$24:$E$47, MATCH(F1778&D1778, Data!$B$24:$B$47,0))","v":1.9964561142097742E-3},{"$f":"SUMPRODUCT((Data!$B$58:$B$60=Model!$F1778)*(Data!$C$57:$K$57=Model!$O1778)*(Data!$C$58:$K$60))","v":1.7977578417715214},82.022421582284778,1,{"$f":"IF(E1778<>\"Serviceable\",E1778,INDEX(Lists!$D$6:$D$8, MATCH(T1778,Lists!$C$6:$C$8,0)))","v":"Serviceable"},{"$f":"INDEX(Lists!$C$12:$C$26, MATCH(H1778, Lists!$B$12:$B$26,0))","v":"LV"}]
[null,3372,1986,"Wood Untreated Dressed","Serviceable","Class 1",0,"hv",940,2023,80,"No",false,10,{"$f":"INDEX(Lists!$B$32:$B$40, MATCH(YEAR(TODAY())-C1779, Lists!$C$32:$C$40,1))","v":"31-40"},299.21129301276324,{"$f":"INDEX(Data!$E$24:$E$47, MATCH(F1779&D1779, Data!$B$24:$B$47,0))","v":1.9964561142097742E-3},{"$f":"SUMPRODUCT((Data!$B$58:$B$60=Model!$F1779)*(Data!$C$57:$K$57=Model!$O1779)*(Data!$C$58:$K$60))","v":3.0038452968326621},49.961547031673376,2,{"$f":"IF(E1779<>\"Serviceable\",E1779,INDEX(Lists!$D$6:$D$8, MATCH(T1779,Lists!$C$6:$C$8,0)))","v":"Limited Life"},{"$f":"INDEX(Lists!$C$12:$C$26, MATCH(H1779, Lists!$B$12:$B$26,0))","v":"HV"}]
[null,3373,1937,"Wood Untreated Dressed","Serviceable","Class 1",0,"lv/hv",1100,2019,100,"No",false,10,{"$f":"INDEX(Lists!$B$32:$B$40, MATCH(YEAR(TODAY())-C1780, Lists!$C$32:$C$40,1))","v":"81-90"},350.14087480216978,{"$f":"INDEX(Data!$E$24:$E$47, MATCH(F1780&D1780, Data!$B$24:$B$47,0))","v":1.9964561142097742E-3},{"$f":"SUMPRODUCT((Data!$B$58:$B$60=Model!$F1780)*(Data!$C$57:$K$57=Model!$O1780)*(Data!$C$58:$K$60))","v":2.8392735823590045},71.607264176409956,1,{"$f":"IF(E1780<>\"Serviceable\",E1780,INDEX(Lists!$D$6:$D$8, MATCH(T1780,Lists!$C$6:$C$8,0)))","v":"Serviceable"},{"$f":"INDEX(Lists!$C$12:$C$26, MATCH(H1780, Lists!$B$12:$B$26,0))","v":"HV"}]
[null,3377,1967,"Wood Creos Impregnated","Serviceable","Class 3",0,"lv",940,2022,100,"No",false,10,{"$f":"INDEX(Lists!$B$32:$B$40, MATCH(YEAR(TODAY())-C1781, Lists!$C$32:$C$40,1))","v":"51-60"},299.21129301276324,{"$f":"INDEX(Data!$E$24:$E$47, MATCH(F1781&D1781, Data!$B$24:$B$47,0))","v":1.0684339161496522E-3},{"$f":"SUMPRODUCT((Data!$B$58:$B$60=Model!$F1781)*(Data!$C$57:$K$57=Model!$O1781)*(Data!$C$58:$K$60))","v":2.6564859251595059},73.435140748404933,1,{"$f":"IF(E1781<>\"Serviceable\",E1781,INDEX(Lists!$D$6:$D$8, MATCH(T1781,Lists!$C$6:$C$8,0)))","v":"Serviceable"},{"$f":"INDEX(Lists!$C$12:$C$26, MATCH(H1781, Lists!$B$12:$B$26,0))","v":"LV"}]
[null,3379,1950,"Wood Untreated Round","Serviceable","Class 1",0,"lv/hv",1100,2019,100,"No",false,10,{"$f":"INDEX(Lists!$B$32:$B$40, MATCH(YEAR(TODAY())-C1782, Lists!$C$32:$C$40,1))","v":"71-80"},350.14087480216978,{"$f":"INDEX(Data!$E$24:$E$47, MATCH(F1782&D1782, Data!$B$24:$B$47,0))","v":1.9964561142097742E-3},{"$f":"SUMPRODUCT((Data!$B$58:$B$60=Model!$F1782)*(Data!$C$57:$K$57=Model!$O1782)*(Data!$C$58:$K$60))","v":2.0707751244791428},79.292248755208576,1,{"$f":"IF(E1782<>\"Serviceable\",E1782,INDEX(Lists!$D$6:$D$8, MATCH(T1782,Lists!$C$6:$C$8,0)))","v":"Serviceable"},{"$f":"INDEX(Lists!$C$12:$C$26, MATCH(H1782, Lists!$B$12:$B$26,0))","v":"HV"}]
[null,3380,1957,"Wood Untreated Round","Serviceable","Class 1",0,"lv",1220,2022,130,"No",false,10,{"$f":"INDEX(Lists!$B$32:$B$40, MATCH(YEAR(TODAY())-C1783, Lists!$C$32:$C$40,1))","v":"61-70"},388.33806114422464,{"$f":"INDEX(Data!$E$24:$E$47, MATCH(F1783&D1783, Data!$B$24:$B$47,0))","v":1.9964561142097742E-3},{"$f":"SUMPRODUCT((Data!$B$58:$B$60=Model!$F1783)*(Data!$C$57:$K$57=Model!$O1783)*(Data!$C$58:$K$60))","v":2.3795837981601728},106.20416201839828,1,{"$f":"IF(E1783<>\"Serviceable\",E1783,INDEX(Lists!$D$6:$D$8, MATCH(T1783,Lists!$C$6:$C$8,0)))","v":"Serviceable"},{"$f":"INDEX(Lists!$C$12:$C$26, MATCH(H1783, Lists!$B$12:$B$26,0))","v":"LV"}]
[null,3383,1978,"Wood Untreated Dressed","Serviceable","Class 1",0,"lv",900,2022,120,"No",false,10,{"$f":"INDEX(Lists!$B$32:$B$40, MATCH(YEAR(TODAY())-C1784, Lists!$C$32:$C$40,1))","v":"41-50"},286.47889756541161,{"$f":"INDEX(Data!$E$24:$E$47, MATCH(F1784&D1784, Data!$B$24:$B$47,0))","v":1.9964561142097742E-3},{"$f":"SUMPRODUCT((Data!$B$58:$B$60=Model!$F1784)*(Data!$C$57:$K$57=Model!$O1784)*(Data!$C$58:$K$60))","v":1.7977578417715214},102.02242158228478,1,{"$f":"IF(E1784<>\"Serviceable\",E1784,INDEX(Lists!$D$6:$D$8, MATCH(T1784,Lists!$C$6:$C$8,0)))","v":"Serviceable"},{"$f":"INDEX(Lists!$C$12:$C$26, MATCH(H1784, Lists!$B$12:$B$26,0))","v":"LV"}]
[null,3386,1978,"Wood Untreated Dressed","Serviceable","Class 1",0,"lv",780,2022,100,"No",false,10,{"$f":"INDEX(Lists!$B$32:$B$40, MATCH(YEAR(TODAY())-C1785, Lists!$C$32:$C$40,1))","v":"41-50"},248.28171122335672,{"$f":"INDEX(Data!$E$24:$E$47, MATCH(F1785&D1785, Data!$B$24:$B$47,0))","v":1.9964561142097742E-3},{"$f":"SUMPRODUCT((Data!$B$58:$B$60=Model!$F1785)*(Data!$C$57:$K$57=Model!$O1785)*(Data!$C$58:$K$60))","v":1.7977578417715214},82.022421582284778,1,{"$f":"IF(E1785<>\"Serviceable\",E1785,INDEX(Lists!$D$6:$D$8, MATCH(T1785,Lists!$C$6:$C$8,0)))","v":"Serviceable"},{"$f":"INDEX(Lists!$C$12:$C$26, MATCH(H1785, Lists!$B$12:$B$26,0))","v":"LV"}]
[null,3388,1970,"Wood Creos Impregnated","Serviceable","Class 3",0,"lv",890,2020,100,"No",false,10,{"$f":"INDEX(Lists!$B$32:$B$40, MATCH(YEAR(TODAY())-C1786, Lists!$C$32:$C$40,1))","v":"51-60"},283.29579870357372,{"$f":"INDEX(Data!$E$24:$E$47, MATCH(F1786&D1786, Data!$B$24:$B$47,0))","v":1.0684339161496522E-3},{"$f":"SUMPRODUCT((Data!$B$58:$B$60=Model!$F1786)*(Data!$C$57:$K$57=Model!$O1786)*(Data!$C$58:$K$60))","v":2.6564859251595059},73.435140748404933,1,{"$f":"IF(E1786<>\"Serviceable\",E1786,INDEX(Lists!$D$6:$D$8, MATCH(T1786,Lists!$C$6:$C$8,0)))","v":"Serviceable"},{"$f":"INDEX(Lists!$C$12:$C$26, MATCH(H1786, Lists!$B$12:$B$26,0))","v":"LV"}]
[null,3389,1978,"Wood Untreated Dressed","Serviceable","Class 1",0,"lv",940,2022,120,"No",false,10,{"$f":"INDEX(Lists!$B$32:$B$40, MATCH(YEAR(TODAY())-C1787, Lists!$C$32:$C$40,1))","v":"41-50"},299.21129301276324,{"$f":"INDEX(Data!$E$24:$E$47, MATCH(F1787&D1787, Data!$B$24:$B$47,0))","v":1.9964561142097742E-3},{"$f":"SUMPRODUCT((Data!$B$58:$B$60=Model!$F1787)*(Data!$C$57:$K$57=Model!$O1787)*(Data!$C$58:$K$60))","v":1.7977578417715214},102.02242158228478,1,{"$f":"IF(E1787<>\"Serviceable\",E1787,INDEX(Lists!$D$6:$D$8, MATCH(T1787,Lists!$C$6:$C$8,0)))","v":"Serviceable"},{"$f":"INDEX(Lists!$C$12:$C$26, MATCH(H1787, Lists!$B$12:$B$26,0))","v":"LV"}]
[null,3395,1968,"Wood Creos Impregnated","Serviceable","Class 3",0,"lv/hv",754,2022,90,"No",false,10,{"$f":"INDEX(Lists!$B$32:$B$40, MATCH(YEAR(TODAY())-C1788, Lists!$C$32:$C$40,1))","v":"51-60"},240.00565418257818,{"$f":"INDEX(Data!$E$24:$E$47, MATCH(F1788&D1788, Data!$B$24:$B$47,0))","v":1.0684339161496522E-3},{"$f":"SUMPRODUCT((Data!$B$58:$B$60=Model!$F1788)*(Data!$C$57:$K$57=Model!$O1788)*(Data!$C$58:$K$60))","v":2.6564859251595059},63.43514074840494,2,{"$f":"IF(E1788<>\"Serviceable\",E1788,INDEX(Lists!$D$6:$D$8, MATCH(T1788,Lists!$C$6:$C$8,0)))","v":"Limited Life"},{"$f":"INDEX(Lists!$C$12:$C$26, MATCH(H1788, Lists!$B$12:$B$26,0))","v":"HV"}]
[null,3400,1935,"Wood Untreated Dressed","Serviceable","Class 1",0,"lv",650,2019,100,"No",false,10,{"$f":"INDEX(Lists!$B$32:$B$40, MATCH(YEAR(TODAY())-C1789, Lists!$C$32:$C$40,1))","v":"81-90"},206.90142601946394,{"$f":"INDEX(Data!$E$24:$E$47, MATCH(F1789&D1789, Data!$B$24:$B$47,0))","v":1.9964561142097742E-3},{"$f":"SUMPRODUCT((Data!$B$58:$B$60=Model!$F1789)*(Data!$C$57:$K$57=Model!$O1789)*(Data!$C$58:$K$60))","v":2.8392735823590045},71.607264176409956,1,{"$f":"IF(E1789<>\"Serviceable\",E1789,INDEX(Lists!$D$6:$D$8, MATCH(T1789,Lists!$C$6:$C$8,0)))","v":"Serviceable"},{"$f":"INDEX(Lists!$C$12:$C$26, MATCH(H1789, Lists!$B$12:$B$26,0))","v":"LV"}]
[null,3401,1935,"Wood Untreated Dressed","Serviceable","Class 1",0,"lv",850,2022,100,"No",false,10,{"$f":"INDEX(Lists!$B$32:$B$40, MATCH(YEAR(TODAY())-C1790, Lists!$C$32:$C$40,1))","v":"81-90"},270.5634032562221,{"$f":"INDEX(Data!$E$24:$E$47, MATCH(F1790&D1790, Data!$B$24:$B$47,0))","v":1.9964561142097742E-3},{"$f":"SUMPRODUCT((Data!$B$58:$B$60=Model!$F1790)*(Data!$C$57:$K$57=Model!$O1790)*(Data!$C$58:$K$60))","v":2.8392735823590045},71.607264176409956,1,{"$f":"IF(E1790<>\"Serviceable\",E1790,INDEX(Lists!$D$6:$D$8, MATCH(T1790,Lists!$C$6:$C$8,0)))","v":"Serviceable"},{"$f":"INDEX(Lists!$C$12:$C$26, MATCH(H1790, Lists!$B$12:$B$26,0))","v":"LV"}]
[null,3402,1965,"Wood Creos Impregnated","Limited Life","Class 3",0,"lv/hv",880,2023,50,"No",false,10,{"$f":"INDEX(Lists!$B$32:$B$40, MATCH(YEAR(TODAY())-C1791, Lists!$C$32:$C$40,1))","v":"51-60"},280.11269984173578,{"$f":"INDEX(Data!$E$24:$E$47, MATCH(F1791&D1791, Data!$B$24:$B$47,0))","v":1.0684339161496522E-3},{"$f":"SUMPRODUCT((Data!$B$58:$B$60=Model!$F1791)*(Data!$C$57:$K$57=Model!$O1791)*(Data!$C$58:$K$60))","v":2.6564859251595059},23.43514074840494,3,{"$f":"IF(E1791<>\"Serviceable\",E1791,INDEX(Lists!$D$6:$D$8, MATCH(T1791,Lists!$C$6:$C$8,0)))","v":"Limited Life"},{"$f":"INDEX(Lists!$C$12:$C$26, MATCH(H1791, Lists!$B$12:$B$26,0))","v":"HV"}]
[null,3403,1939,"Wood Untreated Dressed","Serviceable","Class 1",0,"lv",1000,2019,100,"No",false,10,{"$f":"INDEX(Lists!$B$32:$B$40, MATCH(YEAR(TODAY())-C1792, Lists!$C$32:$C$40,1))","v":"81-90"},318.3098861837907,{"$f":"INDEX(Data!$E$24:$E$47, MATCH(F1792&D1792, Data!$B$24:$B$47,0))","v":1.9964561142097742E-3},{"$f":"SUMPRODUCT((Data!$B$58:$B$60=Model!$F1792)*(Data!$C$57:$K$57=Model!$O1792)*(Data!$C$58:$K$60))","v":2.8392735823590045},71.607264176409956,1,{"$f":"IF(E1792<>\"Serviceable\",E1792,INDEX(Lists!$D$6:$D$8, MATCH(T1792,Lists!$C$6:$C$8,0)))","v":"Serviceable"},{"$f":"INDEX(Lists!$C$12:$C$26, MATCH(H1792, Lists!$B$12:$B$26,0))","v":"LV"}]
[null,3404,1966,"Wood Creos Impregnated","Serviceable","Class 3",0,"lv",1030,2022,120,"No",false,10,{"$f":"INDEX(Lists!$B$32:$B$40, MATCH(YEAR(TODAY())-C1793, Lists!$C$32:$C$40,1))","v":"51-60"},327.85918276930443,{"$f":"INDEX(Data!$E$24:$E$47, MATCH(F1793&D1793, Data!$B$24:$B$47,0))","v":1.0684339161496522E-3},{"$f":"SUMPRODUCT((Data!$B$58:$B$60=Model!$F1793)*(Data!$C$57:$K$57=Model!$O1793)*(Data!$C$58:$K$60))","v":2.6564859251595059},93.435140748404933,1,{"$f":"IF(E1793<>\"Serviceable\",E1793,INDEX(Lists!$D$6:$D$8, MATCH(T1793,Lists!$C$6:$C$8,0)))","v":"Serviceable"},{"$f":"INDEX(Lists!$C$12:$C$26, MATCH(H1793, Lists!$B$12:$B$26,0))","v":"LV"}]
[null,3406,1966,"Wood Creos Impregnated","Serviceable","Class 3",0,"lv",1037,2019,120,"No",false,10,{"$f":"INDEX(Lists!$B$32:$B$40, MATCH(YEAR(TODAY())-C1794, Lists!$C$32:$C$40,1))","v":"51-60"},330.08735197259097,{"$f":"INDEX(Data!$E$24:$E$47, MATCH(F1794&D1794, Data!$B$24:$B$47,0))","v":1.0684339161496522E-3},{"$f":"SUMPRODUCT((Data!$B$58:$B$60=Model!$F1794)*(Data!$C$57:$K$57=Model!$O1794)*(Data!$C$58:$K$60))","v":2.6564859251595059},93.435140748404933,1,{"$f":"IF(E1794<>\"Serviceable\",E1794,INDEX(Lists!$D$6:$D$8, MATCH(T1794,Lists!$C$6:$C$8,0)))","v":"Serviceable"},{"$f":"INDEX(Lists!$C$12:$C$26, MATCH(H1794, Lists!$B$12:$B$26,0))","v":"LV"}]
[null,3407,1968,"Wood Creos Impregnated","Serviceable","Class 3",0,"lv/hv",850,2022,100,"No",false,10,{"$f":"INDEX(Lists!$B$32:$B$40, MATCH(YEAR(TODAY())-C1795, Lists!$C$32:$C$40,1))","v":"51-60"},270.5634032562221,{"$f":"INDEX(Data!$E$24:$E$47, MATCH(F1795&D1795, Data!$B$24:$B$47,0))","v":1.0684339161496522E-3},{"$f":"SUMPRODUCT((Data!$B$58:$B$60=Model!$F1795)*(Data!$C$57:$K$57=Model!$O1795)*(Data!$C$58:$K$60))","v":2.6564859251595059},73.435140748404933,1,{"$f":"IF(E1795<>\"Serviceable\",E1795,INDEX(Lists!$D$6:$D$8, MATCH(T1795,Lists!$C$6:$C$8,0)))","v":"Serviceable"},{"$f":"INDEX(Lists!$C$12:$C$26, MATCH(H1795, Lists!$B$12:$B$26,0))","v":"HV"}]
[null,3410,1968,"Wood Creos Impregnated","Serviceable","Class 3",0,"lv/hv",970,2022,90,"No",false,10,{"$f":"INDEX(Lists!$B$32:$B$40, MATCH(YEAR(TODAY())-C1796, Lists!$C$32:$C$40,1))","v":"51-60"},308.76058959827697,{"$f":"INDEX(Data!$E$24:$E$47, MATCH(F1796&D1796, Data!$B$24:$B$47,0))","v":1.0684339161496522E-3},{"$f":"SUMPRODUCT((Data!$B$58:$B$60=Model!$F1796)*(Data!$C$57:$K$57=Model!$O1796)*(Data!$C$58:$K$60))","v":2.6564859251595059},63.43514074840494,2,{"$f":"IF(E1796<>\"Serviceable\",E1796,INDEX(Lists!$D$6:$D$8, MATCH(T1796,Lists!$C$6:$C$8,0)))","v":"Limited Life"},{"$f":"INDEX(Lists!$C$12:$C$26, MATCH(H1796, Lists!$B$12:$B$26,0))","v":"HV"}]
[null,3412,1934,"Wood Untreated Dressed","Serviceable","Class 1",0,"lv/hv",1037,2019,120,"No",false,10,{"$f":"INDEX(Lists!$B$32:$B$40, MATCH(YEAR(TODAY())-C1797, Lists!$C$32:$C$40,1))","v":"90+"},330.08735197259097,{"$f":"INDEX(Data!$E$24:$E$47, MATCH(F1797&D1797, Data!$B$24:$B$47,0))","v":1.9964561142097742E-3},{"$f":"SUMPRODUCT((Data!$B$58:$B$60=Model!$F1797)*(Data!$C$57:$K$57=Model!$O1797)*(Data!$C$58:$K$60))","v":1.4835341045333483},105.16465895466652,1,{"$f":"IF(E1797<>\"Serviceable\",E1797,INDEX(Lists!$D$6:$D$8, MATCH(T1797,Lists!$C$6:$C$8,0)))","v":"Serviceable"},{"$f":"INDEX(Lists!$C$12:$C$26, MATCH(H1797, Lists!$B$12:$B$26,0))","v":"HV"}]
[null,3413,1966,"Wood Creos Impregnated","Serviceable","Class 3",0,"lv",720,2022,100,"No",false,10,{"$f":"INDEX(Lists!$B$32:$B$40, MATCH(YEAR(TODAY())-C1798, Lists!$C$32:$C$40,1))","v":"51-60"},229.18311805232929,{"$f":"INDEX(Data!$E$24:$E$47, MATCH(F1798&D1798, Data!$B$24:$B$47,0))","v":1.0684339161496522E-3},{"$f":"SUMPRODUCT((Data!$B$58:$B$60=Model!$F1798)*(Data!$C$57:$K$57=Model!$O1798)*(Data!$C$58:$K$60))","v":2.6564859251595059},73.435140748404933,1,{"$f":"IF(E1798<>\"Serviceable\",E1798,INDEX(Lists!$D$6:$D$8, MATCH(T1798,Lists!$C$6:$C$8,0)))","v":"Serviceable"},{"$f":"INDEX(Lists!$C$12:$C$26, MATCH(H1798, Lists!$B$12:$B$26,0))","v":"LV"}]
[null,3416,1943,"Wood Untreated Dressed","Serviceable","Class 1",0,"lv",830,2022,110,"No",false,10,{"$f":"INDEX(Lists!$B$32:$B$40, MATCH(YEAR(TODAY())-C1799, Lists!$C$32:$C$40,1))","v":"81-90"},264.19720553254626,{"$f":"INDEX(Data!$E$24:$E$47, MATCH(F1799&D1799, Data!$B$24:$B$47,0))","v":1.9964561142097742E-3},{"$f":"SUMPRODUCT((Data!$B$58:$B$60=Model!$F1799)*(Data!$C$57:$K$57=Model!$O1799)*(Data!$C$58:$K$60))","v":2.8392735823590045},81.607264176409956,1,{"$f":"IF(E1799<>\"Serviceable\",E1799,INDEX(Lists!$D$6:$D$8, MATCH(T1799,Lists!$C$6:$C$8,0)))","v":"Serviceable"},{"$f":"INDEX(Lists!$C$12:$C$26, MATCH(H1799, Lists!$B$12:$B$26,0))","v":"LV"}]
[null,3419,1968,"Wood Creos Impregnated","Serviceable","Class 3",0,"lv/hv",1070,2022,110,"No",false,{"$f":"IF(L1800=\"No\",ROUND((End_year-J1800)/5,0)*5,ROUND((End_year-J1800)/3,0)*3)","v":10},{"$f":"INDEX(Lists!$B$32:$B$40, MATCH(YEAR(TODAY())-C1800, Lists!$C$32:$C$40,1))","v":"51-60"},340.59157821665605,{"$f":"INDEX(Data!$E$24:$E$47, MATCH(F1800&D1800, Data!$B$24:$B$47,0))","v":1.0684339161496522E-3},{"$f":"SUMPRODUCT((Data!$B$58:$B$60=Model!$F1800)*(Data!$C$57:$K$57=Model!$O1800)*(Data!$C$58:$K$60))","v":2.6564859251595059},{"$f":"IF(IF(K1800>=700,999,(K1800-R1800*N1800))<0,0,IF(K1800>=700,999,(K1800-R1800*N1800)))","v":83.435140748404933},{"$f":"IF(S1800<30,3,IF(AND(F1800=\"Class 1\",S1800<50),2,IF(AND(F1800=\"Class 1\",S1800>=50),1,IF(S1800<70,2,1))))","v":1},{"$f":"IF(E1800<>\"Serviceable\",E1800,INDEX(Lists!$D$6:$D$8, MATCH(T1800,Lists!$C$6:$C$8,0)))","v":"Serviceable"},{"$f":"INDEX(Lists!$C$12:$C$26, MATCH(H1800, Lists!$B$12:$B$26,0))","v":"HV"}]
[null,3420,1966,"Wood Creos Impregnated","Serviceable","Class 3",0,"lv/hv",1050,2020,80,"No",{"$f":"IF(G1801=0,FALSE,TRUE)","v":false},10,{"$f":"INDEX(Lists!$B$32:$B$40, MATCH(YEAR(TODAY())-C1801, Lists!$C$32:$C$40,1))","v":"51-60"},{"$f":"I1801/PI()","v":334.22538049298021},{"$f":"INDEX(Data!$E$24:$E$47, MATCH(F1801&D1801, Data!$B$24:$B$47,0))","v":1.0684339161496522E-3},{"$f":"SUMPRODUCT((Data!$B$58:$B$60=Model!$F1801)*(Data!$C$57:$K$57=Model!$O1801)*(Data!$C$58:$K$60))","v":2.6564859251595059},53.43514074840494,2,{"$f":"IF(E1801<>\"Serviceable\",E1801,INDEX(Lists!$D$6:$D$8, MATCH(T1801,Lists!$C$6:$C$8,0)))","v":"Limited Life"},{"$f":"INDEX(Lists!$C$12:$C$26, MATCH(H1801, Lists!$B$12:$B$26,0))","v":"HV"}]
[null,3422,1969,"Wood Creos Impregnated","Serviceable","Class 3",0,"lv/hv",840,2022,100,"No",false,10,{"$f":"INDEX(Lists!$B$32:$B$40, MATCH(YEAR(TODAY())-C1802, Lists!$C$32:$C$40,1))","v":"51-60"},267.38030439438415,{"$f":"INDEX(Data!$E$24:$E$47, MATCH(F1802&D1802, Data!$B$24:$B$47,0))","v":1.0684339161496522E-3},{"$f":"SUMPRODUCT((Data!$B$58:$B$60=Model!$F1802)*(Data!$C$57:$K$57=Model!$O1802)*(Data!$C$58:$K$60))","v":2.6564859251595059},73.435140748404933,1,{"$f":"IF(E1802<>\"Serviceable\",E1802,INDEX(Lists!$D$6:$D$8, MATCH(T1802,Lists!$C$6:$C$8,0)))","v":"Serviceable"},{"$f":"INDEX(Lists!$C$12:$C$26, MATCH(H1802, Lists!$B$12:$B$26,0))","v":"HV"}]
[null,3423,1979,"Wood Untreated Dressed","Serviceable","Class 1",0,"lv",1000,2020,120,"No",false,10,{"$f":"INDEX(Lists!$B$32:$B$40, MATCH(YEAR(TODAY())-C1803, Lists!$C$32:$C$40,1))","v":"41-50"},318.3098861837907,{"$f":"INDEX(Data!$E$24:$E$47, MATCH(F1803&D1803, Data!$B$24:$B$47,0))","v":1.9964561142097742E-3},{"$f":"SUMPRODUCT((Data!$B$58:$B$60=Model!$F1803)*(Data!$C$57:$K$57=Model!$O1803)*(Data!$C$58:$K$60))","v":1.7977578417715214},102.02242158228478,1,{"$f":"IF(E1803<>\"Serviceable\",E1803,INDEX(Lists!$D$6:$D$8, MATCH(T1803,Lists!$C$6:$C$8,0)))","v":"Serviceable"},{"$f":"INDEX(Lists!$C$12:$C$26, MATCH(H1803, Lists!$B$12:$B$26,0))","v":"LV"}]
[null,3424,1975,"Wood Untreated Round","Unserviceable","Class 1",0,"lv",560,2023,100,"No",false,10,{"$f":"INDEX(Lists!$B$32:$B$40, MATCH(YEAR(TODAY())-C1804, Lists!$C$32:$C$40,1))","v":"41-50"},178.25353626292278,{"$f":"INDEX(Data!$E$24:$E$47, MATCH(F1804&D1804, Data!$B$24:$B$47,0))","v":1.9964561142097742E-3},{"$f":"SUMPRODUCT((Data!$B$58:$B$60=Model!$F1804)*(Data!$C$57:$K$57=Model!$O1804)*(Data!$C$58:$K$60))","v":1.7977578417715214},82.022421582284778,1,{"$f":"IF(E1804<>\"Serviceable\",E1804,INDEX(Lists!$D$6:$D$8, MATCH(T1804,Lists!$C$6:$C$8,0)))","v":"Unserviceable"},{"$f":"INDEX(Lists!$C$12:$C$26, MATCH(H1804, Lists!$B$12:$B$26,0))","v":"LV"}]
[null,3426,1954,"Wood Untreated Round","Serviceable","Class 1",0,"lv",620,2023,90,"No",false,10,{"$f":"INDEX(Lists!$B$32:$B$40, MATCH(YEAR(TODAY())-C1805, Lists!$C$32:$C$40,1))","v":"71-80"},197.35212943395021,{"$f":"INDEX(Data!$E$24:$E$47, MATCH(F1805&D1805, Data!$B$24:$B$47,0))","v":1.9964561142097742E-3},{"$f":"SUMPRODUCT((Data!$B$58:$B$60=Model!$F1805)*(Data!$C$57:$K$57=Model!$O1805)*(Data!$C$58:$K$60))","v":2.0707751244791428},69.292248755208576,1,{"$f":"IF(E1805<>\"Serviceable\",E1805,INDEX(Lists!$D$6:$D$8, MATCH(T1805,Lists!$C$6:$C$8,0)))","v":"Serviceable"},{"$f":"INDEX(Lists!$C$12:$C$26, MATCH(H1805, Lists!$B$12:$B$26,0))","v":"LV"}]
[null,3427,1968,"Wood Creos Impregnated","Serviceable","Class 3",0,"lv/hv",1200,2019,110,"No",false,10,{"$f":"INDEX(Lists!$B$32:$B$40, MATCH(YEAR(TODAY())-C1806, Lists!$C$32:$C$40,1))","v":"51-60"},381.9718634205488,{"$f":"INDEX(Data!$E$24:$E$47, MATCH(F1806&D1806, Data!$B$24:$B$47,0))","v":1.0684339161496522E-3},{"$f":"SUMPRODUCT((Data!$B$58:$B$60=Model!$F1806)*(Data!$C$57:$K$57=Model!$O1806)*(Data!$C$58:$K$60))","v":2.6564859251595059},83.435140748404933,1,{"$f":"IF(E1806<>\"Serviceable\",E1806,INDEX(Lists!$D$6:$D$8, MATCH(T1806,Lists!$C$6:$C$8,0)))","v":"Serviceable"},{"$f":"INDEX(Lists!$C$12:$C$26, MATCH(H1806, Lists!$B$12:$B$26,0))","v":"HV"}]
[null,3429,1954,"Wood Untreated Round","Serviceable","Class 1",0,"lv",780,2023,90,"No",false,10,{"$f":"INDEX(Lists!$B$32:$B$40, MATCH(YEAR(TODAY())-C1807, Lists!$C$32:$C$40,1))","v":"71-80"},248.28171122335672,{"$f":"INDEX(Data!$E$24:$E$47, MATCH(F1807&D1807, Data!$B$24:$B$47,0))","v":1.9964561142097742E-3},{"$f":"SUMPRODUCT((Data!$B$58:$B$60=Model!$F1807)*(Data!$C$57:$K$57=Model!$O1807)*(Data!$C$58:$K$60))","v":2.0707751244791428},69.292248755208576,1,{"$f":"IF(E1807<>\"Serviceable\",E1807,INDEX(Lists!$D$6:$D$8, MATCH(T1807,Lists!$C$6:$C$8,0)))","v":"Serviceable"},{"$f":"INDEX(Lists!$C$12:$C$26, MATCH(H1807, Lists!$B$12:$B$26,0))","v":"LV"}]
[null,3431,1970,"Wood Creos Impregnated","Serviceable","Class 2",0,"lv",750,2022,90,"No",false,10,{"$f":"INDEX(Lists!$B$32:$B$40, MATCH(YEAR(TODAY())-C1808, Lists!$C$32:$C$40,1))","v":"51-60"},238.73241463784302,{"$f":"INDEX(Data!$E$24:$E$47, MATCH(F1808&D1808, Data!$B$24:$B$47,0))","v":1.6118836915297091E-3},{"$f":"SUMPRODUCT((Data!$B$58:$B$60=Model!$F1808)*(Data!$C$57:$K$57=Model!$O1808)*(Data!$C$58:$K$60))","v":2.6773548093458861},63.226451906541143,2,{"$f":"IF(E1808<>\"Serviceable\",E1808,INDEX(Lists!$D$6:$D$8, MATCH(T1808,Lists!$C$6:$C$8,0)))","v":"Limited Life"},{"$f":"INDEX(Lists!$C$12:$C$26, MATCH(H1808, Lists!$B$12:$B$26,0))","v":"LV"}]
[null,3432,1975,"Wood Creos Impregnated","Serviceable","Class 1",0,"lv",880,2023,100,"No",false,10,{"$f":"INDEX(Lists!$B$32:$B$40, MATCH(YEAR(TODAY())-C1809, Lists!$C$32:$C$40,1))","v":"41-50"},280.11269984173578,{"$f":"INDEX(Data!$E$24:$E$47, MATCH(F1809&D1809, Data!$B$24:$B$47,0))","v":9.9474993092014377E-4},{"$f":"SUMPRODUCT((Data!$B$58:$B$60=Model!$F1809)*(Data!$C$57:$K$57=Model!$O1809)*(Data!$C$58:$K$60))","v":1.7977578417715214},82.022421582284778,1,{"$f":"IF(E1809<>\"Serviceable\",E1809,INDEX(Lists!$D$6:$D$8, MATCH(T1809,Lists!$C$6:$C$8,0)))","v":"Serviceable"},{"$f":"INDEX(Lists!$C$12:$C$26, MATCH(H1809, Lists!$B$12:$B$26,0))","v":"LV"}]
[null,3433,1971,"Wood Creos Impregnated","Serviceable","Class 3",0,"lv",900,2020,100,"No",false,10,{"$f":"INDEX(Lists!$B$32:$B$40, MATCH(YEAR(TODAY())-C1810, Lists!$C$32:$C$40,1))","v":"51-60"},286.47889756541161,{"$f":"INDEX(Data!$E$24:$E$47, MATCH(F1810&D1810, Data!$B$24:$B$47,0))","v":1.0684339161496522E-3},{"$f":"SUMPRODUCT((Data!$B$58:$B$60=Model!$F1810)*(Data!$C$57:$K$57=Model!$O1810)*(Data!$C$58:$K$60))","v":2.6564859251595059},73.435140748404933,1,{"$f":"IF(E1810<>\"Serviceable\",E1810,INDEX(Lists!$D$6:$D$8, MATCH(T1810,Lists!$C$6:$C$8,0)))","v":"Serviceable"},{"$f":"INDEX(Lists!$C$12:$C$26, MATCH(H1810, Lists!$B$12:$B$26,0))","v":"LV"}]
[null,3434,1978,"Wood Untreated Dressed","Serviceable","Class 1",0,"lv",1000,2022,110,"No",false,10,{"$f":"INDEX(Lists!$B$32:$B$40, MATCH(YEAR(TODAY())-C1811, Lists!$C$32:$C$40,1))","v":"41-50"},318.3098861837907,{"$f":"INDEX(Data!$E$24:$E$47, MATCH(F1811&D1811, Data!$B$24:$B$47,0))","v":1.9964561142097742E-3},{"$f":"SUMPRODUCT((Data!$B$58:$B$60=Model!$F1811)*(Data!$C$57:$K$57=Model!$O1811)*(Data!$C$58:$K$60))","v":1.7977578417715214},92.022421582284778,1,{"$f":"IF(E1811<>\"Serviceable\",E1811,INDEX(Lists!$D$6:$D$8, MATCH(T1811,Lists!$C$6:$C$8,0)))","v":"Serviceable"},{"$f":"INDEX(Lists!$C$12:$C$26, MATCH(H1811, Lists!$B$12:$B$26,0))","v":"LV"}]
[null,3435,1981,"Wood Creos Impregnated","Serviceable","Class 3",0,"lv",1130,2023,100,"No",false,10,{"$f":"INDEX(Lists!$B$32:$B$40, MATCH(YEAR(TODAY())-C1812, Lists!$C$32:$C$40,1))","v":"41-50"},359.69017138768345,{"$f":"INDEX(Data!$E$24:$E$47, MATCH(F1812&D1812, Data!$B$24:$B$47,0))","v":1.0684339161496522E-3},{"$f":"SUMPRODUCT((Data!$B$58:$B$60=Model!$F1812)*(Data!$C$57:$K$57=Model!$O1812)*(Data!$C$58:$K$60))","v":3.2595928155551883},67.404071844448112,2,{"$f":"IF(E1812<>\"Serviceable\",E1812,INDEX(Lists!$D$6:$D$8, MATCH(T1812,Lists!$C$6:$C$8,0)))","v":"Limited Life"},{"$f":"INDEX(Lists!$C$12:$C$26, MATCH(H1812, Lists!$B$12:$B$26,0))","v":"LV"}]
[null,3437,1978,"Wood Untreated Dressed","Serviceable","Class 1",0,"lv",754,2022,90,"No",false,10,{"$f":"INDEX(Lists!$B$32:$B$40, MATCH(YEAR(TODAY())-C1813, Lists!$C$32:$C$40,1))","v":"41-50"},240.00565418257818,{"$f":"INDEX(Data!$E$24:$E$47, MATCH(F1813&D1813, Data!$B$24:$B$47,0))","v":1.9964561142097742E-3},{"$f":"SUMPRODUCT((Data!$B$58:$B$60=Model!$F1813)*(Data!$C$57:$K$57=Model!$O1813)*(Data!$C$58:$K$60))","v":1.7977578417715214},72.022421582284778,1,{"$f":"IF(E1813<>\"Serviceable\",E1813,INDEX(Lists!$D$6:$D$8, MATCH(T1813,Lists!$C$6:$C$8,0)))","v":"Serviceable"},{"$f":"INDEX(Lists!$C$12:$C$26, MATCH(H1813, Lists!$B$12:$B$26,0))","v":"LV"}]
[null,3438,1965,"Wood Creos Impregnated","Serviceable","Class 3",0,"lv/hv",850,2023,120,"No",false,10,{"$f":"INDEX(Lists!$B$32:$B$40, MATCH(YEAR(TODAY())-C1814, Lists!$C$32:$C$40,1))","v":"51-60"},270.5634032562221,{"$f":"INDEX(Data!$E$24:$E$47, MATCH(F1814&D1814, Data!$B$24:$B$47,0))","v":1.0684339161496522E-3},{"$f":"SUMPRODUCT((Data!$B$58:$B$60=Model!$F1814)*(Data!$C$57:$K$57=Model!$O1814)*(Data!$C$58:$K$60))","v":2.6564859251595059},93.435140748404933,1,{"$f":"IF(E1814<>\"Serviceable\",E1814,INDEX(Lists!$D$6:$D$8, MATCH(T1814,Lists!$C$6:$C$8,0)))","v":"Serviceable"},{"$f":"INDEX(Lists!$C$12:$C$26, MATCH(H1814, Lists!$B$12:$B$26,0))","v":"HV"}]
[null,3442,1947,"Wood Untreated Dressed","Serviceable","Class 1",0,"lv",880,2019,120,"No",false,10,{"$f":"INDEX(Lists!$B$32:$B$40, MATCH(YEAR(TODAY())-C1815, Lists!$C$32:$C$40,1))","v":"71-80"},280.11269984173578,{"$f":"INDEX(Data!$E$24:$E$47, MATCH(F1815&D1815, Data!$B$24:$B$47,0))","v":1.9964561142097742E-3},{"$f":"SUMPRODUCT((Data!$B$58:$B$60=Model!$F1815)*(Data!$C$57:$K$57=Model!$O1815)*(Data!$C$58:$K$60))","v":2.0707751244791428},99.292248755208576,1,{"$f":"IF(E1815<>\"Serviceable\",E1815,INDEX(Lists!$D$6:$D$8, MATCH(T1815,Lists!$C$6:$C$8,0)))","v":"Serviceable"},{"$f":"INDEX(Lists!$C$12:$C$26, MATCH(H1815, Lists!$B$12:$B$26,0))","v":"LV"}]
[null,3443,1962,"Wood Creos Impregnated","Serviceable","Class 3",0,"lv/hv",910,2022,110,"No",false,10,{"$f":"INDEX(Lists!$B$32:$B$40, MATCH(YEAR(TODAY())-C1816, Lists!$C$32:$C$40,1))","v":"61-70"},289.66199642724951,{"$f":"INDEX(Data!$E$24:$E$47, MATCH(F1816&D1816, Data!$B$24:$B$47,0))","v":1.0684339161496522E-3},{"$f":"SUMPRODUCT((Data!$B$58:$B$60=Model!$F1816)*(Data!$C$57:$K$57=Model!$O1816)*(Data!$C$58:$K$60))","v":1.9802031311051838},90.197968688948166,1,{"$f":"IF(E1816<>\"Serviceable\",E1816,INDEX(Lists!$D$6:$D$8, MATCH(T1816,Lists!$C$6:$C$8,0)))","v":"Serviceable"},{"$f":"INDEX(Lists!$C$12:$C$26, MATCH(H1816, Lists!$B$12:$B$26,0))","v":"HV"}]
[null,3444,1951,"Wood Untreated Round","Serviceable","Class 1",0,"lv",890,2023,100,"No",false,10,{"$f":"INDEX(Lists!$B$32:$B$40, MATCH(YEAR(TODAY())-C1817, Lists!$C$32:$C$40,1))","v":"71-80"},283.29579870357372,{"$f":"INDEX(Data!$E$24:$E$47, MATCH(F1817&D1817, Data!$B$24:$B$47,0))","v":1.9964561142097742E-3},{"$f":"SUMPRODUCT((Data!$B$58:$B$60=Model!$F1817)*(Data!$C$57:$K$57=Model!$O1817)*(Data!$C$58:$K$60))","v":2.0707751244791428},79.292248755208576,1,{"$f":"IF(E1817<>\"Serviceable\",E1817,INDEX(Lists!$D$6:$D$8, MATCH(T1817,Lists!$C$6:$C$8,0)))","v":"Serviceable"},{"$f":"INDEX(Lists!$C$12:$C$26, MATCH(H1817, Lists!$B$12:$B$26,0))","v":"LV"}]
[null,3445,1970,"Wood Creos Impregnated","Serviceable","Class 2",0,"lv",911,2019,110,"No",false,10,{"$f":"INDEX(Lists!$B$32:$B$40, MATCH(YEAR(TODAY())-C1818, Lists!$C$32:$C$40,1))","v":"51-60"},289.98030631343329,{"$f":"INDEX(Data!$E$24:$E$47, MATCH(F1818&D1818, Data!$B$24:$B$47,0))","v":1.6118836915297091E-3},{"$f":"SUMPRODUCT((Data!$B$58:$B$60=Model!$F1818)*(Data!$C$57:$K$57=Model!$O1818)*(Data!$C$58:$K$60))","v":2.6773548093458861},83.226451906541143,1,{"$f":"IF(E1818<>\"Serviceable\",E1818,INDEX(Lists!$D$6:$D$8, MATCH(T1818,Lists!$C$6:$C$8,0)))","v":"Serviceable"},{"$f":"INDEX(Lists!$C$12:$C$26, MATCH(H1818, Lists!$B$12:$B$26,0))","v":"LV"}]
[null,3446,1979,"Wood Untreated Dressed","Serviceable","Class 1",0,"lv/hv",1005,2022,120,"No",false,10,{"$f":"INDEX(Lists!$B$32:$B$40, MATCH(YEAR(TODAY())-C1819, Lists!$C$32:$C$40,1))","v":"41-50"},319.90143561470961,{"$f":"INDEX(Data!$E$24:$E$47, MATCH(F1819&D1819, Data!$B$24:$B$47,0))","v":1.9964561142097742E-3},{"$f":"SUMPRODUCT((Data!$B$58:$B$60=Model!$F1819)*(Data!$C$57:$K$57=Model!$O1819)*(Data!$C$58:$K$60))","v":1.7977578417715214},102.02242158228478,1,{"$f":"IF(E1819<>\"Serviceable\",E1819,INDEX(Lists!$D$6:$D$8, MATCH(T1819,Lists!$C$6:$C$8,0)))","v":"Serviceable"},{"$f":"INDEX(Lists!$C$12:$C$26, MATCH(H1819, Lists!$B$12:$B$26,0))","v":"HV"}]
[null,3447,1965,"Wood Creos Impregnated","Serviceable","Class 3",0,"lv/hv",1090,2023,100,"No",false,10,{"$f":"INDEX(Lists!$B$32:$B$40, MATCH(YEAR(TODAY())-C1820, Lists!$C$32:$C$40,1))","v":"51-60"},346.95777594033183,{"$f":"INDEX(Data!$E$24:$E$47, MATCH(F1820&D1820, Data!$B$24:$B$47,0))","v":1.0684339161496522E-3},{"$f":"SUMPRODUCT((Data!$B$58:$B$60=Model!$F1820)*(Data!$C$57:$K$57=Model!$O1820)*(Data!$C$58:$K$60))","v":2.6564859251595059},73.435140748404933,1,{"$f":"IF(E1820<>\"Serviceable\",E1820,INDEX(Lists!$D$6:$D$8, MATCH(T1820,Lists!$C$6:$C$8,0)))","v":"Serviceable"},{"$f":"INDEX(Lists!$C$12:$C$26, MATCH(H1820, Lists!$B$12:$B$26,0))","v":"HV"}]
[null,3449,1978,"Wood Untreated Dressed","Serviceable","Class 1",0,"lv",970,2022,110,"No",false,10,{"$f":"INDEX(Lists!$B$32:$B$40, MATCH(YEAR(TODAY())-C1821, Lists!$C$32:$C$40,1))","v":"41-50"},308.76058959827697,{"$f":"INDEX(Data!$E$24:$E$47, MATCH(F1821&D1821, Data!$B$24:$B$47,0))","v":1.9964561142097742E-3},{"$f":"SUMPRODUCT((Data!$B$58:$B$60=Model!$F1821)*(Data!$C$57:$K$57=Model!$O1821)*(Data!$C$58:$K$60))","v":1.7977578417715214},92.022421582284778,1,{"$f":"IF(E1821<>\"Serviceable\",E1821,INDEX(Lists!$D$6:$D$8, MATCH(T1821,Lists!$C$6:$C$8,0)))","v":"Serviceable"},{"$f":"INDEX(Lists!$C$12:$C$26, MATCH(H1821, Lists!$B$12:$B$26,0))","v":"LV"}]
[null,3450,1959,"Wood Creos Impregnated","Serviceable","Class 3",0,"lv",1030,2019,90,"No",false,10,{"$f":"INDEX(Lists!$B$32:$B$40, MATCH(YEAR(TODAY())-C1822, Lists!$C$32:$C$40,1))","v":"61-70"},327.85918276930443,{"$f":"INDEX(Data!$E$24:$E$47, MATCH(F1822&D1822, Data!$B$24:$B$47,0))","v":1.0684339161496522E-3},{"$f":"SUMPRODUCT((Data!$B$58:$B$60=Model!$F1822)*(Data!$C$57:$K$57=Model!$O1822)*(Data!$C$58:$K$60))","v":1.9802031311051838},70.197968688948166,1,{"$f":"IF(E1822<>\"Serviceable\",E1822,INDEX(Lists!$D$6:$D$8, MATCH(T1822,Lists!$C$6:$C$8,0)))","v":"Serviceable"},{"$f":"INDEX(Lists!$C$12:$C$26, MATCH(H1822, Lists!$B$12:$B$26,0))","v":"LV"}]
[null,3451,1954,"Wood Untreated Round","Serviceable","Class 1",0,"lv",780,2023,100,"No",false,10,{"$f":"INDEX(Lists!$B$32:$B$40, MATCH(YEAR(TODAY())-C1823, Lists!$C$32:$C$40,1))","v":"71-80"},248.28171122335672,{"$f":"INDEX(Data!$E$24:$E$47, MATCH(F1823&D1823, Data!$B$24:$B$47,0))","v":1.9964561142097742E-3},{"$f":"SUMPRODUCT((Data!$B$58:$B$60=Model!$F1823)*(Data!$C$57:$K$57=Model!$O1823)*(Data!$C$58:$K$60))","v":2.0707751244791428},79.292248755208576,1,{"$f":"IF(E1823<>\"Serviceable\",E1823,INDEX(Lists!$D$6:$D$8, MATCH(T1823,Lists!$C$6:$C$8,0)))","v":"Serviceable"},{"$f":"INDEX(Lists!$C$12:$C$26, MATCH(H1823, Lists!$B$12:$B$26,0))","v":"LV"}]
[null,3452,1978,"Wood Untreated Dressed","Serviceable","Class 1",0,"lv/hv",1100,2022,110,"No",false,10,{"$f":"INDEX(Lists!$B$32:$B$40, MATCH(YEAR(TODAY())-C1824, Lists!$C$32:$C$40,1))","v":"41-50"},350.14087480216978,{"$f":"INDEX(Data!$E$24:$E$47, MATCH(F1824&D1824, Data!$B$24:$B$47,0))","v":1.9964561142097742E-3},{"$f":"SUMPRODUCT((Data!$B$58:$B$60=Model!$F1824)*(Data!$C$57:$K$57=Model!$O1824)*(Data!$C$58:$K$60))","v":1.7977578417715214},92.022421582284778,1,{"$f":"IF(E1824<>\"Serviceable\",E1824,INDEX(Lists!$D$6:$D$8, MATCH(T1824,Lists!$C$6:$C$8,0)))","v":"Serviceable"},{"$f":"INDEX(Lists!$C$12:$C$26, MATCH(H1824, Lists!$B$12:$B$26,0))","v":"HV"}]
[null,3459,1980,"Wood Untreated Dressed","Serviceable","Class 1",0,"lv/hv",1000,2023,100,"No",false,10,{"$f":"INDEX(Lists!$B$32:$B$40, MATCH(YEAR(TODAY())-C1825, Lists!$C$32:$C$40,1))","v":"41-50"},318.3098861837907,{"$f":"INDEX(Data!$E$24:$E$47, MATCH(F1825&D1825, Data!$B$24:$B$47,0))","v":1.9964561142097742E-3},{"$f":"SUMPRODUCT((Data!$B$58:$B$60=Model!$F1825)*(Data!$C$57:$K$57=Model!$O1825)*(Data!$C$58:$K$60))","v":1.7977578417715214},82.022421582284778,1,{"$f":"IF(E1825<>\"Serviceable\",E1825,INDEX(Lists!$D$6:$D$8, MATCH(T1825,Lists!$C$6:$C$8,0)))","v":"Serviceable"},{"$f":"INDEX(Lists!$C$12:$C$26, MATCH(H1825, Lists!$B$12:$B$26,0))","v":"HV"}]
[null,3463,1972,"Wood Creos Impregnated","Serviceable","Class 3",0,"lv",1040,2023,100,"No",false,10,{"$f":"INDEX(Lists!$B$32:$B$40, MATCH(YEAR(TODAY())-C1826, Lists!$C$32:$C$40,1))","v":"51-60"},331.04228163114232,{"$f":"INDEX(Data!$E$24:$E$47, MATCH(F1826&D1826, Data!$B$24:$B$47,0))","v":1.0684339161496522E-3},{"$f":"SUMPRODUCT((Data!$B$58:$B$60=Model!$F1826)*(Data!$C$57:$K$57=Model!$O1826)*(Data!$C$58:$K$60))","v":2.6564859251595059},73.435140748404933,1,{"$f":"IF(E1826<>\"Serviceable\",E1826,INDEX(Lists!$D$6:$D$8, MATCH(T1826,Lists!$C$6:$C$8,0)))","v":"Serviceable"},{"$f":"INDEX(Lists!$C$12:$C$26, MATCH(H1826, Lists!$B$12:$B$26,0))","v":"LV"}]
[null,3465,1934,"Wood Untreated Dressed","Serviceable","Class 1",0,"lv",1020,2023,100,"No",false,10,{"$f":"INDEX(Lists!$B$32:$B$40, MATCH(YEAR(TODAY())-C1827, Lists!$C$32:$C$40,1))","v":"90+"},324.67608390746648,{"$f":"INDEX(Data!$E$24:$E$47, MATCH(F1827&D1827, Data!$B$24:$B$47,0))","v":1.9964561142097742E-3},{"$f":"SUMPRODUCT((Data!$B$58:$B$60=Model!$F1827)*(Data!$C$57:$K$57=Model!$O1827)*(Data!$C$58:$K$60))","v":1.4835341045333483},85.164658954666521,1,{"$f":"IF(E1827<>\"Serviceable\",E1827,INDEX(Lists!$D$6:$D$8, MATCH(T1827,Lists!$C$6:$C$8,0)))","v":"Serviceable"},{"$f":"INDEX(Lists!$C$12:$C$26, MATCH(H1827, Lists!$B$12:$B$26,0))","v":"LV"}]
[null,3467,1979,"Wood Untreated Dressed","Serviceable","Class 1",0,"lv/hv",1037,2022,110,"No",false,10,{"$f":"INDEX(Lists!$B$32:$B$40, MATCH(YEAR(TODAY())-C1828, Lists!$C$32:$C$40,1))","v":"41-50"},330.08735197259097,{"$f":"INDEX(Data!$E$24:$E$47, MATCH(F1828&D1828, Data!$B$24:$B$47,0))","v":1.9964561142097742E-3},{"$f":"SUMPRODUCT((Data!$B$58:$B$60=Model!$F1828)*(Data!$C$57:$K$57=Model!$O1828)*(Data!$C$58:$K$60))","v":1.7977578417715214},92.022421582284778,1,{"$f":"IF(E1828<>\"Serviceable\",E1828,INDEX(Lists!$D$6:$D$8, MATCH(T1828,Lists!$C$6:$C$8,0)))","v":"Serviceable"},{"$f":"INDEX(Lists!$C$12:$C$26, MATCH(H1828, Lists!$B$12:$B$26,0))","v":"HV"}]
[null,3470,1983,"Wood Untreated Dressed","Serviceable","Class 1",0,"lv/hv",1100,2022,100,"No",false,10,{"$f":"INDEX(Lists!$B$32:$B$40, MATCH(YEAR(TODAY())-C1829, Lists!$C$32:$C$40,1))","v":"41-50"},350.14087480216978,{"$f":"INDEX(Data!$E$24:$E$47, MATCH(F1829&D1829, Data!$B$24:$B$47,0))","v":1.9964561142097742E-3},{"$f":"SUMPRODUCT((Data!$B$58:$B$60=Model!$F1829)*(Data!$C$57:$K$57=Model!$O1829)*(Data!$C$58:$K$60))","v":1.7977578417715214},82.022421582284778,1,{"$f":"IF(E1829<>\"Serviceable\",E1829,INDEX(Lists!$D$6:$D$8, MATCH(T1829,Lists!$C$6:$C$8,0)))","v":"Serviceable"},{"$f":"INDEX(Lists!$C$12:$C$26, MATCH(H1829, Lists!$B$12:$B$26,0))","v":"HV"}]
[null,3473,1983,"Wood Untreated Dressed","Serviceable","Class 1",0,"lv/hv",940,2022,100,"No",false,10,{"$f":"INDEX(Lists!$B$32:$B$40, MATCH(YEAR(TODAY())-C1830, Lists!$C$32:$C$40,1))","v":"41-50"},299.21129301276324,{"$f":"INDEX(Data!$E$24:$E$47, MATCH(F1830&D1830, Data!$B$24:$B$47,0))","v":1.9964561142097742E-3},{"$f":"SUMPRODUCT((Data!$B$58:$B$60=Model!$F1830)*(Data!$C$57:$K$57=Model!$O1830)*(Data!$C$58:$K$60))","v":1.7977578417715214},82.022421582284778,1,{"$f":"IF(E1830<>\"Serviceable\",E1830,INDEX(Lists!$D$6:$D$8, MATCH(T1830,Lists!$C$6:$C$8,0)))","v":"Serviceable"},{"$f":"INDEX(Lists!$C$12:$C$26, MATCH(H1830, Lists!$B$12:$B$26,0))","v":"HV"}]
[null,3475,1966,"Wood Creos Impregnated","Serviceable","Class 3",0,"lv/hv",1000,2023,100,"No",false,10,{"$f":"INDEX(Lists!$B$32:$B$40, MATCH(YEAR(TODAY())-C1831, Lists!$C$32:$C$40,1))","v":"51-60"},318.3098861837907,{"$f":"INDEX(Data!$E$24:$E$47, MATCH(F1831&D1831, Data!$B$24:$B$47,0))","v":1.0684339161496522E-3},{"$f":"SUMPRODUCT((Data!$B$58:$B$60=Model!$F1831)*(Data!$C$57:$K$57=Model!$O1831)*(Data!$C$58:$K$60))","v":2.6564859251595059},73.435140748404933,1,{"$f":"IF(E1831<>\"Serviceable\",E1831,INDEX(Lists!$D$6:$D$8, MATCH(T1831,Lists!$C$6:$C$8,0)))","v":"Serviceable"},{"$f":"INDEX(Lists!$C$12:$C$26, MATCH(H1831, Lists!$B$12:$B$26,0))","v":"HV"}]
[null,3477,1996,"Wood Untreated Dressed","Serviceable","Class 1",0,"lv",1150,2019,120,"No",false,10,{"$f":"INDEX(Lists!$B$32:$B$40, MATCH(YEAR(TODAY())-C1832, Lists!$C$32:$C$40,1))","v":"21-30"},366.05636911135929,{"$f":"INDEX(Data!$E$24:$E$47, MATCH(F1832&D1832, Data!$B$24:$B$47,0))","v":1.9964561142097742E-3},{"$f":"SUMPRODUCT((Data!$B$58:$B$60=Model!$F1832)*(Data!$C$57:$K$57=Model!$O1832)*(Data!$C$58:$K$60))","v":2.1651652228345815},98.34834777165419,1,{"$f":"IF(E1832<>\"Serviceable\",E1832,INDEX(Lists!$D$6:$D$8, MATCH(T1832,Lists!$C$6:$C$8,0)))","v":"Serviceable"},{"$f":"INDEX(Lists!$C$12:$C$26, MATCH(H1832, Lists!$B$12:$B$26,0))","v":"LV"}]
[null,3478,1975,"Wood Creos Impregnated","Serviceable","Class 3",0,"lv",830,2023,100,"No",false,10,{"$f":"INDEX(Lists!$B$32:$B$40, MATCH(YEAR(TODAY())-C1833, Lists!$C$32:$C$40,1))","v":"41-50"},264.19720553254626,{"$f":"INDEX(Data!$E$24:$E$47, MATCH(F1833&D1833, Data!$B$24:$B$47,0))","v":1.0684339161496522E-3},{"$f":"SUMPRODUCT((Data!$B$58:$B$60=Model!$F1833)*(Data!$C$57:$K$57=Model!$O1833)*(Data!$C$58:$K$60))","v":3.2595928155551883},67.404071844448112,2,{"$f":"IF(E1833<>\"Serviceable\",E1833,INDEX(Lists!$D$6:$D$8, MATCH(T1833,Lists!$C$6:$C$8,0)))","v":"Limited Life"},{"$f":"INDEX(Lists!$C$12:$C$26, MATCH(H1833, Lists!$B$12:$B$26,0))","v":"LV"}]
[null,3481,1973,"Wood Creos Impregnated","Serviceable","Class 3",0,"lv",750,2023,100,"No",false,10,{"$f":"INDEX(Lists!$B$32:$B$40, MATCH(YEAR(TODAY())-C1834, Lists!$C$32:$C$40,1))","v":"51-60"},238.73241463784302,{"$f":"INDEX(Data!$E$24:$E$47, MATCH(F1834&D1834, Data!$B$24:$B$47,0))","v":1.0684339161496522E-3},{"$f":"SUMPRODUCT((Data!$B$58:$B$60=Model!$F1834)*(Data!$C$57:$K$57=Model!$O1834)*(Data!$C$58:$K$60))","v":2.6564859251595059},73.435140748404933,1,{"$f":"IF(E1834<>\"Serviceable\",E1834,INDEX(Lists!$D$6:$D$8, MATCH(T1834,Lists!$C$6:$C$8,0)))","v":"Serviceable"},{"$f":"INDEX(Lists!$C$12:$C$26, MATCH(H1834, Lists!$B$12:$B$26,0))","v":"LV"}]
[null,3482,1969,"Wood Creos Impregnated","Serviceable","Class 3",0,"lv/hv",900,2022,100,"No",false,10,{"$f":"INDEX(Lists!$B$32:$B$40, MATCH(YEAR(TODAY())-C1835, Lists!$C$32:$C$40,1))","v":"51-60"},286.47889756541161,{"$f":"INDEX(Data!$E$24:$E$47, MATCH(F1835&D1835, Data!$B$24:$B$47,0))","v":1.0684339161496522E-3},{"$f":"SUMPRODUCT((Data!$B$58:$B$60=Model!$F1835)*(Data!$C$57:$K$57=Model!$O1835)*(Data!$C$58:$K$60))","v":2.6564859251595059},73.435140748404933,1,{"$f":"IF(E1835<>\"Serviceable\",E1835,INDEX(Lists!$D$6:$D$8, MATCH(T1835,Lists!$C$6:$C$8,0)))","v":"Serviceable"},{"$f":"INDEX(Lists!$C$12:$C$26, MATCH(H1835, Lists!$B$12:$B$26,0))","v":"HV"}]
[null,3485,1968,"Wood Creos Impregnated","Serviceable","Class 3",0,"lv",920,2020,100,"No",false,10,{"$f":"INDEX(Lists!$B$32:$B$40, MATCH(YEAR(TODAY())-C1836, Lists!$C$32:$C$40,1))","v":"51-60"},292.84509528908745,{"$f":"INDEX(Data!$E$24:$E$47, MATCH(F1836&D1836, Data!$B$24:$B$47,0))","v":1.0684339161496522E-3},{"$f":"SUMPRODUCT((Data!$B$58:$B$60=Model!$F1836)*(Data!$C$57:$K$57=Model!$O1836)*(Data!$C$58:$K$60))","v":2.6564859251595059},73.435140748404933,1,{"$f":"IF(E1836<>\"Serviceable\",E1836,INDEX(Lists!$D$6:$D$8, MATCH(T1836,Lists!$C$6:$C$8,0)))","v":"Serviceable"},{"$f":"INDEX(Lists!$C$12:$C$26, MATCH(H1836, Lists!$B$12:$B$26,0))","v":"LV"}]
[null,3486,1968,"Wood Creos Impregnated","Serviceable","Class 3",0,"lv/hv",1130,2023,100,"No",false,10,{"$f":"INDEX(Lists!$B$32:$B$40, MATCH(YEAR(TODAY())-C1837, Lists!$C$32:$C$40,1))","v":"51-60"},359.69017138768345,{"$f":"INDEX(Data!$E$24:$E$47, MATCH(F1837&D1837, Data!$B$24:$B$47,0))","v":1.0684339161496522E-3},{"$f":"SUMPRODUCT((Data!$B$58:$B$60=Model!$F1837)*(Data!$C$57:$K$57=Model!$O1837)*(Data!$C$58:$K$60))","v":2.6564859251595059},73.435140748404933,1,{"$f":"IF(E1837<>\"Serviceable\",E1837,INDEX(Lists!$D$6:$D$8, MATCH(T1837,Lists!$C$6:$C$8,0)))","v":"Serviceable"},{"$f":"INDEX(Lists!$C$12:$C$26, MATCH(H1837, Lists!$B$12:$B$26,0))","v":"HV"}]
[null,3492,1974,"Wood Creos Impregnated","Serviceable","Class 3",0,"lv",1068,2023,100,"No",false,10,{"$f":"INDEX(Lists!$B$32:$B$40, MATCH(YEAR(TODAY())-C1838, Lists!$C$32:$C$40,1))","v":"51-60"},339.95495844428842,{"$f":"INDEX(Data!$E$24:$E$47, MATCH(F1838&D1838, Data!$B$24:$B$47,0))","v":1.0684339161496522E-3},{"$f":"SUMPRODUCT((Data!$B$58:$B$60=Model!$F1838)*(Data!$C$57:$K$57=Model!$O1838)*(Data!$C$58:$K$60))","v":2.6564859251595059},73.435140748404933,1,{"$f":"IF(E1838<>\"Serviceable\",E1838,INDEX(Lists!$D$6:$D$8, MATCH(T1838,Lists!$C$6:$C$8,0)))","v":"Serviceable"},{"$f":"INDEX(Lists!$C$12:$C$26, MATCH(H1838, Lists!$B$12:$B$26,0))","v":"LV"}]
[null,3493,1968,"Wood Creos Impregnated","Serviceable","Class 3",0,"lv",930,2019,90,"No",false,10,{"$f":"INDEX(Lists!$B$32:$B$40, MATCH(YEAR(TODAY())-C1839, Lists!$C$32:$C$40,1))","v":"51-60"},296.02819415092534,{"$f":"INDEX(Data!$E$24:$E$47, MATCH(F1839&D1839, Data!$B$24:$B$47,0))","v":1.0684339161496522E-3},{"$f":"SUMPRODUCT((Data!$B$58:$B$60=Model!$F1839)*(Data!$C$57:$K$57=Model!$O1839)*(Data!$C$58:$K$60))","v":2.6564859251595059},63.43514074840494,2,{"$f":"IF(E1839<>\"Serviceable\",E1839,INDEX(Lists!$D$6:$D$8, MATCH(T1839,Lists!$C$6:$C$8,0)))","v":"Limited Life"},{"$f":"INDEX(Lists!$C$12:$C$26, MATCH(H1839, Lists!$B$12:$B$26,0))","v":"LV"}]
[null,3494,1968,"Wood Creos Impregnated","Serviceable","Class 3",0,"lv",930,2022,100,"No",false,10,{"$f":"INDEX(Lists!$B$32:$B$40, MATCH(YEAR(TODAY())-C1840, Lists!$C$32:$C$40,1))","v":"51-60"},296.02819415092534,{"$f":"INDEX(Data!$E$24:$E$47, MATCH(F1840&D1840, Data!$B$24:$B$47,0))","v":1.0684339161496522E-3},{"$f":"SUMPRODUCT((Data!$B$58:$B$60=Model!$F1840)*(Data!$C$57:$K$57=Model!$O1840)*(Data!$C$58:$K$60))","v":2.6564859251595059},73.435140748404933,1,{"$f":"IF(E1840<>\"Serviceable\",E1840,INDEX(Lists!$D$6:$D$8, MATCH(T1840,Lists!$C$6:$C$8,0)))","v":"Serviceable"},{"$f":"INDEX(Lists!$C$12:$C$26, MATCH(H1840, Lists!$B$12:$B$26,0))","v":"LV"}]
[null,3495,1983,"Wood Creos Impregnated","Serviceable","Class 3",0,"lv",1150,2022,100,"No",false,10,{"$f":"INDEX(Lists!$B$32:$B$40, MATCH(YEAR(TODAY())-C1841, Lists!$C$32:$C$40,1))","v":"41-50"},366.05636911135929,{"$f":"INDEX(Data!$E$24:$E$47, MATCH(F1841&D1841, Data!$B$24:$B$47,0))","v":1.0684339161496522E-3},{"$f":"SUMPRODUCT((Data!$B$58:$B$60=Model!$F1841)*(Data!$C$57:$K$57=Model!$O1841)*(Data!$C$58:$K$60))","v":3.2595928155551883},67.404071844448112,2,{"$f":"IF(E1841<>\"Serviceable\",E1841,INDEX(Lists!$D$6:$D$8, MATCH(T1841,Lists!$C$6:$C$8,0)))","v":"Limited Life"},{"$f":"INDEX(Lists!$C$12:$C$26, MATCH(H1841, Lists!$B$12:$B$26,0))","v":"LV"}]
[null,3497,1939,"Wood Untreated Dressed","Serviceable","Class 1",0,"lv",740,2022,100,"No",false,10,{"$f":"INDEX(Lists!$B$32:$B$40, MATCH(YEAR(TODAY())-C1842, Lists!$C$32:$C$40,1))","v":"81-90"},235.5493157760051,{"$f":"INDEX(Data!$E$24:$E$47, MATCH(F1842&D1842, Data!$B$24:$B$47,0))","v":1.9964561142097742E-3},{"$f":"SUMPRODUCT((Data!$B$58:$B$60=Model!$F1842)*(Data!$C$57:$K$57=Model!$O1842)*(Data!$C$58:$K$60))","v":2.8392735823590045},71.607264176409956,1,{"$f":"IF(E1842<>\"Serviceable\",E1842,INDEX(Lists!$D$6:$D$8, MATCH(T1842,Lists!$C$6:$C$8,0)))","v":"Serviceable"},{"$f":"INDEX(Lists!$C$12:$C$26, MATCH(H1842, Lists!$B$12:$B$26,0))","v":"LV"}]
[null,3501,1959,"Wood Creos Impregnated","Serviceable","Class 3",0,"lv/hv",1010,2022,100,"No",false,10,{"$f":"INDEX(Lists!$B$32:$B$40, MATCH(YEAR(TODAY())-C1843, Lists!$C$32:$C$40,1))","v":"61-70"},321.49298504562859,{"$f":"INDEX(Data!$E$24:$E$47, MATCH(F1843&D1843, Data!$B$24:$B$47,0))","v":1.0684339161496522E-3},{"$f":"SUMPRODUCT((Data!$B$58:$B$60=Model!$F1843)*(Data!$C$57:$K$57=Model!$O1843)*(Data!$C$58:$K$60))","v":1.9802031311051838},80.197968688948166,1,{"$f":"IF(E1843<>\"Serviceable\",E1843,INDEX(Lists!$D$6:$D$8, MATCH(T1843,Lists!$C$6:$C$8,0)))","v":"Serviceable"},{"$f":"INDEX(Lists!$C$12:$C$26, MATCH(H1843, Lists!$B$12:$B$26,0))","v":"HV"}]
[null,3503,1989,"Wood Untreated Dressed","Serviceable","Class 1",0,"lv/future hv",890,2022,140,"No",false,10,{"$f":"INDEX(Lists!$B$32:$B$40, MATCH(YEAR(TODAY())-C1844, Lists!$C$32:$C$40,1))","v":"31-40"},283.29579870357372,{"$f":"INDEX(Data!$E$24:$E$47, MATCH(F1844&D1844, Data!$B$24:$B$47,0))","v":1.9964561142097742E-3},{"$f":"SUMPRODUCT((Data!$B$58:$B$60=Model!$F1844)*(Data!$C$57:$K$57=Model!$O1844)*(Data!$C$58:$K$60))","v":3.0038452968326621},109.96154703167338,1,{"$f":"IF(E1844<>\"Serviceable\",E1844,INDEX(Lists!$D$6:$D$8, MATCH(T1844,Lists!$C$6:$C$8,0)))","v":"Serviceable"},{"$f":"INDEX(Lists!$C$12:$C$26, MATCH(H1844, Lists!$B$12:$B$26,0))","v":"LV"}]
[null,3504,1979,"Wood Creos Impregnated","Serviceable","Class 1",0,"lv",848,2022,100,"No",false,10,{"$f":"INDEX(Lists!$B$32:$B$40, MATCH(YEAR(TODAY())-C1845, Lists!$C$32:$C$40,1))","v":"41-50"},269.92678348385448,{"$f":"INDEX(Data!$E$24:$E$47, MATCH(F1845&D1845, Data!$B$24:$B$47,0))","v":9.9474993092014377E-4},{"$f":"SUMPRODUCT((Data!$B$58:$B$60=Model!$F1845)*(Data!$C$57:$K$57=Model!$O1845)*(Data!$C$58:$K$60))","v":1.7977578417715214},82.022421582284778,1,{"$f":"IF(E1845<>\"Serviceable\",E1845,INDEX(Lists!$D$6:$D$8, MATCH(T1845,Lists!$C$6:$C$8,0)))","v":"Serviceable"},{"$f":"INDEX(Lists!$C$12:$C$26, MATCH(H1845, Lists!$B$12:$B$26,0))","v":"LV"}]
[null,3507,1967,"Wood Creos Impregnated","Serviceable","Class 3",0,"lv/future hv",750,2022,90,"No",false,10,{"$f":"INDEX(Lists!$B$32:$B$40, MATCH(YEAR(TODAY())-C1846, Lists!$C$32:$C$40,1))","v":"51-60"},238.73241463784302,{"$f":"INDEX(Data!$E$24:$E$47, MATCH(F1846&D1846, Data!$B$24:$B$47,0))","v":1.0684339161496522E-3},{"$f":"SUMPRODUCT((Data!$B$58:$B$60=Model!$F1846)*(Data!$C$57:$K$57=Model!$O1846)*(Data!$C$58:$K$60))","v":2.6564859251595059},63.43514074840494,2,{"$f":"IF(E1846<>\"Serviceable\",E1846,INDEX(Lists!$D$6:$D$8, MATCH(T1846,Lists!$C$6:$C$8,0)))","v":"Limited Life"},{"$f":"INDEX(Lists!$C$12:$C$26, MATCH(H1846, Lists!$B$12:$B$26,0))","v":"LV"}]
[null,3509,1958,"Wood Creos Impregnated","Serviceable","Class 3",0,"lv",785,2022,90,"No",false,10,{"$f":"INDEX(Lists!$B$32:$B$40, MATCH(YEAR(TODAY())-C1847, Lists!$C$32:$C$40,1))","v":"61-70"},249.8732606542757,{"$f":"INDEX(Data!$E$24:$E$47, MATCH(F1847&D1847, Data!$B$24:$B$47,0))","v":1.0684339161496522E-3},{"$f":"SUMPRODUCT((Data!$B$58:$B$60=Model!$F1847)*(Data!$C$57:$K$57=Model!$O1847)*(Data!$C$58:$K$60))","v":1.9802031311051838},70.197968688948166,1,{"$f":"IF(E1847<>\"Serviceable\",E1847,INDEX(Lists!$D$6:$D$8, MATCH(T1847,Lists!$C$6:$C$8,0)))","v":"Serviceable"},{"$f":"INDEX(Lists!$C$12:$C$26, MATCH(H1847, Lists!$B$12:$B$26,0))","v":"LV"}]
[null,3511,1958,"Wood Creos Impregnated","Serviceable","Class 3",0,"lv/hv",1068,2022,70,"No",false,10,{"$f":"INDEX(Lists!$B$32:$B$40, MATCH(YEAR(TODAY())-C1848, Lists!$C$32:$C$40,1))","v":"61-70"},339.95495844428842,{"$f":"INDEX(Data!$E$24:$E$47, MATCH(F1848&D1848, Data!$B$24:$B$47,0))","v":1.0684339161496522E-3},{"$f":"SUMPRODUCT((Data!$B$58:$B$60=Model!$F1848)*(Data!$C$57:$K$57=Model!$O1848)*(Data!$C$58:$K$60))","v":1.9802031311051838},50.197968688948166,2,{"$f":"IF(E1848<>\"Serviceable\",E1848,INDEX(Lists!$D$6:$D$8, MATCH(T1848,Lists!$C$6:$C$8,0)))","v":"Limited Life"},{"$f":"INDEX(Lists!$C$12:$C$26, MATCH(H1848, Lists!$B$12:$B$26,0))","v":"HV"}]
[null,3512,1979,"Wood Untreated Dressed","Serviceable","Class 1",0,"lv",710,2022,100,"No",false,10,{"$f":"INDEX(Lists!$B$32:$B$40, MATCH(YEAR(TODAY())-C1849, Lists!$C$32:$C$40,1))","v":"41-50"},226.00001919049137,{"$f":"INDEX(Data!$E$24:$E$47, MATCH(F1849&D1849, Data!$B$24:$B$47,0))","v":1.9964561142097742E-3},{"$f":"SUMPRODUCT((Data!$B$58:$B$60=Model!$F1849)*(Data!$C$57:$K$57=Model!$O1849)*(Data!$C$58:$K$60))","v":1.7977578417715214},82.022421582284778,1,{"$f":"IF(E1849<>\"Serviceable\",E1849,INDEX(Lists!$D$6:$D$8, MATCH(T1849,Lists!$C$6:$C$8,0)))","v":"Serviceable"},{"$f":"INDEX(Lists!$C$12:$C$26, MATCH(H1849, Lists!$B$12:$B$26,0))","v":"LV"}]
[null,3516,1996,"Wood Untreated Dressed","Serviceable","Class 1",0,"lv/hv",1100,2019,100,"No",false,10,{"$f":"INDEX(Lists!$B$32:$B$40, MATCH(YEAR(TODAY())-C1850, Lists!$C$32:$C$40,1))","v":"21-30"},350.14087480216978,{"$f":"INDEX(Data!$E$24:$E$47, MATCH(F1850&D1850, Data!$B$24:$B$47,0))","v":1.9964561142097742E-3},{"$f":"SUMPRODUCT((Data!$B$58:$B$60=Model!$F1850)*(Data!$C$57:$K$57=Model!$O1850)*(Data!$C$58:$K$60))","v":2.1651652228345815},78.34834777165419,1,{"$f":"IF(E1850<>\"Serviceable\",E1850,INDEX(Lists!$D$6:$D$8, MATCH(T1850,Lists!$C$6:$C$8,0)))","v":"Serviceable"},{"$f":"INDEX(Lists!$C$12:$C$26, MATCH(H1850, Lists!$B$12:$B$26,0))","v":"HV"}]
[null,3519,1994,"Wood Untreated Dressed","Serviceable","Class 1",0,"lv/hv",1150,2019,120,"No",false,10,{"$f":"INDEX(Lists!$B$32:$B$40, MATCH(YEAR(TODAY())-C1851, Lists!$C$32:$C$40,1))","v":"31-40"},366.05636911135929,{"$f":"INDEX(Data!$E$24:$E$47, MATCH(F1851&D1851, Data!$B$24:$B$47,0))","v":1.9964561142097742E-3},{"$f":"SUMPRODUCT((Data!$B$58:$B$60=Model!$F1851)*(Data!$C$57:$K$57=Model!$O1851)*(Data!$C$58:$K$60))","v":3.0038452968326621},89.961547031673376,1,{"$f":"IF(E1851<>\"Serviceable\",E1851,INDEX(Lists!$D$6:$D$8, MATCH(T1851,Lists!$C$6:$C$8,0)))","v":"Serviceable"},{"$f":"INDEX(Lists!$C$12:$C$26, MATCH(H1851, Lists!$B$12:$B$26,0))","v":"HV"}]
[null,3520,1954,"Wood Untreated Round","Serviceable","Class 1",0,"lv",911,2022,100,"No",false,10,{"$f":"INDEX(Lists!$B$32:$B$40, MATCH(YEAR(TODAY())-C1852, Lists!$C$32:$C$40,1))","v":"71-80"},289.98030631343329,{"$f":"INDEX(Data!$E$24:$E$47, MATCH(F1852&D1852, Data!$B$24:$B$47,0))","v":1.9964561142097742E-3},{"$f":"SUMPRODUCT((Data!$B$58:$B$60=Model!$F1852)*(Data!$C$57:$K$57=Model!$O1852)*(Data!$C$58:$K$60))","v":2.0707751244791428},79.292248755208576,1,{"$f":"IF(E1852<>\"Serviceable\",E1852,INDEX(Lists!$D$6:$D$8, MATCH(T1852,Lists!$C$6:$C$8,0)))","v":"Serviceable"},{"$f":"INDEX(Lists!$C$12:$C$26, MATCH(H1852, Lists!$B$12:$B$26,0))","v":"LV"}]
[null,3522,1966,"Wood Creos Impregnated","Serviceable","Class 3",0,"lv/future hv",1100,2023,100,"No",false,10,{"$f":"INDEX(Lists!$B$32:$B$40, MATCH(YEAR(TODAY())-C1853, Lists!$C$32:$C$40,1))","v":"51-60"},350.14087480216978,{"$f":"INDEX(Data!$E$24:$E$47, MATCH(F1853&D1853, Data!$B$24:$B$47,0))","v":1.0684339161496522E-3},{"$f":"SUMPRODUCT((Data!$B$58:$B$60=Model!$F1853)*(Data!$C$57:$K$57=Model!$O1853)*(Data!$C$58:$K$60))","v":2.6564859251595059},73.435140748404933,1,{"$f":"IF(E1853<>\"Serviceable\",E1853,INDEX(Lists!$D$6:$D$8, MATCH(T1853,Lists!$C$6:$C$8,0)))","v":"Serviceable"},{"$f":"INDEX(Lists!$C$12:$C$26, MATCH(H1853, Lists!$B$12:$B$26,0))","v":"LV"}]
[null,3525,1986,"Wood Untreated Dressed","Serviceable","Class 1",0,"lv/future hv",1050,2023,140,"No",false,10,{"$f":"INDEX(Lists!$B$32:$B$40, MATCH(YEAR(TODAY())-C1854, Lists!$C$32:$C$40,1))","v":"31-40"},334.22538049298021,{"$f":"INDEX(Data!$E$24:$E$47, MATCH(F1854&D1854, Data!$B$24:$B$47,0))","v":1.9964561142097742E-3},{"$f":"SUMPRODUCT((Data!$B$58:$B$60=Model!$F1854)*(Data!$C$57:$K$57=Model!$O1854)*(Data!$C$58:$K$60))","v":3.0038452968326621},109.96154703167338,1,{"$f":"IF(E1854<>\"Serviceable\",E1854,INDEX(Lists!$D$6:$D$8, MATCH(T1854,Lists!$C$6:$C$8,0)))","v":"Serviceable"},{"$f":"INDEX(Lists!$C$12:$C$26, MATCH(H1854, Lists!$B$12:$B$26,0))","v":"LV"}]
[null,3526,1984,"Wood Untreated Dressed","Serviceable","Class 1",0,"lv/hv",1100,2022,100,"No",false,10,{"$f":"INDEX(Lists!$B$32:$B$40, MATCH(YEAR(TODAY())-C1855, Lists!$C$32:$C$40,1))","v":"41-50"},350.14087480216978,{"$f":"INDEX(Data!$E$24:$E$47, MATCH(F1855&D1855, Data!$B$24:$B$47,0))","v":1.9964561142097742E-3},{"$f":"SUMPRODUCT((Data!$B$58:$B$60=Model!$F1855)*(Data!$C$57:$K$57=Model!$O1855)*(Data!$C$58:$K$60))","v":1.7977578417715214},82.022421582284778,1,{"$f":"IF(E1855<>\"Serviceable\",E1855,INDEX(Lists!$D$6:$D$8, MATCH(T1855,Lists!$C$6:$C$8,0)))","v":"Serviceable"},{"$f":"INDEX(Lists!$C$12:$C$26, MATCH(H1855, Lists!$B$12:$B$26,0))","v":"HV"}]
[null,3528,1986,"Wood Untreated Dressed","Serviceable","Class 1",0,"lv/future hv",1100,2023,140,"No",false,10,{"$f":"INDEX(Lists!$B$32:$B$40, MATCH(YEAR(TODAY())-C1856, Lists!$C$32:$C$40,1))","v":"31-40"},350.14087480216978,{"$f":"INDEX(Data!$E$24:$E$47, MATCH(F1856&D1856, Data!$B$24:$B$47,0))","v":1.9964561142097742E-3},{"$f":"SUMPRODUCT((Data!$B$58:$B$60=Model!$F1856)*(Data!$C$57:$K$57=Model!$O1856)*(Data!$C$58:$K$60))","v":3.0038452968326621},109.96154703167338,1,{"$f":"IF(E1856<>\"Serviceable\",E1856,INDEX(Lists!$D$6:$D$8, MATCH(T1856,Lists!$C$6:$C$8,0)))","v":"Serviceable"},{"$f":"INDEX(Lists!$C$12:$C$26, MATCH(H1856, Lists!$B$12:$B$26,0))","v":"LV"}]
[null,3529,1983,"Wood Untreated Dressed","Serviceable","Class 1",0,"lv",970,2022,100,"No",false,10,{"$f":"INDEX(Lists!$B$32:$B$40, MATCH(YEAR(TODAY())-C1857, Lists!$C$32:$C$40,1))","v":"41-50"},308.76058959827697,{"$f":"INDEX(Data!$E$24:$E$47, MATCH(F1857&D1857, Data!$B$24:$B$47,0))","v":1.9964561142097742E-3},{"$f":"SUMPRODUCT((Data!$B$58:$B$60=Model!$F1857)*(Data!$C$57:$K$57=Model!$O1857)*(Data!$C$58:$K$60))","v":1.7977578417715214},82.022421582284778,1,{"$f":"IF(E1857<>\"Serviceable\",E1857,INDEX(Lists!$D$6:$D$8, MATCH(T1857,Lists!$C$6:$C$8,0)))","v":"Serviceable"},{"$f":"INDEX(Lists!$C$12:$C$26, MATCH(H1857, Lists!$B$12:$B$26,0))","v":"LV"}]
[null,3531,1952,"Wood Untreated Dressed","Serviceable","Class 1",0,"lv",770,2023,100,"No",false,10,{"$f":"INDEX(Lists!$B$32:$B$40, MATCH(YEAR(TODAY())-C1858, Lists!$C$32:$C$40,1))","v":"71-80"},245.09861236151883,{"$f":"INDEX(Data!$E$24:$E$47, MATCH(F1858&D1858, Data!$B$24:$B$47,0))","v":1.9964561142097742E-3},{"$f":"SUMPRODUCT((Data!$B$58:$B$60=Model!$F1858)*(Data!$C$57:$K$57=Model!$O1858)*(Data!$C$58:$K$60))","v":2.0707751244791428},79.292248755208576,1,{"$f":"IF(E1858<>\"Serviceable\",E1858,INDEX(Lists!$D$6:$D$8, MATCH(T1858,Lists!$C$6:$C$8,0)))","v":"Serviceable"},{"$f":"INDEX(Lists!$C$12:$C$26, MATCH(H1858, Lists!$B$12:$B$26,0))","v":"LV"}]
[null,3536,1958,"Wood Creos Impregnated","Serviceable","Class 3",0,"lv",754,2022,90,"No",false,10,{"$f":"INDEX(Lists!$B$32:$B$40, MATCH(YEAR(TODAY())-C1859, Lists!$C$32:$C$40,1))","v":"61-70"},240.00565418257818,{"$f":"INDEX(Data!$E$24:$E$47, MATCH(F1859&D1859, Data!$B$24:$B$47,0))","v":1.0684339161496522E-3},{"$f":"SUMPRODUCT((Data!$B$58:$B$60=Model!$F1859)*(Data!$C$57:$K$57=Model!$O1859)*(Data!$C$58:$K$60))","v":1.9802031311051838},70.197968688948166,1,{"$f":"IF(E1859<>\"Serviceable\",E1859,INDEX(Lists!$D$6:$D$8, MATCH(T1859,Lists!$C$6:$C$8,0)))","v":"Serviceable"},{"$f":"INDEX(Lists!$C$12:$C$26, MATCH(H1859, Lists!$B$12:$B$26,0))","v":"LV"}]
[null,3538,1983,"Wood Untreated Dressed","Serviceable","Class 1",0,"lv/hv",1080,2022,100,"No",false,10,{"$f":"INDEX(Lists!$B$32:$B$40, MATCH(YEAR(TODAY())-C1860, Lists!$C$32:$C$40,1))","v":"41-50"},343.77467707849394,{"$f":"INDEX(Data!$E$24:$E$47, MATCH(F1860&D1860, Data!$B$24:$B$47,0))","v":1.9964561142097742E-3},{"$f":"SUMPRODUCT((Data!$B$58:$B$60=Model!$F1860)*(Data!$C$57:$K$57=Model!$O1860)*(Data!$C$58:$K$60))","v":1.7977578417715214},82.022421582284778,1,{"$f":"IF(E1860<>\"Serviceable\",E1860,INDEX(Lists!$D$6:$D$8, MATCH(T1860,Lists!$C$6:$C$8,0)))","v":"Serviceable"},{"$f":"INDEX(Lists!$C$12:$C$26, MATCH(H1860, Lists!$B$12:$B$26,0))","v":"HV"}]
[null,3542,1940,"Wood Untreated Dressed","Serviceable","Class 1",0,"lv",1100,2019,100,"No",false,10,{"$f":"INDEX(Lists!$B$32:$B$40, MATCH(YEAR(TODAY())-C1861, Lists!$C$32:$C$40,1))","v":"81-90"},350.14087480216978,{"$f":"INDEX(Data!$E$24:$E$47, MATCH(F1861&D1861, Data!$B$24:$B$47,0))","v":1.9964561142097742E-3},{"$f":"SUMPRODUCT((Data!$B$58:$B$60=Model!$F1861)*(Data!$C$57:$K$57=Model!$O1861)*(Data!$C$58:$K$60))","v":2.8392735823590045},71.607264176409956,1,{"$f":"IF(E1861<>\"Serviceable\",E1861,INDEX(Lists!$D$6:$D$8, MATCH(T1861,Lists!$C$6:$C$8,0)))","v":"Serviceable"},{"$f":"INDEX(Lists!$C$12:$C$26, MATCH(H1861, Lists!$B$12:$B$26,0))","v":"LV"}]
[null,3544,1975,"Wood Creos Impregnated","Serviceable","Class 3",0,"lv",870,2022,100,"No",false,10,{"$f":"INDEX(Lists!$B$32:$B$40, MATCH(YEAR(TODAY())-C1862, Lists!$C$32:$C$40,1))","v":"41-50"},276.92960097989788,{"$f":"INDEX(Data!$E$24:$E$47, MATCH(F1862&D1862, Data!$B$24:$B$47,0))","v":1.0684339161496522E-3},{"$f":"SUMPRODUCT((Data!$B$58:$B$60=Model!$F1862)*(Data!$C$57:$K$57=Model!$O1862)*(Data!$C$58:$K$60))","v":3.2595928155551883},67.404071844448112,2,{"$f":"IF(E1862<>\"Serviceable\",E1862,INDEX(Lists!$D$6:$D$8, MATCH(T1862,Lists!$C$6:$C$8,0)))","v":"Limited Life"},{"$f":"INDEX(Lists!$C$12:$C$26, MATCH(H1862, Lists!$B$12:$B$26,0))","v":"LV"}]
[null,3545,1968,"Wood Creos Impregnated","Serviceable","Class 3",0,"lv",760,2023,100,"No",false,10,{"$f":"INDEX(Lists!$B$32:$B$40, MATCH(YEAR(TODAY())-C1863, Lists!$C$32:$C$40,1))","v":"51-60"},241.91551349968091,{"$f":"INDEX(Data!$E$24:$E$47, MATCH(F1863&D1863, Data!$B$24:$B$47,0))","v":1.0684339161496522E-3},{"$f":"SUMPRODUCT((Data!$B$58:$B$60=Model!$F1863)*(Data!$C$57:$K$57=Model!$O1863)*(Data!$C$58:$K$60))","v":2.6564859251595059},73.435140748404933,1,{"$f":"IF(E1863<>\"Serviceable\",E1863,INDEX(Lists!$D$6:$D$8, MATCH(T1863,Lists!$C$6:$C$8,0)))","v":"Serviceable"},{"$f":"INDEX(Lists!$C$12:$C$26, MATCH(H1863, Lists!$B$12:$B$26,0))","v":"LV"}]
[null,3546,1965,"Wood Creos Impregnated","Serviceable","Class 3",0,"lv/hv",990,2022,90,"No",false,{"$f":"IF(L1864=\"No\",ROUND((End_year-J1864)/5,0)*5,ROUND((End_year-J1864)/3,0)*3)","v":10},{"$f":"INDEX(Lists!$B$32:$B$40, MATCH(YEAR(TODAY())-C1864, Lists!$C$32:$C$40,1))","v":"51-60"},315.1267873219528,{"$f":"INDEX(Data!$E$24:$E$47, MATCH(F1864&D1864, Data!$B$24:$B$47,0))","v":1.0684339161496522E-3},{"$f":"SUMPRODUCT((Data!$B$58:$B$60=Model!$F1864)*(Data!$C$57:$K$57=Model!$O1864)*(Data!$C$58:$K$60))","v":2.6564859251595059},{"$f":"IF(IF(K1864>=700,999,(K1864-R1864*N1864))<0,0,IF(K1864>=700,999,(K1864-R1864*N1864)))","v":63.43514074840494},{"$f":"IF(S1864<30,3,IF(AND(F1864=\"Class 1\",S1864<50),2,IF(AND(F1864=\"Class 1\",S1864>=50),1,IF(S1864<70,2,1))))","v":2},{"$f":"IF(E1864<>\"Serviceable\",E1864,INDEX(Lists!$D$6:$D$8, MATCH(T1864,Lists!$C$6:$C$8,0)))","v":"Limited Life"},{"$f":"INDEX(Lists!$C$12:$C$26, MATCH(H1864, Lists!$B$12:$B$26,0))","v":"HV"}]
[null,3547,1961,"Wood Creos Impregnated","Serviceable","Class 3",0,"lv",840,2022,100,"No",{"$f":"IF(G1865=0,FALSE,TRUE)","v":false},10,{"$f":"INDEX(Lists!$B$32:$B$40, MATCH(YEAR(TODAY())-C1865, Lists!$C$32:$C$40,1))","v":"61-70"},{"$f":"I1865/PI()","v":267.38030439438415},{"$f":"INDEX(Data!$E$24:$E$47, MATCH(F1865&D1865, Data!$B$24:$B$47,0))","v":1.0684339161496522E-3},{"$f":"SUMPRODUCT((Data!$B$58:$B$60=Model!$F1865)*(Data!$C$57:$K$57=Model!$O1865)*(Data!$C$58:$K$60))","v":1.9802031311051838},80.197968688948166,1,{"$f":"IF(E1865<>\"Serviceable\",E1865,INDEX(Lists!$D$6:$D$8, MATCH(T1865,Lists!$C$6:$C$8,0)))","v":"Serviceable"},{"$f":"INDEX(Lists!$C$12:$C$26, MATCH(H1865, Lists!$B$12:$B$26,0))","v":"LV"}]
[null,3548,1935,"Wood Untreated Dressed","Serviceable","Class 1",0,"lv",940,2023,90,"No",false,10,{"$f":"INDEX(Lists!$B$32:$B$40, MATCH(YEAR(TODAY())-C1866, Lists!$C$32:$C$40,1))","v":"81-90"},299.21129301276324,{"$f":"INDEX(Data!$E$24:$E$47, MATCH(F1866&D1866, Data!$B$24:$B$47,0))","v":1.9964561142097742E-3},{"$f":"SUMPRODUCT((Data!$B$58:$B$60=Model!$F1866)*(Data!$C$57:$K$57=Model!$O1866)*(Data!$C$58:$K$60))","v":2.8392735823590045},61.607264176409956,1,{"$f":"IF(E1866<>\"Serviceable\",E1866,INDEX(Lists!$D$6:$D$8, MATCH(T1866,Lists!$C$6:$C$8,0)))","v":"Serviceable"},{"$f":"INDEX(Lists!$C$12:$C$26, MATCH(H1866, Lists!$B$12:$B$26,0))","v":"LV"}]
[null,3549,1965,"Wood Creos Impregnated","Serviceable","Class 3",0,"lv/future hv",920,2022,90,"No",false,10,{"$f":"INDEX(Lists!$B$32:$B$40, MATCH(YEAR(TODAY())-C1867, Lists!$C$32:$C$40,1))","v":"51-60"},292.84509528908745,{"$f":"INDEX(Data!$E$24:$E$47, MATCH(F1867&D1867, Data!$B$24:$B$47,0))","v":1.0684339161496522E-3},{"$f":"SUMPRODUCT((Data!$B$58:$B$60=Model!$F1867)*(Data!$C$57:$K$57=Model!$O1867)*(Data!$C$58:$K$60))","v":2.6564859251595059},63.43514074840494,2,{"$f":"IF(E1867<>\"Serviceable\",E1867,INDEX(Lists!$D$6:$D$8, MATCH(T1867,Lists!$C$6:$C$8,0)))","v":"Limited Life"},{"$f":"INDEX(Lists!$C$12:$C$26, MATCH(H1867, Lists!$B$12:$B$26,0))","v":"LV"}]
[null,3550,1961,"Wood Creos Impregnated","Serviceable","Class 3",0,"lv/future hv",911,2022,80,"No",false,10,{"$f":"INDEX(Lists!$B$32:$B$40, MATCH(YEAR(TODAY())-C1868, Lists!$C$32:$C$40,1))","v":"61-70"},289.98030631343329,{"$f":"INDEX(Data!$E$24:$E$47, MATCH(F1868&D1868, Data!$B$24:$B$47,0))","v":1.0684339161496522E-3},{"$f":"SUMPRODUCT((Data!$B$58:$B$60=Model!$F1868)*(Data!$C$57:$K$57=Model!$O1868)*(Data!$C$58:$K$60))","v":1.9802031311051838},60.197968688948166,2,{"$f":"IF(E1868<>\"Serviceable\",E1868,INDEX(Lists!$D$6:$D$8, MATCH(T1868,Lists!$C$6:$C$8,0)))","v":"Limited Life"},{"$f":"INDEX(Lists!$C$12:$C$26, MATCH(H1868, Lists!$B$12:$B$26,0))","v":"LV"}]
[null,3551,1935,"Wood Untreated Dressed","Serviceable","Class 1",0,"lv",940,2023,120,"No",false,10,{"$f":"INDEX(Lists!$B$32:$B$40, MATCH(YEAR(TODAY())-C1869, Lists!$C$32:$C$40,1))","v":"81-90"},299.21129301276324,{"$f":"INDEX(Data!$E$24:$E$47, MATCH(F1869&D1869, Data!$B$24:$B$47,0))","v":1.9964561142097742E-3},{"$f":"SUMPRODUCT((Data!$B$58:$B$60=Model!$F1869)*(Data!$C$57:$K$57=Model!$O1869)*(Data!$C$58:$K$60))","v":2.8392735823590045},91.607264176409956,1,{"$f":"IF(E1869<>\"Serviceable\",E1869,INDEX(Lists!$D$6:$D$8, MATCH(T1869,Lists!$C$6:$C$8,0)))","v":"Serviceable"},{"$f":"INDEX(Lists!$C$12:$C$26, MATCH(H1869, Lists!$B$12:$B$26,0))","v":"LV"}]
[null,3553,1961,"Wood Creos Impregnated","Serviceable","Class 3",0,"lv",880,2022,100,"No",false,10,{"$f":"INDEX(Lists!$B$32:$B$40, MATCH(YEAR(TODAY())-C1870, Lists!$C$32:$C$40,1))","v":"61-70"},280.11269984173578,{"$f":"INDEX(Data!$E$24:$E$47, MATCH(F1870&D1870, Data!$B$24:$B$47,0))","v":1.0684339161496522E-3},{"$f":"SUMPRODUCT((Data!$B$58:$B$60=Model!$F1870)*(Data!$C$57:$K$57=Model!$O1870)*(Data!$C$58:$K$60))","v":1.9802031311051838},80.197968688948166,1,{"$f":"IF(E1870<>\"Serviceable\",E1870,INDEX(Lists!$D$6:$D$8, MATCH(T1870,Lists!$C$6:$C$8,0)))","v":"Serviceable"},{"$f":"INDEX(Lists!$C$12:$C$26, MATCH(H1870, Lists!$B$12:$B$26,0))","v":"LV"}]
[null,3554,1963,"Wood Creos Impregnated","Serviceable","Class 3",0,"lv",1070,2022,110,"No",false,10,{"$f":"INDEX(Lists!$B$32:$B$40, MATCH(YEAR(TODAY())-C1871, Lists!$C$32:$C$40,1))","v":"61-70"},340.59157821665605,{"$f":"INDEX(Data!$E$24:$E$47, MATCH(F1871&D1871, Data!$B$24:$B$47,0))","v":1.0684339161496522E-3},{"$f":"SUMPRODUCT((Data!$B$58:$B$60=Model!$F1871)*(Data!$C$57:$K$57=Model!$O1871)*(Data!$C$58:$K$60))","v":1.9802031311051838},90.197968688948166,1,{"$f":"IF(E1871<>\"Serviceable\",E1871,INDEX(Lists!$D$6:$D$8, MATCH(T1871,Lists!$C$6:$C$8,0)))","v":"Serviceable"},{"$f":"INDEX(Lists!$C$12:$C$26, MATCH(H1871, Lists!$B$12:$B$26,0))","v":"LV"}]
[null,3557,1935,"Wood Untreated Dressed","Serviceable","Class 1",0,"lv",770,2022,100,"No",false,10,{"$f":"INDEX(Lists!$B$32:$B$40, MATCH(YEAR(TODAY())-C1872, Lists!$C$32:$C$40,1))","v":"81-90"},245.09861236151883,{"$f":"INDEX(Data!$E$24:$E$47, MATCH(F1872&D1872, Data!$B$24:$B$47,0))","v":1.9964561142097742E-3},{"$f":"SUMPRODUCT((Data!$B$58:$B$60=Model!$F1872)*(Data!$C$57:$K$57=Model!$O1872)*(Data!$C$58:$K$60))","v":2.8392735823590045},71.607264176409956,1,{"$f":"IF(E1872<>\"Serviceable\",E1872,INDEX(Lists!$D$6:$D$8, MATCH(T1872,Lists!$C$6:$C$8,0)))","v":"Serviceable"},{"$f":"INDEX(Lists!$C$12:$C$26, MATCH(H1872, Lists!$B$12:$B$26,0))","v":"LV"}]
[null,3559,1961,"Wood Creos Impregnated","Serviceable","Class 3",0,"lv",754,2022,90,"No",false,10,{"$f":"INDEX(Lists!$B$32:$B$40, MATCH(YEAR(TODAY())-C1873, Lists!$C$32:$C$40,1))","v":"61-70"},240.00565418257818,{"$f":"INDEX(Data!$E$24:$E$47, MATCH(F1873&D1873, Data!$B$24:$B$47,0))","v":1.0684339161496522E-3},{"$f":"SUMPRODUCT((Data!$B$58:$B$60=Model!$F1873)*(Data!$C$57:$K$57=Model!$O1873)*(Data!$C$58:$K$60))","v":1.9802031311051838},70.197968688948166,1,{"$f":"IF(E1873<>\"Serviceable\",E1873,INDEX(Lists!$D$6:$D$8, MATCH(T1873,Lists!$C$6:$C$8,0)))","v":"Serviceable"},{"$f":"INDEX(Lists!$C$12:$C$26, MATCH(H1873, Lists!$B$12:$B$26,0))","v":"LV"}]
[null,3563,1984,"Wood Untreated Dressed","Serviceable","Class 1",0,"lv/hv",1010,2022,100,"No",false,10,{"$f":"INDEX(Lists!$B$32:$B$40, MATCH(YEAR(TODAY())-C1874, Lists!$C$32:$C$40,1))","v":"41-50"},321.49298504562859,{"$f":"INDEX(Data!$E$24:$E$47, MATCH(F1874&D1874, Data!$B$24:$B$47,0))","v":1.9964561142097742E-3},{"$f":"SUMPRODUCT((Data!$B$58:$B$60=Model!$F1874)*(Data!$C$57:$K$57=Model!$O1874)*(Data!$C$58:$K$60))","v":1.7977578417715214},82.022421582284778,1,{"$f":"IF(E1874<>\"Serviceable\",E1874,INDEX(Lists!$D$6:$D$8, MATCH(T1874,Lists!$C$6:$C$8,0)))","v":"Serviceable"},{"$f":"INDEX(Lists!$C$12:$C$26, MATCH(H1874, Lists!$B$12:$B$26,0))","v":"HV"}]
[null,3565,1961,"Wood Creos Impregnated","Serviceable","Class 3",0,"lv",940,2022,70,"No",false,10,{"$f":"INDEX(Lists!$B$32:$B$40, MATCH(YEAR(TODAY())-C1875, Lists!$C$32:$C$40,1))","v":"61-70"},299.21129301276324,{"$f":"INDEX(Data!$E$24:$E$47, MATCH(F1875&D1875, Data!$B$24:$B$47,0))","v":1.0684339161496522E-3},{"$f":"SUMPRODUCT((Data!$B$58:$B$60=Model!$F1875)*(Data!$C$57:$K$57=Model!$O1875)*(Data!$C$58:$K$60))","v":1.9802031311051838},50.197968688948166,2,{"$f":"IF(E1875<>\"Serviceable\",E1875,INDEX(Lists!$D$6:$D$8, MATCH(T1875,Lists!$C$6:$C$8,0)))","v":"Limited Life"},{"$f":"INDEX(Lists!$C$12:$C$26, MATCH(H1875, Lists!$B$12:$B$26,0))","v":"LV"}]
[null,3572,1962,"Wood Creos Impregnated","Serviceable","Class 3",0,"lv/hv",1090,2021,80,"No",false,10,{"$f":"INDEX(Lists!$B$32:$B$40, MATCH(YEAR(TODAY())-C1876, Lists!$C$32:$C$40,1))","v":"61-70"},346.95777594033183,{"$f":"INDEX(Data!$E$24:$E$47, MATCH(F1876&D1876, Data!$B$24:$B$47,0))","v":1.0684339161496522E-3},{"$f":"SUMPRODUCT((Data!$B$58:$B$60=Model!$F1876)*(Data!$C$57:$K$57=Model!$O1876)*(Data!$C$58:$K$60))","v":1.9802031311051838},60.197968688948166,2,{"$f":"IF(E1876<>\"Serviceable\",E1876,INDEX(Lists!$D$6:$D$8, MATCH(T1876,Lists!$C$6:$C$8,0)))","v":"Limited Life"},{"$f":"INDEX(Lists!$C$12:$C$26, MATCH(H1876, Lists!$B$12:$B$26,0))","v":"HV"}]
[null,3575,1978,"Wood Untreated Dressed","Serviceable","Class 1",0,"lv/hv",911,2021,100,"No",false,10,{"$f":"INDEX(Lists!$B$32:$B$40, MATCH(YEAR(TODAY())-C1877, Lists!$C$32:$C$40,1))","v":"41-50"},289.98030631343329,{"$f":"INDEX(Data!$E$24:$E$47, MATCH(F1877&D1877, Data!$B$24:$B$47,0))","v":1.9964561142097742E-3},{"$f":"SUMPRODUCT((Data!$B$58:$B$60=Model!$F1877)*(Data!$C$57:$K$57=Model!$O1877)*(Data!$C$58:$K$60))","v":1.7977578417715214},82.022421582284778,1,{"$f":"IF(E1877<>\"Serviceable\",E1877,INDEX(Lists!$D$6:$D$8, MATCH(T1877,Lists!$C$6:$C$8,0)))","v":"Serviceable"},{"$f":"INDEX(Lists!$C$12:$C$26, MATCH(H1877, Lists!$B$12:$B$26,0))","v":"HV"}]
[null,3577,1981,"Wood Creos Impregnated","Serviceable","Class 3",0,"lv/hv",1162,2022,100,"No",false,10,{"$f":"INDEX(Lists!$B$32:$B$40, MATCH(YEAR(TODAY())-C1878, Lists!$C$32:$C$40,1))","v":"41-50"},369.8760877455648,{"$f":"INDEX(Data!$E$24:$E$47, MATCH(F1878&D1878, Data!$B$24:$B$47,0))","v":1.0684339161496522E-3},{"$f":"SUMPRODUCT((Data!$B$58:$B$60=Model!$F1878)*(Data!$C$57:$K$57=Model!$O1878)*(Data!$C$58:$K$60))","v":3.2595928155551883},67.404071844448112,2,{"$f":"IF(E1878<>\"Serviceable\",E1878,INDEX(Lists!$D$6:$D$8, MATCH(T1878,Lists!$C$6:$C$8,0)))","v":"Limited Life"},{"$f":"INDEX(Lists!$C$12:$C$26, MATCH(H1878, Lists!$B$12:$B$26,0))","v":"HV"}]
[null,3578,1968,"Wood Creos Impregnated","Serviceable","Class 3",0,"lv",910,2022,100,"No",false,10,{"$f":"INDEX(Lists!$B$32:$B$40, MATCH(YEAR(TODAY())-C1879, Lists!$C$32:$C$40,1))","v":"51-60"},289.66199642724951,{"$f":"INDEX(Data!$E$24:$E$47, MATCH(F1879&D1879, Data!$B$24:$B$47,0))","v":1.0684339161496522E-3},{"$f":"SUMPRODUCT((Data!$B$58:$B$60=Model!$F1879)*(Data!$C$57:$K$57=Model!$O1879)*(Data!$C$58:$K$60))","v":2.6564859251595059},73.435140748404933,1,{"$f":"IF(E1879<>\"Serviceable\",E1879,INDEX(Lists!$D$6:$D$8, MATCH(T1879,Lists!$C$6:$C$8,0)))","v":"Serviceable"},{"$f":"INDEX(Lists!$C$12:$C$26, MATCH(H1879, Lists!$B$12:$B$26,0))","v":"LV"}]
[null,3580,1983,"Wood Creos Impregnated","Serviceable","Class 3",0,"lv/hv",1068,2022,100,"No",false,10,{"$f":"INDEX(Lists!$B$32:$B$40, MATCH(YEAR(TODAY())-C1880, Lists!$C$32:$C$40,1))","v":"41-50"},339.95495844428842,{"$f":"INDEX(Data!$E$24:$E$47, MATCH(F1880&D1880, Data!$B$24:$B$47,0))","v":1.0684339161496522E-3},{"$f":"SUMPRODUCT((Data!$B$58:$B$60=Model!$F1880)*(Data!$C$57:$K$57=Model!$O1880)*(Data!$C$58:$K$60))","v":3.2595928155551883},67.404071844448112,2,{"$f":"IF(E1880<>\"Serviceable\",E1880,INDEX(Lists!$D$6:$D$8, MATCH(T1880,Lists!$C$6:$C$8,0)))","v":"Limited Life"},{"$f":"INDEX(Lists!$C$12:$C$26, MATCH(H1880, Lists!$B$12:$B$26,0))","v":"HV"}]
[null,3581,1940,"Wood Untreated Dressed","Serviceable","Class 1",0,"lv",900,2022,100,"No",false,10,{"$f":"INDEX(Lists!$B$32:$B$40, MATCH(YEAR(TODAY())-C1881, Lists!$C$32:$C$40,1))","v":"81-90"},286.47889756541161,{"$f":"INDEX(Data!$E$24:$E$47, MATCH(F1881&D1881, Data!$B$24:$B$47,0))","v":1.9964561142097742E-3},{"$f":"SUMPRODUCT((Data!$B$58:$B$60=Model!$F1881)*(Data!$C$57:$K$57=Model!$O1881)*(Data!$C$58:$K$60))","v":2.8392735823590045},71.607264176409956,1,{"$f":"IF(E1881<>\"Serviceable\",E1881,INDEX(Lists!$D$6:$D$8, MATCH(T1881,Lists!$C$6:$C$8,0)))","v":"Serviceable"},{"$f":"INDEX(Lists!$C$12:$C$26, MATCH(H1881, Lists!$B$12:$B$26,0))","v":"LV"}]
[null,3583,1977,"Wood Creos Impregnated","Serviceable","Class 1",0,"lv/hv",942,2022,100,"No",false,10,{"$f":"INDEX(Lists!$B$32:$B$40, MATCH(YEAR(TODAY())-C1882, Lists!$C$32:$C$40,1))","v":"41-50"},299.8479127851308,{"$f":"INDEX(Data!$E$24:$E$47, MATCH(F1882&D1882, Data!$B$24:$B$47,0))","v":9.9474993092014377E-4},{"$f":"SUMPRODUCT((Data!$B$58:$B$60=Model!$F1882)*(Data!$C$57:$K$57=Model!$O1882)*(Data!$C$58:$K$60))","v":1.7977578417715214},82.022421582284778,1,{"$f":"IF(E1882<>\"Serviceable\",E1882,INDEX(Lists!$D$6:$D$8, MATCH(T1882,Lists!$C$6:$C$8,0)))","v":"Serviceable"},{"$f":"INDEX(Lists!$C$12:$C$26, MATCH(H1882, Lists!$B$12:$B$26,0))","v":"HV"}]
[null,3586,1980,"Wood Untreated Dressed","Serviceable","Class 1",0,"lv",890,2022,150,"No",false,10,{"$f":"INDEX(Lists!$B$32:$B$40, MATCH(YEAR(TODAY())-C1883, Lists!$C$32:$C$40,1))","v":"41-50"},283.29579870357372,{"$f":"INDEX(Data!$E$24:$E$47, MATCH(F1883&D1883, Data!$B$24:$B$47,0))","v":1.9964561142097742E-3},{"$f":"SUMPRODUCT((Data!$B$58:$B$60=Model!$F1883)*(Data!$C$57:$K$57=Model!$O1883)*(Data!$C$58:$K$60))","v":1.7977578417715214},132.02242158228478,1,{"$f":"IF(E1883<>\"Serviceable\",E1883,INDEX(Lists!$D$6:$D$8, MATCH(T1883,Lists!$C$6:$C$8,0)))","v":"Serviceable"},{"$f":"INDEX(Lists!$C$12:$C$26, MATCH(H1883, Lists!$B$12:$B$26,0))","v":"LV"}]
[null,3590,1989,"Wood Untreated Dressed","Serviceable","Class 1",0,"lv/hv",1090,2021,100,"No",false,10,{"$f":"INDEX(Lists!$B$32:$B$40, MATCH(YEAR(TODAY())-C1884, Lists!$C$32:$C$40,1))","v":"31-40"},346.95777594033183,{"$f":"INDEX(Data!$E$24:$E$47, MATCH(F1884&D1884, Data!$B$24:$B$47,0))","v":1.9964561142097742E-3},{"$f":"SUMPRODUCT((Data!$B$58:$B$60=Model!$F1884)*(Data!$C$57:$K$57=Model!$O1884)*(Data!$C$58:$K$60))","v":3.0038452968326621},69.961547031673376,1,{"$f":"IF(E1884<>\"Serviceable\",E1884,INDEX(Lists!$D$6:$D$8, MATCH(T1884,Lists!$C$6:$C$8,0)))","v":"Serviceable"},{"$f":"INDEX(Lists!$C$12:$C$26, MATCH(H1884, Lists!$B$12:$B$26,0))","v":"HV"}]
[null,3592,1975,"Wood Creos Impregnated","Serviceable","Class 3",0,"lv",990,2022,110,"No",false,10,{"$f":"INDEX(Lists!$B$32:$B$40, MATCH(YEAR(TODAY())-C1885, Lists!$C$32:$C$40,1))","v":"41-50"},315.1267873219528,{"$f":"INDEX(Data!$E$24:$E$47, MATCH(F1885&D1885, Data!$B$24:$B$47,0))","v":1.0684339161496522E-3},{"$f":"SUMPRODUCT((Data!$B$58:$B$60=Model!$F1885)*(Data!$C$57:$K$57=Model!$O1885)*(Data!$C$58:$K$60))","v":3.2595928155551883},77.404071844448112,1,{"$f":"IF(E1885<>\"Serviceable\",E1885,INDEX(Lists!$D$6:$D$8, MATCH(T1885,Lists!$C$6:$C$8,0)))","v":"Serviceable"},{"$f":"INDEX(Lists!$C$12:$C$26, MATCH(H1885, Lists!$B$12:$B$26,0))","v":"LV"}]
[null,3593,1987,"Wood Untreated Dressed","Serviceable","Class 1",0,"lv",980,2023,130,"No",false,10,{"$f":"INDEX(Lists!$B$32:$B$40, MATCH(YEAR(TODAY())-C1886, Lists!$C$32:$C$40,1))","v":"31-40"},311.94368846011486,{"$f":"INDEX(Data!$E$24:$E$47, MATCH(F1886&D1886, Data!$B$24:$B$47,0))","v":1.9964561142097742E-3},{"$f":"SUMPRODUCT((Data!$B$58:$B$60=Model!$F1886)*(Data!$C$57:$K$57=Model!$O1886)*(Data!$C$58:$K$60))","v":3.0038452968326621},99.961547031673376,1,{"$f":"IF(E1886<>\"Serviceable\",E1886,INDEX(Lists!$D$6:$D$8, MATCH(T1886,Lists!$C$6:$C$8,0)))","v":"Serviceable"},{"$f":"INDEX(Lists!$C$12:$C$26, MATCH(H1886, Lists!$B$12:$B$26,0))","v":"LV"}]
[null,3594,1960,"Wood Creos Impregnated","Serviceable","Class 3",0,"lv/hv",1140,2021,100,"No",false,10,{"$f":"INDEX(Lists!$B$32:$B$40, MATCH(YEAR(TODAY())-C1887, Lists!$C$32:$C$40,1))","v":"61-70"},362.8732702495214,{"$f":"INDEX(Data!$E$24:$E$47, MATCH(F1887&D1887, Data!$B$24:$B$47,0))","v":1.0684339161496522E-3},{"$f":"SUMPRODUCT((Data!$B$58:$B$60=Model!$F1887)*(Data!$C$57:$K$57=Model!$O1887)*(Data!$C$58:$K$60))","v":1.9802031311051838},80.197968688948166,1,{"$f":"IF(E1887<>\"Serviceable\",E1887,INDEX(Lists!$D$6:$D$8, MATCH(T1887,Lists!$C$6:$C$8,0)))","v":"Serviceable"},{"$f":"INDEX(Lists!$C$12:$C$26, MATCH(H1887, Lists!$B$12:$B$26,0))","v":"HV"}]
[null,3595,1980,"Wood Creos Impregnated","Serviceable","Class 1",0,"lv",910,2022,100,"No",false,10,{"$f":"INDEX(Lists!$B$32:$B$40, MATCH(YEAR(TODAY())-C1888, Lists!$C$32:$C$40,1))","v":"41-50"},289.66199642724951,{"$f":"INDEX(Data!$E$24:$E$47, MATCH(F1888&D1888, Data!$B$24:$B$47,0))","v":9.9474993092014377E-4},{"$f":"SUMPRODUCT((Data!$B$58:$B$60=Model!$F1888)*(Data!$C$57:$K$57=Model!$O1888)*(Data!$C$58:$K$60))","v":1.7977578417715214},82.022421582284778,1,{"$f":"IF(E1888<>\"Serviceable\",E1888,INDEX(Lists!$D$6:$D$8, MATCH(T1888,Lists!$C$6:$C$8,0)))","v":"Serviceable"},{"$f":"INDEX(Lists!$C$12:$C$26, MATCH(H1888, Lists!$B$12:$B$26,0))","v":"LV"}]
[null,3596,1966,"Wood Creos Impregnated","Serviceable","Class 3",0,"lv",880,2023,90,"No",false,10,{"$f":"INDEX(Lists!$B$32:$B$40, MATCH(YEAR(TODAY())-C1889, Lists!$C$32:$C$40,1))","v":"51-60"},280.11269984173578,{"$f":"INDEX(Data!$E$24:$E$47, MATCH(F1889&D1889, Data!$B$24:$B$47,0))","v":1.0684339161496522E-3},{"$f":"SUMPRODUCT((Data!$B$58:$B$60=Model!$F1889)*(Data!$C$57:$K$57=Model!$O1889)*(Data!$C$58:$K$60))","v":2.6564859251595059},63.43514074840494,2,{"$f":"IF(E1889<>\"Serviceable\",E1889,INDEX(Lists!$D$6:$D$8, MATCH(T1889,Lists!$C$6:$C$8,0)))","v":"Limited Life"},{"$f":"INDEX(Lists!$C$12:$C$26, MATCH(H1889, Lists!$B$12:$B$26,0))","v":"LV"}]
[null,3598,1958,"Wood Creos Impregnated","Serviceable","Class 3",0,"lv",900,2022,80,"No",false,10,{"$f":"INDEX(Lists!$B$32:$B$40, MATCH(YEAR(TODAY())-C1890, Lists!$C$32:$C$40,1))","v":"61-70"},286.47889756541161,{"$f":"INDEX(Data!$E$24:$E$47, MATCH(F1890&D1890, Data!$B$24:$B$47,0))","v":1.0684339161496522E-3},{"$f":"SUMPRODUCT((Data!$B$58:$B$60=Model!$F1890)*(Data!$C$57:$K$57=Model!$O1890)*(Data!$C$58:$K$60))","v":1.9802031311051838},60.197968688948166,2,{"$f":"IF(E1890<>\"Serviceable\",E1890,INDEX(Lists!$D$6:$D$8, MATCH(T1890,Lists!$C$6:$C$8,0)))","v":"Limited Life"},{"$f":"INDEX(Lists!$C$12:$C$26, MATCH(H1890, Lists!$B$12:$B$26,0))","v":"LV"}]
[null,3600,1994,"Wood Untreated Dressed","Serviceable","Class 1",0,"lv/hv",942,2021,110,"No",false,10,{"$f":"INDEX(Lists!$B$32:$B$40, MATCH(YEAR(TODAY())-C1891, Lists!$C$32:$C$40,1))","v":"31-40"},299.8479127851308,{"$f":"INDEX(Data!$E$24:$E$47, MATCH(F1891&D1891, Data!$B$24:$B$47,0))","v":1.9964561142097742E-3},{"$f":"SUMPRODUCT((Data!$B$58:$B$60=Model!$F1891)*(Data!$C$57:$K$57=Model!$O1891)*(Data!$C$58:$K$60))","v":3.0038452968326621},79.961547031673376,1,{"$f":"IF(E1891<>\"Serviceable\",E1891,INDEX(Lists!$D$6:$D$8, MATCH(T1891,Lists!$C$6:$C$8,0)))","v":"Serviceable"},{"$f":"INDEX(Lists!$C$12:$C$26, MATCH(H1891, Lists!$B$12:$B$26,0))","v":"HV"}]
[null,3601,1958,"Wood Creos Impregnated","Serviceable","Class 3",0,"lv",900,2022,90,"No",false,10,{"$f":"INDEX(Lists!$B$32:$B$40, MATCH(YEAR(TODAY())-C1892, Lists!$C$32:$C$40,1))","v":"61-70"},286.47889756541161,{"$f":"INDEX(Data!$E$24:$E$47, MATCH(F1892&D1892, Data!$B$24:$B$47,0))","v":1.0684339161496522E-3},{"$f":"SUMPRODUCT((Data!$B$58:$B$60=Model!$F1892)*(Data!$C$57:$K$57=Model!$O1892)*(Data!$C$58:$K$60))","v":1.9802031311051838},70.197968688948166,1,{"$f":"IF(E1892<>\"Serviceable\",E1892,INDEX(Lists!$D$6:$D$8, MATCH(T1892,Lists!$C$6:$C$8,0)))","v":"Serviceable"},{"$f":"INDEX(Lists!$C$12:$C$26, MATCH(H1892, Lists!$B$12:$B$26,0))","v":"LV"}]
[null,3602,1984,"Wood Untreated Dressed","Serviceable","Class 1",0,"lv/hv",1020,2021,140,"No",false,10,{"$f":"INDEX(Lists!$B$32:$B$40, MATCH(YEAR(TODAY())-C1893, Lists!$C$32:$C$40,1))","v":"41-50"},324.67608390746648,{"$f":"INDEX(Data!$E$24:$E$47, MATCH(F1893&D1893, Data!$B$24:$B$47,0))","v":1.9964561142097742E-3},{"$f":"SUMPRODUCT((Data!$B$58:$B$60=Model!$F1893)*(Data!$C$57:$K$57=Model!$O1893)*(Data!$C$58:$K$60))","v":1.7977578417715214},122.02242158228478,1,{"$f":"IF(E1893<>\"Serviceable\",E1893,INDEX(Lists!$D$6:$D$8, MATCH(T1893,Lists!$C$6:$C$8,0)))","v":"Serviceable"},{"$f":"INDEX(Lists!$C$12:$C$26, MATCH(H1893, Lists!$B$12:$B$26,0))","v":"HV"}]
[null,3603,1976,"Wood Creos Impregnated","Serviceable","Class 3",0,"lv",990,2023,90,"No",false,10,{"$f":"INDEX(Lists!$B$32:$B$40, MATCH(YEAR(TODAY())-C1894, Lists!$C$32:$C$40,1))","v":"41-50"},315.1267873219528,{"$f":"INDEX(Data!$E$24:$E$47, MATCH(F1894&D1894, Data!$B$24:$B$47,0))","v":1.0684339161496522E-3},{"$f":"SUMPRODUCT((Data!$B$58:$B$60=Model!$F1894)*(Data!$C$57:$K$57=Model!$O1894)*(Data!$C$58:$K$60))","v":3.2595928155551883},57.404071844448119,2,{"$f":"IF(E1894<>\"Serviceable\",E1894,INDEX(Lists!$D$6:$D$8, MATCH(T1894,Lists!$C$6:$C$8,0)))","v":"Limited Life"},{"$f":"INDEX(Lists!$C$12:$C$26, MATCH(H1894, Lists!$B$12:$B$26,0))","v":"LV"}]
[null,3604,1979,"Wood Creos Impregnated","Serviceable","Class 2",0,"lv/hv",980,2022,110,"No",false,10,{"$f":"INDEX(Lists!$B$32:$B$40, MATCH(YEAR(TODAY())-C1895, Lists!$C$32:$C$40,1))","v":"41-50"},311.94368846011486,{"$f":"INDEX(Data!$E$24:$E$47, MATCH(F1895&D1895, Data!$B$24:$B$47,0))","v":1.6118836915297091E-3},{"$f":"SUMPRODUCT((Data!$B$58:$B$60=Model!$F1895)*(Data!$C$57:$K$57=Model!$O1895)*(Data!$C$58:$K$60))","v":3.126815166746074},78.731848332539258,1,{"$f":"IF(E1895<>\"Serviceable\",E1895,INDEX(Lists!$D$6:$D$8, MATCH(T1895,Lists!$C$6:$C$8,0)))","v":"Serviceable"},{"$f":"INDEX(Lists!$C$12:$C$26, MATCH(H1895, Lists!$B$12:$B$26,0))","v":"HV"}]
[null,3605,1975,"Wood Creos Impregnated","Serviceable","Class 3",0,"lv",999,2022,100,"No",false,10,{"$f":"INDEX(Lists!$B$32:$B$40, MATCH(YEAR(TODAY())-C1896, Lists!$C$32:$C$40,1))","v":"41-50"},317.99157629760691,{"$f":"INDEX(Data!$E$24:$E$47, MATCH(F1896&D1896, Data!$B$24:$B$47,0))","v":1.0684339161496522E-3},{"$f":"SUMPRODUCT((Data!$B$58:$B$60=Model!$F1896)*(Data!$C$57:$K$57=Model!$O1896)*(Data!$C$58:$K$60))","v":3.2595928155551883},67.404071844448112,2,{"$f":"IF(E1896<>\"Serviceable\",E1896,INDEX(Lists!$D$6:$D$8, MATCH(T1896,Lists!$C$6:$C$8,0)))","v":"Limited Life"},{"$f":"INDEX(Lists!$C$12:$C$26, MATCH(H1896, Lists!$B$12:$B$26,0))","v":"LV"}]
[null,3606,1933,"Wood Untreated Dressed","Serviceable","Class 1",0,"lv/future hv",700,2023,80,"No",false,10,{"$f":"INDEX(Lists!$B$32:$B$40, MATCH(YEAR(TODAY())-C1897, Lists!$C$32:$C$40,1))","v":"90+"},222.81692032865348,{"$f":"INDEX(Data!$E$24:$E$47, MATCH(F1897&D1897, Data!$B$24:$B$47,0))","v":1.9964561142097742E-3},{"$f":"SUMPRODUCT((Data!$B$58:$B$60=Model!$F1897)*(Data!$C$57:$K$57=Model!$O1897)*(Data!$C$58:$K$60))","v":1.4835341045333483},65.164658954666521,1,{"$f":"IF(E1897<>\"Serviceable\",E1897,INDEX(Lists!$D$6:$D$8, MATCH(T1897,Lists!$C$6:$C$8,0)))","v":"Serviceable"},{"$f":"INDEX(Lists!$C$12:$C$26, MATCH(H1897, Lists!$B$12:$B$26,0))","v":"LV"}]
[null,3607,1979,"Wood Creos Impregnated","Serviceable","Class 3",0,"lv/hv",930,2022,130,"No",false,10,{"$f":"INDEX(Lists!$B$32:$B$40, MATCH(YEAR(TODAY())-C1898, Lists!$C$32:$C$40,1))","v":"41-50"},296.02819415092534,{"$f":"INDEX(Data!$E$24:$E$47, MATCH(F1898&D1898, Data!$B$24:$B$47,0))","v":1.0684339161496522E-3},{"$f":"SUMPRODUCT((Data!$B$58:$B$60=Model!$F1898)*(Data!$C$57:$K$57=Model!$O1898)*(Data!$C$58:$K$60))","v":3.2595928155551883},97.404071844448112,1,{"$f":"IF(E1898<>\"Serviceable\",E1898,INDEX(Lists!$D$6:$D$8, MATCH(T1898,Lists!$C$6:$C$8,0)))","v":"Serviceable"},{"$f":"INDEX(Lists!$C$12:$C$26, MATCH(H1898, Lists!$B$12:$B$26,0))","v":"HV"}]
[null,3608,1982,"Wood Untreated Dressed","Serviceable","Class 1",0,"lv/hv",1120,2023,120,"No",false,10,{"$f":"INDEX(Lists!$B$32:$B$40, MATCH(YEAR(TODAY())-C1899, Lists!$C$32:$C$40,1))","v":"41-50"},356.50707252584556,{"$f":"INDEX(Data!$E$24:$E$47, MATCH(F1899&D1899, Data!$B$24:$B$47,0))","v":1.9964561142097742E-3},{"$f":"SUMPRODUCT((Data!$B$58:$B$60=Model!$F1899)*(Data!$C$57:$K$57=Model!$O1899)*(Data!$C$58:$K$60))","v":1.7977578417715214},102.02242158228478,1,{"$f":"IF(E1899<>\"Serviceable\",E1899,INDEX(Lists!$D$6:$D$8, MATCH(T1899,Lists!$C$6:$C$8,0)))","v":"Serviceable"},{"$f":"INDEX(Lists!$C$12:$C$26, MATCH(H1899, Lists!$B$12:$B$26,0))","v":"HV"}]
[null,3609,1979,"Wood Creos Impregnated","Serviceable","Class 2",0,"lv/hv",940,2022,80,"No",false,10,{"$f":"INDEX(Lists!$B$32:$B$40, MATCH(YEAR(TODAY())-C1900, Lists!$C$32:$C$40,1))","v":"41-50"},299.21129301276324,{"$f":"INDEX(Data!$E$24:$E$47, MATCH(F1900&D1900, Data!$B$24:$B$47,0))","v":1.6118836915297091E-3},{"$f":"SUMPRODUCT((Data!$B$58:$B$60=Model!$F1900)*(Data!$C$57:$K$57=Model!$O1900)*(Data!$C$58:$K$60))","v":3.126815166746074},48.731848332539258,2,{"$f":"IF(E1900<>\"Serviceable\",E1900,INDEX(Lists!$D$6:$D$8, MATCH(T1900,Lists!$C$6:$C$8,0)))","v":"Limited Life"},{"$f":"INDEX(Lists!$C$12:$C$26, MATCH(H1900, Lists!$B$12:$B$26,0))","v":"HV"}]
[null,3612,1979,"Wood Creos Impregnated","Serviceable","Class 3",0,"lv/hv",880,2022,100,"No",false,10,{"$f":"INDEX(Lists!$B$32:$B$40, MATCH(YEAR(TODAY())-C1901, Lists!$C$32:$C$40,1))","v":"41-50"},280.11269984173578,{"$f":"INDEX(Data!$E$24:$E$47, MATCH(F1901&D1901, Data!$B$24:$B$47,0))","v":1.0684339161496522E-3},{"$f":"SUMPRODUCT((Data!$B$58:$B$60=Model!$F1901)*(Data!$C$57:$K$57=Model!$O1901)*(Data!$C$58:$K$60))","v":3.2595928155551883},67.404071844448112,2,{"$f":"IF(E1901<>\"Serviceable\",E1901,INDEX(Lists!$D$6:$D$8, MATCH(T1901,Lists!$C$6:$C$8,0)))","v":"Limited Life"},{"$f":"INDEX(Lists!$C$12:$C$26, MATCH(H1901, Lists!$B$12:$B$26,0))","v":"HV"}]
[null,3615,1976,"Wood Creos Impregnated","Serviceable","Class 1",0,"lv/hv",880,2022,100,"No",false,10,{"$f":"INDEX(Lists!$B$32:$B$40, MATCH(YEAR(TODAY())-C1902, Lists!$C$32:$C$40,1))","v":"41-50"},280.11269984173578,{"$f":"INDEX(Data!$E$24:$E$47, MATCH(F1902&D1902, Data!$B$24:$B$47,0))","v":9.9474993092014377E-4},{"$f":"SUMPRODUCT((Data!$B$58:$B$60=Model!$F1902)*(Data!$C$57:$K$57=Model!$O1902)*(Data!$C$58:$K$60))","v":1.7977578417715214},82.022421582284778,1,{"$f":"IF(E1902<>\"Serviceable\",E1902,INDEX(Lists!$D$6:$D$8, MATCH(T1902,Lists!$C$6:$C$8,0)))","v":"Serviceable"},{"$f":"INDEX(Lists!$C$12:$C$26, MATCH(H1902, Lists!$B$12:$B$26,0))","v":"HV"}]
[null,3616,1982,"Wood Untreated Dressed","Serviceable","Class 1",0,"lv",848,2022,100,"No",false,10,{"$f":"INDEX(Lists!$B$32:$B$40, MATCH(YEAR(TODAY())-C1903, Lists!$C$32:$C$40,1))","v":"41-50"},269.92678348385448,{"$f":"INDEX(Data!$E$24:$E$47, MATCH(F1903&D1903, Data!$B$24:$B$47,0))","v":1.9964561142097742E-3},{"$f":"SUMPRODUCT((Data!$B$58:$B$60=Model!$F1903)*(Data!$C$57:$K$57=Model!$O1903)*(Data!$C$58:$K$60))","v":1.7977578417715214},82.022421582284778,1,{"$f":"IF(E1903<>\"Serviceable\",E1903,INDEX(Lists!$D$6:$D$8, MATCH(T1903,Lists!$C$6:$C$8,0)))","v":"Serviceable"},{"$f":"INDEX(Lists!$C$12:$C$26, MATCH(H1903, Lists!$B$12:$B$26,0))","v":"LV"}]
[null,3617,1938,"Wood Untreated Dressed","Serviceable","Class 1",0,"lv/hv",970,2023,110,"No",false,10,{"$f":"INDEX(Lists!$B$32:$B$40, MATCH(YEAR(TODAY())-C1904, Lists!$C$32:$C$40,1))","v":"81-90"},308.76058959827697,{"$f":"INDEX(Data!$E$24:$E$47, MATCH(F1904&D1904, Data!$B$24:$B$47,0))","v":1.9964561142097742E-3},{"$f":"SUMPRODUCT((Data!$B$58:$B$60=Model!$F1904)*(Data!$C$57:$K$57=Model!$O1904)*(Data!$C$58:$K$60))","v":2.8392735823590045},81.607264176409956,1,{"$f":"IF(E1904<>\"Serviceable\",E1904,INDEX(Lists!$D$6:$D$8, MATCH(T1904,Lists!$C$6:$C$8,0)))","v":"Serviceable"},{"$f":"INDEX(Lists!$C$12:$C$26, MATCH(H1904, Lists!$B$12:$B$26,0))","v":"HV"}]
[null,3618,1958,"Wood Creos Impregnated","Serviceable","Class 3",0,"lv",1030,2022,100,"No",false,10,{"$f":"INDEX(Lists!$B$32:$B$40, MATCH(YEAR(TODAY())-C1905, Lists!$C$32:$C$40,1))","v":"61-70"},327.85918276930443,{"$f":"INDEX(Data!$E$24:$E$47, MATCH(F1905&D1905, Data!$B$24:$B$47,0))","v":1.0684339161496522E-3},{"$f":"SUMPRODUCT((Data!$B$58:$B$60=Model!$F1905)*(Data!$C$57:$K$57=Model!$O1905)*(Data!$C$58:$K$60))","v":1.9802031311051838},80.197968688948166,1,{"$f":"IF(E1905<>\"Serviceable\",E1905,INDEX(Lists!$D$6:$D$8, MATCH(T1905,Lists!$C$6:$C$8,0)))","v":"Serviceable"},{"$f":"INDEX(Lists!$C$12:$C$26, MATCH(H1905, Lists!$B$12:$B$26,0))","v":"LV"}]
[null,3619,1988,"Wood Untreated Dressed","Serviceable","Class 1",0,"lv",940,2022,100,"No",false,10,{"$f":"INDEX(Lists!$B$32:$B$40, MATCH(YEAR(TODAY())-C1906, Lists!$C$32:$C$40,1))","v":"31-40"},299.21129301276324,{"$f":"INDEX(Data!$E$24:$E$47, MATCH(F1906&D1906, Data!$B$24:$B$47,0))","v":1.9964561142097742E-3},{"$f":"SUMPRODUCT((Data!$B$58:$B$60=Model!$F1906)*(Data!$C$57:$K$57=Model!$O1906)*(Data!$C$58:$K$60))","v":3.0038452968326621},69.961547031673376,1,{"$f":"IF(E1906<>\"Serviceable\",E1906,INDEX(Lists!$D$6:$D$8, MATCH(T1906,Lists!$C$6:$C$8,0)))","v":"Serviceable"},{"$f":"INDEX(Lists!$C$12:$C$26, MATCH(H1906, Lists!$B$12:$B$26,0))","v":"LV"}]
[null,3621,1986,"Wood Untreated Dressed","Serviceable","Class 1",0,"lv/hv",880,2022,100,"No",false,10,{"$f":"INDEX(Lists!$B$32:$B$40, MATCH(YEAR(TODAY())-C1907, Lists!$C$32:$C$40,1))","v":"31-40"},280.11269984173578,{"$f":"INDEX(Data!$E$24:$E$47, MATCH(F1907&D1907, Data!$B$24:$B$47,0))","v":1.9964561142097742E-3},{"$f":"SUMPRODUCT((Data!$B$58:$B$60=Model!$F1907)*(Data!$C$57:$K$57=Model!$O1907)*(Data!$C$58:$K$60))","v":3.0038452968326621},69.961547031673376,1,{"$f":"IF(E1907<>\"Serviceable\",E1907,INDEX(Lists!$D$6:$D$8, MATCH(T1907,Lists!$C$6:$C$8,0)))","v":"Serviceable"},{"$f":"INDEX(Lists!$C$12:$C$26, MATCH(H1907, Lists!$B$12:$B$26,0))","v":"HV"}]
[null,3623,1968,"Wood Untreated Round","Serviceable","Class 2",0,"lv/hv",910,2023,70,"No",false,10,{"$f":"INDEX(Lists!$B$32:$B$40, MATCH(YEAR(TODAY())-C1908, Lists!$C$32:$C$40,1))","v":"51-60"},289.66199642724951,{"$f":"INDEX(Data!$E$24:$E$47, MATCH(F1908&D1908, Data!$B$24:$B$47,0))","v":2.1997700016428453E-3},{"$f":"SUMPRODUCT((Data!$B$58:$B$60=Model!$F1908)*(Data!$C$57:$K$57=Model!$O1908)*(Data!$C$58:$K$60))","v":2.6773548093458861},43.226451906541143,2,{"$f":"IF(E1908<>\"Serviceable\",E1908,INDEX(Lists!$D$6:$D$8, MATCH(T1908,Lists!$C$6:$C$8,0)))","v":"Limited Life"},{"$f":"INDEX(Lists!$C$12:$C$26, MATCH(H1908, Lists!$B$12:$B$26,0))","v":"HV"}]
[null,3624,1979,"Wood Untreated Dressed","Serviceable","Class 1",0,"lv/hv",1000,2022,100,"No",false,10,{"$f":"INDEX(Lists!$B$32:$B$40, MATCH(YEAR(TODAY())-C1909, Lists!$C$32:$C$40,1))","v":"41-50"},318.3098861837907,{"$f":"INDEX(Data!$E$24:$E$47, MATCH(F1909&D1909, Data!$B$24:$B$47,0))","v":1.9964561142097742E-3},{"$f":"SUMPRODUCT((Data!$B$58:$B$60=Model!$F1909)*(Data!$C$57:$K$57=Model!$O1909)*(Data!$C$58:$K$60))","v":1.7977578417715214},82.022421582284778,1,{"$f":"IF(E1909<>\"Serviceable\",E1909,INDEX(Lists!$D$6:$D$8, MATCH(T1909,Lists!$C$6:$C$8,0)))","v":"Serviceable"},{"$f":"INDEX(Lists!$C$12:$C$26, MATCH(H1909, Lists!$B$12:$B$26,0))","v":"HV"}]
[null,3626,1982,"Wood Untreated Dressed","Serviceable","Class 1",0,"lv/hv",1005,2023,80,"No",false,10,{"$f":"INDEX(Lists!$B$32:$B$40, MATCH(YEAR(TODAY())-C1910, Lists!$C$32:$C$40,1))","v":"41-50"},319.90143561470961,{"$f":"INDEX(Data!$E$24:$E$47, MATCH(F1910&D1910, Data!$B$24:$B$47,0))","v":1.9964561142097742E-3},{"$f":"SUMPRODUCT((Data!$B$58:$B$60=Model!$F1910)*(Data!$C$57:$K$57=Model!$O1910)*(Data!$C$58:$K$60))","v":1.7977578417715214},62.022421582284785,1,{"$f":"IF(E1910<>\"Serviceable\",E1910,INDEX(Lists!$D$6:$D$8, MATCH(T1910,Lists!$C$6:$C$8,0)))","v":"Serviceable"},{"$f":"INDEX(Lists!$C$12:$C$26, MATCH(H1910, Lists!$B$12:$B$26,0))","v":"HV"}]
[null,3627,1979,"Wood Creos Impregnated","Serviceable","Class 3",0,"lv/hv",1090,2022,100,"No",false,10,{"$f":"INDEX(Lists!$B$32:$B$40, MATCH(YEAR(TODAY())-C1911, Lists!$C$32:$C$40,1))","v":"41-50"},346.95777594033183,{"$f":"INDEX(Data!$E$24:$E$47, MATCH(F1911&D1911, Data!$B$24:$B$47,0))","v":1.0684339161496522E-3},{"$f":"SUMPRODUCT((Data!$B$58:$B$60=Model!$F1911)*(Data!$C$57:$K$57=Model!$O1911)*(Data!$C$58:$K$60))","v":3.2595928155551883},67.404071844448112,2,{"$f":"IF(E1911<>\"Serviceable\",E1911,INDEX(Lists!$D$6:$D$8, MATCH(T1911,Lists!$C$6:$C$8,0)))","v":"Limited Life"},{"$f":"INDEX(Lists!$C$12:$C$26, MATCH(H1911, Lists!$B$12:$B$26,0))","v":"HV"}]
[null,3628,1984,"Wood Untreated Dressed","Serviceable","Class 1",0,"lv",1100,2021,120,"No",false,10,{"$f":"INDEX(Lists!$B$32:$B$40, MATCH(YEAR(TODAY())-C1912, Lists!$C$32:$C$40,1))","v":"41-50"},350.14087480216978,{"$f":"INDEX(Data!$E$24:$E$47, MATCH(F1912&D1912, Data!$B$24:$B$47,0))","v":1.9964561142097742E-3},{"$f":"SUMPRODUCT((Data!$B$58:$B$60=Model!$F1912)*(Data!$C$57:$K$57=Model!$O1912)*(Data!$C$58:$K$60))","v":1.7977578417715214},102.02242158228478,1,{"$f":"IF(E1912<>\"Serviceable\",E1912,INDEX(Lists!$D$6:$D$8, MATCH(T1912,Lists!$C$6:$C$8,0)))","v":"Serviceable"},{"$f":"INDEX(Lists!$C$12:$C$26, MATCH(H1912, Lists!$B$12:$B$26,0))","v":"LV"}]
[null,3629,1939,"Wood Untreated Dressed","Serviceable","Class 1",0,"lv",930,2023,100,"No",false,10,{"$f":"INDEX(Lists!$B$32:$B$40, MATCH(YEAR(TODAY())-C1913, Lists!$C$32:$C$40,1))","v":"81-90"},296.02819415092534,{"$f":"INDEX(Data!$E$24:$E$47, MATCH(F1913&D1913, Data!$B$24:$B$47,0))","v":1.9964561142097742E-3},{"$f":"SUMPRODUCT((Data!$B$58:$B$60=Model!$F1913)*(Data!$C$57:$K$57=Model!$O1913)*(Data!$C$58:$K$60))","v":2.8392735823590045},71.607264176409956,1,{"$f":"IF(E1913<>\"Serviceable\",E1913,INDEX(Lists!$D$6:$D$8, MATCH(T1913,Lists!$C$6:$C$8,0)))","v":"Serviceable"},{"$f":"INDEX(Lists!$C$12:$C$26, MATCH(H1913, Lists!$B$12:$B$26,0))","v":"LV"}]
[null,3631,1965,"Wood Creos Impregnated","Serviceable","Class 3",0,"lv",860,2023,80,"No",false,10,{"$f":"INDEX(Lists!$B$32:$B$40, MATCH(YEAR(TODAY())-C1914, Lists!$C$32:$C$40,1))","v":"51-60"},273.74650211805999,{"$f":"INDEX(Data!$E$24:$E$47, MATCH(F1914&D1914, Data!$B$24:$B$47,0))","v":1.0684339161496522E-3},{"$f":"SUMPRODUCT((Data!$B$58:$B$60=Model!$F1914)*(Data!$C$57:$K$57=Model!$O1914)*(Data!$C$58:$K$60))","v":2.6564859251595059},53.43514074840494,2,{"$f":"IF(E1914<>\"Serviceable\",E1914,INDEX(Lists!$D$6:$D$8, MATCH(T1914,Lists!$C$6:$C$8,0)))","v":"Limited Life"},{"$f":"INDEX(Lists!$C$12:$C$26, MATCH(H1914, Lists!$B$12:$B$26,0))","v":"LV"}]
[null,3632,1965,"Wood Creos Impregnated","Serviceable","Class 3",0,"lv",840,2021,85,"No",false,10,{"$f":"INDEX(Lists!$B$32:$B$40, MATCH(YEAR(TODAY())-C1915, Lists!$C$32:$C$40,1))","v":"51-60"},267.38030439438415,{"$f":"INDEX(Data!$E$24:$E$47, MATCH(F1915&D1915, Data!$B$24:$B$47,0))","v":1.0684339161496522E-3},{"$f":"SUMPRODUCT((Data!$B$58:$B$60=Model!$F1915)*(Data!$C$57:$K$57=Model!$O1915)*(Data!$C$58:$K$60))","v":2.6564859251595059},58.43514074840494,2,{"$f":"IF(E1915<>\"Serviceable\",E1915,INDEX(Lists!$D$6:$D$8, MATCH(T1915,Lists!$C$6:$C$8,0)))","v":"Limited Life"},{"$f":"INDEX(Lists!$C$12:$C$26, MATCH(H1915, Lists!$B$12:$B$26,0))","v":"LV"}]
[null,3633,1959,"Wood Untreated Round","Serviceable","Class 2",0,"lv/hv",900,2022,90,"No",false,10,{"$f":"INDEX(Lists!$B$32:$B$40, MATCH(YEAR(TODAY())-C1916, Lists!$C$32:$C$40,1))","v":"61-70"},286.47889756541161,{"$f":"INDEX(Data!$E$24:$E$47, MATCH(F1916&D1916, Data!$B$24:$B$47,0))","v":2.1997700016428453E-3},{"$f":"SUMPRODUCT((Data!$B$58:$B$60=Model!$F1916)*(Data!$C$57:$K$57=Model!$O1916)*(Data!$C$58:$K$60))","v":2.227481027604485},67.725189723955154,2,{"$f":"IF(E1916<>\"Serviceable\",E1916,INDEX(Lists!$D$6:$D$8, MATCH(T1916,Lists!$C$6:$C$8,0)))","v":"Limited Life"},{"$f":"INDEX(Lists!$C$12:$C$26, MATCH(H1916, Lists!$B$12:$B$26,0))","v":"HV"}]
[null,3634,1963,"Wood Creos Impregnated","Serviceable","Class 3",0,"lv",1120,2023,90,"No",false,10,{"$f":"INDEX(Lists!$B$32:$B$40, MATCH(YEAR(TODAY())-C1917, Lists!$C$32:$C$40,1))","v":"61-70"},356.50707252584556,{"$f":"INDEX(Data!$E$24:$E$47, MATCH(F1917&D1917, Data!$B$24:$B$47,0))","v":1.0684339161496522E-3},{"$f":"SUMPRODUCT((Data!$B$58:$B$60=Model!$F1917)*(Data!$C$57:$K$57=Model!$O1917)*(Data!$C$58:$K$60))","v":1.9802031311051838},70.197968688948166,1,{"$f":"IF(E1917<>\"Serviceable\",E1917,INDEX(Lists!$D$6:$D$8, MATCH(T1917,Lists!$C$6:$C$8,0)))","v":"Serviceable"},{"$f":"INDEX(Lists!$C$12:$C$26, MATCH(H1917, Lists!$B$12:$B$26,0))","v":"LV"}]
[null,3635,1967,"Wood Creos Impregnated","Serviceable","Class 3",0,"lv",840,2021,70,"No",false,10,{"$f":"INDEX(Lists!$B$32:$B$40, MATCH(YEAR(TODAY())-C1918, Lists!$C$32:$C$40,1))","v":"51-60"},267.38030439438415,{"$f":"INDEX(Data!$E$24:$E$47, MATCH(F1918&D1918, Data!$B$24:$B$47,0))","v":1.0684339161496522E-3},{"$f":"SUMPRODUCT((Data!$B$58:$B$60=Model!$F1918)*(Data!$C$57:$K$57=Model!$O1918)*(Data!$C$58:$K$60))","v":2.6564859251595059},43.43514074840494,2,{"$f":"IF(E1918<>\"Serviceable\",E1918,INDEX(Lists!$D$6:$D$8, MATCH(T1918,Lists!$C$6:$C$8,0)))","v":"Limited Life"},{"$f":"INDEX(Lists!$C$12:$C$26, MATCH(H1918, Lists!$B$12:$B$26,0))","v":"LV"}]
[null,3640,1936,"Wood Untreated Dressed","Serviceable","Class 1",0,"lv",790,2023,80,"No",false,10,{"$f":"INDEX(Lists!$B$32:$B$40, MATCH(YEAR(TODAY())-C1919, Lists!$C$32:$C$40,1))","v":"81-90"},251.46481008519464,{"$f":"INDEX(Data!$E$24:$E$47, MATCH(F1919&D1919, Data!$B$24:$B$47,0))","v":1.9964561142097742E-3},{"$f":"SUMPRODUCT((Data!$B$58:$B$60=Model!$F1919)*(Data!$C$57:$K$57=Model!$O1919)*(Data!$C$58:$K$60))","v":2.8392735823590045},51.607264176409956,1,{"$f":"IF(E1919<>\"Serviceable\",E1919,INDEX(Lists!$D$6:$D$8, MATCH(T1919,Lists!$C$6:$C$8,0)))","v":"Serviceable"},{"$f":"INDEX(Lists!$C$12:$C$26, MATCH(H1919, Lists!$B$12:$B$26,0))","v":"LV"}]
[null,3641,1935,"Wood Untreated Dressed","Serviceable","Class 1",0,"lv",999,2022,60,"No",false,10,{"$f":"INDEX(Lists!$B$32:$B$40, MATCH(YEAR(TODAY())-C1920, Lists!$C$32:$C$40,1))","v":"81-90"},317.99157629760691,{"$f":"INDEX(Data!$E$24:$E$47, MATCH(F1920&D1920, Data!$B$24:$B$47,0))","v":1.9964561142097742E-3},{"$f":"SUMPRODUCT((Data!$B$58:$B$60=Model!$F1920)*(Data!$C$57:$K$57=Model!$O1920)*(Data!$C$58:$K$60))","v":2.8392735823590045},31.607264176409956,2,{"$f":"IF(E1920<>\"Serviceable\",E1920,INDEX(Lists!$D$6:$D$8, MATCH(T1920,Lists!$C$6:$C$8,0)))","v":"Limited Life"},{"$f":"INDEX(Lists!$C$12:$C$26, MATCH(H1920, Lists!$B$12:$B$26,0))","v":"LV"}]
[null,3642,1987,"Wood Untreated Dressed","Serviceable","Class 1",0,"lv",930,2022,150,"No",false,10,{"$f":"INDEX(Lists!$B$32:$B$40, MATCH(YEAR(TODAY())-C1921, Lists!$C$32:$C$40,1))","v":"31-40"},296.02819415092534,{"$f":"INDEX(Data!$E$24:$E$47, MATCH(F1921&D1921, Data!$B$24:$B$47,0))","v":1.9964561142097742E-3},{"$f":"SUMPRODUCT((Data!$B$58:$B$60=Model!$F1921)*(Data!$C$57:$K$57=Model!$O1921)*(Data!$C$58:$K$60))","v":3.0038452968326621},119.96154703167338,1,{"$f":"IF(E1921<>\"Serviceable\",E1921,INDEX(Lists!$D$6:$D$8, MATCH(T1921,Lists!$C$6:$C$8,0)))","v":"Serviceable"},{"$f":"INDEX(Lists!$C$12:$C$26, MATCH(H1921, Lists!$B$12:$B$26,0))","v":"LV"}]
[null,3643,1935,"Wood Untreated Dressed","Serviceable","Unknown",0,"lv",880,2023,110,"No",false,10,{"$f":"INDEX(Lists!$B$32:$B$40, MATCH(YEAR(TODAY())-C1922, Lists!$C$32:$C$40,1))","v":"81-90"},280.11269984173578,{"$f":"INDEX(Data!$E$24:$E$47, MATCH(F1922&D1922, Data!$B$24:$B$47,0))","v":1.8301435406698563E-3},{"$f":"SUMPRODUCT((Data!$B$58:$B$60=Model!$F1922)*(Data!$C$57:$K$57=Model!$O1922)*(Data!$C$58:$K$60))","v":0},110,1,{"$f":"IF(E1922<>\"Serviceable\",E1922,INDEX(Lists!$D$6:$D$8, MATCH(T1922,Lists!$C$6:$C$8,0)))","v":"Serviceable"},{"$f":"INDEX(Lists!$C$12:$C$26, MATCH(H1922, Lists!$B$12:$B$26,0))","v":"LV"}]
[null,3648,1959,"Wood Creos Impregnated","Serviceable","Class 3",0,"lv",940,2022,70,"No",false,10,{"$f":"INDEX(Lists!$B$32:$B$40, MATCH(YEAR(TODAY())-C1923, Lists!$C$32:$C$40,1))","v":"61-70"},299.21129301276324,{"$f":"INDEX(Data!$E$24:$E$47, MATCH(F1923&D1923, Data!$B$24:$B$47,0))","v":1.0684339161496522E-3},{"$f":"SUMPRODUCT((Data!$B$58:$B$60=Model!$F1923)*(Data!$C$57:$K$57=Model!$O1923)*(Data!$C$58:$K$60))","v":1.9802031311051838},50.197968688948166,2,{"$f":"IF(E1923<>\"Serviceable\",E1923,INDEX(Lists!$D$6:$D$8, MATCH(T1923,Lists!$C$6:$C$8,0)))","v":"Limited Life"},{"$f":"INDEX(Lists!$C$12:$C$26, MATCH(H1923, Lists!$B$12:$B$26,0))","v":"LV"}]
[null,3649,1978,"Wood Untreated Dressed","Serviceable","Class 1",0,"lv",750,2023,80,"No",false,10,{"$f":"INDEX(Lists!$B$32:$B$40, MATCH(YEAR(TODAY())-C1924, Lists!$C$32:$C$40,1))","v":"41-50"},238.73241463784302,{"$f":"INDEX(Data!$E$24:$E$47, MATCH(F1924&D1924, Data!$B$24:$B$47,0))","v":1.9964561142097742E-3},{"$f":"SUMPRODUCT((Data!$B$58:$B$60=Model!$F1924)*(Data!$C$57:$K$57=Model!$O1924)*(Data!$C$58:$K$60))","v":1.7977578417715214},62.022421582284785,1,{"$f":"IF(E1924<>\"Serviceable\",E1924,INDEX(Lists!$D$6:$D$8, MATCH(T1924,Lists!$C$6:$C$8,0)))","v":"Serviceable"},{"$f":"INDEX(Lists!$C$12:$C$26, MATCH(H1924, Lists!$B$12:$B$26,0))","v":"LV"}]
[null,3651,1986,"Wood Untreated Dressed","Serviceable","Class 1",0,"lv",950,2022,140,"No",false,10,{"$f":"INDEX(Lists!$B$32:$B$40, MATCH(YEAR(TODAY())-C1925, Lists!$C$32:$C$40,1))","v":"31-40"},302.39439187460113,{"$f":"INDEX(Data!$E$24:$E$47, MATCH(F1925&D1925, Data!$B$24:$B$47,0))","v":1.9964561142097742E-3},{"$f":"SUMPRODUCT((Data!$B$58:$B$60=Model!$F1925)*(Data!$C$57:$K$57=Model!$O1925)*(Data!$C$58:$K$60))","v":3.0038452968326621},109.96154703167338,1,{"$f":"IF(E1925<>\"Serviceable\",E1925,INDEX(Lists!$D$6:$D$8, MATCH(T1925,Lists!$C$6:$C$8,0)))","v":"Serviceable"},{"$f":"INDEX(Lists!$C$12:$C$26, MATCH(H1925, Lists!$B$12:$B$26,0))","v":"LV"}]
[null,3654,1978,"Wood Creos Impregnated","Serviceable","Class 3",0,"lv",1080,2022,90,"No",false,10,{"$f":"INDEX(Lists!$B$32:$B$40, MATCH(YEAR(TODAY())-C1926, Lists!$C$32:$C$40,1))","v":"41-50"},343.77467707849394,{"$f":"INDEX(Data!$E$24:$E$47, MATCH(F1926&D1926, Data!$B$24:$B$47,0))","v":1.0684339161496522E-3},{"$f":"SUMPRODUCT((Data!$B$58:$B$60=Model!$F1926)*(Data!$C$57:$K$57=Model!$O1926)*(Data!$C$58:$K$60))","v":3.2595928155551883},57.404071844448119,2,{"$f":"IF(E1926<>\"Serviceable\",E1926,INDEX(Lists!$D$6:$D$8, MATCH(T1926,Lists!$C$6:$C$8,0)))","v":"Limited Life"},{"$f":"INDEX(Lists!$C$12:$C$26, MATCH(H1926, Lists!$B$12:$B$26,0))","v":"LV"}]
[null,3655,1978,"Wood Untreated Dressed","Serviceable","Class 1",0,"lv",920,2023,110,"No",false,10,{"$f":"INDEX(Lists!$B$32:$B$40, MATCH(YEAR(TODAY())-C1927, Lists!$C$32:$C$40,1))","v":"41-50"},292.84509528908745,{"$f":"INDEX(Data!$E$24:$E$47, MATCH(F1927&D1927, Data!$B$24:$B$47,0))","v":1.9964561142097742E-3},{"$f":"SUMPRODUCT((Data!$B$58:$B$60=Model!$F1927)*(Data!$C$57:$K$57=Model!$O1927)*(Data!$C$58:$K$60))","v":1.7977578417715214},92.022421582284778,1,{"$f":"IF(E1927<>\"Serviceable\",E1927,INDEX(Lists!$D$6:$D$8, MATCH(T1927,Lists!$C$6:$C$8,0)))","v":"Serviceable"},{"$f":"INDEX(Lists!$C$12:$C$26, MATCH(H1927, Lists!$B$12:$B$26,0))","v":"LV"}]
[null,3657,1958,"Wood Creos Impregnated","Serviceable","Class 3",0,"lv",900,2022,80,"No",false,{"$f":"IF(L1928=\"No\",ROUND((End_year-J1928)/5,0)*5,ROUND((End_year-J1928)/3,0)*3)","v":10},{"$f":"INDEX(Lists!$B$32:$B$40, MATCH(YEAR(TODAY())-C1928, Lists!$C$32:$C$40,1))","v":"61-70"},286.47889756541161,{"$f":"INDEX(Data!$E$24:$E$47, MATCH(F1928&D1928, Data!$B$24:$B$47,0))","v":1.0684339161496522E-3},{"$f":"SUMPRODUCT((Data!$B$58:$B$60=Model!$F1928)*(Data!$C$57:$K$57=Model!$O1928)*(Data!$C$58:$K$60))","v":1.9802031311051838},{"$f":"IF(IF(K1928>=700,999,(K1928-R1928*N1928))<0,0,IF(K1928>=700,999,(K1928-R1928*N1928)))","v":60.197968688948166},{"$f":"IF(S1928<30,3,IF(AND(F1928=\"Class 1\",S1928<50),2,IF(AND(F1928=\"Class 1\",S1928>=50),1,IF(S1928<70,2,1))))","v":2},{"$f":"IF(E1928<>\"Serviceable\",E1928,INDEX(Lists!$D$6:$D$8, MATCH(T1928,Lists!$C$6:$C$8,0)))","v":"Limited Life"},{"$f":"INDEX(Lists!$C$12:$C$26, MATCH(H1928, Lists!$B$12:$B$26,0))","v":"LV"}]
[null,3662,1974,"Wood Creos Impregnated","Serviceable","Class 3",0,"lv",940,2021,110,"No",{"$f":"IF(G1929=0,FALSE,TRUE)","v":false},10,{"$f":"INDEX(Lists!$B$32:$B$40, MATCH(YEAR(TODAY())-C1929, Lists!$C$32:$C$40,1))","v":"51-60"},{"$f":"I1929/PI()","v":299.21129301276324},{"$f":"INDEX(Data!$E$24:$E$47, MATCH(F1929&D1929, Data!$B$24:$B$47,0))","v":1.0684339161496522E-3},{"$f":"SUMPRODUCT((Data!$B$58:$B$60=Model!$F1929)*(Data!$C$57:$K$57=Model!$O1929)*(Data!$C$58:$K$60))","v":2.6564859251595059},83.435140748404933,1,{"$f":"IF(E1929<>\"Serviceable\",E1929,INDEX(Lists!$D$6:$D$8, MATCH(T1929,Lists!$C$6:$C$8,0)))","v":"Serviceable"},{"$f":"INDEX(Lists!$C$12:$C$26, MATCH(H1929, Lists!$B$12:$B$26,0))","v":"LV"}]
[null,3663,1975,"Wood Creos Impregnated","Serviceable","Class 1",0,"lv",810,2022,90,"No",false,10,{"$f":"INDEX(Lists!$B$32:$B$40, MATCH(YEAR(TODAY())-C1930, Lists!$C$32:$C$40,1))","v":"41-50"},257.83100780887048,{"$f":"INDEX(Data!$E$24:$E$47, MATCH(F1930&D1930, Data!$B$24:$B$47,0))","v":9.9474993092014377E-4},{"$f":"SUMPRODUCT((Data!$B$58:$B$60=Model!$F1930)*(Data!$C$57:$K$57=Model!$O1930)*(Data!$C$58:$K$60))","v":1.7977578417715214},72.022421582284778,1,{"$f":"IF(E1930<>\"Serviceable\",E1930,INDEX(Lists!$D$6:$D$8, MATCH(T1930,Lists!$C$6:$C$8,0)))","v":"Serviceable"},{"$f":"INDEX(Lists!$C$12:$C$26, MATCH(H1930, Lists!$B$12:$B$26,0))","v":"LV"}]
[null,3665,1965,"Wood Creos Impregnated","Serviceable","Class 3",0,"lv/hv",840,2021,80,"No",false,10,{"$f":"INDEX(Lists!$B$32:$B$40, MATCH(YEAR(TODAY())-C1931, Lists!$C$32:$C$40,1))","v":"51-60"},267.38030439438415,{"$f":"INDEX(Data!$E$24:$E$47, MATCH(F1931&D1931, Data!$B$24:$B$47,0))","v":1.0684339161496522E-3},{"$f":"SUMPRODUCT((Data!$B$58:$B$60=Model!$F1931)*(Data!$C$57:$K$57=Model!$O1931)*(Data!$C$58:$K$60))","v":2.6564859251595059},53.43514074840494,2,{"$f":"IF(E1931<>\"Serviceable\",E1931,INDEX(Lists!$D$6:$D$8, MATCH(T1931,Lists!$C$6:$C$8,0)))","v":"Limited Life"},{"$f":"INDEX(Lists!$C$12:$C$26, MATCH(H1931, Lists!$B$12:$B$26,0))","v":"HV"}]
[null,3668,1965,"Wood Creos Impregnated","Serviceable","Class 3",0,"lv/hv",940,2021,100,"No",false,10,{"$f":"INDEX(Lists!$B$32:$B$40, MATCH(YEAR(TODAY())-C1932, Lists!$C$32:$C$40,1))","v":"51-60"},299.21129301276324,{"$f":"INDEX(Data!$E$24:$E$47, MATCH(F1932&D1932, Data!$B$24:$B$47,0))","v":1.0684339161496522E-3},{"$f":"SUMPRODUCT((Data!$B$58:$B$60=Model!$F1932)*(Data!$C$57:$K$57=Model!$O1932)*(Data!$C$58:$K$60))","v":2.6564859251595059},73.435140748404933,1,{"$f":"IF(E1932<>\"Serviceable\",E1932,INDEX(Lists!$D$6:$D$8, MATCH(T1932,Lists!$C$6:$C$8,0)))","v":"Serviceable"},{"$f":"INDEX(Lists!$C$12:$C$26, MATCH(H1932, Lists!$B$12:$B$26,0))","v":"HV"}]
[null,3669,1958,"Wood Creos Impregnated","Serviceable","Class 3",0,"lv",801,2022,90,"No",false,10,{"$f":"INDEX(Lists!$B$32:$B$40, MATCH(YEAR(TODAY())-C1933, Lists!$C$32:$C$40,1))","v":"61-70"},254.96621883321635,{"$f":"INDEX(Data!$E$24:$E$47, MATCH(F1933&D1933, Data!$B$24:$B$47,0))","v":1.0684339161496522E-3},{"$f":"SUMPRODUCT((Data!$B$58:$B$60=Model!$F1933)*(Data!$C$57:$K$57=Model!$O1933)*(Data!$C$58:$K$60))","v":1.9802031311051838},70.197968688948166,1,{"$f":"IF(E1933<>\"Serviceable\",E1933,INDEX(Lists!$D$6:$D$8, MATCH(T1933,Lists!$C$6:$C$8,0)))","v":"Serviceable"},{"$f":"INDEX(Lists!$C$12:$C$26, MATCH(H1933, Lists!$B$12:$B$26,0))","v":"LV"}]
[null,3671,1990,"Wood Untreated Dressed","Serviceable","Class 1",0,"lv/hv",1160,2021,100,"No",false,10,{"$f":"INDEX(Lists!$B$32:$B$40, MATCH(YEAR(TODAY())-C1934, Lists!$C$32:$C$40,1))","v":"31-40"},369.23946797319718,{"$f":"INDEX(Data!$E$24:$E$47, MATCH(F1934&D1934, Data!$B$24:$B$47,0))","v":1.9964561142097742E-3},{"$f":"SUMPRODUCT((Data!$B$58:$B$60=Model!$F1934)*(Data!$C$57:$K$57=Model!$O1934)*(Data!$C$58:$K$60))","v":3.0038452968326621},69.961547031673376,1,{"$f":"IF(E1934<>\"Serviceable\",E1934,INDEX(Lists!$D$6:$D$8, MATCH(T1934,Lists!$C$6:$C$8,0)))","v":"Serviceable"},{"$f":"INDEX(Lists!$C$12:$C$26, MATCH(H1934, Lists!$B$12:$B$26,0))","v":"HV"}]
[null,3677,1965,"Wood Creos Impregnated","Serviceable","Class 3",0,"lv/hv",790,2021,100,"No",false,10,{"$f":"INDEX(Lists!$B$32:$B$40, MATCH(YEAR(TODAY())-C1935, Lists!$C$32:$C$40,1))","v":"51-60"},251.46481008519464,{"$f":"INDEX(Data!$E$24:$E$47, MATCH(F1935&D1935, Data!$B$24:$B$47,0))","v":1.0684339161496522E-3},{"$f":"SUMPRODUCT((Data!$B$58:$B$60=Model!$F1935)*(Data!$C$57:$K$57=Model!$O1935)*(Data!$C$58:$K$60))","v":2.6564859251595059},73.435140748404933,1,{"$f":"IF(E1935<>\"Serviceable\",E1935,INDEX(Lists!$D$6:$D$8, MATCH(T1935,Lists!$C$6:$C$8,0)))","v":"Serviceable"},{"$f":"INDEX(Lists!$C$12:$C$26, MATCH(H1935, Lists!$B$12:$B$26,0))","v":"HV"}]
[null,3678,1958,"Wood Creos Impregnated","Serviceable","Class 3",0,"lv",942,2022,90,"No",false,10,{"$f":"INDEX(Lists!$B$32:$B$40, MATCH(YEAR(TODAY())-C1936, Lists!$C$32:$C$40,1))","v":"61-70"},299.8479127851308,{"$f":"INDEX(Data!$E$24:$E$47, MATCH(F1936&D1936, Data!$B$24:$B$47,0))","v":1.0684339161496522E-3},{"$f":"SUMPRODUCT((Data!$B$58:$B$60=Model!$F1936)*(Data!$C$57:$K$57=Model!$O1936)*(Data!$C$58:$K$60))","v":1.9802031311051838},70.197968688948166,1,{"$f":"IF(E1936<>\"Serviceable\",E1936,INDEX(Lists!$D$6:$D$8, MATCH(T1936,Lists!$C$6:$C$8,0)))","v":"Serviceable"},{"$f":"INDEX(Lists!$C$12:$C$26, MATCH(H1936, Lists!$B$12:$B$26,0))","v":"LV"}]
[null,3683,1988,"Wood Untreated Dressed","Serviceable","Class 1",0,"lv",980,2022,100,"No",false,10,{"$f":"INDEX(Lists!$B$32:$B$40, MATCH(YEAR(TODAY())-C1937, Lists!$C$32:$C$40,1))","v":"31-40"},311.94368846011486,{"$f":"INDEX(Data!$E$24:$E$47, MATCH(F1937&D1937, Data!$B$24:$B$47,0))","v":1.9964561142097742E-3},{"$f":"SUMPRODUCT((Data!$B$58:$B$60=Model!$F1937)*(Data!$C$57:$K$57=Model!$O1937)*(Data!$C$58:$K$60))","v":3.0038452968326621},69.961547031673376,1,{"$f":"IF(E1937<>\"Serviceable\",E1937,INDEX(Lists!$D$6:$D$8, MATCH(T1937,Lists!$C$6:$C$8,0)))","v":"Serviceable"},{"$f":"INDEX(Lists!$C$12:$C$26, MATCH(H1937, Lists!$B$12:$B$26,0))","v":"LV"}]
[null,3686,1965,"Wood Creos Impregnated","Serviceable","Class 3",0,"lv/hv",830,2021,100,"No",false,10,{"$f":"INDEX(Lists!$B$32:$B$40, MATCH(YEAR(TODAY())-C1938, Lists!$C$32:$C$40,1))","v":"51-60"},264.19720553254626,{"$f":"INDEX(Data!$E$24:$E$47, MATCH(F1938&D1938, Data!$B$24:$B$47,0))","v":1.0684339161496522E-3},{"$f":"SUMPRODUCT((Data!$B$58:$B$60=Model!$F1938)*(Data!$C$57:$K$57=Model!$O1938)*(Data!$C$58:$K$60))","v":2.6564859251595059},73.435140748404933,1,{"$f":"IF(E1938<>\"Serviceable\",E1938,INDEX(Lists!$D$6:$D$8, MATCH(T1938,Lists!$C$6:$C$8,0)))","v":"Serviceable"},{"$f":"INDEX(Lists!$C$12:$C$26, MATCH(H1938, Lists!$B$12:$B$26,0))","v":"HV"}]
[null,3688,1999,"Wood Untreated Dressed","Serviceable","Unknown",0,"lv",710,2023,90,"No",false,10,{"$f":"INDEX(Lists!$B$32:$B$40, MATCH(YEAR(TODAY())-C1939, Lists!$C$32:$C$40,1))","v":"21-30"},226.00001919049137,{"$f":"INDEX(Data!$E$24:$E$47, MATCH(F1939&D1939, Data!$B$24:$B$47,0))","v":1.8301435406698563E-3},{"$f":"SUMPRODUCT((Data!$B$58:$B$60=Model!$F1939)*(Data!$C$57:$K$57=Model!$O1939)*(Data!$C$58:$K$60))","v":0},90,1,{"$f":"IF(E1939<>\"Serviceable\",E1939,INDEX(Lists!$D$6:$D$8, MATCH(T1939,Lists!$C$6:$C$8,0)))","v":"Serviceable"},{"$f":"INDEX(Lists!$C$12:$C$26, MATCH(H1939, Lists!$B$12:$B$26,0))","v":"LV"}]
[null,3690,1974,"Wood Creos Impregnated","Serviceable","Class 3",0,"lv",848,2022,120,"No",false,10,{"$f":"INDEX(Lists!$B$32:$B$40, MATCH(YEAR(TODAY())-C1940, Lists!$C$32:$C$40,1))","v":"51-60"},269.92678348385448,{"$f":"INDEX(Data!$E$24:$E$47, MATCH(F1940&D1940, Data!$B$24:$B$47,0))","v":1.0684339161496522E-3},{"$f":"SUMPRODUCT((Data!$B$58:$B$60=Model!$F1940)*(Data!$C$57:$K$57=Model!$O1940)*(Data!$C$58:$K$60))","v":2.6564859251595059},93.435140748404933,1,{"$f":"IF(E1940<>\"Serviceable\",E1940,INDEX(Lists!$D$6:$D$8, MATCH(T1940,Lists!$C$6:$C$8,0)))","v":"Serviceable"},{"$f":"INDEX(Lists!$C$12:$C$26, MATCH(H1940, Lists!$B$12:$B$26,0))","v":"LV"}]
[null,3692,1965,"Wood Creos Impregnated","Serviceable","Class 3",0,"lv/hv",1068,2022,90,"No",false,10,{"$f":"INDEX(Lists!$B$32:$B$40, MATCH(YEAR(TODAY())-C1941, Lists!$C$32:$C$40,1))","v":"51-60"},339.95495844428842,{"$f":"INDEX(Data!$E$24:$E$47, MATCH(F1941&D1941, Data!$B$24:$B$47,0))","v":1.0684339161496522E-3},{"$f":"SUMPRODUCT((Data!$B$58:$B$60=Model!$F1941)*(Data!$C$57:$K$57=Model!$O1941)*(Data!$C$58:$K$60))","v":2.6564859251595059},63.43514074840494,2,{"$f":"IF(E1941<>\"Serviceable\",E1941,INDEX(Lists!$D$6:$D$8, MATCH(T1941,Lists!$C$6:$C$8,0)))","v":"Limited Life"},{"$f":"INDEX(Lists!$C$12:$C$26, MATCH(H1941, Lists!$B$12:$B$26,0))","v":"HV"}]
[null,3697,1959,"Wood Creos Impregnated","Limited Life","Class 3",0,"lv",723,2023,40,"No",false,10,{"$f":"INDEX(Lists!$B$32:$B$40, MATCH(YEAR(TODAY())-C1942, Lists!$C$32:$C$40,1))","v":"61-70"},230.13804771088067,{"$f":"INDEX(Data!$E$24:$E$47, MATCH(F1942&D1942, Data!$B$24:$B$47,0))","v":1.0684339161496522E-3},{"$f":"SUMPRODUCT((Data!$B$58:$B$60=Model!$F1942)*(Data!$C$57:$K$57=Model!$O1942)*(Data!$C$58:$K$60))","v":1.9802031311051838},20.197968688948162,3,{"$f":"IF(E1942<>\"Serviceable\",E1942,INDEX(Lists!$D$6:$D$8, MATCH(T1942,Lists!$C$6:$C$8,0)))","v":"Limited Life"},{"$f":"INDEX(Lists!$C$12:$C$26, MATCH(H1942, Lists!$B$12:$B$26,0))","v":"LV"}]
[null,3698,1965,"Wood Creos Impregnated","Serviceable","Class 3",0,"lv",1050,2020,90,"No",false,10,{"$f":"INDEX(Lists!$B$32:$B$40, MATCH(YEAR(TODAY())-C1943, Lists!$C$32:$C$40,1))","v":"51-60"},334.22538049298021,{"$f":"INDEX(Data!$E$24:$E$47, MATCH(F1943&D1943, Data!$B$24:$B$47,0))","v":1.0684339161496522E-3},{"$f":"SUMPRODUCT((Data!$B$58:$B$60=Model!$F1943)*(Data!$C$57:$K$57=Model!$O1943)*(Data!$C$58:$K$60))","v":2.6564859251595059},63.43514074840494,2,{"$f":"IF(E1943<>\"Serviceable\",E1943,INDEX(Lists!$D$6:$D$8, MATCH(T1943,Lists!$C$6:$C$8,0)))","v":"Limited Life"},{"$f":"INDEX(Lists!$C$12:$C$26, MATCH(H1943, Lists!$B$12:$B$26,0))","v":"LV"}]
[null,3700,1982,"Wood Untreated Dressed","Serviceable","Class 1",0,"lv",848,2023,100,"No",false,10,{"$f":"INDEX(Lists!$B$32:$B$40, MATCH(YEAR(TODAY())-C1944, Lists!$C$32:$C$40,1))","v":"41-50"},269.92678348385448,{"$f":"INDEX(Data!$E$24:$E$47, MATCH(F1944&D1944, Data!$B$24:$B$47,0))","v":1.9964561142097742E-3},{"$f":"SUMPRODUCT((Data!$B$58:$B$60=Model!$F1944)*(Data!$C$57:$K$57=Model!$O1944)*(Data!$C$58:$K$60))","v":1.7977578417715214},82.022421582284778,1,{"$f":"IF(E1944<>\"Serviceable\",E1944,INDEX(Lists!$D$6:$D$8, MATCH(T1944,Lists!$C$6:$C$8,0)))","v":"Serviceable"},{"$f":"INDEX(Lists!$C$12:$C$26, MATCH(H1944, Lists!$B$12:$B$26,0))","v":"LV"}]
[null,3704,1941,"Wood Untreated Dressed","Serviceable","Class 1",0,"lv",940,2020,100,"No",false,10,{"$f":"INDEX(Lists!$B$32:$B$40, MATCH(YEAR(TODAY())-C1945, Lists!$C$32:$C$40,1))","v":"81-90"},299.21129301276324,{"$f":"INDEX(Data!$E$24:$E$47, MATCH(F1945&D1945, Data!$B$24:$B$47,0))","v":1.9964561142097742E-3},{"$f":"SUMPRODUCT((Data!$B$58:$B$60=Model!$F1945)*(Data!$C$57:$K$57=Model!$O1945)*(Data!$C$58:$K$60))","v":2.8392735823590045},71.607264176409956,1,{"$f":"IF(E1945<>\"Serviceable\",E1945,INDEX(Lists!$D$6:$D$8, MATCH(T1945,Lists!$C$6:$C$8,0)))","v":"Serviceable"},{"$f":"INDEX(Lists!$C$12:$C$26, MATCH(H1945, Lists!$B$12:$B$26,0))","v":"LV"}]
[null,3706,1995,"Wood Untreated Dressed","Serviceable","Class 1",0,"lv/hv",1050,2023,130,"No",false,10,{"$f":"INDEX(Lists!$B$32:$B$40, MATCH(YEAR(TODAY())-C1946, Lists!$C$32:$C$40,1))","v":"21-30"},334.22538049298021,{"$f":"INDEX(Data!$E$24:$E$47, MATCH(F1946&D1946, Data!$B$24:$B$47,0))","v":1.9964561142097742E-3},{"$f":"SUMPRODUCT((Data!$B$58:$B$60=Model!$F1946)*(Data!$C$57:$K$57=Model!$O1946)*(Data!$C$58:$K$60))","v":2.1651652228345815},108.34834777165419,1,{"$f":"IF(E1946<>\"Serviceable\",E1946,INDEX(Lists!$D$6:$D$8, MATCH(T1946,Lists!$C$6:$C$8,0)))","v":"Serviceable"},{"$f":"INDEX(Lists!$C$12:$C$26, MATCH(H1946, Lists!$B$12:$B$26,0))","v":"HV"}]
[null,3709,1940,"Wood Untreated Dressed","Serviceable","Class 1",0,"lv",850,2019,100,"No",false,10,{"$f":"INDEX(Lists!$B$32:$B$40, MATCH(YEAR(TODAY())-C1947, Lists!$C$32:$C$40,1))","v":"81-90"},270.5634032562221,{"$f":"INDEX(Data!$E$24:$E$47, MATCH(F1947&D1947, Data!$B$24:$B$47,0))","v":1.9964561142097742E-3},{"$f":"SUMPRODUCT((Data!$B$58:$B$60=Model!$F1947)*(Data!$C$57:$K$57=Model!$O1947)*(Data!$C$58:$K$60))","v":2.8392735823590045},71.607264176409956,1,{"$f":"IF(E1947<>\"Serviceable\",E1947,INDEX(Lists!$D$6:$D$8, MATCH(T1947,Lists!$C$6:$C$8,0)))","v":"Serviceable"},{"$f":"INDEX(Lists!$C$12:$C$26, MATCH(H1947, Lists!$B$12:$B$26,0))","v":"LV"}]
[null,3712,1959,"Wood Creos Impregnated","Serviceable","Class 2",0,"lv",870,2019,70,"No",false,10,{"$f":"INDEX(Lists!$B$32:$B$40, MATCH(YEAR(TODAY())-C1948, Lists!$C$32:$C$40,1))","v":"61-70"},276.92960097989788,{"$f":"INDEX(Data!$E$24:$E$47, MATCH(F1948&D1948, Data!$B$24:$B$47,0))","v":1.6118836915297091E-3},{"$f":"SUMPRODUCT((Data!$B$58:$B$60=Model!$F1948)*(Data!$C$57:$K$57=Model!$O1948)*(Data!$C$58:$K$60))","v":2.227481027604485},47.725189723955154,2,{"$f":"IF(E1948<>\"Serviceable\",E1948,INDEX(Lists!$D$6:$D$8, MATCH(T1948,Lists!$C$6:$C$8,0)))","v":"Limited Life"},{"$f":"INDEX(Lists!$C$12:$C$26, MATCH(H1948, Lists!$B$12:$B$26,0))","v":"LV"}]
[null,3716,1974,"Wood Creos Impregnated","Serviceable","Class 3",0,"lv",710,2021,100,"No",false,10,{"$f":"INDEX(Lists!$B$32:$B$40, MATCH(YEAR(TODAY())-C1949, Lists!$C$32:$C$40,1))","v":"51-60"},226.00001919049137,{"$f":"INDEX(Data!$E$24:$E$47, MATCH(F1949&D1949, Data!$B$24:$B$47,0))","v":1.0684339161496522E-3},{"$f":"SUMPRODUCT((Data!$B$58:$B$60=Model!$F1949)*(Data!$C$57:$K$57=Model!$O1949)*(Data!$C$58:$K$60))","v":2.6564859251595059},73.435140748404933,1,{"$f":"IF(E1949<>\"Serviceable\",E1949,INDEX(Lists!$D$6:$D$8, MATCH(T1949,Lists!$C$6:$C$8,0)))","v":"Serviceable"},{"$f":"INDEX(Lists!$C$12:$C$26, MATCH(H1949, Lists!$B$12:$B$26,0))","v":"LV"}]
[null,3723,1960,"Wood Creos Impregnated","Serviceable","Class 3",0,"lv/hv",1030,2021,100,"No",false,10,{"$f":"INDEX(Lists!$B$32:$B$40, MATCH(YEAR(TODAY())-C1950, Lists!$C$32:$C$40,1))","v":"61-70"},327.85918276930443,{"$f":"INDEX(Data!$E$24:$E$47, MATCH(F1950&D1950, Data!$B$24:$B$47,0))","v":1.0684339161496522E-3},{"$f":"SUMPRODUCT((Data!$B$58:$B$60=Model!$F1950)*(Data!$C$57:$K$57=Model!$O1950)*(Data!$C$58:$K$60))","v":1.9802031311051838},80.197968688948166,1,{"$f":"IF(E1950<>\"Serviceable\",E1950,INDEX(Lists!$D$6:$D$8, MATCH(T1950,Lists!$C$6:$C$8,0)))","v":"Serviceable"},{"$f":"INDEX(Lists!$C$12:$C$26, MATCH(H1950, Lists!$B$12:$B$26,0))","v":"HV"}]
[null,3726,1996,"Wood Untreated Dressed","Serviceable","Class 1",0,"lv/hv",1000,2019,120,"No",false,10,{"$f":"INDEX(Lists!$B$32:$B$40, MATCH(YEAR(TODAY())-C1951, Lists!$C$32:$C$40,1))","v":"21-30"},318.3098861837907,{"$f":"INDEX(Data!$E$24:$E$47, MATCH(F1951&D1951, Data!$B$24:$B$47,0))","v":1.9964561142097742E-3},{"$f":"SUMPRODUCT((Data!$B$58:$B$60=Model!$F1951)*(Data!$C$57:$K$57=Model!$O1951)*(Data!$C$58:$K$60))","v":2.1651652228345815},98.34834777165419,1,{"$f":"IF(E1951<>\"Serviceable\",E1951,INDEX(Lists!$D$6:$D$8, MATCH(T1951,Lists!$C$6:$C$8,0)))","v":"Serviceable"},{"$f":"INDEX(Lists!$C$12:$C$26, MATCH(H1951, Lists!$B$12:$B$26,0))","v":"HV"}]
[null,3727,1989,"Wood Untreated Dressed","Serviceable","Class 1",0,"lv/hv",1060,2021,140,"No",false,10,{"$f":"INDEX(Lists!$B$32:$B$40, MATCH(YEAR(TODAY())-C1952, Lists!$C$32:$C$40,1))","v":"31-40"},337.4084793548181,{"$f":"INDEX(Data!$E$24:$E$47, MATCH(F1952&D1952, Data!$B$24:$B$47,0))","v":1.9964561142097742E-3},{"$f":"SUMPRODUCT((Data!$B$58:$B$60=Model!$F1952)*(Data!$C$57:$K$57=Model!$O1952)*(Data!$C$58:$K$60))","v":3.0038452968326621},109.96154703167338,1,{"$f":"IF(E1952<>\"Serviceable\",E1952,INDEX(Lists!$D$6:$D$8, MATCH(T1952,Lists!$C$6:$C$8,0)))","v":"Serviceable"},{"$f":"INDEX(Lists!$C$12:$C$26, MATCH(H1952, Lists!$B$12:$B$26,0))","v":"HV"}]
[null,3731,1982,"Wood Creos Impregnated","Serviceable","Class 2",0,"lv",910,2022,110,"No",false,10,{"$f":"INDEX(Lists!$B$32:$B$40, MATCH(YEAR(TODAY())-C1953, Lists!$C$32:$C$40,1))","v":"41-50"},289.66199642724951,{"$f":"INDEX(Data!$E$24:$E$47, MATCH(F1953&D1953, Data!$B$24:$B$47,0))","v":1.6118836915297091E-3},{"$f":"SUMPRODUCT((Data!$B$58:$B$60=Model!$F1953)*(Data!$C$57:$K$57=Model!$O1953)*(Data!$C$58:$K$60))","v":3.126815166746074},78.731848332539258,1,{"$f":"IF(E1953<>\"Serviceable\",E1953,INDEX(Lists!$D$6:$D$8, MATCH(T1953,Lists!$C$6:$C$8,0)))","v":"Serviceable"},{"$f":"INDEX(Lists!$C$12:$C$26, MATCH(H1953, Lists!$B$12:$B$26,0))","v":"LV"}]
[null,3733,1965,"Wood Creos Impregnated","Serviceable","Class 3",0,"lv/hv",1040,2021,100,"No",false,10,{"$f":"INDEX(Lists!$B$32:$B$40, MATCH(YEAR(TODAY())-C1954, Lists!$C$32:$C$40,1))","v":"51-60"},331.04228163114232,{"$f":"INDEX(Data!$E$24:$E$47, MATCH(F1954&D1954, Data!$B$24:$B$47,0))","v":1.0684339161496522E-3},{"$f":"SUMPRODUCT((Data!$B$58:$B$60=Model!$F1954)*(Data!$C$57:$K$57=Model!$O1954)*(Data!$C$58:$K$60))","v":2.6564859251595059},73.435140748404933,1,{"$f":"IF(E1954<>\"Serviceable\",E1954,INDEX(Lists!$D$6:$D$8, MATCH(T1954,Lists!$C$6:$C$8,0)))","v":"Serviceable"},{"$f":"INDEX(Lists!$C$12:$C$26, MATCH(H1954, Lists!$B$12:$B$26,0))","v":"HV"}]
[null,3734,1982,"Wood Creos Impregnated","Serviceable","Class 3",0,"lv",942,2022,110,"No",false,10,{"$f":"INDEX(Lists!$B$32:$B$40, MATCH(YEAR(TODAY())-C1955, Lists!$C$32:$C$40,1))","v":"41-50"},299.8479127851308,{"$f":"INDEX(Data!$E$24:$E$47, MATCH(F1955&D1955, Data!$B$24:$B$47,0))","v":1.0684339161496522E-3},{"$f":"SUMPRODUCT((Data!$B$58:$B$60=Model!$F1955)*(Data!$C$57:$K$57=Model!$O1955)*(Data!$C$58:$K$60))","v":3.2595928155551883},77.404071844448112,1,{"$f":"IF(E1955<>\"Serviceable\",E1955,INDEX(Lists!$D$6:$D$8, MATCH(T1955,Lists!$C$6:$C$8,0)))","v":"Serviceable"},{"$f":"INDEX(Lists!$C$12:$C$26, MATCH(H1955, Lists!$B$12:$B$26,0))","v":"LV"}]
[null,3736,1967,"Wood Creos Impregnated","Serviceable","Class 3",0,"lv",910,2019,80,"No",false,10,{"$f":"INDEX(Lists!$B$32:$B$40, MATCH(YEAR(TODAY())-C1956, Lists!$C$32:$C$40,1))","v":"51-60"},289.66199642724951,{"$f":"INDEX(Data!$E$24:$E$47, MATCH(F1956&D1956, Data!$B$24:$B$47,0))","v":1.0684339161496522E-3},{"$f":"SUMPRODUCT((Data!$B$58:$B$60=Model!$F1956)*(Data!$C$57:$K$57=Model!$O1956)*(Data!$C$58:$K$60))","v":2.6564859251595059},53.43514074840494,2,{"$f":"IF(E1956<>\"Serviceable\",E1956,INDEX(Lists!$D$6:$D$8, MATCH(T1956,Lists!$C$6:$C$8,0)))","v":"Limited Life"},{"$f":"INDEX(Lists!$C$12:$C$26, MATCH(H1956, Lists!$B$12:$B$26,0))","v":"LV"}]
[null,3737,1974,"Wood Creos Impregnated","Serviceable","Class 3",0,"lv/hv",848,2022,120,"No",false,10,{"$f":"INDEX(Lists!$B$32:$B$40, MATCH(YEAR(TODAY())-C1957, Lists!$C$32:$C$40,1))","v":"51-60"},269.92678348385448,{"$f":"INDEX(Data!$E$24:$E$47, MATCH(F1957&D1957, Data!$B$24:$B$47,0))","v":1.0684339161496522E-3},{"$f":"SUMPRODUCT((Data!$B$58:$B$60=Model!$F1957)*(Data!$C$57:$K$57=Model!$O1957)*(Data!$C$58:$K$60))","v":2.6564859251595059},93.435140748404933,1,{"$f":"IF(E1957<>\"Serviceable\",E1957,INDEX(Lists!$D$6:$D$8, MATCH(T1957,Lists!$C$6:$C$8,0)))","v":"Serviceable"},{"$f":"INDEX(Lists!$C$12:$C$26, MATCH(H1957, Lists!$B$12:$B$26,0))","v":"HV"}]
[null,3743,1957,"Wood Creos Impregnated","Serviceable","Class 3",0,"lv/hv",880,2022,100,"No",false,10,{"$f":"INDEX(Lists!$B$32:$B$40, MATCH(YEAR(TODAY())-C1958, Lists!$C$32:$C$40,1))","v":"61-70"},280.11269984173578,{"$f":"INDEX(Data!$E$24:$E$47, MATCH(F1958&D1958, Data!$B$24:$B$47,0))","v":1.0684339161496522E-3},{"$f":"SUMPRODUCT((Data!$B$58:$B$60=Model!$F1958)*(Data!$C$57:$K$57=Model!$O1958)*(Data!$C$58:$K$60))","v":1.9802031311051838},80.197968688948166,1,{"$f":"IF(E1958<>\"Serviceable\",E1958,INDEX(Lists!$D$6:$D$8, MATCH(T1958,Lists!$C$6:$C$8,0)))","v":"Serviceable"},{"$f":"INDEX(Lists!$C$12:$C$26, MATCH(H1958, Lists!$B$12:$B$26,0))","v":"HV"}]
[null,3744,1935,"Wood Untreated Dressed","Serviceable","Class 1",0,"lv/hv",1100,2021,100,"No",false,10,{"$f":"INDEX(Lists!$B$32:$B$40, MATCH(YEAR(TODAY())-C1959, Lists!$C$32:$C$40,1))","v":"81-90"},350.14087480216978,{"$f":"INDEX(Data!$E$24:$E$47, MATCH(F1959&D1959, Data!$B$24:$B$47,0))","v":1.9964561142097742E-3},{"$f":"SUMPRODUCT((Data!$B$58:$B$60=Model!$F1959)*(Data!$C$57:$K$57=Model!$O1959)*(Data!$C$58:$K$60))","v":2.8392735823590045},71.607264176409956,1,{"$f":"IF(E1959<>\"Serviceable\",E1959,INDEX(Lists!$D$6:$D$8, MATCH(T1959,Lists!$C$6:$C$8,0)))","v":"Serviceable"},{"$f":"INDEX(Lists!$C$12:$C$26, MATCH(H1959, Lists!$B$12:$B$26,0))","v":"HV"}]
[null,3745,1978,"Wood Untreated Dressed","Serviceable","Class 1",0,"lv/hv",800,2019,100,"No",false,10,{"$f":"INDEX(Lists!$B$32:$B$40, MATCH(YEAR(TODAY())-C1960, Lists!$C$32:$C$40,1))","v":"41-50"},254.64790894703253,{"$f":"INDEX(Data!$E$24:$E$47, MATCH(F1960&D1960, Data!$B$24:$B$47,0))","v":1.9964561142097742E-3},{"$f":"SUMPRODUCT((Data!$B$58:$B$60=Model!$F1960)*(Data!$C$57:$K$57=Model!$O1960)*(Data!$C$58:$K$60))","v":1.7977578417715214},82.022421582284778,1,{"$f":"IF(E1960<>\"Serviceable\",E1960,INDEX(Lists!$D$6:$D$8, MATCH(T1960,Lists!$C$6:$C$8,0)))","v":"Serviceable"},{"$f":"INDEX(Lists!$C$12:$C$26, MATCH(H1960, Lists!$B$12:$B$26,0))","v":"HV"}]
[null,3747,1976,"Wood Creos Impregnated","Serviceable","Class 3",0,"lv",830,2021,100,"No",false,10,{"$f":"INDEX(Lists!$B$32:$B$40, MATCH(YEAR(TODAY())-C1961, Lists!$C$32:$C$40,1))","v":"41-50"},264.19720553254626,{"$f":"INDEX(Data!$E$24:$E$47, MATCH(F1961&D1961, Data!$B$24:$B$47,0))","v":1.0684339161496522E-3},{"$f":"SUMPRODUCT((Data!$B$58:$B$60=Model!$F1961)*(Data!$C$57:$K$57=Model!$O1961)*(Data!$C$58:$K$60))","v":3.2595928155551883},67.404071844448112,2,{"$f":"IF(E1961<>\"Serviceable\",E1961,INDEX(Lists!$D$6:$D$8, MATCH(T1961,Lists!$C$6:$C$8,0)))","v":"Limited Life"},{"$f":"INDEX(Lists!$C$12:$C$26, MATCH(H1961, Lists!$B$12:$B$26,0))","v":"LV"}]
[null,3750,1978,"Wood Untreated Dressed","Serviceable","Class 1",0,"lv/hv",780,2021,100,"No",false,10,{"$f":"INDEX(Lists!$B$32:$B$40, MATCH(YEAR(TODAY())-C1962, Lists!$C$32:$C$40,1))","v":"41-50"},248.28171122335672,{"$f":"INDEX(Data!$E$24:$E$47, MATCH(F1962&D1962, Data!$B$24:$B$47,0))","v":1.9964561142097742E-3},{"$f":"SUMPRODUCT((Data!$B$58:$B$60=Model!$F1962)*(Data!$C$57:$K$57=Model!$O1962)*(Data!$C$58:$K$60))","v":1.7977578417715214},82.022421582284778,1,{"$f":"IF(E1962<>\"Serviceable\",E1962,INDEX(Lists!$D$6:$D$8, MATCH(T1962,Lists!$C$6:$C$8,0)))","v":"Serviceable"},{"$f":"INDEX(Lists!$C$12:$C$26, MATCH(H1962, Lists!$B$12:$B$26,0))","v":"HV"}]
[null,3752,1957,"Wood Creos Impregnated","Serviceable","Class 3",0,"lv",785,2022,100,"No",false,10,{"$f":"INDEX(Lists!$B$32:$B$40, MATCH(YEAR(TODAY())-C1963, Lists!$C$32:$C$40,1))","v":"61-70"},249.8732606542757,{"$f":"INDEX(Data!$E$24:$E$47, MATCH(F1963&D1963, Data!$B$24:$B$47,0))","v":1.0684339161496522E-3},{"$f":"SUMPRODUCT((Data!$B$58:$B$60=Model!$F1963)*(Data!$C$57:$K$57=Model!$O1963)*(Data!$C$58:$K$60))","v":1.9802031311051838},80.197968688948166,1,{"$f":"IF(E1963<>\"Serviceable\",E1963,INDEX(Lists!$D$6:$D$8, MATCH(T1963,Lists!$C$6:$C$8,0)))","v":"Serviceable"},{"$f":"INDEX(Lists!$C$12:$C$26, MATCH(H1963, Lists!$B$12:$B$26,0))","v":"LV"}]
[null,3754,1938,"Wood Untreated Dressed","Serviceable","Class 1",0,"lv/future hv",620,2019,70,"No",false,10,{"$f":"INDEX(Lists!$B$32:$B$40, MATCH(YEAR(TODAY())-C1964, Lists!$C$32:$C$40,1))","v":"81-90"},197.35212943395021,{"$f":"INDEX(Data!$E$24:$E$47, MATCH(F1964&D1964, Data!$B$24:$B$47,0))","v":1.9964561142097742E-3},{"$f":"SUMPRODUCT((Data!$B$58:$B$60=Model!$F1964)*(Data!$C$57:$K$57=Model!$O1964)*(Data!$C$58:$K$60))","v":2.8392735823590045},41.607264176409956,2,{"$f":"IF(E1964<>\"Serviceable\",E1964,INDEX(Lists!$D$6:$D$8, MATCH(T1964,Lists!$C$6:$C$8,0)))","v":"Limited Life"},{"$f":"INDEX(Lists!$C$12:$C$26, MATCH(H1964, Lists!$B$12:$B$26,0))","v":"LV"}]
[null,3756,1982,"Wood Untreated Dressed","Serviceable","Class 1",0,"lv",730,2021,100,"No",false,10,{"$f":"INDEX(Lists!$B$32:$B$40, MATCH(YEAR(TODAY())-C1965, Lists!$C$32:$C$40,1))","v":"41-50"},232.36621691416721,{"$f":"INDEX(Data!$E$24:$E$47, MATCH(F1965&D1965, Data!$B$24:$B$47,0))","v":1.9964561142097742E-3},{"$f":"SUMPRODUCT((Data!$B$58:$B$60=Model!$F1965)*(Data!$C$57:$K$57=Model!$O1965)*(Data!$C$58:$K$60))","v":1.7977578417715214},82.022421582284778,1,{"$f":"IF(E1965<>\"Serviceable\",E1965,INDEX(Lists!$D$6:$D$8, MATCH(T1965,Lists!$C$6:$C$8,0)))","v":"Serviceable"},{"$f":"INDEX(Lists!$C$12:$C$26, MATCH(H1965, Lists!$B$12:$B$26,0))","v":"LV"}]
[null,3758,1969,"Wood Creos Impregnated","Serviceable","Class 3",0,"lv/hv",1060,2022,80,"No",false,10,{"$f":"INDEX(Lists!$B$32:$B$40, MATCH(YEAR(TODAY())-C1966, Lists!$C$32:$C$40,1))","v":"51-60"},337.4084793548181,{"$f":"INDEX(Data!$E$24:$E$47, MATCH(F1966&D1966, Data!$B$24:$B$47,0))","v":1.0684339161496522E-3},{"$f":"SUMPRODUCT((Data!$B$58:$B$60=Model!$F1966)*(Data!$C$57:$K$57=Model!$O1966)*(Data!$C$58:$K$60))","v":2.6564859251595059},53.43514074840494,2,{"$f":"IF(E1966<>\"Serviceable\",E1966,INDEX(Lists!$D$6:$D$8, MATCH(T1966,Lists!$C$6:$C$8,0)))","v":"Limited Life"},{"$f":"INDEX(Lists!$C$12:$C$26, MATCH(H1966, Lists!$B$12:$B$26,0))","v":"HV"}]
[null,3760,1979,"Wood Untreated Dressed","Serviceable","Class 1",0,"lv/hv",1100,2019,110,"No",false,10,{"$f":"INDEX(Lists!$B$32:$B$40, MATCH(YEAR(TODAY())-C1967, Lists!$C$32:$C$40,1))","v":"41-50"},350.14087480216978,{"$f":"INDEX(Data!$E$24:$E$47, MATCH(F1967&D1967, Data!$B$24:$B$47,0))","v":1.9964561142097742E-3},{"$f":"SUMPRODUCT((Data!$B$58:$B$60=Model!$F1967)*(Data!$C$57:$K$57=Model!$O1967)*(Data!$C$58:$K$60))","v":1.7977578417715214},92.022421582284778,1,{"$f":"IF(E1967<>\"Serviceable\",E1967,INDEX(Lists!$D$6:$D$8, MATCH(T1967,Lists!$C$6:$C$8,0)))","v":"Serviceable"},{"$f":"INDEX(Lists!$C$12:$C$26, MATCH(H1967, Lists!$B$12:$B$26,0))","v":"HV"}]
[null,3764,1980,"Wood Untreated Dressed","Serviceable","Class 1",0,"lv/hv",1037,2022,100,"No",false,10,{"$f":"INDEX(Lists!$B$32:$B$40, MATCH(YEAR(TODAY())-C1968, Lists!$C$32:$C$40,1))","v":"41-50"},330.08735197259097,{"$f":"INDEX(Data!$E$24:$E$47, MATCH(F1968&D1968, Data!$B$24:$B$47,0))","v":1.9964561142097742E-3},{"$f":"SUMPRODUCT((Data!$B$58:$B$60=Model!$F1968)*(Data!$C$57:$K$57=Model!$O1968)*(Data!$C$58:$K$60))","v":1.7977578417715214},82.022421582284778,1,{"$f":"IF(E1968<>\"Serviceable\",E1968,INDEX(Lists!$D$6:$D$8, MATCH(T1968,Lists!$C$6:$C$8,0)))","v":"Serviceable"},{"$f":"INDEX(Lists!$C$12:$C$26, MATCH(H1968, Lists!$B$12:$B$26,0))","v":"HV"}]
[null,3767,1967,"Wood Creos Impregnated","Serviceable","Class 3",0,"lv",817,2022,70,"No",false,10,{"$f":"INDEX(Lists!$B$32:$B$40, MATCH(YEAR(TODAY())-C1969, Lists!$C$32:$C$40,1))","v":"51-60"},260.05917701215697,{"$f":"INDEX(Data!$E$24:$E$47, MATCH(F1969&D1969, Data!$B$24:$B$47,0))","v":1.0684339161496522E-3},{"$f":"SUMPRODUCT((Data!$B$58:$B$60=Model!$F1969)*(Data!$C$57:$K$57=Model!$O1969)*(Data!$C$58:$K$60))","v":2.6564859251595059},43.43514074840494,2,{"$f":"IF(E1969<>\"Serviceable\",E1969,INDEX(Lists!$D$6:$D$8, MATCH(T1969,Lists!$C$6:$C$8,0)))","v":"Limited Life"},{"$f":"INDEX(Lists!$C$12:$C$26, MATCH(H1969, Lists!$B$12:$B$26,0))","v":"LV"}]
[null,3769,1970,"Wood Creos Impregnated","Serviceable","Class 3",0,"pl",860,2019,90,"No",false,10,{"$f":"INDEX(Lists!$B$32:$B$40, MATCH(YEAR(TODAY())-C1970, Lists!$C$32:$C$40,1))","v":"51-60"},273.74650211805999,{"$f":"INDEX(Data!$E$24:$E$47, MATCH(F1970&D1970, Data!$B$24:$B$47,0))","v":1.0684339161496522E-3},{"$f":"SUMPRODUCT((Data!$B$58:$B$60=Model!$F1970)*(Data!$C$57:$K$57=Model!$O1970)*(Data!$C$58:$K$60))","v":2.6564859251595059},63.43514074840494,2,{"$f":"IF(E1970<>\"Serviceable\",E1970,INDEX(Lists!$D$6:$D$8, MATCH(T1970,Lists!$C$6:$C$8,0)))","v":"Limited Life"},{"$f":"INDEX(Lists!$C$12:$C$26, MATCH(H1970, Lists!$B$12:$B$26,0))","v":"LV"}]
[null,3773,1981,"Wood Creos Impregnated","Serviceable","Class 3",0,"lv/hv",880,2022,100,"No",false,10,{"$f":"INDEX(Lists!$B$32:$B$40, MATCH(YEAR(TODAY())-C1971, Lists!$C$32:$C$40,1))","v":"41-50"},280.11269984173578,{"$f":"INDEX(Data!$E$24:$E$47, MATCH(F1971&D1971, Data!$B$24:$B$47,0))","v":1.0684339161496522E-3},{"$f":"SUMPRODUCT((Data!$B$58:$B$60=Model!$F1971)*(Data!$C$57:$K$57=Model!$O1971)*(Data!$C$58:$K$60))","v":3.2595928155551883},67.404071844448112,2,{"$f":"IF(E1971<>\"Serviceable\",E1971,INDEX(Lists!$D$6:$D$8, MATCH(T1971,Lists!$C$6:$C$8,0)))","v":"Limited Life"},{"$f":"INDEX(Lists!$C$12:$C$26, MATCH(H1971, Lists!$B$12:$B$26,0))","v":"HV"}]
[null,3774,1989,"Wood Untreated Dressed","Serviceable","Class 1",0,"lv/hv",1100,2020,150,"No",false,10,{"$f":"INDEX(Lists!$B$32:$B$40, MATCH(YEAR(TODAY())-C1972, Lists!$C$32:$C$40,1))","v":"31-40"},350.14087480216978,{"$f":"INDEX(Data!$E$24:$E$47, MATCH(F1972&D1972, Data!$B$24:$B$47,0))","v":1.9964561142097742E-3},{"$f":"SUMPRODUCT((Data!$B$58:$B$60=Model!$F1972)*(Data!$C$57:$K$57=Model!$O1972)*(Data!$C$58:$K$60))","v":3.0038452968326621},119.96154703167338,1,{"$f":"IF(E1972<>\"Serviceable\",E1972,INDEX(Lists!$D$6:$D$8, MATCH(T1972,Lists!$C$6:$C$8,0)))","v":"Serviceable"},{"$f":"INDEX(Lists!$C$12:$C$26, MATCH(H1972, Lists!$B$12:$B$26,0))","v":"HV"}]
[null,3776,1969,"Wood Creos Impregnated","Serviceable","Class 3",0,"hv",1225,2022,100,"No",false,10,{"$f":"INDEX(Lists!$B$32:$B$40, MATCH(YEAR(TODAY())-C1973, Lists!$C$32:$C$40,1))","v":"51-60"},389.92961057514361,{"$f":"INDEX(Data!$E$24:$E$47, MATCH(F1973&D1973, Data!$B$24:$B$47,0))","v":1.0684339161496522E-3},{"$f":"SUMPRODUCT((Data!$B$58:$B$60=Model!$F1973)*(Data!$C$57:$K$57=Model!$O1973)*(Data!$C$58:$K$60))","v":2.6564859251595059},73.435140748404933,1,{"$f":"IF(E1973<>\"Serviceable\",E1973,INDEX(Lists!$D$6:$D$8, MATCH(T1973,Lists!$C$6:$C$8,0)))","v":"Serviceable"},{"$f":"INDEX(Lists!$C$12:$C$26, MATCH(H1973, Lists!$B$12:$B$26,0))","v":"HV"}]
[null,3777,1983,"Wood Untreated Dressed","Serviceable","Class 1",0,"lv/hv",1100,2020,150,"No",false,10,{"$f":"INDEX(Lists!$B$32:$B$40, MATCH(YEAR(TODAY())-C1974, Lists!$C$32:$C$40,1))","v":"41-50"},350.14087480216978,{"$f":"INDEX(Data!$E$24:$E$47, MATCH(F1974&D1974, Data!$B$24:$B$47,0))","v":1.9964561142097742E-3},{"$f":"SUMPRODUCT((Data!$B$58:$B$60=Model!$F1974)*(Data!$C$57:$K$57=Model!$O1974)*(Data!$C$58:$K$60))","v":1.7977578417715214},132.02242158228478,1,{"$f":"IF(E1974<>\"Serviceable\",E1974,INDEX(Lists!$D$6:$D$8, MATCH(T1974,Lists!$C$6:$C$8,0)))","v":"Serviceable"},{"$f":"INDEX(Lists!$C$12:$C$26, MATCH(H1974, Lists!$B$12:$B$26,0))","v":"HV"}]
[null,3778,1982,"Wood Untreated Dressed","Serviceable","Class 1",0,"lv",940,2019,120,"No",false,10,{"$f":"INDEX(Lists!$B$32:$B$40, MATCH(YEAR(TODAY())-C1975, Lists!$C$32:$C$40,1))","v":"41-50"},299.21129301276324,{"$f":"INDEX(Data!$E$24:$E$47, MATCH(F1975&D1975, Data!$B$24:$B$47,0))","v":1.9964561142097742E-3},{"$f":"SUMPRODUCT((Data!$B$58:$B$60=Model!$F1975)*(Data!$C$57:$K$57=Model!$O1975)*(Data!$C$58:$K$60))","v":1.7977578417715214},102.02242158228478,1,{"$f":"IF(E1975<>\"Serviceable\",E1975,INDEX(Lists!$D$6:$D$8, MATCH(T1975,Lists!$C$6:$C$8,0)))","v":"Serviceable"},{"$f":"INDEX(Lists!$C$12:$C$26, MATCH(H1975, Lists!$B$12:$B$26,0))","v":"LV"}]
[null,3779,1964,"Wood Creos Impregnated","Serviceable","Class 3",0,"lv/hv",942,2022,130,"No",false,10,{"$f":"INDEX(Lists!$B$32:$B$40, MATCH(YEAR(TODAY())-C1976, Lists!$C$32:$C$40,1))","v":"61-70"},299.8479127851308,{"$f":"INDEX(Data!$E$24:$E$47, MATCH(F1976&D1976, Data!$B$24:$B$47,0))","v":1.0684339161496522E-3},{"$f":"SUMPRODUCT((Data!$B$58:$B$60=Model!$F1976)*(Data!$C$57:$K$57=Model!$O1976)*(Data!$C$58:$K$60))","v":1.9802031311051838},110.19796868894817,1,{"$f":"IF(E1976<>\"Serviceable\",E1976,INDEX(Lists!$D$6:$D$8, MATCH(T1976,Lists!$C$6:$C$8,0)))","v":"Serviceable"},{"$f":"INDEX(Lists!$C$12:$C$26, MATCH(H1976, Lists!$B$12:$B$26,0))","v":"HV"}]
[null,3780,1981,"Wood Untreated Dressed","Serviceable","Class 1",0,"lv",910,2020,130,"No",false,10,{"$f":"INDEX(Lists!$B$32:$B$40, MATCH(YEAR(TODAY())-C1977, Lists!$C$32:$C$40,1))","v":"41-50"},289.66199642724951,{"$f":"INDEX(Data!$E$24:$E$47, MATCH(F1977&D1977, Data!$B$24:$B$47,0))","v":1.9964561142097742E-3},{"$f":"SUMPRODUCT((Data!$B$58:$B$60=Model!$F1977)*(Data!$C$57:$K$57=Model!$O1977)*(Data!$C$58:$K$60))","v":1.7977578417715214},112.02242158228478,1,{"$f":"IF(E1977<>\"Serviceable\",E1977,INDEX(Lists!$D$6:$D$8, MATCH(T1977,Lists!$C$6:$C$8,0)))","v":"Serviceable"},{"$f":"INDEX(Lists!$C$12:$C$26, MATCH(H1977, Lists!$B$12:$B$26,0))","v":"LV"}]
[null,3783,1989,"Wood Untreated Dressed","Serviceable","Class 1",0,"lv",1100,2020,150,"No",false,10,{"$f":"INDEX(Lists!$B$32:$B$40, MATCH(YEAR(TODAY())-C1978, Lists!$C$32:$C$40,1))","v":"31-40"},350.14087480216978,{"$f":"INDEX(Data!$E$24:$E$47, MATCH(F1978&D1978, Data!$B$24:$B$47,0))","v":1.9964561142097742E-3},{"$f":"SUMPRODUCT((Data!$B$58:$B$60=Model!$F1978)*(Data!$C$57:$K$57=Model!$O1978)*(Data!$C$58:$K$60))","v":3.0038452968326621},119.96154703167338,1,{"$f":"IF(E1978<>\"Serviceable\",E1978,INDEX(Lists!$D$6:$D$8, MATCH(T1978,Lists!$C$6:$C$8,0)))","v":"Serviceable"},{"$f":"INDEX(Lists!$C$12:$C$26, MATCH(H1978, Lists!$B$12:$B$26,0))","v":"LV"}]
[null,3784,1994,"Wood Untreated Dressed","Serviceable","Class 1",0,"lv/hv",1180,2019,120,"No",false,10,{"$f":"INDEX(Lists!$B$32:$B$40, MATCH(YEAR(TODAY())-C1979, Lists!$C$32:$C$40,1))","v":"31-40"},375.60566569687302,{"$f":"INDEX(Data!$E$24:$E$47, MATCH(F1979&D1979, Data!$B$24:$B$47,0))","v":1.9964561142097742E-3},{"$f":"SUMPRODUCT((Data!$B$58:$B$60=Model!$F1979)*(Data!$C$57:$K$57=Model!$O1979)*(Data!$C$58:$K$60))","v":3.0038452968326621},89.961547031673376,1,{"$f":"IF(E1979<>\"Serviceable\",E1979,INDEX(Lists!$D$6:$D$8, MATCH(T1979,Lists!$C$6:$C$8,0)))","v":"Serviceable"},{"$f":"INDEX(Lists!$C$12:$C$26, MATCH(H1979, Lists!$B$12:$B$26,0))","v":"HV"}]
[null,3789,1966,"Wood Creos Impregnated","Serviceable","Class 3",0,"stay",1040,2020,100,"No",false,10,{"$f":"INDEX(Lists!$B$32:$B$40, MATCH(YEAR(TODAY())-C1980, Lists!$C$32:$C$40,1))","v":"51-60"},331.04228163114232,{"$f":"INDEX(Data!$E$24:$E$47, MATCH(F1980&D1980, Data!$B$24:$B$47,0))","v":1.0684339161496522E-3},{"$f":"SUMPRODUCT((Data!$B$58:$B$60=Model!$F1980)*(Data!$C$57:$K$57=Model!$O1980)*(Data!$C$58:$K$60))","v":2.6564859251595059},73.435140748404933,1,{"$f":"IF(E1980<>\"Serviceable\",E1980,INDEX(Lists!$D$6:$D$8, MATCH(T1980,Lists!$C$6:$C$8,0)))","v":"Serviceable"},{"$f":"INDEX(Lists!$C$12:$C$26, MATCH(H1980, Lists!$B$12:$B$26,0))","v":"LV"}]
[null,3790,1935,"Wood Untreated Dressed","Serviceable","Class 1",0,"lv/hv",940,2023,100,"No",false,10,{"$f":"INDEX(Lists!$B$32:$B$40, MATCH(YEAR(TODAY())-C1981, Lists!$C$32:$C$40,1))","v":"81-90"},299.21129301276324,{"$f":"INDEX(Data!$E$24:$E$47, MATCH(F1981&D1981, Data!$B$24:$B$47,0))","v":1.9964561142097742E-3},{"$f":"SUMPRODUCT((Data!$B$58:$B$60=Model!$F1981)*(Data!$C$57:$K$57=Model!$O1981)*(Data!$C$58:$K$60))","v":2.8392735823590045},71.607264176409956,1,{"$f":"IF(E1981<>\"Serviceable\",E1981,INDEX(Lists!$D$6:$D$8, MATCH(T1981,Lists!$C$6:$C$8,0)))","v":"Serviceable"},{"$f":"INDEX(Lists!$C$12:$C$26, MATCH(H1981, Lists!$B$12:$B$26,0))","v":"HV"}]
[null,3791,1967,"Wood Creos Impregnated","Serviceable","Class 3",0,"lv",785,2022,110,"No",false,10,{"$f":"INDEX(Lists!$B$32:$B$40, MATCH(YEAR(TODAY())-C1982, Lists!$C$32:$C$40,1))","v":"51-60"},249.8732606542757,{"$f":"INDEX(Data!$E$24:$E$47, MATCH(F1982&D1982, Data!$B$24:$B$47,0))","v":1.0684339161496522E-3},{"$f":"SUMPRODUCT((Data!$B$58:$B$60=Model!$F1982)*(Data!$C$57:$K$57=Model!$O1982)*(Data!$C$58:$K$60))","v":2.6564859251595059},83.435140748404933,1,{"$f":"IF(E1982<>\"Serviceable\",E1982,INDEX(Lists!$D$6:$D$8, MATCH(T1982,Lists!$C$6:$C$8,0)))","v":"Serviceable"},{"$f":"INDEX(Lists!$C$12:$C$26, MATCH(H1982, Lists!$B$12:$B$26,0))","v":"LV"}]
[null,3792,1988,"Wood Untreated Dressed","Serviceable","Class 1",0,"lv",990,2020,150,"No",false,10,{"$f":"INDEX(Lists!$B$32:$B$40, MATCH(YEAR(TODAY())-C1983, Lists!$C$32:$C$40,1))","v":"31-40"},315.1267873219528,{"$f":"INDEX(Data!$E$24:$E$47, MATCH(F1983&D1983, Data!$B$24:$B$47,0))","v":1.9964561142097742E-3},{"$f":"SUMPRODUCT((Data!$B$58:$B$60=Model!$F1983)*(Data!$C$57:$K$57=Model!$O1983)*(Data!$C$58:$K$60))","v":3.0038452968326621},119.96154703167338,1,{"$f":"IF(E1983<>\"Serviceable\",E1983,INDEX(Lists!$D$6:$D$8, MATCH(T1983,Lists!$C$6:$C$8,0)))","v":"Serviceable"},{"$f":"INDEX(Lists!$C$12:$C$26, MATCH(H1983, Lists!$B$12:$B$26,0))","v":"LV"}]
[null,3795,1965,"Wood Creos Impregnated","Serviceable","Class 3",0,"lv",780,2020,70,"No",false,10,{"$f":"INDEX(Lists!$B$32:$B$40, MATCH(YEAR(TODAY())-C1984, Lists!$C$32:$C$40,1))","v":"51-60"},248.28171122335672,{"$f":"INDEX(Data!$E$24:$E$47, MATCH(F1984&D1984, Data!$B$24:$B$47,0))","v":1.0684339161496522E-3},{"$f":"SUMPRODUCT((Data!$B$58:$B$60=Model!$F1984)*(Data!$C$57:$K$57=Model!$O1984)*(Data!$C$58:$K$60))","v":2.6564859251595059},43.43514074840494,2,{"$f":"IF(E1984<>\"Serviceable\",E1984,INDEX(Lists!$D$6:$D$8, MATCH(T1984,Lists!$C$6:$C$8,0)))","v":"Limited Life"},{"$f":"INDEX(Lists!$C$12:$C$26, MATCH(H1984, Lists!$B$12:$B$26,0))","v":"LV"}]
[null,3797,1960,"Wood Creos Impregnated","Serviceable","Class 3",0,"lv/hv",1037,2022,80,"No",false,10,{"$f":"INDEX(Lists!$B$32:$B$40, MATCH(YEAR(TODAY())-C1985, Lists!$C$32:$C$40,1))","v":"61-70"},330.08735197259097,{"$f":"INDEX(Data!$E$24:$E$47, MATCH(F1985&D1985, Data!$B$24:$B$47,0))","v":1.0684339161496522E-3},{"$f":"SUMPRODUCT((Data!$B$58:$B$60=Model!$F1985)*(Data!$C$57:$K$57=Model!$O1985)*(Data!$C$58:$K$60))","v":1.9802031311051838},60.197968688948166,2,{"$f":"IF(E1985<>\"Serviceable\",E1985,INDEX(Lists!$D$6:$D$8, MATCH(T1985,Lists!$C$6:$C$8,0)))","v":"Limited Life"},{"$f":"INDEX(Lists!$C$12:$C$26, MATCH(H1985, Lists!$B$12:$B$26,0))","v":"HV"}]
[null,3798,1965,"Wood Creos Impregnated","Serviceable","Class 3",0,"lv",830,2020,90,"No",false,10,{"$f":"INDEX(Lists!$B$32:$B$40, MATCH(YEAR(TODAY())-C1986, Lists!$C$32:$C$40,1))","v":"51-60"},264.19720553254626,{"$f":"INDEX(Data!$E$24:$E$47, MATCH(F1986&D1986, Data!$B$24:$B$47,0))","v":1.0684339161496522E-3},{"$f":"SUMPRODUCT((Data!$B$58:$B$60=Model!$F1986)*(Data!$C$57:$K$57=Model!$O1986)*(Data!$C$58:$K$60))","v":2.6564859251595059},63.43514074840494,2,{"$f":"IF(E1986<>\"Serviceable\",E1986,INDEX(Lists!$D$6:$D$8, MATCH(T1986,Lists!$C$6:$C$8,0)))","v":"Limited Life"},{"$f":"INDEX(Lists!$C$12:$C$26, MATCH(H1986, Lists!$B$12:$B$26,0))","v":"LV"}]
[null,3805,1985,"Wood Untreated Dressed","Serviceable","Class 1",0,"lv",723,2022,120,"No",false,10,{"$f":"INDEX(Lists!$B$32:$B$40, MATCH(YEAR(TODAY())-C1987, Lists!$C$32:$C$40,1))","v":"31-40"},230.13804771088067,{"$f":"INDEX(Data!$E$24:$E$47, MATCH(F1987&D1987, Data!$B$24:$B$47,0))","v":1.9964561142097742E-3},{"$f":"SUMPRODUCT((Data!$B$58:$B$60=Model!$F1987)*(Data!$C$57:$K$57=Model!$O1987)*(Data!$C$58:$K$60))","v":3.0038452968326621},89.961547031673376,1,{"$f":"IF(E1987<>\"Serviceable\",E1987,INDEX(Lists!$D$6:$D$8, MATCH(T1987,Lists!$C$6:$C$8,0)))","v":"Serviceable"},{"$f":"INDEX(Lists!$C$12:$C$26, MATCH(H1987, Lists!$B$12:$B$26,0))","v":"LV"}]
[null,3813,1939,"Wood Untreated Dressed","Serviceable","Class 1",0,"lv/future hv",870,2020,100,"No",false,10,{"$f":"INDEX(Lists!$B$32:$B$40, MATCH(YEAR(TODAY())-C1988, Lists!$C$32:$C$40,1))","v":"81-90"},276.92960097989788,{"$f":"INDEX(Data!$E$24:$E$47, MATCH(F1988&D1988, Data!$B$24:$B$47,0))","v":1.9964561142097742E-3},{"$f":"SUMPRODUCT((Data!$B$58:$B$60=Model!$F1988)*(Data!$C$57:$K$57=Model!$O1988)*(Data!$C$58:$K$60))","v":2.8392735823590045},71.607264176409956,1,{"$f":"IF(E1988<>\"Serviceable\",E1988,INDEX(Lists!$D$6:$D$8, MATCH(T1988,Lists!$C$6:$C$8,0)))","v":"Serviceable"},{"$f":"INDEX(Lists!$C$12:$C$26, MATCH(H1988, Lists!$B$12:$B$26,0))","v":"LV"}]
[null,3814,1983,"Wood Creos Impregnated","Serviceable","Class 3",0,"hv",980,2022,90,"No",false,10,{"$f":"INDEX(Lists!$B$32:$B$40, MATCH(YEAR(TODAY())-C1989, Lists!$C$32:$C$40,1))","v":"41-50"},311.94368846011486,{"$f":"INDEX(Data!$E$24:$E$47, MATCH(F1989&D1989, Data!$B$24:$B$47,0))","v":1.0684339161496522E-3},{"$f":"SUMPRODUCT((Data!$B$58:$B$60=Model!$F1989)*(Data!$C$57:$K$57=Model!$O1989)*(Data!$C$58:$K$60))","v":3.2595928155551883},57.404071844448119,2,{"$f":"IF(E1989<>\"Serviceable\",E1989,INDEX(Lists!$D$6:$D$8, MATCH(T1989,Lists!$C$6:$C$8,0)))","v":"Limited Life"},{"$f":"INDEX(Lists!$C$12:$C$26, MATCH(H1989, Lists!$B$12:$B$26,0))","v":"HV"}]
[null,3815,1953,"Wood Untreated Dressed","Limited Life","Class 1",0,"lv",630,2023,60,"No",false,10,{"$f":"INDEX(Lists!$B$32:$B$40, MATCH(YEAR(TODAY())-C1990, Lists!$C$32:$C$40,1))","v":"71-80"},200.53522829578813,{"$f":"INDEX(Data!$E$24:$E$47, MATCH(F1990&D1990, Data!$B$24:$B$47,0))","v":1.9964561142097742E-3},{"$f":"SUMPRODUCT((Data!$B$58:$B$60=Model!$F1990)*(Data!$C$57:$K$57=Model!$O1990)*(Data!$C$58:$K$60))","v":2.0707751244791428},39.292248755208576,2,{"$f":"IF(E1990<>\"Serviceable\",E1990,INDEX(Lists!$D$6:$D$8, MATCH(T1990,Lists!$C$6:$C$8,0)))","v":"Limited Life"},{"$f":"INDEX(Lists!$C$12:$C$26, MATCH(H1990, Lists!$B$12:$B$26,0))","v":"LV"}]
[null,3816,1968,"Wood Creos Impregnated","Serviceable","Class 3",0,"lv/future hv",750,2020,85,"No",false,10,{"$f":"INDEX(Lists!$B$32:$B$40, MATCH(YEAR(TODAY())-C1991, Lists!$C$32:$C$40,1))","v":"51-60"},238.73241463784302,{"$f":"INDEX(Data!$E$24:$E$47, MATCH(F1991&D1991, Data!$B$24:$B$47,0))","v":1.0684339161496522E-3},{"$f":"SUMPRODUCT((Data!$B$58:$B$60=Model!$F1991)*(Data!$C$57:$K$57=Model!$O1991)*(Data!$C$58:$K$60))","v":2.6564859251595059},58.43514074840494,2,{"$f":"IF(E1991<>\"Serviceable\",E1991,INDEX(Lists!$D$6:$D$8, MATCH(T1991,Lists!$C$6:$C$8,0)))","v":"Limited Life"},{"$f":"INDEX(Lists!$C$12:$C$26, MATCH(H1991, Lists!$B$12:$B$26,0))","v":"LV"}]
[null,3819,1987,"Wood Untreated Dressed","Serviceable","Class 1",0,"lv/hv",1050,2022,100,"No",false,{"$f":"IF(L1992=\"No\",ROUND((End_year-J1992)/5,0)*5,ROUND((End_year-J1992)/3,0)*3)","v":10},{"$f":"INDEX(Lists!$B$32:$B$40, MATCH(YEAR(TODAY())-C1992, Lists!$C$32:$C$40,1))","v":"31-40"},334.22538049298021,{"$f":"INDEX(Data!$E$24:$E$47, MATCH(F1992&D1992, Data!$B$24:$B$47,0))","v":1.9964561142097742E-3},{"$f":"SUMPRODUCT((Data!$B$58:$B$60=Model!$F1992)*(Data!$C$57:$K$57=Model!$O1992)*(Data!$C$58:$K$60))","v":3.0038452968326621},{"$f":"IF(IF(K1992>=700,999,(K1992-R1992*N1992))<0,0,IF(K1992>=700,999,(K1992-R1992*N1992)))","v":69.961547031673376},{"$f":"IF(S1992<30,3,IF(AND(F1992=\"Class 1\",S1992<50),2,IF(AND(F1992=\"Class 1\",S1992>=50),1,IF(S1992<70,2,1))))","v":1},{"$f":"IF(E1992<>\"Serviceable\",E1992,INDEX(Lists!$D$6:$D$8, MATCH(T1992,Lists!$C$6:$C$8,0)))","v":"Serviceable"},{"$f":"INDEX(Lists!$C$12:$C$26, MATCH(H1992, Lists!$B$12:$B$26,0))","v":"HV"}]
[null,3821,1935,"Wood Untreated Dressed","Serviceable","Class 1",0,"lv",640,2019,100,"No",{"$f":"IF(G1993=0,FALSE,TRUE)","v":false},10,{"$f":"INDEX(Lists!$B$32:$B$40, MATCH(YEAR(TODAY())-C1993, Lists!$C$32:$C$40,1))","v":"81-90"},{"$f":"I1993/PI()","v":203.71832715762605},{"$f":"INDEX(Data!$E$24:$E$47, MATCH(F1993&D1993, Data!$B$24:$B$47,0))","v":1.9964561142097742E-3},{"$f":"SUMPRODUCT((Data!$B$58:$B$60=Model!$F1993)*(Data!$C$57:$K$57=Model!$O1993)*(Data!$C$58:$K$60))","v":2.8392735823590045},71.607264176409956,1,{"$f":"IF(E1993<>\"Serviceable\",E1993,INDEX(Lists!$D$6:$D$8, MATCH(T1993,Lists!$C$6:$C$8,0)))","v":"Serviceable"},{"$f":"INDEX(Lists!$C$12:$C$26, MATCH(H1993, Lists!$B$12:$B$26,0))","v":"LV"}]
[null,3823,1967,"Wood Creos Impregnated","Serviceable","Class 3",0,"lv/future hv",940,2020,100,"No",false,10,{"$f":"INDEX(Lists!$B$32:$B$40, MATCH(YEAR(TODAY())-C1994, Lists!$C$32:$C$40,1))","v":"51-60"},299.21129301276324,{"$f":"INDEX(Data!$E$24:$E$47, MATCH(F1994&D1994, Data!$B$24:$B$47,0))","v":1.0684339161496522E-3},{"$f":"SUMPRODUCT((Data!$B$58:$B$60=Model!$F1994)*(Data!$C$57:$K$57=Model!$O1994)*(Data!$C$58:$K$60))","v":2.6564859251595059},73.435140748404933,1,{"$f":"IF(E1994<>\"Serviceable\",E1994,INDEX(Lists!$D$6:$D$8, MATCH(T1994,Lists!$C$6:$C$8,0)))","v":"Serviceable"},{"$f":"INDEX(Lists!$C$12:$C$26, MATCH(H1994, Lists!$B$12:$B$26,0))","v":"LV"}]
[null,3825,1933,"Wood Untreated Dressed","Serviceable","Class 1",0,"lv",980,2020,90,"No",false,10,{"$f":"INDEX(Lists!$B$32:$B$40, MATCH(YEAR(TODAY())-C1995, Lists!$C$32:$C$40,1))","v":"90+"},311.94368846011486,{"$f":"INDEX(Data!$E$24:$E$47, MATCH(F1995&D1995, Data!$B$24:$B$47,0))","v":1.9964561142097742E-3},{"$f":"SUMPRODUCT((Data!$B$58:$B$60=Model!$F1995)*(Data!$C$57:$K$57=Model!$O1995)*(Data!$C$58:$K$60))","v":1.4835341045333483},75.164658954666521,1,{"$f":"IF(E1995<>\"Serviceable\",E1995,INDEX(Lists!$D$6:$D$8, MATCH(T1995,Lists!$C$6:$C$8,0)))","v":"Serviceable"},{"$f":"INDEX(Lists!$C$12:$C$26, MATCH(H1995, Lists!$B$12:$B$26,0))","v":"LV"}]
[null,3827,1982,"Wood Untreated Dressed","Serviceable","Class 1",0,"lv",940,2019,100,"No",false,10,{"$f":"INDEX(Lists!$B$32:$B$40, MATCH(YEAR(TODAY())-C1996, Lists!$C$32:$C$40,1))","v":"41-50"},299.21129301276324,{"$f":"INDEX(Data!$E$24:$E$47, MATCH(F1996&D1996, Data!$B$24:$B$47,0))","v":1.9964561142097742E-3},{"$f":"SUMPRODUCT((Data!$B$58:$B$60=Model!$F1996)*(Data!$C$57:$K$57=Model!$O1996)*(Data!$C$58:$K$60))","v":1.7977578417715214},82.022421582284778,1,{"$f":"IF(E1996<>\"Serviceable\",E1996,INDEX(Lists!$D$6:$D$8, MATCH(T1996,Lists!$C$6:$C$8,0)))","v":"Serviceable"},{"$f":"INDEX(Lists!$C$12:$C$26, MATCH(H1996, Lists!$B$12:$B$26,0))","v":"LV"}]
[null,3830,1935,"Wood Untreated Dressed","Serviceable","Class 1",0,"lv",760,2019,100,"No",false,10,{"$f":"INDEX(Lists!$B$32:$B$40, MATCH(YEAR(TODAY())-C1997, Lists!$C$32:$C$40,1))","v":"81-90"},241.91551349968091,{"$f":"INDEX(Data!$E$24:$E$47, MATCH(F1997&D1997, Data!$B$24:$B$47,0))","v":1.9964561142097742E-3},{"$f":"SUMPRODUCT((Data!$B$58:$B$60=Model!$F1997)*(Data!$C$57:$K$57=Model!$O1997)*(Data!$C$58:$K$60))","v":2.8392735823590045},71.607264176409956,1,{"$f":"IF(E1997<>\"Serviceable\",E1997,INDEX(Lists!$D$6:$D$8, MATCH(T1997,Lists!$C$6:$C$8,0)))","v":"Serviceable"},{"$f":"INDEX(Lists!$C$12:$C$26, MATCH(H1997, Lists!$B$12:$B$26,0))","v":"LV"}]
[null,3832,1966,"Wood Creos Impregnated","Serviceable","Class 3",0,"lv/hv",942,2022,80,"No",false,10,{"$f":"INDEX(Lists!$B$32:$B$40, MATCH(YEAR(TODAY())-C1998, Lists!$C$32:$C$40,1))","v":"51-60"},299.8479127851308,{"$f":"INDEX(Data!$E$24:$E$47, MATCH(F1998&D1998, Data!$B$24:$B$47,0))","v":1.0684339161496522E-3},{"$f":"SUMPRODUCT((Data!$B$58:$B$60=Model!$F1998)*(Data!$C$57:$K$57=Model!$O1998)*(Data!$C$58:$K$60))","v":2.6564859251595059},53.43514074840494,2,{"$f":"IF(E1998<>\"Serviceable\",E1998,INDEX(Lists!$D$6:$D$8, MATCH(T1998,Lists!$C$6:$C$8,0)))","v":"Limited Life"},{"$f":"INDEX(Lists!$C$12:$C$26, MATCH(H1998, Lists!$B$12:$B$26,0))","v":"HV"}]
[null,3833,1933,"Wood Untreated Dressed","Serviceable","Class 1",0,"lv",950,2020,80,"No",false,10,{"$f":"INDEX(Lists!$B$32:$B$40, MATCH(YEAR(TODAY())-C1999, Lists!$C$32:$C$40,1))","v":"90+"},302.39439187460113,{"$f":"INDEX(Data!$E$24:$E$47, MATCH(F1999&D1999, Data!$B$24:$B$47,0))","v":1.9964561142097742E-3},{"$f":"SUMPRODUCT((Data!$B$58:$B$60=Model!$F1999)*(Data!$C$57:$K$57=Model!$O1999)*(Data!$C$58:$K$60))","v":1.4835341045333483},65.164658954666521,1,{"$f":"IF(E1999<>\"Serviceable\",E1999,INDEX(Lists!$D$6:$D$8, MATCH(T1999,Lists!$C$6:$C$8,0)))","v":"Serviceable"},{"$f":"INDEX(Lists!$C$12:$C$26, MATCH(H1999, Lists!$B$12:$B$26,0))","v":"LV"}]
[null,3836,1933,"Wood Untreated Dressed","Serviceable","Class 1",0,"lv",850,2019,100,"No",false,10,{"$f":"INDEX(Lists!$B$32:$B$40, MATCH(YEAR(TODAY())-C2000, Lists!$C$32:$C$40,1))","v":"90+"},270.5634032562221,{"$f":"INDEX(Data!$E$24:$E$47, MATCH(F2000&D2000, Data!$B$24:$B$47,0))","v":1.9964561142097742E-3},{"$f":"SUMPRODUCT((Data!$B$58:$B$60=Model!$F2000)*(Data!$C$57:$K$57=Model!$O2000)*(Data!$C$58:$K$60))","v":1.4835341045333483},85.164658954666521,1,{"$f":"IF(E2000<>\"Serviceable\",E2000,INDEX(Lists!$D$6:$D$8, MATCH(T2000,Lists!$C$6:$C$8,0)))","v":"Serviceable"},{"$f":"INDEX(Lists!$C$12:$C$26, MATCH(H2000, Lists!$B$12:$B$26,0))","v":"LV"}]
[null,3918,1968,"Wood Creos Impregnated","Serviceable","Class 3",0,"lv/hv",950,2019,90,"No",false,10,{"$f":"INDEX(Lists!$B$32:$B$40, MATCH(YEAR(TODAY())-C2034, Lists!$C$32:$C$40,1))","v":"51-60"},302.39439187460113,{"$f":"INDEX(Data!$E$24:$E$47, MATCH(F2034&D2034, Data!$B$24:$B$47,0))","v":1.0684339161496522E-3},{"$f":"SUMPRODUCT((Data!$B$58:$B$60=Model!$F2034)*(Data!$C$57:$K$57=Model!$O2034)*(Data!$C$58:$K$60))","v":2.6564859251595059},63.43514074840494,2,{"$f":"IF(E2034<>\"Serviceable\",E2034,INDEX(Lists!$D$6:$D$8, MATCH(T2034,Lists!$C$6:$C$8,0)))","v":"Limited Life"},{"$f":"INDEX(Lists!$C$12:$C$26, MATCH(H2034, Lists!$B$12:$B$26,0))","v":"HV"}]
[null,4052,1957,"Wood Creos Impregnated","Serviceable","Class 2",0,"lv/hv",900,2023,80,"No",false,10,{"$f":"INDEX(Lists!$B$32:$B$40, MATCH(YEAR(TODAY())-C2101, Lists!$C$32:$C$40,1))","v":"61-70"},286.47889756541161,{"$f":"INDEX(Data!$E$24:$E$47, MATCH(F2101&D2101, Data!$B$24:$B$47,0))","v":1.6118836915297091E-3},{"$f":"SUMPRODUCT((Data!$B$58:$B$60=Model!$F2101)*(Data!$C$57:$K$57=Model!$O2101)*(Data!$C$58:$K$60))","v":2.227481027604485},57.725189723955154,2,{"$f":"IF(E2101<>\"Serviceable\",E2101,INDEX(Lists!$D$6:$D$8, MATCH(T2101,Lists!$C$6:$C$8,0)))","v":"Limited Life"},{"$f":"INDEX(Lists!$C$12:$C$26, MATCH(H2101, Lists!$B$12:$B$26,0))","v":"HV"}]
[null,4156,2001,"Wood Untreated Dressed","Serviceable","Class 1",0,"lv/hv",790,2020,130,"No",false,10,{"$f":"INDEX(Lists!$B$32:$B$40, MATCH(YEAR(TODAY())-C2151, Lists!$C$32:$C$40,1))","v":"21-30"},251.46481008519464,{"$f":"INDEX(Data!$E$24:$E$47, MATCH(F2151&D2151, Data!$B$24:$B$47,0))","v":1.9964561142097742E-3},{"$f":"SUMPRODUCT((Data!$B$58:$B$60=Model!$F2151)*(Data!$C$57:$K$57=Model!$O2151)*(Data!$C$58:$K$60))","v":2.1651652228345815},108.34834777165419,1,{"$f":"IF(E2151<>\"Serviceable\",E2151,INDEX(Lists!$D$6:$D$8, MATCH(T2151,Lists!$C$6:$C$8,0)))","v":"Serviceable"},{"$f":"INDEX(Lists!$C$12:$C$26, MATCH(H2151, Lists!$B$12:$B$26,0))","v":"HV"}]
[null,4244,1991,"Wood Untreated Dressed","Serviceable","Class 1",0,"lv",1040,2023,150,"No",false,10,{"$f":"INDEX(Lists!$B$32:$B$40, MATCH(YEAR(TODAY())-C2197, Lists!$C$32:$C$40,1))","v":"31-40"},331.04228163114232,{"$f":"INDEX(Data!$E$24:$E$47, MATCH(F2197&D2197, Data!$B$24:$B$47,0))","v":1.9964561142097742E-3},{"$f":"SUMPRODUCT((Data!$B$58:$B$60=Model!$F2197)*(Data!$C$57:$K$57=Model!$O2197)*(Data!$C$58:$K$60))","v":3.0038452968326621},119.96154703167338,1,{"$f":"IF(E2197<>\"Serviceable\",E2197,INDEX(Lists!$D$6:$D$8, MATCH(T2197,Lists!$C$6:$C$8,0)))","v":"Serviceable"},{"$f":"INDEX(Lists!$C$12:$C$26, MATCH(H2197, Lists!$B$12:$B$26,0))","v":"LV"}]
[null,4288,1965,"Wood Creos Impregnated","Serviceable","Class 3",0,"lv/hv",1390,2020,90,"No",false,10,{"$f":"INDEX(Lists!$B$32:$B$40, MATCH(YEAR(TODAY())-C2221, Lists!$C$32:$C$40,1))","v":"51-60"},442.45074179546907,{"$f":"INDEX(Data!$E$24:$E$47, MATCH(F2221&D2221, Data!$B$24:$B$47,0))","v":1.0684339161496522E-3},{"$f":"SUMPRODUCT((Data!$B$58:$B$60=Model!$F2221)*(Data!$C$57:$K$57=Model!$O2221)*(Data!$C$58:$K$60))","v":2.6564859251595059},63.43514074840494,2,{"$f":"IF(E2221<>\"Serviceable\",E2221,INDEX(Lists!$D$6:$D$8, MATCH(T2221,Lists!$C$6:$C$8,0)))","v":"Limited Life"},{"$f":"INDEX(Lists!$C$12:$C$26, MATCH(H2221, Lists!$B$12:$B$26,0))","v":"HV"}]
[null,4469,1970,"Wood Creos Impregnated","Limited Life","Class 3",0,"lv",974,2023,70,"No",false,10,{"$f":"INDEX(Lists!$B$32:$B$40, MATCH(YEAR(TODAY())-C2326, Lists!$C$32:$C$40,1))","v":"51-60"},310.0338291430121,{"$f":"INDEX(Data!$E$24:$E$47, MATCH(F2326&D2326, Data!$B$24:$B$47,0))","v":1.0684339161496522E-3},{"$f":"SUMPRODUCT((Data!$B$58:$B$60=Model!$F2326)*(Data!$C$57:$K$57=Model!$O2326)*(Data!$C$58:$K$60))","v":2.6564859251595059},43.43514074840494,2,{"$f":"IF(E2326<>\"Serviceable\",E2326,INDEX(Lists!$D$6:$D$8, MATCH(T2326,Lists!$C$6:$C$8,0)))","v":"Limited Life"},{"$f":"INDEX(Lists!$C$12:$C$26, MATCH(H2326, Lists!$B$12:$B$26,0))","v":"LV"}]
[null,4491,1971,"Wood Creos Impregnated","Serviceable","Class 3",0,"lv/hv",1020,2022,110,"No",false,10,{"$f":"INDEX(Lists!$B$32:$B$40, MATCH(YEAR(TODAY())-C2338, Lists!$C$32:$C$40,1))","v":"51-60"},324.67608390746648,{"$f":"INDEX(Data!$E$24:$E$47, MATCH(F2338&D2338, Data!$B$24:$B$47,0))","v":1.0684339161496522E-3},{"$f":"SUMPRODUCT((Data!$B$58:$B$60=Model!$F2338)*(Data!$C$57:$K$57=Model!$O2338)*(Data!$C$58:$K$60))","v":2.6564859251595059},83.435140748404933,1,{"$f":"IF(E2338<>\"Serviceable\",E2338,INDEX(Lists!$D$6:$D$8, MATCH(T2338,Lists!$C$6:$C$8,0)))","v":"Serviceable"},{"$f":"INDEX(Lists!$C$12:$C$26, MATCH(H2338, Lists!$B$12:$B$26,0))","v":"HV"}]
[null,4592,1977,"Wood Creos Impregnated","Serviceable","Class 3",0,"lv/hv",1162,2022,100,"No",false,10,{"$f":"INDEX(Lists!$B$32:$B$40, MATCH(YEAR(TODAY())-C2396, Lists!$C$32:$C$40,1))","v":"41-50"},369.8760877455648,{"$f":"INDEX(Data!$E$24:$E$47, MATCH(F2396&D2396, Data!$B$24:$B$47,0))","v":1.0684339161496522E-3},{"$f":"SUMPRODUCT((Data!$B$58:$B$60=Model!$F2396)*(Data!$C$57:$K$57=Model!$O2396)*(Data!$C$58:$K$60))","v":3.2595928155551883},67.404071844448112,2,{"$f":"IF(E2396<>\"Serviceable\",E2396,INDEX(Lists!$D$6:$D$8, MATCH(T2396,Lists!$C$6:$C$8,0)))","v":"Limited Life"},{"$f":"INDEX(Lists!$C$12:$C$26, MATCH(H2396, Lists!$B$12:$B$26,0))","v":"HV"}]
[null,4721,1962,"Wood Creos Impregnated","Serviceable","Class 3",0,"lv",830,2019,90,"No",false,10,{"$f":"INDEX(Lists!$B$32:$B$40, MATCH(YEAR(TODAY())-C2472, Lists!$C$32:$C$40,1))","v":"61-70"},264.19720553254626,{"$f":"INDEX(Data!$E$24:$E$47, MATCH(F2472&D2472, Data!$B$24:$B$47,0))","v":1.0684339161496522E-3},{"$f":"SUMPRODUCT((Data!$B$58:$B$60=Model!$F2472)*(Data!$C$57:$K$57=Model!$O2472)*(Data!$C$58:$K$60))","v":1.9802031311051838},70.197968688948166,1,{"$f":"IF(E2472<>\"Serviceable\",E2472,INDEX(Lists!$D$6:$D$8, MATCH(T2472,Lists!$C$6:$C$8,0)))","v":"Serviceable"},{"$f":"INDEX(Lists!$C$12:$C$26, MATCH(H2472, Lists!$B$12:$B$26,0))","v":"LV"}]
[null,4867,1967,"Wood Creos Impregnated","Serviceable","Class 3",0,"lv",780,2020,110,"No",false,10,{"$f":"INDEX(Lists!$B$32:$B$40, MATCH(YEAR(TODAY())-C2533, Lists!$C$32:$C$40,1))","v":"51-60"},248.28171122335672,{"$f":"INDEX(Data!$E$24:$E$47, MATCH(F2533&D2533, Data!$B$24:$B$47,0))","v":1.0684339161496522E-3},{"$f":"SUMPRODUCT((Data!$B$58:$B$60=Model!$F2533)*(Data!$C$57:$K$57=Model!$O2533)*(Data!$C$58:$K$60))","v":2.6564859251595059},83.435140748404933,1,{"$f":"IF(E2533<>\"Serviceable\",E2533,INDEX(Lists!$D$6:$D$8, MATCH(T2533,Lists!$C$6:$C$8,0)))","v":"Serviceable"},{"$f":"INDEX(Lists!$C$12:$C$26, MATCH(H2533, Lists!$B$12:$B$26,0))","v":"LV"}]
[null,4961,1969,"Wood Creos Impregnated","Serviceable","Class 3",0,"lv",990,2020,110,"No",false,10,{"$f":"INDEX(Lists!$B$32:$B$40, MATCH(YEAR(TODAY())-C2571, Lists!$C$32:$C$40,1))","v":"51-60"},315.1267873219528,{"$f":"INDEX(Data!$E$24:$E$47, MATCH(F2571&D2571, Data!$B$24:$B$47,0))","v":1.0684339161496522E-3},{"$f":"SUMPRODUCT((Data!$B$58:$B$60=Model!$F2571)*(Data!$C$57:$K$57=Model!$O2571)*(Data!$C$58:$K$60))","v":2.6564859251595059},83.435140748404933,1,{"$f":"IF(E2571<>\"Serviceable\",E2571,INDEX(Lists!$D$6:$D$8, MATCH(T2571,Lists!$C$6:$C$8,0)))","v":"Serviceable"},{"$f":"INDEX(Lists!$C$12:$C$26, MATCH(H2571, Lists!$B$12:$B$26,0))","v":"LV"}]
[null,5188,1965,"Wood Creos Impregnated","Serviceable","Class 3",0,"lv",900,2020,100,"No",false,10,{"$f":"INDEX(Lists!$B$32:$B$40, MATCH(YEAR(TODAY())-C2647, Lists!$C$32:$C$40,1))","v":"51-60"},286.47889756541161,{"$f":"INDEX(Data!$E$24:$E$47, MATCH(F2647&D2647, Data!$B$24:$B$47,0))","v":1.0684339161496522E-3},{"$f":"SUMPRODUCT((Data!$B$58:$B$60=Model!$F2647)*(Data!$C$57:$K$57=Model!$O2647)*(Data!$C$58:$K$60))","v":2.6564859251595059},73.435140748404933,1,{"$f":"IF(E2647<>\"Serviceable\",E2647,INDEX(Lists!$D$6:$D$8, MATCH(T2647,Lists!$C$6:$C$8,0)))","v":"Serviceable"},{"$f":"INDEX(Lists!$C$12:$C$26, MATCH(H2647, Lists!$B$12:$B$26,0))","v":"LV"}]
[null,5236,1934,"Wood Untreated Dressed","Serviceable","Class 1",0,"lv/hv",900,2020,110,"No",false,10,{"$f":"INDEX(Lists!$B$32:$B$40, MATCH(YEAR(TODAY())-C2674, Lists!$C$32:$C$40,1))","v":"90+"},286.47889756541161,{"$f":"INDEX(Data!$E$24:$E$47, MATCH(F2674&D2674, Data!$B$24:$B$47,0))","v":1.9964561142097742E-3},{"$f":"SUMPRODUCT((Data!$B$58:$B$60=Model!$F2674)*(Data!$C$57:$K$57=Model!$O2674)*(Data!$C$58:$K$60))","v":1.4835341045333483},95.164658954666521,1,{"$f":"IF(E2674<>\"Serviceable\",E2674,INDEX(Lists!$D$6:$D$8, MATCH(T2674,Lists!$C$6:$C$8,0)))","v":"Serviceable"},{"$f":"INDEX(Lists!$C$12:$C$26, MATCH(H2674, Lists!$B$12:$B$26,0))","v":"HV"}]
[null,5414,1965,"Wood Creos Impregnated","Serviceable","Class 3",0,"lv/hv",1100,2020,100,"No",false,10,{"$f":"INDEX(Lists!$B$32:$B$40, MATCH(YEAR(TODAY())-C2746, Lists!$C$32:$C$40,1))","v":"51-60"},350.14087480216978,{"$f":"INDEX(Data!$E$24:$E$47, MATCH(F2746&D2746, Data!$B$24:$B$47,0))","v":1.0684339161496522E-3},{"$f":"SUMPRODUCT((Data!$B$58:$B$60=Model!$F2746)*(Data!$C$57:$K$57=Model!$O2746)*(Data!$C$58:$K$60))","v":2.6564859251595059},73.435140748404933,1,{"$f":"IF(E2746<>\"Serviceable\",E2746,INDEX(Lists!$D$6:$D$8, MATCH(T2746,Lists!$C$6:$C$8,0)))","v":"Serviceable"},{"$f":"INDEX(Lists!$C$12:$C$26, MATCH(H2746, Lists!$B$12:$B$26,0))","v":"HV"}]
[null,5462,1934,"Wood Untreated Dressed","Serviceable","Class 1",0,"lv/hv",880,2020,120,"No",false,10,{"$f":"INDEX(Lists!$B$32:$B$40, MATCH(YEAR(TODAY())-C2767, Lists!$C$32:$C$40,1))","v":"90+"},280.11269984173578,{"$f":"INDEX(Data!$E$24:$E$47, MATCH(F2767&D2767, Data!$B$24:$B$47,0))","v":1.9964561142097742E-3},{"$f":"SUMPRODUCT((Data!$B$58:$B$60=Model!$F2767)*(Data!$C$57:$K$57=Model!$O2767)*(Data!$C$58:$K$60))","v":1.4835341045333483},105.16465895466652,1,{"$f":"IF(E2767<>\"Serviceable\",E2767,INDEX(Lists!$D$6:$D$8, MATCH(T2767,Lists!$C$6:$C$8,0)))","v":"Serviceable"},{"$f":"INDEX(Lists!$C$12:$C$26, MATCH(H2767, Lists!$B$12:$B$26,0))","v":"HV"}]
[null,5729,1984,"Wood Untreated Dressed","Serviceable","Class 1",0,"lv",850,2023,100,"Yes",false,9,{"$f":"INDEX(Lists!$B$32:$B$40, MATCH(YEAR(TODAY())-C2869, Lists!$C$32:$C$40,1))","v":"41-50"},270.5634032562221,{"$f":"INDEX(Data!$E$24:$E$47, MATCH(F2869&D2869, Data!$B$24:$B$47,0))","v":1.9964561142097742E-3},{"$f":"SUMPRODUCT((Data!$B$58:$B$60=Model!$F2869)*(Data!$C$57:$K$57=Model!$O2869)*(Data!$C$58:$K$60))","v":1.7977578417715214},83.820179424056306,1,{"$f":"IF(E2869<>\"Serviceable\",E2869,INDEX(Lists!$D$6:$D$8, MATCH(T2869,Lists!$C$6:$C$8,0)))","v":"Serviceable"},{"$f":"INDEX(Lists!$C$12:$C$26, MATCH(H2869, Lists!$B$12:$B$26,0))","v":"LV"}]
[null,5783,1982,"Wood Untreated Dressed","Serviceable","Class 1",0,"lv",890,2021,100,"No",false,10,{"$f":"INDEX(Lists!$B$32:$B$40, MATCH(YEAR(TODAY())-C2892, Lists!$C$32:$C$40,1))","v":"41-50"},283.29579870357372,{"$f":"INDEX(Data!$E$24:$E$47, MATCH(F2892&D2892, Data!$B$24:$B$47,0))","v":1.9964561142097742E-3},{"$f":"SUMPRODUCT((Data!$B$58:$B$60=Model!$F2892)*(Data!$C$57:$K$57=Model!$O2892)*(Data!$C$58:$K$60))","v":1.7977578417715214},82.022421582284778,1,{"$f":"IF(E2892<>\"Serviceable\",E2892,INDEX(Lists!$D$6:$D$8, MATCH(T2892,Lists!$C$6:$C$8,0)))","v":"Serviceable"},{"$f":"INDEX(Lists!$C$12:$C$26, MATCH(H2892, Lists!$B$12:$B$26,0))","v":"LV"}]
[null,5886,1968,"Wood Creos Impregnated","Serviceable","Class 3",0,"lv",940,2022,80,"No",false,10,{"$f":"INDEX(Lists!$B$32:$B$40, MATCH(YEAR(TODAY())-C2942, Lists!$C$32:$C$40,1))","v":"51-60"},299.21129301276324,{"$f":"INDEX(Data!$E$24:$E$47, MATCH(F2942&D2942, Data!$B$24:$B$47,0))","v":1.0684339161496522E-3},{"$f":"SUMPRODUCT((Data!$B$58:$B$60=Model!$F2942)*(Data!$C$57:$K$57=Model!$O2942)*(Data!$C$58:$K$60))","v":2.6564859251595059},53.43514074840494,2,{"$f":"IF(E2942<>\"Serviceable\",E2942,INDEX(Lists!$D$6:$D$8, MATCH(T2942,Lists!$C$6:$C$8,0)))","v":"Limited Life"},{"$f":"INDEX(Lists!$C$12:$C$26, MATCH(H2942, Lists!$B$12:$B$26,0))","v":"LV"}]
[null,6044,1970,"Wood Creos Impregnated","Serviceable","Class 3",0,"lv/hv",1160,2022,110,"No",false,10,{"$f":"INDEX(Lists!$B$32:$B$40, MATCH(YEAR(TODAY())-C3010, Lists!$C$32:$C$40,1))","v":"51-60"},369.23946797319718,{"$f":"INDEX(Data!$E$24:$E$47, MATCH(F3010&D3010, Data!$B$24:$B$47,0))","v":1.0684339161496522E-3},{"$f":"SUMPRODUCT((Data!$B$58:$B$60=Model!$F3010)*(Data!$C$57:$K$57=Model!$O3010)*(Data!$C$58:$K$60))","v":2.6564859251595059},83.435140748404933,1,{"$f":"IF(E3010<>\"Serviceable\",E3010,INDEX(Lists!$D$6:$D$8, MATCH(T3010,Lists!$C$6:$C$8,0)))","v":"Serviceable"},{"$f":"INDEX(Lists!$C$12:$C$26, MATCH(H3010, Lists!$B$12:$B$26,0))","v":"HV"}]
[null,6189,1936,"Wood Untreated Dressed","Serviceable","Class 1",0,"lv",920,2022,120,"No",false,10,{"$f":"INDEX(Lists!$B$32:$B$40, MATCH(YEAR(TODAY())-C3067, Lists!$C$32:$C$40,1))","v":"81-90"},292.84509528908745,{"$f":"INDEX(Data!$E$24:$E$47, MATCH(F3067&D3067, Data!$B$24:$B$47,0))","v":1.9964561142097742E-3},{"$f":"SUMPRODUCT((Data!$B$58:$B$60=Model!$F3067)*(Data!$C$57:$K$57=Model!$O3067)*(Data!$C$58:$K$60))","v":2.8392735823590045},91.607264176409956,1,{"$f":"IF(E3067<>\"Serviceable\",E3067,INDEX(Lists!$D$6:$D$8, MATCH(T3067,Lists!$C$6:$C$8,0)))","v":"Serviceable"},{"$f":"INDEX(Lists!$C$12:$C$26, MATCH(H3067, Lists!$B$12:$B$26,0))","v":"LV"}]
[null,6303,1971,"Wood Creos Impregnated","Serviceable","Class 3",0,"lv",920,2021,100,"No",false,10,{"$f":"INDEX(Lists!$B$32:$B$40, MATCH(YEAR(TODAY())-C3117, Lists!$C$32:$C$40,1))","v":"51-60"},292.84509528908745,{"$f":"INDEX(Data!$E$24:$E$47, MATCH(F3117&D3117, Data!$B$24:$B$47,0))","v":1.0684339161496522E-3},{"$f":"SUMPRODUCT((Data!$B$58:$B$60=Model!$F3117)*(Data!$C$57:$K$57=Model!$O3117)*(Data!$C$58:$K$60))","v":2.6564859251595059},73.435140748404933,1,{"$f":"IF(E3117<>\"Serviceable\",E3117,INDEX(Lists!$D$6:$D$8, MATCH(T3117,Lists!$C$6:$C$8,0)))","v":"Serviceable"},{"$f":"INDEX(Lists!$C$12:$C$26, MATCH(H3117, Lists!$B$12:$B$26,0))","v":"LV"}]
[null,6400,1972,"Wood Creos Impregnated","Serviceable","Class 1",0,"lv/future hv",850,2021,130,"No",false,10,{"$f":"INDEX(Lists!$B$32:$B$40, MATCH(YEAR(TODAY())-C3173, Lists!$C$32:$C$40,1))","v":"51-60"},270.5634032562221,{"$f":"INDEX(Data!$E$24:$E$47, MATCH(F3173&D3173, Data!$B$24:$B$47,0))","v":9.9474993092014377E-4},{"$f":"SUMPRODUCT((Data!$B$58:$B$60=Model!$F3173)*(Data!$C$57:$K$57=Model!$O3173)*(Data!$C$58:$K$60))","v":1.3557210085184006},116.44278991481599,1,{"$f":"IF(E3173<>\"Serviceable\",E3173,INDEX(Lists!$D$6:$D$8, MATCH(T3173,Lists!$C$6:$C$8,0)))","v":"Serviceable"},{"$f":"INDEX(Lists!$C$12:$C$26, MATCH(H3173, Lists!$B$12:$B$26,0))","v":"LV"}]
[null,6537,1964,"Wood Creos Impregnated","Serviceable","Class 3",0,"lv/hv",900,2021,100,"No",false,10,{"$f":"INDEX(Lists!$B$32:$B$40, MATCH(YEAR(TODAY())-C3242, Lists!$C$32:$C$40,1))","v":"61-70"},286.47889756541161,{"$f":"INDEX(Data!$E$24:$E$47, MATCH(F3242&D3242, Data!$B$24:$B$47,0))","v":1.0684339161496522E-3},{"$f":"SUMPRODUCT((Data!$B$58:$B$60=Model!$F3242)*(Data!$C$57:$K$57=Model!$O3242)*(Data!$C$58:$K$60))","v":1.9802031311051838},80.197968688948166,1,{"$f":"IF(E3242<>\"Serviceable\",E3242,INDEX(Lists!$D$6:$D$8, MATCH(T3242,Lists!$C$6:$C$8,0)))","v":"Serviceable"},{"$f":"INDEX(Lists!$C$12:$C$26, MATCH(H3242, Lists!$B$12:$B$26,0))","v":"HV"}]
[null,6654,1941,"Wood Untreated Dressed","Serviceable","Class 1",0,"lv/hv",815,2020,100,"No",false,10,{"$f":"INDEX(Lists!$B$32:$B$40, MATCH(YEAR(TODAY())-C3292, Lists!$C$32:$C$40,1))","v":"81-90"},259.4225572397894,{"$f":"INDEX(Data!$E$24:$E$47, MATCH(F3292&D3292, Data!$B$24:$B$47,0))","v":1.9964561142097742E-3},{"$f":"SUMPRODUCT((Data!$B$58:$B$60=Model!$F3292)*(Data!$C$57:$K$57=Model!$O3292)*(Data!$C$58:$K$60))","v":2.8392735823590045},71.607264176409956,1,{"$f":"IF(E3292<>\"Serviceable\",E3292,INDEX(Lists!$D$6:$D$8, MATCH(T3292,Lists!$C$6:$C$8,0)))","v":"Serviceable"},{"$f":"INDEX(Lists!$C$12:$C$26, MATCH(H3292, Lists!$B$12:$B$26,0))","v":"HV"}]
[null,6699,1974,"Wood Creos Impregnated","Serviceable","Class 1",0,"lv/hv",1100,2021,120,"No",false,10,{"$f":"INDEX(Lists!$B$32:$B$40, MATCH(YEAR(TODAY())-C3313, Lists!$C$32:$C$40,1))","v":"51-60"},350.14087480216978,{"$f":"INDEX(Data!$E$24:$E$47, MATCH(F3313&D3313, Data!$B$24:$B$47,0))","v":9.9474993092014377E-4},{"$f":"SUMPRODUCT((Data!$B$58:$B$60=Model!$F3313)*(Data!$C$57:$K$57=Model!$O3313)*(Data!$C$58:$K$60))","v":1.3557210085184006},106.44278991481599,1,{"$f":"IF(E3313<>\"Serviceable\",E3313,INDEX(Lists!$D$6:$D$8, MATCH(T3313,Lists!$C$6:$C$8,0)))","v":"Serviceable"},{"$f":"INDEX(Lists!$C$12:$C$26, MATCH(H3313, Lists!$B$12:$B$26,0))","v":"HV"}]
[null,6840,1960,"Wood Creos Impregnated","Serviceable","Class 3",0,"lv",870,2021,100,"No",false,10,{"$f":"INDEX(Lists!$B$32:$B$40, MATCH(YEAR(TODAY())-C3390, Lists!$C$32:$C$40,1))","v":"61-70"},276.92960097989788,{"$f":"INDEX(Data!$E$24:$E$47, MATCH(F3390&D3390, Data!$B$24:$B$47,0))","v":1.0684339161496522E-3},{"$f":"SUMPRODUCT((Data!$B$58:$B$60=Model!$F3390)*(Data!$C$57:$K$57=Model!$O3390)*(Data!$C$58:$K$60))","v":1.9802031311051838},80.197968688948166,1,{"$f":"IF(E3390<>\"Serviceable\",E3390,INDEX(Lists!$D$6:$D$8, MATCH(T3390,Lists!$C$6:$C$8,0)))","v":"Serviceable"},{"$f":"INDEX(Lists!$C$12:$C$26, MATCH(H3390, Lists!$B$12:$B$26,0))","v":"LV"}]
[null,6999,1979,"Wood Untreated Dressed","Serviceable","Class 1",0,"lv",880,2022,140,"No",false,10,{"$f":"INDEX(Lists!$B$32:$B$40, MATCH(YEAR(TODAY())-C3467, Lists!$C$32:$C$40,1))","v":"41-50"},280.11269984173578,{"$f":"INDEX(Data!$E$24:$E$47, MATCH(F3467&D3467, Data!$B$24:$B$47,0))","v":1.9964561142097742E-3},{"$f":"SUMPRODUCT((Data!$B$58:$B$60=Model!$F3467)*(Data!$C$57:$K$57=Model!$O3467)*(Data!$C$58:$K$60))","v":1.7977578417715214},122.02242158228478,1,{"$f":"IF(E3467<>\"Serviceable\",E3467,INDEX(Lists!$D$6:$D$8, MATCH(T3467,Lists!$C$6:$C$8,0)))","v":"Serviceable"},{"$f":"INDEX(Lists!$C$12:$C$26, MATCH(H3467, Lists!$B$12:$B$26,0))","v":"LV"}]
[null,7043,1938,"Wood Untreated Dressed","Serviceable","Class 1",0,"lv/hv",890,2023,90,"No",false,10,{"$f":"INDEX(Lists!$B$32:$B$40, MATCH(YEAR(TODAY())-C3488, Lists!$C$32:$C$40,1))","v":"81-90"},283.29579870357372,{"$f":"INDEX(Data!$E$24:$E$47, MATCH(F3488&D3488, Data!$B$24:$B$47,0))","v":1.9964561142097742E-3},{"$f":"SUMPRODUCT((Data!$B$58:$B$60=Model!$F3488)*(Data!$C$57:$K$57=Model!$O3488)*(Data!$C$58:$K$60))","v":2.8392735823590045},61.607264176409956,1,{"$f":"IF(E3488<>\"Serviceable\",E3488,INDEX(Lists!$D$6:$D$8, MATCH(T3488,Lists!$C$6:$C$8,0)))","v":"Serviceable"},{"$f":"INDEX(Lists!$C$12:$C$26, MATCH(H3488, Lists!$B$12:$B$26,0))","v":"HV"}]
[null,7238,1977,"Wood Untreated Dressed","Serviceable","Class 1",0,"lv",974,2019,120,"No",false,10,{"$f":"INDEX(Lists!$B$32:$B$40, MATCH(YEAR(TODAY())-C3585, Lists!$C$32:$C$40,1))","v":"41-50"},310.0338291430121,{"$f":"INDEX(Data!$E$24:$E$47, MATCH(F3585&D3585, Data!$B$24:$B$47,0))","v":1.9964561142097742E-3},{"$f":"SUMPRODUCT((Data!$B$58:$B$60=Model!$F3585)*(Data!$C$57:$K$57=Model!$O3585)*(Data!$C$58:$K$60))","v":1.7977578417715214},102.02242158228478,1,{"$f":"IF(E3585<>\"Serviceable\",E3585,INDEX(Lists!$D$6:$D$8, MATCH(T3585,Lists!$C$6:$C$8,0)))","v":"Serviceable"},{"$f":"INDEX(Lists!$C$12:$C$26, MATCH(H3585, Lists!$B$12:$B$26,0))","v":"LV"}]
[null,7291,1978,"Wood Untreated Dressed","Serviceable","Class 1",0,"lv/hv",1025,2019,140,"No",false,10,{"$f":"INDEX(Lists!$B$32:$B$40, MATCH(YEAR(TODAY())-C3613, Lists!$C$32:$C$40,1))","v":"41-50"},326.26763333838545,{"$f":"INDEX(Data!$E$24:$E$47, MATCH(F3613&D3613, Data!$B$24:$B$47,0))","v":1.9964561142097742E-3},{"$f":"SUMPRODUCT((Data!$B$58:$B$60=Model!$F3613)*(Data!$C$57:$K$57=Model!$O3613)*(Data!$C$58:$K$60))","v":1.7977578417715214},122.02242158228478,1,{"$f":"IF(E3613<>\"Serviceable\",E3613,INDEX(Lists!$D$6:$D$8, MATCH(T3613,Lists!$C$6:$C$8,0)))","v":"Serviceable"},{"$f":"INDEX(Lists!$C$12:$C$26, MATCH(H3613, Lists!$B$12:$B$26,0))","v":"HV"}]
[null,7396,1961,"Wood Creos Impregnated","Serviceable","Class 3",0,"lv/hv",940,2022,90,"No",false,10,{"$f":"INDEX(Lists!$B$32:$B$40, MATCH(YEAR(TODAY())-C3663, Lists!$C$32:$C$40,1))","v":"61-70"},299.21129301276324,{"$f":"INDEX(Data!$E$24:$E$47, MATCH(F3663&D3663, Data!$B$24:$B$47,0))","v":1.0684339161496522E-3},{"$f":"SUMPRODUCT((Data!$B$58:$B$60=Model!$F3663)*(Data!$C$57:$K$57=Model!$O3663)*(Data!$C$58:$K$60))","v":1.9802031311051838},70.197968688948166,1,{"$f":"IF(E3663<>\"Serviceable\",E3663,INDEX(Lists!$D$6:$D$8, MATCH(T3663,Lists!$C$6:$C$8,0)))","v":"Serviceable"},{"$f":"INDEX(Lists!$C$12:$C$26, MATCH(H3663, Lists!$B$12:$B$26,0))","v":"HV"}]
[null,7490,1963,"Wood Creos Impregnated","Serviceable","Class 3",0,"lv/hv",1162,2022,100,"No",false,10,{"$f":"INDEX(Lists!$B$32:$B$40, MATCH(YEAR(TODAY())-C3726, Lists!$C$32:$C$40,1))","v":"61-70"},369.8760877455648,{"$f":"INDEX(Data!$E$24:$E$47, MATCH(F3726&D3726, Data!$B$24:$B$47,0))","v":1.0684339161496522E-3},{"$f":"SUMPRODUCT((Data!$B$58:$B$60=Model!$F3726)*(Data!$C$57:$K$57=Model!$O3726)*(Data!$C$58:$K$60))","v":1.9802031311051838},80.197968688948166,1,{"$f":"IF(E3726<>\"Serviceable\",E3726,INDEX(Lists!$D$6:$D$8, MATCH(T3726,Lists!$C$6:$C$8,0)))","v":"Serviceable"},{"$f":"INDEX(Lists!$C$12:$C$26, MATCH(H3726, Lists!$B$12:$B$26,0))","v":"HV"}]
[null,7593,1966,"Wood Creos Impregnated","Serviceable","Class 3",0,"lv",754,2022,100,"No",false,10,{"$f":"INDEX(Lists!$B$32:$B$40, MATCH(YEAR(TODAY())-C3788, Lists!$C$32:$C$40,1))","v":"51-60"},240.00565418257818,{"$f":"INDEX(Data!$E$24:$E$47, MATCH(F3788&D3788, Data!$B$24:$B$47,0))","v":1.0684339161496522E-3},{"$f":"SUMPRODUCT((Data!$B$58:$B$60=Model!$F3788)*(Data!$C$57:$K$57=Model!$O3788)*(Data!$C$58:$K$60))","v":2.6564859251595059},73.435140748404933,1,{"$f":"IF(E3788<>\"Serviceable\",E3788,INDEX(Lists!$D$6:$D$8, MATCH(T3788,Lists!$C$6:$C$8,0)))","v":"Serviceable"},{"$f":"INDEX(Lists!$C$12:$C$26, MATCH(H3788, Lists!$B$12:$B$26,0))","v":"LV"}]
[null,7675,1930,"Wood Untreated Dressed","Serviceable","Class 1",0,"lv/hv",900,2019,90,"No",false,10,{"$f":"INDEX(Lists!$B$32:$B$40, MATCH(YEAR(TODAY())-C3838, Lists!$C$32:$C$40,1))","v":"90+"},286.47889756541161,{"$f":"INDEX(Data!$E$24:$E$47, MATCH(F3838&D3838, Data!$B$24:$B$47,0))","v":1.9964561142097742E-3},{"$f":"SUMPRODUCT((Data!$B$58:$B$60=Model!$F3838)*(Data!$C$57:$K$57=Model!$O3838)*(Data!$C$58:$K$60))","v":1.4835341045333483},75.164658954666521,1,{"$f":"IF(E3838<>\"Serviceable\",E3838,INDEX(Lists!$D$6:$D$8, MATCH(T3838,Lists!$C$6:$C$8,0)))","v":"Serviceable"},{"$f":"INDEX(Lists!$C$12:$C$26, MATCH(H3838, Lists!$B$12:$B$26,0))","v":"HV"}]
[null,7723,1971,"Wood Creos Impregnated","Serviceable","Class 2",0,"lv/hv",942,2022,120,"No",false,10,{"$f":"INDEX(Lists!$B$32:$B$40, MATCH(YEAR(TODAY())-C3867, Lists!$C$32:$C$40,1))","v":"51-60"},299.8479127851308,{"$f":"INDEX(Data!$E$24:$E$47, MATCH(F3867&D3867, Data!$B$24:$B$47,0))","v":1.6118836915297091E-3},{"$f":"SUMPRODUCT((Data!$B$58:$B$60=Model!$F3867)*(Data!$C$57:$K$57=Model!$O3867)*(Data!$C$58:$K$60))","v":2.6773548093458861},93.226451906541143,1,{"$f":"IF(E3867<>\"Serviceable\",E3867,INDEX(Lists!$D$6:$D$8, MATCH(T3867,Lists!$C$6:$C$8,0)))","v":"Serviceable"},{"$f":"INDEX(Lists!$C$12:$C$26, MATCH(H3867, Lists!$B$12:$B$26,0))","v":"HV"}]
[null,7880,1941,"Wood Untreated Dressed","Serviceable","Class 1",0,"lv",800,2020,120,"No",false,10,{"$f":"INDEX(Lists!$B$32:$B$40, MATCH(YEAR(TODAY())-C3963, Lists!$C$32:$C$40,1))","v":"81-90"},254.64790894703253,{"$f":"INDEX(Data!$E$24:$E$47, MATCH(F3963&D3963, Data!$B$24:$B$47,0))","v":1.9964561142097742E-3},{"$f":"SUMPRODUCT((Data!$B$58:$B$60=Model!$F3963)*(Data!$C$57:$K$57=Model!$O3963)*(Data!$C$58:$K$60))","v":2.8392735823590045},91.607264176409956,1,{"$f":"IF(E3963<>\"Serviceable\",E3963,INDEX(Lists!$D$6:$D$8, MATCH(T3963,Lists!$C$6:$C$8,0)))","v":"Serviceable"},{"$f":"INDEX(Lists!$C$12:$C$26, MATCH(H3963, Lists!$B$12:$B$26,0))","v":"LV"}]
[null,7955,1968,"Wood Creos Impregnated","Serviceable","Class 3",0,"lv/hv",960,2021,90,"No",false,10,{"$f":"INDEX(Lists!$B$32:$B$40, MATCH(YEAR(TODAY())-C4013, Lists!$C$32:$C$40,1))","v":"51-60"},305.57749073643907,{"$f":"INDEX(Data!$E$24:$E$47, MATCH(F4013&D4013, Data!$B$24:$B$47,0))","v":1.0684339161496522E-3},{"$f":"SUMPRODUCT((Data!$B$58:$B$60=Model!$F4013)*(Data!$C$57:$K$57=Model!$O4013)*(Data!$C$58:$K$60))","v":2.6564859251595059},63.43514074840494,2,{"$f":"IF(E4013<>\"Serviceable\",E4013,INDEX(Lists!$D$6:$D$8, MATCH(T4013,Lists!$C$6:$C$8,0)))","v":"Limited Life"},{"$f":"INDEX(Lists!$C$12:$C$26, MATCH(H4013, Lists!$B$12:$B$26,0))","v":"HV"}]
[null,7987,1968,"Wood Creos Impregnated","Serviceable","Class 2",0,"lv",860,2021,100,"No",false,10,{"$f":"INDEX(Lists!$B$32:$B$40, MATCH(YEAR(TODAY())-C4030, Lists!$C$32:$C$40,1))","v":"51-60"},273.74650211805999,{"$f":"INDEX(Data!$E$24:$E$47, MATCH(F4030&D4030, Data!$B$24:$B$47,0))","v":1.6118836915297091E-3},{"$f":"SUMPRODUCT((Data!$B$58:$B$60=Model!$F4030)*(Data!$C$57:$K$57=Model!$O4030)*(Data!$C$58:$K$60))","v":2.6773548093458861},73.226451906541143,1,{"$f":"IF(E4030<>\"Serviceable\",E4030,INDEX(Lists!$D$6:$D$8, MATCH(T4030,Lists!$C$6:$C$8,0)))","v":"Serviceable"},{"$f":"INDEX(Lists!$C$12:$C$26, MATCH(H4030, Lists!$B$12:$B$26,0))","v":"LV"}]
[null,8092,1985,"Wood Untreated Dressed","Serviceable","Class 1",0,"lv/future hv",990,2021,150,"No",false,10,{"$f":"INDEX(Lists!$B$32:$B$40, MATCH(YEAR(TODAY())-C4083, Lists!$C$32:$C$40,1))","v":"31-40"},315.1267873219528,{"$f":"INDEX(Data!$E$24:$E$47, MATCH(F4083&D4083, Data!$B$24:$B$47,0))","v":1.9964561142097742E-3},{"$f":"SUMPRODUCT((Data!$B$58:$B$60=Model!$F4083)*(Data!$C$57:$K$57=Model!$O4083)*(Data!$C$58:$K$60))","v":3.0038452968326621},119.96154703167338,1,{"$f":"IF(E4083<>\"Serviceable\",E4083,INDEX(Lists!$D$6:$D$8, MATCH(T4083,Lists!$C$6:$C$8,0)))","v":"Serviceable"},{"$f":"INDEX(Lists!$C$12:$C$26, MATCH(H4083, Lists!$B$12:$B$26,0))","v":"LV"}]
[null,8176,1982,"Wood Untreated Dressed","Serviceable","Class 1",0,"lv",723,2021,110,"No",false,10,{"$f":"INDEX(Lists!$B$32:$B$40, MATCH(YEAR(TODAY())-C4133, Lists!$C$32:$C$40,1))","v":"41-50"},230.13804771088067,{"$f":"INDEX(Data!$E$24:$E$47, MATCH(F4133&D4133, Data!$B$24:$B$47,0))","v":1.9964561142097742E-3},{"$f":"SUMPRODUCT((Data!$B$58:$B$60=Model!$F4133)*(Data!$C$57:$K$57=Model!$O4133)*(Data!$C$58:$K$60))","v":1.7977578417715214},92.022421582284778,1,{"$f":"IF(E4133<>\"Serviceable\",E4133,INDEX(Lists!$D$6:$D$8, MATCH(T4133,Lists!$C$6:$C$8,0)))","v":"Serviceable"},{"$f":"INDEX(Lists!$C$12:$C$26, MATCH(H4133, Lists!$B$12:$B$26,0))","v":"LV"}]
[null,8335,1979,"Wood Creos Impregnated","Serviceable","Class 3",0,"lv",770,2022,90,"No",false,10,{"$f":"INDEX(Lists!$B$32:$B$40, MATCH(YEAR(TODAY())-C4225, Lists!$C$32:$C$40,1))","v":"41-50"},245.09861236151883,{"$f":"INDEX(Data!$E$24:$E$47, MATCH(F4225&D4225, Data!$B$24:$B$47,0))","v":1.0684339161496522E-3},{"$f":"SUMPRODUCT((Data!$B$58:$B$60=Model!$F4225)*(Data!$C$57:$K$57=Model!$O4225)*(Data!$C$58:$K$60))","v":3.2595928155551883},57.404071844448119,2,{"$f":"IF(E4225<>\"Serviceable\",E4225,INDEX(Lists!$D$6:$D$8, MATCH(T4225,Lists!$C$6:$C$8,0)))","v":"Limited Life"},{"$f":"INDEX(Lists!$C$12:$C$26, MATCH(H4225, Lists!$B$12:$B$26,0))","v":"LV"}]
[null,8388,1941,"Wood Untreated Dressed","Serviceable","Class 1",0,"lv/hv",1160,2021,150,"No",false,10,{"$f":"INDEX(Lists!$B$32:$B$40, MATCH(YEAR(TODAY())-C4258, Lists!$C$32:$C$40,1))","v":"81-90"},369.23946797319718,{"$f":"INDEX(Data!$E$24:$E$47, MATCH(F4258&D4258, Data!$B$24:$B$47,0))","v":1.9964561142097742E-3},{"$f":"SUMPRODUCT((Data!$B$58:$B$60=Model!$F4258)*(Data!$C$57:$K$57=Model!$O4258)*(Data!$C$58:$K$60))","v":2.8392735823590045},121.60726417640996,1,{"$f":"IF(E4258<>\"Serviceable\",E4258,INDEX(Lists!$D$6:$D$8, MATCH(T4258,Lists!$C$6:$C$8,0)))","v":"Serviceable"},{"$f":"INDEX(Lists!$C$12:$C$26, MATCH(H4258, Lists!$B$12:$B$26,0))","v":"HV"}]
[null,8513,1967,"Wood Creos Impregnated","Serviceable","Class 3",0,"lv",880,2021,100,"No",false,10,{"$f":"INDEX(Lists!$B$32:$B$40, MATCH(YEAR(TODAY())-C4334, Lists!$C$32:$C$40,1))","v":"51-60"},280.11269984173578,{"$f":"INDEX(Data!$E$24:$E$47, MATCH(F4334&D4334, Data!$B$24:$B$47,0))","v":1.0684339161496522E-3},{"$f":"SUMPRODUCT((Data!$B$58:$B$60=Model!$F4334)*(Data!$C$57:$K$57=Model!$O4334)*(Data!$C$58:$K$60))","v":2.6564859251595059},73.435140748404933,1,{"$f":"IF(E4334<>\"Serviceable\",E4334,INDEX(Lists!$D$6:$D$8, MATCH(T4334,Lists!$C$6:$C$8,0)))","v":"Serviceable"},{"$f":"INDEX(Lists!$C$12:$C$26, MATCH(H4334, Lists!$B$12:$B$26,0))","v":"LV"}]
[null,8565,1977,"Wood Untreated Round","Serviceable","Class 1",0,"lv",754,2022,140,"No",false,10,{"$f":"INDEX(Lists!$B$32:$B$40, MATCH(YEAR(TODAY())-C4366, Lists!$C$32:$C$40,1))","v":"41-50"},240.00565418257818,{"$f":"INDEX(Data!$E$24:$E$47, MATCH(F4366&D4366, Data!$B$24:$B$47,0))","v":1.9964561142097742E-3},{"$f":"SUMPRODUCT((Data!$B$58:$B$60=Model!$F4366)*(Data!$C$57:$K$57=Model!$O4366)*(Data!$C$58:$K$60))","v":1.7977578417715214},122.02242158228478,1,{"$f":"IF(E4366<>\"Serviceable\",E4366,INDEX(Lists!$D$6:$D$8, MATCH(T4366,Lists!$C$6:$C$8,0)))","v":"Serviceable"},{"$f":"INDEX(Lists!$C$12:$C$26, MATCH(H4366, Lists!$B$12:$B$26,0))","v":"LV"}]
[null,8672,1984,"Wood Untreated Dressed","Serviceable","Class 1",0,"lv/hv",1000,2020,150,"No",false,10,{"$f":"INDEX(Lists!$B$32:$B$40, MATCH(YEAR(TODAY())-C4433, Lists!$C$32:$C$40,1))","v":"41-50"},318.3098861837907,{"$f":"INDEX(Data!$E$24:$E$47, MATCH(F4433&D4433, Data!$B$24:$B$47,0))","v":1.9964561142097742E-3},{"$f":"SUMPRODUCT((Data!$B$58:$B$60=Model!$F4433)*(Data!$C$57:$K$57=Model!$O4433)*(Data!$C$58:$K$60))","v":1.7977578417715214},132.02242158228478,1,{"$f":"IF(E4433<>\"Serviceable\",E4433,INDEX(Lists!$D$6:$D$8, MATCH(T4433,Lists!$C$6:$C$8,0)))","v":"Serviceable"},{"$f":"INDEX(Lists!$C$12:$C$26, MATCH(H4433, Lists!$B$12:$B$26,0))","v":"HV"}]
[null,8815,1940,"Wood Untreated Dressed","Serviceable","Class 1",0,"lv",740,2021,80,"No",false,10,{"$f":"INDEX(Lists!$B$32:$B$40, MATCH(YEAR(TODAY())-C4509, Lists!$C$32:$C$40,1))","v":"81-90"},235.5493157760051,{"$f":"INDEX(Data!$E$24:$E$47, MATCH(F4509&D4509, Data!$B$24:$B$47,0))","v":1.9964561142097742E-3},{"$f":"SUMPRODUCT((Data!$B$58:$B$60=Model!$F4509)*(Data!$C$57:$K$57=Model!$O4509)*(Data!$C$58:$K$60))","v":2.8392735823590045},51.607264176409956,1,{"$f":"IF(E4509<>\"Serviceable\",E4509,INDEX(Lists!$D$6:$D$8, MATCH(T4509,Lists!$C$6:$C$8,0)))","v":"Serviceable"},{"$f":"INDEX(Lists!$C$12:$C$26, MATCH(H4509, Lists!$B$12:$B$26,0))","v":"LV"}]
[null,8912,1976,"Wood Creos Impregnated","Serviceable","Class 3",0,"lv/hv",1030,2021,80,"No",false,10,{"$f":"INDEX(Lists!$B$32:$B$40, MATCH(YEAR(TODAY())-C4561, Lists!$C$32:$C$40,1))","v":"41-50"},327.85918276930443,{"$f":"INDEX(Data!$E$24:$E$47, MATCH(F4561&D4561, Data!$B$24:$B$47,0))","v":1.0684339161496522E-3},{"$f":"SUMPRODUCT((Data!$B$58:$B$60=Model!$F4561)*(Data!$C$57:$K$57=Model!$O4561)*(Data!$C$58:$K$60))","v":3.2595928155551883},47.404071844448119,2,{"$f":"IF(E4561<>\"Serviceable\",E4561,INDEX(Lists!$D$6:$D$8, MATCH(T4561,Lists!$C$6:$C$8,0)))","v":"Limited Life"},{"$f":"INDEX(Lists!$C$12:$C$26, MATCH(H4561, Lists!$B$12:$B$26,0))","v":"HV"}]
[null,8993,1988,"Wood Untreated Dressed","Serviceable","Class 1",0,"lv",1020,2020,150,"No",false,10,{"$f":"INDEX(Lists!$B$32:$B$40, MATCH(YEAR(TODAY())-C4608, Lists!$C$32:$C$40,1))","v":"31-40"},324.67608390746648,{"$f":"INDEX(Data!$E$24:$E$47, MATCH(F4608&D4608, Data!$B$24:$B$47,0))","v":1.9964561142097742E-3},{"$f":"SUMPRODUCT((Data!$B$58:$B$60=Model!$F4608)*(Data!$C$57:$K$57=Model!$O4608)*(Data!$C$58:$K$60))","v":3.0038452968326621},119.96154703167338,1,{"$f":"IF(E4608<>\"Serviceable\",E4608,INDEX(Lists!$D$6:$D$8, MATCH(T4608,Lists!$C$6:$C$8,0)))","v":"Serviceable"},{"$f":"INDEX(Lists!$C$12:$C$26, MATCH(H4608, Lists!$B$12:$B$26,0))","v":"LV"}]
[null,9025,1978,"Wood Creos Impregnated","Serviceable","Class 1",0,"lv",940,2022,130,"No",false,10,{"$f":"INDEX(Lists!$B$32:$B$40, MATCH(YEAR(TODAY())-C4629, Lists!$C$32:$C$40,1))","v":"41-50"},299.21129301276324,{"$f":"INDEX(Data!$E$24:$E$47, MATCH(F4629&D4629, Data!$B$24:$B$47,0))","v":9.9474993092014377E-4},{"$f":"SUMPRODUCT((Data!$B$58:$B$60=Model!$F4629)*(Data!$C$57:$K$57=Model!$O4629)*(Data!$C$58:$K$60))","v":1.7977578417715214},112.02242158228478,1,{"$f":"IF(E4629<>\"Serviceable\",E4629,INDEX(Lists!$D$6:$D$8, MATCH(T4629,Lists!$C$6:$C$8,0)))","v":"Serviceable"},{"$f":"INDEX(Lists!$C$12:$C$26, MATCH(H4629, Lists!$B$12:$B$26,0))","v":"LV"}]
[null,9238,1974,"Wood Creos Impregnated","Serviceable","Class 3",0,"lv/hv",1010,2022,100,"No",false,10,{"$f":"INDEX(Lists!$B$32:$B$40, MATCH(YEAR(TODAY())-C4734, Lists!$C$32:$C$40,1))","v":"51-60"},321.49298504562859,{"$f":"INDEX(Data!$E$24:$E$47, MATCH(F4734&D4734, Data!$B$24:$B$47,0))","v":1.0684339161496522E-3},{"$f":"SUMPRODUCT((Data!$B$58:$B$60=Model!$F4734)*(Data!$C$57:$K$57=Model!$O4734)*(Data!$C$58:$K$60))","v":2.6564859251595059},73.435140748404933,1,{"$f":"IF(E4734<>\"Serviceable\",E4734,INDEX(Lists!$D$6:$D$8, MATCH(T4734,Lists!$C$6:$C$8,0)))","v":"Serviceable"},{"$f":"INDEX(Lists!$C$12:$C$26, MATCH(H4734, Lists!$B$12:$B$26,0))","v":"HV"}]
[null,9257,1985,"Wood Untreated Dressed","Serviceable","Class 1",0,"lv",910,2021,130,"No",false,10,{"$f":"INDEX(Lists!$B$32:$B$40, MATCH(YEAR(TODAY())-C4746, Lists!$C$32:$C$40,1))","v":"31-40"},289.66199642724951,{"$f":"INDEX(Data!$E$24:$E$47, MATCH(F4746&D4746, Data!$B$24:$B$47,0))","v":1.9964561142097742E-3},{"$f":"SUMPRODUCT((Data!$B$58:$B$60=Model!$F4746)*(Data!$C$57:$K$57=Model!$O4746)*(Data!$C$58:$K$60))","v":3.0038452968326621},99.961547031673376,1,{"$f":"IF(E4746<>\"Serviceable\",E4746,INDEX(Lists!$D$6:$D$8, MATCH(T4746,Lists!$C$6:$C$8,0)))","v":"Serviceable"},{"$f":"INDEX(Lists!$C$12:$C$26, MATCH(H4746, Lists!$B$12:$B$26,0))","v":"LV"}]
[null,9370,1959,"Wood Creos Impregnated","Serviceable","Class 3",0,"lv/hv",942,2022,120,"No",false,10,{"$f":"INDEX(Lists!$B$32:$B$40, MATCH(YEAR(TODAY())-C4804, Lists!$C$32:$C$40,1))","v":"61-70"},299.8479127851308,{"$f":"INDEX(Data!$E$24:$E$47, MATCH(F4804&D4804, Data!$B$24:$B$47,0))","v":1.0684339161496522E-3},{"$f":"SUMPRODUCT((Data!$B$58:$B$60=Model!$F4804)*(Data!$C$57:$K$57=Model!$O4804)*(Data!$C$58:$K$60))","v":1.9802031311051838},100.19796868894817,1,{"$f":"IF(E4804<>\"Serviceable\",E4804,INDEX(Lists!$D$6:$D$8, MATCH(T4804,Lists!$C$6:$C$8,0)))","v":"Serviceable"},{"$f":"INDEX(Lists!$C$12:$C$26, MATCH(H4804, Lists!$B$12:$B$26,0))","v":"HV"}]
[null,9481,1985,"Wood Untreated Dressed","Serviceable","Class 1",0,"lv",930,2022,90,"No",false,10,{"$f":"INDEX(Lists!$B$32:$B$40, MATCH(YEAR(TODAY())-C4854, Lists!$C$32:$C$40,1))","v":"31-40"},296.02819415092534,{"$f":"INDEX(Data!$E$24:$E$47, MATCH(F4854&D4854, Data!$B$24:$B$47,0))","v":1.9964561142097742E-3},{"$f":"SUMPRODUCT((Data!$B$58:$B$60=Model!$F4854)*(Data!$C$57:$K$57=Model!$O4854)*(Data!$C$58:$K$60))","v":3.0038452968326621},59.961547031673376,1,{"$f":"IF(E4854<>\"Serviceable\",E4854,INDEX(Lists!$D$6:$D$8, MATCH(T4854,Lists!$C$6:$C$8,0)))","v":"Serviceable"},{"$f":"INDEX(Lists!$C$12:$C$26, MATCH(H4854, Lists!$B$12:$B$26,0))","v":"LV"}]
[null,9634,1968,"Wood Creos Impregnated","Serviceable","Class 3",0,"lv",880,2021,70,"No",false,10,{"$f":"INDEX(Lists!$B$32:$B$40, MATCH(YEAR(TODAY())-C4941, Lists!$C$32:$C$40,1))","v":"51-60"},280.11269984173578,{"$f":"INDEX(Data!$E$24:$E$47, MATCH(F4941&D4941, Data!$B$24:$B$47,0))","v":1.0684339161496522E-3},{"$f":"SUMPRODUCT((Data!$B$58:$B$60=Model!$F4941)*(Data!$C$57:$K$57=Model!$O4941)*(Data!$C$58:$K$60))","v":2.6564859251595059},43.43514074840494,2,{"$f":"IF(E4941<>\"Serviceable\",E4941,INDEX(Lists!$D$6:$D$8, MATCH(T4941,Lists!$C$6:$C$8,0)))","v":"Limited Life"},{"$f":"INDEX(Lists!$C$12:$C$26, MATCH(H4941, Lists!$B$12:$B$26,0))","v":"LV"}]
[null,9690,1993,"Wood Untreated Dressed","Serviceable","Class 1",0,"lv/hv",1070,2023,100,"No",false,10,{"$f":"INDEX(Lists!$B$32:$B$40, MATCH(YEAR(TODAY())-C4979, Lists!$C$32:$C$40,1))","v":"31-40"},340.59157821665605,{"$f":"INDEX(Data!$E$24:$E$47, MATCH(F4979&D4979, Data!$B$24:$B$47,0))","v":1.9964561142097742E-3},{"$f":"SUMPRODUCT((Data!$B$58:$B$60=Model!$F4979)*(Data!$C$57:$K$57=Model!$O4979)*(Data!$C$58:$K$60))","v":3.0038452968326621},69.961547031673376,1,{"$f":"IF(E4979<>\"Serviceable\",E4979,INDEX(Lists!$D$6:$D$8, MATCH(T4979,Lists!$C$6:$C$8,0)))","v":"Serviceable"},{"$f":"INDEX(Lists!$C$12:$C$26, MATCH(H4979, Lists!$B$12:$B$26,0))","v":"HV"}]
[null,9827,1937,"Wood Untreated Dressed","Serviceable","Class 1",0,"lv",920,2020,80,"No",false,10,{"$f":"INDEX(Lists!$B$32:$B$40, MATCH(YEAR(TODAY())-C5055, Lists!$C$32:$C$40,1))","v":"81-90"},292.84509528908745,{"$f":"INDEX(Data!$E$24:$E$47, MATCH(F5055&D5055, Data!$B$24:$B$47,0))","v":1.9964561142097742E-3},{"$f":"SUMPRODUCT((Data!$B$58:$B$60=Model!$F5055)*(Data!$C$57:$K$57=Model!$O5055)*(Data!$C$58:$K$60))","v":2.8392735823590045},51.607264176409956,1,{"$f":"IF(E5055<>\"Serviceable\",E5055,INDEX(Lists!$D$6:$D$8, MATCH(T5055,Lists!$C$6:$C$8,0)))","v":"Serviceable"},{"$f":"INDEX(Lists!$C$12:$C$26, MATCH(H5055, Lists!$B$12:$B$26,0))","v":"LV"}]
[null,9877,1969,"Wood Creos Impregnated","Serviceable","Class 3",0,"lv",1037,2020,100,"No",false,10,{"$f":"INDEX(Lists!$B$32:$B$40, MATCH(YEAR(TODAY())-C5082, Lists!$C$32:$C$40,1))","v":"51-60"},330.08735197259097,{"$f":"INDEX(Data!$E$24:$E$47, MATCH(F5082&D5082, Data!$B$24:$B$47,0))","v":1.0684339161496522E-3},{"$f":"SUMPRODUCT((Data!$B$58:$B$60=Model!$F5082)*(Data!$C$57:$K$57=Model!$O5082)*(Data!$C$58:$K$60))","v":2.6564859251595059},73.435140748404933,1,{"$f":"IF(E5082<>\"Serviceable\",E5082,INDEX(Lists!$D$6:$D$8, MATCH(T5082,Lists!$C$6:$C$8,0)))","v":"Serviceable"},{"$f":"INDEX(Lists!$C$12:$C$26, MATCH(H5082, Lists!$B$12:$B$26,0))","v":"LV"}]
[null,10018,1974,"Wood Untreated Dressed","Serviceable","Class 1",0,"lv/hv",680,2020,100,"No",false,10,{"$f":"INDEX(Lists!$B$32:$B$40, MATCH(YEAR(TODAY())-C5154, Lists!$C$32:$C$40,1))","v":"51-60"},216.45072260497767,{"$f":"INDEX(Data!$E$24:$E$47, MATCH(F5154&D5154, Data!$B$24:$B$47,0))","v":1.9964561142097742E-3},{"$f":"SUMPRODUCT((Data!$B$58:$B$60=Model!$F5154)*(Data!$C$57:$K$57=Model!$O5154)*(Data!$C$58:$K$60))","v":1.3557210085184006},86.44278991481599,1,{"$f":"IF(E5154<>\"Serviceable\",E5154,INDEX(Lists!$D$6:$D$8, MATCH(T5154,Lists!$C$6:$C$8,0)))","v":"Serviceable"},{"$f":"INDEX(Lists!$C$12:$C$26, MATCH(H5154, Lists!$B$12:$B$26,0))","v":"HV"}]
[null,10054,1985,"Wood Untreated Dressed","Serviceable","Class 1",0,"lv/hv",1120,2020,150,"No",false,10,{"$f":"INDEX(Lists!$B$32:$B$40, MATCH(YEAR(TODAY())-C5175, Lists!$C$32:$C$40,1))","v":"31-40"},356.50707252584556,{"$f":"INDEX(Data!$E$24:$E$47, MATCH(F5175&D5175, Data!$B$24:$B$47,0))","v":1.9964561142097742E-3},{"$f":"SUMPRODUCT((Data!$B$58:$B$60=Model!$F5175)*(Data!$C$57:$K$57=Model!$O5175)*(Data!$C$58:$K$60))","v":3.0038452968326621},119.96154703167338,1,{"$f":"IF(E5175<>\"Serviceable\",E5175,INDEX(Lists!$D$6:$D$8, MATCH(T5175,Lists!$C$6:$C$8,0)))","v":"Serviceable"},{"$f":"INDEX(Lists!$C$12:$C$26, MATCH(H5175, Lists!$B$12:$B$26,0))","v":"HV"}]
[null,10269,1984,"Wood Untreated Dressed","Serviceable","Class 1",0,"lv",960,2020,140,"No",false,10,{"$f":"INDEX(Lists!$B$32:$B$40, MATCH(YEAR(TODAY())-C5277, Lists!$C$32:$C$40,1))","v":"41-50"},305.57749073643907,{"$f":"INDEX(Data!$E$24:$E$47, MATCH(F5277&D5277, Data!$B$24:$B$47,0))","v":1.9964561142097742E-3},{"$f":"SUMPRODUCT((Data!$B$58:$B$60=Model!$F5277)*(Data!$C$57:$K$57=Model!$O5277)*(Data!$C$58:$K$60))","v":1.7977578417715214},122.02242158228478,1,{"$f":"IF(E5277<>\"Serviceable\",E5277,INDEX(Lists!$D$6:$D$8, MATCH(T5277,Lists!$C$6:$C$8,0)))","v":"Serviceable"},{"$f":"INDEX(Lists!$C$12:$C$26, MATCH(H5277, Lists!$B$12:$B$26,0))","v":"LV"}]
[null,10367,1963,"Wood Creos Impregnated","Serviceable","Class 3",0,"lv/sub-transmission",1190,2020,100,"No",false,10,{"$f":"INDEX(Lists!$B$32:$B$40, MATCH(YEAR(TODAY())-C5329, Lists!$C$32:$C$40,1))","v":"61-70"},378.78876455871091,{"$f":"INDEX(Data!$E$24:$E$47, MATCH(F5329&D5329, Data!$B$24:$B$47,0))","v":1.0684339161496522E-3},{"$f":"SUMPRODUCT((Data!$B$58:$B$60=Model!$F5329)*(Data!$C$57:$K$57=Model!$O5329)*(Data!$C$58:$K$60))","v":1.9802031311051838},80.197968688948166,1,{"$f":"IF(E5329<>\"Serviceable\",E5329,INDEX(Lists!$D$6:$D$8, MATCH(T5329,Lists!$C$6:$C$8,0)))","v":"Serviceable"},{"$f":"INDEX(Lists!$C$12:$C$26, MATCH(H5329, Lists!$B$12:$B$26,0))","v":"Sub-T"}]
[null,10406,1993,"Wood Untreated Dressed","Serviceable","Class 1",0,"lv/sub-transmission",1220,2020,120,"No",false,10,{"$f":"INDEX(Lists!$B$32:$B$40, MATCH(YEAR(TODAY())-C5350, Lists!$C$32:$C$40,1))","v":"31-40"},388.33806114422464,{"$f":"INDEX(Data!$E$24:$E$47, MATCH(F5350&D5350, Data!$B$24:$B$47,0))","v":1.9964561142097742E-3},{"$f":"SUMPRODUCT((Data!$B$58:$B$60=Model!$F5350)*(Data!$C$57:$K$57=Model!$O5350)*(Data!$C$58:$K$60))","v":3.0038452968326621},89.961547031673376,1,{"$f":"IF(E5350<>\"Serviceable\",E5350,INDEX(Lists!$D$6:$D$8, MATCH(T5350,Lists!$C$6:$C$8,0)))","v":"Serviceable"},{"$f":"INDEX(Lists!$C$12:$C$26, MATCH(H5350, Lists!$B$12:$B$26,0))","v":"Sub-T"}]
[null,10543,1988,"Wood Untreated Dressed","Serviceable","Class 1",0,"lv",920,2020,130,"No",false,10,{"$f":"INDEX(Lists!$B$32:$B$40, MATCH(YEAR(TODAY())-C5418, Lists!$C$32:$C$40,1))","v":"31-40"},292.84509528908745,{"$f":"INDEX(Data!$E$24:$E$47, MATCH(F5418&D5418, Data!$B$24:$B$47,0))","v":1.9964561142097742E-3},{"$f":"SUMPRODUCT((Data!$B$58:$B$60=Model!$F5418)*(Data!$C$57:$K$57=Model!$O5418)*(Data!$C$58:$K$60))","v":3.0038452968326621},99.961547031673376,1,{"$f":"IF(E5418<>\"Serviceable\",E5418,INDEX(Lists!$D$6:$D$8, MATCH(T5418,Lists!$C$6:$C$8,0)))","v":"Serviceable"},{"$f":"INDEX(Lists!$C$12:$C$26, MATCH(H5418, Lists!$B$12:$B$26,0))","v":"LV"}]
[null,10639,1979,"Wood Untreated Dressed","Serviceable","Class 1",0,"lv/hv",790,2020,100,"No",false,10,{"$f":"INDEX(Lists!$B$32:$B$40, MATCH(YEAR(TODAY())-C5475, Lists!$C$32:$C$40,1))","v":"41-50"},251.46481008519464,{"$f":"INDEX(Data!$E$24:$E$47, MATCH(F5475&D5475, Data!$B$24:$B$47,0))","v":1.9964561142097742E-3},{"$f":"SUMPRODUCT((Data!$B$58:$B$60=Model!$F5475)*(Data!$C$57:$K$57=Model!$O5475)*(Data!$C$58:$K$60))","v":1.7977578417715214},82.022421582284778,1,{"$f":"IF(E5475<>\"Serviceable\",E5475,INDEX(Lists!$D$6:$D$8, MATCH(T5475,Lists!$C$6:$C$8,0)))","v":"Serviceable"},{"$f":"INDEX(Lists!$C$12:$C$26, MATCH(H5475, Lists!$B$12:$B$26,0))","v":"HV"}]
[null,10739,1978,"Wood Untreated Dressed","Serviceable","Class 1",0,"lv/hv",1037,2020,100,"No",false,10,{"$f":"INDEX(Lists!$B$32:$B$40, MATCH(YEAR(TODAY())-C5525, Lists!$C$32:$C$40,1))","v":"41-50"},330.08735197259097,{"$f":"INDEX(Data!$E$24:$E$47, MATCH(F5525&D5525, Data!$B$24:$B$47,0))","v":1.9964561142097742E-3},{"$f":"SUMPRODUCT((Data!$B$58:$B$60=Model!$F5525)*(Data!$C$57:$K$57=Model!$O5525)*(Data!$C$58:$K$60))","v":1.7977578417715214},82.022421582284778,1,{"$f":"IF(E5525<>\"Serviceable\",E5525,INDEX(Lists!$D$6:$D$8, MATCH(T5525,Lists!$C$6:$C$8,0)))","v":"Serviceable"},{"$f":"INDEX(Lists!$C$12:$C$26, MATCH(H5525, Lists!$B$12:$B$26,0))","v":"HV"}]
[null,10794,1964,"Wood Creos Impregnated","Serviceable","Class 3",0,"lv",910,2020,70,"No",false,10,{"$f":"INDEX(Lists!$B$32:$B$40, MATCH(YEAR(TODAY())-C5559, Lists!$C$32:$C$40,1))","v":"61-70"},289.66199642724951,{"$f":"INDEX(Data!$E$24:$E$47, MATCH(F5559&D5559, Data!$B$24:$B$47,0))","v":1.0684339161496522E-3},{"$f":"SUMPRODUCT((Data!$B$58:$B$60=Model!$F5559)*(Data!$C$57:$K$57=Model!$O5559)*(Data!$C$58:$K$60))","v":1.9802031311051838},50.197968688948166,2,{"$f":"IF(E5559<>\"Serviceable\",E5559,INDEX(Lists!$D$6:$D$8, MATCH(T5559,Lists!$C$6:$C$8,0)))","v":"Limited Life"},{"$f":"INDEX(Lists!$C$12:$C$26, MATCH(H5559, Lists!$B$12:$B$26,0))","v":"LV"}]
[null,10953,1978,"Wood Untreated Dressed","Serviceable","Class 1",0,"lv",730,2020,100,"No",false,10,{"$f":"INDEX(Lists!$B$32:$B$40, MATCH(YEAR(TODAY())-C5650, Lists!$C$32:$C$40,1))","v":"41-50"},232.36621691416721,{"$f":"INDEX(Data!$E$24:$E$47, MATCH(F5650&D5650, Data!$B$24:$B$47,0))","v":1.9964561142097742E-3},{"$f":"SUMPRODUCT((Data!$B$58:$B$60=Model!$F5650)*(Data!$C$57:$K$57=Model!$O5650)*(Data!$C$58:$K$60))","v":1.7977578417715214},82.022421582284778,1,{"$f":"IF(E5650<>\"Serviceable\",E5650,INDEX(Lists!$D$6:$D$8, MATCH(T5650,Lists!$C$6:$C$8,0)))","v":"Serviceable"},{"$f":"INDEX(Lists!$C$12:$C$26, MATCH(H5650, Lists!$B$12:$B$26,0))","v":"LV"}]
[null,11061,1978,"Wood Creos Impregnated","Serviceable","Class 1",0,"lv",730,2022,100,"No",false,10,{"$f":"INDEX(Lists!$B$32:$B$40, MATCH(YEAR(TODAY())-C5700, Lists!$C$32:$C$40,1))","v":"41-50"},232.36621691416721,{"$f":"INDEX(Data!$E$24:$E$47, MATCH(F5700&D5700, Data!$B$24:$B$47,0))","v":9.9474993092014377E-4},{"$f":"SUMPRODUCT((Data!$B$58:$B$60=Model!$F5700)*(Data!$C$57:$K$57=Model!$O5700)*(Data!$C$58:$K$60))","v":1.7977578417715214},82.022421582284778,1,{"$f":"IF(E5700<>\"Serviceable\",E5700,INDEX(Lists!$D$6:$D$8, MATCH(T5700,Lists!$C$6:$C$8,0)))","v":"Serviceable"},{"$f":"INDEX(Lists!$C$12:$C$26, MATCH(H5700, Lists!$B$12:$B$26,0))","v":"LV"}]
[null,11187,1988,"Wood Untreated Dressed","Serviceable","Class 1",0,"lv/hv",930,2021,120,"No",false,10,{"$f":"INDEX(Lists!$B$32:$B$40, MATCH(YEAR(TODAY())-C5754, Lists!$C$32:$C$40,1))","v":"31-40"},296.02819415092534,{"$f":"INDEX(Data!$E$24:$E$47, MATCH(F5754&D5754, Data!$B$24:$B$47,0))","v":1.9964561142097742E-3},{"$f":"SUMPRODUCT((Data!$B$58:$B$60=Model!$F5754)*(Data!$C$57:$K$57=Model!$O5754)*(Data!$C$58:$K$60))","v":3.0038452968326621},89.961547031673376,1,{"$f":"IF(E5754<>\"Serviceable\",E5754,INDEX(Lists!$D$6:$D$8, MATCH(T5754,Lists!$C$6:$C$8,0)))","v":"Serviceable"},{"$f":"INDEX(Lists!$C$12:$C$26, MATCH(H5754, Lists!$B$12:$B$26,0))","v":"HV"}]
[null,11359,1980,"Wood Untreated Dressed","Serviceable","Class 1",0,"lv/hv",1020,2021,140,"No",false,10,{"$f":"INDEX(Lists!$B$32:$B$40, MATCH(YEAR(TODAY())-C5825, Lists!$C$32:$C$40,1))","v":"41-50"},324.67608390746648,{"$f":"INDEX(Data!$E$24:$E$47, MATCH(F5825&D5825, Data!$B$24:$B$47,0))","v":1.9964561142097742E-3},{"$f":"SUMPRODUCT((Data!$B$58:$B$60=Model!$F5825)*(Data!$C$57:$K$57=Model!$O5825)*(Data!$C$58:$K$60))","v":1.7977578417715214},122.02242158228478,1,{"$f":"IF(E5825<>\"Serviceable\",E5825,INDEX(Lists!$D$6:$D$8, MATCH(T5825,Lists!$C$6:$C$8,0)))","v":"Serviceable"},{"$f":"INDEX(Lists!$C$12:$C$26, MATCH(H5825, Lists!$B$12:$B$26,0))","v":"HV"}]
[null,11437,1967,"Wood Creos Impregnated","Serviceable","Class 3",0,"lv/hv",1100,2020,80,"No",false,10,{"$f":"INDEX(Lists!$B$32:$B$40, MATCH(YEAR(TODAY())-C5875, Lists!$C$32:$C$40,1))","v":"51-60"},350.14087480216978,{"$f":"INDEX(Data!$E$24:$E$47, MATCH(F5875&D5875, Data!$B$24:$B$47,0))","v":1.0684339161496522E-3},{"$f":"SUMPRODUCT((Data!$B$58:$B$60=Model!$F5875)*(Data!$C$57:$K$57=Model!$O5875)*(Data!$C$58:$K$60))","v":2.6564859251595059},53.43514074840494,2,{"$f":"IF(E5875<>\"Serviceable\",E5875,INDEX(Lists!$D$6:$D$8, MATCH(T5875,Lists!$C$6:$C$8,0)))","v":"Limited Life"},{"$f":"INDEX(Lists!$C$12:$C$26, MATCH(H5875, Lists!$B$12:$B$26,0))","v":"HV"}]
[null,11495,1938,"Wood Untreated Dressed","Serviceable","Class 1",0,"lv/hv",920,2022,110,"No",false,10,{"$f":"INDEX(Lists!$B$32:$B$40, MATCH(YEAR(TODAY())-C5917, Lists!$C$32:$C$40,1))","v":"81-90"},292.84509528908745,{"$f":"INDEX(Data!$E$24:$E$47, MATCH(F5917&D5917, Data!$B$24:$B$47,0))","v":1.9964561142097742E-3},{"$f":"SUMPRODUCT((Data!$B$58:$B$60=Model!$F5917)*(Data!$C$57:$K$57=Model!$O5917)*(Data!$C$58:$K$60))","v":2.8392735823590045},81.607264176409956,1,{"$f":"IF(E5917<>\"Serviceable\",E5917,INDEX(Lists!$D$6:$D$8, MATCH(T5917,Lists!$C$6:$C$8,0)))","v":"Serviceable"},{"$f":"INDEX(Lists!$C$12:$C$26, MATCH(H5917, Lists!$B$12:$B$26,0))","v":"HV"}]
[null,11544,1982,"Wood Creos Impregnated","Limited Life","Class 3",0,"lv",960,2023,100,"No",false,10,{"$f":"INDEX(Lists!$B$32:$B$40, MATCH(YEAR(TODAY())-C5945, Lists!$C$32:$C$40,1))","v":"41-50"},305.57749073643907,{"$f":"INDEX(Data!$E$24:$E$47, MATCH(F5945&D5945, Data!$B$24:$B$47,0))","v":1.0684339161496522E-3},{"$f":"SUMPRODUCT((Data!$B$58:$B$60=Model!$F5945)*(Data!$C$57:$K$57=Model!$O5945)*(Data!$C$58:$K$60))","v":3.2595928155551883},67.404071844448112,2,{"$f":"IF(E5945<>\"Serviceable\",E5945,INDEX(Lists!$D$6:$D$8, MATCH(T5945,Lists!$C$6:$C$8,0)))","v":"Limited Life"},{"$f":"INDEX(Lists!$C$12:$C$26, MATCH(H5945, Lists!$B$12:$B$26,0))","v":"LV"}]
[null,11636,1979,"Wood Untreated Dressed","Serviceable","Class 1",0,"lv/hv",840,2021,150,"No",false,10,{"$f":"INDEX(Lists!$B$32:$B$40, MATCH(YEAR(TODAY())-C5995, Lists!$C$32:$C$40,1))","v":"41-50"},267.38030439438415,{"$f":"INDEX(Data!$E$24:$E$47, MATCH(F5995&D5995, Data!$B$24:$B$47,0))","v":1.9964561142097742E-3},{"$f":"SUMPRODUCT((Data!$B$58:$B$60=Model!$F5995)*(Data!$C$57:$K$57=Model!$O5995)*(Data!$C$58:$K$60))","v":1.7977578417715214},132.02242158228478,1,{"$f":"IF(E5995<>\"Serviceable\",E5995,INDEX(Lists!$D$6:$D$8, MATCH(T5995,Lists!$C$6:$C$8,0)))","v":"Serviceable"},{"$f":"INDEX(Lists!$C$12:$C$26, MATCH(H5995, Lists!$B$12:$B$26,0))","v":"HV"}]
[null,11758,1966,"Wood Creos Impregnated","Serviceable","Class 3",0,"lv",850,2021,70,"No",false,10,{"$f":"INDEX(Lists!$B$32:$B$40, MATCH(YEAR(TODAY())-C6071, Lists!$C$32:$C$40,1))","v":"51-60"},270.5634032562221,{"$f":"INDEX(Data!$E$24:$E$47, MATCH(F6071&D6071, Data!$B$24:$B$47,0))","v":1.0684339161496522E-3},{"$f":"SUMPRODUCT((Data!$B$58:$B$60=Model!$F6071)*(Data!$C$57:$K$57=Model!$O6071)*(Data!$C$58:$K$60))","v":2.6564859251595059},43.43514074840494,2,{"$f":"IF(E6071<>\"Serviceable\",E6071,INDEX(Lists!$D$6:$D$8, MATCH(T6071,Lists!$C$6:$C$8,0)))","v":"Limited Life"},{"$f":"INDEX(Lists!$C$12:$C$26, MATCH(H6071, Lists!$B$12:$B$26,0))","v":"LV"}]
[null,11869,1957,"Wood Creos Impregnated","Serviceable","Class 3",0,"lv",940,2022,100,"No",false,10,{"$f":"INDEX(Lists!$B$32:$B$40, MATCH(YEAR(TODAY())-C6134, Lists!$C$32:$C$40,1))","v":"61-70"},299.21129301276324,{"$f":"INDEX(Data!$E$24:$E$47, MATCH(F6134&D6134, Data!$B$24:$B$47,0))","v":1.0684339161496522E-3},{"$f":"SUMPRODUCT((Data!$B$58:$B$60=Model!$F6134)*(Data!$C$57:$K$57=Model!$O6134)*(Data!$C$58:$K$60))","v":1.9802031311051838},80.197968688948166,1,{"$f":"IF(E6134<>\"Serviceable\",E6134,INDEX(Lists!$D$6:$D$8, MATCH(T6134,Lists!$C$6:$C$8,0)))","v":"Serviceable"},{"$f":"INDEX(Lists!$C$12:$C$26, MATCH(H6134, Lists!$B$12:$B$26,0))","v":"LV"}]
[null,11971,2010,"Wood Salt Impregnated (Green)","Serviceable","Class 1",0,"lv",880,2020,999,"No",false,10,{"$f":"INDEX(Lists!$B$32:$B$40, MATCH(YEAR(TODAY())-C6196, Lists!$C$32:$C$40,1))","v":"0-20"},280.11269984173578,{"$f":"INDEX(Data!$E$24:$E$47, MATCH(F6196&D6196, Data!$B$24:$B$47,0))","v":9.9474993092014377E-4},{"$f":"SUMPRODUCT((Data!$B$58:$B$60=Model!$F6196)*(Data!$C$57:$K$57=Model!$O6196)*(Data!$C$58:$K$60))","v":1.3477151645848988},999,1,{"$f":"IF(E6196<>\"Serviceable\",E6196,INDEX(Lists!$D$6:$D$8, MATCH(T6196,Lists!$C$6:$C$8,0)))","v":"Serviceable"},{"$f":"INDEX(Lists!$C$12:$C$26, MATCH(H6196, Lists!$B$12:$B$26,0))","v":"LV"}]
[null,12064,1934,"Wood Untreated Dressed","Serviceable","Class 1",0,"lv",820,2021,100,"No",false,10,{"$f":"INDEX(Lists!$B$32:$B$40, MATCH(YEAR(TODAY())-C6246, Lists!$C$32:$C$40,1))","v":"90+"},261.01410667070837,{"$f":"INDEX(Data!$E$24:$E$47, MATCH(F6246&D6246, Data!$B$24:$B$47,0))","v":1.9964561142097742E-3},{"$f":"SUMPRODUCT((Data!$B$58:$B$60=Model!$F6246)*(Data!$C$57:$K$57=Model!$O6246)*(Data!$C$58:$K$60))","v":1.4835341045333483},85.164658954666521,1,{"$f":"IF(E6246<>\"Serviceable\",E6246,INDEX(Lists!$D$6:$D$8, MATCH(T6246,Lists!$C$6:$C$8,0)))","v":"Serviceable"},{"$f":"INDEX(Lists!$C$12:$C$26, MATCH(H6246, Lists!$B$12:$B$26,0))","v":"LV"}]
[null,12100,1965,"Wood Creos Impregnated","Serviceable","Class 3",0,"lv",770,2020,90,"No",false,10,{"$f":"INDEX(Lists!$B$32:$B$40, MATCH(YEAR(TODAY())-C6275, Lists!$C$32:$C$40,1))","v":"51-60"},245.09861236151883,{"$f":"INDEX(Data!$E$24:$E$47, MATCH(F6275&D6275, Data!$B$24:$B$47,0))","v":1.0684339161496522E-3},{"$f":"SUMPRODUCT((Data!$B$58:$B$60=Model!$F6275)*(Data!$C$57:$K$57=Model!$O6275)*(Data!$C$58:$K$60))","v":2.6564859251595059},63.43514074840494,2,{"$f":"IF(E6275<>\"Serviceable\",E6275,INDEX(Lists!$D$6:$D$8, MATCH(T6275,Lists!$C$6:$C$8,0)))","v":"Limited Life"},{"$f":"INDEX(Lists!$C$12:$C$26, MATCH(H6275, Lists!$B$12:$B$26,0))","v":"LV"}]
[null,12294,1969,"Wood Creos Impregnated","Serviceable","Class 3",0,"lv/hv",910,2020,70,"No",false,10,{"$f":"INDEX(Lists!$B$32:$B$40, MATCH(YEAR(TODAY())-C6371, Lists!$C$32:$C$40,1))","v":"51-60"},289.66199642724951,{"$f":"INDEX(Data!$E$24:$E$47, MATCH(F6371&D6371, Data!$B$24:$B$47,0))","v":1.0684339161496522E-3},{"$f":"SUMPRODUCT((Data!$B$58:$B$60=Model!$F6371)*(Data!$C$57:$K$57=Model!$O6371)*(Data!$C$58:$K$60))","v":2.6564859251595059},43.43514074840494,2,{"$f":"IF(E6371<>\"Serviceable\",E6371,INDEX(Lists!$D$6:$D$8, MATCH(T6371,Lists!$C$6:$C$8,0)))","v":"Limited Life"},{"$f":"INDEX(Lists!$C$12:$C$26, MATCH(H6371, Lists!$B$12:$B$26,0))","v":"HV"}]
[null,12401,1965,"Wood Creos Impregnated","Serviceable","Class 3",0,"lv/future hv",850,2022,90,"No",false,10,{"$f":"INDEX(Lists!$B$32:$B$40, MATCH(YEAR(TODAY())-C6421, Lists!$C$32:$C$40,1))","v":"51-60"},270.5634032562221,{"$f":"INDEX(Data!$E$24:$E$47, MATCH(F6421&D6421, Data!$B$24:$B$47,0))","v":1.0684339161496522E-3},{"$f":"SUMPRODUCT((Data!$B$58:$B$60=Model!$F6421)*(Data!$C$57:$K$57=Model!$O6421)*(Data!$C$58:$K$60))","v":2.6564859251595059},63.43514074840494,2,{"$f":"IF(E6421<>\"Serviceable\",E6421,INDEX(Lists!$D$6:$D$8, MATCH(T6421,Lists!$C$6:$C$8,0)))","v":"Limited Life"},{"$f":"INDEX(Lists!$C$12:$C$26, MATCH(H6421, Lists!$B$12:$B$26,0))","v":"LV"}]
[null,12510,1980,"Wood Untreated Dressed","Serviceable","Class 1",0,"lv",950,2020,120,"No",false,10,{"$f":"INDEX(Lists!$B$32:$B$40, MATCH(YEAR(TODAY())-C6470, Lists!$C$32:$C$40,1))","v":"41-50"},302.39439187460113,{"$f":"INDEX(Data!$E$24:$E$47, MATCH(F6470&D6470, Data!$B$24:$B$47,0))","v":1.9964561142097742E-3},{"$f":"SUMPRODUCT((Data!$B$58:$B$60=Model!$F6470)*(Data!$C$57:$K$57=Model!$O6470)*(Data!$C$58:$K$60))","v":1.7977578417715214},102.02242158228478,1,{"$f":"IF(E6470<>\"Serviceable\",E6470,INDEX(Lists!$D$6:$D$8, MATCH(T6470,Lists!$C$6:$C$8,0)))","v":"Serviceable"},{"$f":"INDEX(Lists!$C$12:$C$26, MATCH(H6470, Lists!$B$12:$B$26,0))","v":"LV"}]
[null,12542,1987,"Wood Untreated Dressed","Serviceable","Class 1",0,"lv",950,2023,100,"No",false,10,{"$f":"INDEX(Lists!$B$32:$B$40, MATCH(YEAR(TODAY())-C6491, Lists!$C$32:$C$40,1))","v":"31-40"},302.39439187460113,{"$f":"INDEX(Data!$E$24:$E$47, MATCH(F6491&D6491, Data!$B$24:$B$47,0))","v":1.9964561142097742E-3},{"$f":"SUMPRODUCT((Data!$B$58:$B$60=Model!$F6491)*(Data!$C$57:$K$57=Model!$O6491)*(Data!$C$58:$K$60))","v":3.0038452968326621},69.961547031673376,1,{"$f":"IF(E6491<>\"Serviceable\",E6491,INDEX(Lists!$D$6:$D$8, MATCH(T6491,Lists!$C$6:$C$8,0)))","v":"Serviceable"},{"$f":"INDEX(Lists!$C$12:$C$26, MATCH(H6491, Lists!$B$12:$B$26,0))","v":"LV"}]
[null,12639,1975,"Wood Creos Impregnated","Serviceable","Class 3",0,"lv",1290,2023,100,"No",false,10,{"$f":"INDEX(Lists!$B$32:$B$40, MATCH(YEAR(TODAY())-C6541, Lists!$C$32:$C$40,1))","v":"41-50"},410.61975317708999,{"$f":"INDEX(Data!$E$24:$E$47, MATCH(F6541&D6541, Data!$B$24:$B$47,0))","v":1.0684339161496522E-3},{"$f":"SUMPRODUCT((Data!$B$58:$B$60=Model!$F6541)*(Data!$C$57:$K$57=Model!$O6541)*(Data!$C$58:$K$60))","v":3.2595928155551883},67.404071844448112,2,{"$f":"IF(E6541<>\"Serviceable\",E6541,INDEX(Lists!$D$6:$D$8, MATCH(T6541,Lists!$C$6:$C$8,0)))","v":"Limited Life"},{"$f":"INDEX(Lists!$C$12:$C$26, MATCH(H6541, Lists!$B$12:$B$26,0))","v":"LV"}]
[null,12829,1975,"Wood Untreated Dressed","Serviceable","Class 1",0,"lv",790,2021,80,"No",false,10,{"$f":"INDEX(Lists!$B$32:$B$40, MATCH(YEAR(TODAY())-C6633, Lists!$C$32:$C$40,1))","v":"41-50"},251.46481008519464,{"$f":"INDEX(Data!$E$24:$E$47, MATCH(F6633&D6633, Data!$B$24:$B$47,0))","v":1.9964561142097742E-3},{"$f":"SUMPRODUCT((Data!$B$58:$B$60=Model!$F6633)*(Data!$C$57:$K$57=Model!$O6633)*(Data!$C$58:$K$60))","v":1.7977578417715214},62.022421582284785,1,{"$f":"IF(E6633<>\"Serviceable\",E6633,INDEX(Lists!$D$6:$D$8, MATCH(T6633,Lists!$C$6:$C$8,0)))","v":"Serviceable"},{"$f":"INDEX(Lists!$C$12:$C$26, MATCH(H6633, Lists!$B$12:$B$26,0))","v":"LV"}]
[null,12885,1966,"Wood Creos Impregnated","Serviceable","Class 3",0,"lv/hv",700,2023,80,"No",false,10,{"$f":"INDEX(Lists!$B$32:$B$40, MATCH(YEAR(TODAY())-C6666, Lists!$C$32:$C$40,1))","v":"51-60"},222.81692032865348,{"$f":"INDEX(Data!$E$24:$E$47, MATCH(F6666&D6666, Data!$B$24:$B$47,0))","v":1.0684339161496522E-3},{"$f":"SUMPRODUCT((Data!$B$58:$B$60=Model!$F6666)*(Data!$C$57:$K$57=Model!$O6666)*(Data!$C$58:$K$60))","v":2.6564859251595059},53.43514074840494,2,{"$f":"IF(E6666<>\"Serviceable\",E6666,INDEX(Lists!$D$6:$D$8, MATCH(T6666,Lists!$C$6:$C$8,0)))","v":"Limited Life"},{"$f":"INDEX(Lists!$C$12:$C$26, MATCH(H6666, Lists!$B$12:$B$26,0))","v":"HV"}]
[null,12986,1937,"Wood Untreated Dressed","Serviceable","Class 1",0,"lv/hv",980,2020,80,"No",false,10,{"$f":"INDEX(Lists!$B$32:$B$40, MATCH(YEAR(TODAY())-C6716, Lists!$C$32:$C$40,1))","v":"81-90"},311.94368846011486,{"$f":"INDEX(Data!$E$24:$E$47, MATCH(F6716&D6716, Data!$B$24:$B$47,0))","v":1.9964561142097742E-3},{"$f":"SUMPRODUCT((Data!$B$58:$B$60=Model!$F6716)*(Data!$C$57:$K$57=Model!$O6716)*(Data!$C$58:$K$60))","v":2.8392735823590045},51.607264176409956,1,{"$f":"IF(E6716<>\"Serviceable\",E6716,INDEX(Lists!$D$6:$D$8, MATCH(T6716,Lists!$C$6:$C$8,0)))","v":"Serviceable"},{"$f":"INDEX(Lists!$C$12:$C$26, MATCH(H6716, Lists!$B$12:$B$26,0))","v":"HV"}]
[null,13105,1986,"Wood Untreated Dressed","Serviceable","Class 1",0,"lv",880,2022,110,"No",false,10,{"$f":"INDEX(Lists!$B$32:$B$40, MATCH(YEAR(TODAY())-C6774, Lists!$C$32:$C$40,1))","v":"31-40"},280.11269984173578,{"$f":"INDEX(Data!$E$24:$E$47, MATCH(F6774&D6774, Data!$B$24:$B$47,0))","v":1.9964561142097742E-3},{"$f":"SUMPRODUCT((Data!$B$58:$B$60=Model!$F6774)*(Data!$C$57:$K$57=Model!$O6774)*(Data!$C$58:$K$60))","v":3.0038452968326621},79.961547031673376,1,{"$f":"IF(E6774<>\"Serviceable\",E6774,INDEX(Lists!$D$6:$D$8, MATCH(T6774,Lists!$C$6:$C$8,0)))","v":"Serviceable"},{"$f":"INDEX(Lists!$C$12:$C$26, MATCH(H6774, Lists!$B$12:$B$26,0))","v":"LV"}]
[null,13254,1961,"Wood Creos Impregnated","Serviceable","Class 3",0,"lv",900,2020,80,"No",false,10,{"$f":"INDEX(Lists!$B$32:$B$40, MATCH(YEAR(TODAY())-C6841, Lists!$C$32:$C$40,1))","v":"61-70"},286.47889756541161,{"$f":"INDEX(Data!$E$24:$E$47, MATCH(F6841&D6841, Data!$B$24:$B$47,0))","v":1.0684339161496522E-3},{"$f":"SUMPRODUCT((Data!$B$58:$B$60=Model!$F6841)*(Data!$C$57:$K$57=Model!$O6841)*(Data!$C$58:$K$60))","v":1.9802031311051838},60.197968688948166,2,{"$f":"IF(E6841<>\"Serviceable\",E6841,INDEX(Lists!$D$6:$D$8, MATCH(T6841,Lists!$C$6:$C$8,0)))","v":"Limited Life"},{"$f":"INDEX(Lists!$C$12:$C$26, MATCH(H6841, Lists!$B$12:$B$26,0))","v":"LV"}]
[null,13350,1969,"Wood Creos Impregnated","Serviceable","Class 3",0,"lv",785,2020,90,"No",false,10,{"$f":"INDEX(Lists!$B$32:$B$40, MATCH(YEAR(TODAY())-C6891, Lists!$C$32:$C$40,1))","v":"51-60"},249.8732606542757,{"$f":"INDEX(Data!$E$24:$E$47, MATCH(F6891&D6891, Data!$B$24:$B$47,0))","v":1.0684339161496522E-3},{"$f":"SUMPRODUCT((Data!$B$58:$B$60=Model!$F6891)*(Data!$C$57:$K$57=Model!$O6891)*(Data!$C$58:$K$60))","v":2.6564859251595059},63.43514074840494,2,{"$f":"IF(E6891<>\"Serviceable\",E6891,INDEX(Lists!$D$6:$D$8, MATCH(T6891,Lists!$C$6:$C$8,0)))","v":"Limited Life"},{"$f":"INDEX(Lists!$C$12:$C$26, MATCH(H6891, Lists!$B$12:$B$26,0))","v":"LV"}]
[null,13526,1986,"Wood Untreated Dressed","Serviceable","Class 1",0,"lv",942,2020,120,"No",false,10,{"$f":"INDEX(Lists!$B$32:$B$40, MATCH(YEAR(TODAY())-C6969, Lists!$C$32:$C$40,1))","v":"31-40"},299.8479127851308,{"$f":"INDEX(Data!$E$24:$E$47, MATCH(F6969&D6969, Data!$B$24:$B$47,0))","v":1.9964561142097742E-3},{"$f":"SUMPRODUCT((Data!$B$58:$B$60=Model!$F6969)*(Data!$C$57:$K$57=Model!$O6969)*(Data!$C$58:$K$60))","v":3.0038452968326621},89.961547031673376,1,{"$f":"IF(E6969<>\"Serviceable\",E6969,INDEX(Lists!$D$6:$D$8, MATCH(T6969,Lists!$C$6:$C$8,0)))","v":"Serviceable"},{"$f":"INDEX(Lists!$C$12:$C$26, MATCH(H6969, Lists!$B$12:$B$26,0))","v":"LV"}]
[null,13627,1965,"Wood Creos Impregnated","Serviceable","Class 3",0,"lv",1030,2020,70,"No",false,10,{"$f":"INDEX(Lists!$B$32:$B$40, MATCH(YEAR(TODAY())-C7016, Lists!$C$32:$C$40,1))","v":"51-60"},327.85918276930443,{"$f":"INDEX(Data!$E$24:$E$47, MATCH(F7016&D7016, Data!$B$24:$B$47,0))","v":1.0684339161496522E-3},{"$f":"SUMPRODUCT((Data!$B$58:$B$60=Model!$F7016)*(Data!$C$57:$K$57=Model!$O7016)*(Data!$C$58:$K$60))","v":2.6564859251595059},43.43514074840494,2,{"$f":"IF(E7016<>\"Serviceable\",E7016,INDEX(Lists!$D$6:$D$8, MATCH(T7016,Lists!$C$6:$C$8,0)))","v":"Limited Life"},{"$f":"INDEX(Lists!$C$12:$C$26, MATCH(H7016, Lists!$B$12:$B$26,0))","v":"LV"}]
[null,13683,1982,"Wood Creos Impregnated","Serviceable","Class 3",0,"sub-transmission",1200,2023,130,"No",false,10,{"$f":"INDEX(Lists!$B$32:$B$40, MATCH(YEAR(TODAY())-C7037, Lists!$C$32:$C$40,1))","v":"41-50"},381.9718634205488,{"$f":"INDEX(Data!$E$24:$E$47, MATCH(F7037&D7037, Data!$B$24:$B$47,0))","v":1.0684339161496522E-3},{"$f":"SUMPRODUCT((Data!$B$58:$B$60=Model!$F7037)*(Data!$C$57:$K$57=Model!$O7037)*(Data!$C$58:$K$60))","v":3.2595928155551883},97.404071844448112,1,{"$f":"IF(E7037<>\"Serviceable\",E7037,INDEX(Lists!$D$6:$D$8, MATCH(T7037,Lists!$C$6:$C$8,0)))","v":"Serviceable"},{"$f":"INDEX(Lists!$C$12:$C$26, MATCH(H7037, Lists!$B$12:$B$26,0))","v":"Sub-T"}]
[null,13823,1981,"Wood Creos Impregnated","Serviceable","Class 3",0,"lv/sub-transmission",1290,2022,100,"No",false,10,{"$f":"INDEX(Lists!$B$32:$B$40, MATCH(YEAR(TODAY())-C7110, Lists!$C$32:$C$40,1))","v":"41-50"},410.61975317708999,{"$f":"INDEX(Data!$E$24:$E$47, MATCH(F7110&D7110, Data!$B$24:$B$47,0))","v":1.0684339161496522E-3},{"$f":"SUMPRODUCT((Data!$B$58:$B$60=Model!$F7110)*(Data!$C$57:$K$57=Model!$O7110)*(Data!$C$58:$K$60))","v":3.2595928155551883},67.404071844448112,2,{"$f":"IF(E7110<>\"Serviceable\",E7110,INDEX(Lists!$D$6:$D$8, MATCH(T7110,Lists!$C$6:$C$8,0)))","v":"Limited Life"},{"$f":"INDEX(Lists!$C$12:$C$26, MATCH(H7110, Lists!$B$12:$B$26,0))","v":"Sub-T"}]
[null,13989,1940,"Wood Untreated Dressed","Serviceable","Class 1",0,"lv",900,2020,100,"No",false,10,{"$f":"INDEX(Lists!$B$32:$B$40, MATCH(YEAR(TODAY())-C7191, Lists!$C$32:$C$40,1))","v":"81-90"},286.47889756541161,{"$f":"INDEX(Data!$E$24:$E$47, MATCH(F7191&D7191, Data!$B$24:$B$47,0))","v":1.9964561142097742E-3},{"$f":"SUMPRODUCT((Data!$B$58:$B$60=Model!$F7191)*(Data!$C$57:$K$57=Model!$O7191)*(Data!$C$58:$K$60))","v":2.8392735823590045},71.607264176409956,1,{"$f":"IF(E7191<>\"Serviceable\",E7191,INDEX(Lists!$D$6:$D$8, MATCH(T7191,Lists!$C$6:$C$8,0)))","v":"Serviceable"},{"$f":"INDEX(Lists!$C$12:$C$26, MATCH(H7191, Lists!$B$12:$B$26,0))","v":"LV"}]
[null,14021,1967,"Wood Creos Impregnated","Serviceable","Class 3",0,"lv/hv",870,2019,80,"No",false,10,{"$f":"INDEX(Lists!$B$32:$B$40, MATCH(YEAR(TODAY())-C7212, Lists!$C$32:$C$40,1))","v":"51-60"},276.92960097989788,{"$f":"INDEX(Data!$E$24:$E$47, MATCH(F7212&D7212, Data!$B$24:$B$47,0))","v":1.0684339161496522E-3},{"$f":"SUMPRODUCT((Data!$B$58:$B$60=Model!$F7212)*(Data!$C$57:$K$57=Model!$O7212)*(Data!$C$58:$K$60))","v":2.6564859251595059},53.43514074840494,2,{"$f":"IF(E7212<>\"Serviceable\",E7212,INDEX(Lists!$D$6:$D$8, MATCH(T7212,Lists!$C$6:$C$8,0)))","v":"Limited Life"},{"$f":"INDEX(Lists!$C$12:$C$26, MATCH(H7212, Lists!$B$12:$B$26,0))","v":"HV"}]
[null,14098,1953,"Wood Untreated Round","Serviceable","Class 2",0,"lv/hv",960,2021,40,"No",false,10,{"$f":"INDEX(Lists!$B$32:$B$40, MATCH(YEAR(TODAY())-C7262, Lists!$C$32:$C$40,1))","v":"71-80"},305.57749073643907,{"$f":"INDEX(Data!$E$24:$E$47, MATCH(F7262&D7262, Data!$B$24:$B$47,0))","v":2.1997700016428453E-3},{"$f":"SUMPRODUCT((Data!$B$58:$B$60=Model!$F7262)*(Data!$C$57:$K$57=Model!$O7262)*(Data!$C$58:$K$60))","v":3.8603406961656446},1.3965930383435534,3,{"$f":"IF(E7262<>\"Serviceable\",E7262,INDEX(Lists!$D$6:$D$8, MATCH(T7262,Lists!$C$6:$C$8,0)))","v":"Unserviceable"},{"$f":"INDEX(Lists!$C$12:$C$26, MATCH(H7262, Lists!$B$12:$B$26,0))","v":"HV"}]
[null,14287,1965,"Wood Salt Impregnated (Green)","Serviceable","Class 4",0,"lv",820,2021,120,"No",false,10,{"$f":"INDEX(Lists!$B$32:$B$40, MATCH(YEAR(TODAY())-C7349, Lists!$C$32:$C$40,1))","v":"51-60"},261.01410667070837,{"$f":"INDEX(Data!$E$24:$E$47, MATCH(F7349&D7349, Data!$B$24:$B$47,0))","v":{"$error":"#N/A"}},{"$f":"SUMPRODUCT((Data!$B$58:$B$60=Model!$F7349)*(Data!$C$57:$K$57=Model!$O7349)*(Data!$C$58:$K$60))","v":0},120,1,{"$f":"IF(E7349<>\"Serviceable\",E7349,INDEX(Lists!$D$6:$D$8, MATCH(T7349,Lists!$C$6:$C$8,0)))","v":"Serviceable"},{"$f":"INDEX(Lists!$C$12:$C$26, MATCH(H7349, Lists!$B$12:$B$26,0))","v":"LV"}]
[null,14363,1980,"Wood Untreated Round","Serviceable","Class 1",0,"lv/hv",974,2022,100,"No",false,10,{"$f":"INDEX(Lists!$B$32:$B$40, MATCH(YEAR(TODAY())-C7387, Lists!$C$32:$C$40,1))","v":"41-50"},310.0338291430121,{"$f":"INDEX(Data!$E$24:$E$47, MATCH(F7387&D7387, Data!$B$24:$B$47,0))","v":1.9964561142097742E-3},{"$f":"SUMPRODUCT((Data!$B$58:$B$60=Model!$F7387)*(Data!$C$57:$K$57=Model!$O7387)*(Data!$C$58:$K$60))","v":1.7977578417715214},82.022421582284778,1,{"$f":"IF(E7387<>\"Serviceable\",E7387,INDEX(Lists!$D$6:$D$8, MATCH(T7387,Lists!$C$6:$C$8,0)))","v":"Serviceable"},{"$f":"INDEX(Lists!$C$12:$C$26, MATCH(H7387, Lists!$B$12:$B$26,0))","v":"HV"}]
[null,14444,1963,"Wood Creos Impregnated","Serviceable","Class 3",0,"sub-transmission",1260,2020,100,"No",false,10,{"$f":"INDEX(Lists!$B$32:$B$40, MATCH(YEAR(TODAY())-C7437, Lists!$C$32:$C$40,1))","v":"61-70"},401.07045659157626,{"$f":"INDEX(Data!$E$24:$E$47, MATCH(F7437&D7437, Data!$B$24:$B$47,0))","v":1.0684339161496522E-3},{"$f":"SUMPRODUCT((Data!$B$58:$B$60=Model!$F7437)*(Data!$C$57:$K$57=Model!$O7437)*(Data!$C$58:$K$60))","v":1.9802031311051838},80.197968688948166,1,{"$f":"IF(E7437<>\"Serviceable\",E7437,INDEX(Lists!$D$6:$D$8, MATCH(T7437,Lists!$C$6:$C$8,0)))","v":"Serviceable"},{"$f":"INDEX(Lists!$C$12:$C$26, MATCH(H7437, Lists!$B$12:$B$26,0))","v":"Sub-T"}]
[null,14579,1984,"Wood Untreated Dressed","Serviceable","Class 1",0,"lv/sub-transmission",955,2021,120,"No",false,10,{"$f":"INDEX(Lists!$B$32:$B$40, MATCH(YEAR(TODAY())-C7490, Lists!$C$32:$C$40,1))","v":"41-50"},303.9859413055201,{"$f":"INDEX(Data!$E$24:$E$47, MATCH(F7490&D7490, Data!$B$24:$B$47,0))","v":1.9964561142097742E-3},{"$f":"SUMPRODUCT((Data!$B$58:$B$60=Model!$F7490)*(Data!$C$57:$K$57=Model!$O7490)*(Data!$C$58:$K$60))","v":1.7977578417715214},102.02242158228478,1,{"$f":"IF(E7490<>\"Serviceable\",E7490,INDEX(Lists!$D$6:$D$8, MATCH(T7490,Lists!$C$6:$C$8,0)))","v":"Serviceable"},{"$f":"INDEX(Lists!$C$12:$C$26, MATCH(H7490, Lists!$B$12:$B$26,0))","v":"Sub-T"}]
[null,14715,1940,"Wood Untreated Round","Limited Life","Class 1",0,"lv/hv",942,2023,50,"No",false,10,{"$f":"INDEX(Lists!$B$32:$B$40, MATCH(YEAR(TODAY())-C7562, Lists!$C$32:$C$40,1))","v":"81-90"},299.8479127851308,{"$f":"INDEX(Data!$E$24:$E$47, MATCH(F7562&D7562, Data!$B$24:$B$47,0))","v":1.9964561142097742E-3},{"$f":"SUMPRODUCT((Data!$B$58:$B$60=Model!$F7562)*(Data!$C$57:$K$57=Model!$O7562)*(Data!$C$58:$K$60))","v":2.8392735823590045},21.607264176409956,3,{"$f":"IF(E7562<>\"Serviceable\",E7562,INDEX(Lists!$D$6:$D$8, MATCH(T7562,Lists!$C$6:$C$8,0)))","v":"Limited Life"},{"$f":"INDEX(Lists!$C$12:$C$26, MATCH(H7562, Lists!$B$12:$B$26,0))","v":"HV"}]
[null,14799,1972,"Wood Creos Impregnated","Serviceable","Class 1",0,"lv",740,2020,130,"No",false,10,{"$f":"INDEX(Lists!$B$32:$B$40, MATCH(YEAR(TODAY())-C7612, Lists!$C$32:$C$40,1))","v":"51-60"},235.5493157760051,{"$f":"INDEX(Data!$E$24:$E$47, MATCH(F7612&D7612, Data!$B$24:$B$47,0))","v":9.9474993092014377E-4},{"$f":"SUMPRODUCT((Data!$B$58:$B$60=Model!$F7612)*(Data!$C$57:$K$57=Model!$O7612)*(Data!$C$58:$K$60))","v":1.3557210085184006},116.44278991481599,1,{"$f":"IF(E7612<>\"Serviceable\",E7612,INDEX(Lists!$D$6:$D$8, MATCH(T7612,Lists!$C$6:$C$8,0)))","v":"Serviceable"},{"$f":"INDEX(Lists!$C$12:$C$26, MATCH(H7612, Lists!$B$12:$B$26,0))","v":"LV"}]
[null,14959,1973,"Wood Creos Impregnated","Serviceable","Class 3",0,"lv",1110,2021,110,"No",false,10,{"$f":"INDEX(Lists!$B$32:$B$40, MATCH(YEAR(TODAY())-C7685, Lists!$C$32:$C$40,1))","v":"51-60"},353.32397366400767,{"$f":"INDEX(Data!$E$24:$E$47, MATCH(F7685&D7685, Data!$B$24:$B$47,0))","v":1.0684339161496522E-3},{"$f":"SUMPRODUCT((Data!$B$58:$B$60=Model!$F7685)*(Data!$C$57:$K$57=Model!$O7685)*(Data!$C$58:$K$60))","v":2.6564859251595059},83.435140748404933,1,{"$f":"IF(E7685<>\"Serviceable\",E7685,INDEX(Lists!$D$6:$D$8, MATCH(T7685,Lists!$C$6:$C$8,0)))","v":"Serviceable"},{"$f":"INDEX(Lists!$C$12:$C$26, MATCH(H7685, Lists!$B$12:$B$26,0))","v":"LV"}]
[null,15111,1980,"Wood Creos Impregnated","Unserviceable","Class 3",0,"lv/hv",1030,2023,60,"No",false,10,{"$f":"INDEX(Lists!$B$32:$B$40, MATCH(YEAR(TODAY())-C7737, Lists!$C$32:$C$40,1))","v":"41-50"},327.85918276930443,{"$f":"INDEX(Data!$E$24:$E$47, MATCH(F7737&D7737, Data!$B$24:$B$47,0))","v":1.0684339161496522E-3},{"$f":"SUMPRODUCT((Data!$B$58:$B$60=Model!$F7737)*(Data!$C$57:$K$57=Model!$O7737)*(Data!$C$58:$K$60))","v":3.2595928155551883},27.404071844448119,3,{"$f":"IF(E7737<>\"Serviceable\",E7737,INDEX(Lists!$D$6:$D$8, MATCH(T7737,Lists!$C$6:$C$8,0)))","v":"Unserviceable"},{"$f":"INDEX(Lists!$C$12:$C$26, MATCH(H7737, Lists!$B$12:$B$26,0))","v":"HV"}]
[null,15173,1936,"Wood Untreated Dressed","Serviceable","Class 1",0,"lv",720,2023,130,"No",false,10,{"$f":"INDEX(Lists!$B$32:$B$40, MATCH(YEAR(TODAY())-C7758, Lists!$C$32:$C$40,1))","v":"81-90"},229.18311805232929,{"$f":"INDEX(Data!$E$24:$E$47, MATCH(F7758&D7758, Data!$B$24:$B$47,0))","v":1.9964561142097742E-3},{"$f":"SUMPRODUCT((Data!$B$58:$B$60=Model!$F7758)*(Data!$C$57:$K$57=Model!$O7758)*(Data!$C$58:$K$60))","v":2.8392735823590045},101.60726417640996,1,{"$f":"IF(E7758<>\"Serviceable\",E7758,INDEX(Lists!$D$6:$D$8, MATCH(T7758,Lists!$C$6:$C$8,0)))","v":"Serviceable"},{"$f":"INDEX(Lists!$C$12:$C$26, MATCH(H7758, Lists!$B$12:$B$26,0))","v":"LV"}]
[null,15363,1970,"Wood Creos Impregnated","Serviceable","Class 3",0,"lv/hv",1330,2022,100,"No",false,10,{"$f":"INDEX(Lists!$B$32:$B$40, MATCH(YEAR(TODAY())-C7826, Lists!$C$32:$C$40,1))","v":"51-60"},423.35214862444161,{"$f":"INDEX(Data!$E$24:$E$47, MATCH(F7826&D7826, Data!$B$24:$B$47,0))","v":1.0684339161496522E-3},{"$f":"SUMPRODUCT((Data!$B$58:$B$60=Model!$F7826)*(Data!$C$57:$K$57=Model!$O7826)*(Data!$C$58:$K$60))","v":2.6564859251595059},73.435140748404933,1,{"$f":"IF(E7826<>\"Serviceable\",E7826,INDEX(Lists!$D$6:$D$8, MATCH(T7826,Lists!$C$6:$C$8,0)))","v":"Serviceable"},{"$f":"INDEX(Lists!$C$12:$C$26, MATCH(H7826, Lists!$B$12:$B$26,0))","v":"HV"}]
[null,15432,1961,"Wood Creos Impregnated","Serviceable","Class 3",0,"lv",820,2021,70,"No",false,10,{"$f":"INDEX(Lists!$B$32:$B$40, MATCH(YEAR(TODAY())-C7857, Lists!$C$32:$C$40,1))","v":"61-70"},261.01410667070837,{"$f":"INDEX(Data!$E$24:$E$47, MATCH(F7857&D7857, Data!$B$24:$B$47,0))","v":1.0684339161496522E-3},{"$f":"SUMPRODUCT((Data!$B$58:$B$60=Model!$F7857)*(Data!$C$57:$K$57=Model!$O7857)*(Data!$C$58:$K$60))","v":1.9802031311051838},50.197968688948166,2,{"$f":"IF(E7857<>\"Serviceable\",E7857,INDEX(Lists!$D$6:$D$8, MATCH(T7857,Lists!$C$6:$C$8,0)))","v":"Limited Life"},{"$f":"INDEX(Lists!$C$12:$C$26, MATCH(H7857, Lists!$B$12:$B$26,0))","v":"LV"}]
[null,15571,1970,"Wood Creos Impregnated","Serviceable","Class 3",0,"lv/hv",940,2023,80,"No",false,10,{"$f":"INDEX(Lists!$B$32:$B$40, MATCH(YEAR(TODAY())-C7933, Lists!$C$32:$C$40,1))","v":"51-60"},299.21129301276324,{"$f":"INDEX(Data!$E$24:$E$47, MATCH(F7933&D7933, Data!$B$24:$B$47,0))","v":1.0684339161496522E-3},{"$f":"SUMPRODUCT((Data!$B$58:$B$60=Model!$F7933)*(Data!$C$57:$K$57=Model!$O7933)*(Data!$C$58:$K$60))","v":2.6564859251595059},53.43514074840494,2,{"$f":"IF(E7933<>\"Serviceable\",E7933,INDEX(Lists!$D$6:$D$8, MATCH(T7933,Lists!$C$6:$C$8,0)))","v":"Limited Life"},{"$f":"INDEX(Lists!$C$12:$C$26, MATCH(H7933, Lists!$B$12:$B$26,0))","v":"HV"}]
[null,15630,1961,"Wood Creos Impregnated","Serviceable","Class 3",0,"lv/hv",970,2020,100,"No",false,10,{"$f":"INDEX(Lists!$B$32:$B$40, MATCH(YEAR(TODAY())-C7967, Lists!$C$32:$C$40,1))","v":"61-70"},308.76058959827697,{"$f":"INDEX(Data!$E$24:$E$47, MATCH(F7967&D7967, Data!$B$24:$B$47,0))","v":1.0684339161496522E-3},{"$f":"SUMPRODUCT((Data!$B$58:$B$60=Model!$F7967)*(Data!$C$57:$K$57=Model!$O7967)*(Data!$C$58:$K$60))","v":1.9802031311051838},80.197968688948166,1,{"$f":"IF(E7967<>\"Serviceable\",E7967,INDEX(Lists!$D$6:$D$8, MATCH(T7967,Lists!$C$6:$C$8,0)))","v":"Serviceable"},{"$f":"INDEX(Lists!$C$12:$C$26, MATCH(H7967, Lists!$B$12:$B$26,0))","v":"HV"}]
[null,15798,1967,"Wood Creos Impregnated","Serviceable","Class 3",0,"lv",880,2020,100,"No",false,10,{"$f":"INDEX(Lists!$B$32:$B$40, MATCH(YEAR(TODAY())-C8058, Lists!$C$32:$C$40,1))","v":"51-60"},280.11269984173578,{"$f":"INDEX(Data!$E$24:$E$47, MATCH(F8058&D8058, Data!$B$24:$B$47,0))","v":1.0684339161496522E-3},{"$f":"SUMPRODUCT((Data!$B$58:$B$60=Model!$F8058)*(Data!$C$57:$K$57=Model!$O8058)*(Data!$C$58:$K$60))","v":2.6564859251595059},73.435140748404933,1,{"$f":"IF(E8058<>\"Serviceable\",E8058,INDEX(Lists!$D$6:$D$8, MATCH(T8058,Lists!$C$6:$C$8,0)))","v":"Serviceable"},{"$f":"INDEX(Lists!$C$12:$C$26, MATCH(H8058, Lists!$B$12:$B$26,0))","v":"LV"}]
[null,15892,1935,"Wood Untreated Dressed","Serviceable","Class 2",0,"lv",920,2021,100,"No",false,10,{"$f":"INDEX(Lists!$B$32:$B$40, MATCH(YEAR(TODAY())-C8108, Lists!$C$32:$C$40,1))","v":"81-90"},292.84509528908745,{"$f":"INDEX(Data!$E$24:$E$47, MATCH(F8108&D8108, Data!$B$24:$B$47,0))","v":2.1997700016428453E-3},{"$f":"SUMPRODUCT((Data!$B$58:$B$60=Model!$F8108)*(Data!$C$57:$K$57=Model!$O8108)*(Data!$C$58:$K$60))","v":3.7373518625535924},62.626481374464078,2,{"$f":"IF(E8108<>\"Serviceable\",E8108,INDEX(Lists!$D$6:$D$8, MATCH(T8108,Lists!$C$6:$C$8,0)))","v":"Limited Life"},{"$f":"INDEX(Lists!$C$12:$C$26, MATCH(H8108, Lists!$B$12:$B$26,0))","v":"LV"}]
[null,15995,1987,"Wood Untreated Dressed","Serviceable","Class 1",0,"lv",1020,2022,130,"No",false,10,{"$f":"INDEX(Lists!$B$32:$B$40, MATCH(YEAR(TODAY())-C8162, Lists!$C$32:$C$40,1))","v":"31-40"},324.67608390746648,{"$f":"INDEX(Data!$E$24:$E$47, MATCH(F8162&D8162, Data!$B$24:$B$47,0))","v":1.9964561142097742E-3},{"$f":"SUMPRODUCT((Data!$B$58:$B$60=Model!$F8162)*(Data!$C$57:$K$57=Model!$O8162)*(Data!$C$58:$K$60))","v":3.0038452968326621},99.961547031673376,1,{"$f":"IF(E8162<>\"Serviceable\",E8162,INDEX(Lists!$D$6:$D$8, MATCH(T8162,Lists!$C$6:$C$8,0)))","v":"Serviceable"},{"$f":"INDEX(Lists!$C$12:$C$26, MATCH(H8162, Lists!$B$12:$B$26,0))","v":"LV"}]
[null,16143,1974,"Wood Creos Impregnated","Serviceable","Class 3",0,"lv/hv",1200,2023,100,"No",false,10,{"$f":"INDEX(Lists!$B$32:$B$40, MATCH(YEAR(TODAY())-C8233, Lists!$C$32:$C$40,1))","v":"51-60"},381.9718634205488,{"$f":"INDEX(Data!$E$24:$E$47, MATCH(F8233&D8233, Data!$B$24:$B$47,0))","v":1.0684339161496522E-3},{"$f":"SUMPRODUCT((Data!$B$58:$B$60=Model!$F8233)*(Data!$C$57:$K$57=Model!$O8233)*(Data!$C$58:$K$60))","v":2.6564859251595059},73.435140748404933,1,{"$f":"IF(E8233<>\"Serviceable\",E8233,INDEX(Lists!$D$6:$D$8, MATCH(T8233,Lists!$C$6:$C$8,0)))","v":"Serviceable"},{"$f":"INDEX(Lists!$C$12:$C$26, MATCH(H8233, Lists!$B$12:$B$26,0))","v":"HV"}]
[null,16270,1982,"Wood Untreated Dressed","Serviceable","Class 1",0,"lv",850,2022,100,"No",false,10,{"$f":"INDEX(Lists!$B$32:$B$40, MATCH(YEAR(TODAY())-C8283, Lists!$C$32:$C$40,1))","v":"41-50"},270.5634032562221,{"$f":"INDEX(Data!$E$24:$E$47, MATCH(F8283&D8283, Data!$B$24:$B$47,0))","v":1.9964561142097742E-3},{"$f":"SUMPRODUCT((Data!$B$58:$B$60=Model!$F8283)*(Data!$C$57:$K$57=Model!$O8283)*(Data!$C$58:$K$60))","v":1.7977578417715214},82.022421582284778,1,{"$f":"IF(E8283<>\"Serviceable\",E8283,INDEX(Lists!$D$6:$D$8, MATCH(T8283,Lists!$C$6:$C$8,0)))","v":"Serviceable"},{"$f":"INDEX(Lists!$C$12:$C$26, MATCH(H8283, Lists!$B$12:$B$26,0))","v":"LV"}]
[null,16305,1985,"Wood Untreated Dressed","Serviceable","Class 1",0,"lv",1000,2023,110,"No",false,10,{"$f":"INDEX(Lists!$B$32:$B$40, MATCH(YEAR(TODAY())-C8303, Lists!$C$32:$C$40,1))","v":"31-40"},318.3098861837907,{"$f":"INDEX(Data!$E$24:$E$47, MATCH(F8303&D8303, Data!$B$24:$B$47,0))","v":1.9964561142097742E-3},{"$f":"SUMPRODUCT((Data!$B$58:$B$60=Model!$F8303)*(Data!$C$57:$K$57=Model!$O8303)*(Data!$C$58:$K$60))","v":3.0038452968326621},79.961547031673376,1,{"$f":"IF(E8303<>\"Serviceable\",E8303,INDEX(Lists!$D$6:$D$8, MATCH(T8303,Lists!$C$6:$C$8,0)))","v":"Serviceable"},{"$f":"INDEX(Lists!$C$12:$C$26, MATCH(H8303, Lists!$B$12:$B$26,0))","v":"LV"}]
[null,16408,1965,"Wood Creos Impregnated","Limited Life","Class 3",0,"lv/hv/sub-transmission",1080,2023,60,"No",false,10,{"$f":"INDEX(Lists!$B$32:$B$40, MATCH(YEAR(TODAY())-C8353, Lists!$C$32:$C$40,1))","v":"51-60"},343.77467707849394,{"$f":"INDEX(Data!$E$24:$E$47, MATCH(F8353&D8353, Data!$B$24:$B$47,0))","v":1.0684339161496522E-3},{"$f":"SUMPRODUCT((Data!$B$58:$B$60=Model!$F8353)*(Data!$C$57:$K$57=Model!$O8353)*(Data!$C$58:$K$60))","v":2.6564859251595059},33.43514074840494,2,{"$f":"IF(E8353<>\"Serviceable\",E8353,INDEX(Lists!$D$6:$D$8, MATCH(T8353,Lists!$C$6:$C$8,0)))","v":"Limited Life"},{"$f":"INDEX(Lists!$C$12:$C$26, MATCH(H8353, Lists!$B$12:$B$26,0))","v":"Sub-T"}]
[null,16530,1984,"Wood Untreated Dressed","Serviceable","Class 1",0,"lv/hv",900,2021,130,"No",false,10,{"$f":"INDEX(Lists!$B$32:$B$40, MATCH(YEAR(TODAY())-C8403, Lists!$C$32:$C$40,1))","v":"41-50"},286.47889756541161,{"$f":"INDEX(Data!$E$24:$E$47, MATCH(F8403&D8403, Data!$B$24:$B$47,0))","v":1.9964561142097742E-3},{"$f":"SUMPRODUCT((Data!$B$58:$B$60=Model!$F8403)*(Data!$C$57:$K$57=Model!$O8403)*(Data!$C$58:$K$60))","v":1.7977578417715214},112.02242158228478,1,{"$f":"IF(E8403<>\"Serviceable\",E8403,INDEX(Lists!$D$6:$D$8, MATCH(T8403,Lists!$C$6:$C$8,0)))","v":"Serviceable"},{"$f":"INDEX(Lists!$C$12:$C$26, MATCH(H8403, Lists!$B$12:$B$26,0))","v":"HV"}]
[null,16703,1968,"Wood Creos Impregnated","Serviceable","Class 3",0,"lv/hv",945,2023,90,"No",false,10,{"$f":"INDEX(Lists!$B$32:$B$40, MATCH(YEAR(TODAY())-C8466, Lists!$C$32:$C$40,1))","v":"51-60"},300.80284244368221,{"$f":"INDEX(Data!$E$24:$E$47, MATCH(F8466&D8466, Data!$B$24:$B$47,0))","v":1.0684339161496522E-3},{"$f":"SUMPRODUCT((Data!$B$58:$B$60=Model!$F8466)*(Data!$C$57:$K$57=Model!$O8466)*(Data!$C$58:$K$60))","v":2.6564859251595059},63.43514074840494,2,{"$f":"IF(E8466<>\"Serviceable\",E8466,INDEX(Lists!$D$6:$D$8, MATCH(T8466,Lists!$C$6:$C$8,0)))","v":"Limited Life"},{"$f":"INDEX(Lists!$C$12:$C$26, MATCH(H8466, Lists!$B$12:$B$26,0))","v":"HV"}]
[null,16815,1988,"Wood Untreated Dressed","Serviceable","Class 1",0,"lv",950,2021,130,"No",false,10,{"$f":"INDEX(Lists!$B$32:$B$40, MATCH(YEAR(TODAY())-C8528, Lists!$C$32:$C$40,1))","v":"31-40"},302.39439187460113,{"$f":"INDEX(Data!$E$24:$E$47, MATCH(F8528&D8528, Data!$B$24:$B$47,0))","v":1.9964561142097742E-3},{"$f":"SUMPRODUCT((Data!$B$58:$B$60=Model!$F8528)*(Data!$C$57:$K$57=Model!$O8528)*(Data!$C$58:$K$60))","v":3.0038452968326621},99.961547031673376,1,{"$f":"IF(E8528<>\"Serviceable\",E8528,INDEX(Lists!$D$6:$D$8, MATCH(T8528,Lists!$C$6:$C$8,0)))","v":"Serviceable"},{"$f":"INDEX(Lists!$C$12:$C$26, MATCH(H8528, Lists!$B$12:$B$26,0))","v":"LV"}]
[null,16900,1965,"Wood Creos Impregnated","Serviceable","Class 3",0,"lv",1067,2023,100,"No",false,10,{"$f":"INDEX(Lists!$B$32:$B$40, MATCH(YEAR(TODAY())-C8578, Lists!$C$32:$C$40,1))","v":"51-60"},339.63664855810464,{"$f":"INDEX(Data!$E$24:$E$47, MATCH(F8578&D8578, Data!$B$24:$B$47,0))","v":1.0684339161496522E-3},{"$f":"SUMPRODUCT((Data!$B$58:$B$60=Model!$F8578)*(Data!$C$57:$K$57=Model!$O8578)*(Data!$C$58:$K$60))","v":2.6564859251595059},73.435140748404933,1,{"$f":"IF(E8578<>\"Serviceable\",E8578,INDEX(Lists!$D$6:$D$8, MATCH(T8578,Lists!$C$6:$C$8,0)))","v":"Serviceable"},{"$f":"INDEX(Lists!$C$12:$C$26, MATCH(H8578, Lists!$B$12:$B$26,0))","v":"LV"}]
[null,17034,1969,"Wood Creos Impregnated","Serviceable","Class 2",0,"lv/hv",950,2023,100,"No",false,10,{"$f":"INDEX(Lists!$B$32:$B$40, MATCH(YEAR(TODAY())-C8654, Lists!$C$32:$C$40,1))","v":"51-60"},302.39439187460113,{"$f":"INDEX(Data!$E$24:$E$47, MATCH(F8654&D8654, Data!$B$24:$B$47,0))","v":1.6118836915297091E-3},{"$f":"SUMPRODUCT((Data!$B$58:$B$60=Model!$F8654)*(Data!$C$57:$K$57=Model!$O8654)*(Data!$C$58:$K$60))","v":2.6773548093458861},73.226451906541143,1,{"$f":"IF(E8654<>\"Serviceable\",E8654,INDEX(Lists!$D$6:$D$8, MATCH(T8654,Lists!$C$6:$C$8,0)))","v":"Serviceable"},{"$f":"INDEX(Lists!$C$12:$C$26, MATCH(H8654, Lists!$B$12:$B$26,0))","v":"HV"}]
[null,17098,1981,"Wood Untreated Dressed","Serviceable","Class 1",0,"lv",920,2023,100,"No",false,10,{"$f":"INDEX(Lists!$B$32:$B$40, MATCH(YEAR(TODAY())-C8683, Lists!$C$32:$C$40,1))","v":"41-50"},292.84509528908745,{"$f":"INDEX(Data!$E$24:$E$47, MATCH(F8683&D8683, Data!$B$24:$B$47,0))","v":1.9964561142097742E-3},{"$f":"SUMPRODUCT((Data!$B$58:$B$60=Model!$F8683)*(Data!$C$57:$K$57=Model!$O8683)*(Data!$C$58:$K$60))","v":1.7977578417715214},82.022421582284778,1,{"$f":"IF(E8683<>\"Serviceable\",E8683,INDEX(Lists!$D$6:$D$8, MATCH(T8683,Lists!$C$6:$C$8,0)))","v":"Serviceable"},{"$f":"INDEX(Lists!$C$12:$C$26, MATCH(H8683, Lists!$B$12:$B$26,0))","v":"LV"}]
[null,17219,1985,"Wood Untreated Dressed","Serviceable","Class 1",0,"lv",1050,2022,150,"No",false,10,{"$f":"INDEX(Lists!$B$32:$B$40, MATCH(YEAR(TODAY())-C8753, Lists!$C$32:$C$40,1))","v":"31-40"},334.22538049298021,{"$f":"INDEX(Data!$E$24:$E$47, MATCH(F8753&D8753, Data!$B$24:$B$47,0))","v":1.9964561142097742E-3},{"$f":"SUMPRODUCT((Data!$B$58:$B$60=Model!$F8753)*(Data!$C$57:$K$57=Model!$O8753)*(Data!$C$58:$K$60))","v":3.0038452968326621},119.96154703167338,1,{"$f":"IF(E8753<>\"Serviceable\",E8753,INDEX(Lists!$D$6:$D$8, MATCH(T8753,Lists!$C$6:$C$8,0)))","v":"Serviceable"},{"$f":"INDEX(Lists!$C$12:$C$26, MATCH(H8753, Lists!$B$12:$B$26,0))","v":"LV"}]
[null,17377,1960,"Wood Creos Impregnated","Serviceable","Class 3",0,"lv",1080,2022,100,"No",false,10,{"$f":"INDEX(Lists!$B$32:$B$40, MATCH(YEAR(TODAY())-C8829, Lists!$C$32:$C$40,1))","v":"61-70"},343.77467707849394,{"$f":"INDEX(Data!$E$24:$E$47, MATCH(F8829&D8829, Data!$B$24:$B$47,0))","v":1.0684339161496522E-3},{"$f":"SUMPRODUCT((Data!$B$58:$B$60=Model!$F8829)*(Data!$C$57:$K$57=Model!$O8829)*(Data!$C$58:$K$60))","v":1.9802031311051838},80.197968688948166,1,{"$f":"IF(E8829<>\"Serviceable\",E8829,INDEX(Lists!$D$6:$D$8, MATCH(T8829,Lists!$C$6:$C$8,0)))","v":"Serviceable"},{"$f":"INDEX(Lists!$C$12:$C$26, MATCH(H8829, Lists!$B$12:$B$26,0))","v":"LV"}]
[null,17456,1984,"Wood Untreated Dressed","Serviceable","Class 1",0,"lv",1010,2023,150,"No",false,10,{"$f":"INDEX(Lists!$B$32:$B$40, MATCH(YEAR(TODAY())-C8878, Lists!$C$32:$C$40,1))","v":"41-50"},321.49298504562859,{"$f":"INDEX(Data!$E$24:$E$47, MATCH(F8878&D8878, Data!$B$24:$B$47,0))","v":1.9964561142097742E-3},{"$f":"SUMPRODUCT((Data!$B$58:$B$60=Model!$F8878)*(Data!$C$57:$K$57=Model!$O8878)*(Data!$C$58:$K$60))","v":1.7977578417715214},132.02242158228478,1,{"$f":"IF(E8878<>\"Serviceable\",E8878,INDEX(Lists!$D$6:$D$8, MATCH(T8878,Lists!$C$6:$C$8,0)))","v":"Serviceable"},{"$f":"INDEX(Lists!$C$12:$C$26, MATCH(H8878, Lists!$B$12:$B$26,0))","v":"LV"}]
[null,17500,1979,"Wood Untreated Dressed","Serviceable","Class 1",0,"lv/hv",850,2021,120,"No",false,10,{"$f":"INDEX(Lists!$B$32:$B$40, MATCH(YEAR(TODAY())-C8899, Lists!$C$32:$C$40,1))","v":"41-50"},270.5634032562221,{"$f":"INDEX(Data!$E$24:$E$47, MATCH(F8899&D8899, Data!$B$24:$B$47,0))","v":1.9964561142097742E-3},{"$f":"SUMPRODUCT((Data!$B$58:$B$60=Model!$F8899)*(Data!$C$57:$K$57=Model!$O8899)*(Data!$C$58:$K$60))","v":1.7977578417715214},102.02242158228478,1,{"$f":"IF(E8899<>\"Serviceable\",E8899,INDEX(Lists!$D$6:$D$8, MATCH(T8899,Lists!$C$6:$C$8,0)))","v":"Serviceable"},{"$f":"INDEX(Lists!$C$12:$C$26, MATCH(H8899, Lists!$B$12:$B$26,0))","v":"HV"}]
[null,17585,1965,"Wood Creos Impregnated","Serviceable","Class 3",0,"lv",980,2022,100,"No",false,10,{"$f":"INDEX(Lists!$B$32:$B$40, MATCH(YEAR(TODAY())-C8949, Lists!$C$32:$C$40,1))","v":"51-60"},311.94368846011486,{"$f":"INDEX(Data!$E$24:$E$47, MATCH(F8949&D8949, Data!$B$24:$B$47,0))","v":1.0684339161496522E-3},{"$f":"SUMPRODUCT((Data!$B$58:$B$60=Model!$F8949)*(Data!$C$57:$K$57=Model!$O8949)*(Data!$C$58:$K$60))","v":2.6564859251595059},73.435140748404933,1,{"$f":"IF(E8949<>\"Serviceable\",E8949,INDEX(Lists!$D$6:$D$8, MATCH(T8949,Lists!$C$6:$C$8,0)))","v":"Serviceable"},{"$f":"INDEX(Lists!$C$12:$C$26, MATCH(H8949, Lists!$B$12:$B$26,0))","v":"LV"}]
[null,17725,2000,"Wood Creos Impregnated","Serviceable","Class 3",0,"lv",770,2023,90,"No",false,10,{"$f":"INDEX(Lists!$B$32:$B$40, MATCH(YEAR(TODAY())-C9019, Lists!$C$32:$C$40,1))","v":"21-30"},245.09861236151883,{"$f":"INDEX(Data!$E$24:$E$47, MATCH(F9019&D9019, Data!$B$24:$B$47,0))","v":1.0684339161496522E-3},{"$f":"SUMPRODUCT((Data!$B$58:$B$60=Model!$F9019)*(Data!$C$57:$K$57=Model!$O9019)*(Data!$C$58:$K$60))","v":1.964589315203191},70.354106847968097,1,{"$f":"IF(E9019<>\"Serviceable\",E9019,INDEX(Lists!$D$6:$D$8, MATCH(T9019,Lists!$C$6:$C$8,0)))","v":"Serviceable"},{"$f":"INDEX(Lists!$C$12:$C$26, MATCH(H9019, Lists!$B$12:$B$26,0))","v":"LV"}]
[null,17879,1979,"Wood Untreated Dressed","Serviceable","Class 1",0,"lv",890,2020,130,"No",false,10,{"$f":"INDEX(Lists!$B$32:$B$40, MATCH(YEAR(TODAY())-C9074, Lists!$C$32:$C$40,1))","v":"41-50"},283.29579870357372,{"$f":"INDEX(Data!$E$24:$E$47, MATCH(F9074&D9074, Data!$B$24:$B$47,0))","v":1.9964561142097742E-3},{"$f":"SUMPRODUCT((Data!$B$58:$B$60=Model!$F9074)*(Data!$C$57:$K$57=Model!$O9074)*(Data!$C$58:$K$60))","v":1.7977578417715214},112.02242158228478,1,{"$f":"IF(E9074<>\"Serviceable\",E9074,INDEX(Lists!$D$6:$D$8, MATCH(T9074,Lists!$C$6:$C$8,0)))","v":"Serviceable"},{"$f":"INDEX(Lists!$C$12:$C$26, MATCH(H9074, Lists!$B$12:$B$26,0))","v":"LV"}]
[null,17994,1965,"Wood Untreated Dressed","Serviceable","Class 1",0,"lv",750,2020,100,"No",false,10,{"$f":"INDEX(Lists!$B$32:$B$40, MATCH(YEAR(TODAY())-C9124, Lists!$C$32:$C$40,1))","v":"51-60"},238.73241463784302,{"$f":"INDEX(Data!$E$24:$E$47, MATCH(F9124&D9124, Data!$B$24:$B$47,0))","v":1.9964561142097742E-3},{"$f":"SUMPRODUCT((Data!$B$58:$B$60=Model!$F9124)*(Data!$C$57:$K$57=Model!$O9124)*(Data!$C$58:$K$60))","v":1.3557210085184006},86.44278991481599,1,{"$f":"IF(E9124<>\"Serviceable\",E9124,INDEX(Lists!$D$6:$D$8, MATCH(T9124,Lists!$C$6:$C$8,0)))","v":"Serviceable"},{"$f":"INDEX(Lists!$C$12:$C$26, MATCH(H9124, Lists!$B$12:$B$26,0))","v":"LV"}]
[null,18137,1970,"Wood Creos Impregnated","Serviceable","Class 3",0,"lv",974,2020,90,"No",false,10,{"$f":"INDEX(Lists!$B$32:$B$40, MATCH(YEAR(TODAY())-C9182, Lists!$C$32:$C$40,1))","v":"51-60"},310.0338291430121,{"$f":"INDEX(Data!$E$24:$E$47, MATCH(F9182&D9182, Data!$B$24:$B$47,0))","v":1.0684339161496522E-3},{"$f":"SUMPRODUCT((Data!$B$58:$B$60=Model!$F9182)*(Data!$C$57:$K$57=Model!$O9182)*(Data!$C$58:$K$60))","v":2.6564859251595059},63.43514074840494,2,{"$f":"IF(E9182<>\"Serviceable\",E9182,INDEX(Lists!$D$6:$D$8, MATCH(T9182,Lists!$C$6:$C$8,0)))","v":"Limited Life"},{"$f":"INDEX(Lists!$C$12:$C$26, MATCH(H9182, Lists!$B$12:$B$26,0))","v":"LV"}]
[null,18333,1986,"Wood Untreated Dressed","Serviceable","Class 1",0,"hv",880,2021,100,"No",false,10,{"$f":"INDEX(Lists!$B$32:$B$40, MATCH(YEAR(TODAY())-C9249, Lists!$C$32:$C$40,1))","v":"31-40"},280.11269984173578,{"$f":"INDEX(Data!$E$24:$E$47, MATCH(F9249&D9249, Data!$B$24:$B$47,0))","v":1.9964561142097742E-3},{"$f":"SUMPRODUCT((Data!$B$58:$B$60=Model!$F9249)*(Data!$C$57:$K$57=Model!$O9249)*(Data!$C$58:$K$60))","v":3.0038452968326621},69.961547031673376,1,{"$f":"IF(E9249<>\"Serviceable\",E9249,INDEX(Lists!$D$6:$D$8, MATCH(T9249,Lists!$C$6:$C$8,0)))","v":"Serviceable"},{"$f":"INDEX(Lists!$C$12:$C$26, MATCH(H9249, Lists!$B$12:$B$26,0))","v":"HV"}]
[null,18455,1934,"Wood Untreated Dressed","Serviceable","Class 1",0,"lv",950,2021,120,"No",false,10,{"$f":"INDEX(Lists!$B$32:$B$40, MATCH(YEAR(TODAY())-C9299, Lists!$C$32:$C$40,1))","v":"90+"},302.39439187460113,{"$f":"INDEX(Data!$E$24:$E$47, MATCH(F9299&D9299, Data!$B$24:$B$47,0))","v":1.9964561142097742E-3},{"$f":"SUMPRODUCT((Data!$B$58:$B$60=Model!$F9299)*(Data!$C$57:$K$57=Model!$O9299)*(Data!$C$58:$K$60))","v":1.4835341045333483},105.16465895466652,1,{"$f":"IF(E9299<>\"Serviceable\",E9299,INDEX(Lists!$D$6:$D$8, MATCH(T9299,Lists!$C$6:$C$8,0)))","v":"Serviceable"},{"$f":"INDEX(Lists!$C$12:$C$26, MATCH(H9299, Lists!$B$12:$B$26,0))","v":"LV"}]
[null,18608,1941,"Wood Untreated Dressed","Serviceable","Class 1",0,"lv/hv",850,2021,100,"No",false,10,{"$f":"INDEX(Lists!$B$32:$B$40, MATCH(YEAR(TODAY())-C9377, Lists!$C$32:$C$40,1))","v":"81-90"},270.5634032562221,{"$f":"INDEX(Data!$E$24:$E$47, MATCH(F9377&D9377, Data!$B$24:$B$47,0))","v":1.9964561142097742E-3},{"$f":"SUMPRODUCT((Data!$B$58:$B$60=Model!$F9377)*(Data!$C$57:$K$57=Model!$O9377)*(Data!$C$58:$K$60))","v":2.8392735823590045},71.607264176409956,1,{"$f":"IF(E9377<>\"Serviceable\",E9377,INDEX(Lists!$D$6:$D$8, MATCH(T9377,Lists!$C$6:$C$8,0)))","v":"Serviceable"},{"$f":"INDEX(Lists!$C$12:$C$26, MATCH(H9377, Lists!$B$12:$B$26,0))","v":"HV"}]
[null,18697,1985,"Wood Untreated Dressed","Serviceable","Class 1",0,"lv/hv",980,2022,150,"No",false,10,{"$f":"INDEX(Lists!$B$32:$B$40, MATCH(YEAR(TODAY())-C9424, Lists!$C$32:$C$40,1))","v":"31-40"},311.94368846011486,{"$f":"INDEX(Data!$E$24:$E$47, MATCH(F9424&D9424, Data!$B$24:$B$47,0))","v":1.9964561142097742E-3},{"$f":"SUMPRODUCT((Data!$B$58:$B$60=Model!$F9424)*(Data!$C$57:$K$57=Model!$O9424)*(Data!$C$58:$K$60))","v":3.0038452968326621},119.96154703167338,1,{"$f":"IF(E9424<>\"Serviceable\",E9424,INDEX(Lists!$D$6:$D$8, MATCH(T9424,Lists!$C$6:$C$8,0)))","v":"Serviceable"},{"$f":"INDEX(Lists!$C$12:$C$26, MATCH(H9424, Lists!$B$12:$B$26,0))","v":"HV"}]
[null,18785,1975,"Wood Untreated Dressed","Serviceable","Class 1",0,"lv/hv",880,2020,100,"No",false,10,{"$f":"INDEX(Lists!$B$32:$B$40, MATCH(YEAR(TODAY())-C9474, Lists!$C$32:$C$40,1))","v":"41-50"},280.11269984173578,{"$f":"INDEX(Data!$E$24:$E$47, MATCH(F9474&D9474, Data!$B$24:$B$47,0))","v":1.9964561142097742E-3},{"$f":"SUMPRODUCT((Data!$B$58:$B$60=Model!$F9474)*(Data!$C$57:$K$57=Model!$O9474)*(Data!$C$58:$K$60))","v":1.7977578417715214},82.022421582284778,1,{"$f":"IF(E9474<>\"Serviceable\",E9474,INDEX(Lists!$D$6:$D$8, MATCH(T9474,Lists!$C$6:$C$8,0)))","v":"Serviceable"},{"$f":"INDEX(Lists!$C$12:$C$26, MATCH(H9474, Lists!$B$12:$B$26,0))","v":"HV"}]
[null,18873,1988,"Wood Untreated Dressed","Serviceable","Class 1",0,"lv",890,2022,120,"No",false,10,{"$f":"INDEX(Lists!$B$32:$B$40, MATCH(YEAR(TODAY())-C9518, Lists!$C$32:$C$40,1))","v":"31-40"},283.29579870357372,{"$f":"INDEX(Data!$E$24:$E$47, MATCH(F9518&D9518, Data!$B$24:$B$47,0))","v":1.9964561142097742E-3},{"$f":"SUMPRODUCT((Data!$B$58:$B$60=Model!$F9518)*(Data!$C$57:$K$57=Model!$O9518)*(Data!$C$58:$K$60))","v":3.0038452968326621},89.961547031673376,1,{"$f":"IF(E9518<>\"Serviceable\",E9518,INDEX(Lists!$D$6:$D$8, MATCH(T9518,Lists!$C$6:$C$8,0)))","v":"Serviceable"},{"$f":"INDEX(Lists!$C$12:$C$26, MATCH(H9518, Lists!$B$12:$B$26,0))","v":"LV"}]
[null,19072,1941,"Wood Untreated Dressed","Serviceable","Class 1",0,"lv",1030,2021,150,"No",false,10,{"$f":"INDEX(Lists!$B$32:$B$40, MATCH(YEAR(TODAY())-C9599, Lists!$C$32:$C$40,1))","v":"81-90"},327.85918276930443,{"$f":"INDEX(Data!$E$24:$E$47, MATCH(F9599&D9599, Data!$B$24:$B$47,0))","v":1.9964561142097742E-3},{"$f":"SUMPRODUCT((Data!$B$58:$B$60=Model!$F9599)*(Data!$C$57:$K$57=Model!$O9599)*(Data!$C$58:$K$60))","v":2.8392735823590045},121.60726417640996,1,{"$f":"IF(E9599<>\"Serviceable\",E9599,INDEX(Lists!$D$6:$D$8, MATCH(T9599,Lists!$C$6:$C$8,0)))","v":"Serviceable"},{"$f":"INDEX(Lists!$C$12:$C$26, MATCH(H9599, Lists!$B$12:$B$26,0))","v":"LV"}]
[null,19146,1964,"Wood Creos Impregnated","Serviceable","Class 3",0,"lv",942,2020,90,"No",false,10,{"$f":"INDEX(Lists!$B$32:$B$40, MATCH(YEAR(TODAY())-C9620, Lists!$C$32:$C$40,1))","v":"61-70"},299.8479127851308,{"$f":"INDEX(Data!$E$24:$E$47, MATCH(F9620&D9620, Data!$B$24:$B$47,0))","v":1.0684339161496522E-3},{"$f":"SUMPRODUCT((Data!$B$58:$B$60=Model!$F9620)*(Data!$C$57:$K$57=Model!$O9620)*(Data!$C$58:$K$60))","v":1.9802031311051838},70.197968688948166,1,{"$f":"IF(E9620<>\"Serviceable\",E9620,INDEX(Lists!$D$6:$D$8, MATCH(T9620,Lists!$C$6:$C$8,0)))","v":"Serviceable"},{"$f":"INDEX(Lists!$C$12:$C$26, MATCH(H9620, Lists!$B$12:$B$26,0))","v":"LV"}]
[null,19249,1982,"Wood Untreated Dressed","Serviceable","Class 1",0,"lv/hv",950,2021,150,"No",false,10,{"$f":"INDEX(Lists!$B$32:$B$40, MATCH(YEAR(TODAY())-C9659, Lists!$C$32:$C$40,1))","v":"41-50"},302.39439187460113,{"$f":"INDEX(Data!$E$24:$E$47, MATCH(F9659&D9659, Data!$B$24:$B$47,0))","v":1.9964561142097742E-3},{"$f":"SUMPRODUCT((Data!$B$58:$B$60=Model!$F9659)*(Data!$C$57:$K$57=Model!$O9659)*(Data!$C$58:$K$60))","v":1.7977578417715214},132.02242158228478,1,{"$f":"IF(E9659<>\"Serviceable\",E9659,INDEX(Lists!$D$6:$D$8, MATCH(T9659,Lists!$C$6:$C$8,0)))","v":"Serviceable"},{"$f":"INDEX(Lists!$C$12:$C$26, MATCH(H9659, Lists!$B$12:$B$26,0))","v":"HV"}]
[null,19367,1980,"Wood Untreated Dressed","Serviceable","Class 1",0,"lv",930,2022,150,"No",false,10,{"$f":"INDEX(Lists!$B$32:$B$40, MATCH(YEAR(TODAY())-C9719, Lists!$C$32:$C$40,1))","v":"41-50"},296.02819415092534,{"$f":"INDEX(Data!$E$24:$E$47, MATCH(F9719&D9719, Data!$B$24:$B$47,0))","v":1.9964561142097742E-3},{"$f":"SUMPRODUCT((Data!$B$58:$B$60=Model!$F9719)*(Data!$C$57:$K$57=Model!$O9719)*(Data!$C$58:$K$60))","v":1.7977578417715214},132.02242158228478,1,{"$f":"IF(E9719<>\"Serviceable\",E9719,INDEX(Lists!$D$6:$D$8, MATCH(T9719,Lists!$C$6:$C$8,0)))","v":"Serviceable"},{"$f":"INDEX(Lists!$C$12:$C$26, MATCH(H9719, Lists!$B$12:$B$26,0))","v":"LV"}]
[null,19522,1966,"Wood Other","Serviceable","Class 3",0,"lv/hv",980,2020,90,"No",false,10,{"$f":"INDEX(Lists!$B$32:$B$40, MATCH(YEAR(TODAY())-C9795, Lists!$C$32:$C$40,1))","v":"51-60"},311.94368846011486,{"$f":"INDEX(Data!$E$24:$E$47, MATCH(F9795&D9795, Data!$B$24:$B$47,0))","v":1.8301435406698563E-3},{"$f":"SUMPRODUCT((Data!$B$58:$B$60=Model!$F9795)*(Data!$C$57:$K$57=Model!$O9795)*(Data!$C$58:$K$60))","v":2.6564859251595059},63.43514074840494,2,{"$f":"IF(E9795<>\"Serviceable\",E9795,INDEX(Lists!$D$6:$D$8, MATCH(T9795,Lists!$C$6:$C$8,0)))","v":"Limited Life"},{"$f":"INDEX(Lists!$C$12:$C$26, MATCH(H9795, Lists!$B$12:$B$26,0))","v":"HV"}]
[null,19672,1962,"Wood Creos Impregnated","Serviceable","Class 3",0,"lv",1200,2020,110,"No",false,10,{"$f":"INDEX(Lists!$B$32:$B$40, MATCH(YEAR(TODAY())-C9854, Lists!$C$32:$C$40,1))","v":"61-70"},381.9718634205488,{"$f":"INDEX(Data!$E$24:$E$47, MATCH(F9854&D9854, Data!$B$24:$B$47,0))","v":1.0684339161496522E-3},{"$f":"SUMPRODUCT((Data!$B$58:$B$60=Model!$F9854)*(Data!$C$57:$K$57=Model!$O9854)*(Data!$C$58:$K$60))","v":1.9802031311051838},90.197968688948166,1,{"$f":"IF(E9854<>\"Serviceable\",E9854,INDEX(Lists!$D$6:$D$8, MATCH(T9854,Lists!$C$6:$C$8,0)))","v":"Serviceable"},{"$f":"INDEX(Lists!$C$12:$C$26, MATCH(H9854, Lists!$B$12:$B$26,0))","v":"LV"}]
[null,19818,1963,"Wood Creos Impregnated","Serviceable","Class 3",0,"lv/hv",1180,2021,110,"No",false,10,{"$f":"INDEX(Lists!$B$32:$B$40, MATCH(YEAR(TODAY())-C9920, Lists!$C$32:$C$40,1))","v":"61-70"},375.60566569687302,{"$f":"INDEX(Data!$E$24:$E$47, MATCH(F9920&D9920, Data!$B$24:$B$47,0))","v":1.0684339161496522E-3},{"$f":"SUMPRODUCT((Data!$B$58:$B$60=Model!$F9920)*(Data!$C$57:$K$57=Model!$O9920)*(Data!$C$58:$K$60))","v":1.9802031311051838},90.197968688948166,1,{"$f":"IF(E9920<>\"Serviceable\",E9920,INDEX(Lists!$D$6:$D$8, MATCH(T9920,Lists!$C$6:$C$8,0)))","v":"Serviceable"},{"$f":"INDEX(Lists!$C$12:$C$26, MATCH(H9920, Lists!$B$12:$B$26,0))","v":"HV"}]
[null,19913,1967,"Wood Creos Impregnated","Serviceable","Class 3",0,"lv/hv/sub-transmission",1180,2022,100,"No",false,10,{"$f":"INDEX(Lists!$B$32:$B$40, MATCH(YEAR(TODAY())-C9970, Lists!$C$32:$C$40,1))","v":"51-60"},375.60566569687302,{"$f":"INDEX(Data!$E$24:$E$47, MATCH(F9970&D9970, Data!$B$24:$B$47,0))","v":1.0684339161496522E-3},{"$f":"SUMPRODUCT((Data!$B$58:$B$60=Model!$F9970)*(Data!$C$57:$K$57=Model!$O9970)*(Data!$C$58:$K$60))","v":2.6564859251595059},73.435140748404933,1,{"$f":"IF(E9970<>\"Serviceable\",E9970,INDEX(Lists!$D$6:$D$8, MATCH(T9970,Lists!$C$6:$C$8,0)))","v":"Serviceable"},{"$f":"INDEX(Lists!$C$12:$C$26, MATCH(H9970, Lists!$B$12:$B$26,0))","v":"Sub-T"}]
[null,20023,1977,"Wood Creos Impregnated","Serviceable","Class 1",0,"hv/sub-transmission",1100,2022,110,"No",false,10,{"$f":"INDEX(Lists!$B$32:$B$40, MATCH(YEAR(TODAY())-C10020, Lists!$C$32:$C$40,1))","v":"41-50"},350.14087480216978,{"$f":"INDEX(Data!$E$24:$E$47, MATCH(F10020&D10020, Data!$B$24:$B$47,0))","v":9.9474993092014377E-4},{"$f":"SUMPRODUCT((Data!$B$58:$B$60=Model!$F10020)*(Data!$C$57:$K$57=Model!$O10020)*(Data!$C$58:$K$60))","v":1.7977578417715214},92.022421582284778,1,{"$f":"IF(E10020<>\"Serviceable\",E10020,INDEX(Lists!$D$6:$D$8, MATCH(T10020,Lists!$C$6:$C$8,0)))","v":"Serviceable"},{"$f":"INDEX(Lists!$C$12:$C$26, MATCH(H10020, Lists!$B$12:$B$26,0))","v":"Sub-T"}]
[null,20061,1987,"Wood Untreated Dressed","Serviceable","Class 1",0,"lv/hv",1100,2023,150,"No",false,10,{"$f":"INDEX(Lists!$B$32:$B$40, MATCH(YEAR(TODAY())-C10039, Lists!$C$32:$C$40,1))","v":"31-40"},350.14087480216978,{"$f":"INDEX(Data!$E$24:$E$47, MATCH(F10039&D10039, Data!$B$24:$B$47,0))","v":1.9964561142097742E-3},{"$f":"SUMPRODUCT((Data!$B$58:$B$60=Model!$F10039)*(Data!$C$57:$K$57=Model!$O10039)*(Data!$C$58:$K$60))","v":3.0038452968326621},119.96154703167338,1,{"$f":"IF(E10039<>\"Serviceable\",E10039,INDEX(Lists!$D$6:$D$8, MATCH(T10039,Lists!$C$6:$C$8,0)))","v":"Serviceable"},{"$f":"INDEX(Lists!$C$12:$C$26, MATCH(H10039, Lists!$B$12:$B$26,0))","v":"HV"}]
[null,20264,1968,"Wood Creos Impregnated","Serviceable","Class 3",0,"lv",960,2021,110,"No",false,10,{"$f":"INDEX(Lists!$B$32:$B$40, MATCH(YEAR(TODAY())-C10145, Lists!$C$32:$C$40,1))","v":"51-60"},305.57749073643907,{"$f":"INDEX(Data!$E$24:$E$47, MATCH(F10145&D10145, Data!$B$24:$B$47,0))","v":1.0684339161496522E-3},{"$f":"SUMPRODUCT((Data!$B$58:$B$60=Model!$F10145)*(Data!$C$57:$K$57=Model!$O10145)*(Data!$C$58:$K$60))","v":2.6564859251595059},83.435140748404933,1,{"$f":"IF(E10145<>\"Serviceable\",E10145,INDEX(Lists!$D$6:$D$8, MATCH(T10145,Lists!$C$6:$C$8,0)))","v":"Serviceable"},{"$f":"INDEX(Lists!$C$12:$C$26, MATCH(H10145, Lists!$B$12:$B$26,0))","v":"LV"}]
[null,20396,1980,"Wood Untreated Dressed","Serviceable","Class 1",0,"lv/hv",974,2021,100,"No",false,10,{"$f":"INDEX(Lists!$B$32:$B$40, MATCH(YEAR(TODAY())-C10195, Lists!$C$32:$C$40,1))","v":"41-50"},310.0338291430121,{"$f":"INDEX(Data!$E$24:$E$47, MATCH(F10195&D10195, Data!$B$24:$B$47,0))","v":1.9964561142097742E-3},{"$f":"SUMPRODUCT((Data!$B$58:$B$60=Model!$F10195)*(Data!$C$57:$K$57=Model!$O10195)*(Data!$C$58:$K$60))","v":1.7977578417715214},82.022421582284778,1,{"$f":"IF(E10195<>\"Serviceable\",E10195,INDEX(Lists!$D$6:$D$8, MATCH(T10195,Lists!$C$6:$C$8,0)))","v":"Serviceable"},{"$f":"INDEX(Lists!$C$12:$C$26, MATCH(H10195, Lists!$B$12:$B$26,0))","v":"HV"}]
[null,20477,1964,"Wood Creos Impregnated","Serviceable","Class 3",0,"lv",790,2021,90,"No",false,10,{"$f":"INDEX(Lists!$B$32:$B$40, MATCH(YEAR(TODAY())-C10234, Lists!$C$32:$C$40,1))","v":"61-70"},251.46481008519464,{"$f":"INDEX(Data!$E$24:$E$47, MATCH(F10234&D10234, Data!$B$24:$B$47,0))","v":1.0684339161496522E-3},{"$f":"SUMPRODUCT((Data!$B$58:$B$60=Model!$F10234)*(Data!$C$57:$K$57=Model!$O10234)*(Data!$C$58:$K$60))","v":1.9802031311051838},70.197968688948166,1,{"$f":"IF(E10234<>\"Serviceable\",E10234,INDEX(Lists!$D$6:$D$8, MATCH(T10234,Lists!$C$6:$C$8,0)))","v":"Serviceable"},{"$f":"INDEX(Lists!$C$12:$C$26, MATCH(H10234, Lists!$B$12:$B$26,0))","v":"LV"}]
[null,20533,1990,"Wood Untreated Dressed","Serviceable","Class 1",0,"lv/hv",1130,2022,120,"No",false,10,{"$f":"INDEX(Lists!$B$32:$B$40, MATCH(YEAR(TODAY())-C10265, Lists!$C$32:$C$40,1))","v":"31-40"},359.69017138768345,{"$f":"INDEX(Data!$E$24:$E$47, MATCH(F10265&D10265, Data!$B$24:$B$47,0))","v":1.9964561142097742E-3},{"$f":"SUMPRODUCT((Data!$B$58:$B$60=Model!$F10265)*(Data!$C$57:$K$57=Model!$O10265)*(Data!$C$58:$K$60))","v":3.0038452968326621},89.961547031673376,1,{"$f":"IF(E10265<>\"Serviceable\",E10265,INDEX(Lists!$D$6:$D$8, MATCH(T10265,Lists!$C$6:$C$8,0)))","v":"Serviceable"},{"$f":"INDEX(Lists!$C$12:$C$26, MATCH(H10265, Lists!$B$12:$B$26,0))","v":"HV"}]
[null,20705,1984,"Wood Untreated Dressed","Serviceable","Class 1",0,"lv/hv",1080,2022,140,"No",false,10,{"$f":"INDEX(Lists!$B$32:$B$40, MATCH(YEAR(TODAY())-C10341, Lists!$C$32:$C$40,1))","v":"41-50"},343.77467707849394,{"$f":"INDEX(Data!$E$24:$E$47, MATCH(F10341&D10341, Data!$B$24:$B$47,0))","v":1.9964561142097742E-3},{"$f":"SUMPRODUCT((Data!$B$58:$B$60=Model!$F10341)*(Data!$C$57:$K$57=Model!$O10341)*(Data!$C$58:$K$60))","v":1.7977578417715214},122.02242158228478,1,{"$f":"IF(E10341<>\"Serviceable\",E10341,INDEX(Lists!$D$6:$D$8, MATCH(T10341,Lists!$C$6:$C$8,0)))","v":"Serviceable"},{"$f":"INDEX(Lists!$C$12:$C$26, MATCH(H10341, Lists!$B$12:$B$26,0))","v":"HV"}]
[null,20766,1976,"Wood Creos Impregnated","Serviceable","Class 3",0,"lv/hv",1000,2022,100,"No",false,10,{"$f":"INDEX(Lists!$B$32:$B$40, MATCH(YEAR(TODAY())-C10375, Lists!$C$32:$C$40,1))","v":"41-50"},318.3098861837907,{"$f":"INDEX(Data!$E$24:$E$47, MATCH(F10375&D10375, Data!$B$24:$B$47,0))","v":1.0684339161496522E-3},{"$f":"SUMPRODUCT((Data!$B$58:$B$60=Model!$F10375)*(Data!$C$57:$K$57=Model!$O10375)*(Data!$C$58:$K$60))","v":3.2595928155551883},67.404071844448112,2,{"$f":"IF(E10375<>\"Serviceable\",E10375,INDEX(Lists!$D$6:$D$8, MATCH(T10375,Lists!$C$6:$C$8,0)))","v":"Limited Life"},{"$f":"INDEX(Lists!$C$12:$C$26, MATCH(H10375, Lists!$B$12:$B$26,0))","v":"HV"}]
[null,20900,1962,"Wood Creos Impregnated","Serviceable","Class 3",0,"lv",1040,2022,110,"No",false,{"$f":"IF(L10440=\"No\",ROUND((End_year-J10440)/5,0)*5,ROUND((End_year-J10440)/3,0)*3)","v":10},{"$f":"INDEX(Lists!$B$32:$B$40, MATCH(YEAR(TODAY())-C10440, Lists!$C$32:$C$40,1))","v":"61-70"},331.04228163114232,{"$f":"INDEX(Data!$E$24:$E$47, MATCH(F10440&D10440, Data!$B$24:$B$47,0))","v":1.0684339161496522E-3},{"$f":"SUMPRODUCT((Data!$B$58:$B$60=Model!$F10440)*(Data!$C$57:$K$57=Model!$O10440)*(Data!$C$58:$K$60))","v":1.9802031311051838},{"$f":"IF(IF(K10440>=700,999,(K10440-R10440*N10440))<0,0,IF(K10440>=700,999,(K10440-R10440*N10440)))","v":90.197968688948166},{"$f":"IF(S10440<30,3,IF(AND(F10440=\"Class 1\",S10440<50),2,IF(AND(F10440=\"Class 1\",S10440>=50),1,IF(S10440<70,2,1))))","v":1},{"$f":"IF(E10440<>\"Serviceable\",E10440,INDEX(Lists!$D$6:$D$8, MATCH(T10440,Lists!$C$6:$C$8,0)))","v":"Serviceable"},{"$f":"INDEX(Lists!$C$12:$C$26, MATCH(H10440, Lists!$B$12:$B$26,0))","v":"LV"}]
[null,21160,1996,"Wood Untreated Dressed","Serviceable","Class 1",0,"lv/hv",1220,2021,150,"No",false,10,{"$f":"INDEX(Lists!$B$32:$B$40, MATCH(YEAR(TODAY())-C10516, Lists!$C$32:$C$40,1))","v":"21-30"},388.33806114422464,{"$f":"INDEX(Data!$E$24:$E$47, MATCH(F10516&D10516, Data!$B$24:$B$47,0))","v":1.9964561142097742E-3},{"$f":"SUMPRODUCT((Data!$B$58:$B$60=Model!$F10516)*(Data!$C$57:$K$57=Model!$O10516)*(Data!$C$58:$K$60))","v":2.1651652228345815},128.34834777165418,1,{"$f":"IF(E10516<>\"Serviceable\",E10516,INDEX(Lists!$D$6:$D$8, MATCH(T10516,Lists!$C$6:$C$8,0)))","v":"Serviceable"},{"$f":"INDEX(Lists!$C$12:$C$26, MATCH(H10516, Lists!$B$12:$B$26,0))","v":"HV"}]
[null,21290,1938,"Wood Untreated Dressed","Serviceable","Class 1",0,"lv",900,2021,100,"No",false,10,{"$f":"INDEX(Lists!$B$32:$B$40, MATCH(YEAR(TODAY())-C10570, Lists!$C$32:$C$40,1))","v":"81-90"},286.47889756541161,{"$f":"INDEX(Data!$E$24:$E$47, MATCH(F10570&D10570, Data!$B$24:$B$47,0))","v":1.9964561142097742E-3},{"$f":"SUMPRODUCT((Data!$B$58:$B$60=Model!$F10570)*(Data!$C$57:$K$57=Model!$O10570)*(Data!$C$58:$K$60))","v":2.8392735823590045},71.607264176409956,1,{"$f":"IF(E10570<>\"Serviceable\",E10570,INDEX(Lists!$D$6:$D$8, MATCH(T10570,Lists!$C$6:$C$8,0)))","v":"Serviceable"},{"$f":"INDEX(Lists!$C$12:$C$26, MATCH(H10570, Lists!$B$12:$B$26,0))","v":"LV"}]
[null,21422,1972,"Wood Creos Impregnated","Serviceable","Class 1",0,"lv",710,2021,120,"No",false,10,{"$f":"INDEX(Lists!$B$32:$B$40, MATCH(YEAR(TODAY())-C10615, Lists!$C$32:$C$40,1))","v":"51-60"},226.00001919049137,{"$f":"INDEX(Data!$E$24:$E$47, MATCH(F10615&D10615, Data!$B$24:$B$47,0))","v":9.9474993092014377E-4},{"$f":"SUMPRODUCT((Data!$B$58:$B$60=Model!$F10615)*(Data!$C$57:$K$57=Model!$O10615)*(Data!$C$58:$K$60))","v":1.3557210085184006},106.44278991481599,1,{"$f":"IF(E10615<>\"Serviceable\",E10615,INDEX(Lists!$D$6:$D$8, MATCH(T10615,Lists!$C$6:$C$8,0)))","v":"Serviceable"},{"$f":"INDEX(Lists!$C$12:$C$26, MATCH(H10615, Lists!$B$12:$B$26,0))","v":"LV"}]
[null,21585,1988,"Wood Untreated Dressed","Serviceable","Class 1",0,"lv",1005,2023,120,"No",false,10,{"$f":"INDEX(Lists!$B$32:$B$40, MATCH(YEAR(TODAY())-C10691, Lists!$C$32:$C$40,1))","v":"31-40"},319.90143561470961,{"$f":"INDEX(Data!$E$24:$E$47, MATCH(F10691&D10691, Data!$B$24:$B$47,0))","v":1.9964561142097742E-3},{"$f":"SUMPRODUCT((Data!$B$58:$B$60=Model!$F10691)*(Data!$C$57:$K$57=Model!$O10691)*(Data!$C$58:$K$60))","v":3.0038452968326621},89.961547031673376,1,{"$f":"IF(E10691<>\"Serviceable\",E10691,INDEX(Lists!$D$6:$D$8, MATCH(T10691,Lists!$C$6:$C$8,0)))","v":"Serviceable"},{"$f":"INDEX(Lists!$C$12:$C$26, MATCH(H10691, Lists!$B$12:$B$26,0))","v":"LV"}]
[null,21630,1972,"Wood Creos Impregnated","Serviceable","Class 1",0,"lv/hv",817,2022,120,"No",false,10,{"$f":"INDEX(Lists!$B$32:$B$40, MATCH(YEAR(TODAY())-C10711, Lists!$C$32:$C$40,1))","v":"51-60"},260.05917701215697,{"$f":"INDEX(Data!$E$24:$E$47, MATCH(F10711&D10711, Data!$B$24:$B$47,0))","v":9.9474993092014377E-4},{"$f":"SUMPRODUCT((Data!$B$58:$B$60=Model!$F10711)*(Data!$C$57:$K$57=Model!$O10711)*(Data!$C$58:$K$60))","v":1.3557210085184006},106.44278991481599,1,{"$f":"IF(E10711<>\"Serviceable\",E10711,INDEX(Lists!$D$6:$D$8, MATCH(T10711,Lists!$C$6:$C$8,0)))","v":"Serviceable"},{"$f":"INDEX(Lists!$C$12:$C$26, MATCH(H10711, Lists!$B$12:$B$26,0))","v":"HV"}]
[null,21717,1982,"Wood Creos Impregnated","Serviceable","Class 3",0,"lv/hv",1037,2023,90,"Yes",{"$f":"IF(G10761=0,FALSE,TRUE)","v":false},9,{"$f":"INDEX(Lists!$B$32:$B$40, MATCH(YEAR(TODAY())-C10761, Lists!$C$32:$C$40,1))","v":"41-50"},{"$f":"I10761/PI()","v":330.08735197259097},{"$f":"INDEX(Data!$E$24:$E$47, MATCH(F10761&D10761, Data!$B$24:$B$47,0))","v":1.0684339161496522E-3},{"$f":"SUMPRODUCT((Data!$B$58:$B$60=Model!$F10761)*(Data!$C$57:$K$57=Model!$O10761)*(Data!$C$58:$K$60))","v":3.2595928155551883},60.663664660003306,2,{"$f":"IF(E10761<>\"Serviceable\",E10761,INDEX(Lists!$D$6:$D$8, MATCH(T10761,Lists!$C$6:$C$8,0)))","v":"Limited Life"},{"$f":"INDEX(Lists!$C$12:$C$26, MATCH(H10761, Lists!$B$12:$B$26,0))","v":"HV"}]
[null,21846,1989,"Wood Untreated Dressed","Serviceable","Class 1",0,"lv/hv",1100,2022,140,"No",false,10,{"$f":"INDEX(Lists!$B$32:$B$40, MATCH(YEAR(TODAY())-C10811, Lists!$C$32:$C$40,1))","v":"31-40"},350.14087480216978,{"$f":"INDEX(Data!$E$24:$E$47, MATCH(F10811&D10811, Data!$B$24:$B$47,0))","v":1.9964561142097742E-3},{"$f":"SUMPRODUCT((Data!$B$58:$B$60=Model!$F10811)*(Data!$C$57:$K$57=Model!$O10811)*(Data!$C$58:$K$60))","v":3.0038452968326621},109.96154703167338,1,{"$f":"IF(E10811<>\"Serviceable\",E10811,INDEX(Lists!$D$6:$D$8, MATCH(T10811,Lists!$C$6:$C$8,0)))","v":"Serviceable"},{"$f":"INDEX(Lists!$C$12:$C$26, MATCH(H10811, Lists!$B$12:$B$26,0))","v":"HV"}]
[null,22005,1979,"Wood Creos Impregnated","Serviceable","Class 3",0,"lv",920,2023,80,"No",false,10,{"$f":"INDEX(Lists!$B$32:$B$40, MATCH(YEAR(TODAY())-C10906, Lists!$C$32:$C$40,1))","v":"41-50"},292.84509528908745,{"$f":"INDEX(Data!$E$24:$E$47, MATCH(F10906&D10906, Data!$B$24:$B$47,0))","v":1.0684339161496522E-3},{"$f":"SUMPRODUCT((Data!$B$58:$B$60=Model!$F10906)*(Data!$C$57:$K$57=Model!$O10906)*(Data!$C$58:$K$60))","v":3.2595928155551883},47.404071844448119,2,{"$f":"IF(E10906<>\"Serviceable\",E10906,INDEX(Lists!$D$6:$D$8, MATCH(T10906,Lists!$C$6:$C$8,0)))","v":"Limited Life"},{"$f":"INDEX(Lists!$C$12:$C$26, MATCH(H10906, Lists!$B$12:$B$26,0))","v":"LV"}]
[null,22049,1964,"Wood Creos Impregnated","Limited Life","Class 3",0,"lv",830,2023,50,"No",false,10,{"$f":"INDEX(Lists!$B$32:$B$40, MATCH(YEAR(TODAY())-C10936, Lists!$C$32:$C$40,1))","v":"61-70"},264.19720553254626,{"$f":"INDEX(Data!$E$24:$E$47, MATCH(F10936&D10936, Data!$B$24:$B$47,0))","v":1.0684339161496522E-3},{"$f":"SUMPRODUCT((Data!$B$58:$B$60=Model!$F10936)*(Data!$C$57:$K$57=Model!$O10936)*(Data!$C$58:$K$60))","v":1.9802031311051838},30.197968688948162,2,{"$f":"IF(E10936<>\"Serviceable\",E10936,INDEX(Lists!$D$6:$D$8, MATCH(T10936,Lists!$C$6:$C$8,0)))","v":"Limited Life"},{"$f":"INDEX(Lists!$C$12:$C$26, MATCH(H10936, Lists!$B$12:$B$26,0))","v":"LV"}]
[null,22115,1960,"Wood Creos Impregnated","Serviceable","Class 3",0,"lv",911,2022,70,"No",false,10,{"$f":"INDEX(Lists!$B$32:$B$40, MATCH(YEAR(TODAY())-C10986, Lists!$C$32:$C$40,1))","v":"61-70"},289.98030631343329,{"$f":"INDEX(Data!$E$24:$E$47, MATCH(F10986&D10986, Data!$B$24:$B$47,0))","v":1.0684339161496522E-3},{"$f":"SUMPRODUCT((Data!$B$58:$B$60=Model!$F10986)*(Data!$C$57:$K$57=Model!$O10986)*(Data!$C$58:$K$60))","v":1.9802031311051838},50.197968688948166,2,{"$f":"IF(E10986<>\"Serviceable\",E10986,INDEX(Lists!$D$6:$D$8, MATCH(T10986,Lists!$C$6:$C$8,0)))","v":"Limited Life"},{"$f":"INDEX(Lists!$C$12:$C$26, MATCH(H10986, Lists!$B$12:$B$26,0))","v":"LV"}]
[null,22283,1984,"Wood Untreated Dressed","Serviceable","Class 1",0,"lv",974,2023,150,"No",false,10,{"$f":"INDEX(Lists!$B$32:$B$40, MATCH(YEAR(TODAY())-C11069, Lists!$C$32:$C$40,1))","v":"41-50"},310.0338291430121,{"$f":"INDEX(Data!$E$24:$E$47, MATCH(F11069&D11069, Data!$B$24:$B$47,0))","v":1.9964561142097742E-3},{"$f":"SUMPRODUCT((Data!$B$58:$B$60=Model!$F11069)*(Data!$C$57:$K$57=Model!$O11069)*(Data!$C$58:$K$60))","v":1.7977578417715214},132.02242158228478,1,{"$f":"IF(E11069<>\"Serviceable\",E11069,INDEX(Lists!$D$6:$D$8, MATCH(T11069,Lists!$C$6:$C$8,0)))","v":"Serviceable"},{"$f":"INDEX(Lists!$C$12:$C$26, MATCH(H11069, Lists!$B$12:$B$26,0))","v":"LV"}]
[null,22375,1981,"Wood Creos Impregnated","Serviceable","Class 3",0,"lv/hv",911,2023,110,"No",false,10,{"$f":"INDEX(Lists!$B$32:$B$40, MATCH(YEAR(TODAY())-C11111, Lists!$C$32:$C$40,1))","v":"41-50"},289.98030631343329,{"$f":"INDEX(Data!$E$24:$E$47, MATCH(F11111&D11111, Data!$B$24:$B$47,0))","v":1.0684339161496522E-3},{"$f":"SUMPRODUCT((Data!$B$58:$B$60=Model!$F11111)*(Data!$C$57:$K$57=Model!$O11111)*(Data!$C$58:$K$60))","v":3.2595928155551883},77.404071844448112,1,{"$f":"IF(E11111<>\"Serviceable\",E11111,INDEX(Lists!$D$6:$D$8, MATCH(T11111,Lists!$C$6:$C$8,0)))","v":"Serviceable"},{"$f":"INDEX(Lists!$C$12:$C$26, MATCH(H11111, Lists!$B$12:$B$26,0))","v":"HV"}]
[null,22459,1981,"Wood Untreated Round","Serviceable","Class 1",0,"lv",760,2023,90,"No",false,10,{"$f":"INDEX(Lists!$B$32:$B$40, MATCH(YEAR(TODAY())-C11161, Lists!$C$32:$C$40,1))","v":"41-50"},241.91551349968091,{"$f":"INDEX(Data!$E$24:$E$47, MATCH(F11161&D11161, Data!$B$24:$B$47,0))","v":1.9964561142097742E-3},{"$f":"SUMPRODUCT((Data!$B$58:$B$60=Model!$F11161)*(Data!$C$57:$K$57=Model!$O11161)*(Data!$C$58:$K$60))","v":1.7977578417715214},72.022421582284778,1,{"$f":"IF(E11161<>\"Serviceable\",E11161,INDEX(Lists!$D$6:$D$8, MATCH(T11161,Lists!$C$6:$C$8,0)))","v":"Serviceable"},{"$f":"INDEX(Lists!$C$12:$C$26, MATCH(H11161, Lists!$B$12:$B$26,0))","v":"LV"}]
[null,22594,1997,"Wood Creos Impregnated","Serviceable","Class 3",0,"lv",970,2023,110,"No",false,10,{"$f":"INDEX(Lists!$B$32:$B$40, MATCH(YEAR(TODAY())-C11237, Lists!$C$32:$C$40,1))","v":"21-30"},308.76058959827697,{"$f":"INDEX(Data!$E$24:$E$47, MATCH(F11237&D11237, Data!$B$24:$B$47,0))","v":1.0684339161496522E-3},{"$f":"SUMPRODUCT((Data!$B$58:$B$60=Model!$F11237)*(Data!$C$57:$K$57=Model!$O11237)*(Data!$C$58:$K$60))","v":1.964589315203191},90.354106847968097,1,{"$f":"IF(E11237<>\"Serviceable\",E11237,INDEX(Lists!$D$6:$D$8, MATCH(T11237,Lists!$C$6:$C$8,0)))","v":"Serviceable"},{"$f":"INDEX(Lists!$C$12:$C$26, MATCH(H11237, Lists!$B$12:$B$26,0))","v":"LV"}]
[null,22737,1985,"Wood Untreated Dressed","Serviceable","Class 1",0,"lv",974,2023,130,"No",false,10,{"$f":"INDEX(Lists!$B$32:$B$40, MATCH(YEAR(TODAY())-C11286, Lists!$C$32:$C$40,1))","v":"31-40"},310.0338291430121,{"$f":"INDEX(Data!$E$24:$E$47, MATCH(F11286&D11286, Data!$B$24:$B$47,0))","v":1.9964561142097742E-3},{"$f":"SUMPRODUCT((Data!$B$58:$B$60=Model!$F11286)*(Data!$C$57:$K$57=Model!$O11286)*(Data!$C$58:$K$60))","v":3.0038452968326621},99.961547031673376,1,{"$f":"IF(E11286<>\"Serviceable\",E11286,INDEX(Lists!$D$6:$D$8, MATCH(T11286,Lists!$C$6:$C$8,0)))","v":"Serviceable"},{"$f":"INDEX(Lists!$C$12:$C$26, MATCH(H11286, Lists!$B$12:$B$26,0))","v":"LV"}]
[null,22840,1964,"Wood Creos Impregnated","Serviceable","Class 3",0,"lv/hv/sub-transmission",1200,2023,100,"No",false,{"$f":"IF(L11336=\"No\",ROUND((End_year-J11336)/5,0)*5,ROUND((End_year-J11336)/3,0)*3)","v":10},{"$f":"INDEX(Lists!$B$32:$B$40, MATCH(YEAR(TODAY())-C11336, Lists!$C$32:$C$40,1))","v":"61-70"},381.9718634205488,{"$f":"INDEX(Data!$E$24:$E$47, MATCH(F11336&D11336, Data!$B$24:$B$47,0))","v":1.0684339161496522E-3},{"$f":"SUMPRODUCT((Data!$B$58:$B$60=Model!$F11336)*(Data!$C$57:$K$57=Model!$O11336)*(Data!$C$58:$K$60))","v":1.9802031311051838},{"$f":"IF(IF(K11336>=700,999,(K11336-R11336*N11336))<0,0,IF(K11336>=700,999,(K11336-R11336*N11336)))","v":80.197968688948166},{"$f":"IF(S11336<30,3,IF(AND(F11336=\"Class 1\",S11336<50),2,IF(AND(F11336=\"Class 1\",S11336>=50),1,IF(S11336<70,2,1))))","v":1},{"$f":"IF(E11336<>\"Serviceable\",E11336,INDEX(Lists!$D$6:$D$8, MATCH(T11336,Lists!$C$6:$C$8,0)))","v":"Serviceable"},{"$f":"INDEX(Lists!$C$12:$C$26, MATCH(H11336, Lists!$B$12:$B$26,0))","v":"Sub-T"}]
[null,22903,1963,"Wood Creos Impregnated","Serviceable","Class 3",0,"hv/sub-transmission",1225,2023,100,"No",false,10,{"$f":"INDEX(Lists!$B$32:$B$40, MATCH(YEAR(TODAY())-C11357, Lists!$C$32:$C$40,1))","v":"61-70"},389.92961057514361,{"$f":"INDEX(Data!$E$24:$E$47, MATCH(F11357&D11357, Data!$B$24:$B$47,0))","v":1.0684339161496522E-3},{"$f":"SUMPRODUCT((Data!$B$58:$B$60=Model!$F11357)*(Data!$C$57:$K$57=Model!$O11357)*(Data!$C$58:$K$60))","v":1.9802031311051838},80.197968688948166,1,{"$f":"IF(E11357<>\"Serviceable\",E11357,INDEX(Lists!$D$6:$D$8, MATCH(T11357,Lists!$C$6:$C$8,0)))","v":"Serviceable"},{"$f":"INDEX(Lists!$C$12:$C$26, MATCH(H11357, Lists!$B$12:$B$26,0))","v":"Sub-T"}]
[null,23048,1970,"Wood Creos Impregnated","Serviceable","Class 3",0,"lv/hv",1200,2022,100,"No",false,10,{"$f":"INDEX(Lists!$B$32:$B$40, MATCH(YEAR(TODAY())-C11427, Lists!$C$32:$C$40,1))","v":"51-60"},381.9718634205488,{"$f":"INDEX(Data!$E$24:$E$47, MATCH(F11427&D11427, Data!$B$24:$B$47,0))","v":1.0684339161496522E-3},{"$f":"SUMPRODUCT((Data!$B$58:$B$60=Model!$F11427)*(Data!$C$57:$K$57=Model!$O11427)*(Data!$C$58:$K$60))","v":2.6564859251595059},73.435140748404933,1,{"$f":"IF(E11427<>\"Serviceable\",E11427,INDEX(Lists!$D$6:$D$8, MATCH(T11427,Lists!$C$6:$C$8,0)))","v":"Serviceable"},{"$f":"INDEX(Lists!$C$12:$C$26, MATCH(H11427, Lists!$B$12:$B$26,0))","v":"HV"}]
[null,23202,1968,"Wood Creos Impregnated","Serviceable","Class 2",0,"lv/hv",1140,2019,120,"No",false,10,{"$f":"INDEX(Lists!$B$32:$B$40, MATCH(YEAR(TODAY())-C11482, Lists!$C$32:$C$40,1))","v":"51-60"},362.8732702495214,{"$f":"INDEX(Data!$E$24:$E$47, MATCH(F11482&D11482, Data!$B$24:$B$47,0))","v":1.6118836915297091E-3},{"$f":"SUMPRODUCT((Data!$B$58:$B$60=Model!$F11482)*(Data!$C$57:$K$57=Model!$O11482)*(Data!$C$58:$K$60))","v":2.6773548093458861},93.226451906541143,1,{"$f":"IF(E11482<>\"Serviceable\",E11482,INDEX(Lists!$D$6:$D$8, MATCH(T11482,Lists!$C$6:$C$8,0)))","v":"Serviceable"},{"$f":"INDEX(Lists!$C$12:$C$26, MATCH(H11482, Lists!$B$12:$B$26,0))","v":"HV"}]
[null,23283,1970,"Wood Untreated Round","Serviceable","Class 1",0,"lv",730,2022,100,"No",false,10,{"$f":"INDEX(Lists!$B$32:$B$40, MATCH(YEAR(TODAY())-C11532, Lists!$C$32:$C$40,1))","v":"51-60"},232.36621691416721,{"$f":"INDEX(Data!$E$24:$E$47, MATCH(F11532&D11532, Data!$B$24:$B$47,0))","v":1.9964561142097742E-3},{"$f":"SUMPRODUCT((Data!$B$58:$B$60=Model!$F11532)*(Data!$C$57:$K$57=Model!$O11532)*(Data!$C$58:$K$60))","v":1.3557210085184006},86.44278991481599,1,{"$f":"IF(E11532<>\"Serviceable\",E11532,INDEX(Lists!$D$6:$D$8, MATCH(T11532,Lists!$C$6:$C$8,0)))","v":"Serviceable"},{"$f":"INDEX(Lists!$C$12:$C$26, MATCH(H11532, Lists!$B$12:$B$26,0))","v":"LV"}]
[null,23507,1965,"Wood Creos Impregnated","Serviceable","Class 3",0,"lv/future hv",900,2023,100,"No",false,10,{"$f":"INDEX(Lists!$B$32:$B$40, MATCH(YEAR(TODAY())-C11622, Lists!$C$32:$C$40,1))","v":"51-60"},286.47889756541161,{"$f":"INDEX(Data!$E$24:$E$47, MATCH(F11622&D11622, Data!$B$24:$B$47,0))","v":1.0684339161496522E-3},{"$f":"SUMPRODUCT((Data!$B$58:$B$60=Model!$F11622)*(Data!$C$57:$K$57=Model!$O11622)*(Data!$C$58:$K$60))","v":2.6564859251595059},73.435140748404933,1,{"$f":"IF(E11622<>\"Serviceable\",E11622,INDEX(Lists!$D$6:$D$8, MATCH(T11622,Lists!$C$6:$C$8,0)))","v":"Serviceable"},{"$f":"INDEX(Lists!$C$12:$C$26, MATCH(H11622, Lists!$B$12:$B$26,0))","v":"LV"}]
[null,23570,1972,"Wood Creos Impregnated","Serviceable","Class 3",0,"lv",920,2022,100,"No",{"$f":"IF(G11657=0,FALSE,TRUE)","v":false},10,{"$f":"INDEX(Lists!$B$32:$B$40, MATCH(YEAR(TODAY())-C11657, Lists!$C$32:$C$40,1))","v":"51-60"},{"$f":"I11657/PI()","v":292.84509528908745},{"$f":"INDEX(Data!$E$24:$E$47, MATCH(F11657&D11657, Data!$B$24:$B$47,0))","v":1.0684339161496522E-3},{"$f":"SUMPRODUCT((Data!$B$58:$B$60=Model!$F11657)*(Data!$C$57:$K$57=Model!$O11657)*(Data!$C$58:$K$60))","v":2.6564859251595059},73.435140748404933,1,{"$f":"IF(E11657<>\"Serviceable\",E11657,INDEX(Lists!$D$6:$D$8, MATCH(T11657,Lists!$C$6:$C$8,0)))","v":"Serviceable"},{"$f":"INDEX(Lists!$C$12:$C$26, MATCH(H11657, Lists!$B$12:$B$26,0))","v":"LV"}]
[null,23686,1938,"Wood Untreated Round","Serviceable","Class 1",0,"lv",800,2023,80,"No",false,10,{"$f":"INDEX(Lists!$B$32:$B$40, MATCH(YEAR(TODAY())-C11707, Lists!$C$32:$C$40,1))","v":"81-90"},254.64790894703253,{"$f":"INDEX(Data!$E$24:$E$47, MATCH(F11707&D11707, Data!$B$24:$B$47,0))","v":1.9964561142097742E-3},{"$f":"SUMPRODUCT((Data!$B$58:$B$60=Model!$F11707)*(Data!$C$57:$K$57=Model!$O11707)*(Data!$C$58:$K$60))","v":2.8392735823590045},51.607264176409956,1,{"$f":"IF(E11707<>\"Serviceable\",E11707,INDEX(Lists!$D$6:$D$8, MATCH(T11707,Lists!$C$6:$C$8,0)))","v":"Serviceable"},{"$f":"INDEX(Lists!$C$12:$C$26, MATCH(H11707, Lists!$B$12:$B$26,0))","v":"LV"}]
[null,23784,1964,"Wood Creos Impregnated","Serviceable","Class 3",0,"lv/hv",910,2022,110,"No",false,10,{"$f":"INDEX(Lists!$B$32:$B$40, MATCH(YEAR(TODAY())-C11763, Lists!$C$32:$C$40,1))","v":"61-70"},289.66199642724951,{"$f":"INDEX(Data!$E$24:$E$47, MATCH(F11763&D11763, Data!$B$24:$B$47,0))","v":1.0684339161496522E-3},{"$f":"SUMPRODUCT((Data!$B$58:$B$60=Model!$F11763)*(Data!$C$57:$K$57=Model!$O11763)*(Data!$C$58:$K$60))","v":1.9802031311051838},90.197968688948166,1,{"$f":"IF(E11763<>\"Serviceable\",E11763,INDEX(Lists!$D$6:$D$8, MATCH(T11763,Lists!$C$6:$C$8,0)))","v":"Serviceable"},{"$f":"INDEX(Lists!$C$12:$C$26, MATCH(H11763, Lists!$B$12:$B$26,0))","v":"HV"}]
[null,23946,1965,"Wood Creos Impregnated","Serviceable","Class 3",0,"lv/hv",770,2019,90,"No",false,10,{"$f":"INDEX(Lists!$B$32:$B$40, MATCH(YEAR(TODAY())-C11832, Lists!$C$32:$C$40,1))","v":"51-60"},245.09861236151883,{"$f":"INDEX(Data!$E$24:$E$47, MATCH(F11832&D11832, Data!$B$24:$B$47,0))","v":1.0684339161496522E-3},{"$f":"SUMPRODUCT((Data!$B$58:$B$60=Model!$F11832)*(Data!$C$57:$K$57=Model!$O11832)*(Data!$C$58:$K$60))","v":2.6564859251595059},63.43514074840494,2,{"$f":"IF(E11832<>\"Serviceable\",E11832,INDEX(Lists!$D$6:$D$8, MATCH(T11832,Lists!$C$6:$C$8,0)))","v":"Limited Life"},{"$f":"INDEX(Lists!$C$12:$C$26, MATCH(H11832, Lists!$B$12:$B$26,0))","v":"HV"}]
[null,24054,1974,"Wood Creos Impregnated","Serviceable","Class 1",0,"lv",660,2023,100,"No",false,10,{"$f":"INDEX(Lists!$B$32:$B$40, MATCH(YEAR(TODAY())-C11882, Lists!$C$32:$C$40,1))","v":"51-60"},210.08452488130186,{"$f":"INDEX(Data!$E$24:$E$47, MATCH(F11882&D11882, Data!$B$24:$B$47,0))","v":9.9474993092014377E-4},{"$f":"SUMPRODUCT((Data!$B$58:$B$60=Model!$F11882)*(Data!$C$57:$K$57=Model!$O11882)*(Data!$C$58:$K$60))","v":1.3557210085184006},86.44278991481599,1,{"$f":"IF(E11882<>\"Serviceable\",E11882,INDEX(Lists!$D$6:$D$8, MATCH(T11882,Lists!$C$6:$C$8,0)))","v":"Serviceable"},{"$f":"INDEX(Lists!$C$12:$C$26, MATCH(H11882, Lists!$B$12:$B$26,0))","v":"LV"}]
[null,24161,1973,"Wood Creos Impregnated","Limited Life","Class 3",0,"lv",720,2022,50,"No",false,10,{"$f":"INDEX(Lists!$B$32:$B$40, MATCH(YEAR(TODAY())-C11926, Lists!$C$32:$C$40,1))","v":"51-60"},229.18311805232929,{"$f":"INDEX(Data!$E$24:$E$47, MATCH(F11926&D11926, Data!$B$24:$B$47,0))","v":1.0684339161496522E-3},{"$f":"SUMPRODUCT((Data!$B$58:$B$60=Model!$F11926)*(Data!$C$57:$K$57=Model!$O11926)*(Data!$C$58:$K$60))","v":2.6564859251595059},23.43514074840494,3,{"$f":"IF(E11926<>\"Serviceable\",E11926,INDEX(Lists!$D$6:$D$8, MATCH(T11926,Lists!$C$6:$C$8,0)))","v":"Limited Life"},{"$f":"INDEX(Lists!$C$12:$C$26, MATCH(H11926, Lists!$B$12:$B$26,0))","v":"LV"}]
[null,24209,1980,"Wood Creos Impregnated","Serviceable","Class 3",0,"lv",723,2023,80,"No",false,10,{"$f":"INDEX(Lists!$B$32:$B$40, MATCH(YEAR(TODAY())-C11952, Lists!$C$32:$C$40,1))","v":"41-50"},230.13804771088067,{"$f":"INDEX(Data!$E$24:$E$47, MATCH(F11952&D11952, Data!$B$24:$B$47,0))","v":1.0684339161496522E-3},{"$f":"SUMPRODUCT((Data!$B$58:$B$60=Model!$F11952)*(Data!$C$57:$K$57=Model!$O11952)*(Data!$C$58:$K$60))","v":3.2595928155551883},47.404071844448119,2,{"$f":"IF(E11952<>\"Serviceable\",E11952,INDEX(Lists!$D$6:$D$8, MATCH(T11952,Lists!$C$6:$C$8,0)))","v":"Limited Life"},{"$f":"INDEX(Lists!$C$12:$C$26, MATCH(H11952, Lists!$B$12:$B$26,0))","v":"LV"}]
[null,24447,1981,"Wood Creos Impregnated","Serviceable","Class 3",0,"hv",980,2023,100,"No",false,10,{"$f":"INDEX(Lists!$B$32:$B$40, MATCH(YEAR(TODAY())-C12057, Lists!$C$32:$C$40,1))","v":"41-50"},311.94368846011486,{"$f":"INDEX(Data!$E$24:$E$47, MATCH(F12057&D12057, Data!$B$24:$B$47,0))","v":1.0684339161496522E-3},{"$f":"SUMPRODUCT((Data!$B$58:$B$60=Model!$F12057)*(Data!$C$57:$K$57=Model!$O12057)*(Data!$C$58:$K$60))","v":3.2595928155551883},67.404071844448112,2,{"$f":"IF(E12057<>\"Serviceable\",E12057,INDEX(Lists!$D$6:$D$8, MATCH(T12057,Lists!$C$6:$C$8,0)))","v":"Limited Life"},{"$f":"INDEX(Lists!$C$12:$C$26, MATCH(H12057, Lists!$B$12:$B$26,0))","v":"HV"}]
[null,24476,1964,"Wood Creos Impregnated","Serviceable","Class 3",0,"lv",940,2023,80,"No",false,10,{"$f":"INDEX(Lists!$B$32:$B$40, MATCH(YEAR(TODAY())-C12067, Lists!$C$32:$C$40,1))","v":"61-70"},299.21129301276324,{"$f":"INDEX(Data!$E$24:$E$47, MATCH(F12067&D12067, Data!$B$24:$B$47,0))","v":1.0684339161496522E-3},{"$f":"SUMPRODUCT((Data!$B$58:$B$60=Model!$F12067)*(Data!$C$57:$K$57=Model!$O12067)*(Data!$C$58:$K$60))","v":1.9802031311051838},60.197968688948166,2,{"$f":"IF(E12067<>\"Serviceable\",E12067,INDEX(Lists!$D$6:$D$8, MATCH(T12067,Lists!$C$6:$C$8,0)))","v":"Limited Life"},{"$f":"INDEX(Lists!$C$12:$C$26, MATCH(H12067, Lists!$B$12:$B$26,0))","v":"LV"}]
[null,24632,1971,"Wood Creos Impregnated","Serviceable","Class 3",0,"lv/hv",974,2019,90,"No",false,10,{"$f":"INDEX(Lists!$B$32:$B$40, MATCH(YEAR(TODAY())-C12127, Lists!$C$32:$C$40,1))","v":"51-60"},310.0338291430121,{"$f":"INDEX(Data!$E$24:$E$47, MATCH(F12127&D12127, Data!$B$24:$B$47,0))","v":1.0684339161496522E-3},{"$f":"SUMPRODUCT((Data!$B$58:$B$60=Model!$F12127)*(Data!$C$57:$K$57=Model!$O12127)*(Data!$C$58:$K$60))","v":2.6564859251595059},63.43514074840494,2,{"$f":"IF(E12127<>\"Serviceable\",E12127,INDEX(Lists!$D$6:$D$8, MATCH(T12127,Lists!$C$6:$C$8,0)))","v":"Limited Life"},{"$f":"INDEX(Lists!$C$12:$C$26, MATCH(H12127, Lists!$B$12:$B$26,0))","v":"HV"}]
[null,24790,1969,"Wood Creos Impregnated","Serviceable","Class 3",0,"lv/hv",1100,2023,100,"No",false,10,{"$f":"INDEX(Lists!$B$32:$B$40, MATCH(YEAR(TODAY())-C12203, Lists!$C$32:$C$40,1))","v":"51-60"},350.14087480216978,{"$f":"INDEX(Data!$E$24:$E$47, MATCH(F12203&D12203, Data!$B$24:$B$47,0))","v":1.0684339161496522E-3},{"$f":"SUMPRODUCT((Data!$B$58:$B$60=Model!$F12203)*(Data!$C$57:$K$57=Model!$O12203)*(Data!$C$58:$K$60))","v":2.6564859251595059},73.435140748404933,1,{"$f":"IF(E12203<>\"Serviceable\",E12203,INDEX(Lists!$D$6:$D$8, MATCH(T12203,Lists!$C$6:$C$8,0)))","v":"Serviceable"},{"$f":"INDEX(Lists!$C$12:$C$26, MATCH(H12203, Lists!$B$12:$B$26,0))","v":"HV"}]
[null,24948,1971,"Wood Creos Impregnated","Serviceable","Class 3",0,"lv/hv",1037,2019,100,"No",false,10,{"$f":"INDEX(Lists!$B$32:$B$40, MATCH(YEAR(TODAY())-C12262, Lists!$C$32:$C$40,1))","v":"51-60"},330.08735197259097,{"$f":"INDEX(Data!$E$24:$E$47, MATCH(F12262&D12262, Data!$B$24:$B$47,0))","v":1.0684339161496522E-3},{"$f":"SUMPRODUCT((Data!$B$58:$B$60=Model!$F12262)*(Data!$C$57:$K$57=Model!$O12262)*(Data!$C$58:$K$60))","v":2.6564859251595059},73.435140748404933,1,{"$f":"IF(E12262<>\"Serviceable\",E12262,INDEX(Lists!$D$6:$D$8, MATCH(T12262,Lists!$C$6:$C$8,0)))","v":"Serviceable"},{"$f":"INDEX(Lists!$C$12:$C$26, MATCH(H12262, Lists!$B$12:$B$26,0))","v":"HV"}]
[null,25062,1936,"Wood Untreated Dressed","Serviceable","Class 1",0,"lv",880,2022,90,"No",false,10,{"$f":"INDEX(Lists!$B$32:$B$40, MATCH(YEAR(TODAY())-C12302, Lists!$C$32:$C$40,1))","v":"81-90"},280.11269984173578,{"$f":"INDEX(Data!$E$24:$E$47, MATCH(F12302&D12302, Data!$B$24:$B$47,0))","v":1.9964561142097742E-3},{"$f":"SUMPRODUCT((Data!$B$58:$B$60=Model!$F12302)*(Data!$C$57:$K$57=Model!$O12302)*(Data!$C$58:$K$60))","v":2.8392735823590045},61.607264176409956,1,{"$f":"IF(E12302<>\"Serviceable\",E12302,INDEX(Lists!$D$6:$D$8, MATCH(T12302,Lists!$C$6:$C$8,0)))","v":"Serviceable"},{"$f":"INDEX(Lists!$C$12:$C$26, MATCH(H12302, Lists!$B$12:$B$26,0))","v":"LV"}]
[null,25218,1969,"Wood Creos Impregnated","Serviceable","Class 3",0,"lv/hv",848,2023,80,"Yes",false,9,{"$f":"INDEX(Lists!$B$32:$B$40, MATCH(YEAR(TODAY())-C12378, Lists!$C$32:$C$40,1))","v":"51-60"},269.92678348385448,{"$f":"INDEX(Data!$E$24:$E$47, MATCH(F12378&D12378, Data!$B$24:$B$47,0))","v":1.0684339161496522E-3},{"$f":"SUMPRODUCT((Data!$B$58:$B$60=Model!$F12378)*(Data!$C$57:$K$57=Model!$O12378)*(Data!$C$58:$K$60))","v":2.6564859251595059},56.091626673564448,2,{"$f":"IF(E12378<>\"Serviceable\",E12378,INDEX(Lists!$D$6:$D$8, MATCH(T12378,Lists!$C$6:$C$8,0)))","v":"Limited Life"},{"$f":"INDEX(Lists!$C$12:$C$26, MATCH(H12378, Lists!$B$12:$B$26,0))","v":"HV"}]
[null,25267,1973,"Wood Creos Impregnated","Serviceable","Class 1",0,"lv/hv",930,2023,130,"No",false,10,{"$f":"INDEX(Lists!$B$32:$B$40, MATCH(YEAR(TODAY())-C12403, Lists!$C$32:$C$40,1))","v":"51-60"},296.02819415092534,{"$f":"INDEX(Data!$E$24:$E$47, MATCH(F12403&D12403, Data!$B$24:$B$47,0))","v":9.9474993092014377E-4},{"$f":"SUMPRODUCT((Data!$B$58:$B$60=Model!$F12403)*(Data!$C$57:$K$57=Model!$O12403)*(Data!$C$58:$K$60))","v":1.3557210085184006},116.44278991481599,1,{"$f":"IF(E12403<>\"Serviceable\",E12403,INDEX(Lists!$D$6:$D$8, MATCH(T12403,Lists!$C$6:$C$8,0)))","v":"Serviceable"},{"$f":"INDEX(Lists!$C$12:$C$26, MATCH(H12403, Lists!$B$12:$B$26,0))","v":"HV"}]
[null,25440,1972,"Wood Creos Impregnated","Serviceable","Class 1",0,"lv/hv",770,2023,100,"No",false,10,{"$f":"INDEX(Lists!$B$32:$B$40, MATCH(YEAR(TODAY())-C12477, Lists!$C$32:$C$40,1))","v":"51-60"},245.09861236151883,{"$f":"INDEX(Data!$E$24:$E$47, MATCH(F12477&D12477, Data!$B$24:$B$47,0))","v":9.9474993092014377E-4},{"$f":"SUMPRODUCT((Data!$B$58:$B$60=Model!$F12477)*(Data!$C$57:$K$57=Model!$O12477)*(Data!$C$58:$K$60))","v":1.3557210085184006},86.44278991481599,1,{"$f":"IF(E12477<>\"Serviceable\",E12477,INDEX(Lists!$D$6:$D$8, MATCH(T12477,Lists!$C$6:$C$8,0)))","v":"Serviceable"},{"$f":"INDEX(Lists!$C$12:$C$26, MATCH(H12477, Lists!$B$12:$B$26,0))","v":"HV"}]
[null,25577,1982,"Wood Creos Impregnated","Serviceable","Class 3",0,"lv/future hv",880,2023,80,"No",{"$f":"IF(G12553=0,FALSE,TRUE)","v":false},10,{"$f":"INDEX(Lists!$B$32:$B$40, MATCH(YEAR(TODAY())-C12553, Lists!$C$32:$C$40,1))","v":"41-50"},{"$f":"I12553/PI()","v":280.11269984173578},{"$f":"INDEX(Data!$E$24:$E$47, MATCH(F12553&D12553, Data!$B$24:$B$47,0))","v":1.0684339161496522E-3},{"$f":"SUMPRODUCT((Data!$B$58:$B$60=Model!$F12553)*(Data!$C$57:$K$57=Model!$O12553)*(Data!$C$58:$K$60))","v":3.2595928155551883},47.404071844448119,2,{"$f":"IF(E12553<>\"Serviceable\",E12553,INDEX(Lists!$D$6:$D$8, MATCH(T12553,Lists!$C$6:$C$8,0)))","v":"Limited Life"},{"$f":"INDEX(Lists!$C$12:$C$26, MATCH(H12553, Lists!$B$12:$B$26,0))","v":"LV"}]
[null,25653,1968,"Wood Creos Impregnated","Serviceable","Class 3",0,"lv",940,2019,100,"No",false,10,{"$f":"INDEX(Lists!$B$32:$B$40, MATCH(YEAR(TODAY())-C12603, Lists!$C$32:$C$40,1))","v":"51-60"},299.21129301276324,{"$f":"INDEX(Data!$E$24:$E$47, MATCH(F12603&D12603, Data!$B$24:$B$47,0))","v":1.0684339161496522E-3},{"$f":"SUMPRODUCT((Data!$B$58:$B$60=Model!$F12603)*(Data!$C$57:$K$57=Model!$O12603)*(Data!$C$58:$K$60))","v":2.6564859251595059},73.435140748404933,1,{"$f":"IF(E12603<>\"Serviceable\",E12603,INDEX(Lists!$D$6:$D$8, MATCH(T12603,Lists!$C$6:$C$8,0)))","v":"Serviceable"},{"$f":"INDEX(Lists!$C$12:$C$26, MATCH(H12603, Lists!$B$12:$B$26,0))","v":"LV"}]
[null,25712,1969,"Wood Creos Impregnated","Serviceable","Class 3",0,"lv/hv",1100,2023,100,"No",false,10,{"$f":"INDEX(Lists!$B$32:$B$40, MATCH(YEAR(TODAY())-C12642, Lists!$C$32:$C$40,1))","v":"51-60"},350.14087480216978,{"$f":"INDEX(Data!$E$24:$E$47, MATCH(F12642&D12642, Data!$B$24:$B$47,0))","v":1.0684339161496522E-3},{"$f":"SUMPRODUCT((Data!$B$58:$B$60=Model!$F12642)*(Data!$C$57:$K$57=Model!$O12642)*(Data!$C$58:$K$60))","v":2.6564859251595059},73.435140748404933,1,{"$f":"IF(E12642<>\"Serviceable\",E12642,INDEX(Lists!$D$6:$D$8, MATCH(T12642,Lists!$C$6:$C$8,0)))","v":"Serviceable"},{"$f":"INDEX(Lists!$C$12:$C$26, MATCH(H12642, Lists!$B$12:$B$26,0))","v":"HV"}]
[null,25759,1965,"Wood Creos Impregnated","Serviceable","Class 3",0,"lv",850,2019,90,"No",false,10,{"$f":"INDEX(Lists!$B$32:$B$40, MATCH(YEAR(TODAY())-C12673, Lists!$C$32:$C$40,1))","v":"51-60"},270.5634032562221,{"$f":"INDEX(Data!$E$24:$E$47, MATCH(F12673&D12673, Data!$B$24:$B$47,0))","v":1.0684339161496522E-3},{"$f":"SUMPRODUCT((Data!$B$58:$B$60=Model!$F12673)*(Data!$C$57:$K$57=Model!$O12673)*(Data!$C$58:$K$60))","v":2.6564859251595059},63.43514074840494,2,{"$f":"IF(E12673<>\"Serviceable\",E12673,INDEX(Lists!$D$6:$D$8, MATCH(T12673,Lists!$C$6:$C$8,0)))","v":"Limited Life"},{"$f":"INDEX(Lists!$C$12:$C$26, MATCH(H12673, Lists!$B$12:$B$26,0))","v":"LV"}]
[null,25851,1963,"Wood Creos Impregnated","Serviceable","Class 3",0,"lv",940,2019,100,"No",false,10,{"$f":"INDEX(Lists!$B$32:$B$40, MATCH(YEAR(TODAY())-C12723, Lists!$C$32:$C$40,1))","v":"61-70"},299.21129301276324,{"$f":"INDEX(Data!$E$24:$E$47, MATCH(F12723&D12723, Data!$B$24:$B$47,0))","v":1.0684339161496522E-3},{"$f":"SUMPRODUCT((Data!$B$58:$B$60=Model!$F12723)*(Data!$C$57:$K$57=Model!$O12723)*(Data!$C$58:$K$60))","v":1.9802031311051838},80.197968688948166,1,{"$f":"IF(E12723<>\"Serviceable\",E12723,INDEX(Lists!$D$6:$D$8, MATCH(T12723,Lists!$C$6:$C$8,0)))","v":"Serviceable"},{"$f":"INDEX(Lists!$C$12:$C$26, MATCH(H12723, Lists!$B$12:$B$26,0))","v":"LV"}]
[null,25960,1962,"Wood Creos Impregnated","Serviceable","Class 3",0,"lv",730,2022,70,"No",false,10,{"$f":"INDEX(Lists!$B$32:$B$40, MATCH(YEAR(TODAY())-C12783, Lists!$C$32:$C$40,1))","v":"61-70"},232.36621691416721,{"$f":"INDEX(Data!$E$24:$E$47, MATCH(F12783&D12783, Data!$B$24:$B$47,0))","v":1.0684339161496522E-3},{"$f":"SUMPRODUCT((Data!$B$58:$B$60=Model!$F12783)*(Data!$C$57:$K$57=Model!$O12783)*(Data!$C$58:$K$60))","v":1.9802031311051838},50.197968688948166,2,{"$f":"IF(E12783<>\"Serviceable\",E12783,INDEX(Lists!$D$6:$D$8, MATCH(T12783,Lists!$C$6:$C$8,0)))","v":"Limited Life"},{"$f":"INDEX(Lists!$C$12:$C$26, MATCH(H12783, Lists!$B$12:$B$26,0))","v":"LV"}]
[null,26066,1974,"Wood Creos Impregnated","Serviceable","Class 3",0,"lv",940,2023,100,"No",false,10,{"$f":"INDEX(Lists!$B$32:$B$40, MATCH(YEAR(TODAY())-C12848, Lists!$C$32:$C$40,1))","v":"51-60"},299.21129301276324,{"$f":"INDEX(Data!$E$24:$E$47, MATCH(F12848&D12848, Data!$B$24:$B$47,0))","v":1.0684339161496522E-3},{"$f":"SUMPRODUCT((Data!$B$58:$B$60=Model!$F12848)*(Data!$C$57:$K$57=Model!$O12848)*(Data!$C$58:$K$60))","v":2.6564859251595059},73.435140748404933,1,{"$f":"IF(E12848<>\"Serviceable\",E12848,INDEX(Lists!$D$6:$D$8, MATCH(T12848,Lists!$C$6:$C$8,0)))","v":"Serviceable"},{"$f":"INDEX(Lists!$C$12:$C$26, MATCH(H12848, Lists!$B$12:$B$26,0))","v":"LV"}]
[null,26211,1961,"Wood Creos Impregnated","Serviceable","Class 3",0,"lv/hv",974,2019,90,"No",false,10,{"$f":"INDEX(Lists!$B$32:$B$40, MATCH(YEAR(TODAY())-C12924, Lists!$C$32:$C$40,1))","v":"61-70"},310.0338291430121,{"$f":"INDEX(Data!$E$24:$E$47, MATCH(F12924&D12924, Data!$B$24:$B$47,0))","v":1.0684339161496522E-3},{"$f":"SUMPRODUCT((Data!$B$58:$B$60=Model!$F12924)*(Data!$C$57:$K$57=Model!$O12924)*(Data!$C$58:$K$60))","v":1.9802031311051838},70.197968688948166,1,{"$f":"IF(E12924<>\"Serviceable\",E12924,INDEX(Lists!$D$6:$D$8, MATCH(T12924,Lists!$C$6:$C$8,0)))","v":"Serviceable"},{"$f":"INDEX(Lists!$C$12:$C$26, MATCH(H12924, Lists!$B$12:$B$26,0))","v":"HV"}]
[null,26335,1968,"Wood Creos Impregnated","Serviceable","Class 3",0,"lv",820,2019,90,"No",false,10,{"$f":"INDEX(Lists!$B$32:$B$40, MATCH(YEAR(TODAY())-C12978, Lists!$C$32:$C$40,1))","v":"51-60"},261.01410667070837,{"$f":"INDEX(Data!$E$24:$E$47, MATCH(F12978&D12978, Data!$B$24:$B$47,0))","v":1.0684339161496522E-3},{"$f":"SUMPRODUCT((Data!$B$58:$B$60=Model!$F12978)*(Data!$C$57:$K$57=Model!$O12978)*(Data!$C$58:$K$60))","v":2.6564859251595059},63.43514074840494,2,{"$f":"IF(E12978<>\"Serviceable\",E12978,INDEX(Lists!$D$6:$D$8, MATCH(T12978,Lists!$C$6:$C$8,0)))","v":"Limited Life"},{"$f":"INDEX(Lists!$C$12:$C$26, MATCH(H12978, Lists!$B$12:$B$26,0))","v":"LV"}]
[null,26421,1933,"Wood Untreated Dressed","Serviceable","Class 1",0,"lv",940,2023,100,"No",false,10,{"$f":"INDEX(Lists!$B$32:$B$40, MATCH(YEAR(TODAY())-C13023, Lists!$C$32:$C$40,1))","v":"90+"},299.21129301276324,{"$f":"INDEX(Data!$E$24:$E$47, MATCH(F13023&D13023, Data!$B$24:$B$47,0))","v":1.9964561142097742E-3},{"$f":"SUMPRODUCT((Data!$B$58:$B$60=Model!$F13023)*(Data!$C$57:$K$57=Model!$O13023)*(Data!$C$58:$K$60))","v":1.4835341045333483},85.164658954666521,1,{"$f":"IF(E13023<>\"Serviceable\",E13023,INDEX(Lists!$D$6:$D$8, MATCH(T13023,Lists!$C$6:$C$8,0)))","v":"Serviceable"},{"$f":"INDEX(Lists!$C$12:$C$26, MATCH(H13023, Lists!$B$12:$B$26,0))","v":"LV"}]
[null,26600,1982,"Wood Untreated Dressed","Serviceable","Class 1",0,"lv",820,2023,100,"No",false,10,{"$f":"INDEX(Lists!$B$32:$B$40, MATCH(YEAR(TODAY())-C13099, Lists!$C$32:$C$40,1))","v":"41-50"},261.01410667070837,{"$f":"INDEX(Data!$E$24:$E$47, MATCH(F13099&D13099, Data!$B$24:$B$47,0))","v":1.9964561142097742E-3},{"$f":"SUMPRODUCT((Data!$B$58:$B$60=Model!$F13099)*(Data!$C$57:$K$57=Model!$O13099)*(Data!$C$58:$K$60))","v":1.7977578417715214},82.022421582284778,1,{"$f":"IF(E13099<>\"Serviceable\",E13099,INDEX(Lists!$D$6:$D$8, MATCH(T13099,Lists!$C$6:$C$8,0)))","v":"Serviceable"},{"$f":"INDEX(Lists!$C$12:$C$26, MATCH(H13099, Lists!$B$12:$B$26,0))","v":"LV"}]
[null,26639,1986,"Wood Untreated Dressed","Serviceable","Class 1",0,"lv",1050,2022,120,"Yes",false,9,{"$f":"INDEX(Lists!$B$32:$B$40, MATCH(YEAR(TODAY())-C13119, Lists!$C$32:$C$40,1))","v":"31-40"},334.22538049298021,{"$f":"INDEX(Data!$E$24:$E$47, MATCH(F13119&D13119, Data!$B$24:$B$47,0))","v":1.9964561142097742E-3},{"$f":"SUMPRODUCT((Data!$B$58:$B$60=Model!$F13119)*(Data!$C$57:$K$57=Model!$O13119)*(Data!$C$58:$K$60))","v":3.0038452968326621},92.965392328506042,1,{"$f":"IF(E13119<>\"Serviceable\",E13119,INDEX(Lists!$D$6:$D$8, MATCH(T13119,Lists!$C$6:$C$8,0)))","v":"Serviceable"},{"$f":"INDEX(Lists!$C$12:$C$26, MATCH(H13119, Lists!$B$12:$B$26,0))","v":"LV"}]
[null,26844,1982,"Wood Untreated Dressed","Serviceable","Class 1",0,"lv/hv",980,2022,90,"No",false,10,{"$f":"INDEX(Lists!$B$32:$B$40, MATCH(YEAR(TODAY())-C13198, Lists!$C$32:$C$40,1))","v":"41-50"},311.94368846011486,{"$f":"INDEX(Data!$E$24:$E$47, MATCH(F13198&D13198, Data!$B$24:$B$47,0))","v":1.9964561142097742E-3},{"$f":"SUMPRODUCT((Data!$B$58:$B$60=Model!$F13198)*(Data!$C$57:$K$57=Model!$O13198)*(Data!$C$58:$K$60))","v":1.7977578417715214},72.022421582284778,1,{"$f":"IF(E13198<>\"Serviceable\",E13198,INDEX(Lists!$D$6:$D$8, MATCH(T13198,Lists!$C$6:$C$8,0)))","v":"Serviceable"},{"$f":"INDEX(Lists!$C$12:$C$26, MATCH(H13198, Lists!$B$12:$B$26,0))","v":"HV"}]
[null,26876,1974,"Wood Creos Impregnated","Serviceable","Class 1",0,"lv/hv",1100,2022,120,"Yes",false,9,{"$f":"INDEX(Lists!$B$32:$B$40, MATCH(YEAR(TODAY())-C13219, Lists!$C$32:$C$40,1))","v":"51-60"},350.14087480216978,{"$f":"INDEX(Data!$E$24:$E$47, MATCH(F13219&D13219, Data!$B$24:$B$47,0))","v":9.9474993092014377E-4},{"$f":"SUMPRODUCT((Data!$B$58:$B$60=Model!$F13219)*(Data!$C$57:$K$57=Model!$O13219)*(Data!$C$58:$K$60))","v":1.3557210085184006},107.79851092333439,1,{"$f":"IF(E13219<>\"Serviceable\",E13219,INDEX(Lists!$D$6:$D$8, MATCH(T13219,Lists!$C$6:$C$8,0)))","v":"Serviceable"},{"$f":"INDEX(Lists!$C$12:$C$26, MATCH(H13219, Lists!$B$12:$B$26,0))","v":"HV"}]
[null,27120,1979,"Wood Untreated Dressed","Serviceable","Unknown",0,"lv/hv",950,2020,100,"No",false,10,{"$f":"INDEX(Lists!$B$32:$B$40, MATCH(YEAR(TODAY())-C13314, Lists!$C$32:$C$40,1))","v":"41-50"},302.39439187460113,{"$f":"INDEX(Data!$E$24:$E$47, MATCH(F13314&D13314, Data!$B$24:$B$47,0))","v":1.8301435406698563E-3},{"$f":"SUMPRODUCT((Data!$B$58:$B$60=Model!$F13314)*(Data!$C$57:$K$57=Model!$O13314)*(Data!$C$58:$K$60))","v":0},100,1,{"$f":"IF(E13314<>\"Serviceable\",E13314,INDEX(Lists!$D$6:$D$8, MATCH(T13314,Lists!$C$6:$C$8,0)))","v":"Serviceable"},{"$f":"INDEX(Lists!$C$12:$C$26, MATCH(H13314, Lists!$B$12:$B$26,0))","v":"HV"}]
[null,27185,1972,"Wood Creos Impregnated","Serviceable","Class 3",0,"lv/future hv",848,2023,100,"No",false,10,{"$f":"INDEX(Lists!$B$32:$B$40, MATCH(YEAR(TODAY())-C13344, Lists!$C$32:$C$40,1))","v":"51-60"},269.92678348385448,{"$f":"INDEX(Data!$E$24:$E$47, MATCH(F13344&D13344, Data!$B$24:$B$47,0))","v":1.0684339161496522E-3},{"$f":"SUMPRODUCT((Data!$B$58:$B$60=Model!$F13344)*(Data!$C$57:$K$57=Model!$O13344)*(Data!$C$58:$K$60))","v":2.6564859251595059},73.435140748404933,1,{"$f":"IF(E13344<>\"Serviceable\",E13344,INDEX(Lists!$D$6:$D$8, MATCH(T13344,Lists!$C$6:$C$8,0)))","v":"Serviceable"},{"$f":"INDEX(Lists!$C$12:$C$26, MATCH(H13344, Lists!$B$12:$B$26,0))","v":"LV"}]
[null,27284,1967,"Wood Creos Impregnated","Serviceable","Class 3",0,"lv/hv",960,2018,80,"No",false,15,{"$f":"INDEX(Lists!$B$32:$B$40, MATCH(YEAR(TODAY())-C13394, Lists!$C$32:$C$40,1))","v":"51-60"},305.57749073643907,{"$f":"INDEX(Data!$E$24:$E$47, MATCH(F13394&D13394, Data!$B$24:$B$47,0))","v":1.0684339161496522E-3},{"$f":"SUMPRODUCT((Data!$B$58:$B$60=Model!$F13394)*(Data!$C$57:$K$57=Model!$O13394)*(Data!$C$58:$K$60))","v":2.6564859251595059},40.152711122607414,2,{"$f":"IF(E13394<>\"Serviceable\",E13394,INDEX(Lists!$D$6:$D$8, MATCH(T13394,Lists!$C$6:$C$8,0)))","v":"Limited Life"},{"$f":"INDEX(Lists!$C$12:$C$26, MATCH(H13394, Lists!$B$12:$B$26,0))","v":"HV"}]
[null,27411,1968,"Wood Salt Impregnated (Green)","Serviceable","Class 4",0,"lv/hv",880,2022,999,"No",false,10,{"$f":"INDEX(Lists!$B$32:$B$40, MATCH(YEAR(TODAY())-C13455, Lists!$C$32:$C$40,1))","v":"51-60"},280.11269984173578,{"$f":"INDEX(Data!$E$24:$E$47, MATCH(F13455&D13455, Data!$B$24:$B$47,0))","v":{"$error":"#N/A"}},{"$f":"SUMPRODUCT((Data!$B$58:$B$60=Model!$F13455)*(Data!$C$57:$K$57=Model!$O13455)*(Data!$C$58:$K$60))","v":0},999,1,{"$f":"IF(E13455<>\"Serviceable\",E13455,INDEX(Lists!$D$6:$D$8, MATCH(T13455,Lists!$C$6:$C$8,0)))","v":"Serviceable"},{"$f":"INDEX(Lists!$C$12:$C$26, MATCH(H13455, Lists!$B$12:$B$26,0))","v":"HV"}]
[null,27553,1983,"Wood Creos Impregnated","Serviceable","Class 3",0,"lv",1037,2020,100,"No",false,10,{"$f":"INDEX(Lists!$B$32:$B$40, MATCH(YEAR(TODAY())-C13519, Lists!$C$32:$C$40,1))","v":"41-50"},330.08735197259097,{"$f":"INDEX(Data!$E$24:$E$47, MATCH(F13519&D13519, Data!$B$24:$B$47,0))","v":1.0684339161496522E-3},{"$f":"SUMPRODUCT((Data!$B$58:$B$60=Model!$F13519)*(Data!$C$57:$K$57=Model!$O13519)*(Data!$C$58:$K$60))","v":3.2595928155551883},67.404071844448112,2,{"$f":"IF(E13519<>\"Serviceable\",E13519,INDEX(Lists!$D$6:$D$8, MATCH(T13519,Lists!$C$6:$C$8,0)))","v":"Limited Life"},{"$f":"INDEX(Lists!$C$12:$C$26, MATCH(H13519, Lists!$B$12:$B$26,0))","v":"LV"}]
[null,27637,1986,"Wood Untreated Dressed","Serviceable","Class 1",0,"lv",940,2023,140,"No",false,10,{"$f":"INDEX(Lists!$B$32:$B$40, MATCH(YEAR(TODAY())-C13569, Lists!$C$32:$C$40,1))","v":"31-40"},299.21129301276324,{"$f":"INDEX(Data!$E$24:$E$47, MATCH(F13569&D13569, Data!$B$24:$B$47,0))","v":1.9964561142097742E-3},{"$f":"SUMPRODUCT((Data!$B$58:$B$60=Model!$F13569)*(Data!$C$57:$K$57=Model!$O13569)*(Data!$C$58:$K$60))","v":3.0038452968326621},109.96154703167338,1,{"$f":"IF(E13569<>\"Serviceable\",E13569,INDEX(Lists!$D$6:$D$8, MATCH(T13569,Lists!$C$6:$C$8,0)))","v":"Serviceable"},{"$f":"INDEX(Lists!$C$12:$C$26, MATCH(H13569, Lists!$B$12:$B$26,0))","v":"LV"}]
[null,27696,1974,"Wood Creos Impregnated","Serviceable","Class 3",0,"lv/hv",1340,2022,100,"Yes",false,9,{"$f":"INDEX(Lists!$B$32:$B$40, MATCH(YEAR(TODAY())-C13596, Lists!$C$32:$C$40,1))","v":"51-60"},426.5352474862795,{"$f":"INDEX(Data!$E$24:$E$47, MATCH(F13596&D13596, Data!$B$24:$B$47,0))","v":1.0684339161496522E-3},{"$f":"SUMPRODUCT((Data!$B$58:$B$60=Model!$F13596)*(Data!$C$57:$K$57=Model!$O13596)*(Data!$C$58:$K$60))","v":2.6564859251595059},76.091626673564448,1,{"$f":"IF(E13596<>\"Serviceable\",E13596,INDEX(Lists!$D$6:$D$8, MATCH(T13596,Lists!$C$6:$C$8,0)))","v":"Serviceable"},{"$f":"INDEX(Lists!$C$12:$C$26, MATCH(H13596, Lists!$B$12:$B$26,0))","v":"HV"}]
[null,27887,1969,"Wood Creos Impregnated","Serviceable","Class 3",0,"lv",1020,2023,120,"No",false,10,{"$f":"INDEX(Lists!$B$32:$B$40, MATCH(YEAR(TODAY())-C13694, Lists!$C$32:$C$40,1))","v":"51-60"},324.67608390746648,{"$f":"INDEX(Data!$E$24:$E$47, MATCH(F13694&D13694, Data!$B$24:$B$47,0))","v":1.0684339161496522E-3},{"$f":"SUMPRODUCT((Data!$B$58:$B$60=Model!$F13694)*(Data!$C$57:$K$57=Model!$O13694)*(Data!$C$58:$K$60))","v":2.6564859251595059},93.435140748404933,1,{"$f":"IF(E13694<>\"Serviceable\",E13694,INDEX(Lists!$D$6:$D$8, MATCH(T13694,Lists!$C$6:$C$8,0)))","v":"Serviceable"},{"$f":"INDEX(Lists!$C$12:$C$26, MATCH(H13694, Lists!$B$12:$B$26,0))","v":"LV"}]
[null,27988,1976,"Wood Creos Impregnated","Serviceable","Class 2",0,"lv/hv",850,2018,100,"No",false,15,{"$f":"INDEX(Lists!$B$32:$B$40, MATCH(YEAR(TODAY())-C13744, Lists!$C$32:$C$40,1))","v":"41-50"},270.5634032562221,{"$f":"INDEX(Data!$E$24:$E$47, MATCH(F13744&D13744, Data!$B$24:$B$47,0))","v":1.6118836915297091E-3},{"$f":"SUMPRODUCT((Data!$B$58:$B$60=Model!$F13744)*(Data!$C$57:$K$57=Model!$O13744)*(Data!$C$58:$K$60))","v":3.126815166746074},53.097772498808894,2,{"$f":"IF(E13744<>\"Serviceable\",E13744,INDEX(Lists!$D$6:$D$8, MATCH(T13744,Lists!$C$6:$C$8,0)))","v":"Limited Life"},{"$f":"INDEX(Lists!$C$12:$C$26, MATCH(H13744, Lists!$B$12:$B$26,0))","v":"HV"}]
[null,28015,1983,"Wood Untreated Dressed","Serviceable","Class 1",0,"lv/hv",1035,2018,100,"No",false,15,{"$f":"INDEX(Lists!$B$32:$B$40, MATCH(YEAR(TODAY())-C13759, Lists!$C$32:$C$40,1))","v":"41-50"},329.45073220022334,{"$f":"INDEX(Data!$E$24:$E$47, MATCH(F13759&D13759, Data!$B$24:$B$47,0))","v":1.9964561142097742E-3},{"$f":"SUMPRODUCT((Data!$B$58:$B$60=Model!$F13759)*(Data!$C$57:$K$57=Model!$O13759)*(Data!$C$58:$K$60))","v":1.7977578417715214},73.033632373427182,1,{"$f":"IF(E13759<>\"Serviceable\",E13759,INDEX(Lists!$D$6:$D$8, MATCH(T13759,Lists!$C$6:$C$8,0)))","v":"Serviceable"},{"$f":"INDEX(Lists!$C$12:$C$26, MATCH(H13759, Lists!$B$12:$B$26,0))","v":"HV"}]
[null,28108,1973,"Wood Creos Impregnated","Serviceable","Class 1",0,"lv",848,2019,100,"No",false,10,{"$f":"INDEX(Lists!$B$32:$B$40, MATCH(YEAR(TODAY())-C13814, Lists!$C$32:$C$40,1))","v":"51-60"},269.92678348385448,{"$f":"INDEX(Data!$E$24:$E$47, MATCH(F13814&D13814, Data!$B$24:$B$47,0))","v":9.9474993092014377E-4},{"$f":"SUMPRODUCT((Data!$B$58:$B$60=Model!$F13814)*(Data!$C$57:$K$57=Model!$O13814)*(Data!$C$58:$K$60))","v":1.3557210085184006},86.44278991481599,1,{"$f":"IF(E13814<>\"Serviceable\",E13814,INDEX(Lists!$D$6:$D$8, MATCH(T13814,Lists!$C$6:$C$8,0)))","v":"Serviceable"},{"$f":"INDEX(Lists!$C$12:$C$26, MATCH(H13814, Lists!$B$12:$B$26,0))","v":"LV"}]
[null,28271,1972,"Wood Creos Impregnated","Serviceable","Class 3",0,"lv/hv",1068,2019,100,"No",false,10,{"$f":"INDEX(Lists!$B$32:$B$40, MATCH(YEAR(TODAY())-C13919, Lists!$C$32:$C$40,1))","v":"51-60"},339.95495844428842,{"$f":"INDEX(Data!$E$24:$E$47, MATCH(F13919&D13919, Data!$B$24:$B$47,0))","v":1.0684339161496522E-3},{"$f":"SUMPRODUCT((Data!$B$58:$B$60=Model!$F13919)*(Data!$C$57:$K$57=Model!$O13919)*(Data!$C$58:$K$60))","v":2.6564859251595059},73.435140748404933,1,{"$f":"IF(E13919<>\"Serviceable\",E13919,INDEX(Lists!$D$6:$D$8, MATCH(T13919,Lists!$C$6:$C$8,0)))","v":"Serviceable"},{"$f":"INDEX(Lists!$C$12:$C$26, MATCH(H13919, Lists!$B$12:$B$26,0))","v":"HV"}]
[null,28307,1973,"Wood Creos Impregnated","Serviceable","Class 3",0,"lv",1120,2019,100,"No",false,10,{"$f":"INDEX(Lists!$B$32:$B$40, MATCH(YEAR(TODAY())-C13940, Lists!$C$32:$C$40,1))","v":"51-60"},356.50707252584556,{"$f":"INDEX(Data!$E$24:$E$47, MATCH(F13940&D13940, Data!$B$24:$B$47,0))","v":1.0684339161496522E-3},{"$f":"SUMPRODUCT((Data!$B$58:$B$60=Model!$F13940)*(Data!$C$57:$K$57=Model!$O13940)*(Data!$C$58:$K$60))","v":2.6564859251595059},73.435140748404933,1,{"$f":"IF(E13940<>\"Serviceable\",E13940,INDEX(Lists!$D$6:$D$8, MATCH(T13940,Lists!$C$6:$C$8,0)))","v":"Serviceable"},{"$f":"INDEX(Lists!$C$12:$C$26, MATCH(H13940, Lists!$B$12:$B$26,0))","v":"LV"}]
[null,28372,1972,"Wood Creos Impregnated","Serviceable","Class 1",0,"lv/hv",840,2019,100,"No",false,10,{"$f":"INDEX(Lists!$B$32:$B$40, MATCH(YEAR(TODAY())-C13976, Lists!$C$32:$C$40,1))","v":"51-60"},267.38030439438415,{"$f":"INDEX(Data!$E$24:$E$47, MATCH(F13976&D13976, Data!$B$24:$B$47,0))","v":9.9474993092014377E-4},{"$f":"SUMPRODUCT((Data!$B$58:$B$60=Model!$F13976)*(Data!$C$57:$K$57=Model!$O13976)*(Data!$C$58:$K$60))","v":1.3557210085184006},86.44278991481599,1,{"$f":"IF(E13976<>\"Serviceable\",E13976,INDEX(Lists!$D$6:$D$8, MATCH(T13976,Lists!$C$6:$C$8,0)))","v":"Serviceable"},{"$f":"INDEX(Lists!$C$12:$C$26, MATCH(H13976, Lists!$B$12:$B$26,0))","v":"HV"}]
[null,28545,1938,"Wood Untreated Dressed","Serviceable","Class 1",0,"lv",820,2023,100,"No",false,10,{"$f":"INDEX(Lists!$B$32:$B$40, MATCH(YEAR(TODAY())-C14065, Lists!$C$32:$C$40,1))","v":"81-90"},261.01410667070837,{"$f":"INDEX(Data!$E$24:$E$47, MATCH(F14065&D14065, Data!$B$24:$B$47,0))","v":1.9964561142097742E-3},{"$f":"SUMPRODUCT((Data!$B$58:$B$60=Model!$F14065)*(Data!$C$57:$K$57=Model!$O14065)*(Data!$C$58:$K$60))","v":2.8392735823590045},71.607264176409956,1,{"$f":"IF(E14065<>\"Serviceable\",E14065,INDEX(Lists!$D$6:$D$8, MATCH(T14065,Lists!$C$6:$C$8,0)))","v":"Serviceable"},{"$f":"INDEX(Lists!$C$12:$C$26, MATCH(H14065, Lists!$B$12:$B$26,0))","v":"LV"}]
[null,28643,1978,"Wood Creos Impregnated","Serviceable","Class 3",0,"lv/hv",970,2022,110,"No",false,10,{"$f":"INDEX(Lists!$B$32:$B$40, MATCH(YEAR(TODAY())-C14115, Lists!$C$32:$C$40,1))","v":"41-50"},308.76058959827697,{"$f":"INDEX(Data!$E$24:$E$47, MATCH(F14115&D14115, Data!$B$24:$B$47,0))","v":1.0684339161496522E-3},{"$f":"SUMPRODUCT((Data!$B$58:$B$60=Model!$F14115)*(Data!$C$57:$K$57=Model!$O14115)*(Data!$C$58:$K$60))","v":3.2595928155551883},77.404071844448112,1,{"$f":"IF(E14115<>\"Serviceable\",E14115,INDEX(Lists!$D$6:$D$8, MATCH(T14115,Lists!$C$6:$C$8,0)))","v":"Serviceable"},{"$f":"INDEX(Lists!$C$12:$C$26, MATCH(H14115, Lists!$B$12:$B$26,0))","v":"HV"}]
[null,28736,1977,"Wood Creos Impregnated","Serviceable","Class 1",0,"lv/hv",1068,2023,120,"No",false,10,{"$f":"INDEX(Lists!$B$32:$B$40, MATCH(YEAR(TODAY())-C14171, Lists!$C$32:$C$40,1))","v":"41-50"},339.95495844428842,{"$f":"INDEX(Data!$E$24:$E$47, MATCH(F14171&D14171, Data!$B$24:$B$47,0))","v":9.9474993092014377E-4},{"$f":"SUMPRODUCT((Data!$B$58:$B$60=Model!$F14171)*(Data!$C$57:$K$57=Model!$O14171)*(Data!$C$58:$K$60))","v":1.7977578417715214},102.02242158228478,1,{"$f":"IF(E14171<>\"Serviceable\",E14171,INDEX(Lists!$D$6:$D$8, MATCH(T14171,Lists!$C$6:$C$8,0)))","v":"Serviceable"},{"$f":"INDEX(Lists!$C$12:$C$26, MATCH(H14171, Lists!$B$12:$B$26,0))","v":"HV"}]
[null,28856,1955,"Wood Untreated Dressed","Serviceable","Class 1",0,"lv/hv",1020,2022,90,"No",false,10,{"$f":"INDEX(Lists!$B$32:$B$40, MATCH(YEAR(TODAY())-C14240, Lists!$C$32:$C$40,1))","v":"61-70"},324.67608390746648,{"$f":"INDEX(Data!$E$24:$E$47, MATCH(F14240&D14240, Data!$B$24:$B$47,0))","v":1.9964561142097742E-3},{"$f":"SUMPRODUCT((Data!$B$58:$B$60=Model!$F14240)*(Data!$C$57:$K$57=Model!$O14240)*(Data!$C$58:$K$60))","v":2.3795837981601728},66.204162018398279,1,{"$f":"IF(E14240<>\"Serviceable\",E14240,INDEX(Lists!$D$6:$D$8, MATCH(T14240,Lists!$C$6:$C$8,0)))","v":"Serviceable"},{"$f":"INDEX(Lists!$C$12:$C$26, MATCH(H14240, Lists!$B$12:$B$26,0))","v":"HV"}]
[null,28940,1969,"Wood Creos Impregnated","Serviceable","Class 3",0,"lv/hv",1130,2023,100,"No",false,10,{"$f":"INDEX(Lists!$B$32:$B$40, MATCH(YEAR(TODAY())-C14290, Lists!$C$32:$C$40,1))","v":"51-60"},359.69017138768345,{"$f":"INDEX(Data!$E$24:$E$47, MATCH(F14290&D14290, Data!$B$24:$B$47,0))","v":1.0684339161496522E-3},{"$f":"SUMPRODUCT((Data!$B$58:$B$60=Model!$F14290)*(Data!$C$57:$K$57=Model!$O14290)*(Data!$C$58:$K$60))","v":2.6564859251595059},73.435140748404933,1,{"$f":"IF(E14290<>\"Serviceable\",E14290,INDEX(Lists!$D$6:$D$8, MATCH(T14290,Lists!$C$6:$C$8,0)))","v":"Serviceable"},{"$f":"INDEX(Lists!$C$12:$C$26, MATCH(H14290, Lists!$B$12:$B$26,0))","v":"HV"}]
[null,28993,1965,"Wood Creos Impregnated","Serviceable","Class 3",0,"lv",1060,2022,100,"No",false,10,{"$f":"INDEX(Lists!$B$32:$B$40, MATCH(YEAR(TODAY())-C14312, Lists!$C$32:$C$40,1))","v":"51-60"},337.4084793548181,{"$f":"INDEX(Data!$E$24:$E$47, MATCH(F14312&D14312, Data!$B$24:$B$47,0))","v":1.0684339161496522E-3},{"$f":"SUMPRODUCT((Data!$B$58:$B$60=Model!$F14312)*(Data!$C$57:$K$57=Model!$O14312)*(Data!$C$58:$K$60))","v":2.6564859251595059},73.435140748404933,1,{"$f":"IF(E14312<>\"Serviceable\",E14312,INDEX(Lists!$D$6:$D$8, MATCH(T14312,Lists!$C$6:$C$8,0)))","v":"Serviceable"},{"$f":"INDEX(Lists!$C$12:$C$26, MATCH(H14312, Lists!$B$12:$B$26,0))","v":"LV"}]
[null,29078,1969,"Wood Creos Impregnated","Serviceable","Class 2",0,"lv",940,2022,130,"No",false,10,{"$f":"INDEX(Lists!$B$32:$B$40, MATCH(YEAR(TODAY())-C14360, Lists!$C$32:$C$40,1))","v":"51-60"},299.21129301276324,{"$f":"INDEX(Data!$E$24:$E$47, MATCH(F14360&D14360, Data!$B$24:$B$47,0))","v":1.6118836915297091E-3},{"$f":"SUMPRODUCT((Data!$B$58:$B$60=Model!$F14360)*(Data!$C$57:$K$57=Model!$O14360)*(Data!$C$58:$K$60))","v":2.6773548093458861},103.22645190654114,1,{"$f":"IF(E14360<>\"Serviceable\",E14360,INDEX(Lists!$D$6:$D$8, MATCH(T14360,Lists!$C$6:$C$8,0)))","v":"Serviceable"},{"$f":"INDEX(Lists!$C$12:$C$26, MATCH(H14360, Lists!$B$12:$B$26,0))","v":"LV"}]
[null,29287,1970,"Wood Creos Impregnated","Serviceable","Class 3",0,"lv/hv",920,2021,110,"No",false,10,{"$f":"INDEX(Lists!$B$32:$B$40, MATCH(YEAR(TODAY())-C14465, Lists!$C$32:$C$40,1))","v":"51-60"},292.84509528908745,{"$f":"INDEX(Data!$E$24:$E$47, MATCH(F14465&D14465, Data!$B$24:$B$47,0))","v":1.0684339161496522E-3},{"$f":"SUMPRODUCT((Data!$B$58:$B$60=Model!$F14465)*(Data!$C$57:$K$57=Model!$O14465)*(Data!$C$58:$K$60))","v":2.6564859251595059},83.435140748404933,1,{"$f":"IF(E14465<>\"Serviceable\",E14465,INDEX(Lists!$D$6:$D$8, MATCH(T14465,Lists!$C$6:$C$8,0)))","v":"Serviceable"},{"$f":"INDEX(Lists!$C$12:$C$26, MATCH(H14465, Lists!$B$12:$B$26,0))","v":"HV"}]
[null,29304,1968,"Wood Creos Impregnated","Serviceable","Class 3",0,"lv",1020,2021,100,"No",false,10,{"$f":"INDEX(Lists!$B$32:$B$40, MATCH(YEAR(TODAY())-C14475, Lists!$C$32:$C$40,1))","v":"51-60"},324.67608390746648,{"$f":"INDEX(Data!$E$24:$E$47, MATCH(F14475&D14475, Data!$B$24:$B$47,0))","v":1.0684339161496522E-3},{"$f":"SUMPRODUCT((Data!$B$58:$B$60=Model!$F14475)*(Data!$C$57:$K$57=Model!$O14475)*(Data!$C$58:$K$60))","v":2.6564859251595059},73.435140748404933,1,{"$f":"IF(E14475<>\"Serviceable\",E14475,INDEX(Lists!$D$6:$D$8, MATCH(T14475,Lists!$C$6:$C$8,0)))","v":"Serviceable"},{"$f":"INDEX(Lists!$C$12:$C$26, MATCH(H14475, Lists!$B$12:$B$26,0))","v":"LV"}]
[null,29429,1983,"Wood Creos Impregnated","Serviceable","Class 3",0,"lv/hv",1200,2018,120,"No",false,15,{"$f":"INDEX(Lists!$B$32:$B$40, MATCH(YEAR(TODAY())-C14535, Lists!$C$32:$C$40,1))","v":"41-50"},381.9718634205488,{"$f":"INDEX(Data!$E$24:$E$47, MATCH(F14535&D14535, Data!$B$24:$B$47,0))","v":1.0684339161496522E-3},{"$f":"SUMPRODUCT((Data!$B$58:$B$60=Model!$F14535)*(Data!$C$57:$K$57=Model!$O14535)*(Data!$C$58:$K$60))","v":3.2595928155551883},71.106107766672181,1,{"$f":"IF(E14535<>\"Serviceable\",E14535,INDEX(Lists!$D$6:$D$8, MATCH(T14535,Lists!$C$6:$C$8,0)))","v":"Serviceable"},{"$f":"INDEX(Lists!$C$12:$C$26, MATCH(H14535, Lists!$B$12:$B$26,0))","v":"HV"}]
[null,29513,1980,"Wood Creos Impregnated","Serviceable","Class 1",0,"lv/hv",940,2021,150,"No",false,10,{"$f":"INDEX(Lists!$B$32:$B$40, MATCH(YEAR(TODAY())-C14585, Lists!$C$32:$C$40,1))","v":"41-50"},299.21129301276324,{"$f":"INDEX(Data!$E$24:$E$47, MATCH(F14585&D14585, Data!$B$24:$B$47,0))","v":9.9474993092014377E-4},{"$f":"SUMPRODUCT((Data!$B$58:$B$60=Model!$F14585)*(Data!$C$57:$K$57=Model!$O14585)*(Data!$C$58:$K$60))","v":1.7977578417715214},132.02242158228478,1,{"$f":"IF(E14585<>\"Serviceable\",E14585,INDEX(Lists!$D$6:$D$8, MATCH(T14585,Lists!$C$6:$C$8,0)))","v":"Serviceable"},{"$f":"INDEX(Lists!$C$12:$C$26, MATCH(H14585, Lists!$B$12:$B$26,0))","v":"HV"}]
[null,29670,2008,"Wood Creos Impregnated","Serviceable","Class 2",0,"hv/sub-transmission",1194,2022,130,"No",false,10,{"$f":"INDEX(Lists!$B$32:$B$40, MATCH(YEAR(TODAY())-C14670, Lists!$C$32:$C$40,1))","v":"0-20"},380.0620041034461,{"$f":"INDEX(Data!$E$24:$E$47, MATCH(F14670&D14670, Data!$B$24:$B$47,0))","v":1.6118836915297091E-3},{"$f":"SUMPRODUCT((Data!$B$58:$B$60=Model!$F14670)*(Data!$C$57:$K$57=Model!$O14670)*(Data!$C$58:$K$60))","v":1.4303410669288035},115.69658933071196,1,{"$f":"IF(E14670<>\"Serviceable\",E14670,INDEX(Lists!$D$6:$D$8, MATCH(T14670,Lists!$C$6:$C$8,0)))","v":"Serviceable"},{"$f":"INDEX(Lists!$C$12:$C$26, MATCH(H14670, Lists!$B$12:$B$26,0))","v":"Sub-T"}]
[null,29765,1970,"Wood Creos Impregnated","Serviceable","Class 3",0,"lv",750,2021,80,"No",false,10,{"$f":"INDEX(Lists!$B$32:$B$40, MATCH(YEAR(TODAY())-C14710, Lists!$C$32:$C$40,1))","v":"51-60"},238.73241463784302,{"$f":"INDEX(Data!$E$24:$E$47, MATCH(F14710&D14710, Data!$B$24:$B$47,0))","v":1.0684339161496522E-3},{"$f":"SUMPRODUCT((Data!$B$58:$B$60=Model!$F14710)*(Data!$C$57:$K$57=Model!$O14710)*(Data!$C$58:$K$60))","v":2.6564859251595059},53.43514074840494,2,{"$f":"IF(E14710<>\"Serviceable\",E14710,INDEX(Lists!$D$6:$D$8, MATCH(T14710,Lists!$C$6:$C$8,0)))","v":"Limited Life"},{"$f":"INDEX(Lists!$C$12:$C$26, MATCH(H14710, Lists!$B$12:$B$26,0))","v":"LV"}]
[null,29856,1959,"Wood Creos Impregnated","Serviceable","Class 3",0,"lv/hv",942,2023,100,"No",false,10,{"$f":"INDEX(Lists!$B$32:$B$40, MATCH(YEAR(TODAY())-C14760, Lists!$C$32:$C$40,1))","v":"61-70"},299.8479127851308,{"$f":"INDEX(Data!$E$24:$E$47, MATCH(F14760&D14760, Data!$B$24:$B$47,0))","v":1.0684339161496522E-3},{"$f":"SUMPRODUCT((Data!$B$58:$B$60=Model!$F14760)*(Data!$C$57:$K$57=Model!$O14760)*(Data!$C$58:$K$60))","v":1.9802031311051838},80.197968688948166,1,{"$f":"IF(E14760<>\"Serviceable\",E14760,INDEX(Lists!$D$6:$D$8, MATCH(T14760,Lists!$C$6:$C$8,0)))","v":"Serviceable"},{"$f":"INDEX(Lists!$C$12:$C$26, MATCH(H14760, Lists!$B$12:$B$26,0))","v":"HV"}]
[null,29958,1973,"Wood Creos Impregnated","Serviceable","Class 1",0,"lv",820,2020,140,"No",false,10,{"$f":"INDEX(Lists!$B$32:$B$40, MATCH(YEAR(TODAY())-C14811, Lists!$C$32:$C$40,1))","v":"51-60"},261.01410667070837,{"$f":"INDEX(Data!$E$24:$E$47, MATCH(F14811&D14811, Data!$B$24:$B$47,0))","v":9.9474993092014377E-4},{"$f":"SUMPRODUCT((Data!$B$58:$B$60=Model!$F14811)*(Data!$C$57:$K$57=Model!$O14811)*(Data!$C$58:$K$60))","v":1.3557210085184006},126.44278991481599,1,{"$f":"IF(E14811<>\"Serviceable\",E14811,INDEX(Lists!$D$6:$D$8, MATCH(T14811,Lists!$C$6:$C$8,0)))","v":"Serviceable"},{"$f":"INDEX(Lists!$C$12:$C$26, MATCH(H14811, Lists!$B$12:$B$26,0))","v":"LV"}]
[null,30096,1961,"Wood Creos Impregnated","Serviceable","Class 3",0,"lv",920,2023,100,"No",false,10,{"$f":"INDEX(Lists!$B$32:$B$40, MATCH(YEAR(TODAY())-C14885, Lists!$C$32:$C$40,1))","v":"61-70"},292.84509528908745,{"$f":"INDEX(Data!$E$24:$E$47, MATCH(F14885&D14885, Data!$B$24:$B$47,0))","v":1.0684339161496522E-3},{"$f":"SUMPRODUCT((Data!$B$58:$B$60=Model!$F14885)*(Data!$C$57:$K$57=Model!$O14885)*(Data!$C$58:$K$60))","v":1.9802031311051838},80.197968688948166,1,{"$f":"IF(E14885<>\"Serviceable\",E14885,INDEX(Lists!$D$6:$D$8, MATCH(T14885,Lists!$C$6:$C$8,0)))","v":"Serviceable"},{"$f":"INDEX(Lists!$C$12:$C$26, MATCH(H14885, Lists!$B$12:$B$26,0))","v":"LV"}]
[null,30133,1973,"Wood Creos Impregnated","Serviceable","Class 3",0,"lv/hv",1350,2020,120,"No",false,10,{"$f":"INDEX(Lists!$B$32:$B$40, MATCH(YEAR(TODAY())-C14906, Lists!$C$32:$C$40,1))","v":"51-60"},429.71834634811745,{"$f":"INDEX(Data!$E$24:$E$47, MATCH(F14906&D14906, Data!$B$24:$B$47,0))","v":1.0684339161496522E-3},{"$f":"SUMPRODUCT((Data!$B$58:$B$60=Model!$F14906)*(Data!$C$57:$K$57=Model!$O14906)*(Data!$C$58:$K$60))","v":2.6564859251595059},93.435140748404933,1,{"$f":"IF(E14906<>\"Serviceable\",E14906,INDEX(Lists!$D$6:$D$8, MATCH(T14906,Lists!$C$6:$C$8,0)))","v":"Serviceable"},{"$f":"INDEX(Lists!$C$12:$C$26, MATCH(H14906, Lists!$B$12:$B$26,0))","v":"HV"}]
[null,30319,1970,"Wood Creos Impregnated","Serviceable","Class 3",0,"lv",960,2021,100,"No",false,10,{"$f":"INDEX(Lists!$B$32:$B$40, MATCH(YEAR(TODAY())-C15006, Lists!$C$32:$C$40,1))","v":"51-60"},305.57749073643907,{"$f":"INDEX(Data!$E$24:$E$47, MATCH(F15006&D15006, Data!$B$24:$B$47,0))","v":1.0684339161496522E-3},{"$f":"SUMPRODUCT((Data!$B$58:$B$60=Model!$F15006)*(Data!$C$57:$K$57=Model!$O15006)*(Data!$C$58:$K$60))","v":2.6564859251595059},73.435140748404933,1,{"$f":"IF(E15006<>\"Serviceable\",E15006,INDEX(Lists!$D$6:$D$8, MATCH(T15006,Lists!$C$6:$C$8,0)))","v":"Serviceable"},{"$f":"INDEX(Lists!$C$12:$C$26, MATCH(H15006, Lists!$B$12:$B$26,0))","v":"LV"}]
[null,30413,1968,"Wood Creos Impregnated","Serviceable","Class 3",0,"lv/hv",940,2023,80,"No",false,10,{"$f":"INDEX(Lists!$B$32:$B$40, MATCH(YEAR(TODAY())-C15060, Lists!$C$32:$C$40,1))","v":"51-60"},299.21129301276324,{"$f":"INDEX(Data!$E$24:$E$47, MATCH(F15060&D15060, Data!$B$24:$B$47,0))","v":1.0684339161496522E-3},{"$f":"SUMPRODUCT((Data!$B$58:$B$60=Model!$F15060)*(Data!$C$57:$K$57=Model!$O15060)*(Data!$C$58:$K$60))","v":2.6564859251595059},53.43514074840494,2,{"$f":"IF(E15060<>\"Serviceable\",E15060,INDEX(Lists!$D$6:$D$8, MATCH(T15060,Lists!$C$6:$C$8,0)))","v":"Limited Life"},{"$f":"INDEX(Lists!$C$12:$C$26, MATCH(H15060, Lists!$B$12:$B$26,0))","v":"HV"}]
[null,30452,1962,"Wood Creos Impregnated","Serviceable","Class 3",0,"lv/hv",950,2023,80,"No",false,10,{"$f":"INDEX(Lists!$B$32:$B$40, MATCH(YEAR(TODAY())-C15081, Lists!$C$32:$C$40,1))","v":"61-70"},302.39439187460113,{"$f":"INDEX(Data!$E$24:$E$47, MATCH(F15081&D15081, Data!$B$24:$B$47,0))","v":1.0684339161496522E-3},{"$f":"SUMPRODUCT((Data!$B$58:$B$60=Model!$F15081)*(Data!$C$57:$K$57=Model!$O15081)*(Data!$C$58:$K$60))","v":1.9802031311051838},60.197968688948166,2,{"$f":"IF(E15081<>\"Serviceable\",E15081,INDEX(Lists!$D$6:$D$8, MATCH(T15081,Lists!$C$6:$C$8,0)))","v":"Limited Life"},{"$f":"INDEX(Lists!$C$12:$C$26, MATCH(H15081, Lists!$B$12:$B$26,0))","v":"HV"}]
[null,30547,1968,"Wood Creos Impregnated","Serviceable","Class 2",0,"lv/hv",980,2023,80,"No",false,10,{"$f":"INDEX(Lists!$B$32:$B$40, MATCH(YEAR(TODAY())-C15131, Lists!$C$32:$C$40,1))","v":"51-60"},311.94368846011486,{"$f":"INDEX(Data!$E$24:$E$47, MATCH(F15131&D15131, Data!$B$24:$B$47,0))","v":1.6118836915297091E-3},{"$f":"SUMPRODUCT((Data!$B$58:$B$60=Model!$F15131)*(Data!$C$57:$K$57=Model!$O15131)*(Data!$C$58:$K$60))","v":2.6773548093458861},53.226451906541143,2,{"$f":"IF(E15131<>\"Serviceable\",E15131,INDEX(Lists!$D$6:$D$8, MATCH(T15131,Lists!$C$6:$C$8,0)))","v":"Limited Life"},{"$f":"INDEX(Lists!$C$12:$C$26, MATCH(H15131, Lists!$B$12:$B$26,0))","v":"HV"}]
[null,30668,1973,"Wood Creos Impregnated","Serviceable","Class 1",0,"lv",880,2019,120,"No",false,10,{"$f":"INDEX(Lists!$B$32:$B$40, MATCH(YEAR(TODAY())-C15191, Lists!$C$32:$C$40,1))","v":"51-60"},280.11269984173578,{"$f":"INDEX(Data!$E$24:$E$47, MATCH(F15191&D15191, Data!$B$24:$B$47,0))","v":9.9474993092014377E-4},{"$f":"SUMPRODUCT((Data!$B$58:$B$60=Model!$F15191)*(Data!$C$57:$K$57=Model!$O15191)*(Data!$C$58:$K$60))","v":1.3557210085184006},106.44278991481599,1,{"$f":"IF(E15191<>\"Serviceable\",E15191,INDEX(Lists!$D$6:$D$8, MATCH(T15191,Lists!$C$6:$C$8,0)))","v":"Serviceable"},{"$f":"INDEX(Lists!$C$12:$C$26, MATCH(H15191, Lists!$B$12:$B$26,0))","v":"LV"}]
[null,30784,1966,"Wood Creos Impregnated","Limited Life","Class 3",0,"lv/hv",1030,2023,40,"Yes",false,9,{"$f":"INDEX(Lists!$B$32:$B$40, MATCH(YEAR(TODAY())-C15256, Lists!$C$32:$C$40,1))","v":"51-60"},327.85918276930443,{"$f":"INDEX(Data!$E$24:$E$47, MATCH(F15256&D15256, Data!$B$24:$B$47,0))","v":1.0684339161496522E-3},{"$f":"SUMPRODUCT((Data!$B$58:$B$60=Model!$F15256)*(Data!$C$57:$K$57=Model!$O15256)*(Data!$C$58:$K$60))","v":2.6564859251595059},16.091626673564448,3,{"$f":"IF(E15256<>\"Serviceable\",E15256,INDEX(Lists!$D$6:$D$8, MATCH(T15256,Lists!$C$6:$C$8,0)))","v":"Limited Life"},{"$f":"INDEX(Lists!$C$12:$C$26, MATCH(H15256, Lists!$B$12:$B$26,0))","v":"HV"}]
[null,30869,1988,"Wood Untreated Dressed","Serviceable","Class 1",0,"lv",910,2023,120,"No",false,10,{"$f":"INDEX(Lists!$B$32:$B$40, MATCH(YEAR(TODAY())-C15306, Lists!$C$32:$C$40,1))","v":"31-40"},289.66199642724951,{"$f":"INDEX(Data!$E$24:$E$47, MATCH(F15306&D15306, Data!$B$24:$B$47,0))","v":1.9964561142097742E-3},{"$f":"SUMPRODUCT((Data!$B$58:$B$60=Model!$F15306)*(Data!$C$57:$K$57=Model!$O15306)*(Data!$C$58:$K$60))","v":3.0038452968326621},89.961547031673376,1,{"$f":"IF(E15306<>\"Serviceable\",E15306,INDEX(Lists!$D$6:$D$8, MATCH(T15306,Lists!$C$6:$C$8,0)))","v":"Serviceable"},{"$f":"INDEX(Lists!$C$12:$C$26, MATCH(H15306, Lists!$B$12:$B$26,0))","v":"LV"}]
[null,31019,1964,"Wood Creos Impregnated","Serviceable","Class 3",0,"lv/hv",1000,2022,90,"Yes",false,9,{"$f":"INDEX(Lists!$B$32:$B$40, MATCH(YEAR(TODAY())-C15386, Lists!$C$32:$C$40,1))","v":"61-70"},318.3098861837907,{"$f":"INDEX(Data!$E$24:$E$47, MATCH(F15386&D15386, Data!$B$24:$B$47,0))","v":1.0684339161496522E-3},{"$f":"SUMPRODUCT((Data!$B$58:$B$60=Model!$F15386)*(Data!$C$57:$K$57=Model!$O15386)*(Data!$C$58:$K$60))","v":1.9802031311051838},72.17817182005335,1,{"$f":"IF(E15386<>\"Serviceable\",E15386,INDEX(Lists!$D$6:$D$8, MATCH(T15386,Lists!$C$6:$C$8,0)))","v":"Serviceable"},{"$f":"INDEX(Lists!$C$12:$C$26, MATCH(H15386, Lists!$B$12:$B$26,0))","v":"HV"}]
[null,31088,1973,"Wood Creos Impregnated","Serviceable","Class 3",0,"lv",900,2019,70,"No",false,10,{"$f":"INDEX(Lists!$B$32:$B$40, MATCH(YEAR(TODAY())-C15431, Lists!$C$32:$C$40,1))","v":"51-60"},286.47889756541161,{"$f":"INDEX(Data!$E$24:$E$47, MATCH(F15431&D15431, Data!$B$24:$B$47,0))","v":1.0684339161496522E-3},{"$f":"SUMPRODUCT((Data!$B$58:$B$60=Model!$F15431)*(Data!$C$57:$K$57=Model!$O15431)*(Data!$C$58:$K$60))","v":2.6564859251595059},43.43514074840494,2,{"$f":"IF(E15431<>\"Serviceable\",E15431,INDEX(Lists!$D$6:$D$8, MATCH(T15431,Lists!$C$6:$C$8,0)))","v":"Limited Life"},{"$f":"INDEX(Lists!$C$12:$C$26, MATCH(H15431, Lists!$B$12:$B$26,0))","v":"LV"}]
[null,31192,1965,"Wood Untreated Dressed","Serviceable","Class 3",0,"lv/hv",940,2023,80,"No",false,10,{"$f":"INDEX(Lists!$B$32:$B$40, MATCH(YEAR(TODAY())-C15481, Lists!$C$32:$C$40,1))","v":"51-60"},299.21129301276324,{"$f":"INDEX(Data!$E$24:$E$47, MATCH(F15481&D15481, Data!$B$24:$B$47,0))","v":1.8301435406698563E-3},{"$f":"SUMPRODUCT((Data!$B$58:$B$60=Model!$F15481)*(Data!$C$57:$K$57=Model!$O15481)*(Data!$C$58:$K$60))","v":2.6564859251595059},53.43514074840494,2,{"$f":"IF(E15481<>\"Serviceable\",E15481,INDEX(Lists!$D$6:$D$8, MATCH(T15481,Lists!$C$6:$C$8,0)))","v":"Limited Life"},{"$f":"INDEX(Lists!$C$12:$C$26, MATCH(H15481, Lists!$B$12:$B$26,0))","v":"HV"}]
[null,31267,1965,"Wood Creos Impregnated","Serviceable","Class 3",0,"lv/hv",900,2023,100,"No",false,10,{"$f":"INDEX(Lists!$B$32:$B$40, MATCH(YEAR(TODAY())-C15527, Lists!$C$32:$C$40,1))","v":"51-60"},286.47889756541161,{"$f":"INDEX(Data!$E$24:$E$47, MATCH(F15527&D15527, Data!$B$24:$B$47,0))","v":1.0684339161496522E-3},{"$f":"SUMPRODUCT((Data!$B$58:$B$60=Model!$F15527)*(Data!$C$57:$K$57=Model!$O15527)*(Data!$C$58:$K$60))","v":2.6564859251595059},73.435140748404933,1,{"$f":"IF(E15527<>\"Serviceable\",E15527,INDEX(Lists!$D$6:$D$8, MATCH(T15527,Lists!$C$6:$C$8,0)))","v":"Serviceable"},{"$f":"INDEX(Lists!$C$12:$C$26, MATCH(H15527, Lists!$B$12:$B$26,0))","v":"HV"}]
[null,31421,2003,"Wood Creos Impregnated","Serviceable","Class 1",0,"lv/hv",1037,2022,999,"No",false,10,{"$f":"INDEX(Lists!$B$32:$B$40, MATCH(YEAR(TODAY())-C15606, Lists!$C$32:$C$40,1))","v":"21-30"},330.08735197259097,{"$f":"INDEX(Data!$E$24:$E$47, MATCH(F15606&D15606, Data!$B$24:$B$47,0))","v":9.9474993092014377E-4},{"$f":"SUMPRODUCT((Data!$B$58:$B$60=Model!$F15606)*(Data!$C$57:$K$57=Model!$O15606)*(Data!$C$58:$K$60))","v":2.1651652228345815},999,1,{"$f":"IF(E15606<>\"Serviceable\",E15606,INDEX(Lists!$D$6:$D$8, MATCH(T15606,Lists!$C$6:$C$8,0)))","v":"Serviceable"},{"$f":"INDEX(Lists!$C$12:$C$26, MATCH(H15606, Lists!$B$12:$B$26,0))","v":"HV"}]
[null,31463,1938,"Wood Untreated Dressed","Serviceable","Class 1",0,"lv/hv",817,2023,80,"No",false,10,{"$f":"INDEX(Lists!$B$32:$B$40, MATCH(YEAR(TODAY())-C15627, Lists!$C$32:$C$40,1))","v":"81-90"},260.05917701215697,{"$f":"INDEX(Data!$E$24:$E$47, MATCH(F15627&D15627, Data!$B$24:$B$47,0))","v":1.9964561142097742E-3},{"$f":"SUMPRODUCT((Data!$B$58:$B$60=Model!$F15627)*(Data!$C$57:$K$57=Model!$O15627)*(Data!$C$58:$K$60))","v":2.8392735823590045},51.607264176409956,1,{"$f":"IF(E15627<>\"Serviceable\",E15627,INDEX(Lists!$D$6:$D$8, MATCH(T15627,Lists!$C$6:$C$8,0)))","v":"Serviceable"},{"$f":"INDEX(Lists!$C$12:$C$26, MATCH(H15627, Lists!$B$12:$B$26,0))","v":"HV"}]
[null,31613,1974,"Wood Creos Impregnated","Serviceable","Class 1",0,"lv",691,2022,100,"No",false,10,{"$f":"INDEX(Lists!$B$32:$B$40, MATCH(YEAR(TODAY())-C15722, Lists!$C$32:$C$40,1))","v":"51-60"},219.95213135299937,{"$f":"INDEX(Data!$E$24:$E$47, MATCH(F15722&D15722, Data!$B$24:$B$47,0))","v":9.9474993092014377E-4},{"$f":"SUMPRODUCT((Data!$B$58:$B$60=Model!$F15722)*(Data!$C$57:$K$57=Model!$O15722)*(Data!$C$58:$K$60))","v":1.3557210085184006},86.44278991481599,1,{"$f":"IF(E15722<>\"Serviceable\",E15722,INDEX(Lists!$D$6:$D$8, MATCH(T15722,Lists!$C$6:$C$8,0)))","v":"Serviceable"},{"$f":"INDEX(Lists!$C$12:$C$26, MATCH(H15722, Lists!$B$12:$B$26,0))","v":"LV"}]
[null,31619,1976,"Wood Creos Impregnated","Serviceable","Class 3",0,"lv/hv",1100,2022,120,"No",false,10,{"$f":"INDEX(Lists!$B$32:$B$40, MATCH(YEAR(TODAY())-C15726, Lists!$C$32:$C$40,1))","v":"41-50"},350.14087480216978,{"$f":"INDEX(Data!$E$24:$E$47, MATCH(F15726&D15726, Data!$B$24:$B$47,0))","v":1.0684339161496522E-3},{"$f":"SUMPRODUCT((Data!$B$58:$B$60=Model!$F15726)*(Data!$C$57:$K$57=Model!$O15726)*(Data!$C$58:$K$60))","v":3.2595928155551883},87.404071844448112,1,{"$f":"IF(E15726<>\"Serviceable\",E15726,INDEX(Lists!$D$6:$D$8, MATCH(T15726,Lists!$C$6:$C$8,0)))","v":"Serviceable"},{"$f":"INDEX(Lists!$C$12:$C$26, MATCH(H15726, Lists!$B$12:$B$26,0))","v":"HV"}]
[null,31770,1969,"Wood Creos Impregnated","Serviceable","Class 3",0,"lv",820,2023,90,"No",false,10,{"$f":"INDEX(Lists!$B$32:$B$40, MATCH(YEAR(TODAY())-C15802, Lists!$C$32:$C$40,1))","v":"51-60"},261.01410667070837,{"$f":"INDEX(Data!$E$24:$E$47, MATCH(F15802&D15802, Data!$B$24:$B$47,0))","v":1.0684339161496522E-3},{"$f":"SUMPRODUCT((Data!$B$58:$B$60=Model!$F15802)*(Data!$C$57:$K$57=Model!$O15802)*(Data!$C$58:$K$60))","v":2.6564859251595059},63.43514074840494,2,{"$f":"IF(E15802<>\"Serviceable\",E15802,INDEX(Lists!$D$6:$D$8, MATCH(T15802,Lists!$C$6:$C$8,0)))","v":"Limited Life"},{"$f":"INDEX(Lists!$C$12:$C$26, MATCH(H15802, Lists!$B$12:$B$26,0))","v":"LV"}]
[null,31873,1968,"Wood Creos Impregnated","Limited Life","Class 3",0,"lv",860,2023,100,"No",false,10,{"$f":"INDEX(Lists!$B$32:$B$40, MATCH(YEAR(TODAY())-C15863, Lists!$C$32:$C$40,1))","v":"51-60"},273.74650211805999,{"$f":"INDEX(Data!$E$24:$E$47, MATCH(F15863&D15863, Data!$B$24:$B$47,0))","v":1.0684339161496522E-3},{"$f":"SUMPRODUCT((Data!$B$58:$B$60=Model!$F15863)*(Data!$C$57:$K$57=Model!$O15863)*(Data!$C$58:$K$60))","v":2.6564859251595059},73.435140748404933,1,{"$f":"IF(E15863<>\"Serviceable\",E15863,INDEX(Lists!$D$6:$D$8, MATCH(T15863,Lists!$C$6:$C$8,0)))","v":"Limited Life"},{"$f":"INDEX(Lists!$C$12:$C$26, MATCH(H15863, Lists!$B$12:$B$26,0))","v":"LV"}]
[null,31983,1977,"Wood Untreated Round","Limited Life","Class 3",0,"lv",723,2023,60,"No",false,10,{"$f":"INDEX(Lists!$B$32:$B$40, MATCH(YEAR(TODAY())-C15927, Lists!$C$32:$C$40,1))","v":"41-50"},230.13804771088067,{"$f":"INDEX(Data!$E$24:$E$47, MATCH(F15927&D15927, Data!$B$24:$B$47,0))","v":1.8301435406698563E-3},{"$f":"SUMPRODUCT((Data!$B$58:$B$60=Model!$F15927)*(Data!$C$57:$K$57=Model!$O15927)*(Data!$C$58:$K$60))","v":3.2595928155551883},27.404071844448119,3,{"$f":"IF(E15927<>\"Serviceable\",E15927,INDEX(Lists!$D$6:$D$8, MATCH(T15927,Lists!$C$6:$C$8,0)))","v":"Limited Life"},{"$f":"INDEX(Lists!$C$12:$C$26, MATCH(H15927, Lists!$B$12:$B$26,0))","v":"LV"}]
[null,32085,1983,"Wood Creos Impregnated","Serviceable","Class 3",0,"lv/hv",911,2020,70,"No",false,10,{"$f":"INDEX(Lists!$B$32:$B$40, MATCH(YEAR(TODAY())-C15977, Lists!$C$32:$C$40,1))","v":"41-50"},289.98030631343329,{"$f":"INDEX(Data!$E$24:$E$47, MATCH(F15977&D15977, Data!$B$24:$B$47,0))","v":1.0684339161496522E-3},{"$f":"SUMPRODUCT((Data!$B$58:$B$60=Model!$F15977)*(Data!$C$57:$K$57=Model!$O15977)*(Data!$C$58:$K$60))","v":3.2595928155551883},37.404071844448119,2,{"$f":"IF(E15977<>\"Serviceable\",E15977,INDEX(Lists!$D$6:$D$8, MATCH(T15977,Lists!$C$6:$C$8,0)))","v":"Limited Life"},{"$f":"INDEX(Lists!$C$12:$C$26, MATCH(H15977, Lists!$B$12:$B$26,0))","v":"HV"}]
[null,32126,1940,"Wood Untreated Dressed","Serviceable","Class 1",0,"lv",785,2023,100,"No",false,10,{"$f":"INDEX(Lists!$B$32:$B$40, MATCH(YEAR(TODAY())-C16004, Lists!$C$32:$C$40,1))","v":"81-90"},249.8732606542757,{"$f":"INDEX(Data!$E$24:$E$47, MATCH(F16004&D16004, Data!$B$24:$B$47,0))","v":1.9964561142097742E-3},{"$f":"SUMPRODUCT((Data!$B$58:$B$60=Model!$F16004)*(Data!$C$57:$K$57=Model!$O16004)*(Data!$C$58:$K$60))","v":2.8392735823590045},71.607264176409956,1,{"$f":"IF(E16004<>\"Serviceable\",E16004,INDEX(Lists!$D$6:$D$8, MATCH(T16004,Lists!$C$6:$C$8,0)))","v":"Serviceable"},{"$f":"INDEX(Lists!$C$12:$C$26, MATCH(H16004, Lists!$B$12:$B$26,0))","v":"LV"}]
[null,32315,1962,"Wood Creos Impregnated","Serviceable","Class 3",0,"lv",950,2022,90,"No",false,10,{"$f":"INDEX(Lists!$B$32:$B$40, MATCH(YEAR(TODAY())-C16102, Lists!$C$32:$C$40,1))","v":"61-70"},302.39439187460113,{"$f":"INDEX(Data!$E$24:$E$47, MATCH(F16102&D16102, Data!$B$24:$B$47,0))","v":1.0684339161496522E-3},{"$f":"SUMPRODUCT((Data!$B$58:$B$60=Model!$F16102)*(Data!$C$57:$K$57=Model!$O16102)*(Data!$C$58:$K$60))","v":1.9802031311051838},70.197968688948166,1,{"$f":"IF(E16102<>\"Serviceable\",E16102,INDEX(Lists!$D$6:$D$8, MATCH(T16102,Lists!$C$6:$C$8,0)))","v":"Serviceable"},{"$f":"INDEX(Lists!$C$12:$C$26, MATCH(H16102, Lists!$B$12:$B$26,0))","v":"LV"}]
[null,32432,1983,"Wood Creos Impregnated","Serviceable","Class 3",0,"lv",880,2020,100,"No",false,10,{"$f":"INDEX(Lists!$B$32:$B$40, MATCH(YEAR(TODAY())-C16152, Lists!$C$32:$C$40,1))","v":"41-50"},280.11269984173578,{"$f":"INDEX(Data!$E$24:$E$47, MATCH(F16152&D16152, Data!$B$24:$B$47,0))","v":1.0684339161496522E-3},{"$f":"SUMPRODUCT((Data!$B$58:$B$60=Model!$F16152)*(Data!$C$57:$K$57=Model!$O16152)*(Data!$C$58:$K$60))","v":3.2595928155551883},67.404071844448112,2,{"$f":"IF(E16152<>\"Serviceable\",E16152,INDEX(Lists!$D$6:$D$8, MATCH(T16152,Lists!$C$6:$C$8,0)))","v":"Limited Life"},{"$f":"INDEX(Lists!$C$12:$C$26, MATCH(H16152, Lists!$B$12:$B$26,0))","v":"LV"}]
[null,32555,1960,"Wood Creos Impregnated","Serviceable","Class 3",0,"lv/hv",1100,2023,100,"No",false,10,{"$f":"INDEX(Lists!$B$32:$B$40, MATCH(YEAR(TODAY())-C16199, Lists!$C$32:$C$40,1))","v":"61-70"},350.14087480216978,{"$f":"INDEX(Data!$E$24:$E$47, MATCH(F16199&D16199, Data!$B$24:$B$47,0))","v":1.0684339161496522E-3},{"$f":"SUMPRODUCT((Data!$B$58:$B$60=Model!$F16199)*(Data!$C$57:$K$57=Model!$O16199)*(Data!$C$58:$K$60))","v":1.9802031311051838},80.197968688948166,1,{"$f":"IF(E16199<>\"Serviceable\",E16199,INDEX(Lists!$D$6:$D$8, MATCH(T16199,Lists!$C$6:$C$8,0)))","v":"Serviceable"},{"$f":"INDEX(Lists!$C$12:$C$26, MATCH(H16199, Lists!$B$12:$B$26,0))","v":"HV"}]
[null,32606,1988,"Wood Untreated Dressed","Serviceable","Class 1",0,"lv",1068,2020,100,"No",false,10,{"$f":"INDEX(Lists!$B$32:$B$40, MATCH(YEAR(TODAY())-C16222, Lists!$C$32:$C$40,1))","v":"31-40"},339.95495844428842,{"$f":"INDEX(Data!$E$24:$E$47, MATCH(F16222&D16222, Data!$B$24:$B$47,0))","v":1.9964561142097742E-3},{"$f":"SUMPRODUCT((Data!$B$58:$B$60=Model!$F16222)*(Data!$C$57:$K$57=Model!$O16222)*(Data!$C$58:$K$60))","v":3.0038452968326621},69.961547031673376,1,{"$f":"IF(E16222<>\"Serviceable\",E16222,INDEX(Lists!$D$6:$D$8, MATCH(T16222,Lists!$C$6:$C$8,0)))","v":"Serviceable"},{"$f":"INDEX(Lists!$C$12:$C$26, MATCH(H16222, Lists!$B$12:$B$26,0))","v":"LV"}]
[null,32722,1974,"Wood Creos Impregnated","Serviceable","Class 3",0,"lv/hv",1190,2020,100,"No",false,10,{"$f":"INDEX(Lists!$B$32:$B$40, MATCH(YEAR(TODAY())-C16272, Lists!$C$32:$C$40,1))","v":"51-60"},378.78876455871091,{"$f":"INDEX(Data!$E$24:$E$47, MATCH(F16272&D16272, Data!$B$24:$B$47,0))","v":1.0684339161496522E-3},{"$f":"SUMPRODUCT((Data!$B$58:$B$60=Model!$F16272)*(Data!$C$57:$K$57=Model!$O16272)*(Data!$C$58:$K$60))","v":2.6564859251595059},73.435140748404933,1,{"$f":"IF(E16272<>\"Serviceable\",E16272,INDEX(Lists!$D$6:$D$8, MATCH(T16272,Lists!$C$6:$C$8,0)))","v":"Serviceable"},{"$f":"INDEX(Lists!$C$12:$C$26, MATCH(H16272, Lists!$B$12:$B$26,0))","v":"HV"}]
[null,32968,1967,"Wood Creos Impregnated","Serviceable","Class 3",0,"lv/hv",1100,2020,100,"No",false,10,{"$f":"INDEX(Lists!$B$32:$B$40, MATCH(YEAR(TODAY())-C16362, Lists!$C$32:$C$40,1))","v":"51-60"},350.14087480216978,{"$f":"INDEX(Data!$E$24:$E$47, MATCH(F16362&D16362, Data!$B$24:$B$47,0))","v":1.0684339161496522E-3},{"$f":"SUMPRODUCT((Data!$B$58:$B$60=Model!$F16362)*(Data!$C$57:$K$57=Model!$O16362)*(Data!$C$58:$K$60))","v":2.6564859251595059},73.435140748404933,1,{"$f":"IF(E16362<>\"Serviceable\",E16362,INDEX(Lists!$D$6:$D$8, MATCH(T16362,Lists!$C$6:$C$8,0)))","v":"Serviceable"},{"$f":"INDEX(Lists!$C$12:$C$26, MATCH(H16362, Lists!$B$12:$B$26,0))","v":"HV"}]
[null,33043,1968,"Wood Creos Impregnated","Serviceable","Class 3",0,"lv/sub-transmission",1310,2022,90,"Yes",false,9,{"$f":"INDEX(Lists!$B$32:$B$40, MATCH(YEAR(TODAY())-C16397, Lists!$C$32:$C$40,1))","v":"51-60"},416.98595090076577,{"$f":"INDEX(Data!$E$24:$E$47, MATCH(F16397&D16397, Data!$B$24:$B$47,0))","v":1.0684339161496522E-3},{"$f":"SUMPRODUCT((Data!$B$58:$B$60=Model!$F16397)*(Data!$C$57:$K$57=Model!$O16397)*(Data!$C$58:$K$60))","v":2.6564859251595059},66.091626673564448,2,{"$f":"IF(E16397<>\"Serviceable\",E16397,INDEX(Lists!$D$6:$D$8, MATCH(T16397,Lists!$C$6:$C$8,0)))","v":"Limited Life"},{"$f":"INDEX(Lists!$C$12:$C$26, MATCH(H16397, Lists!$B$12:$B$26,0))","v":"Sub-T"}]
[null,33155,1966,"Wood Creos Impregnated","Serviceable","Class 3",0,"lv",800,2022,100,"No",false,10,{"$f":"INDEX(Lists!$B$32:$B$40, MATCH(YEAR(TODAY())-C16447, Lists!$C$32:$C$40,1))","v":"51-60"},254.64790894703253,{"$f":"INDEX(Data!$E$24:$E$47, MATCH(F16447&D16447, Data!$B$24:$B$47,0))","v":1.0684339161496522E-3},{"$f":"SUMPRODUCT((Data!$B$58:$B$60=Model!$F16447)*(Data!$C$57:$K$57=Model!$O16447)*(Data!$C$58:$K$60))","v":2.6564859251595059},73.435140748404933,1,{"$f":"IF(E16447<>\"Serviceable\",E16447,INDEX(Lists!$D$6:$D$8, MATCH(T16447,Lists!$C$6:$C$8,0)))","v":"Serviceable"},{"$f":"INDEX(Lists!$C$12:$C$26, MATCH(H16447, Lists!$B$12:$B$26,0))","v":"LV"}]
[null,33279,1982,"Wood Untreated Dressed","Serviceable","Class 1",0,"lv",880,2022,110,"No",false,10,{"$f":"INDEX(Lists!$B$32:$B$40, MATCH(YEAR(TODAY())-C16523, Lists!$C$32:$C$40,1))","v":"41-50"},280.11269984173578,{"$f":"INDEX(Data!$E$24:$E$47, MATCH(F16523&D16523, Data!$B$24:$B$47,0))","v":1.9964561142097742E-3},{"$f":"SUMPRODUCT((Data!$B$58:$B$60=Model!$F16523)*(Data!$C$57:$K$57=Model!$O16523)*(Data!$C$58:$K$60))","v":1.7977578417715214},92.022421582284778,1,{"$f":"IF(E16523<>\"Serviceable\",E16523,INDEX(Lists!$D$6:$D$8, MATCH(T16523,Lists!$C$6:$C$8,0)))","v":"Serviceable"},{"$f":"INDEX(Lists!$C$12:$C$26, MATCH(H16523, Lists!$B$12:$B$26,0))","v":"LV"}]
[null,33424,1958,"Wood Creos Impregnated","Serviceable","Class 3",0,"lv/future hv",910,2019,100,"No",false,10,{"$f":"INDEX(Lists!$B$32:$B$40, MATCH(YEAR(TODAY())-C16579, Lists!$C$32:$C$40,1))","v":"61-70"},289.66199642724951,{"$f":"INDEX(Data!$E$24:$E$47, MATCH(F16579&D16579, Data!$B$24:$B$47,0))","v":1.0684339161496522E-3},{"$f":"SUMPRODUCT((Data!$B$58:$B$60=Model!$F16579)*(Data!$C$57:$K$57=Model!$O16579)*(Data!$C$58:$K$60))","v":1.9802031311051838},80.197968688948166,1,{"$f":"IF(E16579<>\"Serviceable\",E16579,INDEX(Lists!$D$6:$D$8, MATCH(T16579,Lists!$C$6:$C$8,0)))","v":"Serviceable"},{"$f":"INDEX(Lists!$C$12:$C$26, MATCH(H16579, Lists!$B$12:$B$26,0))","v":"LV"}]
[null,33536,1964,"Wood Creos Impregnated","Serviceable","Class 3",0,"lv",890,2020,90,"No",false,10,{"$f":"INDEX(Lists!$B$32:$B$40, MATCH(YEAR(TODAY())-C16622, Lists!$C$32:$C$40,1))","v":"61-70"},283.29579870357372,{"$f":"INDEX(Data!$E$24:$E$47, MATCH(F16622&D16622, Data!$B$24:$B$47,0))","v":1.0684339161496522E-3},{"$f":"SUMPRODUCT((Data!$B$58:$B$60=Model!$F16622)*(Data!$C$57:$K$57=Model!$O16622)*(Data!$C$58:$K$60))","v":1.9802031311051838},70.197968688948166,1,{"$f":"IF(E16622<>\"Serviceable\",E16622,INDEX(Lists!$D$6:$D$8, MATCH(T16622,Lists!$C$6:$C$8,0)))","v":"Serviceable"},{"$f":"INDEX(Lists!$C$12:$C$26, MATCH(H16622, Lists!$B$12:$B$26,0))","v":"LV"}]
[null,33709,1980,"Wood Creos Impregnated","Serviceable","Class 1",0,"lv",900,2021,120,"No",false,10,{"$f":"INDEX(Lists!$B$32:$B$40, MATCH(YEAR(TODAY())-C16698, Lists!$C$32:$C$40,1))","v":"41-50"},286.47889756541161,{"$f":"INDEX(Data!$E$24:$E$47, MATCH(F16698&D16698, Data!$B$24:$B$47,0))","v":9.9474993092014377E-4},{"$f":"SUMPRODUCT((Data!$B$58:$B$60=Model!$F16698)*(Data!$C$57:$K$57=Model!$O16698)*(Data!$C$58:$K$60))","v":1.7977578417715214},102.02242158228478,1,{"$f":"IF(E16698<>\"Serviceable\",E16698,INDEX(Lists!$D$6:$D$8, MATCH(T16698,Lists!$C$6:$C$8,0)))","v":"Serviceable"},{"$f":"INDEX(Lists!$C$12:$C$26, MATCH(H16698, Lists!$B$12:$B$26,0))","v":"LV"}]
[null,33756,1978,"Wood Untreated Dressed","Serviceable","Class 1",0,"lv",780,2023,100,"No",false,10,{"$f":"INDEX(Lists!$B$32:$B$40, MATCH(YEAR(TODAY())-C16720, Lists!$C$32:$C$40,1))","v":"41-50"},248.28171122335672,{"$f":"INDEX(Data!$E$24:$E$47, MATCH(F16720&D16720, Data!$B$24:$B$47,0))","v":1.9964561142097742E-3},{"$f":"SUMPRODUCT((Data!$B$58:$B$60=Model!$F16720)*(Data!$C$57:$K$57=Model!$O16720)*(Data!$C$58:$K$60))","v":1.7977578417715214},82.022421582284778,1,{"$f":"IF(E16720<>\"Serviceable\",E16720,INDEX(Lists!$D$6:$D$8, MATCH(T16720,Lists!$C$6:$C$8,0)))","v":"Serviceable"},{"$f":"INDEX(Lists!$C$12:$C$26, MATCH(H16720, Lists!$B$12:$B$26,0))","v":"LV"}]
[null,33896,1971,"Wood Creos Impregnated","Serviceable","Class 3",0,"lv",840,2023,80,"No",false,10,{"$f":"INDEX(Lists!$B$32:$B$40, MATCH(YEAR(TODAY())-C16768, Lists!$C$32:$C$40,1))","v":"51-60"},267.38030439438415,{"$f":"INDEX(Data!$E$24:$E$47, MATCH(F16768&D16768, Data!$B$24:$B$47,0))","v":1.0684339161496522E-3},{"$f":"SUMPRODUCT((Data!$B$58:$B$60=Model!$F16768)*(Data!$C$57:$K$57=Model!$O16768)*(Data!$C$58:$K$60))","v":2.6564859251595059},53.43514074840494,2,{"$f":"IF(E16768<>\"Serviceable\",E16768,INDEX(Lists!$D$6:$D$8, MATCH(T16768,Lists!$C$6:$C$8,0)))","v":"Limited Life"},{"$f":"INDEX(Lists!$C$12:$C$26, MATCH(H16768, Lists!$B$12:$B$26,0))","v":"LV"}]
[null,34109,1967,"Wood Creos Impregnated","Serviceable","Class 3",0,"lv",980,2023,70,"No",false,10,{"$f":"INDEX(Lists!$B$32:$B$40, MATCH(YEAR(TODAY())-C16873, Lists!$C$32:$C$40,1))","v":"51-60"},311.94368846011486,{"$f":"INDEX(Data!$E$24:$E$47, MATCH(F16873&D16873, Data!$B$24:$B$47,0))","v":1.0684339161496522E-3},{"$f":"SUMPRODUCT((Data!$B$58:$B$60=Model!$F16873)*(Data!$C$57:$K$57=Model!$O16873)*(Data!$C$58:$K$60))","v":2.6564859251595059},43.43514074840494,2,{"$f":"IF(E16873<>\"Serviceable\",E16873,INDEX(Lists!$D$6:$D$8, MATCH(T16873,Lists!$C$6:$C$8,0)))","v":"Limited Life"},{"$f":"INDEX(Lists!$C$12:$C$26, MATCH(H16873, Lists!$B$12:$B$26,0))","v":"LV"}]
[null,34225,1964,"Wood Creos Impregnated","Serviceable","Class 3",0,"lv/future hv",880,2019,110,"No",false,10,{"$f":"INDEX(Lists!$B$32:$B$40, MATCH(YEAR(TODAY())-C16915, Lists!$C$32:$C$40,1))","v":"61-70"},280.11269984173578,{"$f":"INDEX(Data!$E$24:$E$47, MATCH(F16915&D16915, Data!$B$24:$B$47,0))","v":1.0684339161496522E-3},{"$f":"SUMPRODUCT((Data!$B$58:$B$60=Model!$F16915)*(Data!$C$57:$K$57=Model!$O16915)*(Data!$C$58:$K$60))","v":1.9802031311051838},90.197968688948166,1,{"$f":"IF(E16915<>\"Serviceable\",E16915,INDEX(Lists!$D$6:$D$8, MATCH(T16915,Lists!$C$6:$C$8,0)))","v":"Serviceable"},{"$f":"INDEX(Lists!$C$12:$C$26, MATCH(H16915, Lists!$B$12:$B$26,0))","v":"LV"}]
[null,34269,1977,"Wood Creos Impregnated","Serviceable","Class 3",0,"lv",848,2022,100,"No",false,10,{"$f":"INDEX(Lists!$B$32:$B$40, MATCH(YEAR(TODAY())-C16943, Lists!$C$32:$C$40,1))","v":"41-50"},269.92678348385448,{"$f":"INDEX(Data!$E$24:$E$47, MATCH(F16943&D16943, Data!$B$24:$B$47,0))","v":1.0684339161496522E-3},{"$f":"SUMPRODUCT((Data!$B$58:$B$60=Model!$F16943)*(Data!$C$57:$K$57=Model!$O16943)*(Data!$C$58:$K$60))","v":3.2595928155551883},67.404071844448112,2,{"$f":"IF(E16943<>\"Serviceable\",E16943,INDEX(Lists!$D$6:$D$8, MATCH(T16943,Lists!$C$6:$C$8,0)))","v":"Limited Life"},{"$f":"INDEX(Lists!$C$12:$C$26, MATCH(H16943, Lists!$B$12:$B$26,0))","v":"LV"}]
[null,34373,1986,"Wood Creos Impregnated","Serviceable","Class 3",0,"lv/hv",1030,2023,100,"Yes",false,9,{"$f":"INDEX(Lists!$B$32:$B$40, MATCH(YEAR(TODAY())-C16993, Lists!$C$32:$C$40,1))","v":"31-40"},327.85918276930443,{"$f":"INDEX(Data!$E$24:$E$47, MATCH(F16993&D16993, Data!$B$24:$B$47,0))","v":1.0684339161496522E-3},{"$f":"SUMPRODUCT((Data!$B$58:$B$60=Model!$F16993)*(Data!$C$57:$K$57=Model!$O16993)*(Data!$C$58:$K$60))","v":3.6307860245411354},67.322925779129775,2,{"$f":"IF(E16993<>\"Serviceable\",E16993,INDEX(Lists!$D$6:$D$8, MATCH(T16993,Lists!$C$6:$C$8,0)))","v":"Limited Life"},{"$f":"INDEX(Lists!$C$12:$C$26, MATCH(H16993, Lists!$B$12:$B$26,0))","v":"HV"}]
[null,34535,1969,"Wood Creos Impregnated","Serviceable","Class 3",0,"lv/hv/sub-transmission",974,2023,100,"Yes",false,9,{"$f":"INDEX(Lists!$B$32:$B$40, MATCH(YEAR(TODAY())-C17078, Lists!$C$32:$C$40,1))","v":"51-60"},310.0338291430121,{"$f":"INDEX(Data!$E$24:$E$47, MATCH(F17078&D17078, Data!$B$24:$B$47,0))","v":1.0684339161496522E-3},{"$f":"SUMPRODUCT((Data!$B$58:$B$60=Model!$F17078)*(Data!$C$57:$K$57=Model!$O17078)*(Data!$C$58:$K$60))","v":2.6564859251595059},76.091626673564448,1,{"$f":"IF(E17078<>\"Serviceable\",E17078,INDEX(Lists!$D$6:$D$8, MATCH(T17078,Lists!$C$6:$C$8,0)))","v":"Serviceable"},{"$f":"INDEX(Lists!$C$12:$C$26, MATCH(H17078, Lists!$B$12:$B$26,0))","v":"Sub-T"}]
[null,34619,1978,"Wood Creos Impregnated","Serviceable","Class 3",0,"lv",850,2022,100,"No",false,10,{"$f":"INDEX(Lists!$B$32:$B$40, MATCH(YEAR(TODAY())-C17118, Lists!$C$32:$C$40,1))","v":"41-50"},270.5634032562221,{"$f":"INDEX(Data!$E$24:$E$47, MATCH(F17118&D17118, Data!$B$24:$B$47,0))","v":1.0684339161496522E-3},{"$f":"SUMPRODUCT((Data!$B$58:$B$60=Model!$F17118)*(Data!$C$57:$K$57=Model!$O17118)*(Data!$C$58:$K$60))","v":3.2595928155551883},67.404071844448112,2,{"$f":"IF(E17118<>\"Serviceable\",E17118,INDEX(Lists!$D$6:$D$8, MATCH(T17118,Lists!$C$6:$C$8,0)))","v":"Limited Life"},{"$f":"INDEX(Lists!$C$12:$C$26, MATCH(H17118, Lists!$B$12:$B$26,0))","v":"LV"}]
[null,34739,1968,"Wood Creos Impregnated","Serviceable","Class 3",0,"lv",911,2023,100,"No",false,10,{"$f":"INDEX(Lists!$B$32:$B$40, MATCH(YEAR(TODAY())-C17168, Lists!$C$32:$C$40,1))","v":"51-60"},289.98030631343329,{"$f":"INDEX(Data!$E$24:$E$47, MATCH(F17168&D17168, Data!$B$24:$B$47,0))","v":1.0684339161496522E-3},{"$f":"SUMPRODUCT((Data!$B$58:$B$60=Model!$F17168)*(Data!$C$57:$K$57=Model!$O17168)*(Data!$C$58:$K$60))","v":2.6564859251595059},73.435140748404933,1,{"$f":"IF(E17168<>\"Serviceable\",E17168,INDEX(Lists!$D$6:$D$8, MATCH(T17168,Lists!$C$6:$C$8,0)))","v":"Serviceable"},{"$f":"INDEX(Lists!$C$12:$C$26, MATCH(H17168, Lists!$B$12:$B$26,0))","v":"LV"}]
[null,34840,1987,"Wood Untreated Dressed","Serviceable","Class 1",0,"lv/hv",1000,2022,100,"No",false,10,{"$f":"INDEX(Lists!$B$32:$B$40, MATCH(YEAR(TODAY())-C17219, Lists!$C$32:$C$40,1))","v":"31-40"},318.3098861837907,{"$f":"INDEX(Data!$E$24:$E$47, MATCH(F17219&D17219, Data!$B$24:$B$47,0))","v":1.9964561142097742E-3},{"$f":"SUMPRODUCT((Data!$B$58:$B$60=Model!$F17219)*(Data!$C$57:$K$57=Model!$O17219)*(Data!$C$58:$K$60))","v":3.0038452968326621},69.961547031673376,1,{"$f":"IF(E17219<>\"Serviceable\",E17219,INDEX(Lists!$D$6:$D$8, MATCH(T17219,Lists!$C$6:$C$8,0)))","v":"Serviceable"},{"$f":"INDEX(Lists!$C$12:$C$26, MATCH(H17219, Lists!$B$12:$B$26,0))","v":"HV"}]
[null,35015,1984,"Wood Creos Impregnated","Serviceable","Class 3",0,"lv",880,2023,90,"No",false,10,{"$f":"INDEX(Lists!$B$32:$B$40, MATCH(YEAR(TODAY())-C17293, Lists!$C$32:$C$40,1))","v":"41-50"},280.11269984173578,{"$f":"INDEX(Data!$E$24:$E$47, MATCH(F17293&D17293, Data!$B$24:$B$47,0))","v":1.0684339161496522E-3},{"$f":"SUMPRODUCT((Data!$B$58:$B$60=Model!$F17293)*(Data!$C$57:$K$57=Model!$O17293)*(Data!$C$58:$K$60))","v":3.2595928155551883},57.404071844448119,2,{"$f":"IF(E17293<>\"Serviceable\",E17293,INDEX(Lists!$D$6:$D$8, MATCH(T17293,Lists!$C$6:$C$8,0)))","v":"Limited Life"},{"$f":"INDEX(Lists!$C$12:$C$26, MATCH(H17293, Lists!$B$12:$B$26,0))","v":"LV"}]
[null,35112,1981,"Wood Creos Impregnated","Serviceable","Class 1",0,"lv",800,2023,110,"No",false,10,{"$f":"INDEX(Lists!$B$32:$B$40, MATCH(YEAR(TODAY())-C17343, Lists!$C$32:$C$40,1))","v":"41-50"},254.64790894703253,{"$f":"INDEX(Data!$E$24:$E$47, MATCH(F17343&D17343, Data!$B$24:$B$47,0))","v":9.9474993092014377E-4},{"$f":"SUMPRODUCT((Data!$B$58:$B$60=Model!$F17343)*(Data!$C$57:$K$57=Model!$O17343)*(Data!$C$58:$K$60))","v":1.7977578417715214},92.022421582284778,1,{"$f":"IF(E17343<>\"Serviceable\",E17343,INDEX(Lists!$D$6:$D$8, MATCH(T17343,Lists!$C$6:$C$8,0)))","v":"Serviceable"},{"$f":"INDEX(Lists!$C$12:$C$26, MATCH(H17343, Lists!$B$12:$B$26,0))","v":"LV"}]
[null,35259,1972,"Wood Creos Impregnated","Serviceable","Class 3",0,"lv/hv",1010,2023,90,"Yes",false,9,{"$f":"INDEX(Lists!$B$32:$B$40, MATCH(YEAR(TODAY())-C17414, Lists!$C$32:$C$40,1))","v":"51-60"},321.49298504562859,{"$f":"INDEX(Data!$E$24:$E$47, MATCH(F17414&D17414, Data!$B$24:$B$47,0))","v":1.0684339161496522E-3},{"$f":"SUMPRODUCT((Data!$B$58:$B$60=Model!$F17414)*(Data!$C$57:$K$57=Model!$O17414)*(Data!$C$58:$K$60))","v":2.6564859251595059},66.091626673564448,2,{"$f":"IF(E17414<>\"Serviceable\",E17414,INDEX(Lists!$D$6:$D$8, MATCH(T17414,Lists!$C$6:$C$8,0)))","v":"Limited Life"},{"$f":"INDEX(Lists!$C$12:$C$26, MATCH(H17414, Lists!$B$12:$B$26,0))","v":"HV"}]
[null,35356,1985,"Wood Untreated Dressed","Serviceable","Class 1",0,"lv/hv",1230,2023,130,"Yes",false,9,{"$f":"INDEX(Lists!$B$32:$B$40, MATCH(YEAR(TODAY())-C17468, Lists!$C$32:$C$40,1))","v":"31-40"},391.52116000606253,{"$f":"INDEX(Data!$E$24:$E$47, MATCH(F17468&D17468, Data!$B$24:$B$47,0))","v":1.9964561142097742E-3},{"$f":"SUMPRODUCT((Data!$B$58:$B$60=Model!$F17468)*(Data!$C$57:$K$57=Model!$O17468)*(Data!$C$58:$K$60))","v":3.0038452968326621},102.96539232850604,1,{"$f":"IF(E17468<>\"Serviceable\",E17468,INDEX(Lists!$D$6:$D$8, MATCH(T17468,Lists!$C$6:$C$8,0)))","v":"Serviceable"},{"$f":"INDEX(Lists!$C$12:$C$26, MATCH(H17468, Lists!$B$12:$B$26,0))","v":"HV"}]
[null,35398,1983,"Wood Untreated Dressed","Serviceable","Class 1",0,"hv",1000,2023,100,"Yes",false,9,{"$f":"INDEX(Lists!$B$32:$B$40, MATCH(YEAR(TODAY())-C17489, Lists!$C$32:$C$40,1))","v":"41-50"},318.3098861837907,{"$f":"INDEX(Data!$E$24:$E$47, MATCH(F17489&D17489, Data!$B$24:$B$47,0))","v":1.9964561142097742E-3},{"$f":"SUMPRODUCT((Data!$B$58:$B$60=Model!$F17489)*(Data!$C$57:$K$57=Model!$O17489)*(Data!$C$58:$K$60))","v":1.7977578417715214},83.820179424056306,1,{"$f":"IF(E17489<>\"Serviceable\",E17489,INDEX(Lists!$D$6:$D$8, MATCH(T17489,Lists!$C$6:$C$8,0)))","v":"Serviceable"},{"$f":"INDEX(Lists!$C$12:$C$26, MATCH(H17489, Lists!$B$12:$B$26,0))","v":"HV"}]
[null,35554,1991,"Wood Untreated Round","Serviceable","Class 1",0,"lv/hv",1260,2018,120,"No",false,15,{"$f":"INDEX(Lists!$B$32:$B$40, MATCH(YEAR(TODAY())-C17555, Lists!$C$32:$C$40,1))","v":"31-40"},401.07045659157626,{"$f":"INDEX(Data!$E$24:$E$47, MATCH(F17555&D17555, Data!$B$24:$B$47,0))","v":1.9964561142097742E-3},{"$f":"SUMPRODUCT((Data!$B$58:$B$60=Model!$F17555)*(Data!$C$57:$K$57=Model!$O17555)*(Data!$C$58:$K$60))","v":3.0038452968326621},74.942320547510064,1,{"$f":"IF(E17555<>\"Serviceable\",E17555,INDEX(Lists!$D$6:$D$8, MATCH(T17555,Lists!$C$6:$C$8,0)))","v":"Serviceable"},{"$f":"INDEX(Lists!$C$12:$C$26, MATCH(H17555, Lists!$B$12:$B$26,0))","v":"HV"}]
[null,35608,1974,"Wood Creos Impregnated","Serviceable","Class 1",0,"lv/hv",1080,2022,140,"No",false,10,{"$f":"INDEX(Lists!$B$32:$B$40, MATCH(YEAR(TODAY())-C17588, Lists!$C$32:$C$40,1))","v":"51-60"},343.77467707849394,{"$f":"INDEX(Data!$E$24:$E$47, MATCH(F17588&D17588, Data!$B$24:$B$47,0))","v":9.9474993092014377E-4},{"$f":"SUMPRODUCT((Data!$B$58:$B$60=Model!$F17588)*(Data!$C$57:$K$57=Model!$O17588)*(Data!$C$58:$K$60))","v":1.3557210085184006},126.44278991481599,1,{"$f":"IF(E17588<>\"Serviceable\",E17588,INDEX(Lists!$D$6:$D$8, MATCH(T17588,Lists!$C$6:$C$8,0)))","v":"Serviceable"},{"$f":"INDEX(Lists!$C$12:$C$26, MATCH(H17588, Lists!$B$12:$B$26,0))","v":"HV"}]
[null,35761,1977,"Wood Creos Impregnated","Serviceable","Class 3",0,"lv",754,2023,80,"No",false,10,{"$f":"INDEX(Lists!$B$32:$B$40, MATCH(YEAR(TODAY())-C17664, Lists!$C$32:$C$40,1))","v":"41-50"},240.00565418257818,{"$f":"INDEX(Data!$E$24:$E$47, MATCH(F17664&D17664, Data!$B$24:$B$47,0))","v":1.0684339161496522E-3},{"$f":"SUMPRODUCT((Data!$B$58:$B$60=Model!$F17664)*(Data!$C$57:$K$57=Model!$O17664)*(Data!$C$58:$K$60))","v":3.2595928155551883},47.404071844448119,2,{"$f":"IF(E17664<>\"Serviceable\",E17664,INDEX(Lists!$D$6:$D$8, MATCH(T17664,Lists!$C$6:$C$8,0)))","v":"Limited Life"},{"$f":"INDEX(Lists!$C$12:$C$26, MATCH(H17664, Lists!$B$12:$B$26,0))","v":"LV"}]
[null,35842,1962,"Wood Creos Impregnated","Serviceable","Class 3",0,"lv",930,2023,80,"No",false,10,{"$f":"INDEX(Lists!$B$32:$B$40, MATCH(YEAR(TODAY())-C17696, Lists!$C$32:$C$40,1))","v":"61-70"},296.02819415092534,{"$f":"INDEX(Data!$E$24:$E$47, MATCH(F17696&D17696, Data!$B$24:$B$47,0))","v":1.0684339161496522E-3},{"$f":"SUMPRODUCT((Data!$B$58:$B$60=Model!$F17696)*(Data!$C$57:$K$57=Model!$O17696)*(Data!$C$58:$K$60))","v":1.9802031311051838},60.197968688948166,2,{"$f":"IF(E17696<>\"Serviceable\",E17696,INDEX(Lists!$D$6:$D$8, MATCH(T17696,Lists!$C$6:$C$8,0)))","v":"Limited Life"},{"$f":"INDEX(Lists!$C$12:$C$26, MATCH(H17696, Lists!$B$12:$B$26,0))","v":"LV"}]
[null,36004,1977,"Wood Untreated Dressed","Serviceable","Class 1",0,"lv/hv/sub-transmission",1250,2019,10,"No",false,10,{"$f":"INDEX(Lists!$B$32:$B$40, MATCH(YEAR(TODAY())-C17789, Lists!$C$32:$C$40,1))","v":"41-50"},397.88735772973837,{"$f":"INDEX(Data!$E$24:$E$47, MATCH(F17789&D17789, Data!$B$24:$B$47,0))","v":1.9964561142097742E-3},{"$f":"SUMPRODUCT((Data!$B$58:$B$60=Model!$F17789)*(Data!$C$57:$K$57=Model!$O17789)*(Data!$C$58:$K$60))","v":1.7977578417715214},0,3,{"$f":"IF(E17789<>\"Serviceable\",E17789,INDEX(Lists!$D$6:$D$8, MATCH(T17789,Lists!$C$6:$C$8,0)))","v":"Unserviceable"},{"$f":"INDEX(Lists!$C$12:$C$26, MATCH(H17789, Lists!$B$12:$B$26,0))","v":"Sub-T"}]
[null,36100,1961,"Wood Creos Impregnated","Serviceable","Class 3",0,"lv/hv/sub-transmission",1194,2020,100,"No",false,10,{"$f":"INDEX(Lists!$B$32:$B$40, MATCH(YEAR(TODAY())-C17839, Lists!$C$32:$C$40,1))","v":"61-70"},380.0620041034461,{"$f":"INDEX(Data!$E$24:$E$47, MATCH(F17839&D17839, Data!$B$24:$B$47,0))","v":1.0684339161496522E-3},{"$f":"SUMPRODUCT((Data!$B$58:$B$60=Model!$F17839)*(Data!$C$57:$K$57=Model!$O17839)*(Data!$C$58:$K$60))","v":1.9802031311051838},80.197968688948166,1,{"$f":"IF(E17839<>\"Serviceable\",E17839,INDEX(Lists!$D$6:$D$8, MATCH(T17839,Lists!$C$6:$C$8,0)))","v":"Serviceable"},{"$f":"INDEX(Lists!$C$12:$C$26, MATCH(H17839, Lists!$B$12:$B$26,0))","v":"Sub-T"}]
[null,36234,1968,"Wood Creos Impregnated","Serviceable","Class 3",0,"sub-transmission",1170,2023,100,"Yes",false,9,{"$f":"INDEX(Lists!$B$32:$B$40, MATCH(YEAR(TODAY())-C17889, Lists!$C$32:$C$40,1))","v":"51-60"},372.42256683503513,{"$f":"INDEX(Data!$E$24:$E$47, MATCH(F17889&D17889, Data!$B$24:$B$47,0))","v":1.0684339161496522E-3},{"$f":"SUMPRODUCT((Data!$B$58:$B$60=Model!$F17889)*(Data!$C$57:$K$57=Model!$O17889)*(Data!$C$58:$K$60))","v":2.6564859251595059},76.091626673564448,1,{"$f":"IF(E17889<>\"Serviceable\",E17889,INDEX(Lists!$D$6:$D$8, MATCH(T17889,Lists!$C$6:$C$8,0)))","v":"Serviceable"},{"$f":"INDEX(Lists!$C$12:$C$26, MATCH(H17889, Lists!$B$12:$B$26,0))","v":"Sub-T"}]
[null,36300,1981,"Wood Creos Impregnated","Serviceable","Class 3",0,"lv/hv",1000,2023,90,"No",false,10,{"$f":"INDEX(Lists!$B$32:$B$40, MATCH(YEAR(TODAY())-C17935, Lists!$C$32:$C$40,1))","v":"41-50"},318.3098861837907,{"$f":"INDEX(Data!$E$24:$E$47, MATCH(F17935&D17935, Data!$B$24:$B$47,0))","v":1.0684339161496522E-3},{"$f":"SUMPRODUCT((Data!$B$58:$B$60=Model!$F17935)*(Data!$C$57:$K$57=Model!$O17935)*(Data!$C$58:$K$60))","v":3.2595928155551883},57.404071844448119,2,{"$f":"IF(E17935<>\"Serviceable\",E17935,INDEX(Lists!$D$6:$D$8, MATCH(T17935,Lists!$C$6:$C$8,0)))","v":"Limited Life"},{"$f":"INDEX(Lists!$C$12:$C$26, MATCH(H17935, Lists!$B$12:$B$26,0))","v":"HV"}]
[null,36454,1969,"Wood Creos Impregnated","Serviceable","Class 3",0,"lv",1050,2022,100,"No",false,10,{"$f":"INDEX(Lists!$B$32:$B$40, MATCH(YEAR(TODAY())-C18014, Lists!$C$32:$C$40,1))","v":"51-60"},334.22538049298021,{"$f":"INDEX(Data!$E$24:$E$47, MATCH(F18014&D18014, Data!$B$24:$B$47,0))","v":1.0684339161496522E-3},{"$f":"SUMPRODUCT((Data!$B$58:$B$60=Model!$F18014)*(Data!$C$57:$K$57=Model!$O18014)*(Data!$C$58:$K$60))","v":2.6564859251595059},73.435140748404933,1,{"$f":"IF(E18014<>\"Serviceable\",E18014,INDEX(Lists!$D$6:$D$8, MATCH(T18014,Lists!$C$6:$C$8,0)))","v":"Serviceable"},{"$f":"INDEX(Lists!$C$12:$C$26, MATCH(H18014, Lists!$B$12:$B$26,0))","v":"LV"}]
[null,36542,1965,"Wood Creos Impregnated","Serviceable","Class 3",0,"lv",1020,2023,70,"No",false,10,{"$f":"INDEX(Lists!$B$32:$B$40, MATCH(YEAR(TODAY())-C18064, Lists!$C$32:$C$40,1))","v":"51-60"},324.67608390746648,{"$f":"INDEX(Data!$E$24:$E$47, MATCH(F18064&D18064, Data!$B$24:$B$47,0))","v":1.0684339161496522E-3},{"$f":"SUMPRODUCT((Data!$B$58:$B$60=Model!$F18064)*(Data!$C$57:$K$57=Model!$O18064)*(Data!$C$58:$K$60))","v":2.6564859251595059},43.43514074840494,2,{"$f":"IF(E18064<>\"Serviceable\",E18064,INDEX(Lists!$D$6:$D$8, MATCH(T18064,Lists!$C$6:$C$8,0)))","v":"Limited Life"},{"$f":"INDEX(Lists!$C$12:$C$26, MATCH(H18064, Lists!$B$12:$B$26,0))","v":"LV"}]
[null,36685,1976,"Wood Creos Impregnated","Serviceable","Class 3",0,"lv/hv",1270,2022,120,"No",false,10,{"$f":"INDEX(Lists!$B$32:$B$40, MATCH(YEAR(TODAY())-C18130, Lists!$C$32:$C$40,1))","v":"41-50"},404.25355545341415,{"$f":"INDEX(Data!$E$24:$E$47, MATCH(F18130&D18130, Data!$B$24:$B$47,0))","v":1.0684339161496522E-3},{"$f":"SUMPRODUCT((Data!$B$58:$B$60=Model!$F18130)*(Data!$C$57:$K$57=Model!$O18130)*(Data!$C$58:$K$60))","v":3.2595928155551883},87.404071844448112,1,{"$f":"IF(E18130<>\"Serviceable\",E18130,INDEX(Lists!$D$6:$D$8, MATCH(T18130,Lists!$C$6:$C$8,0)))","v":"Serviceable"},{"$f":"INDEX(Lists!$C$12:$C$26, MATCH(H18130, Lists!$B$12:$B$26,0))","v":"HV"}]
[null,36691,1973,"Wood Creos Impregnated","Serviceable","Class 1",0,"hv",1070,2022,120,"No",false,10,{"$f":"INDEX(Lists!$B$32:$B$40, MATCH(YEAR(TODAY())-C18134, Lists!$C$32:$C$40,1))","v":"51-60"},340.59157821665605,{"$f":"INDEX(Data!$E$24:$E$47, MATCH(F18134&D18134, Data!$B$24:$B$47,0))","v":9.9474993092014377E-4},{"$f":"SUMPRODUCT((Data!$B$58:$B$60=Model!$F18134)*(Data!$C$57:$K$57=Model!$O18134)*(Data!$C$58:$K$60))","v":1.3557210085184006},106.44278991481599,1,{"$f":"IF(E18134<>\"Serviceable\",E18134,INDEX(Lists!$D$6:$D$8, MATCH(T18134,Lists!$C$6:$C$8,0)))","v":"Serviceable"},{"$f":"INDEX(Lists!$C$12:$C$26, MATCH(H18134, Lists!$B$12:$B$26,0))","v":"HV"}]
[null,36814,1974,"Wood Creos Impregnated","Serviceable","Class 1",0,"lv",785,2018,100,"No",false,15,{"$f":"INDEX(Lists!$B$32:$B$40, MATCH(YEAR(TODAY())-C18210, Lists!$C$32:$C$40,1))","v":"51-60"},249.8732606542757,{"$f":"INDEX(Data!$E$24:$E$47, MATCH(F18210&D18210, Data!$B$24:$B$47,0))","v":9.9474993092014377E-4},{"$f":"SUMPRODUCT((Data!$B$58:$B$60=Model!$F18210)*(Data!$C$57:$K$57=Model!$O18210)*(Data!$C$58:$K$60))","v":1.3557210085184006},79.664184872223984,1,{"$f":"IF(E18210<>\"Serviceable\",E18210,INDEX(Lists!$D$6:$D$8, MATCH(T18210,Lists!$C$6:$C$8,0)))","v":"Serviceable"},{"$f":"INDEX(Lists!$C$12:$C$26, MATCH(H18210, Lists!$B$12:$B$26,0))","v":"LV"}]
[null,36932,1977,"Wood Creos Impregnated","Serviceable","Class 2",0,"lv/hv",1210,2019,130,"No",false,10,{"$f":"INDEX(Lists!$B$32:$B$40, MATCH(YEAR(TODAY())-C18271, Lists!$C$32:$C$40,1))","v":"41-50"},385.15496228238675,{"$f":"INDEX(Data!$E$24:$E$47, MATCH(F18271&D18271, Data!$B$24:$B$47,0))","v":1.6118836915297091E-3},{"$f":"SUMPRODUCT((Data!$B$58:$B$60=Model!$F18271)*(Data!$C$57:$K$57=Model!$O18271)*(Data!$C$58:$K$60))","v":3.126815166746074},98.731848332539258,1,{"$f":"IF(E18271<>\"Serviceable\",E18271,INDEX(Lists!$D$6:$D$8, MATCH(T18271,Lists!$C$6:$C$8,0)))","v":"Serviceable"},{"$f":"INDEX(Lists!$C$12:$C$26, MATCH(H18271, Lists!$B$12:$B$26,0))","v":"HV"}]
[null,36998,1971,"Wood Creos Impregnated","Serviceable","Class 3",0,"lv/hv",880,2023,90,"No",false,10,{"$f":"INDEX(Lists!$B$32:$B$40, MATCH(YEAR(TODAY())-C18309, Lists!$C$32:$C$40,1))","v":"51-60"},280.11269984173578,{"$f":"INDEX(Data!$E$24:$E$47, MATCH(F18309&D18309, Data!$B$24:$B$47,0))","v":1.0684339161496522E-3},{"$f":"SUMPRODUCT((Data!$B$58:$B$60=Model!$F18309)*(Data!$C$57:$K$57=Model!$O18309)*(Data!$C$58:$K$60))","v":2.6564859251595059},63.43514074840494,2,{"$f":"IF(E18309<>\"Serviceable\",E18309,INDEX(Lists!$D$6:$D$8, MATCH(T18309,Lists!$C$6:$C$8,0)))","v":"Limited Life"},{"$f":"INDEX(Lists!$C$12:$C$26, MATCH(H18309, Lists!$B$12:$B$26,0))","v":"HV"}]
[null,37128,1949,"Wood Untreated Round","Serviceable","Class 1",0,"lv/hv",974,2022,100,"Yes",false,9,{"$f":"INDEX(Lists!$B$32:$B$40, MATCH(YEAR(TODAY())-C18385, Lists!$C$32:$C$40,1))","v":"71-80"},310.0338291430121,{"$f":"INDEX(Data!$E$24:$E$47, MATCH(F18385&D18385, Data!$B$24:$B$47,0))","v":1.9964561142097742E-3},{"$f":"SUMPRODUCT((Data!$B$58:$B$60=Model!$F18385)*(Data!$C$57:$K$57=Model!$O18385)*(Data!$C$58:$K$60))","v":2.0707751244791428},81.363023879687717,1,{"$f":"IF(E18385<>\"Serviceable\",E18385,INDEX(Lists!$D$6:$D$8, MATCH(T18385,Lists!$C$6:$C$8,0)))","v":"Serviceable"},{"$f":"INDEX(Lists!$C$12:$C$26, MATCH(H18385, Lists!$B$12:$B$26,0))","v":"HV"}]
[null,37176,1964,"Wood Creos Impregnated","Serviceable","Class 3",0,"lv/hv",1100,2023,90,"No",false,10,{"$f":"INDEX(Lists!$B$32:$B$40, MATCH(YEAR(TODAY())-C18412, Lists!$C$32:$C$40,1))","v":"61-70"},350.14087480216978,{"$f":"INDEX(Data!$E$24:$E$47, MATCH(F18412&D18412, Data!$B$24:$B$47,0))","v":1.0684339161496522E-3},{"$f":"SUMPRODUCT((Data!$B$58:$B$60=Model!$F18412)*(Data!$C$57:$K$57=Model!$O18412)*(Data!$C$58:$K$60))","v":1.9802031311051838},70.197968688948166,1,{"$f":"IF(E18412<>\"Serviceable\",E18412,INDEX(Lists!$D$6:$D$8, MATCH(T18412,Lists!$C$6:$C$8,0)))","v":"Serviceable"},{"$f":"INDEX(Lists!$C$12:$C$26, MATCH(H18412, Lists!$B$12:$B$26,0))","v":"HV"}]
[null,37308,1971,"Wood Creos Impregnated","Serviceable","Class 2",0,"lv/future hv",880,2022,90,"No",false,10,{"$f":"INDEX(Lists!$B$32:$B$40, MATCH(YEAR(TODAY())-C18484, Lists!$C$32:$C$40,1))","v":"51-60"},280.11269984173578,{"$f":"INDEX(Data!$E$24:$E$47, MATCH(F18484&D18484, Data!$B$24:$B$47,0))","v":1.6118836915297091E-3},{"$f":"SUMPRODUCT((Data!$B$58:$B$60=Model!$F18484)*(Data!$C$57:$K$57=Model!$O18484)*(Data!$C$58:$K$60))","v":2.6773548093458861},63.226451906541143,2,{"$f":"IF(E18484<>\"Serviceable\",E18484,INDEX(Lists!$D$6:$D$8, MATCH(T18484,Lists!$C$6:$C$8,0)))","v":"Limited Life"},{"$f":"INDEX(Lists!$C$12:$C$26, MATCH(H18484, Lists!$B$12:$B$26,0))","v":"LV"}]
[null,37425,1965,"Wood Creos Impregnated","Serviceable","Class 3",0,"lv/hv/sub-transmission",1068,2022,100,"Yes",false,9,{"$f":"INDEX(Lists!$B$32:$B$40, MATCH(YEAR(TODAY())-C18560, Lists!$C$32:$C$40,1))","v":"51-60"},339.95495844428842,{"$f":"INDEX(Data!$E$24:$E$47, MATCH(F18560&D18560, Data!$B$24:$B$47,0))","v":1.0684339161496522E-3},{"$f":"SUMPRODUCT((Data!$B$58:$B$60=Model!$F18560)*(Data!$C$57:$K$57=Model!$O18560)*(Data!$C$58:$K$60))","v":2.6564859251595059},76.091626673564448,1,{"$f":"IF(E18560<>\"Serviceable\",E18560,INDEX(Lists!$D$6:$D$8, MATCH(T18560,Lists!$C$6:$C$8,0)))","v":"Serviceable"},{"$f":"INDEX(Lists!$C$12:$C$26, MATCH(H18560, Lists!$B$12:$B$26,0))","v":"Sub-T"}]
[null,37508,1985,"Wood Untreated Dressed","Serviceable","Class 1",0,"lv",1037,2023,120,"No",false,10,{"$f":"INDEX(Lists!$B$32:$B$40, MATCH(YEAR(TODAY())-C18607, Lists!$C$32:$C$40,1))","v":"31-40"},330.08735197259097,{"$f":"INDEX(Data!$E$24:$E$47, MATCH(F18607&D18607, Data!$B$24:$B$47,0))","v":1.9964561142097742E-3},{"$f":"SUMPRODUCT((Data!$B$58:$B$60=Model!$F18607)*(Data!$C$57:$K$57=Model!$O18607)*(Data!$C$58:$K$60))","v":3.0038452968326621},89.961547031673376,1,{"$f":"IF(E18607<>\"Serviceable\",E18607,INDEX(Lists!$D$6:$D$8, MATCH(T18607,Lists!$C$6:$C$8,0)))","v":"Serviceable"},{"$f":"INDEX(Lists!$C$12:$C$26, MATCH(H18607, Lists!$B$12:$B$26,0))","v":"LV"}]
[null,37556,1963,"Wood Creos Impregnated","Serviceable","Class 3",0,"lv/hv",1050,2023,100,"No",false,10,{"$f":"INDEX(Lists!$B$32:$B$40, MATCH(YEAR(TODAY())-C18630, Lists!$C$32:$C$40,1))","v":"61-70"},334.22538049298021,{"$f":"INDEX(Data!$E$24:$E$47, MATCH(F18630&D18630, Data!$B$24:$B$47,0))","v":1.0684339161496522E-3},{"$f":"SUMPRODUCT((Data!$B$58:$B$60=Model!$F18630)*(Data!$C$57:$K$57=Model!$O18630)*(Data!$C$58:$K$60))","v":1.9802031311051838},80.197968688948166,1,{"$f":"IF(E18630<>\"Serviceable\",E18630,INDEX(Lists!$D$6:$D$8, MATCH(T18630,Lists!$C$6:$C$8,0)))","v":"Serviceable"},{"$f":"INDEX(Lists!$C$12:$C$26, MATCH(H18630, Lists!$B$12:$B$26,0))","v":"HV"}]
[null,37648,1977,"Wood Creos Impregnated","Serviceable","Class 1",0,"lv/hv",870,2023,100,"No",false,10,{"$f":"INDEX(Lists!$B$32:$B$40, MATCH(YEAR(TODAY())-C18680, Lists!$C$32:$C$40,1))","v":"41-50"},276.92960097989788,{"$f":"INDEX(Data!$E$24:$E$47, MATCH(F18680&D18680, Data!$B$24:$B$47,0))","v":9.9474993092014377E-4},{"$f":"SUMPRODUCT((Data!$B$58:$B$60=Model!$F18680)*(Data!$C$57:$K$57=Model!$O18680)*(Data!$C$58:$K$60))","v":1.7977578417715214},82.022421582284778,1,{"$f":"IF(E18680<>\"Serviceable\",E18680,INDEX(Lists!$D$6:$D$8, MATCH(T18680,Lists!$C$6:$C$8,0)))","v":"Serviceable"},{"$f":"INDEX(Lists!$C$12:$C$26, MATCH(H18680, Lists!$B$12:$B$26,0))","v":"HV"}]
[null,37754,1972,"Wood Creos Impregnated","Serviceable","Class 3",0,"lv",817,2022,90,"No",false,10,{"$f":"INDEX(Lists!$B$32:$B$40, MATCH(YEAR(TODAY())-C18748, Lists!$C$32:$C$40,1))","v":"51-60"},260.05917701215697,{"$f":"INDEX(Data!$E$24:$E$47, MATCH(F18748&D18748, Data!$B$24:$B$47,0))","v":1.0684339161496522E-3},{"$f":"SUMPRODUCT((Data!$B$58:$B$60=Model!$F18748)*(Data!$C$57:$K$57=Model!$O18748)*(Data!$C$58:$K$60))","v":2.6564859251595059},63.43514074840494,2,{"$f":"IF(E18748<>\"Serviceable\",E18748,INDEX(Lists!$D$6:$D$8, MATCH(T18748,Lists!$C$6:$C$8,0)))","v":"Limited Life"},{"$f":"INDEX(Lists!$C$12:$C$26, MATCH(H18748, Lists!$B$12:$B$26,0))","v":"LV"}]
[null,37843,1965,"Wood Creos Impregnated","Serviceable","Class 3",0,"lv/hv",1257,2020,100,"No",false,10,{"$f":"INDEX(Lists!$B$32:$B$40, MATCH(YEAR(TODAY())-C18805, Lists!$C$32:$C$40,1))","v":"51-60"},400.11552693302491,{"$f":"INDEX(Data!$E$24:$E$47, MATCH(F18805&D18805, Data!$B$24:$B$47,0))","v":1.0684339161496522E-3},{"$f":"SUMPRODUCT((Data!$B$58:$B$60=Model!$F18805)*(Data!$C$57:$K$57=Model!$O18805)*(Data!$C$58:$K$60))","v":2.6564859251595059},73.435140748404933,1,{"$f":"IF(E18805<>\"Serviceable\",E18805,INDEX(Lists!$D$6:$D$8, MATCH(T18805,Lists!$C$6:$C$8,0)))","v":"Serviceable"},{"$f":"INDEX(Lists!$C$12:$C$26, MATCH(H18805, Lists!$B$12:$B$26,0))","v":"HV"}]
[null,37929,1989,"Wood Untreated Dressed","Serviceable","Class 1",0,"lv/hv",1190,2021,100,"No",false,10,{"$f":"INDEX(Lists!$B$32:$B$40, MATCH(YEAR(TODAY())-C18855, Lists!$C$32:$C$40,1))","v":"31-40"},378.78876455871091,{"$f":"INDEX(Data!$E$24:$E$47, MATCH(F18855&D18855, Data!$B$24:$B$47,0))","v":1.9964561142097742E-3},{"$f":"SUMPRODUCT((Data!$B$58:$B$60=Model!$F18855)*(Data!$C$57:$K$57=Model!$O18855)*(Data!$C$58:$K$60))","v":3.0038452968326621},69.961547031673376,1,{"$f":"IF(E18855<>\"Serviceable\",E18855,INDEX(Lists!$D$6:$D$8, MATCH(T18855,Lists!$C$6:$C$8,0)))","v":"Serviceable"},{"$f":"INDEX(Lists!$C$12:$C$26, MATCH(H18855, Lists!$B$12:$B$26,0))","v":"HV"}]
[null,38034,1985,"Wood Creos Impregnated","Serviceable","Class 2",0,"lv/hv",1068,2022,100,"No",false,10,{"$f":"INDEX(Lists!$B$32:$B$40, MATCH(YEAR(TODAY())-C18911, Lists!$C$32:$C$40,1))","v":"31-40"},339.95495844428842,{"$f":"INDEX(Data!$E$24:$E$47, MATCH(F18911&D18911, Data!$B$24:$B$47,0))","v":1.6118836915297091E-3},{"$f":"SUMPRODUCT((Data!$B$58:$B$60=Model!$F18911)*(Data!$C$57:$K$57=Model!$O18911)*(Data!$C$58:$K$60))","v":2.6204462517795317},73.795537482204679,1,{"$f":"IF(E18911<>\"Serviceable\",E18911,INDEX(Lists!$D$6:$D$8, MATCH(T18911,Lists!$C$6:$C$8,0)))","v":"Serviceable"},{"$f":"INDEX(Lists!$C$12:$C$26, MATCH(H18911, Lists!$B$12:$B$26,0))","v":"HV"}]
[null,38136,1990,"Wood Untreated Dressed","Serviceable","Class 1",0,"lv",900,2023,140,"No",false,10,{"$f":"INDEX(Lists!$B$32:$B$40, MATCH(YEAR(TODAY())-C18980, Lists!$C$32:$C$40,1))","v":"31-40"},286.47889756541161,{"$f":"INDEX(Data!$E$24:$E$47, MATCH(F18980&D18980, Data!$B$24:$B$47,0))","v":1.9964561142097742E-3},{"$f":"SUMPRODUCT((Data!$B$58:$B$60=Model!$F18980)*(Data!$C$57:$K$57=Model!$O18980)*(Data!$C$58:$K$60))","v":3.0038452968326621},109.96154703167338,1,{"$f":"IF(E18980<>\"Serviceable\",E18980,INDEX(Lists!$D$6:$D$8, MATCH(T18980,Lists!$C$6:$C$8,0)))","v":"Serviceable"},{"$f":"INDEX(Lists!$C$12:$C$26, MATCH(H18980, Lists!$B$12:$B$26,0))","v":"LV"}]
[null,38239,1982,"Wood Creos Impregnated","Serviceable","Class 3",0,"lv/hv",1000,2022,110,"No",false,10,{"$f":"INDEX(Lists!$B$32:$B$40, MATCH(YEAR(TODAY())-C19030, Lists!$C$32:$C$40,1))","v":"41-50"},318.3098861837907,{"$f":"INDEX(Data!$E$24:$E$47, MATCH(F19030&D19030, Data!$B$24:$B$47,0))","v":1.0684339161496522E-3},{"$f":"SUMPRODUCT((Data!$B$58:$B$60=Model!$F19030)*(Data!$C$57:$K$57=Model!$O19030)*(Data!$C$58:$K$60))","v":3.2595928155551883},77.404071844448112,1,{"$f":"IF(E19030<>\"Serviceable\",E19030,INDEX(Lists!$D$6:$D$8, MATCH(T19030,Lists!$C$6:$C$8,0)))","v":"Serviceable"},{"$f":"INDEX(Lists!$C$12:$C$26, MATCH(H19030, Lists!$B$12:$B$26,0))","v":"HV"}]
[null,38397,1971,"Wood Creos Impregnated","Serviceable","Class 3",0,"lv",1100,2023,100,"No",false,10,{"$f":"INDEX(Lists!$B$32:$B$40, MATCH(YEAR(TODAY())-C19106, Lists!$C$32:$C$40,1))","v":"51-60"},350.14087480216978,{"$f":"INDEX(Data!$E$24:$E$47, MATCH(F19106&D19106, Data!$B$24:$B$47,0))","v":1.0684339161496522E-3},{"$f":"SUMPRODUCT((Data!$B$58:$B$60=Model!$F19106)*(Data!$C$57:$K$57=Model!$O19106)*(Data!$C$58:$K$60))","v":2.6564859251595059},73.435140748404933,1,{"$f":"IF(E19106<>\"Serviceable\",E19106,INDEX(Lists!$D$6:$D$8, MATCH(T19106,Lists!$C$6:$C$8,0)))","v":"Serviceable"},{"$f":"INDEX(Lists!$C$12:$C$26, MATCH(H19106, Lists!$B$12:$B$26,0))","v":"LV"}]
[null,38481,1984,"Wood Untreated Dressed","Serviceable","Class 1",0,"lv",848,2023,100,"No",false,10,{"$f":"INDEX(Lists!$B$32:$B$40, MATCH(YEAR(TODAY())-C19155, Lists!$C$32:$C$40,1))","v":"41-50"},269.92678348385448,{"$f":"INDEX(Data!$E$24:$E$47, MATCH(F19155&D19155, Data!$B$24:$B$47,0))","v":1.9964561142097742E-3},{"$f":"SUMPRODUCT((Data!$B$58:$B$60=Model!$F19155)*(Data!$C$57:$K$57=Model!$O19155)*(Data!$C$58:$K$60))","v":1.7977578417715214},82.022421582284778,1,{"$f":"IF(E19155<>\"Serviceable\",E19155,INDEX(Lists!$D$6:$D$8, MATCH(T19155,Lists!$C$6:$C$8,0)))","v":"Serviceable"},{"$f":"INDEX(Lists!$C$12:$C$26, MATCH(H19155, Lists!$B$12:$B$26,0))","v":"LV"}]
[null,38603,1968,"Wood Creos Impregnated","Serviceable","Class 3",0,"lv/hv",1320,2020,120,"No",false,10,{"$f":"INDEX(Lists!$B$32:$B$40, MATCH(YEAR(TODAY())-C19205, Lists!$C$32:$C$40,1))","v":"51-60"},420.16904976260372,{"$f":"INDEX(Data!$E$24:$E$47, MATCH(F19205&D19205, Data!$B$24:$B$47,0))","v":1.0684339161496522E-3},{"$f":"SUMPRODUCT((Data!$B$58:$B$60=Model!$F19205)*(Data!$C$57:$K$57=Model!$O19205)*(Data!$C$58:$K$60))","v":2.6564859251595059},93.435140748404933,1,{"$f":"IF(E19205<>\"Serviceable\",E19205,INDEX(Lists!$D$6:$D$8, MATCH(T19205,Lists!$C$6:$C$8,0)))","v":"Serviceable"},{"$f":"INDEX(Lists!$C$12:$C$26, MATCH(H19205, Lists!$B$12:$B$26,0))","v":"HV"}]
[null,38644,1993,"Wood Untreated Dressed","Serviceable","Class 1",0,"lv/hv",1040,2022,100,"No",false,10,{"$f":"INDEX(Lists!$B$32:$B$40, MATCH(YEAR(TODAY())-C19226, Lists!$C$32:$C$40,1))","v":"31-40"},331.04228163114232,{"$f":"INDEX(Data!$E$24:$E$47, MATCH(F19226&D19226, Data!$B$24:$B$47,0))","v":1.9964561142097742E-3},{"$f":"SUMPRODUCT((Data!$B$58:$B$60=Model!$F19226)*(Data!$C$57:$K$57=Model!$O19226)*(Data!$C$58:$K$60))","v":3.0038452968326621},69.961547031673376,1,{"$f":"IF(E19226<>\"Serviceable\",E19226,INDEX(Lists!$D$6:$D$8, MATCH(T19226,Lists!$C$6:$C$8,0)))","v":"Serviceable"},{"$f":"INDEX(Lists!$C$12:$C$26, MATCH(H19226, Lists!$B$12:$B$26,0))","v":"HV"}]
[null,38815,1964,"Wood Creos Impregnated","Serviceable","Class 3",0,"lv",780,2023,80,"No",false,10,{"$f":"INDEX(Lists!$B$32:$B$40, MATCH(YEAR(TODAY())-C19323, Lists!$C$32:$C$40,1))","v":"61-70"},248.28171122335672,{"$f":"INDEX(Data!$E$24:$E$47, MATCH(F19323&D19323, Data!$B$24:$B$47,0))","v":1.0684339161496522E-3},{"$f":"SUMPRODUCT((Data!$B$58:$B$60=Model!$F19323)*(Data!$C$57:$K$57=Model!$O19323)*(Data!$C$58:$K$60))","v":1.9802031311051838},60.197968688948166,2,{"$f":"IF(E19323<>\"Serviceable\",E19323,INDEX(Lists!$D$6:$D$8, MATCH(T19323,Lists!$C$6:$C$8,0)))","v":"Limited Life"},{"$f":"INDEX(Lists!$C$12:$C$26, MATCH(H19323, Lists!$B$12:$B$26,0))","v":"LV"}]
[null,38862,1968,"Wood Creos Impregnated","Serviceable","Class 3",0,"lv/hv",1080,2023,130,"No",false,10,{"$f":"INDEX(Lists!$B$32:$B$40, MATCH(YEAR(TODAY())-C19351, Lists!$C$32:$C$40,1))","v":"51-60"},343.77467707849394,{"$f":"INDEX(Data!$E$24:$E$47, MATCH(F19351&D19351, Data!$B$24:$B$47,0))","v":1.0684339161496522E-3},{"$f":"SUMPRODUCT((Data!$B$58:$B$60=Model!$F19351)*(Data!$C$57:$K$57=Model!$O19351)*(Data!$C$58:$K$60))","v":2.6564859251595059},103.43514074840493,1,{"$f":"IF(E19351<>\"Serviceable\",E19351,INDEX(Lists!$D$6:$D$8, MATCH(T19351,Lists!$C$6:$C$8,0)))","v":"Serviceable"},{"$f":"INDEX(Lists!$C$12:$C$26, MATCH(H19351, Lists!$B$12:$B$26,0))","v":"HV"}]
[null,38954,1996,"Wood Untreated Dressed","Serviceable","Class 1",0,"lv/hv",942,2019,150,"No",{"$f":"IF(G19401=0,FALSE,TRUE)","v":false},10,{"$f":"INDEX(Lists!$B$32:$B$40, MATCH(YEAR(TODAY())-C19401, Lists!$C$32:$C$40,1))","v":"21-30"},{"$f":"I19401/PI()","v":299.8479127851308},{"$f":"INDEX(Data!$E$24:$E$47, MATCH(F19401&D19401, Data!$B$24:$B$47,0))","v":1.9964561142097742E-3},{"$f":"SUMPRODUCT((Data!$B$58:$B$60=Model!$F19401)*(Data!$C$57:$K$57=Model!$O19401)*(Data!$C$58:$K$60))","v":2.1651652228345815},128.34834777165418,1,{"$f":"IF(E19401<>\"Serviceable\",E19401,INDEX(Lists!$D$6:$D$8, MATCH(T19401,Lists!$C$6:$C$8,0)))","v":"Serviceable"},{"$f":"INDEX(Lists!$C$12:$C$26, MATCH(H19401, Lists!$B$12:$B$26,0))","v":"HV"}]
[null,39097,1986,"Wood Untreated Dressed","Serviceable","Class 1",0,"lv/future hv",1068,2023,100,"No",false,{"$f":"IF(L19464=\"No\",ROUND((End_year-J19464)/5,0)*5,ROUND((End_year-J19464)/3,0)*3)","v":10},{"$f":"INDEX(Lists!$B$32:$B$40, MATCH(YEAR(TODAY())-C19464, Lists!$C$32:$C$40,1))","v":"31-40"},339.95495844428842,{"$f":"INDEX(Data!$E$24:$E$47, MATCH(F19464&D19464, Data!$B$24:$B$47,0))","v":1.9964561142097742E-3},{"$f":"SUMPRODUCT((Data!$B$58:$B$60=Model!$F19464)*(Data!$C$57:$K$57=Model!$O19464)*(Data!$C$58:$K$60))","v":3.0038452968326621},{"$f":"IF(IF(K19464>=700,999,(K19464-R19464*N19464))<0,0,IF(K19464>=700,999,(K19464-R19464*N19464)))","v":69.961547031673376},{"$f":"IF(S19464<30,3,IF(AND(F19464=\"Class 1\",S19464<50),2,IF(AND(F19464=\"Class 1\",S19464>=50),1,IF(S19464<70,2,1))))","v":1},{"$f":"IF(E19464<>\"Serviceable\",E19464,INDEX(Lists!$D$6:$D$8, MATCH(T19464,Lists!$C$6:$C$8,0)))","v":"Serviceable"},{"$f":"INDEX(Lists!$C$12:$C$26, MATCH(H19464, Lists!$B$12:$B$26,0))","v":"LV"}]
[null,39187,1965,"Wood Creos Impregnated","Serviceable","Class 3",0,"lv/future hv",880,2023,100,"No",false,10,{"$f":"INDEX(Lists!$B$32:$B$40, MATCH(YEAR(TODAY())-C19526, Lists!$C$32:$C$40,1))","v":"51-60"},280.11269984173578,{"$f":"INDEX(Data!$E$24:$E$47, MATCH(F19526&D19526, Data!$B$24:$B$47,0))","v":1.0684339161496522E-3},{"$f":"SUMPRODUCT((Data!$B$58:$B$60=Model!$F19526)*(Data!$C$57:$K$57=Model!$O19526)*(Data!$C$58:$K$60))","v":2.6564859251595059},73.435140748404933,1,{"$f":"IF(E19526<>\"Serviceable\",E19526,INDEX(Lists!$D$6:$D$8, MATCH(T19526,Lists!$C$6:$C$8,0)))","v":"Serviceable"},{"$f":"INDEX(Lists!$C$12:$C$26, MATCH(H19526, Lists!$B$12:$B$26,0))","v":"LV"}]
[null,39268,1984,"Wood Untreated Dressed","Serviceable","Class 1",0,"lv/hv",970,2023,110,"No",false,10,{"$f":"INDEX(Lists!$B$32:$B$40, MATCH(YEAR(TODAY())-C19576, Lists!$C$32:$C$40,1))","v":"41-50"},308.76058959827697,{"$f":"INDEX(Data!$E$24:$E$47, MATCH(F19576&D19576, Data!$B$24:$B$47,0))","v":1.9964561142097742E-3},{"$f":"SUMPRODUCT((Data!$B$58:$B$60=Model!$F19576)*(Data!$C$57:$K$57=Model!$O19576)*(Data!$C$58:$K$60))","v":1.7977578417715214},92.022421582284778,1,{"$f":"IF(E19576<>\"Serviceable\",E19576,INDEX(Lists!$D$6:$D$8, MATCH(T19576,Lists!$C$6:$C$8,0)))","v":"Serviceable"},{"$f":"INDEX(Lists!$C$12:$C$26, MATCH(H19576, Lists!$B$12:$B$26,0))","v":"HV"}]
[null,39405,1960,"Wood Creos Impregnated","Serviceable","Class 3",0,"lv",848,2022,100,"No",false,10,{"$f":"INDEX(Lists!$B$32:$B$40, MATCH(YEAR(TODAY())-C19659, Lists!$C$32:$C$40,1))","v":"61-70"},269.92678348385448,{"$f":"INDEX(Data!$E$24:$E$47, MATCH(F19659&D19659, Data!$B$24:$B$47,0))","v":1.0684339161496522E-3},{"$f":"SUMPRODUCT((Data!$B$58:$B$60=Model!$F19659)*(Data!$C$57:$K$57=Model!$O19659)*(Data!$C$58:$K$60))","v":1.9802031311051838},80.197968688948166,1,{"$f":"IF(E19659<>\"Serviceable\",E19659,INDEX(Lists!$D$6:$D$8, MATCH(T19659,Lists!$C$6:$C$8,0)))","v":"Serviceable"},{"$f":"INDEX(Lists!$C$12:$C$26, MATCH(H19659, Lists!$B$12:$B$26,0))","v":"LV"}]
[null,39491,1971,"Wood Creos Impregnated","Serviceable","Class 3",0,"lv",930,2023,100,"No",false,10,{"$f":"INDEX(Lists!$B$32:$B$40, MATCH(YEAR(TODAY())-C19701, Lists!$C$32:$C$40,1))","v":"51-60"},296.02819415092534,{"$f":"INDEX(Data!$E$24:$E$47, MATCH(F19701&D19701, Data!$B$24:$B$47,0))","v":1.0684339161496522E-3},{"$f":"SUMPRODUCT((Data!$B$58:$B$60=Model!$F19701)*(Data!$C$57:$K$57=Model!$O19701)*(Data!$C$58:$K$60))","v":2.6564859251595059},73.435140748404933,1,{"$f":"IF(E19701<>\"Serviceable\",E19701,INDEX(Lists!$D$6:$D$8, MATCH(T19701,Lists!$C$6:$C$8,0)))","v":"Serviceable"},{"$f":"INDEX(Lists!$C$12:$C$26, MATCH(H19701, Lists!$B$12:$B$26,0))","v":"LV"}]
[null,39614,1975,"Wood Creos Impregnated","Serviceable","Class 3",0,"lv/hv/sub-transmission",1250,2022,100,"No",false,10,{"$f":"INDEX(Lists!$B$32:$B$40, MATCH(YEAR(TODAY())-C19751, Lists!$C$32:$C$40,1))","v":"41-50"},397.88735772973837,{"$f":"INDEX(Data!$E$24:$E$47, MATCH(F19751&D19751, Data!$B$24:$B$47,0))","v":1.0684339161496522E-3},{"$f":"SUMPRODUCT((Data!$B$58:$B$60=Model!$F19751)*(Data!$C$57:$K$57=Model!$O19751)*(Data!$C$58:$K$60))","v":3.2595928155551883},67.404071844448112,2,{"$f":"IF(E19751<>\"Serviceable\",E19751,INDEX(Lists!$D$6:$D$8, MATCH(T19751,Lists!$C$6:$C$8,0)))","v":"Limited Life"},{"$f":"INDEX(Lists!$C$12:$C$26, MATCH(H19751, Lists!$B$12:$B$26,0))","v":"Sub-T"}]
[null,39765,1984,"Wood Untreated Dressed","Serviceable","Class 1",0,"lv",860,2021,130,"No",false,10,{"$f":"INDEX(Lists!$B$32:$B$40, MATCH(YEAR(TODAY())-C19822, Lists!$C$32:$C$40,1))","v":"41-50"},273.74650211805999,{"$f":"INDEX(Data!$E$24:$E$47, MATCH(F19822&D19822, Data!$B$24:$B$47,0))","v":1.9964561142097742E-3},{"$f":"SUMPRODUCT((Data!$B$58:$B$60=Model!$F19822)*(Data!$C$57:$K$57=Model!$O19822)*(Data!$C$58:$K$60))","v":1.7977578417715214},112.02242158228478,1,{"$f":"IF(E19822<>\"Serviceable\",E19822,INDEX(Lists!$D$6:$D$8, MATCH(T19822,Lists!$C$6:$C$8,0)))","v":"Serviceable"},{"$f":"INDEX(Lists!$C$12:$C$26, MATCH(H19822, Lists!$B$12:$B$26,0))","v":"LV"}]
[null,39876,1956,"Wood Untreated Round","Serviceable","Class 1",0,"lv",1060,2023,100,"No",false,10,{"$f":"INDEX(Lists!$B$32:$B$40, MATCH(YEAR(TODAY())-C19876, Lists!$C$32:$C$40,1))","v":"61-70"},337.4084793548181,{"$f":"INDEX(Data!$E$24:$E$47, MATCH(F19876&D19876, Data!$B$24:$B$47,0))","v":1.9964561142097742E-3},{"$f":"SUMPRODUCT((Data!$B$58:$B$60=Model!$F19876)*(Data!$C$57:$K$57=Model!$O19876)*(Data!$C$58:$K$60))","v":2.3795837981601728},76.204162018398279,1,{"$f":"IF(E19876<>\"Serviceable\",E19876,INDEX(Lists!$D$6:$D$8, MATCH(T19876,Lists!$C$6:$C$8,0)))","v":"Serviceable"},{"$f":"INDEX(Lists!$C$12:$C$26, MATCH(H19876, Lists!$B$12:$B$26,0))","v":"LV"}]
[null,39970,1977,"Wood Creos Impregnated","Serviceable","Class 3",0,"lv/hv",1080,2022,100,"No",false,10,{"$f":"INDEX(Lists!$B$32:$B$40, MATCH(YEAR(TODAY())-C19926, Lists!$C$32:$C$40,1))","v":"41-50"},343.77467707849394,{"$f":"INDEX(Data!$E$24:$E$47, MATCH(F19926&D19926, Data!$B$24:$B$47,0))","v":1.0684339161496522E-3},{"$f":"SUMPRODUCT((Data!$B$58:$B$60=Model!$F19926)*(Data!$C$57:$K$57=Model!$O19926)*(Data!$C$58:$K$60))","v":3.2595928155551883},67.404071844448112,2,{"$f":"IF(E19926<>\"Serviceable\",E19926,INDEX(Lists!$D$6:$D$8, MATCH(T19926,Lists!$C$6:$C$8,0)))","v":"Limited Life"},{"$f":"INDEX(Lists!$C$12:$C$26, MATCH(H19926, Lists!$B$12:$B$26,0))","v":"HV"}]
[null,40054,1977,"Wood Creos Impregnated","Serviceable","Class 3",0,"lv/hv",1005,2022,100,"No",false,10,{"$f":"INDEX(Lists!$B$32:$B$40, MATCH(YEAR(TODAY())-C19963, Lists!$C$32:$C$40,1))","v":"41-50"},319.90143561470961,{"$f":"INDEX(Data!$E$24:$E$47, MATCH(F19963&D19963, Data!$B$24:$B$47,0))","v":1.0684339161496522E-3},{"$f":"SUMPRODUCT((Data!$B$58:$B$60=Model!$F19963)*(Data!$C$57:$K$57=Model!$O19963)*(Data!$C$58:$K$60))","v":3.2595928155551883},67.404071844448112,2,{"$f":"IF(E19963<>\"Serviceable\",E19963,INDEX(Lists!$D$6:$D$8, MATCH(T19963,Lists!$C$6:$C$8,0)))","v":"Limited Life"},{"$f":"INDEX(Lists!$C$12:$C$26, MATCH(H19963, Lists!$B$12:$B$26,0))","v":"HV"}]
[null,40245,1973,"Wood Creos Impregnated","Serviceable","Class 1",0,"lv",723,2020,100,"No",false,10,{"$f":"INDEX(Lists!$B$32:$B$40, MATCH(YEAR(TODAY())-C19996, Lists!$C$32:$C$40,1))","v":"51-60"},230.13804771088067,{"$f":"INDEX(Data!$E$24:$E$47, MATCH(F19996&D19996, Data!$B$24:$B$47,0))","v":9.9474993092014377E-4},{"$f":"SUMPRODUCT((Data!$B$58:$B$60=Model!$F19996)*(Data!$C$57:$K$57=Model!$O19996)*(Data!$C$58:$K$60))","v":1.3557210085184006},86.44278991481599,1,{"$f":"IF(E19996<>\"Serviceable\",E19996,INDEX(Lists!$D$6:$D$8, MATCH(T19996,Lists!$C$6:$C$8,0)))","v":"Serviceable"},{"$f":"INDEX(Lists!$C$12:$C$26, MATCH(H19996, Lists!$B$12:$B$26,0))","v":"LV"}]
[null,40358,1973,"Wood Creos Impregnated","Serviceable","Class 3",0,"lv",1060,2021,100,"No",false,10,{"$f":"INDEX(Lists!$B$32:$B$40, MATCH(YEAR(TODAY())-C20072, Lists!$C$32:$C$40,1))","v":"51-60"},337.4084793548181,{"$f":"INDEX(Data!$E$24:$E$47, MATCH(F20072&D20072, Data!$B$24:$B$47,0))","v":1.0684339161496522E-3},{"$f":"SUMPRODUCT((Data!$B$58:$B$60=Model!$F20072)*(Data!$C$57:$K$57=Model!$O20072)*(Data!$C$58:$K$60))","v":2.6564859251595059},73.435140748404933,1,{"$f":"IF(E20072<>\"Serviceable\",E20072,INDEX(Lists!$D$6:$D$8, MATCH(T20072,Lists!$C$6:$C$8,0)))","v":"Serviceable"},{"$f":"INDEX(Lists!$C$12:$C$26, MATCH(H20072, Lists!$B$12:$B$26,0))","v":"LV"}]
[null,40403,1975,"Wood Creos Impregnated","Serviceable","Class 1",0,"lv",670,2022,130,"No",false,{"$f":"IF(L20104=\"No\",ROUND((End_year-J20104)/5,0)*5,ROUND((End_year-J20104)/3,0)*3)","v":10},{"$f":"INDEX(Lists!$B$32:$B$40, MATCH(YEAR(TODAY())-C20104, Lists!$C$32:$C$40,1))","v":"41-50"},213.26762374313975,{"$f":"INDEX(Data!$E$24:$E$47, MATCH(F20104&D20104, Data!$B$24:$B$47,0))","v":9.9474993092014377E-4},{"$f":"SUMPRODUCT((Data!$B$58:$B$60=Model!$F20104)*(Data!$C$57:$K$57=Model!$O20104)*(Data!$C$58:$K$60))","v":1.7977578417715214},{"$f":"IF(IF(K20104>=700,999,(K20104-R20104*N20104))<0,0,IF(K20104>=700,999,(K20104-R20104*N20104)))","v":112.02242158228478},{"$f":"IF(S20104<30,3,IF(AND(F20104=\"Class 1\",S20104<50),2,IF(AND(F20104=\"Class 1\",S20104>=50),1,IF(S20104<70,2,1))))","v":1},{"$f":"IF(E20104<>\"Serviceable\",E20104,INDEX(Lists!$D$6:$D$8, MATCH(T20104,Lists!$C$6:$C$8,0)))","v":"Serviceable"},{"$f":"INDEX(Lists!$C$12:$C$26, MATCH(H20104, Lists!$B$12:$B$26,0))","v":"LV"}]
[null,40504,1961,"Wood Creos Impregnated","Serviceable","Class 3",0,"lv",870,2023,100,"No",false,10,{"$f":"INDEX(Lists!$B$32:$B$40, MATCH(YEAR(TODAY())-C20171, Lists!$C$32:$C$40,1))","v":"61-70"},276.92960097989788,{"$f":"INDEX(Data!$E$24:$E$47, MATCH(F20171&D20171, Data!$B$24:$B$47,0))","v":1.0684339161496522E-3},{"$f":"SUMPRODUCT((Data!$B$58:$B$60=Model!$F20171)*(Data!$C$57:$K$57=Model!$O20171)*(Data!$C$58:$K$60))","v":1.9802031311051838},80.197968688948166,1,{"$f":"IF(E20171<>\"Serviceable\",E20171,INDEX(Lists!$D$6:$D$8, MATCH(T20171,Lists!$C$6:$C$8,0)))","v":"Serviceable"},{"$f":"INDEX(Lists!$C$12:$C$26, MATCH(H20171, Lists!$B$12:$B$26,0))","v":"LV"}]
[null,40622,1973,"Wood Creos Impregnated","Serviceable","Class 1",0,"lv/future hv",754,2022,130,"No",false,10,{"$f":"INDEX(Lists!$B$32:$B$40, MATCH(YEAR(TODAY())-C20247, Lists!$C$32:$C$40,1))","v":"51-60"},240.00565418257818,{"$f":"INDEX(Data!$E$24:$E$47, MATCH(F20247&D20247, Data!$B$24:$B$47,0))","v":9.9474993092014377E-4},{"$f":"SUMPRODUCT((Data!$B$58:$B$60=Model!$F20247)*(Data!$C$57:$K$57=Model!$O20247)*(Data!$C$58:$K$60))","v":1.3557210085184006},116.44278991481599,1,{"$f":"IF(E20247<>\"Serviceable\",E20247,INDEX(Lists!$D$6:$D$8, MATCH(T20247,Lists!$C$6:$C$8,0)))","v":"Serviceable"},{"$f":"INDEX(Lists!$C$12:$C$26, MATCH(H20247, Lists!$B$12:$B$26,0))","v":"LV"}]
[null,40719,1970,"Wood Salt Impregnated (Green)","Serviceable","Class 4",0,"lv/hv",1000,2020,140,"No",false,10,{"$f":"INDEX(Lists!$B$32:$B$40, MATCH(YEAR(TODAY())-C20299, Lists!$C$32:$C$40,1))","v":"51-60"},318.3098861837907,{"$f":"INDEX(Data!$E$24:$E$47, MATCH(F20299&D20299, Data!$B$24:$B$47,0))","v":{"$error":"#N/A"}},{"$f":"SUMPRODUCT((Data!$B$58:$B$60=Model!$F20299)*(Data!$C$57:$K$57=Model!$O20299)*(Data!$C$58:$K$60))","v":0},140,1,{"$f":"IF(E20299<>\"Serviceable\",E20299,INDEX(Lists!$D$6:$D$8, MATCH(T20299,Lists!$C$6:$C$8,0)))","v":"Serviceable"},{"$f":"INDEX(Lists!$C$12:$C$26, MATCH(H20299, Lists!$B$12:$B$26,0))","v":"HV"}]
[null,40801,1976,"Wood Creos Impregnated","Serviceable","Class 1",0,"lv",660,2020,100,"No",false,10,{"$f":"INDEX(Lists!$B$32:$B$40, MATCH(YEAR(TODAY())-C20346, Lists!$C$32:$C$40,1))","v":"41-50"},210.08452488130186,{"$f":"INDEX(Data!$E$24:$E$47, MATCH(F20346&D20346, Data!$B$24:$B$47,0))","v":9.9474993092014377E-4},{"$f":"SUMPRODUCT((Data!$B$58:$B$60=Model!$F20346)*(Data!$C$57:$K$57=Model!$O20346)*(Data!$C$58:$K$60))","v":1.7977578417715214},82.022421582284778,1,{"$f":"IF(E20346<>\"Serviceable\",E20346,INDEX(Lists!$D$6:$D$8, MATCH(T20346,Lists!$C$6:$C$8,0)))","v":"Serviceable"},{"$f":"INDEX(Lists!$C$12:$C$26, MATCH(H20346, Lists!$B$12:$B$26,0))","v":"LV"}]
[null,40968,1977,"Wood Creos Impregnated","Serviceable","Class 3",0,"lv/hv",1140,2022,90,"No",false,10,{"$f":"INDEX(Lists!$B$32:$B$40, MATCH(YEAR(TODAY())-C20422, Lists!$C$32:$C$40,1))","v":"41-50"},362.8732702495214,{"$f":"INDEX(Data!$E$24:$E$47, MATCH(F20422&D20422, Data!$B$24:$B$47,0))","v":1.0684339161496522E-3},{"$f":"SUMPRODUCT((Data!$B$58:$B$60=Model!$F20422)*(Data!$C$57:$K$57=Model!$O20422)*(Data!$C$58:$K$60))","v":3.2595928155551883},57.404071844448119,2,{"$f":"IF(E20422<>\"Serviceable\",E20422,INDEX(Lists!$D$6:$D$8, MATCH(T20422,Lists!$C$6:$C$8,0)))","v":"Limited Life"},{"$f":"INDEX(Lists!$C$12:$C$26, MATCH(H20422, Lists!$B$12:$B$26,0))","v":"HV"}]
[null,41080,1959,"Wood Creos Impregnated","Serviceable","Class 3",0,"lv",848,2023,90,"No",false,10,{"$f":"INDEX(Lists!$B$32:$B$40, MATCH(YEAR(TODAY())-C20472, Lists!$C$32:$C$40,1))","v":"61-70"},269.92678348385448,{"$f":"INDEX(Data!$E$24:$E$47, MATCH(F20472&D20472, Data!$B$24:$B$47,0))","v":1.0684339161496522E-3},{"$f":"SUMPRODUCT((Data!$B$58:$B$60=Model!$F20472)*(Data!$C$57:$K$57=Model!$O20472)*(Data!$C$58:$K$60))","v":1.9802031311051838},70.197968688948166,1,{"$f":"IF(E20472<>\"Serviceable\",E20472,INDEX(Lists!$D$6:$D$8, MATCH(T20472,Lists!$C$6:$C$8,0)))","v":"Serviceable"},{"$f":"INDEX(Lists!$C$12:$C$26, MATCH(H20472, Lists!$B$12:$B$26,0))","v":"LV"}]
[null,41104,1966,"Wood Creos Impregnated","Serviceable","Class 3",0,"lv/hv",940,2023,100,"No",false,10,{"$f":"INDEX(Lists!$B$32:$B$40, MATCH(YEAR(TODAY())-C20484, Lists!$C$32:$C$40,1))","v":"51-60"},299.21129301276324,{"$f":"INDEX(Data!$E$24:$E$47, MATCH(F20484&D20484, Data!$B$24:$B$47,0))","v":1.0684339161496522E-3},{"$f":"SUMPRODUCT((Data!$B$58:$B$60=Model!$F20484)*(Data!$C$57:$K$57=Model!$O20484)*(Data!$C$58:$K$60))","v":2.6564859251595059},73.435140748404933,1,{"$f":"IF(E20484<>\"Serviceable\",E20484,INDEX(Lists!$D$6:$D$8, MATCH(T20484,Lists!$C$6:$C$8,0)))","v":"Serviceable"},{"$f":"INDEX(Lists!$C$12:$C$26, MATCH(H20484, Lists!$B$12:$B$26,0))","v":"HV"}]
[null,41245,1977,"Wood Creos Impregnated","Serviceable","Class 3",0,"lv/hv",1050,2023,100,"No",false,10,{"$f":"INDEX(Lists!$B$32:$B$40, MATCH(YEAR(TODAY())-C20542, Lists!$C$32:$C$40,1))","v":"41-50"},334.22538049298021,{"$f":"INDEX(Data!$E$24:$E$47, MATCH(F20542&D20542, Data!$B$24:$B$47,0))","v":1.0684339161496522E-3},{"$f":"SUMPRODUCT((Data!$B$58:$B$60=Model!$F20542)*(Data!$C$57:$K$57=Model!$O20542)*(Data!$C$58:$K$60))","v":3.2595928155551883},67.404071844448112,2,{"$f":"IF(E20542<>\"Serviceable\",E20542,INDEX(Lists!$D$6:$D$8, MATCH(T20542,Lists!$C$6:$C$8,0)))","v":"Limited Life"},{"$f":"INDEX(Lists!$C$12:$C$26, MATCH(H20542, Lists!$B$12:$B$26,0))","v":"HV"}]
[null,41381,1991,"Wood Untreated Dressed","Serviceable","Class 1",0,"lv/hv",1060,2022,100,"Yes",false,9,{"$f":"INDEX(Lists!$B$32:$B$40, MATCH(YEAR(TODAY())-C20592, Lists!$C$32:$C$40,1))","v":"31-40"},337.4084793548181,{"$f":"INDEX(Data!$E$24:$E$47, MATCH(F20592&D20592, Data!$B$24:$B$47,0))","v":1.9964561142097742E-3},{"$f":"SUMPRODUCT((Data!$B$58:$B$60=Model!$F20592)*(Data!$C$57:$K$57=Model!$O20592)*(Data!$C$58:$K$60))","v":3.0038452968326621},72.965392328506042,1,{"$f":"IF(E20592<>\"Serviceable\",E20592,INDEX(Lists!$D$6:$D$8, MATCH(T20592,Lists!$C$6:$C$8,0)))","v":"Serviceable"},{"$f":"INDEX(Lists!$C$12:$C$26, MATCH(H20592, Lists!$B$12:$B$26,0))","v":"HV"}]
[null,41667,1982,"Wood Creos Impregnated","Serviceable","Class 3",0,"hv/sub-transmission",1250,2023,100,"No",false,10,{"$f":"INDEX(Lists!$B$32:$B$40, MATCH(YEAR(TODAY())-C20679, Lists!$C$32:$C$40,1))","v":"41-50"},397.88735772973837,{"$f":"INDEX(Data!$E$24:$E$47, MATCH(F20679&D20679, Data!$B$24:$B$47,0))","v":1.0684339161496522E-3},{"$f":"SUMPRODUCT((Data!$B$58:$B$60=Model!$F20679)*(Data!$C$57:$K$57=Model!$O20679)*(Data!$C$58:$K$60))","v":3.2595928155551883},67.404071844448112,2,{"$f":"IF(E20679<>\"Serviceable\",E20679,INDEX(Lists!$D$6:$D$8, MATCH(T20679,Lists!$C$6:$C$8,0)))","v":"Limited Life"},{"$f":"INDEX(Lists!$C$12:$C$26, MATCH(H20679, Lists!$B$12:$B$26,0))","v":"Sub-T"}]
[null,41759,1979,"Wood Creos Impregnated","Serviceable","Class 3",0,"lv",980,2019,100,"No",false,10,{"$f":"INDEX(Lists!$B$32:$B$40, MATCH(YEAR(TODAY())-C20717, Lists!$C$32:$C$40,1))","v":"41-50"},311.94368846011486,{"$f":"INDEX(Data!$E$24:$E$47, MATCH(F20717&D20717, Data!$B$24:$B$47,0))","v":1.0684339161496522E-3},{"$f":"SUMPRODUCT((Data!$B$58:$B$60=Model!$F20717)*(Data!$C$57:$K$57=Model!$O20717)*(Data!$C$58:$K$60))","v":3.2595928155551883},67.404071844448112,2,{"$f":"IF(E20717<>\"Serviceable\",E20717,INDEX(Lists!$D$6:$D$8, MATCH(T20717,Lists!$C$6:$C$8,0)))","v":"Limited Life"},{"$f":"INDEX(Lists!$C$12:$C$26, MATCH(H20717, Lists!$B$12:$B$26,0))","v":"LV"}]
[null,41918,1965,"Wood Creos Impregnated","Serviceable","Class 3",0,"lv/hv",911,2022,100,"No",false,10,{"$f":"INDEX(Lists!$B$32:$B$40, MATCH(YEAR(TODAY())-C20793, Lists!$C$32:$C$40,1))","v":"51-60"},289.98030631343329,{"$f":"INDEX(Data!$E$24:$E$47, MATCH(F20793&D20793, Data!$B$24:$B$47,0))","v":1.0684339161496522E-3},{"$f":"SUMPRODUCT((Data!$B$58:$B$60=Model!$F20793)*(Data!$C$57:$K$57=Model!$O20793)*(Data!$C$58:$K$60))","v":2.6564859251595059},73.435140748404933,1,{"$f":"IF(E20793<>\"Serviceable\",E20793,INDEX(Lists!$D$6:$D$8, MATCH(T20793,Lists!$C$6:$C$8,0)))","v":"Serviceable"},{"$f":"INDEX(Lists!$C$12:$C$26, MATCH(H20793, Lists!$B$12:$B$26,0))","v":"HV"}]
[null,41970,1970,"Wood Creos Impregnated","Limited Life","Class 3",0,"lv",860,2022,40,"No",false,10,{"$f":"INDEX(Lists!$B$32:$B$40, MATCH(YEAR(TODAY())-C20820, Lists!$C$32:$C$40,1))","v":"51-60"},273.74650211805999,{"$f":"INDEX(Data!$E$24:$E$47, MATCH(F20820&D20820, Data!$B$24:$B$47,0))","v":1.0684339161496522E-3},{"$f":"SUMPRODUCT((Data!$B$58:$B$60=Model!$F20820)*(Data!$C$57:$K$57=Model!$O20820)*(Data!$C$58:$K$60))","v":2.6564859251595059},13.43514074840494,3,{"$f":"IF(E20820<>\"Serviceable\",E20820,INDEX(Lists!$D$6:$D$8, MATCH(T20820,Lists!$C$6:$C$8,0)))","v":"Limited Life"},{"$f":"INDEX(Lists!$C$12:$C$26, MATCH(H20820, Lists!$B$12:$B$26,0))","v":"LV"}]
[null,42109,1972,"Wood Creos Impregnated","Serviceable","Class 3",0,"lv",790,2020,100,"No",false,10,{"$f":"INDEX(Lists!$B$32:$B$40, MATCH(YEAR(TODAY())-C20892, Lists!$C$32:$C$40,1))","v":"51-60"},251.46481008519464,{"$f":"INDEX(Data!$E$24:$E$47, MATCH(F20892&D20892, Data!$B$24:$B$47,0))","v":1.0684339161496522E-3},{"$f":"SUMPRODUCT((Data!$B$58:$B$60=Model!$F20892)*(Data!$C$57:$K$57=Model!$O20892)*(Data!$C$58:$K$60))","v":2.6564859251595059},73.435140748404933,1,{"$f":"IF(E20892<>\"Serviceable\",E20892,INDEX(Lists!$D$6:$D$8, MATCH(T20892,Lists!$C$6:$C$8,0)))","v":"Serviceable"},{"$f":"INDEX(Lists!$C$12:$C$26, MATCH(H20892, Lists!$B$12:$B$26,0))","v":"LV"}]
[null,42231,1938,"Wood Untreated Dressed","Serviceable","Class 1",0,"lv",723,2023,100,"No",false,10,{"$f":"INDEX(Lists!$B$32:$B$40, MATCH(YEAR(TODAY())-C20968, Lists!$C$32:$C$40,1))","v":"81-90"},230.13804771088067,{"$f":"INDEX(Data!$E$24:$E$47, MATCH(F20968&D20968, Data!$B$24:$B$47,0))","v":1.9964561142097742E-3},{"$f":"SUMPRODUCT((Data!$B$58:$B$60=Model!$F20968)*(Data!$C$57:$K$57=Model!$O20968)*(Data!$C$58:$K$60))","v":2.8392735823590045},71.607264176409956,1,{"$f":"IF(E20968<>\"Serviceable\",E20968,INDEX(Lists!$D$6:$D$8, MATCH(T20968,Lists!$C$6:$C$8,0)))","v":"Serviceable"},{"$f":"INDEX(Lists!$C$12:$C$26, MATCH(H20968, Lists!$B$12:$B$26,0))","v":"LV"}]
[null,42301,1976,"Wood Creos Impregnated","Serviceable","Class 3",0,"lv",980,2019,100,"No",false,10,{"$f":"INDEX(Lists!$B$32:$B$40, MATCH(YEAR(TODAY())-C21015, Lists!$C$32:$C$40,1))","v":"41-50"},311.94368846011486,{"$f":"INDEX(Data!$E$24:$E$47, MATCH(F21015&D21015, Data!$B$24:$B$47,0))","v":1.0684339161496522E-3},{"$f":"SUMPRODUCT((Data!$B$58:$B$60=Model!$F21015)*(Data!$C$57:$K$57=Model!$O21015)*(Data!$C$58:$K$60))","v":3.2595928155551883},67.404071844448112,2,{"$f":"IF(E21015<>\"Serviceable\",E21015,INDEX(Lists!$D$6:$D$8, MATCH(T21015,Lists!$C$6:$C$8,0)))","v":"Limited Life"},{"$f":"INDEX(Lists!$C$12:$C$26, MATCH(H21015, Lists!$B$12:$B$26,0))","v":"LV"}]
[null,42396,1952,"Wood Untreated Round","Serviceable","Class 1",0,"lv",754,2023,100,"No",false,10,{"$f":"INDEX(Lists!$B$32:$B$40, MATCH(YEAR(TODAY())-C21067, Lists!$C$32:$C$40,1))","v":"71-80"},240.00565418257818,{"$f":"INDEX(Data!$E$24:$E$47, MATCH(F21067&D21067, Data!$B$24:$B$47,0))","v":1.9964561142097742E-3},{"$f":"SUMPRODUCT((Data!$B$58:$B$60=Model!$F21067)*(Data!$C$57:$K$57=Model!$O21067)*(Data!$C$58:$K$60))","v":2.0707751244791428},79.292248755208576,1,{"$f":"IF(E21067<>\"Serviceable\",E21067,INDEX(Lists!$D$6:$D$8, MATCH(T21067,Lists!$C$6:$C$8,0)))","v":"Serviceable"},{"$f":"INDEX(Lists!$C$12:$C$26, MATCH(H21067, Lists!$B$12:$B$26,0))","v":"LV"}]
[null,42433,1963,"Wood Creos Impregnated","Serviceable","Class 3",0,"lv/hv",1090,2023,100,"No",false,10,{"$f":"INDEX(Lists!$B$32:$B$40, MATCH(YEAR(TODAY())-C21088, Lists!$C$32:$C$40,1))","v":"61-70"},346.95777594033183,{"$f":"INDEX(Data!$E$24:$E$47, MATCH(F21088&D21088, Data!$B$24:$B$47,0))","v":1.0684339161496522E-3},{"$f":"SUMPRODUCT((Data!$B$58:$B$60=Model!$F21088)*(Data!$C$57:$K$57=Model!$O21088)*(Data!$C$58:$K$60))","v":1.9802031311051838},80.197968688948166,1,{"$f":"IF(E21088<>\"Serviceable\",E21088,INDEX(Lists!$D$6:$D$8, MATCH(T21088,Lists!$C$6:$C$8,0)))","v":"Serviceable"},{"$f":"INDEX(Lists!$C$12:$C$26, MATCH(H21088, Lists!$B$12:$B$26,0))","v":"HV"}]
[null,42562,1936,"Wood Untreated Round","Serviceable","Class 1",0,"lv",600,2023,100,"No",false,10,{"$f":"INDEX(Lists!$B$32:$B$40, MATCH(YEAR(TODAY())-C21156, Lists!$C$32:$C$40,1))","v":"81-90"},190.9859317102744,{"$f":"INDEX(Data!$E$24:$E$47, MATCH(F21156&D21156, Data!$B$24:$B$47,0))","v":1.9964561142097742E-3},{"$f":"SUMPRODUCT((Data!$B$58:$B$60=Model!$F21156)*(Data!$C$57:$K$57=Model!$O21156)*(Data!$C$58:$K$60))","v":2.8392735823590045},71.607264176409956,1,{"$f":"IF(E21156<>\"Serviceable\",E21156,INDEX(Lists!$D$6:$D$8, MATCH(T21156,Lists!$C$6:$C$8,0)))","v":"Serviceable"},{"$f":"INDEX(Lists!$C$12:$C$26, MATCH(H21156, Lists!$B$12:$B$26,0))","v":"LV"}]
[null,42645,1966,"Wood Creos Impregnated","Serviceable","Class 3",0,"lv",900,2023,120,"No",false,10,{"$f":"INDEX(Lists!$B$32:$B$40, MATCH(YEAR(TODAY())-C21213, Lists!$C$32:$C$40,1))","v":"51-60"},286.47889756541161,{"$f":"INDEX(Data!$E$24:$E$47, MATCH(F21213&D21213, Data!$B$24:$B$47,0))","v":1.0684339161496522E-3},{"$f":"SUMPRODUCT((Data!$B$58:$B$60=Model!$F21213)*(Data!$C$57:$K$57=Model!$O21213)*(Data!$C$58:$K$60))","v":2.6564859251595059},93.435140748404933,1,{"$f":"IF(E21213<>\"Serviceable\",E21213,INDEX(Lists!$D$6:$D$8, MATCH(T21213,Lists!$C$6:$C$8,0)))","v":"Serviceable"},{"$f":"INDEX(Lists!$C$12:$C$26, MATCH(H21213, Lists!$B$12:$B$26,0))","v":"LV"}]
[null,42732,1936,"Wood Untreated Dressed","Serviceable","Class 1",0,"lv",810,2020,80,"No",false,10,{"$f":"INDEX(Lists!$B$32:$B$40, MATCH(YEAR(TODAY())-C21263, Lists!$C$32:$C$40,1))","v":"81-90"},257.83100780887048,{"$f":"INDEX(Data!$E$24:$E$47, MATCH(F21263&D21263, Data!$B$24:$B$47,0))","v":1.9964561142097742E-3},{"$f":"SUMPRODUCT((Data!$B$58:$B$60=Model!$F21263)*(Data!$C$57:$K$57=Model!$O21263)*(Data!$C$58:$K$60))","v":2.8392735823590045},51.607264176409956,1,{"$f":"IF(E21263<>\"Serviceable\",E21263,INDEX(Lists!$D$6:$D$8, MATCH(T21263,Lists!$C$6:$C$8,0)))","v":"Serviceable"},{"$f":"INDEX(Lists!$C$12:$C$26, MATCH(H21263, Lists!$B$12:$B$26,0))","v":"LV"}]
[null,42904,1969,"Wood Creos Impregnated","Serviceable","Class 3",0,"lv/hv",1030,2020,120,"No",false,10,{"$f":"INDEX(Lists!$B$32:$B$40, MATCH(YEAR(TODAY())-C21351, Lists!$C$32:$C$40,1))","v":"51-60"},327.85918276930443,{"$f":"INDEX(Data!$E$24:$E$47, MATCH(F21351&D21351, Data!$B$24:$B$47,0))","v":1.0684339161496522E-3},{"$f":"SUMPRODUCT((Data!$B$58:$B$60=Model!$F21351)*(Data!$C$57:$K$57=Model!$O21351)*(Data!$C$58:$K$60))","v":2.6564859251595059},93.435140748404933,1,{"$f":"IF(E21351<>\"Serviceable\",E21351,INDEX(Lists!$D$6:$D$8, MATCH(T21351,Lists!$C$6:$C$8,0)))","v":"Serviceable"},{"$f":"INDEX(Lists!$C$12:$C$26, MATCH(H21351, Lists!$B$12:$B$26,0))","v":"HV"}]
[null,42959,1971,"Wood Creos Impregnated","Serviceable","Class 3",0,"lv",830,2023,70,"No",false,10,{"$f":"INDEX(Lists!$B$32:$B$40, MATCH(YEAR(TODAY())-C21388, Lists!$C$32:$C$40,1))","v":"51-60"},264.19720553254626,{"$f":"INDEX(Data!$E$24:$E$47, MATCH(F21388&D21388, Data!$B$24:$B$47,0))","v":1.0684339161496522E-3},{"$f":"SUMPRODUCT((Data!$B$58:$B$60=Model!$F21388)*(Data!$C$57:$K$57=Model!$O21388)*(Data!$C$58:$K$60))","v":2.6564859251595059},43.43514074840494,2,{"$f":"IF(E21388<>\"Serviceable\",E21388,INDEX(Lists!$D$6:$D$8, MATCH(T21388,Lists!$C$6:$C$8,0)))","v":"Limited Life"},{"$f":"INDEX(Lists!$C$12:$C$26, MATCH(H21388, Lists!$B$12:$B$26,0))","v":"LV"}]
[null,43034,1982,"Wood Untreated Dressed","Serviceable","Class 1",0,"lv",980,2023,150,"No",false,10,{"$f":"INDEX(Lists!$B$32:$B$40, MATCH(YEAR(TODAY())-C21438, Lists!$C$32:$C$40,1))","v":"41-50"},311.94368846011486,{"$f":"INDEX(Data!$E$24:$E$47, MATCH(F21438&D21438, Data!$B$24:$B$47,0))","v":1.9964561142097742E-3},{"$f":"SUMPRODUCT((Data!$B$58:$B$60=Model!$F21438)*(Data!$C$57:$K$57=Model!$O21438)*(Data!$C$58:$K$60))","v":1.7977578417715214},132.02242158228478,1,{"$f":"IF(E21438<>\"Serviceable\",E21438,INDEX(Lists!$D$6:$D$8, MATCH(T21438,Lists!$C$6:$C$8,0)))","v":"Serviceable"},{"$f":"INDEX(Lists!$C$12:$C$26, MATCH(H21438, Lists!$B$12:$B$26,0))","v":"LV"}]
[null,43135,1989,"Wood Untreated Dressed","Serviceable","Class 1",0,"lv/hv",1130,2019,150,"No",false,10,{"$f":"INDEX(Lists!$B$32:$B$40, MATCH(YEAR(TODAY())-C21492, Lists!$C$32:$C$40,1))","v":"31-40"},359.69017138768345,{"$f":"INDEX(Data!$E$24:$E$47, MATCH(F21492&D21492, Data!$B$24:$B$47,0))","v":1.9964561142097742E-3},{"$f":"SUMPRODUCT((Data!$B$58:$B$60=Model!$F21492)*(Data!$C$57:$K$57=Model!$O21492)*(Data!$C$58:$K$60))","v":3.0038452968326621},119.96154703167338,1,{"$f":"IF(E21492<>\"Serviceable\",E21492,INDEX(Lists!$D$6:$D$8, MATCH(T21492,Lists!$C$6:$C$8,0)))","v":"Serviceable"},{"$f":"INDEX(Lists!$C$12:$C$26, MATCH(H21492, Lists!$B$12:$B$26,0))","v":"HV"}]
[null,43258,1977,"Wood Untreated Dressed","Serviceable","Class 1",0,"lv",930,2020,120,"No",false,10,{"$f":"INDEX(Lists!$B$32:$B$40, MATCH(YEAR(TODAY())-C21563, Lists!$C$32:$C$40,1))","v":"41-50"},296.02819415092534,{"$f":"INDEX(Data!$E$24:$E$47, MATCH(F21563&D21563, Data!$B$24:$B$47,0))","v":1.9964561142097742E-3},{"$f":"SUMPRODUCT((Data!$B$58:$B$60=Model!$F21563)*(Data!$C$57:$K$57=Model!$O21563)*(Data!$C$58:$K$60))","v":1.7977578417715214},102.02242158228478,1,{"$f":"IF(E21563<>\"Serviceable\",E21563,INDEX(Lists!$D$6:$D$8, MATCH(T21563,Lists!$C$6:$C$8,0)))","v":"Serviceable"},{"$f":"INDEX(Lists!$C$12:$C$26, MATCH(H21563, Lists!$B$12:$B$26,0))","v":"LV"}]
[null,43375,1980,"Wood Untreated Round","Serviceable","Class 1",0,"lv",911,2020,100,"No",false,10,{"$f":"INDEX(Lists!$B$32:$B$40, MATCH(YEAR(TODAY())-C21613, Lists!$C$32:$C$40,1))","v":"41-50"},289.98030631343329,{"$f":"INDEX(Data!$E$24:$E$47, MATCH(F21613&D21613, Data!$B$24:$B$47,0))","v":1.9964561142097742E-3},{"$f":"SUMPRODUCT((Data!$B$58:$B$60=Model!$F21613)*(Data!$C$57:$K$57=Model!$O21613)*(Data!$C$58:$K$60))","v":1.7977578417715214},82.022421582284778,1,{"$f":"IF(E21613<>\"Serviceable\",E21613,INDEX(Lists!$D$6:$D$8, MATCH(T21613,Lists!$C$6:$C$8,0)))","v":"Serviceable"},{"$f":"INDEX(Lists!$C$12:$C$26, MATCH(H21613, Lists!$B$12:$B$26,0))","v":"LV"}]
[null,43442,1966,"Wood Creos Impregnated","Serviceable","Class 3",0,"lv",942,2023,120,"No",false,10,{"$f":"INDEX(Lists!$B$32:$B$40, MATCH(YEAR(TODAY())-C21655, Lists!$C$32:$C$40,1))","v":"51-60"},299.8479127851308,{"$f":"INDEX(Data!$E$24:$E$47, MATCH(F21655&D21655, Data!$B$24:$B$47,0))","v":1.0684339161496522E-3},{"$f":"SUMPRODUCT((Data!$B$58:$B$60=Model!$F21655)*(Data!$C$57:$K$57=Model!$O21655)*(Data!$C$58:$K$60))","v":2.6564859251595059},93.435140748404933,1,{"$f":"IF(E21655<>\"Serviceable\",E21655,INDEX(Lists!$D$6:$D$8, MATCH(T21655,Lists!$C$6:$C$8,0)))","v":"Serviceable"},{"$f":"INDEX(Lists!$C$12:$C$26, MATCH(H21655, Lists!$B$12:$B$26,0))","v":"LV"}]
[null,43572,1983,"Wood Untreated Dressed","Serviceable","Class 1",0,"lv",1257,2023,100,"No",false,10,{"$f":"INDEX(Lists!$B$32:$B$40, MATCH(YEAR(TODAY())-C21738, Lists!$C$32:$C$40,1))","v":"41-50"},400.11552693302491,{"$f":"INDEX(Data!$E$24:$E$47, MATCH(F21738&D21738, Data!$B$24:$B$47,0))","v":1.9964561142097742E-3},{"$f":"SUMPRODUCT((Data!$B$58:$B$60=Model!$F21738)*(Data!$C$57:$K$57=Model!$O21738)*(Data!$C$58:$K$60))","v":1.7977578417715214},82.022421582284778,1,{"$f":"IF(E21738<>\"Serviceable\",E21738,INDEX(Lists!$D$6:$D$8, MATCH(T21738,Lists!$C$6:$C$8,0)))","v":"Serviceable"},{"$f":"INDEX(Lists!$C$12:$C$26, MATCH(H21738, Lists!$B$12:$B$26,0))","v":"LV"}]
[null,43645,1966,"Wood Creos Impregnated","Serviceable","Class 3",0,"lv/hv",1230,2022,140,"No",false,10,{"$f":"INDEX(Lists!$B$32:$B$40, MATCH(YEAR(TODAY())-C21788, Lists!$C$32:$C$40,1))","v":"51-60"},391.52116000606253,{"$f":"INDEX(Data!$E$24:$E$47, MATCH(F21788&D21788, Data!$B$24:$B$47,0))","v":1.0684339161496522E-3},{"$f":"SUMPRODUCT((Data!$B$58:$B$60=Model!$F21788)*(Data!$C$57:$K$57=Model!$O21788)*(Data!$C$58:$K$60))","v":2.6564859251595059},113.43514074840493,1,{"$f":"IF(E21788<>\"Serviceable\",E21788,INDEX(Lists!$D$6:$D$8, MATCH(T21788,Lists!$C$6:$C$8,0)))","v":"Serviceable"},{"$f":"INDEX(Lists!$C$12:$C$26, MATCH(H21788, Lists!$B$12:$B$26,0))","v":"HV"}]
[null,43677,1972,"Wood Creos Impregnated","Serviceable","Class 3",0,"lv",1240,2019,100,"No",false,10,{"$f":"INDEX(Lists!$B$32:$B$40, MATCH(YEAR(TODAY())-C21809, Lists!$C$32:$C$40,1))","v":"51-60"},394.70425886790042,{"$f":"INDEX(Data!$E$24:$E$47, MATCH(F21809&D21809, Data!$B$24:$B$47,0))","v":1.0684339161496522E-3},{"$f":"SUMPRODUCT((Data!$B$58:$B$60=Model!$F21809)*(Data!$C$57:$K$57=Model!$O21809)*(Data!$C$58:$K$60))","v":2.6564859251595059},73.435140748404933,1,{"$f":"IF(E21809<>\"Serviceable\",E21809,INDEX(Lists!$D$6:$D$8, MATCH(T21809,Lists!$C$6:$C$8,0)))","v":"Serviceable"},{"$f":"INDEX(Lists!$C$12:$C$26, MATCH(H21809, Lists!$B$12:$B$26,0))","v":"LV"}]
[null,43773,1963,"Wood Creos Impregnated","Serviceable","Class 3",0,"lv",754,2023,80,"No",false,10,{"$f":"INDEX(Lists!$B$32:$B$40, MATCH(YEAR(TODAY())-C21872, Lists!$C$32:$C$40,1))","v":"61-70"},240.00565418257818,{"$f":"INDEX(Data!$E$24:$E$47, MATCH(F21872&D21872, Data!$B$24:$B$47,0))","v":1.0684339161496522E-3},{"$f":"SUMPRODUCT((Data!$B$58:$B$60=Model!$F21872)*(Data!$C$57:$K$57=Model!$O21872)*(Data!$C$58:$K$60))","v":1.9802031311051838},60.197968688948166,2,{"$f":"IF(E21872<>\"Serviceable\",E21872,INDEX(Lists!$D$6:$D$8, MATCH(T21872,Lists!$C$6:$C$8,0)))","v":"Limited Life"},{"$f":"INDEX(Lists!$C$12:$C$26, MATCH(H21872, Lists!$B$12:$B$26,0))","v":"LV"}]
[null,43875,1961,"Wood Creos Impregnated","Serviceable","Class 3",0,"lv",911,2020,90,"No",false,10,{"$f":"INDEX(Lists!$B$32:$B$40, MATCH(YEAR(TODAY())-C21934, Lists!$C$32:$C$40,1))","v":"61-70"},289.98030631343329,{"$f":"INDEX(Data!$E$24:$E$47, MATCH(F21934&D21934, Data!$B$24:$B$47,0))","v":1.0684339161496522E-3},{"$f":"SUMPRODUCT((Data!$B$58:$B$60=Model!$F21934)*(Data!$C$57:$K$57=Model!$O21934)*(Data!$C$58:$K$60))","v":1.9802031311051838},70.197968688948166,1,{"$f":"IF(E21934<>\"Serviceable\",E21934,INDEX(Lists!$D$6:$D$8, MATCH(T21934,Lists!$C$6:$C$8,0)))","v":"Serviceable"},{"$f":"INDEX(Lists!$C$12:$C$26, MATCH(H21934, Lists!$B$12:$B$26,0))","v":"LV"}]
[null,43953,1963,"Wood Creos Impregnated","Serviceable","Class 3",0,"lv",1040,2020,90,"No",false,10,{"$f":"INDEX(Lists!$B$32:$B$40, MATCH(YEAR(TODAY())-C21984, Lists!$C$32:$C$40,1))","v":"61-70"},331.04228163114232,{"$f":"INDEX(Data!$E$24:$E$47, MATCH(F21984&D21984, Data!$B$24:$B$47,0))","v":1.0684339161496522E-3},{"$f":"SUMPRODUCT((Data!$B$58:$B$60=Model!$F21984)*(Data!$C$57:$K$57=Model!$O21984)*(Data!$C$58:$K$60))","v":1.9802031311051838},70.197968688948166,1,{"$f":"IF(E21984<>\"Serviceable\",E21984,INDEX(Lists!$D$6:$D$8, MATCH(T21984,Lists!$C$6:$C$8,0)))","v":"Serviceable"},{"$f":"INDEX(Lists!$C$12:$C$26, MATCH(H21984, Lists!$B$12:$B$26,0))","v":"LV"}]
[null,44103,1964,"Wood Creos Impregnated","Serviceable","Class 3",0,"lv/future hv",880,2023,100,"No",false,10,{"$f":"INDEX(Lists!$B$32:$B$40, MATCH(YEAR(TODAY())-C22067, Lists!$C$32:$C$40,1))","v":"61-70"},280.11269984173578,{"$f":"INDEX(Data!$E$24:$E$47, MATCH(F22067&D22067, Data!$B$24:$B$47,0))","v":1.0684339161496522E-3},{"$f":"SUMPRODUCT((Data!$B$58:$B$60=Model!$F22067)*(Data!$C$57:$K$57=Model!$O22067)*(Data!$C$58:$K$60))","v":1.9802031311051838},80.197968688948166,1,{"$f":"IF(E22067<>\"Serviceable\",E22067,INDEX(Lists!$D$6:$D$8, MATCH(T22067,Lists!$C$6:$C$8,0)))","v":"Serviceable"},{"$f":"INDEX(Lists!$C$12:$C$26, MATCH(H22067, Lists!$B$12:$B$26,0))","v":"LV"}]
[null,44182,1973,"Wood Creos Impregnated","Serviceable","Class 1",0,"lv/future hv",940,2023,100,"No",false,10,{"$f":"INDEX(Lists!$B$32:$B$40, MATCH(YEAR(TODAY())-C22109, Lists!$C$32:$C$40,1))","v":"51-60"},299.21129301276324,{"$f":"INDEX(Data!$E$24:$E$47, MATCH(F22109&D22109, Data!$B$24:$B$47,0))","v":9.9474993092014377E-4},{"$f":"SUMPRODUCT((Data!$B$58:$B$60=Model!$F22109)*(Data!$C$57:$K$57=Model!$O22109)*(Data!$C$58:$K$60))","v":1.3557210085184006},86.44278991481599,1,{"$f":"IF(E22109<>\"Serviceable\",E22109,INDEX(Lists!$D$6:$D$8, MATCH(T22109,Lists!$C$6:$C$8,0)))","v":"Serviceable"},{"$f":"INDEX(Lists!$C$12:$C$26, MATCH(H22109, Lists!$B$12:$B$26,0))","v":"LV"}]
[null,44276,1956,"Wood Untreated Round","Serviceable","Class 1",0,"lv",730,2023,90,"No",false,10,{"$f":"INDEX(Lists!$B$32:$B$40, MATCH(YEAR(TODAY())-C22159, Lists!$C$32:$C$40,1))","v":"61-70"},232.36621691416721,{"$f":"INDEX(Data!$E$24:$E$47, MATCH(F22159&D22159, Data!$B$24:$B$47,0))","v":1.9964561142097742E-3},{"$f":"SUMPRODUCT((Data!$B$58:$B$60=Model!$F22159)*(Data!$C$57:$K$57=Model!$O22159)*(Data!$C$58:$K$60))","v":2.3795837981601728},66.204162018398279,1,{"$f":"IF(E22159<>\"Serviceable\",E22159,INDEX(Lists!$D$6:$D$8, MATCH(T22159,Lists!$C$6:$C$8,0)))","v":"Serviceable"},{"$f":"INDEX(Lists!$C$12:$C$26, MATCH(H22159, Lists!$B$12:$B$26,0))","v":"LV"}]
[null,44352,1955,"Wood Untreated Round","Serviceable","Class 1",0,"lv/hv",1110,2019,100,"No",false,10,{"$f":"INDEX(Lists!$B$32:$B$40, MATCH(YEAR(TODAY())-C22208, Lists!$C$32:$C$40,1))","v":"61-70"},353.32397366400767,{"$f":"INDEX(Data!$E$24:$E$47, MATCH(F22208&D22208, Data!$B$24:$B$47,0))","v":1.9964561142097742E-3},{"$f":"SUMPRODUCT((Data!$B$58:$B$60=Model!$F22208)*(Data!$C$57:$K$57=Model!$O22208)*(Data!$C$58:$K$60))","v":2.3795837981601728},76.204162018398279,1,{"$f":"IF(E22208<>\"Serviceable\",E22208,INDEX(Lists!$D$6:$D$8, MATCH(T22208,Lists!$C$6:$C$8,0)))","v":"Serviceable"},{"$f":"INDEX(Lists!$C$12:$C$26, MATCH(H22208, Lists!$B$12:$B$26,0))","v":"HV"}]
[null,44467,1968,"Wood Creos Impregnated","Serviceable","Class 3",0,"lv/future hv",890,2023,80,"No",false,10,{"$f":"INDEX(Lists!$B$32:$B$40, MATCH(YEAR(TODAY())-C22284, Lists!$C$32:$C$40,1))","v":"51-60"},283.29579870357372,{"$f":"INDEX(Data!$E$24:$E$47, MATCH(F22284&D22284, Data!$B$24:$B$47,0))","v":1.0684339161496522E-3},{"$f":"SUMPRODUCT((Data!$B$58:$B$60=Model!$F22284)*(Data!$C$57:$K$57=Model!$O22284)*(Data!$C$58:$K$60))","v":2.6564859251595059},53.43514074840494,2,{"$f":"IF(E22284<>\"Serviceable\",E22284,INDEX(Lists!$D$6:$D$8, MATCH(T22284,Lists!$C$6:$C$8,0)))","v":"Limited Life"},{"$f":"INDEX(Lists!$C$12:$C$26, MATCH(H22284, Lists!$B$12:$B$26,0))","v":"LV"}]
[null,44546,1975,"Wood Creos Impregnated","Serviceable","Class 3",0,"lv",1020,2019,90,"No",false,10,{"$f":"INDEX(Lists!$B$32:$B$40, MATCH(YEAR(TODAY())-C22334, Lists!$C$32:$C$40,1))","v":"41-50"},324.67608390746648,{"$f":"INDEX(Data!$E$24:$E$47, MATCH(F22334&D22334, Data!$B$24:$B$47,0))","v":1.0684339161496522E-3},{"$f":"SUMPRODUCT((Data!$B$58:$B$60=Model!$F22334)*(Data!$C$57:$K$57=Model!$O22334)*(Data!$C$58:$K$60))","v":3.2595928155551883},57.404071844448119,2,{"$f":"IF(E22334<>\"Serviceable\",E22334,INDEX(Lists!$D$6:$D$8, MATCH(T22334,Lists!$C$6:$C$8,0)))","v":"Limited Life"},{"$f":"INDEX(Lists!$C$12:$C$26, MATCH(H22334, Lists!$B$12:$B$26,0))","v":"LV"}]
[null,44613,1975,"Wood Creos Impregnated","Serviceable","Class 1",0,"lv",960,2019,100,"No",false,10,{"$f":"INDEX(Lists!$B$32:$B$40, MATCH(YEAR(TODAY())-C22371, Lists!$C$32:$C$40,1))","v":"41-50"},305.57749073643907,{"$f":"INDEX(Data!$E$24:$E$47, MATCH(F22371&D22371, Data!$B$24:$B$47,0))","v":9.9474993092014377E-4},{"$f":"SUMPRODUCT((Data!$B$58:$B$60=Model!$F22371)*(Data!$C$57:$K$57=Model!$O22371)*(Data!$C$58:$K$60))","v":1.7977578417715214},82.022421582284778,1,{"$f":"IF(E22371<>\"Serviceable\",E22371,INDEX(Lists!$D$6:$D$8, MATCH(T22371,Lists!$C$6:$C$8,0)))","v":"Serviceable"},{"$f":"INDEX(Lists!$C$12:$C$26, MATCH(H22371, Lists!$B$12:$B$26,0))","v":"LV"}]
[null,44673,1974,"Wood Creos Impregnated","Serviceable","Class 3",0,"lv",820,2019,70,"No",false,10,{"$f":"INDEX(Lists!$B$32:$B$40, MATCH(YEAR(TODAY())-C22404, Lists!$C$32:$C$40,1))","v":"51-60"},261.01410667070837,{"$f":"INDEX(Data!$E$24:$E$47, MATCH(F22404&D22404, Data!$B$24:$B$47,0))","v":1.0684339161496522E-3},{"$f":"SUMPRODUCT((Data!$B$58:$B$60=Model!$F22404)*(Data!$C$57:$K$57=Model!$O22404)*(Data!$C$58:$K$60))","v":2.6564859251595059},43.43514074840494,2,{"$f":"IF(E22404<>\"Serviceable\",E22404,INDEX(Lists!$D$6:$D$8, MATCH(T22404,Lists!$C$6:$C$8,0)))","v":"Limited Life"},{"$f":"INDEX(Lists!$C$12:$C$26, MATCH(H22404, Lists!$B$12:$B$26,0))","v":"LV"}]
[null,44764,1997,"Wood Salt Impregnated (Green)","Serviceable","Class 1",0,"lv",910,2020,150,"No",false,10,{"$f":"INDEX(Lists!$B$32:$B$40, MATCH(YEAR(TODAY())-C22454, Lists!$C$32:$C$40,1))","v":"21-30"},289.66199642724951,{"$f":"INDEX(Data!$E$24:$E$47, MATCH(F22454&D22454, Data!$B$24:$B$47,0))","v":9.9474993092014377E-4},{"$f":"SUMPRODUCT((Data!$B$58:$B$60=Model!$F22454)*(Data!$C$57:$K$57=Model!$O22454)*(Data!$C$58:$K$60))","v":2.1651652228345815},128.34834777165418,1,{"$f":"IF(E22454<>\"Serviceable\",E22454,INDEX(Lists!$D$6:$D$8, MATCH(T22454,Lists!$C$6:$C$8,0)))","v":"Serviceable"},{"$f":"INDEX(Lists!$C$12:$C$26, MATCH(H22454, Lists!$B$12:$B$26,0))","v":"LV"}]
[null,44869,2005,"Wood Salt Impregnated (Green)","Serviceable","Class 1",0,"lv",975,2020,999,"No",false,10,{"$f":"INDEX(Lists!$B$32:$B$40, MATCH(YEAR(TODAY())-C22512, Lists!$C$32:$C$40,1))","v":"0-20"},310.35213902919594,{"$f":"INDEX(Data!$E$24:$E$47, MATCH(F22512&D22512, Data!$B$24:$B$47,0))","v":9.9474993092014377E-4},{"$f":"SUMPRODUCT((Data!$B$58:$B$60=Model!$F22512)*(Data!$C$57:$K$57=Model!$O22512)*(Data!$C$58:$K$60))","v":1.3477151645848988},999,1,{"$f":"IF(E22512<>\"Serviceable\",E22512,INDEX(Lists!$D$6:$D$8, MATCH(T22512,Lists!$C$6:$C$8,0)))","v":"Serviceable"},{"$f":"INDEX(Lists!$C$12:$C$26, MATCH(H22512, Lists!$B$12:$B$26,0))","v":"LV"}]
[null,45007,1964,"Wood Creos Impregnated","Serviceable","Class 3",0,"lv/hv/sub-transmission",1280,2019,100,"No",false,10,{"$f":"INDEX(Lists!$B$32:$B$40, MATCH(YEAR(TODAY())-C22579, Lists!$C$32:$C$40,1))","v":"61-70"},407.4366543152521,{"$f":"INDEX(Data!$E$24:$E$47, MATCH(F22579&D22579, Data!$B$24:$B$47,0))","v":1.0684339161496522E-3},{"$f":"SUMPRODUCT((Data!$B$58:$B$60=Model!$F22579)*(Data!$C$57:$K$57=Model!$O22579)*(Data!$C$58:$K$60))","v":1.9802031311051838},80.197968688948166,1,{"$f":"IF(E22579<>\"Serviceable\",E22579,INDEX(Lists!$D$6:$D$8, MATCH(T22579,Lists!$C$6:$C$8,0)))","v":"Serviceable"},{"$f":"INDEX(Lists!$C$12:$C$26, MATCH(H22579, Lists!$B$12:$B$26,0))","v":"Sub-T"}]
[null,45133,1981,"Wood Untreated Round","Serviceable","Class 1",0,"lv/hv",1000,2022,100,"No",false,10,{"$f":"INDEX(Lists!$B$32:$B$40, MATCH(YEAR(TODAY())-C22655, Lists!$C$32:$C$40,1))","v":"41-50"},318.3098861837907,{"$f":"INDEX(Data!$E$24:$E$47, MATCH(F22655&D22655, Data!$B$24:$B$47,0))","v":1.9964561142097742E-3},{"$f":"SUMPRODUCT((Data!$B$58:$B$60=Model!$F22655)*(Data!$C$57:$K$57=Model!$O22655)*(Data!$C$58:$K$60))","v":1.7977578417715214},82.022421582284778,1,{"$f":"IF(E22655<>\"Serviceable\",E22655,INDEX(Lists!$D$6:$D$8, MATCH(T22655,Lists!$C$6:$C$8,0)))","v":"Serviceable"},{"$f":"INDEX(Lists!$C$12:$C$26, MATCH(H22655, Lists!$B$12:$B$26,0))","v":"HV"}]
[null,45231,1967,"Wood Creos Impregnated","Serviceable","Class 3",0,"lv/future hv",1037,2023,90,"No",false,10,{"$f":"INDEX(Lists!$B$32:$B$40, MATCH(YEAR(TODAY())-C22707, Lists!$C$32:$C$40,1))","v":"51-60"},330.08735197259097,{"$f":"INDEX(Data!$E$24:$E$47, MATCH(F22707&D22707, Data!$B$24:$B$47,0))","v":1.0684339161496522E-3},{"$f":"SUMPRODUCT((Data!$B$58:$B$60=Model!$F22707)*(Data!$C$57:$K$57=Model!$O22707)*(Data!$C$58:$K$60))","v":2.6564859251595059},63.43514074840494,2,{"$f":"IF(E22707<>\"Serviceable\",E22707,INDEX(Lists!$D$6:$D$8, MATCH(T22707,Lists!$C$6:$C$8,0)))","v":"Limited Life"},{"$f":"INDEX(Lists!$C$12:$C$26, MATCH(H22707, Lists!$B$12:$B$26,0))","v":"LV"}]
[null,45317,1965,"Wood Creos Impregnated","Serviceable","Class 3",0,"lv",980,2023,110,"No",false,10,{"$f":"INDEX(Lists!$B$32:$B$40, MATCH(YEAR(TODAY())-C22754, Lists!$C$32:$C$40,1))","v":"51-60"},311.94368846011486,{"$f":"INDEX(Data!$E$24:$E$47, MATCH(F22754&D22754, Data!$B$24:$B$47,0))","v":1.0684339161496522E-3},{"$f":"SUMPRODUCT((Data!$B$58:$B$60=Model!$F22754)*(Data!$C$57:$K$57=Model!$O22754)*(Data!$C$58:$K$60))","v":2.6564859251595059},83.435140748404933,1,{"$f":"IF(E22754<>\"Serviceable\",E22754,INDEX(Lists!$D$6:$D$8, MATCH(T22754,Lists!$C$6:$C$8,0)))","v":"Serviceable"},{"$f":"INDEX(Lists!$C$12:$C$26, MATCH(H22754, Lists!$B$12:$B$26,0))","v":"LV"}]
[null,45454,1986,"Wood Untreated Dressed","Serviceable","Class 1",0,"lv/hv",1100,2023,140,"No",false,10,{"$f":"INDEX(Lists!$B$32:$B$40, MATCH(YEAR(TODAY())-C22830, Lists!$C$32:$C$40,1))","v":"31-40"},350.14087480216978,{"$f":"INDEX(Data!$E$24:$E$47, MATCH(F22830&D22830, Data!$B$24:$B$47,0))","v":1.9964561142097742E-3},{"$f":"SUMPRODUCT((Data!$B$58:$B$60=Model!$F22830)*(Data!$C$57:$K$57=Model!$O22830)*(Data!$C$58:$K$60))","v":3.0038452968326621},109.96154703167338,1,{"$f":"IF(E22830<>\"Serviceable\",E22830,INDEX(Lists!$D$6:$D$8, MATCH(T22830,Lists!$C$6:$C$8,0)))","v":"Serviceable"},{"$f":"INDEX(Lists!$C$12:$C$26, MATCH(H22830, Lists!$B$12:$B$26,0))","v":"HV"}]
[null,45480,1979,"Wood Untreated Dressed","Serviceable","Class 1",0,"lv/hv/sub-transmission",1150,2023,120,"No",false,10,{"$f":"INDEX(Lists!$B$32:$B$40, MATCH(YEAR(TODAY())-C22848, Lists!$C$32:$C$40,1))","v":"41-50"},366.05636911135929,{"$f":"INDEX(Data!$E$24:$E$47, MATCH(F22848&D22848, Data!$B$24:$B$47,0))","v":1.9964561142097742E-3},{"$f":"SUMPRODUCT((Data!$B$58:$B$60=Model!$F22848)*(Data!$C$57:$K$57=Model!$O22848)*(Data!$C$58:$K$60))","v":1.7977578417715214},102.02242158228478,1,{"$f":"IF(E22848<>\"Serviceable\",E22848,INDEX(Lists!$D$6:$D$8, MATCH(T22848,Lists!$C$6:$C$8,0)))","v":"Serviceable"},{"$f":"INDEX(Lists!$C$12:$C$26, MATCH(H22848, Lists!$B$12:$B$26,0))","v":"Sub-T"}]
[null,45613,1984,"Wood Untreated Dressed","Serviceable","Class 1",0,"lv",1100,2019,130,"No",false,10,{"$f":"INDEX(Lists!$B$32:$B$40, MATCH(YEAR(TODAY())-C22929, Lists!$C$32:$C$40,1))","v":"41-50"},350.14087480216978,{"$f":"INDEX(Data!$E$24:$E$47, MATCH(F22929&D22929, Data!$B$24:$B$47,0))","v":1.9964561142097742E-3},{"$f":"SUMPRODUCT((Data!$B$58:$B$60=Model!$F22929)*(Data!$C$57:$K$57=Model!$O22929)*(Data!$C$58:$K$60))","v":1.7977578417715214},112.02242158228478,1,{"$f":"IF(E22929<>\"Serviceable\",E22929,INDEX(Lists!$D$6:$D$8, MATCH(T22929,Lists!$C$6:$C$8,0)))","v":"Serviceable"},{"$f":"INDEX(Lists!$C$12:$C$26, MATCH(H22929, Lists!$B$12:$B$26,0))","v":"LV"}]
[null,45644,1958,"Wood Creos Impregnated","Serviceable","Class 3",0,"lv/hv",1070,2023,90,"No",false,10,{"$f":"INDEX(Lists!$B$32:$B$40, MATCH(YEAR(TODAY())-C22950, Lists!$C$32:$C$40,1))","v":"61-70"},340.59157821665605,{"$f":"INDEX(Data!$E$24:$E$47, MATCH(F22950&D22950, Data!$B$24:$B$47,0))","v":1.0684339161496522E-3},{"$f":"SUMPRODUCT((Data!$B$58:$B$60=Model!$F22950)*(Data!$C$57:$K$57=Model!$O22950)*(Data!$C$58:$K$60))","v":1.9802031311051838},70.197968688948166,1,{"$f":"IF(E22950<>\"Serviceable\",E22950,INDEX(Lists!$D$6:$D$8, MATCH(T22950,Lists!$C$6:$C$8,0)))","v":"Serviceable"},{"$f":"INDEX(Lists!$C$12:$C$26, MATCH(H22950, Lists!$B$12:$B$26,0))","v":"HV"}]
[null,45802,1984,"Wood Untreated Dressed","Serviceable","Class 1",0,"lv/hv",890,2023,100,"No",false,10,{"$f":"INDEX(Lists!$B$32:$B$40, MATCH(YEAR(TODAY())-C23043, Lists!$C$32:$C$40,1))","v":"41-50"},283.29579870357372,{"$f":"INDEX(Data!$E$24:$E$47, MATCH(F23043&D23043, Data!$B$24:$B$47,0))","v":1.9964561142097742E-3},{"$f":"SUMPRODUCT((Data!$B$58:$B$60=Model!$F23043)*(Data!$C$57:$K$57=Model!$O23043)*(Data!$C$58:$K$60))","v":1.7977578417715214},82.022421582284778,1,{"$f":"IF(E23043<>\"Serviceable\",E23043,INDEX(Lists!$D$6:$D$8, MATCH(T23043,Lists!$C$6:$C$8,0)))","v":"Serviceable"},{"$f":"INDEX(Lists!$C$12:$C$26, MATCH(H23043, Lists!$B$12:$B$26,0))","v":"HV"}]
[null,45850,1986,"Wood Untreated Dressed","Serviceable","Class 1",0,"lv/hv",950,2023,150,"No",false,10,{"$f":"INDEX(Lists!$B$32:$B$40, MATCH(YEAR(TODAY())-C23075, Lists!$C$32:$C$40,1))","v":"31-40"},302.39439187460113,{"$f":"INDEX(Data!$E$24:$E$47, MATCH(F23075&D23075, Data!$B$24:$B$47,0))","v":1.9964561142097742E-3},{"$f":"SUMPRODUCT((Data!$B$58:$B$60=Model!$F23075)*(Data!$C$57:$K$57=Model!$O23075)*(Data!$C$58:$K$60))","v":3.0038452968326621},119.96154703167338,1,{"$f":"IF(E23075<>\"Serviceable\",E23075,INDEX(Lists!$D$6:$D$8, MATCH(T23075,Lists!$C$6:$C$8,0)))","v":"Serviceable"},{"$f":"INDEX(Lists!$C$12:$C$26, MATCH(H23075, Lists!$B$12:$B$26,0))","v":"HV"}]
[null,45933,1976,"Wood Untreated Dressed","Serviceable","Class 1",0,"lv/hv",660,2019,90,"No",false,10,{"$f":"INDEX(Lists!$B$32:$B$40, MATCH(YEAR(TODAY())-C23125, Lists!$C$32:$C$40,1))","v":"41-50"},210.08452488130186,{"$f":"INDEX(Data!$E$24:$E$47, MATCH(F23125&D23125, Data!$B$24:$B$47,0))","v":1.9964561142097742E-3},{"$f":"SUMPRODUCT((Data!$B$58:$B$60=Model!$F23125)*(Data!$C$57:$K$57=Model!$O23125)*(Data!$C$58:$K$60))","v":1.7977578417715214},72.022421582284778,1,{"$f":"IF(E23125<>\"Serviceable\",E23125,INDEX(Lists!$D$6:$D$8, MATCH(T23125,Lists!$C$6:$C$8,0)))","v":"Serviceable"},{"$f":"INDEX(Lists!$C$12:$C$26, MATCH(H23125, Lists!$B$12:$B$26,0))","v":"HV"}]
[null,46017,1976,"Wood Untreated Dressed","Serviceable","Class 1",0,"lv",660,2019,90,"No",false,10,{"$f":"INDEX(Lists!$B$32:$B$40, MATCH(YEAR(TODAY())-C23175, Lists!$C$32:$C$40,1))","v":"41-50"},210.08452488130186,{"$f":"INDEX(Data!$E$24:$E$47, MATCH(F23175&D23175, Data!$B$24:$B$47,0))","v":1.9964561142097742E-3},{"$f":"SUMPRODUCT((Data!$B$58:$B$60=Model!$F23175)*(Data!$C$57:$K$57=Model!$O23175)*(Data!$C$58:$K$60))","v":1.7977578417715214},72.022421582284778,1,{"$f":"IF(E23175<>\"Serviceable\",E23175,INDEX(Lists!$D$6:$D$8, MATCH(T23175,Lists!$C$6:$C$8,0)))","v":"Serviceable"},{"$f":"INDEX(Lists!$C$12:$C$26, MATCH(H23175, Lists!$B$12:$B$26,0))","v":"LV"}]
[null,46117,1974,"Wood Untreated Dressed","Serviceable","Class 1",0,"lv",720,2019,100,"No",false,10,{"$f":"INDEX(Lists!$B$32:$B$40, MATCH(YEAR(TODAY())-C23228, Lists!$C$32:$C$40,1))","v":"51-60"},229.18311805232929,{"$f":"INDEX(Data!$E$24:$E$47, MATCH(F23228&D23228, Data!$B$24:$B$47,0))","v":1.9964561142097742E-3},{"$f":"SUMPRODUCT((Data!$B$58:$B$60=Model!$F23228)*(Data!$C$57:$K$57=Model!$O23228)*(Data!$C$58:$K$60))","v":1.3557210085184006},86.44278991481599,1,{"$f":"IF(E23228<>\"Serviceable\",E23228,INDEX(Lists!$D$6:$D$8, MATCH(T23228,Lists!$C$6:$C$8,0)))","v":"Serviceable"},{"$f":"INDEX(Lists!$C$12:$C$26, MATCH(H23228, Lists!$B$12:$B$26,0))","v":"LV"}]
[null,46230,1977,"Wood Untreated Round","Serviceable","Class 2",0,"lv",900,2023,130,"No",false,10,{"$f":"INDEX(Lists!$B$32:$B$40, MATCH(YEAR(TODAY())-C23300, Lists!$C$32:$C$40,1))","v":"41-50"},286.47889756541161,{"$f":"INDEX(Data!$E$24:$E$47, MATCH(F23300&D23300, Data!$B$24:$B$47,0))","v":2.1997700016428453E-3},{"$f":"SUMPRODUCT((Data!$B$58:$B$60=Model!$F23300)*(Data!$C$57:$K$57=Model!$O23300)*(Data!$C$58:$K$60))","v":3.126815166746074},98.731848332539258,1,{"$f":"IF(E23300<>\"Serviceable\",E23300,INDEX(Lists!$D$6:$D$8, MATCH(T23300,Lists!$C$6:$C$8,0)))","v":"Serviceable"},{"$f":"INDEX(Lists!$C$12:$C$26, MATCH(H23300, Lists!$B$12:$B$26,0))","v":"LV"}]
[null,46319,1947,"Wood Untreated Dressed","Serviceable","Class 1",0,"lv",720,2023,90,"No",false,10,{"$f":"INDEX(Lists!$B$32:$B$40, MATCH(YEAR(TODAY())-C23350, Lists!$C$32:$C$40,1))","v":"71-80"},229.18311805232929,{"$f":"INDEX(Data!$E$24:$E$47, MATCH(F23350&D23350, Data!$B$24:$B$47,0))","v":1.9964561142097742E-3},{"$f":"SUMPRODUCT((Data!$B$58:$B$60=Model!$F23350)*(Data!$C$57:$K$57=Model!$O23350)*(Data!$C$58:$K$60))","v":2.0707751244791428},69.292248755208576,1,{"$f":"IF(E23350<>\"Serviceable\",E23350,INDEX(Lists!$D$6:$D$8, MATCH(T23350,Lists!$C$6:$C$8,0)))","v":"Serviceable"},{"$f":"INDEX(Lists!$C$12:$C$26, MATCH(H23350, Lists!$B$12:$B$26,0))","v":"LV"}]
[null,46454,1971,"Wood Creos Impregnated","Serviceable","Class 3",0,"lv",1050,2023,110,"No",false,10,{"$f":"INDEX(Lists!$B$32:$B$40, MATCH(YEAR(TODAY())-C23423, Lists!$C$32:$C$40,1))","v":"51-60"},334.22538049298021,{"$f":"INDEX(Data!$E$24:$E$47, MATCH(F23423&D23423, Data!$B$24:$B$47,0))","v":1.0684339161496522E-3},{"$f":"SUMPRODUCT((Data!$B$58:$B$60=Model!$F23423)*(Data!$C$57:$K$57=Model!$O23423)*(Data!$C$58:$K$60))","v":2.6564859251595059},83.435140748404933,1,{"$f":"IF(E23423<>\"Serviceable\",E23423,INDEX(Lists!$D$6:$D$8, MATCH(T23423,Lists!$C$6:$C$8,0)))","v":"Serviceable"},{"$f":"INDEX(Lists!$C$12:$C$26, MATCH(H23423, Lists!$B$12:$B$26,0))","v":"LV"}]
[null,46539,1986,"Wood Untreated Dressed","Serviceable","Class 1",0,"lv/hv",940,2019,120,"No",false,10,{"$f":"INDEX(Lists!$B$32:$B$40, MATCH(YEAR(TODAY())-C23475, Lists!$C$32:$C$40,1))","v":"31-40"},299.21129301276324,{"$f":"INDEX(Data!$E$24:$E$47, MATCH(F23475&D23475, Data!$B$24:$B$47,0))","v":1.9964561142097742E-3},{"$f":"SUMPRODUCT((Data!$B$58:$B$60=Model!$F23475)*(Data!$C$57:$K$57=Model!$O23475)*(Data!$C$58:$K$60))","v":3.0038452968326621},89.961547031673376,1,{"$f":"IF(E23475<>\"Serviceable\",E23475,INDEX(Lists!$D$6:$D$8, MATCH(T23475,Lists!$C$6:$C$8,0)))","v":"Serviceable"},{"$f":"INDEX(Lists!$C$12:$C$26, MATCH(H23475, Lists!$B$12:$B$26,0))","v":"HV"}]
[null,46572,1938,"Wood Untreated Dressed","Serviceable","Class 1",0,"lv/hv",840,2019,90,"No",false,{"$f":"IF(L23496=\"No\",ROUND((End_year-J23496)/5,0)*5,ROUND((End_year-J23496)/3,0)*3)","v":10},{"$f":"INDEX(Lists!$B$32:$B$40, MATCH(YEAR(TODAY())-C23496, Lists!$C$32:$C$40,1))","v":"81-90"},267.38030439438415,{"$f":"INDEX(Data!$E$24:$E$47, MATCH(F23496&D23496, Data!$B$24:$B$47,0))","v":1.9964561142097742E-3},{"$f":"SUMPRODUCT((Data!$B$58:$B$60=Model!$F23496)*(Data!$C$57:$K$57=Model!$O23496)*(Data!$C$58:$K$60))","v":2.8392735823590045},{"$f":"IF(IF(K23496>=700,999,(K23496-R23496*N23496))<0,0,IF(K23496>=700,999,(K23496-R23496*N23496)))","v":61.607264176409956},{"$f":"IF(S23496<30,3,IF(AND(F23496=\"Class 1\",S23496<50),2,IF(AND(F23496=\"Class 1\",S23496>=50),1,IF(S23496<70,2,1))))","v":1},{"$f":"IF(E23496<>\"Serviceable\",E23496,INDEX(Lists!$D$6:$D$8, MATCH(T23496,Lists!$C$6:$C$8,0)))","v":"Serviceable"},{"$f":"INDEX(Lists!$C$12:$C$26, MATCH(H23496, Lists!$B$12:$B$26,0))","v":"HV"}]
[null,46697,1967,"Wood Creos Impregnated","Serviceable","Class 3",0,"lv/hv/sub-transmission",1159,2023,100,"No",false,10,{"$f":"INDEX(Lists!$B$32:$B$40, MATCH(YEAR(TODAY())-C23564, Lists!$C$32:$C$40,1))","v":"51-60"},368.9211580870134,{"$f":"INDEX(Data!$E$24:$E$47, MATCH(F23564&D23564, Data!$B$24:$B$47,0))","v":1.0684339161496522E-3},{"$f":"SUMPRODUCT((Data!$B$58:$B$60=Model!$F23564)*(Data!$C$57:$K$57=Model!$O23564)*(Data!$C$58:$K$60))","v":2.6564859251595059},73.435140748404933,1,{"$f":"IF(E23564<>\"Serviceable\",E23564,INDEX(Lists!$D$6:$D$8, MATCH(T23564,Lists!$C$6:$C$8,0)))","v":"Serviceable"},{"$f":"INDEX(Lists!$C$12:$C$26, MATCH(H23564, Lists!$B$12:$B$26,0))","v":"Sub-T"}]
[null,46822,1969,"Wood Creos Impregnated","Serviceable","Class 3",0,"lv/hv",820,2023,100,"No",false,10,{"$f":"INDEX(Lists!$B$32:$B$40, MATCH(YEAR(TODAY())-C23650, Lists!$C$32:$C$40,1))","v":"51-60"},261.01410667070837,{"$f":"INDEX(Data!$E$24:$E$47, MATCH(F23650&D23650, Data!$B$24:$B$47,0))","v":1.0684339161496522E-3},{"$f":"SUMPRODUCT((Data!$B$58:$B$60=Model!$F23650)*(Data!$C$57:$K$57=Model!$O23650)*(Data!$C$58:$K$60))","v":2.6564859251595059},73.435140748404933,1,{"$f":"IF(E23650<>\"Serviceable\",E23650,INDEX(Lists!$D$6:$D$8, MATCH(T23650,Lists!$C$6:$C$8,0)))","v":"Serviceable"},{"$f":"INDEX(Lists!$C$12:$C$26, MATCH(H23650, Lists!$B$12:$B$26,0))","v":"HV"}]
[null,46861,1969,"Wood Creos Impregnated","Serviceable","Class 3",0,"lv/hv",790,2023,100,"No",false,10,{"$f":"INDEX(Lists!$B$32:$B$40, MATCH(YEAR(TODAY())-C23671, Lists!$C$32:$C$40,1))","v":"51-60"},251.46481008519464,{"$f":"INDEX(Data!$E$24:$E$47, MATCH(F23671&D23671, Data!$B$24:$B$47,0))","v":1.0684339161496522E-3},{"$f":"SUMPRODUCT((Data!$B$58:$B$60=Model!$F23671)*(Data!$C$57:$K$57=Model!$O23671)*(Data!$C$58:$K$60))","v":2.6564859251595059},73.435140748404933,1,{"$f":"IF(E23671<>\"Serviceable\",E23671,INDEX(Lists!$D$6:$D$8, MATCH(T23671,Lists!$C$6:$C$8,0)))","v":"Serviceable"},{"$f":"INDEX(Lists!$C$12:$C$26, MATCH(H23671, Lists!$B$12:$B$26,0))","v":"HV"}]
[null,47019,1963,"Wood Creos Impregnated","Serviceable","Class 3",0,"lv/hv",1160,2019,80,"No",false,10,{"$f":"INDEX(Lists!$B$32:$B$40, MATCH(YEAR(TODAY())-C23759, Lists!$C$32:$C$40,1))","v":"61-70"},369.23946797319718,{"$f":"INDEX(Data!$E$24:$E$47, MATCH(F23759&D23759, Data!$B$24:$B$47,0))","v":1.0684339161496522E-3},{"$f":"SUMPRODUCT((Data!$B$58:$B$60=Model!$F23759)*(Data!$C$57:$K$57=Model!$O23759)*(Data!$C$58:$K$60))","v":1.9802031311051838},60.197968688948166,2,{"$f":"IF(E23759<>\"Serviceable\",E23759,INDEX(Lists!$D$6:$D$8, MATCH(T23759,Lists!$C$6:$C$8,0)))","v":"Limited Life"},{"$f":"INDEX(Lists!$C$12:$C$26, MATCH(H23759, Lists!$B$12:$B$26,0))","v":"HV"}]
[null,47081,1973,"Wood Creos Impregnated","Serviceable","Class 1",0,"lv/hv",880,2023,80,"No",false,10,{"$f":"INDEX(Lists!$B$32:$B$40, MATCH(YEAR(TODAY())-C23796, Lists!$C$32:$C$40,1))","v":"51-60"},280.11269984173578,{"$f":"INDEX(Data!$E$24:$E$47, MATCH(F23796&D23796, Data!$B$24:$B$47,0))","v":9.9474993092014377E-4},{"$f":"SUMPRODUCT((Data!$B$58:$B$60=Model!$F23796)*(Data!$C$57:$K$57=Model!$O23796)*(Data!$C$58:$K$60))","v":1.3557210085184006},66.44278991481599,1,{"$f":"IF(E23796<>\"Serviceable\",E23796,INDEX(Lists!$D$6:$D$8, MATCH(T23796,Lists!$C$6:$C$8,0)))","v":"Serviceable"},{"$f":"INDEX(Lists!$C$12:$C$26, MATCH(H23796, Lists!$B$12:$B$26,0))","v":"HV"}]
[null,47171,1985,"Wood Untreated Dressed","Serviceable","Class 1",0,"lv",880,2023,100,"No",false,10,{"$f":"INDEX(Lists!$B$32:$B$40, MATCH(YEAR(TODAY())-C23846, Lists!$C$32:$C$40,1))","v":"31-40"},280.11269984173578,{"$f":"INDEX(Data!$E$24:$E$47, MATCH(F23846&D23846, Data!$B$24:$B$47,0))","v":1.9964561142097742E-3},{"$f":"SUMPRODUCT((Data!$B$58:$B$60=Model!$F23846)*(Data!$C$57:$K$57=Model!$O23846)*(Data!$C$58:$K$60))","v":3.0038452968326621},69.961547031673376,1,{"$f":"IF(E23846<>\"Serviceable\",E23846,INDEX(Lists!$D$6:$D$8, MATCH(T23846,Lists!$C$6:$C$8,0)))","v":"Serviceable"},{"$f":"INDEX(Lists!$C$12:$C$26, MATCH(H23846, Lists!$B$12:$B$26,0))","v":"LV"}]
[null,47273,1965,"Wood Creos Impregnated","Serviceable","Class 3",0,"lv/hv",800,2019,100,"No",false,10,{"$f":"INDEX(Lists!$B$32:$B$40, MATCH(YEAR(TODAY())-C23900, Lists!$C$32:$C$40,1))","v":"51-60"},254.64790894703253,{"$f":"INDEX(Data!$E$24:$E$47, MATCH(F23900&D23900, Data!$B$24:$B$47,0))","v":1.0684339161496522E-3},{"$f":"SUMPRODUCT((Data!$B$58:$B$60=Model!$F23900)*(Data!$C$57:$K$57=Model!$O23900)*(Data!$C$58:$K$60))","v":2.6564859251595059},73.435140748404933,1,{"$f":"IF(E23900<>\"Serviceable\",E23900,INDEX(Lists!$D$6:$D$8, MATCH(T23900,Lists!$C$6:$C$8,0)))","v":"Serviceable"},{"$f":"INDEX(Lists!$C$12:$C$26, MATCH(H23900, Lists!$B$12:$B$26,0))","v":"HV"}]
[null,47393,1981,"Wood Untreated Dressed","Serviceable","Class 1",0,"lv",880,2023,120,"No",false,10,{"$f":"INDEX(Lists!$B$32:$B$40, MATCH(YEAR(TODAY())-C23971, Lists!$C$32:$C$40,1))","v":"41-50"},280.11269984173578,{"$f":"INDEX(Data!$E$24:$E$47, MATCH(F23971&D23971, Data!$B$24:$B$47,0))","v":1.9964561142097742E-3},{"$f":"SUMPRODUCT((Data!$B$58:$B$60=Model!$F23971)*(Data!$C$57:$K$57=Model!$O23971)*(Data!$C$58:$K$60))","v":1.7977578417715214},102.02242158228478,1,{"$f":"IF(E23971<>\"Serviceable\",E23971,INDEX(Lists!$D$6:$D$8, MATCH(T23971,Lists!$C$6:$C$8,0)))","v":"Serviceable"},{"$f":"INDEX(Lists!$C$12:$C$26, MATCH(H23971, Lists!$B$12:$B$26,0))","v":"LV"}]
[null,47476,1970,"Wood Creos Impregnated","Serviceable","Class 3",0,"lv",950,2023,80,"No",false,10,{"$f":"INDEX(Lists!$B$32:$B$40, MATCH(YEAR(TODAY())-C24021, Lists!$C$32:$C$40,1))","v":"51-60"},302.39439187460113,{"$f":"INDEX(Data!$E$24:$E$47, MATCH(F24021&D24021, Data!$B$24:$B$47,0))","v":1.0684339161496522E-3},{"$f":"SUMPRODUCT((Data!$B$58:$B$60=Model!$F24021)*(Data!$C$57:$K$57=Model!$O24021)*(Data!$C$58:$K$60))","v":2.6564859251595059},53.43514074840494,2,{"$f":"IF(E24021<>\"Serviceable\",E24021,INDEX(Lists!$D$6:$D$8, MATCH(T24021,Lists!$C$6:$C$8,0)))","v":"Limited Life"},{"$f":"INDEX(Lists!$C$12:$C$26, MATCH(H24021, Lists!$B$12:$B$26,0))","v":"LV"}]
[null,47510,1974,"Wood Creos Impregnated","Serviceable","Class 3",0,"lv/hv/sub-transmission",1280,2019,130,"No",false,10,{"$f":"INDEX(Lists!$B$32:$B$40, MATCH(YEAR(TODAY())-C24041, Lists!$C$32:$C$40,1))","v":"51-60"},407.4366543152521,{"$f":"INDEX(Data!$E$24:$E$47, MATCH(F24041&D24041, Data!$B$24:$B$47,0))","v":1.0684339161496522E-3},{"$f":"SUMPRODUCT((Data!$B$58:$B$60=Model!$F24041)*(Data!$C$57:$K$57=Model!$O24041)*(Data!$C$58:$K$60))","v":2.6564859251595059},103.43514074840493,1,{"$f":"IF(E24041<>\"Serviceable\",E24041,INDEX(Lists!$D$6:$D$8, MATCH(T24041,Lists!$C$6:$C$8,0)))","v":"Serviceable"},{"$f":"INDEX(Lists!$C$12:$C$26, MATCH(H24041, Lists!$B$12:$B$26,0))","v":"Sub-T"}]
[null,47595,1966,"Wood Creos Impregnated","Serviceable","Class 3",0,"lv/hv",900,2023,90,"No",false,10,{"$f":"INDEX(Lists!$B$32:$B$40, MATCH(YEAR(TODAY())-C24091, Lists!$C$32:$C$40,1))","v":"51-60"},286.47889756541161,{"$f":"INDEX(Data!$E$24:$E$47, MATCH(F24091&D24091, Data!$B$24:$B$47,0))","v":1.0684339161496522E-3},{"$f":"SUMPRODUCT((Data!$B$58:$B$60=Model!$F24091)*(Data!$C$57:$K$57=Model!$O24091)*(Data!$C$58:$K$60))","v":2.6564859251595059},63.43514074840494,2,{"$f":"IF(E24091<>\"Serviceable\",E24091,INDEX(Lists!$D$6:$D$8, MATCH(T24091,Lists!$C$6:$C$8,0)))","v":"Limited Life"},{"$f":"INDEX(Lists!$C$12:$C$26, MATCH(H24091, Lists!$B$12:$B$26,0))","v":"HV"}]
[null,47779,1971,"Wood Creos Impregnated","Serviceable","Class 2",0,"lv/future hv",850,2022,130,"No",false,10,{"$f":"INDEX(Lists!$B$32:$B$40, MATCH(YEAR(TODAY())-C24196, Lists!$C$32:$C$40,1))","v":"51-60"},270.5634032562221,{"$f":"INDEX(Data!$E$24:$E$47, MATCH(F24196&D24196, Data!$B$24:$B$47,0))","v":1.6118836915297091E-3},{"$f":"SUMPRODUCT((Data!$B$58:$B$60=Model!$F24196)*(Data!$C$57:$K$57=Model!$O24196)*(Data!$C$58:$K$60))","v":2.6773548093458861},103.22645190654114,1,{"$f":"IF(E24196<>\"Serviceable\",E24196,INDEX(Lists!$D$6:$D$8, MATCH(T24196,Lists!$C$6:$C$8,0)))","v":"Serviceable"},{"$f":"INDEX(Lists!$C$12:$C$26, MATCH(H24196, Lists!$B$12:$B$26,0))","v":"LV"}]
[null,47792,1969,"Wood Creos Impregnated","Serviceable","Class 3",0,"lv",942,2023,110,"No",false,10,{"$f":"INDEX(Lists!$B$32:$B$40, MATCH(YEAR(TODAY())-C24204, Lists!$C$32:$C$40,1))","v":"51-60"},299.8479127851308,{"$f":"INDEX(Data!$E$24:$E$47, MATCH(F24204&D24204, Data!$B$24:$B$47,0))","v":1.0684339161496522E-3},{"$f":"SUMPRODUCT((Data!$B$58:$B$60=Model!$F24204)*(Data!$C$57:$K$57=Model!$O24204)*(Data!$C$58:$K$60))","v":2.6564859251595059},83.435140748404933,1,{"$f":"IF(E24204<>\"Serviceable\",E24204,INDEX(Lists!$D$6:$D$8, MATCH(T24204,Lists!$C$6:$C$8,0)))","v":"Serviceable"},{"$f":"INDEX(Lists!$C$12:$C$26, MATCH(H24204, Lists!$B$12:$B$26,0))","v":"LV"}]
[null,47901,1969,"Wood Salt Impregnated (Green)","Serviceable","Class 4",0,"lv/hv",1000,2022,999,"No",false,10,{"$f":"INDEX(Lists!$B$32:$B$40, MATCH(YEAR(TODAY())-C24266, Lists!$C$32:$C$40,1))","v":"51-60"},318.3098861837907,{"$f":"INDEX(Data!$E$24:$E$47, MATCH(F24266&D24266, Data!$B$24:$B$47,0))","v":{"$error":"#N/A"}},{"$f":"SUMPRODUCT((Data!$B$58:$B$60=Model!$F24266)*(Data!$C$57:$K$57=Model!$O24266)*(Data!$C$58:$K$60))","v":0},999,1,{"$f":"IF(E24266<>\"Serviceable\",E24266,INDEX(Lists!$D$6:$D$8, MATCH(T24266,Lists!$C$6:$C$8,0)))","v":"Serviceable"},{"$f":"INDEX(Lists!$C$12:$C$26, MATCH(H24266, Lists!$B$12:$B$26,0))","v":"HV"}]
[null,48012,1943,"Wood Untreated Dressed","Serviceable","Class 1",0,"lv",754,2023,100,"No",false,10,{"$f":"INDEX(Lists!$B$32:$B$40, MATCH(YEAR(TODAY())-C24316, Lists!$C$32:$C$40,1))","v":"81-90"},240.00565418257818,{"$f":"INDEX(Data!$E$24:$E$47, MATCH(F24316&D24316, Data!$B$24:$B$47,0))","v":1.9964561142097742E-3},{"$f":"SUMPRODUCT((Data!$B$58:$B$60=Model!$F24316)*(Data!$C$57:$K$57=Model!$O24316)*(Data!$C$58:$K$60))","v":2.8392735823590045},71.607264176409956,1,{"$f":"IF(E24316<>\"Serviceable\",E24316,INDEX(Lists!$D$6:$D$8, MATCH(T24316,Lists!$C$6:$C$8,0)))","v":"Serviceable"},{"$f":"INDEX(Lists!$C$12:$C$26, MATCH(H24316, Lists!$B$12:$B$26,0))","v":"LV"}]
[null,48134,1983,"Wood Untreated Dressed","Serviceable","Class 1",0,"lv/future hv",1180,2023,100,"No",false,{"$f":"IF(L24392=\"No\",ROUND((End_year-J24392)/5,0)*5,ROUND((End_year-J24392)/3,0)*3)","v":10},{"$f":"INDEX(Lists!$B$32:$B$40, MATCH(YEAR(TODAY())-C24392, Lists!$C$32:$C$40,1))","v":"41-50"},375.60566569687302,{"$f":"INDEX(Data!$E$24:$E$47, MATCH(F24392&D24392, Data!$B$24:$B$47,0))","v":1.9964561142097742E-3},{"$f":"SUMPRODUCT((Data!$B$58:$B$60=Model!$F24392)*(Data!$C$57:$K$57=Model!$O24392)*(Data!$C$58:$K$60))","v":1.7977578417715214},{"$f":"IF(IF(K24392>=700,999,(K24392-R24392*N24392))<0,0,IF(K24392>=700,999,(K24392-R24392*N24392)))","v":82.022421582284778},{"$f":"IF(S24392<30,3,IF(AND(F24392=\"Class 1\",S24392<50),2,IF(AND(F24392=\"Class 1\",S24392>=50),1,IF(S24392<70,2,1))))","v":1},{"$f":"IF(E24392<>\"Serviceable\",E24392,INDEX(Lists!$D$6:$D$8, MATCH(T24392,Lists!$C$6:$C$8,0)))","v":"Serviceable"},{"$f":"INDEX(Lists!$C$12:$C$26, MATCH(H24392, Lists!$B$12:$B$26,0))","v":"LV"}]
[null,48190,1970,"Wood Creos Impregnated","Serviceable","Class 3",0,"lv",860,2023,120,"No",false,10,{"$f":"INDEX(Lists!$B$32:$B$40, MATCH(YEAR(TODAY())-C24421, Lists!$C$32:$C$40,1))","v":"51-60"},273.74650211805999,{"$f":"INDEX(Data!$E$24:$E$47, MATCH(F24421&D24421, Data!$B$24:$B$47,0))","v":1.0684339161496522E-3},{"$f":"SUMPRODUCT((Data!$B$58:$B$60=Model!$F24421)*(Data!$C$57:$K$57=Model!$O24421)*(Data!$C$58:$K$60))","v":2.6564859251595059},93.435140748404933,1,{"$f":"IF(E24421<>\"Serviceable\",E24421,INDEX(Lists!$D$6:$D$8, MATCH(T24421,Lists!$C$6:$C$8,0)))","v":"Serviceable"},{"$f":"INDEX(Lists!$C$12:$C$26, MATCH(H24421, Lists!$B$12:$B$26,0))","v":"LV"}]
[null,48324,1987,"Wood Untreated Dressed","Serviceable","Class 1",0,"lv",942,2023,120,"No",false,10,{"$f":"INDEX(Lists!$B$32:$B$40, MATCH(YEAR(TODAY())-C24491, Lists!$C$32:$C$40,1))","v":"31-40"},299.8479127851308,{"$f":"INDEX(Data!$E$24:$E$47, MATCH(F24491&D24491, Data!$B$24:$B$47,0))","v":1.9964561142097742E-3},{"$f":"SUMPRODUCT((Data!$B$58:$B$60=Model!$F24491)*(Data!$C$57:$K$57=Model!$O24491)*(Data!$C$58:$K$60))","v":3.0038452968326621},89.961547031673376,1,{"$f":"IF(E24491<>\"Serviceable\",E24491,INDEX(Lists!$D$6:$D$8, MATCH(T24491,Lists!$C$6:$C$8,0)))","v":"Serviceable"},{"$f":"INDEX(Lists!$C$12:$C$26, MATCH(H24491, Lists!$B$12:$B$26,0))","v":"LV"}]
[null,48444,1968,"Wood Creos Impregnated","Serviceable","Class 3",0,"stay",1050,2023,70,"No",false,10,{"$f":"INDEX(Lists!$B$32:$B$40, MATCH(YEAR(TODAY())-C24567, Lists!$C$32:$C$40,1))","v":"51-60"},334.22538049298021,{"$f":"INDEX(Data!$E$24:$E$47, MATCH(F24567&D24567, Data!$B$24:$B$47,0))","v":1.0684339161496522E-3},{"$f":"SUMPRODUCT((Data!$B$58:$B$60=Model!$F24567)*(Data!$C$57:$K$57=Model!$O24567)*(Data!$C$58:$K$60))","v":2.6564859251595059},43.43514074840494,2,{"$f":"IF(E24567<>\"Serviceable\",E24567,INDEX(Lists!$D$6:$D$8, MATCH(T24567,Lists!$C$6:$C$8,0)))","v":"Limited Life"},{"$f":"INDEX(Lists!$C$12:$C$26, MATCH(H24567, Lists!$B$12:$B$26,0))","v":"LV"}]
[null,48539,1950,"Wood Untreated Round","Serviceable","Class 1",0,"lv",900,2022,90,"No",false,10,{"$f":"INDEX(Lists!$B$32:$B$40, MATCH(YEAR(TODAY())-C24616, Lists!$C$32:$C$40,1))","v":"71-80"},286.47889756541161,{"$f":"INDEX(Data!$E$24:$E$47, MATCH(F24616&D24616, Data!$B$24:$B$47,0))","v":1.9964561142097742E-3},{"$f":"SUMPRODUCT((Data!$B$58:$B$60=Model!$F24616)*(Data!$C$57:$K$57=Model!$O24616)*(Data!$C$58:$K$60))","v":2.0707751244791428},69.292248755208576,1,{"$f":"IF(E24616<>\"Serviceable\",E24616,INDEX(Lists!$D$6:$D$8, MATCH(T24616,Lists!$C$6:$C$8,0)))","v":"Serviceable"},{"$f":"INDEX(Lists!$C$12:$C$26, MATCH(H24616, Lists!$B$12:$B$26,0))","v":"LV"}]
[null,48673,1965,"Wood Creos Impregnated","Serviceable","Class 3",0,"lv",960,2019,100,"No",false,10,{"$f":"INDEX(Lists!$B$32:$B$40, MATCH(YEAR(TODAY())-C24692, Lists!$C$32:$C$40,1))","v":"51-60"},305.57749073643907,{"$f":"INDEX(Data!$E$24:$E$47, MATCH(F24692&D24692, Data!$B$24:$B$47,0))","v":1.0684339161496522E-3},{"$f":"SUMPRODUCT((Data!$B$58:$B$60=Model!$F24692)*(Data!$C$57:$K$57=Model!$O24692)*(Data!$C$58:$K$60))","v":2.6564859251595059},73.435140748404933,1,{"$f":"IF(E24692<>\"Serviceable\",E24692,INDEX(Lists!$D$6:$D$8, MATCH(T24692,Lists!$C$6:$C$8,0)))","v":"Serviceable"},{"$f":"INDEX(Lists!$C$12:$C$26, MATCH(H24692, Lists!$B$12:$B$26,0))","v":"LV"}]
[null,48750,1964,"Wood Creos Impregnated","Serviceable","Class 3",0,"lv/future hv",1100,2023,100,"No",false,10,{"$f":"INDEX(Lists!$B$32:$B$40, MATCH(YEAR(TODAY())-C24742, Lists!$C$32:$C$40,1))","v":"61-70"},350.14087480216978,{"$f":"INDEX(Data!$E$24:$E$47, MATCH(F24742&D24742, Data!$B$24:$B$47,0))","v":1.0684339161496522E-3},{"$f":"SUMPRODUCT((Data!$B$58:$B$60=Model!$F24742)*(Data!$C$57:$K$57=Model!$O24742)*(Data!$C$58:$K$60))","v":1.9802031311051838},80.197968688948166,1,{"$f":"IF(E24742<>\"Serviceable\",E24742,INDEX(Lists!$D$6:$D$8, MATCH(T24742,Lists!$C$6:$C$8,0)))","v":"Serviceable"},{"$f":"INDEX(Lists!$C$12:$C$26, MATCH(H24742, Lists!$B$12:$B$26,0))","v":"LV"}]
[null,48781,1976,"Wood Creos Impregnated","Serviceable","Class 3",0,"lv/hv",920,2023,100,"No",false,10,{"$f":"INDEX(Lists!$B$32:$B$40, MATCH(YEAR(TODAY())-C24757, Lists!$C$32:$C$40,1))","v":"41-50"},292.84509528908745,{"$f":"INDEX(Data!$E$24:$E$47, MATCH(F24757&D24757, Data!$B$24:$B$47,0))","v":1.0684339161496522E-3},{"$f":"SUMPRODUCT((Data!$B$58:$B$60=Model!$F24757)*(Data!$C$57:$K$57=Model!$O24757)*(Data!$C$58:$K$60))","v":3.2595928155551883},67.404071844448112,2,{"$f":"IF(E24757<>\"Serviceable\",E24757,INDEX(Lists!$D$6:$D$8, MATCH(T24757,Lists!$C$6:$C$8,0)))","v":"Limited Life"},{"$f":"INDEX(Lists!$C$12:$C$26, MATCH(H24757, Lists!$B$12:$B$26,0))","v":"HV"}]
[null,48866,1986,"Wood Untreated Dressed","Serviceable","Class 1",0,"lv",1162,2023,100,"No",false,10,{"$f":"INDEX(Lists!$B$32:$B$40, MATCH(YEAR(TODAY())-C24812, Lists!$C$32:$C$40,1))","v":"31-40"},369.8760877455648,{"$f":"INDEX(Data!$E$24:$E$47, MATCH(F24812&D24812, Data!$B$24:$B$47,0))","v":1.9964561142097742E-3},{"$f":"SUMPRODUCT((Data!$B$58:$B$60=Model!$F24812)*(Data!$C$57:$K$57=Model!$O24812)*(Data!$C$58:$K$60))","v":3.0038452968326621},69.961547031673376,1,{"$f":"IF(E24812<>\"Serviceable\",E24812,INDEX(Lists!$D$6:$D$8, MATCH(T24812,Lists!$C$6:$C$8,0)))","v":"Serviceable"},{"$f":"INDEX(Lists!$C$12:$C$26, MATCH(H24812, Lists!$B$12:$B$26,0))","v":"LV"}]
[null,48938,1975,"Wood Untreated Dressed","Serviceable","Class 1",0,"lv/hv",785,2023,100,"No",false,10,{"$f":"INDEX(Lists!$B$32:$B$40, MATCH(YEAR(TODAY())-C24862, Lists!$C$32:$C$40,1))","v":"41-50"},249.8732606542757,{"$f":"INDEX(Data!$E$24:$E$47, MATCH(F24862&D24862, Data!$B$24:$B$47,0))","v":1.9964561142097742E-3},{"$f":"SUMPRODUCT((Data!$B$58:$B$60=Model!$F24862)*(Data!$C$57:$K$57=Model!$O24862)*(Data!$C$58:$K$60))","v":1.7977578417715214},82.022421582284778,1,{"$f":"IF(E24862<>\"Serviceable\",E24862,INDEX(Lists!$D$6:$D$8, MATCH(T24862,Lists!$C$6:$C$8,0)))","v":"Serviceable"},{"$f":"INDEX(Lists!$C$12:$C$26, MATCH(H24862, Lists!$B$12:$B$26,0))","v":"HV"}]
[null,49028,1974,"Wood Creos Impregnated","Serviceable","Class 3",0,"lv/future hv",910,2023,100,"No",false,10,{"$f":"INDEX(Lists!$B$32:$B$40, MATCH(YEAR(TODAY())-C24920, Lists!$C$32:$C$40,1))","v":"51-60"},289.66199642724951,{"$f":"INDEX(Data!$E$24:$E$47, MATCH(F24920&D24920, Data!$B$24:$B$47,0))","v":1.0684339161496522E-3},{"$f":"SUMPRODUCT((Data!$B$58:$B$60=Model!$F24920)*(Data!$C$57:$K$57=Model!$O24920)*(Data!$C$58:$K$60))","v":2.6564859251595059},73.435140748404933,1,{"$f":"IF(E24920<>\"Serviceable\",E24920,INDEX(Lists!$D$6:$D$8, MATCH(T24920,Lists!$C$6:$C$8,0)))","v":"Serviceable"},{"$f":"INDEX(Lists!$C$12:$C$26, MATCH(H24920, Lists!$B$12:$B$26,0))","v":"LV"}]
[null,49132,1973,"Wood Untreated Round","Serviceable","Class 1",0,"lv",597,2023,90,"No",false,10,{"$f":"INDEX(Lists!$B$32:$B$40, MATCH(YEAR(TODAY())-C24987, Lists!$C$32:$C$40,1))","v":"51-60"},190.03100205172305,{"$f":"INDEX(Data!$E$24:$E$47, MATCH(F24987&D24987, Data!$B$24:$B$47,0))","v":1.9964561142097742E-3},{"$f":"SUMPRODUCT((Data!$B$58:$B$60=Model!$F24987)*(Data!$C$57:$K$57=Model!$O24987)*(Data!$C$58:$K$60))","v":1.3557210085184006},76.44278991481599,1,{"$f":"IF(E24987<>\"Serviceable\",E24987,INDEX(Lists!$D$6:$D$8, MATCH(T24987,Lists!$C$6:$C$8,0)))","v":"Serviceable"},{"$f":"INDEX(Lists!$C$12:$C$26, MATCH(H24987, Lists!$B$12:$B$26,0))","v":"LV"}]
[null,49225,1967,"Wood Creos Impregnated","Limited Life","Class 3",0,"lv",720,2023,80,"No",false,10,{"$f":"INDEX(Lists!$B$32:$B$40, MATCH(YEAR(TODAY())-C25037, Lists!$C$32:$C$40,1))","v":"51-60"},229.18311805232929,{"$f":"INDEX(Data!$E$24:$E$47, MATCH(F25037&D25037, Data!$B$24:$B$47,0))","v":1.0684339161496522E-3},{"$f":"SUMPRODUCT((Data!$B$58:$B$60=Model!$F25037)*(Data!$C$57:$K$57=Model!$O25037)*(Data!$C$58:$K$60))","v":2.6564859251595059},53.43514074840494,2,{"$f":"IF(E25037<>\"Serviceable\",E25037,INDEX(Lists!$D$6:$D$8, MATCH(T25037,Lists!$C$6:$C$8,0)))","v":"Limited Life"},{"$f":"INDEX(Lists!$C$12:$C$26, MATCH(H25037, Lists!$B$12:$B$26,0))","v":"LV"}]
[null,49366,1972,"Wood Creos Impregnated","Serviceable","Class 3",0,"lv",810,2023,130,"No",false,10,{"$f":"INDEX(Lists!$B$32:$B$40, MATCH(YEAR(TODAY())-C25115, Lists!$C$32:$C$40,1))","v":"51-60"},257.83100780887048,{"$f":"INDEX(Data!$E$24:$E$47, MATCH(F25115&D25115, Data!$B$24:$B$47,0))","v":1.0684339161496522E-3},{"$f":"SUMPRODUCT((Data!$B$58:$B$60=Model!$F25115)*(Data!$C$57:$K$57=Model!$O25115)*(Data!$C$58:$K$60))","v":2.6564859251595059},103.43514074840493,1,{"$f":"IF(E25115<>\"Serviceable\",E25115,INDEX(Lists!$D$6:$D$8, MATCH(T25115,Lists!$C$6:$C$8,0)))","v":"Serviceable"},{"$f":"INDEX(Lists!$C$12:$C$26, MATCH(H25115, Lists!$B$12:$B$26,0))","v":"LV"}]
[null,49445,1973,"Wood Creos Impregnated","Serviceable","Class 3",0,"lv",920,2019,80,"No",false,10,{"$f":"INDEX(Lists!$B$32:$B$40, MATCH(YEAR(TODAY())-C25162, Lists!$C$32:$C$40,1))","v":"51-60"},292.84509528908745,{"$f":"INDEX(Data!$E$24:$E$47, MATCH(F25162&D25162, Data!$B$24:$B$47,0))","v":1.0684339161496522E-3},{"$f":"SUMPRODUCT((Data!$B$58:$B$60=Model!$F25162)*(Data!$C$57:$K$57=Model!$O25162)*(Data!$C$58:$K$60))","v":2.6564859251595059},53.43514074840494,2,{"$f":"IF(E25162<>\"Serviceable\",E25162,INDEX(Lists!$D$6:$D$8, MATCH(T25162,Lists!$C$6:$C$8,0)))","v":"Limited Life"},{"$f":"INDEX(Lists!$C$12:$C$26, MATCH(H25162, Lists!$B$12:$B$26,0))","v":"LV"}]
[null,49533,1968,"Wood Creos Impregnated","Serviceable","Class 3",0,"lv/hv",950,2023,100,"No",false,10,{"$f":"INDEX(Lists!$B$32:$B$40, MATCH(YEAR(TODAY())-C25212, Lists!$C$32:$C$40,1))","v":"51-60"},302.39439187460113,{"$f":"INDEX(Data!$E$24:$E$47, MATCH(F25212&D25212, Data!$B$24:$B$47,0))","v":1.0684339161496522E-3},{"$f":"SUMPRODUCT((Data!$B$58:$B$60=Model!$F25212)*(Data!$C$57:$K$57=Model!$O25212)*(Data!$C$58:$K$60))","v":2.6564859251595059},73.435140748404933,1,{"$f":"IF(E25212<>\"Serviceable\",E25212,INDEX(Lists!$D$6:$D$8, MATCH(T25212,Lists!$C$6:$C$8,0)))","v":"Serviceable"},{"$f":"INDEX(Lists!$C$12:$C$26, MATCH(H25212, Lists!$B$12:$B$26,0))","v":"HV"}]
[null,49632,1973,"Wood Creos Impregnated","Serviceable","Class 3",0,"lv/hv",1150,2019,120,"No",false,10,{"$f":"INDEX(Lists!$B$32:$B$40, MATCH(YEAR(TODAY())-C25256, Lists!$C$32:$C$40,1))","v":"51-60"},366.05636911135929,{"$f":"INDEX(Data!$E$24:$E$47, MATCH(F25256&D25256, Data!$B$24:$B$47,0))","v":1.0684339161496522E-3},{"$f":"SUMPRODUCT((Data!$B$58:$B$60=Model!$F25256)*(Data!$C$57:$K$57=Model!$O25256)*(Data!$C$58:$K$60))","v":2.6564859251595059},93.435140748404933,1,{"$f":"IF(E25256<>\"Serviceable\",E25256,INDEX(Lists!$D$6:$D$8, MATCH(T25256,Lists!$C$6:$C$8,0)))","v":"Serviceable"},{"$f":"INDEX(Lists!$C$12:$C$26, MATCH(H25256, Lists!$B$12:$B$26,0))","v":"HV"}]
[null,49787,1969,"Wood Creos Impregnated","Serviceable","Class 3",0,"lv",1037,2023,100,"No",false,10,{"$f":"INDEX(Lists!$B$32:$B$40, MATCH(YEAR(TODAY())-C25337, Lists!$C$32:$C$40,1))","v":"51-60"},330.08735197259097,{"$f":"INDEX(Data!$E$24:$E$47, MATCH(F25337&D25337, Data!$B$24:$B$47,0))","v":1.0684339161496522E-3},{"$f":"SUMPRODUCT((Data!$B$58:$B$60=Model!$F25337)*(Data!$C$57:$K$57=Model!$O25337)*(Data!$C$58:$K$60))","v":2.6564859251595059},73.435140748404933,1,{"$f":"IF(E25337<>\"Serviceable\",E25337,INDEX(Lists!$D$6:$D$8, MATCH(T25337,Lists!$C$6:$C$8,0)))","v":"Serviceable"},{"$f":"INDEX(Lists!$C$12:$C$26, MATCH(H25337, Lists!$B$12:$B$26,0))","v":"LV"}]
[null,49818,1971,"Wood Creos Impregnated","Serviceable","Class 3",0,"lv",911,2023,100,"No",false,10,{"$f":"INDEX(Lists!$B$32:$B$40, MATCH(YEAR(TODAY())-C25358, Lists!$C$32:$C$40,1))","v":"51-60"},289.98030631343329,{"$f":"INDEX(Data!$E$24:$E$47, MATCH(F25358&D25358, Data!$B$24:$B$47,0))","v":1.0684339161496522E-3},{"$f":"SUMPRODUCT((Data!$B$58:$B$60=Model!$F25358)*(Data!$C$57:$K$57=Model!$O25358)*(Data!$C$58:$K$60))","v":2.6564859251595059},73.435140748404933,1,{"$f":"IF(E25358<>\"Serviceable\",E25358,INDEX(Lists!$D$6:$D$8, MATCH(T25358,Lists!$C$6:$C$8,0)))","v":"Serviceable"},{"$f":"INDEX(Lists!$C$12:$C$26, MATCH(H25358, Lists!$B$12:$B$26,0))","v":"LV"}]
[null,49980,1968,"Wood Creos Impregnated","Serviceable","Class 2",0,"lv/hv",880,2023,80,"No",false,10,{"$f":"INDEX(Lists!$B$32:$B$40, MATCH(YEAR(TODAY())-C25451, Lists!$C$32:$C$40,1))","v":"51-60"},280.11269984173578,{"$f":"INDEX(Data!$E$24:$E$47, MATCH(F25451&D25451, Data!$B$24:$B$47,0))","v":1.6118836915297091E-3},{"$f":"SUMPRODUCT((Data!$B$58:$B$60=Model!$F25451)*(Data!$C$57:$K$57=Model!$O25451)*(Data!$C$58:$K$60))","v":2.6773548093458861},53.226451906541143,2,{"$f":"IF(E25451<>\"Serviceable\",E25451,INDEX(Lists!$D$6:$D$8, MATCH(T25451,Lists!$C$6:$C$8,0)))","v":"Limited Life"},{"$f":"INDEX(Lists!$C$12:$C$26, MATCH(H25451, Lists!$B$12:$B$26,0))","v":"HV"}]
[null,50090,1972,"Wood Creos Impregnated","Serviceable","Class 3",0,"lv",880,2023,90,"No",false,10,{"$f":"INDEX(Lists!$B$32:$B$40, MATCH(YEAR(TODAY())-C25512, Lists!$C$32:$C$40,1))","v":"51-60"},280.11269984173578,{"$f":"INDEX(Data!$E$24:$E$47, MATCH(F25512&D25512, Data!$B$24:$B$47,0))","v":1.0684339161496522E-3},{"$f":"SUMPRODUCT((Data!$B$58:$B$60=Model!$F25512)*(Data!$C$57:$K$57=Model!$O25512)*(Data!$C$58:$K$60))","v":2.6564859251595059},63.43514074840494,2,{"$f":"IF(E25512<>\"Serviceable\",E25512,INDEX(Lists!$D$6:$D$8, MATCH(T25512,Lists!$C$6:$C$8,0)))","v":"Limited Life"},{"$f":"INDEX(Lists!$C$12:$C$26, MATCH(H25512, Lists!$B$12:$B$26,0))","v":"LV"}]
[null,50125,1966,"Wood Creos Impregnated","Serviceable","Class 3",0,"lv/future hv",974,2023,100,"No",false,10,{"$f":"INDEX(Lists!$B$32:$B$40, MATCH(YEAR(TODAY())-C25533, Lists!$C$32:$C$40,1))","v":"51-60"},310.0338291430121,{"$f":"INDEX(Data!$E$24:$E$47, MATCH(F25533&D25533, Data!$B$24:$B$47,0))","v":1.0684339161496522E-3},{"$f":"SUMPRODUCT((Data!$B$58:$B$60=Model!$F25533)*(Data!$C$57:$K$57=Model!$O25533)*(Data!$C$58:$K$60))","v":2.6564859251595059},73.435140748404933,1,{"$f":"IF(E25533<>\"Serviceable\",E25533,INDEX(Lists!$D$6:$D$8, MATCH(T25533,Lists!$C$6:$C$8,0)))","v":"Serviceable"},{"$f":"INDEX(Lists!$C$12:$C$26, MATCH(H25533, Lists!$B$12:$B$26,0))","v":"LV"}]
[null,50236,1954,"Wood Untreated Dressed","Limited Life","Class 1",0,"lv/sub-transmission",1005,2023,90,"No",false,10,{"$f":"INDEX(Lists!$B$32:$B$40, MATCH(YEAR(TODAY())-C25592, Lists!$C$32:$C$40,1))","v":"71-80"},319.90143561470961,{"$f":"INDEX(Data!$E$24:$E$47, MATCH(F25592&D25592, Data!$B$24:$B$47,0))","v":1.9964561142097742E-3},{"$f":"SUMPRODUCT((Data!$B$58:$B$60=Model!$F25592)*(Data!$C$57:$K$57=Model!$O25592)*(Data!$C$58:$K$60))","v":2.0707751244791428},69.292248755208576,1,{"$f":"IF(E25592<>\"Serviceable\",E25592,INDEX(Lists!$D$6:$D$8, MATCH(T25592,Lists!$C$6:$C$8,0)))","v":"Limited Life"},{"$f":"INDEX(Lists!$C$12:$C$26, MATCH(H25592, Lists!$B$12:$B$26,0))","v":"Sub-T"}]
[null,50353,1986,"Wood Untreated Dressed","Serviceable","Class 1",0,"hv/sub-transmission",990,2023,130,"No",false,10,{"$f":"INDEX(Lists!$B$32:$B$40, MATCH(YEAR(TODAY())-C25658, Lists!$C$32:$C$40,1))","v":"31-40"},315.1267873219528,{"$f":"INDEX(Data!$E$24:$E$47, MATCH(F25658&D25658, Data!$B$24:$B$47,0))","v":1.9964561142097742E-3},{"$f":"SUMPRODUCT((Data!$B$58:$B$60=Model!$F25658)*(Data!$C$57:$K$57=Model!$O25658)*(Data!$C$58:$K$60))","v":3.0038452968326621},99.961547031673376,1,{"$f":"IF(E25658<>\"Serviceable\",E25658,INDEX(Lists!$D$6:$D$8, MATCH(T25658,Lists!$C$6:$C$8,0)))","v":"Serviceable"},{"$f":"INDEX(Lists!$C$12:$C$26, MATCH(H25658, Lists!$B$12:$B$26,0))","v":"Sub-T"}]
[null,50439,1967,"Wood Creos Impregnated","Serviceable","Class 3",0,"lv/hv",911,2023,80,"No",false,10,{"$f":"INDEX(Lists!$B$32:$B$40, MATCH(YEAR(TODAY())-C25708, Lists!$C$32:$C$40,1))","v":"51-60"},289.98030631343329,{"$f":"INDEX(Data!$E$24:$E$47, MATCH(F25708&D25708, Data!$B$24:$B$47,0))","v":1.0684339161496522E-3},{"$f":"SUMPRODUCT((Data!$B$58:$B$60=Model!$F25708)*(Data!$C$57:$K$57=Model!$O25708)*(Data!$C$58:$K$60))","v":2.6564859251595059},53.43514074840494,2,{"$f":"IF(E25708<>\"Serviceable\",E25708,INDEX(Lists!$D$6:$D$8, MATCH(T25708,Lists!$C$6:$C$8,0)))","v":"Limited Life"},{"$f":"INDEX(Lists!$C$12:$C$26, MATCH(H25708, Lists!$B$12:$B$26,0))","v":"HV"}]
[null,50509,1991,"Wood Untreated Dressed","Serviceable","Class 1",0,"lv/hv",1250,2019,120,"No",false,10,{"$f":"INDEX(Lists!$B$32:$B$40, MATCH(YEAR(TODAY())-C25758, Lists!$C$32:$C$40,1))","v":"31-40"},397.88735772973837,{"$f":"INDEX(Data!$E$24:$E$47, MATCH(F25758&D25758, Data!$B$24:$B$47,0))","v":1.9964561142097742E-3},{"$f":"SUMPRODUCT((Data!$B$58:$B$60=Model!$F25758)*(Data!$C$57:$K$57=Model!$O25758)*(Data!$C$58:$K$60))","v":3.0038452968326621},89.961547031673376,1,{"$f":"IF(E25758<>\"Serviceable\",E25758,INDEX(Lists!$D$6:$D$8, MATCH(T25758,Lists!$C$6:$C$8,0)))","v":"Serviceable"},{"$f":"INDEX(Lists!$C$12:$C$26, MATCH(H25758, Lists!$B$12:$B$26,0))","v":"HV"}]
[null,50628,1968,"Wood Creos Impregnated","Serviceable","Class 2",0,"lv/hv",1070,2023,120,"No",false,10,{"$f":"INDEX(Lists!$B$32:$B$40, MATCH(YEAR(TODAY())-C25831, Lists!$C$32:$C$40,1))","v":"51-60"},340.59157821665605,{"$f":"INDEX(Data!$E$24:$E$47, MATCH(F25831&D25831, Data!$B$24:$B$47,0))","v":1.6118836915297091E-3},{"$f":"SUMPRODUCT((Data!$B$58:$B$60=Model!$F25831)*(Data!$C$57:$K$57=Model!$O25831)*(Data!$C$58:$K$60))","v":2.6773548093458861},93.226451906541143,1,{"$f":"IF(E25831<>\"Serviceable\",E25831,INDEX(Lists!$D$6:$D$8, MATCH(T25831,Lists!$C$6:$C$8,0)))","v":"Serviceable"},{"$f":"INDEX(Lists!$C$12:$C$26, MATCH(H25831, Lists!$B$12:$B$26,0))","v":"HV"}]
[null,50716,1969,"Wood Creos Impregnated","Serviceable","Class 3",0,"lv/hv",1005,2023,80,"No",false,10,{"$f":"INDEX(Lists!$B$32:$B$40, MATCH(YEAR(TODAY())-C25883, Lists!$C$32:$C$40,1))","v":"51-60"},319.90143561470961,{"$f":"INDEX(Data!$E$24:$E$47, MATCH(F25883&D25883, Data!$B$24:$B$47,0))","v":1.0684339161496522E-3},{"$f":"SUMPRODUCT((Data!$B$58:$B$60=Model!$F25883)*(Data!$C$57:$K$57=Model!$O25883)*(Data!$C$58:$K$60))","v":2.6564859251595059},53.43514074840494,2,{"$f":"IF(E25883<>\"Serviceable\",E25883,INDEX(Lists!$D$6:$D$8, MATCH(T25883,Lists!$C$6:$C$8,0)))","v":"Limited Life"},{"$f":"INDEX(Lists!$C$12:$C$26, MATCH(H25883, Lists!$B$12:$B$26,0))","v":"HV"}]
[null,50796,1975,"Wood Creos Impregnated","Serviceable","Class 3",0,"lv/future hv",1068,2023,100,"No",false,10,{"$f":"INDEX(Lists!$B$32:$B$40, MATCH(YEAR(TODAY())-C25933, Lists!$C$32:$C$40,1))","v":"41-50"},339.95495844428842,{"$f":"INDEX(Data!$E$24:$E$47, MATCH(F25933&D25933, Data!$B$24:$B$47,0))","v":1.0684339161496522E-3},{"$f":"SUMPRODUCT((Data!$B$58:$B$60=Model!$F25933)*(Data!$C$57:$K$57=Model!$O25933)*(Data!$C$58:$K$60))","v":3.2595928155551883},67.404071844448112,2,{"$f":"IF(E25933<>\"Serviceable\",E25933,INDEX(Lists!$D$6:$D$8, MATCH(T25933,Lists!$C$6:$C$8,0)))","v":"Limited Life"},{"$f":"INDEX(Lists!$C$12:$C$26, MATCH(H25933, Lists!$B$12:$B$26,0))","v":"LV"}]
[null,50862,1948,"Wood Untreated Dressed","Serviceable","Class 1",0,"lv",900,2020,90,"No",false,10,{"$f":"INDEX(Lists!$B$32:$B$40, MATCH(YEAR(TODAY())-C25972, Lists!$C$32:$C$40,1))","v":"71-80"},286.47889756541161,{"$f":"INDEX(Data!$E$24:$E$47, MATCH(F25972&D25972, Data!$B$24:$B$47,0))","v":1.9964561142097742E-3},{"$f":"SUMPRODUCT((Data!$B$58:$B$60=Model!$F25972)*(Data!$C$57:$K$57=Model!$O25972)*(Data!$C$58:$K$60))","v":2.0707751244791428},69.292248755208576,1,{"$f":"IF(E25972<>\"Serviceable\",E25972,INDEX(Lists!$D$6:$D$8, MATCH(T25972,Lists!$C$6:$C$8,0)))","v":"Serviceable"},{"$f":"INDEX(Lists!$C$12:$C$26, MATCH(H25972, Lists!$B$12:$B$26,0))","v":"LV"}]
[null,51005,1986,"Wood Untreated Dressed","Serviceable","Class 1",0,"lv/hv",930,2019,120,"No",false,10,{"$f":"INDEX(Lists!$B$32:$B$40, MATCH(YEAR(TODAY())-C26058, Lists!$C$32:$C$40,1))","v":"31-40"},296.02819415092534,{"$f":"INDEX(Data!$E$24:$E$47, MATCH(F26058&D26058, Data!$B$24:$B$47,0))","v":1.9964561142097742E-3},{"$f":"SUMPRODUCT((Data!$B$58:$B$60=Model!$F26058)*(Data!$C$57:$K$57=Model!$O26058)*(Data!$C$58:$K$60))","v":3.0038452968326621},89.961547031673376,1,{"$f":"IF(E26058<>\"Serviceable\",E26058,INDEX(Lists!$D$6:$D$8, MATCH(T26058,Lists!$C$6:$C$8,0)))","v":"Serviceable"},{"$f":"INDEX(Lists!$C$12:$C$26, MATCH(H26058, Lists!$B$12:$B$26,0))","v":"HV"}]
[null,51034,1971,"Wood Creos Impregnated","Serviceable","Class 3",0,"lv",880,2022,90,"No",false,10,{"$f":"INDEX(Lists!$B$32:$B$40, MATCH(YEAR(TODAY())-C26079, Lists!$C$32:$C$40,1))","v":"51-60"},280.11269984173578,{"$f":"INDEX(Data!$E$24:$E$47, MATCH(F26079&D26079, Data!$B$24:$B$47,0))","v":1.0684339161496522E-3},{"$f":"SUMPRODUCT((Data!$B$58:$B$60=Model!$F26079)*(Data!$C$57:$K$57=Model!$O26079)*(Data!$C$58:$K$60))","v":2.6564859251595059},63.43514074840494,2,{"$f":"IF(E26079<>\"Serviceable\",E26079,INDEX(Lists!$D$6:$D$8, MATCH(T26079,Lists!$C$6:$C$8,0)))","v":"Limited Life"},{"$f":"INDEX(Lists!$C$12:$C$26, MATCH(H26079, Lists!$B$12:$B$26,0))","v":"LV"}]
[null,51205,1972,"Wood Creos Impregnated","Serviceable","Class 2",0,"lv",930,2023,90,"No",false,10,{"$f":"INDEX(Lists!$B$32:$B$40, MATCH(YEAR(TODAY())-C26167, Lists!$C$32:$C$40,1))","v":"51-60"},296.02819415092534,{"$f":"INDEX(Data!$E$24:$E$47, MATCH(F26167&D26167, Data!$B$24:$B$47,0))","v":1.6118836915297091E-3},{"$f":"SUMPRODUCT((Data!$B$58:$B$60=Model!$F26167)*(Data!$C$57:$K$57=Model!$O26167)*(Data!$C$58:$K$60))","v":2.6773548093458861},63.226451906541143,2,{"$f":"IF(E26167<>\"Serviceable\",E26167,INDEX(Lists!$D$6:$D$8, MATCH(T26167,Lists!$C$6:$C$8,0)))","v":"Limited Life"},{"$f":"INDEX(Lists!$C$12:$C$26, MATCH(H26167, Lists!$B$12:$B$26,0))","v":"LV"}]
[null,51228,1987,"Wood Untreated Dressed","Serviceable","Class 1",0,"hv",1150,2022,130,"No",false,10,{"$f":"INDEX(Lists!$B$32:$B$40, MATCH(YEAR(TODAY())-C26178, Lists!$C$32:$C$40,1))","v":"31-40"},366.05636911135929,{"$f":"INDEX(Data!$E$24:$E$47, MATCH(F26178&D26178, Data!$B$24:$B$47,0))","v":1.9964561142097742E-3},{"$f":"SUMPRODUCT((Data!$B$58:$B$60=Model!$F26178)*(Data!$C$57:$K$57=Model!$O26178)*(Data!$C$58:$K$60))","v":3.0038452968326621},99.961547031673376,1,{"$f":"IF(E26178<>\"Serviceable\",E26178,INDEX(Lists!$D$6:$D$8, MATCH(T26178,Lists!$C$6:$C$8,0)))","v":"Serviceable"},{"$f":"INDEX(Lists!$C$12:$C$26, MATCH(H26178, Lists!$B$12:$B$26,0))","v":"HV"}]
[null,51374,1952,"Wood Untreated Round","Serviceable","Class 1",0,"lv/sub-transmission",1120,2023,110,"No",false,10,{"$f":"INDEX(Lists!$B$32:$B$40, MATCH(YEAR(TODAY())-C26254, Lists!$C$32:$C$40,1))","v":"71-80"},356.50707252584556,{"$f":"INDEX(Data!$E$24:$E$47, MATCH(F26254&D26254, Data!$B$24:$B$47,0))","v":1.9964561142097742E-3},{"$f":"SUMPRODUCT((Data!$B$58:$B$60=Model!$F26254)*(Data!$C$57:$K$57=Model!$O26254)*(Data!$C$58:$K$60))","v":2.0707751244791428},89.292248755208576,1,{"$f":"IF(E26254<>\"Serviceable\",E26254,INDEX(Lists!$D$6:$D$8, MATCH(T26254,Lists!$C$6:$C$8,0)))","v":"Serviceable"},{"$f":"INDEX(Lists!$C$12:$C$26, MATCH(H26254, Lists!$B$12:$B$26,0))","v":"Sub-T"}]
[null,51473,1988,"Wood Untreated Dressed","Serviceable","Class 1",0,"lv",942,2023,130,"No",false,10,{"$f":"INDEX(Lists!$B$32:$B$40, MATCH(YEAR(TODAY())-C26308, Lists!$C$32:$C$40,1))","v":"31-40"},299.8479127851308,{"$f":"INDEX(Data!$E$24:$E$47, MATCH(F26308&D26308, Data!$B$24:$B$47,0))","v":1.9964561142097742E-3},{"$f":"SUMPRODUCT((Data!$B$58:$B$60=Model!$F26308)*(Data!$C$57:$K$57=Model!$O26308)*(Data!$C$58:$K$60))","v":3.0038452968326621},99.961547031673376,1,{"$f":"IF(E26308<>\"Serviceable\",E26308,INDEX(Lists!$D$6:$D$8, MATCH(T26308,Lists!$C$6:$C$8,0)))","v":"Serviceable"},{"$f":"INDEX(Lists!$C$12:$C$26, MATCH(H26308, Lists!$B$12:$B$26,0))","v":"LV"}]
[null,51555,1940,"Wood Untreated Dressed","Serviceable","Class 1",0,"lv",848,2023,100,"No",false,10,{"$f":"INDEX(Lists!$B$32:$B$40, MATCH(YEAR(TODAY())-C26353, Lists!$C$32:$C$40,1))","v":"81-90"},269.92678348385448,{"$f":"INDEX(Data!$E$24:$E$47, MATCH(F26353&D26353, Data!$B$24:$B$47,0))","v":1.9964561142097742E-3},{"$f":"SUMPRODUCT((Data!$B$58:$B$60=Model!$F26353)*(Data!$C$57:$K$57=Model!$O26353)*(Data!$C$58:$K$60))","v":2.8392735823590045},71.607264176409956,1,{"$f":"IF(E26353<>\"Serviceable\",E26353,INDEX(Lists!$D$6:$D$8, MATCH(T26353,Lists!$C$6:$C$8,0)))","v":"Serviceable"},{"$f":"INDEX(Lists!$C$12:$C$26, MATCH(H26353, Lists!$B$12:$B$26,0))","v":"LV"}]
[null,51683,1968,"Wood Creos Impregnated","Limited Life","Class 2",0,"lv",1060,2023,50,"No",false,10,{"$f":"INDEX(Lists!$B$32:$B$40, MATCH(YEAR(TODAY())-C26429, Lists!$C$32:$C$40,1))","v":"51-60"},337.4084793548181,{"$f":"INDEX(Data!$E$24:$E$47, MATCH(F26429&D26429, Data!$B$24:$B$47,0))","v":1.6118836915297091E-3},{"$f":"SUMPRODUCT((Data!$B$58:$B$60=Model!$F26429)*(Data!$C$57:$K$57=Model!$O26429)*(Data!$C$58:$K$60))","v":2.6773548093458861},23.22645190654114,3,{"$f":"IF(E26429<>\"Serviceable\",E26429,INDEX(Lists!$D$6:$D$8, MATCH(T26429,Lists!$C$6:$C$8,0)))","v":"Limited Life"},{"$f":"INDEX(Lists!$C$12:$C$26, MATCH(H26429, Lists!$B$12:$B$26,0))","v":"LV"}]
[null,51711,1965,"Wood Creos Impregnated","Serviceable","Class 3",0,"lv/future hv",1005,2022,100,"No",false,10,{"$f":"INDEX(Lists!$B$32:$B$40, MATCH(YEAR(TODAY())-C26449, Lists!$C$32:$C$40,1))","v":"51-60"},319.90143561470961,{"$f":"INDEX(Data!$E$24:$E$47, MATCH(F26449&D26449, Data!$B$24:$B$47,0))","v":1.0684339161496522E-3},{"$f":"SUMPRODUCT((Data!$B$58:$B$60=Model!$F26449)*(Data!$C$57:$K$57=Model!$O26449)*(Data!$C$58:$K$60))","v":2.6564859251595059},73.435140748404933,1,{"$f":"IF(E26449<>\"Serviceable\",E26449,INDEX(Lists!$D$6:$D$8, MATCH(T26449,Lists!$C$6:$C$8,0)))","v":"Serviceable"},{"$f":"INDEX(Lists!$C$12:$C$26, MATCH(H26449, Lists!$B$12:$B$26,0))","v":"LV"}]
[null,51786,1965,"Wood Creos Impregnated","Limited Life","Class 3",0,"lv",810,2023,50,"No",false,10,{"$f":"INDEX(Lists!$B$32:$B$40, MATCH(YEAR(TODAY())-C26499, Lists!$C$32:$C$40,1))","v":"51-60"},257.83100780887048,{"$f":"INDEX(Data!$E$24:$E$47, MATCH(F26499&D26499, Data!$B$24:$B$47,0))","v":1.0684339161496522E-3},{"$f":"SUMPRODUCT((Data!$B$58:$B$60=Model!$F26499)*(Data!$C$57:$K$57=Model!$O26499)*(Data!$C$58:$K$60))","v":2.6564859251595059},23.43514074840494,3,{"$f":"IF(E26499<>\"Serviceable\",E26499,INDEX(Lists!$D$6:$D$8, MATCH(T26499,Lists!$C$6:$C$8,0)))","v":"Limited Life"},{"$f":"INDEX(Lists!$C$12:$C$26, MATCH(H26499, Lists!$B$12:$B$26,0))","v":"LV"}]
[null,51972,1967,"Wood Creos Impregnated","Limited Life","Class 3",0,"lv/hv",785,2023,25,"No",false,10,{"$f":"INDEX(Lists!$B$32:$B$40, MATCH(YEAR(TODAY())-C26604, Lists!$C$32:$C$40,1))","v":"51-60"},249.8732606542757,{"$f":"INDEX(Data!$E$24:$E$47, MATCH(F26604&D26604, Data!$B$24:$B$47,0))","v":1.0684339161496522E-3},{"$f":"SUMPRODUCT((Data!$B$58:$B$60=Model!$F26604)*(Data!$C$57:$K$57=Model!$O26604)*(Data!$C$58:$K$60))","v":2.6564859251595059},0,3,{"$f":"IF(E26604<>\"Serviceable\",E26604,INDEX(Lists!$D$6:$D$8, MATCH(T26604,Lists!$C$6:$C$8,0)))","v":"Limited Life"},{"$f":"INDEX(Lists!$C$12:$C$26, MATCH(H26604, Lists!$B$12:$B$26,0))","v":"HV"}]
[null,52033,1983,"Wood Creos Impregnated","Serviceable","Class 3",0,"lv/sub-transmission",1130,2019,100,"No",false,10,{"$f":"INDEX(Lists!$B$32:$B$40, MATCH(YEAR(TODAY())-C26644, Lists!$C$32:$C$40,1))","v":"41-50"},359.69017138768345,{"$f":"INDEX(Data!$E$24:$E$47, MATCH(F26644&D26644, Data!$B$24:$B$47,0))","v":1.0684339161496522E-3},{"$f":"SUMPRODUCT((Data!$B$58:$B$60=Model!$F26644)*(Data!$C$57:$K$57=Model!$O26644)*(Data!$C$58:$K$60))","v":3.2595928155551883},67.404071844448112,2,{"$f":"IF(E26644<>\"Serviceable\",E26644,INDEX(Lists!$D$6:$D$8, MATCH(T26644,Lists!$C$6:$C$8,0)))","v":"Limited Life"},{"$f":"INDEX(Lists!$C$12:$C$26, MATCH(H26644, Lists!$B$12:$B$26,0))","v":"Sub-T"}]
[null,52072,1934,"Wood Untreated Dressed","Serviceable","Class 1",0,"lv",785,2023,100,"No",false,10,{"$f":"INDEX(Lists!$B$32:$B$40, MATCH(YEAR(TODAY())-C26674, Lists!$C$32:$C$40,1))","v":"90+"},249.8732606542757,{"$f":"INDEX(Data!$E$24:$E$47, MATCH(F26674&D26674, Data!$B$24:$B$47,0))","v":1.9964561142097742E-3},{"$f":"SUMPRODUCT((Data!$B$58:$B$60=Model!$F26674)*(Data!$C$57:$K$57=Model!$O26674)*(Data!$C$58:$K$60))","v":1.4835341045333483},85.164658954666521,1,{"$f":"IF(E26674<>\"Serviceable\",E26674,INDEX(Lists!$D$6:$D$8, MATCH(T26674,Lists!$C$6:$C$8,0)))","v":"Serviceable"},{"$f":"INDEX(Lists!$C$12:$C$26, MATCH(H26674, Lists!$B$12:$B$26,0))","v":"LV"}]
[null,52172,1960,"Wood Creos Impregnated","Serviceable","Class 3",0,"lv",860,2023,90,"No",false,10,{"$f":"INDEX(Lists!$B$32:$B$40, MATCH(YEAR(TODAY())-C26724, Lists!$C$32:$C$40,1))","v":"61-70"},273.74650211805999,{"$f":"INDEX(Data!$E$24:$E$47, MATCH(F26724&D26724, Data!$B$24:$B$47,0))","v":1.0684339161496522E-3},{"$f":"SUMPRODUCT((Data!$B$58:$B$60=Model!$F26724)*(Data!$C$57:$K$57=Model!$O26724)*(Data!$C$58:$K$60))","v":1.9802031311051838},70.197968688948166,1,{"$f":"IF(E26724<>\"Serviceable\",E26724,INDEX(Lists!$D$6:$D$8, MATCH(T26724,Lists!$C$6:$C$8,0)))","v":"Serviceable"},{"$f":"INDEX(Lists!$C$12:$C$26, MATCH(H26724, Lists!$B$12:$B$26,0))","v":"LV"}]
[null,52322,1939,"Wood Untreated Dressed","Serviceable","Class 1",0,"lv",870,2023,90,"No",false,10,{"$f":"INDEX(Lists!$B$32:$B$40, MATCH(YEAR(TODAY())-C26807, Lists!$C$32:$C$40,1))","v":"81-90"},276.92960097989788,{"$f":"INDEX(Data!$E$24:$E$47, MATCH(F26807&D26807, Data!$B$24:$B$47,0))","v":1.9964561142097742E-3},{"$f":"SUMPRODUCT((Data!$B$58:$B$60=Model!$F26807)*(Data!$C$57:$K$57=Model!$O26807)*(Data!$C$58:$K$60))","v":2.8392735823590045},61.607264176409956,1,{"$f":"IF(E26807<>\"Serviceable\",E26807,INDEX(Lists!$D$6:$D$8, MATCH(T26807,Lists!$C$6:$C$8,0)))","v":"Serviceable"},{"$f":"INDEX(Lists!$C$12:$C$26, MATCH(H26807, Lists!$B$12:$B$26,0))","v":"LV"}]
[null,52420,1964,"Wood Creos Impregnated","Serviceable","Class 3",0,"lv/hv",1005,2023,100,"No",false,10,{"$f":"INDEX(Lists!$B$32:$B$40, MATCH(YEAR(TODAY())-C26849, Lists!$C$32:$C$40,1))","v":"61-70"},319.90143561470961,{"$f":"INDEX(Data!$E$24:$E$47, MATCH(F26849&D26849, Data!$B$24:$B$47,0))","v":1.0684339161496522E-3},{"$f":"SUMPRODUCT((Data!$B$58:$B$60=Model!$F26849)*(Data!$C$57:$K$57=Model!$O26849)*(Data!$C$58:$K$60))","v":1.9802031311051838},80.197968688948166,1,{"$f":"IF(E26849<>\"Serviceable\",E26849,INDEX(Lists!$D$6:$D$8, MATCH(T26849,Lists!$C$6:$C$8,0)))","v":"Serviceable"},{"$f":"INDEX(Lists!$C$12:$C$26, MATCH(H26849, Lists!$B$12:$B$26,0))","v":"HV"}]
[null,52538,1955,"Wood Untreated Round","Serviceable","Class 1",0,"lv",740,2020,110,"No",false,10,{"$f":"INDEX(Lists!$B$32:$B$40, MATCH(YEAR(TODAY())-C26899, Lists!$C$32:$C$40,1))","v":"61-70"},235.5493157760051,{"$f":"INDEX(Data!$E$24:$E$47, MATCH(F26899&D26899, Data!$B$24:$B$47,0))","v":1.9964561142097742E-3},{"$f":"SUMPRODUCT((Data!$B$58:$B$60=Model!$F26899)*(Data!$C$57:$K$57=Model!$O26899)*(Data!$C$58:$K$60))","v":2.3795837981601728},86.204162018398279,1,{"$f":"IF(E26899<>\"Serviceable\",E26899,INDEX(Lists!$D$6:$D$8, MATCH(T26899,Lists!$C$6:$C$8,0)))","v":"Serviceable"},{"$f":"INDEX(Lists!$C$12:$C$26, MATCH(H26899, Lists!$B$12:$B$26,0))","v":"LV"}]
[null,52655,1983,"Wood Untreated Round","Serviceable","Class 1",0,"lv/hv",1000,2022,100,"No",false,10,{"$f":"INDEX(Lists!$B$32:$B$40, MATCH(YEAR(TODAY())-C26948, Lists!$C$32:$C$40,1))","v":"41-50"},318.3098861837907,{"$f":"INDEX(Data!$E$24:$E$47, MATCH(F26948&D26948, Data!$B$24:$B$47,0))","v":1.9964561142097742E-3},{"$f":"SUMPRODUCT((Data!$B$58:$B$60=Model!$F26948)*(Data!$C$57:$K$57=Model!$O26948)*(Data!$C$58:$K$60))","v":1.7977578417715214},82.022421582284778,1,{"$f":"IF(E26948<>\"Serviceable\",E26948,INDEX(Lists!$D$6:$D$8, MATCH(T26948,Lists!$C$6:$C$8,0)))","v":"Serviceable"},{"$f":"INDEX(Lists!$C$12:$C$26, MATCH(H26948, Lists!$B$12:$B$26,0))","v":"HV"}]
[null,52825,1965,"Wood Creos Impregnated","Serviceable","Class 3",0,"lv",940,2019,90,"No",false,10,{"$f":"INDEX(Lists!$B$32:$B$40, MATCH(YEAR(TODAY())-C27024, Lists!$C$32:$C$40,1))","v":"51-60"},299.21129301276324,{"$f":"INDEX(Data!$E$24:$E$47, MATCH(F27024&D27024, Data!$B$24:$B$47,0))","v":1.0684339161496522E-3},{"$f":"SUMPRODUCT((Data!$B$58:$B$60=Model!$F27024)*(Data!$C$57:$K$57=Model!$O27024)*(Data!$C$58:$K$60))","v":2.6564859251595059},63.43514074840494,2,{"$f":"IF(E27024<>\"Serviceable\",E27024,INDEX(Lists!$D$6:$D$8, MATCH(T27024,Lists!$C$6:$C$8,0)))","v":"Limited Life"},{"$f":"INDEX(Lists!$C$12:$C$26, MATCH(H27024, Lists!$B$12:$B$26,0))","v":"LV"}]
[null,52936,1937,"Wood Untreated Dressed","Serviceable","Class 1",0,"lv",890,2019,70,"No",false,10,{"$f":"INDEX(Lists!$B$32:$B$40, MATCH(YEAR(TODAY())-C27074, Lists!$C$32:$C$40,1))","v":"81-90"},283.29579870357372,{"$f":"INDEX(Data!$E$24:$E$47, MATCH(F27074&D27074, Data!$B$24:$B$47,0))","v":1.9964561142097742E-3},{"$f":"SUMPRODUCT((Data!$B$58:$B$60=Model!$F27074)*(Data!$C$57:$K$57=Model!$O27074)*(Data!$C$58:$K$60))","v":2.8392735823590045},41.607264176409956,2,{"$f":"IF(E27074<>\"Serviceable\",E27074,INDEX(Lists!$D$6:$D$8, MATCH(T27074,Lists!$C$6:$C$8,0)))","v":"Limited Life"},{"$f":"INDEX(Lists!$C$12:$C$26, MATCH(H27074, Lists!$B$12:$B$26,0))","v":"LV"}]
[null,53216,1972,"Wood Creos Impregnated","Serviceable","Class 1",0,"lv/hv",940,2023,100,"No",false,10,{"$f":"INDEX(Lists!$B$32:$B$40, MATCH(YEAR(TODAY())-C27150, Lists!$C$32:$C$40,1))","v":"51-60"},299.21129301276324,{"$f":"INDEX(Data!$E$24:$E$47, MATCH(F27150&D27150, Data!$B$24:$B$47,0))","v":9.9474993092014377E-4},{"$f":"SUMPRODUCT((Data!$B$58:$B$60=Model!$F27150)*(Data!$C$57:$K$57=Model!$O27150)*(Data!$C$58:$K$60))","v":1.3557210085184006},86.44278991481599,1,{"$f":"IF(E27150<>\"Serviceable\",E27150,INDEX(Lists!$D$6:$D$8, MATCH(T27150,Lists!$C$6:$C$8,0)))","v":"Serviceable"},{"$f":"INDEX(Lists!$C$12:$C$26, MATCH(H27150, Lists!$B$12:$B$26,0))","v":"HV"}]
[null,53250,1937,"Wood Untreated Dressed","Serviceable","Class 1",0,"lv",720,2023,70,"No",false,10,{"$f":"INDEX(Lists!$B$32:$B$40, MATCH(YEAR(TODAY())-C27165, Lists!$C$32:$C$40,1))","v":"81-90"},229.18311805232929,{"$f":"INDEX(Data!$E$24:$E$47, MATCH(F27165&D27165, Data!$B$24:$B$47,0))","v":1.9964561142097742E-3},{"$f":"SUMPRODUCT((Data!$B$58:$B$60=Model!$F27165)*(Data!$C$57:$K$57=Model!$O27165)*(Data!$C$58:$K$60))","v":2.8392735823590045},41.607264176409956,2,{"$f":"IF(E27165<>\"Serviceable\",E27165,INDEX(Lists!$D$6:$D$8, MATCH(T27165,Lists!$C$6:$C$8,0)))","v":"Limited Life"},{"$f":"INDEX(Lists!$C$12:$C$26, MATCH(H27165, Lists!$B$12:$B$26,0))","v":"LV"}]
[null,53396,1986,"Wood Untreated Dressed","Serviceable","Class 1",0,"lv/future hv",817,2023,100,"No",false,10,{"$f":"INDEX(Lists!$B$32:$B$40, MATCH(YEAR(TODAY())-C27220, Lists!$C$32:$C$40,1))","v":"31-40"},260.05917701215697,{"$f":"INDEX(Data!$E$24:$E$47, MATCH(F27220&D27220, Data!$B$24:$B$47,0))","v":1.9964561142097742E-3},{"$f":"SUMPRODUCT((Data!$B$58:$B$60=Model!$F27220)*(Data!$C$57:$K$57=Model!$O27220)*(Data!$C$58:$K$60))","v":3.0038452968326621},69.961547031673376,1,{"$f":"IF(E27220<>\"Serviceable\",E27220,INDEX(Lists!$D$6:$D$8, MATCH(T27220,Lists!$C$6:$C$8,0)))","v":"Serviceable"},{"$f":"INDEX(Lists!$C$12:$C$26, MATCH(H27220, Lists!$B$12:$B$26,0))","v":"LV"}]
[null,53469,1990,"Wood Creos Impregnated","Serviceable","Class 3",0,"lv/hv",1131,2023,100,"No",false,10,{"$f":"INDEX(Lists!$B$32:$B$40, MATCH(YEAR(TODAY())-C27270, Lists!$C$32:$C$40,1))","v":"31-40"},360.00848127386729,{"$f":"INDEX(Data!$E$24:$E$47, MATCH(F27270&D27270, Data!$B$24:$B$47,0))","v":1.0684339161496522E-3},{"$f":"SUMPRODUCT((Data!$B$58:$B$60=Model!$F27270)*(Data!$C$57:$K$57=Model!$O27270)*(Data!$C$58:$K$60))","v":3.6307860245411354},63.692139754588645,2,{"$f":"IF(E27270<>\"Serviceable\",E27270,INDEX(Lists!$D$6:$D$8, MATCH(T27270,Lists!$C$6:$C$8,0)))","v":"Limited Life"},{"$f":"INDEX(Lists!$C$12:$C$26, MATCH(H27270, Lists!$B$12:$B$26,0))","v":"HV"}]
[null,53667,1936,"Wood Untreated Dressed","Serviceable","Class 1",0,"lv",840,2019,90,"No",false,10,{"$f":"INDEX(Lists!$B$32:$B$40, MATCH(YEAR(TODAY())-C27360, Lists!$C$32:$C$40,1))","v":"81-90"},267.38030439438415,{"$f":"INDEX(Data!$E$24:$E$47, MATCH(F27360&D27360, Data!$B$24:$B$47,0))","v":1.9964561142097742E-3},{"$f":"SUMPRODUCT((Data!$B$58:$B$60=Model!$F27360)*(Data!$C$57:$K$57=Model!$O27360)*(Data!$C$58:$K$60))","v":2.8392735823590045},61.607264176409956,1,{"$f":"IF(E27360<>\"Serviceable\",E27360,INDEX(Lists!$D$6:$D$8, MATCH(T27360,Lists!$C$6:$C$8,0)))","v":"Serviceable"},{"$f":"INDEX(Lists!$C$12:$C$26, MATCH(H27360, Lists!$B$12:$B$26,0))","v":"LV"}]
[null,53764,1966,"Wood Creos Impregnated","Serviceable","Class 3",0,"lv/hv",974,2019,120,"No",false,10,{"$f":"INDEX(Lists!$B$32:$B$40, MATCH(YEAR(TODAY())-C27395, Lists!$C$32:$C$40,1))","v":"51-60"},310.0338291430121,{"$f":"INDEX(Data!$E$24:$E$47, MATCH(F27395&D27395, Data!$B$24:$B$47,0))","v":1.0684339161496522E-3},{"$f":"SUMPRODUCT((Data!$B$58:$B$60=Model!$F27395)*(Data!$C$57:$K$57=Model!$O27395)*(Data!$C$58:$K$60))","v":2.6564859251595059},93.435140748404933,1,{"$f":"IF(E27395<>\"Serviceable\",E27395,INDEX(Lists!$D$6:$D$8, MATCH(T27395,Lists!$C$6:$C$8,0)))","v":"Serviceable"},{"$f":"INDEX(Lists!$C$12:$C$26, MATCH(H27395, Lists!$B$12:$B$26,0))","v":"HV"}]
[null,53879,1980,"Wood Creos Impregnated","Serviceable","Class 3",0,"lv/hv",1230,2019,100,"No",false,10,{"$f":"INDEX(Lists!$B$32:$B$40, MATCH(YEAR(TODAY())-C27445, Lists!$C$32:$C$40,1))","v":"41-50"},391.52116000606253,{"$f":"INDEX(Data!$E$24:$E$47, MATCH(F27445&D27445, Data!$B$24:$B$47,0))","v":1.0684339161496522E-3},{"$f":"SUMPRODUCT((Data!$B$58:$B$60=Model!$F27445)*(Data!$C$57:$K$57=Model!$O27445)*(Data!$C$58:$K$60))","v":3.2595928155551883},67.404071844448112,2,{"$f":"IF(E27445<>\"Serviceable\",E27445,INDEX(Lists!$D$6:$D$8, MATCH(T27445,Lists!$C$6:$C$8,0)))","v":"Limited Life"},{"$f":"INDEX(Lists!$C$12:$C$26, MATCH(H27445, Lists!$B$12:$B$26,0))","v":"HV"}]
[null,53984,1994,"Wood Untreated Dressed","Serviceable","Class 1",0,"lv/hv",1200,2019,130,"No",false,10,{"$f":"INDEX(Lists!$B$32:$B$40, MATCH(YEAR(TODAY())-C27501, Lists!$C$32:$C$40,1))","v":"31-40"},381.9718634205488,{"$f":"INDEX(Data!$E$24:$E$47, MATCH(F27501&D27501, Data!$B$24:$B$47,0))","v":1.9964561142097742E-3},{"$f":"SUMPRODUCT((Data!$B$58:$B$60=Model!$F27501)*(Data!$C$57:$K$57=Model!$O27501)*(Data!$C$58:$K$60))","v":3.0038452968326621},99.961547031673376,1,{"$f":"IF(E27501<>\"Serviceable\",E27501,INDEX(Lists!$D$6:$D$8, MATCH(T27501,Lists!$C$6:$C$8,0)))","v":"Serviceable"},{"$f":"INDEX(Lists!$C$12:$C$26, MATCH(H27501, Lists!$B$12:$B$26,0))","v":"HV"}]
[null,54110,1976,"Wood Untreated Dressed","Serviceable","Class 1",0,"lv/hv",910,2019,100,"No",false,10,{"$f":"INDEX(Lists!$B$32:$B$40, MATCH(YEAR(TODAY())-C27570, Lists!$C$32:$C$40,1))","v":"41-50"},289.66199642724951,{"$f":"INDEX(Data!$E$24:$E$47, MATCH(F27570&D27570, Data!$B$24:$B$47,0))","v":1.9964561142097742E-3},{"$f":"SUMPRODUCT((Data!$B$58:$B$60=Model!$F27570)*(Data!$C$57:$K$57=Model!$O27570)*(Data!$C$58:$K$60))","v":1.7977578417715214},82.022421582284778,1,{"$f":"IF(E27570<>\"Serviceable\",E27570,INDEX(Lists!$D$6:$D$8, MATCH(T27570,Lists!$C$6:$C$8,0)))","v":"Serviceable"},{"$f":"INDEX(Lists!$C$12:$C$26, MATCH(H27570, Lists!$B$12:$B$26,0))","v":"HV"}]
[null,54180,1963,"Wood Creos Impregnated","Serviceable","Class 3",0,"lv/hv/sub-transmission",900,2019,80,"No",false,10,{"$f":"INDEX(Lists!$B$32:$B$40, MATCH(YEAR(TODAY())-C27620, Lists!$C$32:$C$40,1))","v":"61-70"},286.47889756541161,{"$f":"INDEX(Data!$E$24:$E$47, MATCH(F27620&D27620, Data!$B$24:$B$47,0))","v":1.0684339161496522E-3},{"$f":"SUMPRODUCT((Data!$B$58:$B$60=Model!$F27620)*(Data!$C$57:$K$57=Model!$O27620)*(Data!$C$58:$K$60))","v":1.9802031311051838},60.197968688948166,2,{"$f":"IF(E27620<>\"Serviceable\",E27620,INDEX(Lists!$D$6:$D$8, MATCH(T27620,Lists!$C$6:$C$8,0)))","v":"Limited Life"},{"$f":"INDEX(Lists!$C$12:$C$26, MATCH(H27620, Lists!$B$12:$B$26,0))","v":"Sub-T"}]
[null,54258,1970,"Wood Creos Impregnated","Serviceable","Class 3",0,"lv",990,2019,120,"No",false,10,{"$f":"INDEX(Lists!$B$32:$B$40, MATCH(YEAR(TODAY())-C27664, Lists!$C$32:$C$40,1))","v":"51-60"},315.1267873219528,{"$f":"INDEX(Data!$E$24:$E$47, MATCH(F27664&D27664, Data!$B$24:$B$47,0))","v":1.0684339161496522E-3},{"$f":"SUMPRODUCT((Data!$B$58:$B$60=Model!$F27664)*(Data!$C$57:$K$57=Model!$O27664)*(Data!$C$58:$K$60))","v":2.6564859251595059},93.435140748404933,1,{"$f":"IF(E27664<>\"Serviceable\",E27664,INDEX(Lists!$D$6:$D$8, MATCH(T27664,Lists!$C$6:$C$8,0)))","v":"Serviceable"},{"$f":"INDEX(Lists!$C$12:$C$26, MATCH(H27664, Lists!$B$12:$B$26,0))","v":"LV"}]
[null,54398,1988,"Wood Untreated Dressed","Serviceable","Class 1",0,"lv",1005,2019,120,"No",false,10,{"$f":"INDEX(Lists!$B$32:$B$40, MATCH(YEAR(TODAY())-C27745, Lists!$C$32:$C$40,1))","v":"31-40"},319.90143561470961,{"$f":"INDEX(Data!$E$24:$E$47, MATCH(F27745&D27745, Data!$B$24:$B$47,0))","v":1.9964561142097742E-3},{"$f":"SUMPRODUCT((Data!$B$58:$B$60=Model!$F27745)*(Data!$C$57:$K$57=Model!$O27745)*(Data!$C$58:$K$60))","v":3.0038452968326621},89.961547031673376,1,{"$f":"IF(E27745<>\"Serviceable\",E27745,INDEX(Lists!$D$6:$D$8, MATCH(T27745,Lists!$C$6:$C$8,0)))","v":"Serviceable"},{"$f":"INDEX(Lists!$C$12:$C$26, MATCH(H27745, Lists!$B$12:$B$26,0))","v":"LV"}]
[null,54472,1942,"Wood Untreated Dressed","Serviceable","Class 1",0,"lv",848,2019,100,"No",false,10,{"$f":"INDEX(Lists!$B$32:$B$40, MATCH(YEAR(TODAY())-C27795, Lists!$C$32:$C$40,1))","v":"81-90"},269.92678348385448,{"$f":"INDEX(Data!$E$24:$E$47, MATCH(F27795&D27795, Data!$B$24:$B$47,0))","v":1.9964561142097742E-3},{"$f":"SUMPRODUCT((Data!$B$58:$B$60=Model!$F27795)*(Data!$C$57:$K$57=Model!$O27795)*(Data!$C$58:$K$60))","v":2.8392735823590045},71.607264176409956,1,{"$f":"IF(E27795<>\"Serviceable\",E27795,INDEX(Lists!$D$6:$D$8, MATCH(T27795,Lists!$C$6:$C$8,0)))","v":"Serviceable"},{"$f":"INDEX(Lists!$C$12:$C$26, MATCH(H27795, Lists!$B$12:$B$26,0))","v":"LV"}]
[null,54602,1978,"Wood Untreated Dressed","Serviceable","Class 1",0,"lv",880,2019,100,"No",false,10,{"$f":"INDEX(Lists!$B$32:$B$40, MATCH(YEAR(TODAY())-C27859, Lists!$C$32:$C$40,1))","v":"41-50"},280.11269984173578,{"$f":"INDEX(Data!$E$24:$E$47, MATCH(F27859&D27859, Data!$B$24:$B$47,0))","v":1.9964561142097742E-3},{"$f":"SUMPRODUCT((Data!$B$58:$B$60=Model!$F27859)*(Data!$C$57:$K$57=Model!$O27859)*(Data!$C$58:$K$60))","v":1.7977578417715214},82.022421582284778,1,{"$f":"IF(E27859<>\"Serviceable\",E27859,INDEX(Lists!$D$6:$D$8, MATCH(T27859,Lists!$C$6:$C$8,0)))","v":"Serviceable"},{"$f":"INDEX(Lists!$C$12:$C$26, MATCH(H27859, Lists!$B$12:$B$26,0))","v":"LV"}]
[null,54612,1987,"Wood Untreated Dressed","Serviceable","Class 1",0,"lv",870,2022,100,"Yes",false,9,{"$f":"INDEX(Lists!$B$32:$B$40, MATCH(YEAR(TODAY())-C27865, Lists!$C$32:$C$40,1))","v":"31-40"},276.92960097989788,{"$f":"INDEX(Data!$E$24:$E$47, MATCH(F27865&D27865, Data!$B$24:$B$47,0))","v":1.9964561142097742E-3},{"$f":"SUMPRODUCT((Data!$B$58:$B$60=Model!$F27865)*(Data!$C$57:$K$57=Model!$O27865)*(Data!$C$58:$K$60))","v":3.0038452968326621},72.965392328506042,1,{"$f":"IF(E27865<>\"Serviceable\",E27865,INDEX(Lists!$D$6:$D$8, MATCH(T27865,Lists!$C$6:$C$8,0)))","v":"Serviceable"},{"$f":"INDEX(Lists!$C$12:$C$26, MATCH(H27865, Lists!$B$12:$B$26,0))","v":"LV"}]
[null,54769,1965,"Wood Creos Impregnated","Serviceable","Class 3",0,"lv/hv",898,2023,100,"No",false,10,{"$f":"INDEX(Lists!$B$32:$B$40, MATCH(YEAR(TODAY())-C27941, Lists!$C$32:$C$40,1))","v":"51-60"},285.84227779304405,{"$f":"INDEX(Data!$E$24:$E$47, MATCH(F27941&D27941, Data!$B$24:$B$47,0))","v":1.0684339161496522E-3},{"$f":"SUMPRODUCT((Data!$B$58:$B$60=Model!$F27941)*(Data!$C$57:$K$57=Model!$O27941)*(Data!$C$58:$K$60))","v":2.6564859251595059},73.435140748404933,1,{"$f":"IF(E27941<>\"Serviceable\",E27941,INDEX(Lists!$D$6:$D$8, MATCH(T27941,Lists!$C$6:$C$8,0)))","v":"Serviceable"},{"$f":"INDEX(Lists!$C$12:$C$26, MATCH(H27941, Lists!$B$12:$B$26,0))","v":"HV"}]
[null,54860,1964,"Wood Creos Impregnated","Serviceable","Class 3",0,"lv/hv",1000,2019,100,"No",false,10,{"$f":"INDEX(Lists!$B$32:$B$40, MATCH(YEAR(TODAY())-C28000, Lists!$C$32:$C$40,1))","v":"61-70"},318.3098861837907,{"$f":"INDEX(Data!$E$24:$E$47, MATCH(F28000&D28000, Data!$B$24:$B$47,0))","v":1.0684339161496522E-3},{"$f":"SUMPRODUCT((Data!$B$58:$B$60=Model!$F28000)*(Data!$C$57:$K$57=Model!$O28000)*(Data!$C$58:$K$60))","v":1.9802031311051838},80.197968688948166,1,{"$f":"IF(E28000<>\"Serviceable\",E28000,INDEX(Lists!$D$6:$D$8, MATCH(T28000,Lists!$C$6:$C$8,0)))","v":"Serviceable"},{"$f":"INDEX(Lists!$C$12:$C$26, MATCH(H28000, Lists!$B$12:$B$26,0))","v":"HV"}]
[null,54923,1964,"Wood Creos Impregnated","Serviceable","Class 3",0,"lv/hv",1150,2019,100,"No",false,{"$f":"IF(L28040=\"No\",ROUND((End_year-J28040)/5,0)*5,ROUND((End_year-J28040)/3,0)*3)","v":10},{"$f":"INDEX(Lists!$B$32:$B$40, MATCH(YEAR(TODAY())-C28040, Lists!$C$32:$C$40,1))","v":"61-70"},366.05636911135929,{"$f":"INDEX(Data!$E$24:$E$47, MATCH(F28040&D28040, Data!$B$24:$B$47,0))","v":1.0684339161496522E-3},{"$f":"SUMPRODUCT((Data!$B$58:$B$60=Model!$F28040)*(Data!$C$57:$K$57=Model!$O28040)*(Data!$C$58:$K$60))","v":1.9802031311051838},{"$f":"IF(IF(K28040>=700,999,(K28040-R28040*N28040))<0,0,IF(K28040>=700,999,(K28040-R28040*N28040)))","v":80.197968688948166},{"$f":"IF(S28040<30,3,IF(AND(F28040=\"Class 1\",S28040<50),2,IF(AND(F28040=\"Class 1\",S28040>=50),1,IF(S28040<70,2,1))))","v":1},{"$f":"IF(E28040<>\"Serviceable\",E28040,INDEX(Lists!$D$6:$D$8, MATCH(T28040,Lists!$C$6:$C$8,0)))","v":"Serviceable"},{"$f":"INDEX(Lists!$C$12:$C$26, MATCH(H28040, Lists!$B$12:$B$26,0))","v":"HV"}]
[null,55067,1961,"Wood Creos Impregnated","Serviceable","Class 3",0,"lv/hv",930,2018,100,"No",false,15,{"$f":"INDEX(Lists!$B$32:$B$40, MATCH(YEAR(TODAY())-C28116, Lists!$C$32:$C$40,1))","v":"61-70"},296.02819415092534,{"$f":"INDEX(Data!$E$24:$E$47, MATCH(F28116&D28116, Data!$B$24:$B$47,0))","v":1.0684339161496522E-3},{"$f":"SUMPRODUCT((Data!$B$58:$B$60=Model!$F28116)*(Data!$C$57:$K$57=Model!$O28116)*(Data!$C$58:$K$60))","v":1.9802031311051838},70.296953033422241,1,{"$f":"IF(E28116<>\"Serviceable\",E28116,INDEX(Lists!$D$6:$D$8, MATCH(T28116,Lists!$C$6:$C$8,0)))","v":"Serviceable"},{"$f":"INDEX(Lists!$C$12:$C$26, MATCH(H28116, Lists!$B$12:$B$26,0))","v":"HV"}]
[null,55107,1986,"Wood Untreated Dressed","Serviceable","Class 1",0,"lv",815,2023,100,"No",false,10,{"$f":"INDEX(Lists!$B$32:$B$40, MATCH(YEAR(TODAY())-C28141, Lists!$C$32:$C$40,1))","v":"31-40"},259.4225572397894,{"$f":"INDEX(Data!$E$24:$E$47, MATCH(F28141&D28141, Data!$B$24:$B$47,0))","v":1.9964561142097742E-3},{"$f":"SUMPRODUCT((Data!$B$58:$B$60=Model!$F28141)*(Data!$C$57:$K$57=Model!$O28141)*(Data!$C$58:$K$60))","v":3.0038452968326621},69.961547031673376,1,{"$f":"IF(E28141<>\"Serviceable\",E28141,INDEX(Lists!$D$6:$D$8, MATCH(T28141,Lists!$C$6:$C$8,0)))","v":"Serviceable"},{"$f":"INDEX(Lists!$C$12:$C$26, MATCH(H28141, Lists!$B$12:$B$26,0))","v":"LV"}]
[null,55301,1983,"Wood Untreated Dressed","Serviceable","Class 1",0,"lv/hv",920,2019,100,"No",false,10,{"$f":"INDEX(Lists!$B$32:$B$40, MATCH(YEAR(TODAY())-C28215, Lists!$C$32:$C$40,1))","v":"41-50"},292.84509528908745,{"$f":"INDEX(Data!$E$24:$E$47, MATCH(F28215&D28215, Data!$B$24:$B$47,0))","v":1.9964561142097742E-3},{"$f":"SUMPRODUCT((Data!$B$58:$B$60=Model!$F28215)*(Data!$C$57:$K$57=Model!$O28215)*(Data!$C$58:$K$60))","v":1.7977578417715214},82.022421582284778,1,{"$f":"IF(E28215<>\"Serviceable\",E28215,INDEX(Lists!$D$6:$D$8, MATCH(T28215,Lists!$C$6:$C$8,0)))","v":"Serviceable"},{"$f":"INDEX(Lists!$C$12:$C$26, MATCH(H28215, Lists!$B$12:$B$26,0))","v":"HV"}]
[null,55460,1966,"Wood Creos Impregnated","Serviceable","Class 3",0,"lv/hv",1150,2020,100,"No",false,10,{"$f":"INDEX(Lists!$B$32:$B$40, MATCH(YEAR(TODAY())-C28291, Lists!$C$32:$C$40,1))","v":"51-60"},366.05636911135929,{"$f":"INDEX(Data!$E$24:$E$47, MATCH(F28291&D28291, Data!$B$24:$B$47,0))","v":1.0684339161496522E-3},{"$f":"SUMPRODUCT((Data!$B$58:$B$60=Model!$F28291)*(Data!$C$57:$K$57=Model!$O28291)*(Data!$C$58:$K$60))","v":2.6564859251595059},73.435140748404933,1,{"$f":"IF(E28291<>\"Serviceable\",E28291,INDEX(Lists!$D$6:$D$8, MATCH(T28291,Lists!$C$6:$C$8,0)))","v":"Serviceable"},{"$f":"INDEX(Lists!$C$12:$C$26, MATCH(H28291, Lists!$B$12:$B$26,0))","v":"HV"}]
[null,55586,1963,"Wood Creos Impregnated","Serviceable","Class 3",0,"lv/hv",1035,2019,80,"No",false,10,{"$f":"INDEX(Lists!$B$32:$B$40, MATCH(YEAR(TODAY())-C28341, Lists!$C$32:$C$40,1))","v":"61-70"},329.45073220022334,{"$f":"INDEX(Data!$E$24:$E$47, MATCH(F28341&D28341, Data!$B$24:$B$47,0))","v":1.0684339161496522E-3},{"$f":"SUMPRODUCT((Data!$B$58:$B$60=Model!$F28341)*(Data!$C$57:$K$57=Model!$O28341)*(Data!$C$58:$K$60))","v":1.9802031311051838},60.197968688948166,2,{"$f":"IF(E28341<>\"Serviceable\",E28341,INDEX(Lists!$D$6:$D$8, MATCH(T28341,Lists!$C$6:$C$8,0)))","v":"Limited Life"},{"$f":"INDEX(Lists!$C$12:$C$26, MATCH(H28341, Lists!$B$12:$B$26,0))","v":"HV"}]
[null,55652,1937,"Wood Untreated Dressed","Serviceable","Class 1",0,"lv/hv",1000,2021,80,"No",false,10,{"$f":"INDEX(Lists!$B$32:$B$40, MATCH(YEAR(TODAY())-C28380, Lists!$C$32:$C$40,1))","v":"81-90"},318.3098861837907,{"$f":"INDEX(Data!$E$24:$E$47, MATCH(F28380&D28380, Data!$B$24:$B$47,0))","v":1.9964561142097742E-3},{"$f":"SUMPRODUCT((Data!$B$58:$B$60=Model!$F28380)*(Data!$C$57:$K$57=Model!$O28380)*(Data!$C$58:$K$60))","v":2.8392735823590045},51.607264176409956,1,{"$f":"IF(E28380<>\"Serviceable\",E28380,INDEX(Lists!$D$6:$D$8, MATCH(T28380,Lists!$C$6:$C$8,0)))","v":"Serviceable"},{"$f":"INDEX(Lists!$C$12:$C$26, MATCH(H28380, Lists!$B$12:$B$26,0))","v":"HV"}]
[null,55715,1965,"Wood Penta Impregnated","Serviceable","Class 3",0,"lv/hv",720,2020,90,"No",false,10,{"$f":"INDEX(Lists!$B$32:$B$40, MATCH(YEAR(TODAY())-C28411, Lists!$C$32:$C$40,1))","v":"51-60"},229.18311805232929,{"$f":"INDEX(Data!$E$24:$E$47, MATCH(F28411&D28411, Data!$B$24:$B$47,0))","v":1.0684339161496522E-3},{"$f":"SUMPRODUCT((Data!$B$58:$B$60=Model!$F28411)*(Data!$C$57:$K$57=Model!$O28411)*(Data!$C$58:$K$60))","v":2.6564859251595059},63.43514074840494,2,{"$f":"IF(E28411<>\"Serviceable\",E28411,INDEX(Lists!$D$6:$D$8, MATCH(T28411,Lists!$C$6:$C$8,0)))","v":"Limited Life"},{"$f":"INDEX(Lists!$C$12:$C$26, MATCH(H28411, Lists!$B$12:$B$26,0))","v":"HV"}]
[null,55988,1982,"Wood Untreated Dressed","Serviceable","Class 1",0,"lv",817,2023,100,"No",false,10,{"$f":"INDEX(Lists!$B$32:$B$40, MATCH(YEAR(TODAY())-C28516, Lists!$C$32:$C$40,1))","v":"41-50"},260.05917701215697,{"$f":"INDEX(Data!$E$24:$E$47, MATCH(F28516&D28516, Data!$B$24:$B$47,0))","v":1.9964561142097742E-3},{"$f":"SUMPRODUCT((Data!$B$58:$B$60=Model!$F28516)*(Data!$C$57:$K$57=Model!$O28516)*(Data!$C$58:$K$60))","v":1.7977578417715214},82.022421582284778,1,{"$f":"IF(E28516<>\"Serviceable\",E28516,INDEX(Lists!$D$6:$D$8, MATCH(T28516,Lists!$C$6:$C$8,0)))","v":"Serviceable"},{"$f":"INDEX(Lists!$C$12:$C$26, MATCH(H28516, Lists!$B$12:$B$26,0))","v":"LV"}]
[null,56006,1969,"Wood Creos Impregnated","Serviceable","Class 2",0,"lv/hv",1040,2019,130,"No",false,10,{"$f":"INDEX(Lists!$B$32:$B$40, MATCH(YEAR(TODAY())-C28521, Lists!$C$32:$C$40,1))","v":"51-60"},331.04228163114232,{"$f":"INDEX(Data!$E$24:$E$47, MATCH(F28521&D28521, Data!$B$24:$B$47,0))","v":1.6118836915297091E-3},{"$f":"SUMPRODUCT((Data!$B$58:$B$60=Model!$F28521)*(Data!$C$57:$K$57=Model!$O28521)*(Data!$C$58:$K$60))","v":2.6773548093458861},103.22645190654114,1,{"$f":"IF(E28521<>\"Serviceable\",E28521,INDEX(Lists!$D$6:$D$8, MATCH(T28521,Lists!$C$6:$C$8,0)))","v":"Serviceable"},{"$f":"INDEX(Lists!$C$12:$C$26, MATCH(H28521, Lists!$B$12:$B$26,0))","v":"HV"}]
[null,56117,1970,"Wood Creos Impregnated","Serviceable","Class 3",0,"lv/hv",1020,2019,80,"No",false,10,{"$f":"INDEX(Lists!$B$32:$B$40, MATCH(YEAR(TODAY())-C28586, Lists!$C$32:$C$40,1))","v":"51-60"},324.67608390746648,{"$f":"INDEX(Data!$E$24:$E$47, MATCH(F28586&D28586, Data!$B$24:$B$47,0))","v":1.0684339161496522E-3},{"$f":"SUMPRODUCT((Data!$B$58:$B$60=Model!$F28586)*(Data!$C$57:$K$57=Model!$O28586)*(Data!$C$58:$K$60))","v":2.6564859251595059},53.43514074840494,2,{"$f":"IF(E28586<>\"Serviceable\",E28586,INDEX(Lists!$D$6:$D$8, MATCH(T28586,Lists!$C$6:$C$8,0)))","v":"Limited Life"},{"$f":"INDEX(Lists!$C$12:$C$26, MATCH(H28586, Lists!$B$12:$B$26,0))","v":"HV"}]
[null,56253,1958,"Wood Creos Impregnated","Serviceable","Class 3",0,"lv/hv",930,2020,120,"No",false,10,{"$f":"INDEX(Lists!$B$32:$B$40, MATCH(YEAR(TODAY())-C28662, Lists!$C$32:$C$40,1))","v":"61-70"},296.02819415092534,{"$f":"INDEX(Data!$E$24:$E$47, MATCH(F28662&D28662, Data!$B$24:$B$47,0))","v":1.0684339161496522E-3},{"$f":"SUMPRODUCT((Data!$B$58:$B$60=Model!$F28662)*(Data!$C$57:$K$57=Model!$O28662)*(Data!$C$58:$K$60))","v":1.9802031311051838},100.19796868894817,1,{"$f":"IF(E28662<>\"Serviceable\",E28662,INDEX(Lists!$D$6:$D$8, MATCH(T28662,Lists!$C$6:$C$8,0)))","v":"Serviceable"},{"$f":"INDEX(Lists!$C$12:$C$26, MATCH(H28662, Lists!$B$12:$B$26,0))","v":"HV"}]
[null,56378,1938,"Wood Untreated Dressed","Serviceable","Class 1",0,"lv",680,2020,100,"No",false,10,{"$f":"INDEX(Lists!$B$32:$B$40, MATCH(YEAR(TODAY())-C28716, Lists!$C$32:$C$40,1))","v":"81-90"},216.45072260497767,{"$f":"INDEX(Data!$E$24:$E$47, MATCH(F28716&D28716, Data!$B$24:$B$47,0))","v":1.9964561142097742E-3},{"$f":"SUMPRODUCT((Data!$B$58:$B$60=Model!$F28716)*(Data!$C$57:$K$57=Model!$O28716)*(Data!$C$58:$K$60))","v":2.8392735823590045},71.607264176409956,1,{"$f":"IF(E28716<>\"Serviceable\",E28716,INDEX(Lists!$D$6:$D$8, MATCH(T28716,Lists!$C$6:$C$8,0)))","v":"Serviceable"},{"$f":"INDEX(Lists!$C$12:$C$26, MATCH(H28716, Lists!$B$12:$B$26,0))","v":"LV"}]
[null,56457,1936,"Wood Untreated Dressed","Serviceable","Class 1",0,"lv",848,2022,100,"No",false,10,{"$f":"INDEX(Lists!$B$32:$B$40, MATCH(YEAR(TODAY())-C28761, Lists!$C$32:$C$40,1))","v":"81-90"},269.92678348385448,{"$f":"INDEX(Data!$E$24:$E$47, MATCH(F28761&D28761, Data!$B$24:$B$47,0))","v":1.9964561142097742E-3},{"$f":"SUMPRODUCT((Data!$B$58:$B$60=Model!$F28761)*(Data!$C$57:$K$57=Model!$O28761)*(Data!$C$58:$K$60))","v":2.8392735823590045},71.607264176409956,1,{"$f":"IF(E28761<>\"Serviceable\",E28761,INDEX(Lists!$D$6:$D$8, MATCH(T28761,Lists!$C$6:$C$8,0)))","v":"Serviceable"},{"$f":"INDEX(Lists!$C$12:$C$26, MATCH(H28761, Lists!$B$12:$B$26,0))","v":"LV"}]
[null,56585,1954,"Wood Untreated Round","Serviceable","Class 1",0,"lv/sub-transmission",1320,2020,120,"No",false,10,{"$f":"INDEX(Lists!$B$32:$B$40, MATCH(YEAR(TODAY())-C28837, Lists!$C$32:$C$40,1))","v":"71-80"},420.16904976260372,{"$f":"INDEX(Data!$E$24:$E$47, MATCH(F28837&D28837, Data!$B$24:$B$47,0))","v":1.9964561142097742E-3},{"$f":"SUMPRODUCT((Data!$B$58:$B$60=Model!$F28837)*(Data!$C$57:$K$57=Model!$O28837)*(Data!$C$58:$K$60))","v":2.0707751244791428},99.292248755208576,1,{"$f":"IF(E28837<>\"Serviceable\",E28837,INDEX(Lists!$D$6:$D$8, MATCH(T28837,Lists!$C$6:$C$8,0)))","v":"Serviceable"},{"$f":"INDEX(Lists!$C$12:$C$26, MATCH(H28837, Lists!$B$12:$B$26,0))","v":"Sub-T"}]
[null,56613,1965,"Wood Creos Impregnated","Serviceable","Class 3",0,"lv/hv",1030,2019,100,"No",false,10,{"$f":"INDEX(Lists!$B$32:$B$40, MATCH(YEAR(TODAY())-C28857, Lists!$C$32:$C$40,1))","v":"51-60"},327.85918276930443,{"$f":"INDEX(Data!$E$24:$E$47, MATCH(F28857&D28857, Data!$B$24:$B$47,0))","v":1.0684339161496522E-3},{"$f":"SUMPRODUCT((Data!$B$58:$B$60=Model!$F28857)*(Data!$C$57:$K$57=Model!$O28857)*(Data!$C$58:$K$60))","v":2.6564859251595059},73.435140748404933,1,{"$f":"IF(E28857<>\"Serviceable\",E28857,INDEX(Lists!$D$6:$D$8, MATCH(T28857,Lists!$C$6:$C$8,0)))","v":"Serviceable"},{"$f":"INDEX(Lists!$C$12:$C$26, MATCH(H28857, Lists!$B$12:$B$26,0))","v":"HV"}]
[null,56738,1954,"Wood Untreated Round","Serviceable","Class 1",0,"lv/hv",870,2020,90,"No",false,{"$f":"IF(L28936=\"No\",ROUND((End_year-J28936)/5,0)*5,ROUND((End_year-J28936)/3,0)*3)","v":10},{"$f":"INDEX(Lists!$B$32:$B$40, MATCH(YEAR(TODAY())-C28936, Lists!$C$32:$C$40,1))","v":"71-80"},276.92960097989788,{"$f":"INDEX(Data!$E$24:$E$47, MATCH(F28936&D28936, Data!$B$24:$B$47,0))","v":1.9964561142097742E-3},{"$f":"SUMPRODUCT((Data!$B$58:$B$60=Model!$F28936)*(Data!$C$57:$K$57=Model!$O28936)*(Data!$C$58:$K$60))","v":2.0707751244791428},{"$f":"IF(IF(K28936>=700,999,(K28936-R28936*N28936))<0,0,IF(K28936>=700,999,(K28936-R28936*N28936)))","v":69.292248755208576},{"$f":"IF(S28936<30,3,IF(AND(F28936=\"Class 1\",S28936<50),2,IF(AND(F28936=\"Class 1\",S28936>=50),1,IF(S28936<70,2,1))))","v":1},{"$f":"IF(E28936<>\"Serviceable\",E28936,INDEX(Lists!$D$6:$D$8, MATCH(T28936,Lists!$C$6:$C$8,0)))","v":"Serviceable"},{"$f":"INDEX(Lists!$C$12:$C$26, MATCH(H28936, Lists!$B$12:$B$26,0))","v":"HV"}]
[null,56897,1929,"Wood Untreated Dressed","Serviceable","Class 1",0,"lv/hv",990,2022,90,"No",false,10,{"$f":"INDEX(Lists!$B$32:$B$40, MATCH(YEAR(TODAY())-C29012, Lists!$C$32:$C$40,1))","v":"90+"},315.1267873219528,{"$f":"INDEX(Data!$E$24:$E$47, MATCH(F29012&D29012, Data!$B$24:$B$47,0))","v":1.9964561142097742E-3},{"$f":"SUMPRODUCT((Data!$B$58:$B$60=Model!$F29012)*(Data!$C$57:$K$57=Model!$O29012)*(Data!$C$58:$K$60))","v":1.4835341045333483},75.164658954666521,1,{"$f":"IF(E29012<>\"Serviceable\",E29012,INDEX(Lists!$D$6:$D$8, MATCH(T29012,Lists!$C$6:$C$8,0)))","v":"Serviceable"},{"$f":"INDEX(Lists!$C$12:$C$26, MATCH(H29012, Lists!$B$12:$B$26,0))","v":"HV"}]
[null,56991,1982,"Wood Untreated Dressed","Serviceable","Class 1",0,"lv/hv",940,2019,120,"No",false,10,{"$f":"INDEX(Lists!$B$32:$B$40, MATCH(YEAR(TODAY())-C29052, Lists!$C$32:$C$40,1))","v":"41-50"},299.21129301276324,{"$f":"INDEX(Data!$E$24:$E$47, MATCH(F29052&D29052, Data!$B$24:$B$47,0))","v":1.9964561142097742E-3},{"$f":"SUMPRODUCT((Data!$B$58:$B$60=Model!$F29052)*(Data!$C$57:$K$57=Model!$O29052)*(Data!$C$58:$K$60))","v":1.7977578417715214},102.02242158228478,1,{"$f":"IF(E29052<>\"Serviceable\",E29052,INDEX(Lists!$D$6:$D$8, MATCH(T29052,Lists!$C$6:$C$8,0)))","v":"Serviceable"},{"$f":"INDEX(Lists!$C$12:$C$26, MATCH(H29052, Lists!$B$12:$B$26,0))","v":"HV"}]
[null,57072,1964,"Wood Creos Impregnated","Serviceable","Class 3",0,"lv/hv",1050,2019,120,"No",false,10,{"$f":"INDEX(Lists!$B$32:$B$40, MATCH(YEAR(TODAY())-C29082, Lists!$C$32:$C$40,1))","v":"61-70"},334.22538049298021,{"$f":"INDEX(Data!$E$24:$E$47, MATCH(F29082&D29082, Data!$B$24:$B$47,0))","v":1.0684339161496522E-3},{"$f":"SUMPRODUCT((Data!$B$58:$B$60=Model!$F29082)*(Data!$C$57:$K$57=Model!$O29082)*(Data!$C$58:$K$60))","v":1.9802031311051838},100.19796868894817,1,{"$f":"IF(E29082<>\"Serviceable\",E29082,INDEX(Lists!$D$6:$D$8, MATCH(T29082,Lists!$C$6:$C$8,0)))","v":"Serviceable"},{"$f":"INDEX(Lists!$C$12:$C$26, MATCH(H29082, Lists!$B$12:$B$26,0))","v":"HV"}]
[null,57167,1967,"Wood Salt Impregnated (Green)","Serviceable","Class 4",0,"lv",770,2020,130,"No",false,10,{"$f":"INDEX(Lists!$B$32:$B$40, MATCH(YEAR(TODAY())-C29132, Lists!$C$32:$C$40,1))","v":"51-60"},245.09861236151883,{"$f":"INDEX(Data!$E$24:$E$47, MATCH(F29132&D29132, Data!$B$24:$B$47,0))","v":{"$error":"#N/A"}},{"$f":"SUMPRODUCT((Data!$B$58:$B$60=Model!$F29132)*(Data!$C$57:$K$57=Model!$O29132)*(Data!$C$58:$K$60))","v":0},130,1,{"$f":"IF(E29132<>\"Serviceable\",E29132,INDEX(Lists!$D$6:$D$8, MATCH(T29132,Lists!$C$6:$C$8,0)))","v":"Serviceable"},{"$f":"INDEX(Lists!$C$12:$C$26, MATCH(H29132, Lists!$B$12:$B$26,0))","v":"LV"}]
[null,57277,1964,"Wood Creos Impregnated","Serviceable","Class 3",0,"lv",999,2022,100,"No",{"$f":"IF(G29193=0,FALSE,TRUE)","v":false},10,{"$f":"INDEX(Lists!$B$32:$B$40, MATCH(YEAR(TODAY())-C29193, Lists!$C$32:$C$40,1))","v":"61-70"},{"$f":"I29193/PI()","v":317.99157629760691},{"$f":"INDEX(Data!$E$24:$E$47, MATCH(F29193&D29193, Data!$B$24:$B$47,0))","v":1.0684339161496522E-3},{"$f":"SUMPRODUCT((Data!$B$58:$B$60=Model!$F29193)*(Data!$C$57:$K$57=Model!$O29193)*(Data!$C$58:$K$60))","v":1.9802031311051838},80.197968688948166,1,{"$f":"IF(E29193<>\"Serviceable\",E29193,INDEX(Lists!$D$6:$D$8, MATCH(T29193,Lists!$C$6:$C$8,0)))","v":"Serviceable"},{"$f":"INDEX(Lists!$C$12:$C$26, MATCH(H29193, Lists!$B$12:$B$26,0))","v":"LV"}]
[null,57410,1982,"Wood Untreated Dressed","Serviceable","Class 1",0,"lv",790,2022,90,"No",{"$f":"IF(G29257=0,FALSE,TRUE)","v":false},10,{"$f":"INDEX(Lists!$B$32:$B$40, MATCH(YEAR(TODAY())-C29257, Lists!$C$32:$C$40,1))","v":"41-50"},{"$f":"I29257/PI()","v":251.46481008519464},{"$f":"INDEX(Data!$E$24:$E$47, MATCH(F29257&D29257, Data!$B$24:$B$47,0))","v":1.9964561142097742E-3},{"$f":"SUMPRODUCT((Data!$B$58:$B$60=Model!$F29257)*(Data!$C$57:$K$57=Model!$O29257)*(Data!$C$58:$K$60))","v":1.7977578417715214},72.022421582284778,1,{"$f":"IF(E29257<>\"Serviceable\",E29257,INDEX(Lists!$D$6:$D$8, MATCH(T29257,Lists!$C$6:$C$8,0)))","v":"Serviceable"},{"$f":"INDEX(Lists!$C$12:$C$26, MATCH(H29257, Lists!$B$12:$B$26,0))","v":"LV"}]
[null,57502,1969,"Wood Creos Impregnated","Serviceable","Class 3",0,"lv",980,2022,90,"No",false,10,{"$f":"INDEX(Lists!$B$32:$B$40, MATCH(YEAR(TODAY())-C29307, Lists!$C$32:$C$40,1))","v":"51-60"},311.94368846011486,{"$f":"INDEX(Data!$E$24:$E$47, MATCH(F29307&D29307, Data!$B$24:$B$47,0))","v":1.0684339161496522E-3},{"$f":"SUMPRODUCT((Data!$B$58:$B$60=Model!$F29307)*(Data!$C$57:$K$57=Model!$O29307)*(Data!$C$58:$K$60))","v":2.6564859251595059},63.43514074840494,2,{"$f":"IF(E29307<>\"Serviceable\",E29307,INDEX(Lists!$D$6:$D$8, MATCH(T29307,Lists!$C$6:$C$8,0)))","v":"Limited Life"},{"$f":"INDEX(Lists!$C$12:$C$26, MATCH(H29307, Lists!$B$12:$B$26,0))","v":"LV"}]
[null,57698,1962,"Wood Creos Impregnated","Serviceable","Class 3",0,"lv",990,2020,100,"No",false,10,{"$f":"INDEX(Lists!$B$32:$B$40, MATCH(YEAR(TODAY())-C29388, Lists!$C$32:$C$40,1))","v":"61-70"},315.1267873219528,{"$f":"INDEX(Data!$E$24:$E$47, MATCH(F29388&D29388, Data!$B$24:$B$47,0))","v":1.0684339161496522E-3},{"$f":"SUMPRODUCT((Data!$B$58:$B$60=Model!$F29388)*(Data!$C$57:$K$57=Model!$O29388)*(Data!$C$58:$K$60))","v":1.9802031311051838},80.197968688948166,1,{"$f":"IF(E29388<>\"Serviceable\",E29388,INDEX(Lists!$D$6:$D$8, MATCH(T29388,Lists!$C$6:$C$8,0)))","v":"Serviceable"},{"$f":"INDEX(Lists!$C$12:$C$26, MATCH(H29388, Lists!$B$12:$B$26,0))","v":"LV"}]
[null,57798,1981,"Wood Untreated Dressed","Serviceable","Class 1",0,"lv",660,2022,100,"No",false,10,{"$f":"INDEX(Lists!$B$32:$B$40, MATCH(YEAR(TODAY())-C29432, Lists!$C$32:$C$40,1))","v":"41-50"},210.08452488130186,{"$f":"INDEX(Data!$E$24:$E$47, MATCH(F29432&D29432, Data!$B$24:$B$47,0))","v":1.9964561142097742E-3},{"$f":"SUMPRODUCT((Data!$B$58:$B$60=Model!$F29432)*(Data!$C$57:$K$57=Model!$O29432)*(Data!$C$58:$K$60))","v":1.7977578417715214},82.022421582284778,1,{"$f":"IF(E29432<>\"Serviceable\",E29432,INDEX(Lists!$D$6:$D$8, MATCH(T29432,Lists!$C$6:$C$8,0)))","v":"Serviceable"},{"$f":"INDEX(Lists!$C$12:$C$26, MATCH(H29432, Lists!$B$12:$B$26,0))","v":"LV"}]
[null,57905,1974,"Wood Creos Impregnated","Serviceable","Class 3",0,"lv/hv",980,2019,100,"No",false,10,{"$f":"INDEX(Lists!$B$32:$B$40, MATCH(YEAR(TODAY())-C29482, Lists!$C$32:$C$40,1))","v":"51-60"},311.94368846011486,{"$f":"INDEX(Data!$E$24:$E$47, MATCH(F29482&D29482, Data!$B$24:$B$47,0))","v":1.0684339161496522E-3},{"$f":"SUMPRODUCT((Data!$B$58:$B$60=Model!$F29482)*(Data!$C$57:$K$57=Model!$O29482)*(Data!$C$58:$K$60))","v":2.6564859251595059},73.435140748404933,1,{"$f":"IF(E29482<>\"Serviceable\",E29482,INDEX(Lists!$D$6:$D$8, MATCH(T29482,Lists!$C$6:$C$8,0)))","v":"Serviceable"},{"$f":"INDEX(Lists!$C$12:$C$26, MATCH(H29482, Lists!$B$12:$B$26,0))","v":"HV"}]
[null,58014,1966,"Wood Creos Impregnated","Serviceable","Class 3",0,"lv/hv",840,2023,90,"No",false,10,{"$f":"INDEX(Lists!$B$32:$B$40, MATCH(YEAR(TODAY())-C29551, Lists!$C$32:$C$40,1))","v":"51-60"},267.38030439438415,{"$f":"INDEX(Data!$E$24:$E$47, MATCH(F29551&D29551, Data!$B$24:$B$47,0))","v":1.0684339161496522E-3},{"$f":"SUMPRODUCT((Data!$B$58:$B$60=Model!$F29551)*(Data!$C$57:$K$57=Model!$O29551)*(Data!$C$58:$K$60))","v":2.6564859251595059},63.43514074840494,2,{"$f":"IF(E29551<>\"Serviceable\",E29551,INDEX(Lists!$D$6:$D$8, MATCH(T29551,Lists!$C$6:$C$8,0)))","v":"Limited Life"},{"$f":"INDEX(Lists!$C$12:$C$26, MATCH(H29551, Lists!$B$12:$B$26,0))","v":"HV"}]
[null,58106,1969,"Wood Creos Impregnated","Serviceable","Class 3",0,"lv",760,2019,90,"No",false,10,{"$f":"INDEX(Lists!$B$32:$B$40, MATCH(YEAR(TODAY())-C29607, Lists!$C$32:$C$40,1))","v":"51-60"},241.91551349968091,{"$f":"INDEX(Data!$E$24:$E$47, MATCH(F29607&D29607, Data!$B$24:$B$47,0))","v":1.0684339161496522E-3},{"$f":"SUMPRODUCT((Data!$B$58:$B$60=Model!$F29607)*(Data!$C$57:$K$57=Model!$O29607)*(Data!$C$58:$K$60))","v":2.6564859251595059},63.43514074840494,2,{"$f":"IF(E29607<>\"Serviceable\",E29607,INDEX(Lists!$D$6:$D$8, MATCH(T29607,Lists!$C$6:$C$8,0)))","v":"Limited Life"},{"$f":"INDEX(Lists!$C$12:$C$26, MATCH(H29607, Lists!$B$12:$B$26,0))","v":"LV"}]
[null,58218,1967,"Wood Creos Impregnated","Serviceable","Class 3",0,"lv",960,2023,70,"No",false,10,{"$f":"INDEX(Lists!$B$32:$B$40, MATCH(YEAR(TODAY())-C29657, Lists!$C$32:$C$40,1))","v":"51-60"},305.57749073643907,{"$f":"INDEX(Data!$E$24:$E$47, MATCH(F29657&D29657, Data!$B$24:$B$47,0))","v":1.0684339161496522E-3},{"$f":"SUMPRODUCT((Data!$B$58:$B$60=Model!$F29657)*(Data!$C$57:$K$57=Model!$O29657)*(Data!$C$58:$K$60))","v":2.6564859251595059},43.43514074840494,2,{"$f":"IF(E29657<>\"Serviceable\",E29657,INDEX(Lists!$D$6:$D$8, MATCH(T29657,Lists!$C$6:$C$8,0)))","v":"Limited Life"},{"$f":"INDEX(Lists!$C$12:$C$26, MATCH(H29657, Lists!$B$12:$B$26,0))","v":"LV"}]
[null,58251,1968,"Wood Creos Impregnated","Serviceable","Class 3",0,"lv",911,2020,80,"No",false,10,{"$f":"INDEX(Lists!$B$32:$B$40, MATCH(YEAR(TODAY())-C29678, Lists!$C$32:$C$40,1))","v":"51-60"},289.98030631343329,{"$f":"INDEX(Data!$E$24:$E$47, MATCH(F29678&D29678, Data!$B$24:$B$47,0))","v":1.0684339161496522E-3},{"$f":"SUMPRODUCT((Data!$B$58:$B$60=Model!$F29678)*(Data!$C$57:$K$57=Model!$O29678)*(Data!$C$58:$K$60))","v":2.6564859251595059},53.43514074840494,2,{"$f":"IF(E29678<>\"Serviceable\",E29678,INDEX(Lists!$D$6:$D$8, MATCH(T29678,Lists!$C$6:$C$8,0)))","v":"Limited Life"},{"$f":"INDEX(Lists!$C$12:$C$26, MATCH(H29678, Lists!$B$12:$B$26,0))","v":"LV"}]
[null,58424,1970,"Wood Creos Impregnated","Serviceable","Class 3",0,"lv",980,2019,70,"No",false,{"$f":"IF(L29768=\"No\",ROUND((End_year-J29768)/5,0)*5,ROUND((End_year-J29768)/3,0)*3)","v":10},{"$f":"INDEX(Lists!$B$32:$B$40, MATCH(YEAR(TODAY())-C29768, Lists!$C$32:$C$40,1))","v":"51-60"},311.94368846011486,{"$f":"INDEX(Data!$E$24:$E$47, MATCH(F29768&D29768, Data!$B$24:$B$47,0))","v":1.0684339161496522E-3},{"$f":"SUMPRODUCT((Data!$B$58:$B$60=Model!$F29768)*(Data!$C$57:$K$57=Model!$O29768)*(Data!$C$58:$K$60))","v":2.6564859251595059},{"$f":"IF(IF(K29768>=700,999,(K29768-R29768*N29768))<0,0,IF(K29768>=700,999,(K29768-R29768*N29768)))","v":43.43514074840494},{"$f":"IF(S29768<30,3,IF(AND(F29768=\"Class 1\",S29768<50),2,IF(AND(F29768=\"Class 1\",S29768>=50),1,IF(S29768<70,2,1))))","v":2},{"$f":"IF(E29768<>\"Serviceable\",E29768,INDEX(Lists!$D$6:$D$8, MATCH(T29768,Lists!$C$6:$C$8,0)))","v":"Limited Life"},{"$f":"INDEX(Lists!$C$12:$C$26, MATCH(H29768, Lists!$B$12:$B$26,0))","v":"LV"}]
[null,58491,1969,"Wood Creos Impregnated","Serviceable","Class 2",0,"lv/hv",920,2019,100,"No",false,10,{"$f":"INDEX(Lists!$B$32:$B$40, MATCH(YEAR(TODAY())-C29803, Lists!$C$32:$C$40,1))","v":"51-60"},292.84509528908745,{"$f":"INDEX(Data!$E$24:$E$47, MATCH(F29803&D29803, Data!$B$24:$B$47,0))","v":1.6118836915297091E-3},{"$f":"SUMPRODUCT((Data!$B$58:$B$60=Model!$F29803)*(Data!$C$57:$K$57=Model!$O29803)*(Data!$C$58:$K$60))","v":2.6773548093458861},73.226451906541143,1,{"$f":"IF(E29803<>\"Serviceable\",E29803,INDEX(Lists!$D$6:$D$8, MATCH(T29803,Lists!$C$6:$C$8,0)))","v":"Serviceable"},{"$f":"INDEX(Lists!$C$12:$C$26, MATCH(H29803, Lists!$B$12:$B$26,0))","v":"HV"}]
[null,58598,1973,"Wood Creos Impregnated","Serviceable","Class 3",0,"lv",1100,2019,100,"No",false,10,{"$f":"INDEX(Lists!$B$32:$B$40, MATCH(YEAR(TODAY())-C29853, Lists!$C$32:$C$40,1))","v":"51-60"},350.14087480216978,{"$f":"INDEX(Data!$E$24:$E$47, MATCH(F29853&D29853, Data!$B$24:$B$47,0))","v":1.0684339161496522E-3},{"$f":"SUMPRODUCT((Data!$B$58:$B$60=Model!$F29853)*(Data!$C$57:$K$57=Model!$O29853)*(Data!$C$58:$K$60))","v":2.6564859251595059},73.435140748404933,1,{"$f":"IF(E29853<>\"Serviceable\",E29853,INDEX(Lists!$D$6:$D$8, MATCH(T29853,Lists!$C$6:$C$8,0)))","v":"Serviceable"},{"$f":"INDEX(Lists!$C$12:$C$26, MATCH(H29853, Lists!$B$12:$B$26,0))","v":"LV"}]
[null,58695,1963,"Wood Creos Impregnated","Serviceable","Class 3",0,"lv/hv",1100,2019,90,"No",false,10,{"$f":"INDEX(Lists!$B$32:$B$40, MATCH(YEAR(TODAY())-C29909, Lists!$C$32:$C$40,1))","v":"61-70"},350.14087480216978,{"$f":"INDEX(Data!$E$24:$E$47, MATCH(F29909&D29909, Data!$B$24:$B$47,0))","v":1.0684339161496522E-3},{"$f":"SUMPRODUCT((Data!$B$58:$B$60=Model!$F29909)*(Data!$C$57:$K$57=Model!$O29909)*(Data!$C$58:$K$60))","v":1.9802031311051838},70.197968688948166,1,{"$f":"IF(E29909<>\"Serviceable\",E29909,INDEX(Lists!$D$6:$D$8, MATCH(T29909,Lists!$C$6:$C$8,0)))","v":"Serviceable"},{"$f":"INDEX(Lists!$C$12:$C$26, MATCH(H29909, Lists!$B$12:$B$26,0))","v":"HV"}]
[null,58832,1967,"Wood Creos Impregnated","Serviceable","Class 3",0,"lv/hv",1150,2019,100,"No",false,10,{"$f":"INDEX(Lists!$B$32:$B$40, MATCH(YEAR(TODAY())-C29978, Lists!$C$32:$C$40,1))","v":"51-60"},366.05636911135929,{"$f":"INDEX(Data!$E$24:$E$47, MATCH(F29978&D29978, Data!$B$24:$B$47,0))","v":1.0684339161496522E-3},{"$f":"SUMPRODUCT((Data!$B$58:$B$60=Model!$F29978)*(Data!$C$57:$K$57=Model!$O29978)*(Data!$C$58:$K$60))","v":2.6564859251595059},73.435140748404933,1,{"$f":"IF(E29978<>\"Serviceable\",E29978,INDEX(Lists!$D$6:$D$8, MATCH(T29978,Lists!$C$6:$C$8,0)))","v":"Serviceable"},{"$f":"INDEX(Lists!$C$12:$C$26, MATCH(H29978, Lists!$B$12:$B$26,0))","v":"HV"}]
[null,58953,1967,"Wood Creos Impregnated","Serviceable","Class 3",0,"lv/hv",735,2019,80,"No",false,10,{"$f":"INDEX(Lists!$B$32:$B$40, MATCH(YEAR(TODAY())-C30028, Lists!$C$32:$C$40,1))","v":"51-60"},233.95776634508616,{"$f":"INDEX(Data!$E$24:$E$47, MATCH(F30028&D30028, Data!$B$24:$B$47,0))","v":1.0684339161496522E-3},{"$f":"SUMPRODUCT((Data!$B$58:$B$60=Model!$F30028)*(Data!$C$57:$K$57=Model!$O30028)*(Data!$C$58:$K$60))","v":2.6564859251595059},53.43514074840494,2,{"$f":"IF(E30028<>\"Serviceable\",E30028,INDEX(Lists!$D$6:$D$8, MATCH(T30028,Lists!$C$6:$C$8,0)))","v":"Limited Life"},{"$f":"INDEX(Lists!$C$12:$C$26, MATCH(H30028, Lists!$B$12:$B$26,0))","v":"HV"}]
[null,59081,1966,"Wood Penta Impregnated","Serviceable","Class 4",0,"lv",780,2022,999,"No",false,10,{"$f":"INDEX(Lists!$B$32:$B$40, MATCH(YEAR(TODAY())-C30104, Lists!$C$32:$C$40,1))","v":"51-60"},248.28171122335672,{"$f":"INDEX(Data!$E$24:$E$47, MATCH(F30104&D30104, Data!$B$24:$B$47,0))","v":{"$error":"#N/A"}},{"$f":"SUMPRODUCT((Data!$B$58:$B$60=Model!$F30104)*(Data!$C$57:$K$57=Model!$O30104)*(Data!$C$58:$K$60))","v":0},999,1,{"$f":"IF(E30104<>\"Serviceable\",E30104,INDEX(Lists!$D$6:$D$8, MATCH(T30104,Lists!$C$6:$C$8,0)))","v":"Serviceable"},{"$f":"INDEX(Lists!$C$12:$C$26, MATCH(H30104, Lists!$B$12:$B$26,0))","v":"LV"}]
[null,59169,1976,"Wood Untreated Dressed","Serviceable","Class 1",0,"lv/hv",1020,2020,100,"No",{"$f":"IF(G30153=0,FALSE,TRUE)","v":false},10,{"$f":"INDEX(Lists!$B$32:$B$40, MATCH(YEAR(TODAY())-C30153, Lists!$C$32:$C$40,1))","v":"41-50"},{"$f":"I30153/PI()","v":324.67608390746648},{"$f":"INDEX(Data!$E$24:$E$47, MATCH(F30153&D30153, Data!$B$24:$B$47,0))","v":1.9964561142097742E-3},{"$f":"SUMPRODUCT((Data!$B$58:$B$60=Model!$F30153)*(Data!$C$57:$K$57=Model!$O30153)*(Data!$C$58:$K$60))","v":1.7977578417715214},82.022421582284778,1,{"$f":"IF(E30153<>\"Serviceable\",E30153,INDEX(Lists!$D$6:$D$8, MATCH(T30153,Lists!$C$6:$C$8,0)))","v":"Serviceable"},{"$f":"INDEX(Lists!$C$12:$C$26, MATCH(H30153, Lists!$B$12:$B$26,0))","v":"HV"}]
[null,59250,1983,"Wood Untreated Dressed","Serviceable","Class 1",0,"lv",790,2020,100,"No",false,10,{"$f":"INDEX(Lists!$B$32:$B$40, MATCH(YEAR(TODAY())-C30203, Lists!$C$32:$C$40,1))","v":"41-50"},251.46481008519464,{"$f":"INDEX(Data!$E$24:$E$47, MATCH(F30203&D30203, Data!$B$24:$B$47,0))","v":1.9964561142097742E-3},{"$f":"SUMPRODUCT((Data!$B$58:$B$60=Model!$F30203)*(Data!$C$57:$K$57=Model!$O30203)*(Data!$C$58:$K$60))","v":1.7977578417715214},82.022421582284778,1,{"$f":"IF(E30203<>\"Serviceable\",E30203,INDEX(Lists!$D$6:$D$8, MATCH(T30203,Lists!$C$6:$C$8,0)))","v":"Serviceable"},{"$f":"INDEX(Lists!$C$12:$C$26, MATCH(H30203, Lists!$B$12:$B$26,0))","v":"LV"}]
[null,59354,1953,"Wood Untreated Round","Serviceable","Class 1",0,"lv",1150,2019,120,"No",false,10,{"$f":"INDEX(Lists!$B$32:$B$40, MATCH(YEAR(TODAY())-C30267, Lists!$C$32:$C$40,1))","v":"71-80"},366.05636911135929,{"$f":"INDEX(Data!$E$24:$E$47, MATCH(F30267&D30267, Data!$B$24:$B$47,0))","v":1.9964561142097742E-3},{"$f":"SUMPRODUCT((Data!$B$58:$B$60=Model!$F30267)*(Data!$C$57:$K$57=Model!$O30267)*(Data!$C$58:$K$60))","v":2.0707751244791428},99.292248755208576,1,{"$f":"IF(E30267<>\"Serviceable\",E30267,INDEX(Lists!$D$6:$D$8, MATCH(T30267,Lists!$C$6:$C$8,0)))","v":"Serviceable"},{"$f":"INDEX(Lists!$C$12:$C$26, MATCH(H30267, Lists!$B$12:$B$26,0))","v":"LV"}]
[null,59370,1980,"Wood Untreated Dressed","Serviceable","Class 1",0,"lv",800,2019,110,"No",false,10,{"$f":"INDEX(Lists!$B$32:$B$40, MATCH(YEAR(TODAY())-C30273, Lists!$C$32:$C$40,1))","v":"41-50"},254.64790894703253,{"$f":"INDEX(Data!$E$24:$E$47, MATCH(F30273&D30273, Data!$B$24:$B$47,0))","v":1.9964561142097742E-3},{"$f":"SUMPRODUCT((Data!$B$58:$B$60=Model!$F30273)*(Data!$C$57:$K$57=Model!$O30273)*(Data!$C$58:$K$60))","v":1.7977578417715214},92.022421582284778,1,{"$f":"IF(E30273<>\"Serviceable\",E30273,INDEX(Lists!$D$6:$D$8, MATCH(T30273,Lists!$C$6:$C$8,0)))","v":"Serviceable"},{"$f":"INDEX(Lists!$C$12:$C$26, MATCH(H30273, Lists!$B$12:$B$26,0))","v":"LV"}]
[null,59527,1970,"Wood Creos Impregnated","Serviceable","Class 3",0,"lv",940,2019,90,"No",false,10,{"$f":"INDEX(Lists!$B$32:$B$40, MATCH(YEAR(TODAY())-C30378, Lists!$C$32:$C$40,1))","v":"51-60"},299.21129301276324,{"$f":"INDEX(Data!$E$24:$E$47, MATCH(F30378&D30378, Data!$B$24:$B$47,0))","v":1.0684339161496522E-3},{"$f":"SUMPRODUCT((Data!$B$58:$B$60=Model!$F30378)*(Data!$C$57:$K$57=Model!$O30378)*(Data!$C$58:$K$60))","v":2.6564859251595059},63.43514074840494,2,{"$f":"IF(E30378<>\"Serviceable\",E30378,INDEX(Lists!$D$6:$D$8, MATCH(T30378,Lists!$C$6:$C$8,0)))","v":"Limited Life"},{"$f":"INDEX(Lists!$C$12:$C$26, MATCH(H30378, Lists!$B$12:$B$26,0))","v":"LV"}]
[null,59590,1967,"Wood Creos Impregnated","Serviceable","Class 3",0,"lv",960,2019,90,"No",false,{"$f":"IF(L30408=\"No\",ROUND((End_year-J30408)/5,0)*5,ROUND((End_year-J30408)/3,0)*3)","v":10},{"$f":"INDEX(Lists!$B$32:$B$40, MATCH(YEAR(TODAY())-C30408, Lists!$C$32:$C$40,1))","v":"51-60"},305.57749073643907,{"$f":"INDEX(Data!$E$24:$E$47, MATCH(F30408&D30408, Data!$B$24:$B$47,0))","v":1.0684339161496522E-3},{"$f":"SUMPRODUCT((Data!$B$58:$B$60=Model!$F30408)*(Data!$C$57:$K$57=Model!$O30408)*(Data!$C$58:$K$60))","v":2.6564859251595059},{"$f":"IF(IF(K30408>=700,999,(K30408-R30408*N30408))<0,0,IF(K30408>=700,999,(K30408-R30408*N30408)))","v":63.43514074840494},{"$f":"IF(S30408<30,3,IF(AND(F30408=\"Class 1\",S30408<50),2,IF(AND(F30408=\"Class 1\",S30408>=50),1,IF(S30408<70,2,1))))","v":2},{"$f":"IF(E30408<>\"Serviceable\",E30408,INDEX(Lists!$D$6:$D$8, MATCH(T30408,Lists!$C$6:$C$8,0)))","v":"Limited Life"},{"$f":"INDEX(Lists!$C$12:$C$26, MATCH(H30408, Lists!$B$12:$B$26,0))","v":"LV"}]
[null,59663,1939,"Wood Untreated Dressed","Serviceable","Class 1",0,"lv",890,2020,110,"No",false,10,{"$f":"INDEX(Lists!$B$32:$B$40, MATCH(YEAR(TODAY())-C30448, Lists!$C$32:$C$40,1))","v":"81-90"},283.29579870357372,{"$f":"INDEX(Data!$E$24:$E$47, MATCH(F30448&D30448, Data!$B$24:$B$47,0))","v":1.9964561142097742E-3},{"$f":"SUMPRODUCT((Data!$B$58:$B$60=Model!$F30448)*(Data!$C$57:$K$57=Model!$O30448)*(Data!$C$58:$K$60))","v":2.8392735823590045},81.607264176409956,1,{"$f":"IF(E30448<>\"Serviceable\",E30448,INDEX(Lists!$D$6:$D$8, MATCH(T30448,Lists!$C$6:$C$8,0)))","v":"Serviceable"},{"$f":"INDEX(Lists!$C$12:$C$26, MATCH(H30448, Lists!$B$12:$B$26,0))","v":"LV"}]
[null,59771,1963,"Wood Creos Impregnated","Serviceable","Class 3",0,"lv/hv/sub-transmission",1170,2020,80,"No",false,10,{"$f":"INDEX(Lists!$B$32:$B$40, MATCH(YEAR(TODAY())-C30524, Lists!$C$32:$C$40,1))","v":"61-70"},372.42256683503513,{"$f":"INDEX(Data!$E$24:$E$47, MATCH(F30524&D30524, Data!$B$24:$B$47,0))","v":1.0684339161496522E-3},{"$f":"SUMPRODUCT((Data!$B$58:$B$60=Model!$F30524)*(Data!$C$57:$K$57=Model!$O30524)*(Data!$C$58:$K$60))","v":1.9802031311051838},60.197968688948166,2,{"$f":"IF(E30524<>\"Serviceable\",E30524,INDEX(Lists!$D$6:$D$8, MATCH(T30524,Lists!$C$6:$C$8,0)))","v":"Limited Life"},{"$f":"INDEX(Lists!$C$12:$C$26, MATCH(H30524, Lists!$B$12:$B$26,0))","v":"Sub-T"}]
[null,59810,1968,"Wood Creos Impregnated","Serviceable","Class 3",0,"lv",940,2019,70,"No",false,10,{"$f":"INDEX(Lists!$B$32:$B$40, MATCH(YEAR(TODAY())-C30549, Lists!$C$32:$C$40,1))","v":"51-60"},299.21129301276324,{"$f":"INDEX(Data!$E$24:$E$47, MATCH(F30549&D30549, Data!$B$24:$B$47,0))","v":1.0684339161496522E-3},{"$f":"SUMPRODUCT((Data!$B$58:$B$60=Model!$F30549)*(Data!$C$57:$K$57=Model!$O30549)*(Data!$C$58:$K$60))","v":2.6564859251595059},43.43514074840494,2,{"$f":"IF(E30549<>\"Serviceable\",E30549,INDEX(Lists!$D$6:$D$8, MATCH(T30549,Lists!$C$6:$C$8,0)))","v":"Limited Life"},{"$f":"INDEX(Lists!$C$12:$C$26, MATCH(H30549, Lists!$B$12:$B$26,0))","v":"LV"}]
[null,59911,1972,"Wood Creos Impregnated","Serviceable","Class 3",0,"lv",1100,2020,120,"No",false,10,{"$f":"INDEX(Lists!$B$32:$B$40, MATCH(YEAR(TODAY())-C30623, Lists!$C$32:$C$40,1))","v":"51-60"},350.14087480216978,{"$f":"INDEX(Data!$E$24:$E$47, MATCH(F30623&D30623, Data!$B$24:$B$47,0))","v":1.0684339161496522E-3},{"$f":"SUMPRODUCT((Data!$B$58:$B$60=Model!$F30623)*(Data!$C$57:$K$57=Model!$O30623)*(Data!$C$58:$K$60))","v":2.6564859251595059},93.435140748404933,1,{"$f":"IF(E30623<>\"Serviceable\",E30623,INDEX(Lists!$D$6:$D$8, MATCH(T30623,Lists!$C$6:$C$8,0)))","v":"Serviceable"},{"$f":"INDEX(Lists!$C$12:$C$26, MATCH(H30623, Lists!$B$12:$B$26,0))","v":"LV"}]
[null,60044,1986,"Wood Untreated Dressed","Serviceable","Class 1",0,"lv",840,2020,120,"No",false,10,{"$f":"INDEX(Lists!$B$32:$B$40, MATCH(YEAR(TODAY())-C30699, Lists!$C$32:$C$40,1))","v":"31-40"},267.38030439438415,{"$f":"INDEX(Data!$E$24:$E$47, MATCH(F30699&D30699, Data!$B$24:$B$47,0))","v":1.9964561142097742E-3},{"$f":"SUMPRODUCT((Data!$B$58:$B$60=Model!$F30699)*(Data!$C$57:$K$57=Model!$O30699)*(Data!$C$58:$K$60))","v":3.0038452968326621},89.961547031673376,1,{"$f":"IF(E30699<>\"Serviceable\",E30699,INDEX(Lists!$D$6:$D$8, MATCH(T30699,Lists!$C$6:$C$8,0)))","v":"Serviceable"},{"$f":"INDEX(Lists!$C$12:$C$26, MATCH(H30699, Lists!$B$12:$B$26,0))","v":"LV"}]
[null,60111,1963,"Wood Creos Impregnated","Serviceable","Class 3",0,"lv/hv",990,2020,120,"No",false,10,{"$f":"INDEX(Lists!$B$32:$B$40, MATCH(YEAR(TODAY())-C30744, Lists!$C$32:$C$40,1))","v":"61-70"},315.1267873219528,{"$f":"INDEX(Data!$E$24:$E$47, MATCH(F30744&D30744, Data!$B$24:$B$47,0))","v":1.0684339161496522E-3},{"$f":"SUMPRODUCT((Data!$B$58:$B$60=Model!$F30744)*(Data!$C$57:$K$57=Model!$O30744)*(Data!$C$58:$K$60))","v":1.9802031311051838},100.19796868894817,1,{"$f":"IF(E30744<>\"Serviceable\",E30744,INDEX(Lists!$D$6:$D$8, MATCH(T30744,Lists!$C$6:$C$8,0)))","v":"Serviceable"},{"$f":"INDEX(Lists!$C$12:$C$26, MATCH(H30744, Lists!$B$12:$B$26,0))","v":"HV"}]
[null,60212,1965,"Wood Creos Impregnated","Serviceable","Class 3",0,"lv/hv",980,2020,100,"No",false,10,{"$f":"INDEX(Lists!$B$32:$B$40, MATCH(YEAR(TODAY())-C30798, Lists!$C$32:$C$40,1))","v":"51-60"},311.94368846011486,{"$f":"INDEX(Data!$E$24:$E$47, MATCH(F30798&D30798, Data!$B$24:$B$47,0))","v":1.0684339161496522E-3},{"$f":"SUMPRODUCT((Data!$B$58:$B$60=Model!$F30798)*(Data!$C$57:$K$57=Model!$O30798)*(Data!$C$58:$K$60))","v":2.6564859251595059},73.435140748404933,1,{"$f":"IF(E30798<>\"Serviceable\",E30798,INDEX(Lists!$D$6:$D$8, MATCH(T30798,Lists!$C$6:$C$8,0)))","v":"Serviceable"},{"$f":"INDEX(Lists!$C$12:$C$26, MATCH(H30798, Lists!$B$12:$B$26,0))","v":"HV"}]
[null,60251,1972,"Wood Creos Impregnated","Serviceable","Class 2",0,"lv",785,2023,90,"No",false,10,{"$f":"INDEX(Lists!$B$32:$B$40, MATCH(YEAR(TODAY())-C30819, Lists!$C$32:$C$40,1))","v":"51-60"},249.8732606542757,{"$f":"INDEX(Data!$E$24:$E$47, MATCH(F30819&D30819, Data!$B$24:$B$47,0))","v":1.6118836915297091E-3},{"$f":"SUMPRODUCT((Data!$B$58:$B$60=Model!$F30819)*(Data!$C$57:$K$57=Model!$O30819)*(Data!$C$58:$K$60))","v":2.6773548093458861},63.226451906541143,2,{"$f":"IF(E30819<>\"Serviceable\",E30819,INDEX(Lists!$D$6:$D$8, MATCH(T30819,Lists!$C$6:$C$8,0)))","v":"Limited Life"},{"$f":"INDEX(Lists!$C$12:$C$26, MATCH(H30819, Lists!$B$12:$B$26,0))","v":"LV"}]
[null,60359,1960,"Wood Creos Impregnated","Serviceable","Class 3",0,"lv",980,2019,80,"No",false,10,{"$f":"INDEX(Lists!$B$32:$B$40, MATCH(YEAR(TODAY())-C30885, Lists!$C$32:$C$40,1))","v":"61-70"},311.94368846011486,{"$f":"INDEX(Data!$E$24:$E$47, MATCH(F30885&D30885, Data!$B$24:$B$47,0))","v":1.0684339161496522E-3},{"$f":"SUMPRODUCT((Data!$B$58:$B$60=Model!$F30885)*(Data!$C$57:$K$57=Model!$O30885)*(Data!$C$58:$K$60))","v":1.9802031311051838},60.197968688948166,2,{"$f":"IF(E30885<>\"Serviceable\",E30885,INDEX(Lists!$D$6:$D$8, MATCH(T30885,Lists!$C$6:$C$8,0)))","v":"Limited Life"},{"$f":"INDEX(Lists!$C$12:$C$26, MATCH(H30885, Lists!$B$12:$B$26,0))","v":"LV"}]
[null,60474,1961,"Wood Creos Impregnated","Serviceable","Class 3",0,"lv",980,2019,100,"No",false,10,{"$f":"INDEX(Lists!$B$32:$B$40, MATCH(YEAR(TODAY())-C30944, Lists!$C$32:$C$40,1))","v":"61-70"},311.94368846011486,{"$f":"INDEX(Data!$E$24:$E$47, MATCH(F30944&D30944, Data!$B$24:$B$47,0))","v":1.0684339161496522E-3},{"$f":"SUMPRODUCT((Data!$B$58:$B$60=Model!$F30944)*(Data!$C$57:$K$57=Model!$O30944)*(Data!$C$58:$K$60))","v":1.9802031311051838},80.197968688948166,1,{"$f":"IF(E30944<>\"Serviceable\",E30944,INDEX(Lists!$D$6:$D$8, MATCH(T30944,Lists!$C$6:$C$8,0)))","v":"Serviceable"},{"$f":"INDEX(Lists!$C$12:$C$26, MATCH(H30944, Lists!$B$12:$B$26,0))","v":"LV"}]
[null,60558,1964,"Wood Creos Impregnated","Serviceable","Class 3",0,"lv",900,2020,80,"No",false,10,{"$f":"INDEX(Lists!$B$32:$B$40, MATCH(YEAR(TODAY())-C30994, Lists!$C$32:$C$40,1))","v":"61-70"},286.47889756541161,{"$f":"INDEX(Data!$E$24:$E$47, MATCH(F30994&D30994, Data!$B$24:$B$47,0))","v":1.0684339161496522E-3},{"$f":"SUMPRODUCT((Data!$B$58:$B$60=Model!$F30994)*(Data!$C$57:$K$57=Model!$O30994)*(Data!$C$58:$K$60))","v":1.9802031311051838},60.197968688948166,2,{"$f":"IF(E30994<>\"Serviceable\",E30994,INDEX(Lists!$D$6:$D$8, MATCH(T30994,Lists!$C$6:$C$8,0)))","v":"Limited Life"},{"$f":"INDEX(Lists!$C$12:$C$26, MATCH(H30994, Lists!$B$12:$B$26,0))","v":"LV"}]
[null,60642,1971,"Wood Creos Impregnated","Serviceable","Class 3",0,"lv",940,2020,100,"No",false,10,{"$f":"INDEX(Lists!$B$32:$B$40, MATCH(YEAR(TODAY())-C31044, Lists!$C$32:$C$40,1))","v":"51-60"},299.21129301276324,{"$f":"INDEX(Data!$E$24:$E$47, MATCH(F31044&D31044, Data!$B$24:$B$47,0))","v":1.0684339161496522E-3},{"$f":"SUMPRODUCT((Data!$B$58:$B$60=Model!$F31044)*(Data!$C$57:$K$57=Model!$O31044)*(Data!$C$58:$K$60))","v":2.6564859251595059},73.435140748404933,1,{"$f":"IF(E31044<>\"Serviceable\",E31044,INDEX(Lists!$D$6:$D$8, MATCH(T31044,Lists!$C$6:$C$8,0)))","v":"Serviceable"},{"$f":"INDEX(Lists!$C$12:$C$26, MATCH(H31044, Lists!$B$12:$B$26,0))","v":"LV"}]
[null,60798,1965,"Wood Creos Impregnated","Serviceable","Class 3",0,"lv",940,2022,80,"No",false,10,{"$f":"INDEX(Lists!$B$32:$B$40, MATCH(YEAR(TODAY())-C31124, Lists!$C$32:$C$40,1))","v":"51-60"},299.21129301276324,{"$f":"INDEX(Data!$E$24:$E$47, MATCH(F31124&D31124, Data!$B$24:$B$47,0))","v":1.0684339161496522E-3},{"$f":"SUMPRODUCT((Data!$B$58:$B$60=Model!$F31124)*(Data!$C$57:$K$57=Model!$O31124)*(Data!$C$58:$K$60))","v":2.6564859251595059},53.43514074840494,2,{"$f":"IF(E31124<>\"Serviceable\",E31124,INDEX(Lists!$D$6:$D$8, MATCH(T31124,Lists!$C$6:$C$8,0)))","v":"Limited Life"},{"$f":"INDEX(Lists!$C$12:$C$26, MATCH(H31124, Lists!$B$12:$B$26,0))","v":"LV"}]
[null,60887,1942,"Wood Untreated Dressed","Serviceable","Class 1",0,"lv",940,2021,110,"No",false,10,{"$f":"INDEX(Lists!$B$32:$B$40, MATCH(YEAR(TODAY())-C31169, Lists!$C$32:$C$40,1))","v":"81-90"},299.21129301276324,{"$f":"INDEX(Data!$E$24:$E$47, MATCH(F31169&D31169, Data!$B$24:$B$47,0))","v":1.9964561142097742E-3},{"$f":"SUMPRODUCT((Data!$B$58:$B$60=Model!$F31169)*(Data!$C$57:$K$57=Model!$O31169)*(Data!$C$58:$K$60))","v":2.8392735823590045},81.607264176409956,1,{"$f":"IF(E31169<>\"Serviceable\",E31169,INDEX(Lists!$D$6:$D$8, MATCH(T31169,Lists!$C$6:$C$8,0)))","v":"Serviceable"},{"$f":"INDEX(Lists!$C$12:$C$26, MATCH(H31169, Lists!$B$12:$B$26,0))","v":"LV"}]
[null,60988,1965,"Wood Creos Impregnated","Serviceable","Class 3",0,"lv",810,2022,90,"No",false,10,{"$f":"INDEX(Lists!$B$32:$B$40, MATCH(YEAR(TODAY())-C31219, Lists!$C$32:$C$40,1))","v":"51-60"},257.83100780887048,{"$f":"INDEX(Data!$E$24:$E$47, MATCH(F31219&D31219, Data!$B$24:$B$47,0))","v":1.0684339161496522E-3},{"$f":"SUMPRODUCT((Data!$B$58:$B$60=Model!$F31219)*(Data!$C$57:$K$57=Model!$O31219)*(Data!$C$58:$K$60))","v":2.6564859251595059},63.43514074840494,2,{"$f":"IF(E31219<>\"Serviceable\",E31219,INDEX(Lists!$D$6:$D$8, MATCH(T31219,Lists!$C$6:$C$8,0)))","v":"Limited Life"},{"$f":"INDEX(Lists!$C$12:$C$26, MATCH(H31219, Lists!$B$12:$B$26,0))","v":"LV"}]
[null,61072,1959,"Wood Creos Impregnated","Serviceable","Class 3",0,"lv",830,2019,80,"No",false,10,{"$f":"INDEX(Lists!$B$32:$B$40, MATCH(YEAR(TODAY())-C31265, Lists!$C$32:$C$40,1))","v":"61-70"},264.19720553254626,{"$f":"INDEX(Data!$E$24:$E$47, MATCH(F31265&D31265, Data!$B$24:$B$47,0))","v":1.0684339161496522E-3},{"$f":"SUMPRODUCT((Data!$B$58:$B$60=Model!$F31265)*(Data!$C$57:$K$57=Model!$O31265)*(Data!$C$58:$K$60))","v":1.9802031311051838},60.197968688948166,2,{"$f":"IF(E31265<>\"Serviceable\",E31265,INDEX(Lists!$D$6:$D$8, MATCH(T31265,Lists!$C$6:$C$8,0)))","v":"Limited Life"},{"$f":"INDEX(Lists!$C$12:$C$26, MATCH(H31265, Lists!$B$12:$B$26,0))","v":"LV"}]
[null,61237,1968,"Wood Untreated Round","Serviceable","Class 3",0,"lv/hv",920,2021,90,"No",false,10,{"$f":"INDEX(Lists!$B$32:$B$40, MATCH(YEAR(TODAY())-C31344, Lists!$C$32:$C$40,1))","v":"51-60"},292.84509528908745,{"$f":"INDEX(Data!$E$24:$E$47, MATCH(F31344&D31344, Data!$B$24:$B$47,0))","v":1.8301435406698563E-3},{"$f":"SUMPRODUCT((Data!$B$58:$B$60=Model!$F31344)*(Data!$C$57:$K$57=Model!$O31344)*(Data!$C$58:$K$60))","v":2.6564859251595059},63.43514074840494,2,{"$f":"IF(E31344<>\"Serviceable\",E31344,INDEX(Lists!$D$6:$D$8, MATCH(T31344,Lists!$C$6:$C$8,0)))","v":"Limited Life"},{"$f":"INDEX(Lists!$C$12:$C$26, MATCH(H31344, Lists!$B$12:$B$26,0))","v":"HV"}]
[null,61280,1968,"Wood Creos Impregnated","Serviceable","Class 3",0,"lv",723,2019,70,"No",false,10,{"$f":"INDEX(Lists!$B$32:$B$40, MATCH(YEAR(TODAY())-C31365, Lists!$C$32:$C$40,1))","v":"51-60"},230.13804771088067,{"$f":"INDEX(Data!$E$24:$E$47, MATCH(F31365&D31365, Data!$B$24:$B$47,0))","v":1.0684339161496522E-3},{"$f":"SUMPRODUCT((Data!$B$58:$B$60=Model!$F31365)*(Data!$C$57:$K$57=Model!$O31365)*(Data!$C$58:$K$60))","v":2.6564859251595059},43.43514074840494,2,{"$f":"IF(E31365<>\"Serviceable\",E31365,INDEX(Lists!$D$6:$D$8, MATCH(T31365,Lists!$C$6:$C$8,0)))","v":"Limited Life"},{"$f":"INDEX(Lists!$C$12:$C$26, MATCH(H31365, Lists!$B$12:$B$26,0))","v":"LV"}]
[null,61470,1937,"Wood Untreated Dressed","Serviceable","Class 1",0,"lv",910,2020,110,"No",false,10,{"$f":"INDEX(Lists!$B$32:$B$40, MATCH(YEAR(TODAY())-C31460, Lists!$C$32:$C$40,1))","v":"81-90"},289.66199642724951,{"$f":"INDEX(Data!$E$24:$E$47, MATCH(F31460&D31460, Data!$B$24:$B$47,0))","v":1.9964561142097742E-3},{"$f":"SUMPRODUCT((Data!$B$58:$B$60=Model!$F31460)*(Data!$C$57:$K$57=Model!$O31460)*(Data!$C$58:$K$60))","v":2.8392735823590045},81.607264176409956,1,{"$f":"IF(E31460<>\"Serviceable\",E31460,INDEX(Lists!$D$6:$D$8, MATCH(T31460,Lists!$C$6:$C$8,0)))","v":"Serviceable"},{"$f":"INDEX(Lists!$C$12:$C$26, MATCH(H31460, Lists!$B$12:$B$26,0))","v":"LV"}]
[null,61573,1958,"Wood Creos Impregnated","Serviceable","Class 3",0,"lv",810,2020,90,"No",false,10,{"$f":"INDEX(Lists!$B$32:$B$40, MATCH(YEAR(TODAY())-C31519, Lists!$C$32:$C$40,1))","v":"61-70"},257.83100780887048,{"$f":"INDEX(Data!$E$24:$E$47, MATCH(F31519&D31519, Data!$B$24:$B$47,0))","v":1.0684339161496522E-3},{"$f":"SUMPRODUCT((Data!$B$58:$B$60=Model!$F31519)*(Data!$C$57:$K$57=Model!$O31519)*(Data!$C$58:$K$60))","v":1.9802031311051838},70.197968688948166,1,{"$f":"IF(E31519<>\"Serviceable\",E31519,INDEX(Lists!$D$6:$D$8, MATCH(T31519,Lists!$C$6:$C$8,0)))","v":"Serviceable"},{"$f":"INDEX(Lists!$C$12:$C$26, MATCH(H31519, Lists!$B$12:$B$26,0))","v":"LV"}]
[null,61608,1960,"Wood Creos Impregnated","Serviceable","Class 3",0,"sub-transmission",1230,2022,120,"No",false,10,{"$f":"INDEX(Lists!$B$32:$B$40, MATCH(YEAR(TODAY())-C31540, Lists!$C$32:$C$40,1))","v":"61-70"},391.52116000606253,{"$f":"INDEX(Data!$E$24:$E$47, MATCH(F31540&D31540, Data!$B$24:$B$47,0))","v":1.0684339161496522E-3},{"$f":"SUMPRODUCT((Data!$B$58:$B$60=Model!$F31540)*(Data!$C$57:$K$57=Model!$O31540)*(Data!$C$58:$K$60))","v":1.9802031311051838},100.19796868894817,1,{"$f":"IF(E31540<>\"Serviceable\",E31540,INDEX(Lists!$D$6:$D$8, MATCH(T31540,Lists!$C$6:$C$8,0)))","v":"Serviceable"},{"$f":"INDEX(Lists!$C$12:$C$26, MATCH(H31540, Lists!$B$12:$B$26,0))","v":"Sub-T"}]
[null,61727,1968,"Wood Creos Impregnated","Serviceable","Class 3",0,"lv/sub-transmission",1160,2020,120,"No",false,10,{"$f":"INDEX(Lists!$B$32:$B$40, MATCH(YEAR(TODAY())-C31601, Lists!$C$32:$C$40,1))","v":"51-60"},369.23946797319718,{"$f":"INDEX(Data!$E$24:$E$47, MATCH(F31601&D31601, Data!$B$24:$B$47,0))","v":1.0684339161496522E-3},{"$f":"SUMPRODUCT((Data!$B$58:$B$60=Model!$F31601)*(Data!$C$57:$K$57=Model!$O31601)*(Data!$C$58:$K$60))","v":2.6564859251595059},93.435140748404933,1,{"$f":"IF(E31601<>\"Serviceable\",E31601,INDEX(Lists!$D$6:$D$8, MATCH(T31601,Lists!$C$6:$C$8,0)))","v":"Serviceable"},{"$f":"INDEX(Lists!$C$12:$C$26, MATCH(H31601, Lists!$B$12:$B$26,0))","v":"Sub-T"}]
[null,61843,1977,"Wood Creos Impregnated","Serviceable","Class 1",0,"lv/hv/sub-transmission",920,2022,130,"No",false,10,{"$f":"INDEX(Lists!$B$32:$B$40, MATCH(YEAR(TODAY())-C31665, Lists!$C$32:$C$40,1))","v":"41-50"},292.84509528908745,{"$f":"INDEX(Data!$E$24:$E$47, MATCH(F31665&D31665, Data!$B$24:$B$47,0))","v":9.9474993092014377E-4},{"$f":"SUMPRODUCT((Data!$B$58:$B$60=Model!$F31665)*(Data!$C$57:$K$57=Model!$O31665)*(Data!$C$58:$K$60))","v":1.7977578417715214},112.02242158228478,1,{"$f":"IF(E31665<>\"Serviceable\",E31665,INDEX(Lists!$D$6:$D$8, MATCH(T31665,Lists!$C$6:$C$8,0)))","v":"Serviceable"},{"$f":"INDEX(Lists!$C$12:$C$26, MATCH(H31665, Lists!$B$12:$B$26,0))","v":"Sub-T"}]
[null,61941,1966,"Wood Creos Impregnated","Serviceable","Class 2",0,"lv/hv",999,2022,120,"No",false,10,{"$f":"INDEX(Lists!$B$32:$B$40, MATCH(YEAR(TODAY())-C31715, Lists!$C$32:$C$40,1))","v":"51-60"},317.99157629760691,{"$f":"INDEX(Data!$E$24:$E$47, MATCH(F31715&D31715, Data!$B$24:$B$47,0))","v":1.6118836915297091E-3},{"$f":"SUMPRODUCT((Data!$B$58:$B$60=Model!$F31715)*(Data!$C$57:$K$57=Model!$O31715)*(Data!$C$58:$K$60))","v":2.6773548093458861},93.226451906541143,1,{"$f":"IF(E31715<>\"Serviceable\",E31715,INDEX(Lists!$D$6:$D$8, MATCH(T31715,Lists!$C$6:$C$8,0)))","v":"Serviceable"},{"$f":"INDEX(Lists!$C$12:$C$26, MATCH(H31715, Lists!$B$12:$B$26,0))","v":"HV"}]
[null,62111,1935,"Wood Untreated Round","Serviceable","Class 1",0,"lv",980,2020,70,"No",false,10,{"$f":"INDEX(Lists!$B$32:$B$40, MATCH(YEAR(TODAY())-C31796, Lists!$C$32:$C$40,1))","v":"81-90"},311.94368846011486,{"$f":"INDEX(Data!$E$24:$E$47, MATCH(F31796&D31796, Data!$B$24:$B$47,0))","v":1.9964561142097742E-3},{"$f":"SUMPRODUCT((Data!$B$58:$B$60=Model!$F31796)*(Data!$C$57:$K$57=Model!$O31796)*(Data!$C$58:$K$60))","v":2.8392735823590045},41.607264176409956,2,{"$f":"IF(E31796<>\"Serviceable\",E31796,INDEX(Lists!$D$6:$D$8, MATCH(T31796,Lists!$C$6:$C$8,0)))","v":"Limited Life"},{"$f":"INDEX(Lists!$C$12:$C$26, MATCH(H31796, Lists!$B$12:$B$26,0))","v":"LV"}]
[null,62204,1988,"Wood Untreated Dressed","Serviceable","Class 1",0,"lv/hv",960,2020,100,"No",false,10,{"$f":"INDEX(Lists!$B$32:$B$40, MATCH(YEAR(TODAY())-C31840, Lists!$C$32:$C$40,1))","v":"31-40"},305.57749073643907,{"$f":"INDEX(Data!$E$24:$E$47, MATCH(F31840&D31840, Data!$B$24:$B$47,0))","v":1.9964561142097742E-3},{"$f":"SUMPRODUCT((Data!$B$58:$B$60=Model!$F31840)*(Data!$C$57:$K$57=Model!$O31840)*(Data!$C$58:$K$60))","v":3.0038452968326621},69.961547031673376,1,{"$f":"IF(E31840<>\"Serviceable\",E31840,INDEX(Lists!$D$6:$D$8, MATCH(T31840,Lists!$C$6:$C$8,0)))","v":"Serviceable"},{"$f":"INDEX(Lists!$C$12:$C$26, MATCH(H31840, Lists!$B$12:$B$26,0))","v":"HV"}]
[null,62288,1968,"Wood Creos Impregnated","Serviceable","Class 3",0,"pl",1000,2022,100,"No",false,10,{"$f":"INDEX(Lists!$B$32:$B$40, MATCH(YEAR(TODAY())-C31890, Lists!$C$32:$C$40,1))","v":"51-60"},318.3098861837907,{"$f":"INDEX(Data!$E$24:$E$47, MATCH(F31890&D31890, Data!$B$24:$B$47,0))","v":1.0684339161496522E-3},{"$f":"SUMPRODUCT((Data!$B$58:$B$60=Model!$F31890)*(Data!$C$57:$K$57=Model!$O31890)*(Data!$C$58:$K$60))","v":2.6564859251595059},73.435140748404933,1,{"$f":"IF(E31890<>\"Serviceable\",E31890,INDEX(Lists!$D$6:$D$8, MATCH(T31890,Lists!$C$6:$C$8,0)))","v":"Serviceable"},{"$f":"INDEX(Lists!$C$12:$C$26, MATCH(H31890, Lists!$B$12:$B$26,0))","v":"LV"}]
[null,62390,1959,"Wood Creos Impregnated","Serviceable","Class 3",0,"lv",940,2023,90,"No",false,10,{"$f":"INDEX(Lists!$B$32:$B$40, MATCH(YEAR(TODAY())-C31937, Lists!$C$32:$C$40,1))","v":"61-70"},299.21129301276324,{"$f":"INDEX(Data!$E$24:$E$47, MATCH(F31937&D31937, Data!$B$24:$B$47,0))","v":1.0684339161496522E-3},{"$f":"SUMPRODUCT((Data!$B$58:$B$60=Model!$F31937)*(Data!$C$57:$K$57=Model!$O31937)*(Data!$C$58:$K$60))","v":1.9802031311051838},70.197968688948166,1,{"$f":"IF(E31937<>\"Serviceable\",E31937,INDEX(Lists!$D$6:$D$8, MATCH(T31937,Lists!$C$6:$C$8,0)))","v":"Serviceable"},{"$f":"INDEX(Lists!$C$12:$C$26, MATCH(H31937, Lists!$B$12:$B$26,0))","v":"LV"}]
[null,62561,1942,"Wood Untreated Dressed","Serviceable","Class 1",0,"lv",800,2020,90,"No",false,10,{"$f":"INDEX(Lists!$B$32:$B$40, MATCH(YEAR(TODAY())-C32015, Lists!$C$32:$C$40,1))","v":"81-90"},254.64790894703253,{"$f":"INDEX(Data!$E$24:$E$47, MATCH(F32015&D32015, Data!$B$24:$B$47,0))","v":1.9964561142097742E-3},{"$f":"SUMPRODUCT((Data!$B$58:$B$60=Model!$F32015)*(Data!$C$57:$K$57=Model!$O32015)*(Data!$C$58:$K$60))","v":2.8392735823590045},61.607264176409956,1,{"$f":"IF(E32015<>\"Serviceable\",E32015,INDEX(Lists!$D$6:$D$8, MATCH(T32015,Lists!$C$6:$C$8,0)))","v":"Serviceable"},{"$f":"INDEX(Lists!$C$12:$C$26, MATCH(H32015, Lists!$B$12:$B$26,0))","v":"LV"}]
[null,62671,1966,"Wood Creos Impregnated","Serviceable","Class 3",0,"lv/hv",900,2020,100,"No",false,10,{"$f":"INDEX(Lists!$B$32:$B$40, MATCH(YEAR(TODAY())-C32065, Lists!$C$32:$C$40,1))","v":"51-60"},286.47889756541161,{"$f":"INDEX(Data!$E$24:$E$47, MATCH(F32065&D32065, Data!$B$24:$B$47,0))","v":1.0684339161496522E-3},{"$f":"SUMPRODUCT((Data!$B$58:$B$60=Model!$F32065)*(Data!$C$57:$K$57=Model!$O32065)*(Data!$C$58:$K$60))","v":2.6564859251595059},73.435140748404933,1,{"$f":"IF(E32065<>\"Serviceable\",E32065,INDEX(Lists!$D$6:$D$8, MATCH(T32065,Lists!$C$6:$C$8,0)))","v":"Serviceable"},{"$f":"INDEX(Lists!$C$12:$C$26, MATCH(H32065, Lists!$B$12:$B$26,0))","v":"HV"}]
[null,62730,1982,"Wood Untreated Dressed","Serviceable","Class 1",0,"lv",940,2019,120,"No",false,10,{"$f":"INDEX(Lists!$B$32:$B$40, MATCH(YEAR(TODAY())-C32100, Lists!$C$32:$C$40,1))","v":"41-50"},299.21129301276324,{"$f":"INDEX(Data!$E$24:$E$47, MATCH(F32100&D32100, Data!$B$24:$B$47,0))","v":1.9964561142097742E-3},{"$f":"SUMPRODUCT((Data!$B$58:$B$60=Model!$F32100)*(Data!$C$57:$K$57=Model!$O32100)*(Data!$C$58:$K$60))","v":1.7977578417715214},102.02242158228478,1,{"$f":"IF(E32100<>\"Serviceable\",E32100,INDEX(Lists!$D$6:$D$8, MATCH(T32100,Lists!$C$6:$C$8,0)))","v":"Serviceable"},{"$f":"INDEX(Lists!$C$12:$C$26, MATCH(H32100, Lists!$B$12:$B$26,0))","v":"LV"}]
[null,62796,1988,"Wood Untreated Dressed","Serviceable","Class 1",0,"lv/sub-transmission",1030,2020,130,"No",false,10,{"$f":"INDEX(Lists!$B$32:$B$40, MATCH(YEAR(TODAY())-C32135, Lists!$C$32:$C$40,1))","v":"31-40"},327.85918276930443,{"$f":"INDEX(Data!$E$24:$E$47, MATCH(F32135&D32135, Data!$B$24:$B$47,0))","v":1.9964561142097742E-3},{"$f":"SUMPRODUCT((Data!$B$58:$B$60=Model!$F32135)*(Data!$C$57:$K$57=Model!$O32135)*(Data!$C$58:$K$60))","v":3.0038452968326621},99.961547031673376,1,{"$f":"IF(E32135<>\"Serviceable\",E32135,INDEX(Lists!$D$6:$D$8, MATCH(T32135,Lists!$C$6:$C$8,0)))","v":"Serviceable"},{"$f":"INDEX(Lists!$C$12:$C$26, MATCH(H32135, Lists!$B$12:$B$26,0))","v":"Sub-T"}]
[null,62904,1971,"Wood Creos Impregnated","Serviceable","Class 3",0,"lv",870,2023,90,"No",false,10,{"$f":"INDEX(Lists!$B$32:$B$40, MATCH(YEAR(TODAY())-C32185, Lists!$C$32:$C$40,1))","v":"51-60"},276.92960097989788,{"$f":"INDEX(Data!$E$24:$E$47, MATCH(F32185&D32185, Data!$B$24:$B$47,0))","v":1.0684339161496522E-3},{"$f":"SUMPRODUCT((Data!$B$58:$B$60=Model!$F32185)*(Data!$C$57:$K$57=Model!$O32185)*(Data!$C$58:$K$60))","v":2.6564859251595059},63.43514074840494,2,{"$f":"IF(E32185<>\"Serviceable\",E32185,INDEX(Lists!$D$6:$D$8, MATCH(T32185,Lists!$C$6:$C$8,0)))","v":"Limited Life"},{"$f":"INDEX(Lists!$C$12:$C$26, MATCH(H32185, Lists!$B$12:$B$26,0))","v":"LV"}]
[null,63014,1947,"Wood Untreated Dressed","Serviceable","Class 1",0,"lv",817,2019,100,"No",false,10,{"$f":"INDEX(Lists!$B$32:$B$40, MATCH(YEAR(TODAY())-C32241, Lists!$C$32:$C$40,1))","v":"71-80"},260.05917701215697,{"$f":"INDEX(Data!$E$24:$E$47, MATCH(F32241&D32241, Data!$B$24:$B$47,0))","v":1.9964561142097742E-3},{"$f":"SUMPRODUCT((Data!$B$58:$B$60=Model!$F32241)*(Data!$C$57:$K$57=Model!$O32241)*(Data!$C$58:$K$60))","v":2.0707751244791428},79.292248755208576,1,{"$f":"IF(E32241<>\"Serviceable\",E32241,INDEX(Lists!$D$6:$D$8, MATCH(T32241,Lists!$C$6:$C$8,0)))","v":"Serviceable"},{"$f":"INDEX(Lists!$C$12:$C$26, MATCH(H32241, Lists!$B$12:$B$26,0))","v":"LV"}]
[null,63127,1975,"Wood Untreated Dressed","Serviceable","Class 1",0,"lv/hv",817,2019,110,"No",false,10,{"$f":"INDEX(Lists!$B$32:$B$40, MATCH(YEAR(TODAY())-C32310, Lists!$C$32:$C$40,1))","v":"41-50"},260.05917701215697,{"$f":"INDEX(Data!$E$24:$E$47, MATCH(F32310&D32310, Data!$B$24:$B$47,0))","v":1.9964561142097742E-3},{"$f":"SUMPRODUCT((Data!$B$58:$B$60=Model!$F32310)*(Data!$C$57:$K$57=Model!$O32310)*(Data!$C$58:$K$60))","v":1.7977578417715214},92.022421582284778,1,{"$f":"IF(E32310<>\"Serviceable\",E32310,INDEX(Lists!$D$6:$D$8, MATCH(T32310,Lists!$C$6:$C$8,0)))","v":"Serviceable"},{"$f":"INDEX(Lists!$C$12:$C$26, MATCH(H32310, Lists!$B$12:$B$26,0))","v":"HV"}]
[null,63211,1968,"Wood Creos Impregnated","Serviceable","Class 2",0,"lv/hv",1050,2023,120,"No",false,10,{"$f":"INDEX(Lists!$B$32:$B$40, MATCH(YEAR(TODAY())-C32360, Lists!$C$32:$C$40,1))","v":"51-60"},334.22538049298021,{"$f":"INDEX(Data!$E$24:$E$47, MATCH(F32360&D32360, Data!$B$24:$B$47,0))","v":1.6118836915297091E-3},{"$f":"SUMPRODUCT((Data!$B$58:$B$60=Model!$F32360)*(Data!$C$57:$K$57=Model!$O32360)*(Data!$C$58:$K$60))","v":2.6773548093458861},93.226451906541143,1,{"$f":"IF(E32360<>\"Serviceable\",E32360,INDEX(Lists!$D$6:$D$8, MATCH(T32360,Lists!$C$6:$C$8,0)))","v":"Serviceable"},{"$f":"INDEX(Lists!$C$12:$C$26, MATCH(H32360, Lists!$B$12:$B$26,0))","v":"HV"}]
[null,63367,1985,"Wood Untreated Dressed","Serviceable","Class 1",0,"lv",905,2019,100,"No",false,10,{"$f":"INDEX(Lists!$B$32:$B$40, MATCH(YEAR(TODAY())-C32436, Lists!$C$32:$C$40,1))","v":"31-40"},288.07044699633059,{"$f":"INDEX(Data!$E$24:$E$47, MATCH(F32436&D32436, Data!$B$24:$B$47,0))","v":1.9964561142097742E-3},{"$f":"SUMPRODUCT((Data!$B$58:$B$60=Model!$F32436)*(Data!$C$57:$K$57=Model!$O32436)*(Data!$C$58:$K$60))","v":3.0038452968326621},69.961547031673376,1,{"$f":"IF(E32436<>\"Serviceable\",E32436,INDEX(Lists!$D$6:$D$8, MATCH(T32436,Lists!$C$6:$C$8,0)))","v":"Serviceable"},{"$f":"INDEX(Lists!$C$12:$C$26, MATCH(H32436, Lists!$B$12:$B$26,0))","v":"LV"}]
[null,63399,1988,"Wood Untreated Dressed","Serviceable","Class 1",0,"lv/hv",1050,2019,140,"No",false,10,{"$f":"INDEX(Lists!$B$32:$B$40, MATCH(YEAR(TODAY())-C32458, Lists!$C$32:$C$40,1))","v":"31-40"},334.22538049298021,{"$f":"INDEX(Data!$E$24:$E$47, MATCH(F32458&D32458, Data!$B$24:$B$47,0))","v":1.9964561142097742E-3},{"$f":"SUMPRODUCT((Data!$B$58:$B$60=Model!$F32458)*(Data!$C$57:$K$57=Model!$O32458)*(Data!$C$58:$K$60))","v":3.0038452968326621},109.96154703167338,1,{"$f":"IF(E32458<>\"Serviceable\",E32458,INDEX(Lists!$D$6:$D$8, MATCH(T32458,Lists!$C$6:$C$8,0)))","v":"Serviceable"},{"$f":"INDEX(Lists!$C$12:$C$26, MATCH(H32458, Lists!$B$12:$B$26,0))","v":"HV"}]
[null,63626,1984,"Wood Untreated Dressed","Serviceable","Class 1",0,"lv/hv",990,2023,140,"No",false,10,{"$f":"INDEX(Lists!$B$32:$B$40, MATCH(YEAR(TODAY())-C32561, Lists!$C$32:$C$40,1))","v":"41-50"},315.1267873219528,{"$f":"INDEX(Data!$E$24:$E$47, MATCH(F32561&D32561, Data!$B$24:$B$47,0))","v":1.9964561142097742E-3},{"$f":"SUMPRODUCT((Data!$B$58:$B$60=Model!$F32561)*(Data!$C$57:$K$57=Model!$O32561)*(Data!$C$58:$K$60))","v":1.7977578417715214},122.02242158228478,1,{"$f":"IF(E32561<>\"Serviceable\",E32561,INDEX(Lists!$D$6:$D$8, MATCH(T32561,Lists!$C$6:$C$8,0)))","v":"Serviceable"},{"$f":"INDEX(Lists!$C$12:$C$26, MATCH(H32561, Lists!$B$12:$B$26,0))","v":"HV"}]
[null,63730,1985,"Wood Untreated Dressed","Serviceable","Class 1",0,"lv/hv",960,2019,140,"No",false,10,{"$f":"INDEX(Lists!$B$32:$B$40, MATCH(YEAR(TODAY())-C32611, Lists!$C$32:$C$40,1))","v":"31-40"},305.57749073643907,{"$f":"INDEX(Data!$E$24:$E$47, MATCH(F32611&D32611, Data!$B$24:$B$47,0))","v":1.9964561142097742E-3},{"$f":"SUMPRODUCT((Data!$B$58:$B$60=Model!$F32611)*(Data!$C$57:$K$57=Model!$O32611)*(Data!$C$58:$K$60))","v":3.0038452968326621},109.96154703167338,1,{"$f":"IF(E32611<>\"Serviceable\",E32611,INDEX(Lists!$D$6:$D$8, MATCH(T32611,Lists!$C$6:$C$8,0)))","v":"Serviceable"},{"$f":"INDEX(Lists!$C$12:$C$26, MATCH(H32611, Lists!$B$12:$B$26,0))","v":"HV"}]
[null,63810,1968,"Wood Creos Impregnated","Serviceable","Class 3",0,"lv/future hv",1270,2019,100,"No",false,10,{"$f":"INDEX(Lists!$B$32:$B$40, MATCH(YEAR(TODAY())-C32653, Lists!$C$32:$C$40,1))","v":"51-60"},404.25355545341415,{"$f":"INDEX(Data!$E$24:$E$47, MATCH(F32653&D32653, Data!$B$24:$B$47,0))","v":1.0684339161496522E-3},{"$f":"SUMPRODUCT((Data!$B$58:$B$60=Model!$F32653)*(Data!$C$57:$K$57=Model!$O32653)*(Data!$C$58:$K$60))","v":2.6564859251595059},73.435140748404933,1,{"$f":"IF(E32653<>\"Serviceable\",E32653,INDEX(Lists!$D$6:$D$8, MATCH(T32653,Lists!$C$6:$C$8,0)))","v":"Serviceable"},{"$f":"INDEX(Lists!$C$12:$C$26, MATCH(H32653, Lists!$B$12:$B$26,0))","v":"LV"}]
[null,63868,1985,"Wood Untreated Dressed","Serviceable","Class 1",0,"lv",1250,2023,150,"No",false,10,{"$f":"INDEX(Lists!$B$32:$B$40, MATCH(YEAR(TODAY())-C32681, Lists!$C$32:$C$40,1))","v":"31-40"},397.88735772973837,{"$f":"INDEX(Data!$E$24:$E$47, MATCH(F32681&D32681, Data!$B$24:$B$47,0))","v":1.9964561142097742E-3},{"$f":"SUMPRODUCT((Data!$B$58:$B$60=Model!$F32681)*(Data!$C$57:$K$57=Model!$O32681)*(Data!$C$58:$K$60))","v":3.0038452968326621},119.96154703167338,1,{"$f":"IF(E32681<>\"Serviceable\",E32681,INDEX(Lists!$D$6:$D$8, MATCH(T32681,Lists!$C$6:$C$8,0)))","v":"Serviceable"},{"$f":"INDEX(Lists!$C$12:$C$26, MATCH(H32681, Lists!$B$12:$B$26,0))","v":"LV"}]
[null,63951,1982,"Wood Untreated Dressed","Serviceable","Class 1",0,"lv",790,2023,130,"No",false,10,{"$f":"INDEX(Lists!$B$32:$B$40, MATCH(YEAR(TODAY())-C32731, Lists!$C$32:$C$40,1))","v":"41-50"},251.46481008519464,{"$f":"INDEX(Data!$E$24:$E$47, MATCH(F32731&D32731, Data!$B$24:$B$47,0))","v":1.9964561142097742E-3},{"$f":"SUMPRODUCT((Data!$B$58:$B$60=Model!$F32731)*(Data!$C$57:$K$57=Model!$O32731)*(Data!$C$58:$K$60))","v":1.7977578417715214},112.02242158228478,1,{"$f":"IF(E32731<>\"Serviceable\",E32731,INDEX(Lists!$D$6:$D$8, MATCH(T32731,Lists!$C$6:$C$8,0)))","v":"Serviceable"},{"$f":"INDEX(Lists!$C$12:$C$26, MATCH(H32731, Lists!$B$12:$B$26,0))","v":"LV"}]
[null,64129,1983,"Wood Creos Impregnated","Serviceable","Class 2",0,"lv",880,2023,100,"No",false,10,{"$f":"INDEX(Lists!$B$32:$B$40, MATCH(YEAR(TODAY())-C32816, Lists!$C$32:$C$40,1))","v":"41-50"},280.11269984173578,{"$f":"INDEX(Data!$E$24:$E$47, MATCH(F32816&D32816, Data!$B$24:$B$47,0))","v":1.6118836915297091E-3},{"$f":"SUMPRODUCT((Data!$B$58:$B$60=Model!$F32816)*(Data!$C$57:$K$57=Model!$O32816)*(Data!$C$58:$K$60))","v":3.126815166746074},68.731848332539258,2,{"$f":"IF(E32816<>\"Serviceable\",E32816,INDEX(Lists!$D$6:$D$8, MATCH(T32816,Lists!$C$6:$C$8,0)))","v":"Limited Life"},{"$f":"INDEX(Lists!$C$12:$C$26, MATCH(H32816, Lists!$B$12:$B$26,0))","v":"LV"}]
[null,64218,1986,"Wood Untreated Dressed","Serviceable","Class 1",0,"hv",870,2023,100,"Yes",false,9,{"$f":"INDEX(Lists!$B$32:$B$40, MATCH(YEAR(TODAY())-C32856, Lists!$C$32:$C$40,1))","v":"31-40"},276.92960097989788,{"$f":"INDEX(Data!$E$24:$E$47, MATCH(F32856&D32856, Data!$B$24:$B$47,0))","v":1.9964561142097742E-3},{"$f":"SUMPRODUCT((Data!$B$58:$B$60=Model!$F32856)*(Data!$C$57:$K$57=Model!$O32856)*(Data!$C$58:$K$60))","v":3.0038452968326621},72.965392328506042,1,{"$f":"IF(E32856<>\"Serviceable\",E32856,INDEX(Lists!$D$6:$D$8, MATCH(T32856,Lists!$C$6:$C$8,0)))","v":"Serviceable"},{"$f":"INDEX(Lists!$C$12:$C$26, MATCH(H32856, Lists!$B$12:$B$26,0))","v":"HV"}]
[null,64340,1979,"Wood Creos Impregnated","Serviceable","Class 1",0,"lv/hv",850,2019,130,"No",false,10,{"$f":"INDEX(Lists!$B$32:$B$40, MATCH(YEAR(TODAY())-C32906, Lists!$C$32:$C$40,1))","v":"41-50"},270.5634032562221,{"$f":"INDEX(Data!$E$24:$E$47, MATCH(F32906&D32906, Data!$B$24:$B$47,0))","v":9.9474993092014377E-4},{"$f":"SUMPRODUCT((Data!$B$58:$B$60=Model!$F32906)*(Data!$C$57:$K$57=Model!$O32906)*(Data!$C$58:$K$60))","v":1.7977578417715214},112.02242158228478,1,{"$f":"IF(E32906<>\"Serviceable\",E32906,INDEX(Lists!$D$6:$D$8, MATCH(T32906,Lists!$C$6:$C$8,0)))","v":"Serviceable"},{"$f":"INDEX(Lists!$C$12:$C$26, MATCH(H32906, Lists!$B$12:$B$26,0))","v":"HV"}]
[null,64447,1976,"Wood Creos Impregnated","Serviceable","Class 3",0,"sub-transmission",1370,2023,100,"Yes",false,9,{"$f":"INDEX(Lists!$B$32:$B$40, MATCH(YEAR(TODAY())-C32957, Lists!$C$32:$C$40,1))","v":"41-50"},436.08454407179323,{"$f":"INDEX(Data!$E$24:$E$47, MATCH(F32957&D32957, Data!$B$24:$B$47,0))","v":1.0684339161496522E-3},{"$f":"SUMPRODUCT((Data!$B$58:$B$60=Model!$F32957)*(Data!$C$57:$K$57=Model!$O32957)*(Data!$C$58:$K$60))","v":3.2595928155551883},70.663664660003306,1,{"$f":"IF(E32957<>\"Serviceable\",E32957,INDEX(Lists!$D$6:$D$8, MATCH(T32957,Lists!$C$6:$C$8,0)))","v":"Serviceable"},{"$f":"INDEX(Lists!$C$12:$C$26, MATCH(H32957, Lists!$B$12:$B$26,0))","v":"Sub-T"}]
[null,64593,1967,"Wood Creos Impregnated","Serviceable","Class 3",0,"lv/hv",1090,2022,100,"No",false,10,{"$f":"INDEX(Lists!$B$32:$B$40, MATCH(YEAR(TODAY())-C33031, Lists!$C$32:$C$40,1))","v":"51-60"},346.95777594033183,{"$f":"INDEX(Data!$E$24:$E$47, MATCH(F33031&D33031, Data!$B$24:$B$47,0))","v":1.0684339161496522E-3},{"$f":"SUMPRODUCT((Data!$B$58:$B$60=Model!$F33031)*(Data!$C$57:$K$57=Model!$O33031)*(Data!$C$58:$K$60))","v":2.6564859251595059},73.435140748404933,1,{"$f":"IF(E33031<>\"Serviceable\",E33031,INDEX(Lists!$D$6:$D$8, MATCH(T33031,Lists!$C$6:$C$8,0)))","v":"Serviceable"},{"$f":"INDEX(Lists!$C$12:$C$26, MATCH(H33031, Lists!$B$12:$B$26,0))","v":"HV"}]
[null,64695,1983,"Wood Creos Impregnated","Serviceable","Class 3",0,"lv",840,2022,120,"No",false,10,{"$f":"INDEX(Lists!$B$32:$B$40, MATCH(YEAR(TODAY())-C33081, Lists!$C$32:$C$40,1))","v":"41-50"},267.38030439438415,{"$f":"INDEX(Data!$E$24:$E$47, MATCH(F33081&D33081, Data!$B$24:$B$47,0))","v":1.0684339161496522E-3},{"$f":"SUMPRODUCT((Data!$B$58:$B$60=Model!$F33081)*(Data!$C$57:$K$57=Model!$O33081)*(Data!$C$58:$K$60))","v":3.2595928155551883},87.404071844448112,1,{"$f":"IF(E33081<>\"Serviceable\",E33081,INDEX(Lists!$D$6:$D$8, MATCH(T33081,Lists!$C$6:$C$8,0)))","v":"Serviceable"},{"$f":"INDEX(Lists!$C$12:$C$26, MATCH(H33081, Lists!$B$12:$B$26,0))","v":"LV"}]
[null,64823,1986,"Wood Untreated Dressed","Serviceable","Class 1",0,"lv/hv",1270,2023,150,"Yes",false,9,{"$f":"INDEX(Lists!$B$32:$B$40, MATCH(YEAR(TODAY())-C33152, Lists!$C$32:$C$40,1))","v":"31-40"},404.25355545341415,{"$f":"INDEX(Data!$E$24:$E$47, MATCH(F33152&D33152, Data!$B$24:$B$47,0))","v":1.9964561142097742E-3},{"$f":"SUMPRODUCT((Data!$B$58:$B$60=Model!$F33152)*(Data!$C$57:$K$57=Model!$O33152)*(Data!$C$58:$K$60))","v":3.0038452968326621},122.96539232850604,1,{"$f":"IF(E33152<>\"Serviceable\",E33152,INDEX(Lists!$D$6:$D$8, MATCH(T33152,Lists!$C$6:$C$8,0)))","v":"Serviceable"},{"$f":"INDEX(Lists!$C$12:$C$26, MATCH(H33152, Lists!$B$12:$B$26,0))","v":"HV"}]
[null,64920,1967,"Wood Creos Impregnated","Serviceable","Class 3",0,"lv",817,2019,100,"No",false,10,{"$f":"INDEX(Lists!$B$32:$B$40, MATCH(YEAR(TODAY())-C33206, Lists!$C$32:$C$40,1))","v":"51-60"},260.05917701215697,{"$f":"INDEX(Data!$E$24:$E$47, MATCH(F33206&D33206, Data!$B$24:$B$47,0))","v":1.0684339161496522E-3},{"$f":"SUMPRODUCT((Data!$B$58:$B$60=Model!$F33206)*(Data!$C$57:$K$57=Model!$O33206)*(Data!$C$58:$K$60))","v":2.6564859251595059},73.435140748404933,1,{"$f":"IF(E33206<>\"Serviceable\",E33206,INDEX(Lists!$D$6:$D$8, MATCH(T33206,Lists!$C$6:$C$8,0)))","v":"Serviceable"},{"$f":"INDEX(Lists!$C$12:$C$26, MATCH(H33206, Lists!$B$12:$B$26,0))","v":"LV"}]
[null,64957,1989,"Wood Untreated Dressed","Serviceable","Class 1",0,"hv",1040,2023,120,"Yes",false,9,{"$f":"INDEX(Lists!$B$32:$B$40, MATCH(YEAR(TODAY())-C33227, Lists!$C$32:$C$40,1))","v":"31-40"},331.04228163114232,{"$f":"INDEX(Data!$E$24:$E$47, MATCH(F33227&D33227, Data!$B$24:$B$47,0))","v":1.9964561142097742E-3},{"$f":"SUMPRODUCT((Data!$B$58:$B$60=Model!$F33227)*(Data!$C$57:$K$57=Model!$O33227)*(Data!$C$58:$K$60))","v":3.0038452968326621},92.965392328506042,1,{"$f":"IF(E33227<>\"Serviceable\",E33227,INDEX(Lists!$D$6:$D$8, MATCH(T33227,Lists!$C$6:$C$8,0)))","v":"Serviceable"},{"$f":"INDEX(Lists!$C$12:$C$26, MATCH(H33227, Lists!$B$12:$B$26,0))","v":"HV"}]
[null,65124,1978,"Wood Creos Impregnated","Serviceable","Class 1",0,"lv/hv",1005,2023,120,"Yes",false,9,{"$f":"INDEX(Lists!$B$32:$B$40, MATCH(YEAR(TODAY())-C33293, Lists!$C$32:$C$40,1))","v":"41-50"},319.90143561470961,{"$f":"INDEX(Data!$E$24:$E$47, MATCH(F33293&D33293, Data!$B$24:$B$47,0))","v":9.9474993092014377E-4},{"$f":"SUMPRODUCT((Data!$B$58:$B$60=Model!$F33293)*(Data!$C$57:$K$57=Model!$O33293)*(Data!$C$58:$K$60))","v":1.7977578417715214},103.82017942405631,1,{"$f":"IF(E33293<>\"Serviceable\",E33293,INDEX(Lists!$D$6:$D$8, MATCH(T33293,Lists!$C$6:$C$8,0)))","v":"Serviceable"},{"$f":"INDEX(Lists!$C$12:$C$26, MATCH(H33293, Lists!$B$12:$B$26,0))","v":"HV"}]
[null,65276,1938,"Wood Untreated Dressed","Serviceable","Class 1",0,"lv/hv",970,2022,120,"Yes",false,9,{"$f":"INDEX(Lists!$B$32:$B$40, MATCH(YEAR(TODAY())-C33381, Lists!$C$32:$C$40,1))","v":"81-90"},308.76058959827697,{"$f":"INDEX(Data!$E$24:$E$47, MATCH(F33381&D33381, Data!$B$24:$B$47,0))","v":1.9964561142097742E-3},{"$f":"SUMPRODUCT((Data!$B$58:$B$60=Model!$F33381)*(Data!$C$57:$K$57=Model!$O33381)*(Data!$C$58:$K$60))","v":2.8392735823590045},94.446537758768955,1,{"$f":"IF(E33381<>\"Serviceable\",E33381,INDEX(Lists!$D$6:$D$8, MATCH(T33381,Lists!$C$6:$C$8,0)))","v":"Serviceable"},{"$f":"INDEX(Lists!$C$12:$C$26, MATCH(H33381, Lists!$B$12:$B$26,0))","v":"HV"}]
[null,65312,1963,"Wood Creos Impregnated","Serviceable","Class 3",0,"lv/future hv",920,2022,100,"No",false,10,{"$f":"INDEX(Lists!$B$32:$B$40, MATCH(YEAR(TODAY())-C33402, Lists!$C$32:$C$40,1))","v":"61-70"},292.84509528908745,{"$f":"INDEX(Data!$E$24:$E$47, MATCH(F33402&D33402, Data!$B$24:$B$47,0))","v":1.0684339161496522E-3},{"$f":"SUMPRODUCT((Data!$B$58:$B$60=Model!$F33402)*(Data!$C$57:$K$57=Model!$O33402)*(Data!$C$58:$K$60))","v":1.9802031311051838},80.197968688948166,1,{"$f":"IF(E33402<>\"Serviceable\",E33402,INDEX(Lists!$D$6:$D$8, MATCH(T33402,Lists!$C$6:$C$8,0)))","v":"Serviceable"},{"$f":"INDEX(Lists!$C$12:$C$26, MATCH(H33402, Lists!$B$12:$B$26,0))","v":"LV"}]
[null,65489,1977,"Wood Creos Impregnated","Serviceable","Class 3",0,"lv",860,2022,100,"No",false,10,{"$f":"INDEX(Lists!$B$32:$B$40, MATCH(YEAR(TODAY())-C33488, Lists!$C$32:$C$40,1))","v":"41-50"},273.74650211805999,{"$f":"INDEX(Data!$E$24:$E$47, MATCH(F33488&D33488, Data!$B$24:$B$47,0))","v":1.0684339161496522E-3},{"$f":"SUMPRODUCT((Data!$B$58:$B$60=Model!$F33488)*(Data!$C$57:$K$57=Model!$O33488)*(Data!$C$58:$K$60))","v":3.2595928155551883},67.404071844448112,2,{"$f":"IF(E33488<>\"Serviceable\",E33488,INDEX(Lists!$D$6:$D$8, MATCH(T33488,Lists!$C$6:$C$8,0)))","v":"Limited Life"},{"$f":"INDEX(Lists!$C$12:$C$26, MATCH(H33488, Lists!$B$12:$B$26,0))","v":"LV"}]
[null,65574,1966,"Wood Creos Impregnated","Serviceable","Class 3",0,"lv",780,2019,90,"No",false,10,{"$f":"INDEX(Lists!$B$32:$B$40, MATCH(YEAR(TODAY())-C33527, Lists!$C$32:$C$40,1))","v":"51-60"},248.28171122335672,{"$f":"INDEX(Data!$E$24:$E$47, MATCH(F33527&D33527, Data!$B$24:$B$47,0))","v":1.0684339161496522E-3},{"$f":"SUMPRODUCT((Data!$B$58:$B$60=Model!$F33527)*(Data!$C$57:$K$57=Model!$O33527)*(Data!$C$58:$K$60))","v":2.6564859251595059},63.43514074840494,2,{"$f":"IF(E33527<>\"Serviceable\",E33527,INDEX(Lists!$D$6:$D$8, MATCH(T33527,Lists!$C$6:$C$8,0)))","v":"Limited Life"},{"$f":"INDEX(Lists!$C$12:$C$26, MATCH(H33527, Lists!$B$12:$B$26,0))","v":"LV"}]
[null,65664,1958,"Wood Creos Impregnated","Serviceable","Class 3",0,"lv",830,2022,100,"No",false,10,{"$f":"INDEX(Lists!$B$32:$B$40, MATCH(YEAR(TODAY())-C33577, Lists!$C$32:$C$40,1))","v":"61-70"},264.19720553254626,{"$f":"INDEX(Data!$E$24:$E$47, MATCH(F33577&D33577, Data!$B$24:$B$47,0))","v":1.0684339161496522E-3},{"$f":"SUMPRODUCT((Data!$B$58:$B$60=Model!$F33577)*(Data!$C$57:$K$57=Model!$O33577)*(Data!$C$58:$K$60))","v":1.9802031311051838},80.197968688948166,1,{"$f":"IF(E33577<>\"Serviceable\",E33577,INDEX(Lists!$D$6:$D$8, MATCH(T33577,Lists!$C$6:$C$8,0)))","v":"Serviceable"},{"$f":"INDEX(Lists!$C$12:$C$26, MATCH(H33577, Lists!$B$12:$B$26,0))","v":"LV"}]
[null,65751,1962,"Wood Creos Impregnated","Serviceable","Class 3",0,"lv",942,2021,110,"No",false,10,{"$f":"INDEX(Lists!$B$32:$B$40, MATCH(YEAR(TODAY())-C33627, Lists!$C$32:$C$40,1))","v":"61-70"},299.8479127851308,{"$f":"INDEX(Data!$E$24:$E$47, MATCH(F33627&D33627, Data!$B$24:$B$47,0))","v":1.0684339161496522E-3},{"$f":"SUMPRODUCT((Data!$B$58:$B$60=Model!$F33627)*(Data!$C$57:$K$57=Model!$O33627)*(Data!$C$58:$K$60))","v":1.9802031311051838},90.197968688948166,1,{"$f":"IF(E33627<>\"Serviceable\",E33627,INDEX(Lists!$D$6:$D$8, MATCH(T33627,Lists!$C$6:$C$8,0)))","v":"Serviceable"},{"$f":"INDEX(Lists!$C$12:$C$26, MATCH(H33627, Lists!$B$12:$B$26,0))","v":"LV"}]
[null,65809,1968,"Wood Creos Impregnated","Serviceable","Class 3",0,"lv/hv",900,2023,100,"No",{"$f":"IF(G33673=0,FALSE,TRUE)","v":false},10,{"$f":"INDEX(Lists!$B$32:$B$40, MATCH(YEAR(TODAY())-C33673, Lists!$C$32:$C$40,1))","v":"51-60"},{"$f":"I33673/PI()","v":286.47889756541161},{"$f":"INDEX(Data!$E$24:$E$47, MATCH(F33673&D33673, Data!$B$24:$B$47,0))","v":1.0684339161496522E-3},{"$f":"SUMPRODUCT((Data!$B$58:$B$60=Model!$F33673)*(Data!$C$57:$K$57=Model!$O33673)*(Data!$C$58:$K$60))","v":2.6564859251595059},73.435140748404933,1,{"$f":"IF(E33673<>\"Serviceable\",E33673,INDEX(Lists!$D$6:$D$8, MATCH(T33673,Lists!$C$6:$C$8,0)))","v":"Serviceable"},{"$f":"INDEX(Lists!$C$12:$C$26, MATCH(H33673, Lists!$B$12:$B$26,0))","v":"HV"}]
[null,65936,1981,"Wood Creos Impregnated","Serviceable","Class 3",0,"lv/hv",1060,2023,130,"Yes",false,9,{"$f":"INDEX(Lists!$B$32:$B$40, MATCH(YEAR(TODAY())-C33752, Lists!$C$32:$C$40,1))","v":"41-50"},337.4084793548181,{"$f":"INDEX(Data!$E$24:$E$47, MATCH(F33752&D33752, Data!$B$24:$B$47,0))","v":1.0684339161496522E-3},{"$f":"SUMPRODUCT((Data!$B$58:$B$60=Model!$F33752)*(Data!$C$57:$K$57=Model!$O33752)*(Data!$C$58:$K$60))","v":3.2595928155551883},100.66366466000331,1,{"$f":"IF(E33752<>\"Serviceable\",E33752,INDEX(Lists!$D$6:$D$8, MATCH(T33752,Lists!$C$6:$C$8,0)))","v":"Serviceable"},{"$f":"INDEX(Lists!$C$12:$C$26, MATCH(H33752, Lists!$B$12:$B$26,0))","v":"HV"}]
[null,66063,1978,"Wood Creos Impregnated","Serviceable","Class 3",0,"lv",940,2022,100,"No",false,10,{"$f":"INDEX(Lists!$B$32:$B$40, MATCH(YEAR(TODAY())-C33802, Lists!$C$32:$C$40,1))","v":"41-50"},299.21129301276324,{"$f":"INDEX(Data!$E$24:$E$47, MATCH(F33802&D33802, Data!$B$24:$B$47,0))","v":1.0684339161496522E-3},{"$f":"SUMPRODUCT((Data!$B$58:$B$60=Model!$F33802)*(Data!$C$57:$K$57=Model!$O33802)*(Data!$C$58:$K$60))","v":3.2595928155551883},67.404071844448112,2,{"$f":"IF(E33802<>\"Serviceable\",E33802,INDEX(Lists!$D$6:$D$8, MATCH(T33802,Lists!$C$6:$C$8,0)))","v":"Limited Life"},{"$f":"INDEX(Lists!$C$12:$C$26, MATCH(H33802, Lists!$B$12:$B$26,0))","v":"LV"}]
[null,66198,1979,"Wood Untreated Dressed","Serviceable","Class 1",0,"lv",690,2019,100,"No",false,10,{"$f":"INDEX(Lists!$B$32:$B$40, MATCH(YEAR(TODAY())-C33868, Lists!$C$32:$C$40,1))","v":"41-50"},219.63382146681556,{"$f":"INDEX(Data!$E$24:$E$47, MATCH(F33868&D33868, Data!$B$24:$B$47,0))","v":1.9964561142097742E-3},{"$f":"SUMPRODUCT((Data!$B$58:$B$60=Model!$F33868)*(Data!$C$57:$K$57=Model!$O33868)*(Data!$C$58:$K$60))","v":1.7977578417715214},82.022421582284778,1,{"$f":"IF(E33868<>\"Serviceable\",E33868,INDEX(Lists!$D$6:$D$8, MATCH(T33868,Lists!$C$6:$C$8,0)))","v":"Serviceable"},{"$f":"INDEX(Lists!$C$12:$C$26, MATCH(H33868, Lists!$B$12:$B$26,0))","v":"LV"}]
[null,66322,1982,"Wood Untreated Dressed","Serviceable","Class 1",0,"lv",830,2023,140,"No",false,10,{"$f":"INDEX(Lists!$B$32:$B$40, MATCH(YEAR(TODAY())-C33927, Lists!$C$32:$C$40,1))","v":"41-50"},264.19720553254626,{"$f":"INDEX(Data!$E$24:$E$47, MATCH(F33927&D33927, Data!$B$24:$B$47,0))","v":1.9964561142097742E-3},{"$f":"SUMPRODUCT((Data!$B$58:$B$60=Model!$F33927)*(Data!$C$57:$K$57=Model!$O33927)*(Data!$C$58:$K$60))","v":1.7977578417715214},122.02242158228478,1,{"$f":"IF(E33927<>\"Serviceable\",E33927,INDEX(Lists!$D$6:$D$8, MATCH(T33927,Lists!$C$6:$C$8,0)))","v":"Serviceable"},{"$f":"INDEX(Lists!$C$12:$C$26, MATCH(H33927, Lists!$B$12:$B$26,0))","v":"LV"}]
[null,66371,1959,"Wood Creos Impregnated","Serviceable","Class 3",0,"lv/hv",1130,2022,100,"No",false,10,{"$f":"INDEX(Lists!$B$32:$B$40, MATCH(YEAR(TODAY())-C33948, Lists!$C$32:$C$40,1))","v":"61-70"},359.69017138768345,{"$f":"INDEX(Data!$E$24:$E$47, MATCH(F33948&D33948, Data!$B$24:$B$47,0))","v":1.0684339161496522E-3},{"$f":"SUMPRODUCT((Data!$B$58:$B$60=Model!$F33948)*(Data!$C$57:$K$57=Model!$O33948)*(Data!$C$58:$K$60))","v":1.9802031311051838},80.197968688948166,1,{"$f":"IF(E33948<>\"Serviceable\",E33948,INDEX(Lists!$D$6:$D$8, MATCH(T33948,Lists!$C$6:$C$8,0)))","v":"Serviceable"},{"$f":"INDEX(Lists!$C$12:$C$26, MATCH(H33948, Lists!$B$12:$B$26,0))","v":"HV"}]
[null,66495,1969,"Wood Creos Impregnated","Serviceable","Class 3",0,"lv/hv",1170,2021,100,"No",false,10,{"$f":"INDEX(Lists!$B$32:$B$40, MATCH(YEAR(TODAY())-C34009, Lists!$C$32:$C$40,1))","v":"51-60"},372.42256683503513,{"$f":"INDEX(Data!$E$24:$E$47, MATCH(F34009&D34009, Data!$B$24:$B$47,0))","v":1.0684339161496522E-3},{"$f":"SUMPRODUCT((Data!$B$58:$B$60=Model!$F34009)*(Data!$C$57:$K$57=Model!$O34009)*(Data!$C$58:$K$60))","v":2.6564859251595059},73.435140748404933,1,{"$f":"IF(E34009<>\"Serviceable\",E34009,INDEX(Lists!$D$6:$D$8, MATCH(T34009,Lists!$C$6:$C$8,0)))","v":"Serviceable"},{"$f":"INDEX(Lists!$C$12:$C$26, MATCH(H34009, Lists!$B$12:$B$26,0))","v":"HV"}]
[null,66561,1972,"Wood Creos Impregnated","Serviceable","Class 3",0,"lv",980,2019,100,"No",false,10,{"$f":"INDEX(Lists!$B$32:$B$40, MATCH(YEAR(TODAY())-C34047, Lists!$C$32:$C$40,1))","v":"51-60"},311.94368846011486,{"$f":"INDEX(Data!$E$24:$E$47, MATCH(F34047&D34047, Data!$B$24:$B$47,0))","v":1.0684339161496522E-3},{"$f":"SUMPRODUCT((Data!$B$58:$B$60=Model!$F34047)*(Data!$C$57:$K$57=Model!$O34047)*(Data!$C$58:$K$60))","v":2.6564859251595059},73.435140748404933,1,{"$f":"IF(E34047<>\"Serviceable\",E34047,INDEX(Lists!$D$6:$D$8, MATCH(T34047,Lists!$C$6:$C$8,0)))","v":"Serviceable"},{"$f":"INDEX(Lists!$C$12:$C$26, MATCH(H34047, Lists!$B$12:$B$26,0))","v":"LV"}]
[null,66732,1975,"Wood Creos Impregnated","Serviceable","Class 1",0,"lv",870,2022,100,"Yes",false,9,{"$f":"INDEX(Lists!$B$32:$B$40, MATCH(YEAR(TODAY())-C34123, Lists!$C$32:$C$40,1))","v":"41-50"},276.92960097989788,{"$f":"INDEX(Data!$E$24:$E$47, MATCH(F34123&D34123, Data!$B$24:$B$47,0))","v":9.9474993092014377E-4},{"$f":"SUMPRODUCT((Data!$B$58:$B$60=Model!$F34123)*(Data!$C$57:$K$57=Model!$O34123)*(Data!$C$58:$K$60))","v":1.7977578417715214},83.820179424056306,1,{"$f":"IF(E34123<>\"Serviceable\",E34123,INDEX(Lists!$D$6:$D$8, MATCH(T34123,Lists!$C$6:$C$8,0)))","v":"Serviceable"},{"$f":"INDEX(Lists!$C$12:$C$26, MATCH(H34123, Lists!$B$12:$B$26,0))","v":"LV"}]
[null,66893,1974,"Wood Creos Impregnated","Serviceable","Class 3",0,"lv",942,2022,110,"No",false,10,{"$f":"INDEX(Lists!$B$32:$B$40, MATCH(YEAR(TODAY())-C34204, Lists!$C$32:$C$40,1))","v":"51-60"},299.8479127851308,{"$f":"INDEX(Data!$E$24:$E$47, MATCH(F34204&D34204, Data!$B$24:$B$47,0))","v":1.0684339161496522E-3},{"$f":"SUMPRODUCT((Data!$B$58:$B$60=Model!$F34204)*(Data!$C$57:$K$57=Model!$O34204)*(Data!$C$58:$K$60))","v":2.6564859251595059},83.435140748404933,1,{"$f":"IF(E34204<>\"Serviceable\",E34204,INDEX(Lists!$D$6:$D$8, MATCH(T34204,Lists!$C$6:$C$8,0)))","v":"Serviceable"},{"$f":"INDEX(Lists!$C$12:$C$26, MATCH(H34204, Lists!$B$12:$B$26,0))","v":"LV"}]
[null,66924,1974,"Wood Creos Impregnated","Serviceable","Class 1",0,"hv",850,2023,130,"Yes",false,9,{"$f":"INDEX(Lists!$B$32:$B$40, MATCH(YEAR(TODAY())-C34222, Lists!$C$32:$C$40,1))","v":"51-60"},270.5634032562221,{"$f":"INDEX(Data!$E$24:$E$47, MATCH(F34222&D34222, Data!$B$24:$B$47,0))","v":9.9474993092014377E-4},{"$f":"SUMPRODUCT((Data!$B$58:$B$60=Model!$F34222)*(Data!$C$57:$K$57=Model!$O34222)*(Data!$C$58:$K$60))","v":1.3557210085184006},117.79851092333439,1,{"$f":"IF(E34222<>\"Serviceable\",E34222,INDEX(Lists!$D$6:$D$8, MATCH(T34222,Lists!$C$6:$C$8,0)))","v":"Serviceable"},{"$f":"INDEX(Lists!$C$12:$C$26, MATCH(H34222, Lists!$B$12:$B$26,0))","v":"HV"}]
[null,67046,1974,"Wood Creos Impregnated","Serviceable","Class 3",0,"lv/hv",1037,2020,100,"No",false,10,{"$f":"INDEX(Lists!$B$32:$B$40, MATCH(YEAR(TODAY())-C34298, Lists!$C$32:$C$40,1))","v":"51-60"},330.08735197259097,{"$f":"INDEX(Data!$E$24:$E$47, MATCH(F34298&D34298, Data!$B$24:$B$47,0))","v":1.0684339161496522E-3},{"$f":"SUMPRODUCT((Data!$B$58:$B$60=Model!$F34298)*(Data!$C$57:$K$57=Model!$O34298)*(Data!$C$58:$K$60))","v":2.6564859251595059},73.435140748404933,1,{"$f":"IF(E34298<>\"Serviceable\",E34298,INDEX(Lists!$D$6:$D$8, MATCH(T34298,Lists!$C$6:$C$8,0)))","v":"Serviceable"},{"$f":"INDEX(Lists!$C$12:$C$26, MATCH(H34298, Lists!$B$12:$B$26,0))","v":"HV"}]
[null,67112,1966,"Wood Creos Impregnated","Serviceable","Class 3",0,"lv/hv",870,2019,100,"No",false,10,{"$f":"INDEX(Lists!$B$32:$B$40, MATCH(YEAR(TODAY())-C34345, Lists!$C$32:$C$40,1))","v":"51-60"},276.92960097989788,{"$f":"INDEX(Data!$E$24:$E$47, MATCH(F34345&D34345, Data!$B$24:$B$47,0))","v":1.0684339161496522E-3},{"$f":"SUMPRODUCT((Data!$B$58:$B$60=Model!$F34345)*(Data!$C$57:$K$57=Model!$O34345)*(Data!$C$58:$K$60))","v":2.6564859251595059},73.435140748404933,1,{"$f":"IF(E34345<>\"Serviceable\",E34345,INDEX(Lists!$D$6:$D$8, MATCH(T34345,Lists!$C$6:$C$8,0)))","v":"Serviceable"},{"$f":"INDEX(Lists!$C$12:$C$26, MATCH(H34345, Lists!$B$12:$B$26,0))","v":"HV"}]
[null,67254,1970,"Wood Creos Impregnated","Serviceable","Class 3",0,"pl",830,2021,100,"No",false,10,{"$f":"INDEX(Lists!$B$32:$B$40, MATCH(YEAR(TODAY())-C34423, Lists!$C$32:$C$40,1))","v":"51-60"},264.19720553254626,{"$f":"INDEX(Data!$E$24:$E$47, MATCH(F34423&D34423, Data!$B$24:$B$47,0))","v":1.0684339161496522E-3},{"$f":"SUMPRODUCT((Data!$B$58:$B$60=Model!$F34423)*(Data!$C$57:$K$57=Model!$O34423)*(Data!$C$58:$K$60))","v":2.6564859251595059},73.435140748404933,1,{"$f":"IF(E34423<>\"Serviceable\",E34423,INDEX(Lists!$D$6:$D$8, MATCH(T34423,Lists!$C$6:$C$8,0)))","v":"Serviceable"},{"$f":"INDEX(Lists!$C$12:$C$26, MATCH(H34423, Lists!$B$12:$B$26,0))","v":"LV"}]
[null,67331,1967,"Wood Creos Impregnated","Serviceable","Class 3",0,"lv/hv",1050,2019,90,"No",false,10,{"$f":"INDEX(Lists!$B$32:$B$40, MATCH(YEAR(TODAY())-C34473, Lists!$C$32:$C$40,1))","v":"51-60"},334.22538049298021,{"$f":"INDEX(Data!$E$24:$E$47, MATCH(F34473&D34473, Data!$B$24:$B$47,0))","v":1.0684339161496522E-3},{"$f":"SUMPRODUCT((Data!$B$58:$B$60=Model!$F34473)*(Data!$C$57:$K$57=Model!$O34473)*(Data!$C$58:$K$60))","v":2.6564859251595059},63.43514074840494,2,{"$f":"IF(E34473<>\"Serviceable\",E34473,INDEX(Lists!$D$6:$D$8, MATCH(T34473,Lists!$C$6:$C$8,0)))","v":"Limited Life"},{"$f":"INDEX(Lists!$C$12:$C$26, MATCH(H34473, Lists!$B$12:$B$26,0))","v":"HV"}]
[null,67354,1968,"Wood Creos Impregnated","Serviceable","Class 3",0,"lv",990,2022,120,"No",false,10,{"$f":"INDEX(Lists!$B$32:$B$40, MATCH(YEAR(TODAY())-C34486, Lists!$C$32:$C$40,1))","v":"51-60"},315.1267873219528,{"$f":"INDEX(Data!$E$24:$E$47, MATCH(F34486&D34486, Data!$B$24:$B$47,0))","v":1.0684339161496522E-3},{"$f":"SUMPRODUCT((Data!$B$58:$B$60=Model!$F34486)*(Data!$C$57:$K$57=Model!$O34486)*(Data!$C$58:$K$60))","v":2.6564859251595059},93.435140748404933,1,{"$f":"IF(E34486<>\"Serviceable\",E34486,INDEX(Lists!$D$6:$D$8, MATCH(T34486,Lists!$C$6:$C$8,0)))","v":"Serviceable"},{"$f":"INDEX(Lists!$C$12:$C$26, MATCH(H34486, Lists!$B$12:$B$26,0))","v":"LV"}]
[null,67459,1980,"Wood Creos Impregnated","Serviceable","Class 3",0,"hv",1020,2022,130,"Yes",false,9,{"$f":"INDEX(Lists!$B$32:$B$40, MATCH(YEAR(TODAY())-C34543, Lists!$C$32:$C$40,1))","v":"41-50"},324.67608390746648,{"$f":"INDEX(Data!$E$24:$E$47, MATCH(F34543&D34543, Data!$B$24:$B$47,0))","v":1.0684339161496522E-3},{"$f":"SUMPRODUCT((Data!$B$58:$B$60=Model!$F34543)*(Data!$C$57:$K$57=Model!$O34543)*(Data!$C$58:$K$60))","v":3.2595928155551883},100.66366466000331,1,{"$f":"IF(E34543<>\"Serviceable\",E34543,INDEX(Lists!$D$6:$D$8, MATCH(T34543,Lists!$C$6:$C$8,0)))","v":"Serviceable"},{"$f":"INDEX(Lists!$C$12:$C$26, MATCH(H34543, Lists!$B$12:$B$26,0))","v":"HV"}]
[null,67531,1971,"Wood Creos Impregnated","Serviceable","Class 3",0,"lv/hv",1000,2020,80,"No",false,10,{"$f":"INDEX(Lists!$B$32:$B$40, MATCH(YEAR(TODAY())-C34593, Lists!$C$32:$C$40,1))","v":"51-60"},318.3098861837907,{"$f":"INDEX(Data!$E$24:$E$47, MATCH(F34593&D34593, Data!$B$24:$B$47,0))","v":1.0684339161496522E-3},{"$f":"SUMPRODUCT((Data!$B$58:$B$60=Model!$F34593)*(Data!$C$57:$K$57=Model!$O34593)*(Data!$C$58:$K$60))","v":2.6564859251595059},53.43514074840494,2,{"$f":"IF(E34593<>\"Serviceable\",E34593,INDEX(Lists!$D$6:$D$8, MATCH(T34593,Lists!$C$6:$C$8,0)))","v":"Limited Life"},{"$f":"INDEX(Lists!$C$12:$C$26, MATCH(H34593, Lists!$B$12:$B$26,0))","v":"HV"}]
[null,67641,1974,"Wood Creos Impregnated","Serviceable","Class 3",0,"lv",785,2020,80,"No",false,10,{"$f":"INDEX(Lists!$B$32:$B$40, MATCH(YEAR(TODAY())-C34649, Lists!$C$32:$C$40,1))","v":"51-60"},249.8732606542757,{"$f":"INDEX(Data!$E$24:$E$47, MATCH(F34649&D34649, Data!$B$24:$B$47,0))","v":1.0684339161496522E-3},{"$f":"SUMPRODUCT((Data!$B$58:$B$60=Model!$F34649)*(Data!$C$57:$K$57=Model!$O34649)*(Data!$C$58:$K$60))","v":2.6564859251595059},53.43514074840494,2,{"$f":"IF(E34649<>\"Serviceable\",E34649,INDEX(Lists!$D$6:$D$8, MATCH(T34649,Lists!$C$6:$C$8,0)))","v":"Limited Life"},{"$f":"INDEX(Lists!$C$12:$C$26, MATCH(H34649, Lists!$B$12:$B$26,0))","v":"LV"}]
[null,67753,1962,"Wood Creos Impregnated","Serviceable","Class 3",0,"lv",850,2019,90,"No",false,10,{"$f":"INDEX(Lists!$B$32:$B$40, MATCH(YEAR(TODAY())-C34718, Lists!$C$32:$C$40,1))","v":"61-70"},270.5634032562221,{"$f":"INDEX(Data!$E$24:$E$47, MATCH(F34718&D34718, Data!$B$24:$B$47,0))","v":1.0684339161496522E-3},{"$f":"SUMPRODUCT((Data!$B$58:$B$60=Model!$F34718)*(Data!$C$57:$K$57=Model!$O34718)*(Data!$C$58:$K$60))","v":1.9802031311051838},70.197968688948166,1,{"$f":"IF(E34718<>\"Serviceable\",E34718,INDEX(Lists!$D$6:$D$8, MATCH(T34718,Lists!$C$6:$C$8,0)))","v":"Serviceable"},{"$f":"INDEX(Lists!$C$12:$C$26, MATCH(H34718, Lists!$B$12:$B$26,0))","v":"LV"}]
[null,67888,1978,"Wood Creos Impregnated","Serviceable","Class 1",0,"lv/hv",920,2019,100,"No",false,10,{"$f":"INDEX(Lists!$B$32:$B$40, MATCH(YEAR(TODAY())-C34768, Lists!$C$32:$C$40,1))","v":"41-50"},292.84509528908745,{"$f":"INDEX(Data!$E$24:$E$47, MATCH(F34768&D34768, Data!$B$24:$B$47,0))","v":9.9474993092014377E-4},{"$f":"SUMPRODUCT((Data!$B$58:$B$60=Model!$F34768)*(Data!$C$57:$K$57=Model!$O34768)*(Data!$C$58:$K$60))","v":1.7977578417715214},82.022421582284778,1,{"$f":"IF(E34768<>\"Serviceable\",E34768,INDEX(Lists!$D$6:$D$8, MATCH(T34768,Lists!$C$6:$C$8,0)))","v":"Serviceable"},{"$f":"INDEX(Lists!$C$12:$C$26, MATCH(H34768, Lists!$B$12:$B$26,0))","v":"HV"}]
[null,68009,1971,"Wood Creos Impregnated","Serviceable","Class 3",0,"lv",1230,2023,90,"No",false,10,{"$f":"INDEX(Lists!$B$32:$B$40, MATCH(YEAR(TODAY())-C34844, Lists!$C$32:$C$40,1))","v":"51-60"},391.52116000606253,{"$f":"INDEX(Data!$E$24:$E$47, MATCH(F34844&D34844, Data!$B$24:$B$47,0))","v":1.0684339161496522E-3},{"$f":"SUMPRODUCT((Data!$B$58:$B$60=Model!$F34844)*(Data!$C$57:$K$57=Model!$O34844)*(Data!$C$58:$K$60))","v":2.6564859251595059},63.43514074840494,2,{"$f":"IF(E34844<>\"Serviceable\",E34844,INDEX(Lists!$D$6:$D$8, MATCH(T34844,Lists!$C$6:$C$8,0)))","v":"Limited Life"},{"$f":"INDEX(Lists!$C$12:$C$26, MATCH(H34844, Lists!$B$12:$B$26,0))","v":"LV"}]
[null,68072,1972,"Wood Creos Impregnated","Serviceable","Class 3",0,"lv",840,2022,100,"No",false,10,{"$f":"INDEX(Lists!$B$32:$B$40, MATCH(YEAR(TODAY())-C34893, Lists!$C$32:$C$40,1))","v":"51-60"},267.38030439438415,{"$f":"INDEX(Data!$E$24:$E$47, MATCH(F34893&D34893, Data!$B$24:$B$47,0))","v":1.0684339161496522E-3},{"$f":"SUMPRODUCT((Data!$B$58:$B$60=Model!$F34893)*(Data!$C$57:$K$57=Model!$O34893)*(Data!$C$58:$K$60))","v":2.6564859251595059},73.435140748404933,1,{"$f":"IF(E34893<>\"Serviceable\",E34893,INDEX(Lists!$D$6:$D$8, MATCH(T34893,Lists!$C$6:$C$8,0)))","v":"Serviceable"},{"$f":"INDEX(Lists!$C$12:$C$26, MATCH(H34893, Lists!$B$12:$B$26,0))","v":"LV"}]
[null,68152,1962,"Wood Creos Impregnated","Serviceable","Class 3",0,"lv",830,2022,70,"No",false,10,{"$f":"INDEX(Lists!$B$32:$B$40, MATCH(YEAR(TODAY())-C34943, Lists!$C$32:$C$40,1))","v":"61-70"},264.19720553254626,{"$f":"INDEX(Data!$E$24:$E$47, MATCH(F34943&D34943, Data!$B$24:$B$47,0))","v":1.0684339161496522E-3},{"$f":"SUMPRODUCT((Data!$B$58:$B$60=Model!$F34943)*(Data!$C$57:$K$57=Model!$O34943)*(Data!$C$58:$K$60))","v":1.9802031311051838},50.197968688948166,2,{"$f":"IF(E34943<>\"Serviceable\",E34943,INDEX(Lists!$D$6:$D$8, MATCH(T34943,Lists!$C$6:$C$8,0)))","v":"Limited Life"},{"$f":"INDEX(Lists!$C$12:$C$26, MATCH(H34943, Lists!$B$12:$B$26,0))","v":"LV"}]
[null,68297,1965,"Wood Creos Impregnated","Serviceable","Class 3",0,"lv/hv",864,2022,100,"No",false,10,{"$f":"INDEX(Lists!$B$32:$B$40, MATCH(YEAR(TODAY())-C35019, Lists!$C$32:$C$40,1))","v":"51-60"},275.01974166279513,{"$f":"INDEX(Data!$E$24:$E$47, MATCH(F35019&D35019, Data!$B$24:$B$47,0))","v":1.0684339161496522E-3},{"$f":"SUMPRODUCT((Data!$B$58:$B$60=Model!$F35019)*(Data!$C$57:$K$57=Model!$O35019)*(Data!$C$58:$K$60))","v":2.6564859251595059},73.435140748404933,1,{"$f":"IF(E35019<>\"Serviceable\",E35019,INDEX(Lists!$D$6:$D$8, MATCH(T35019,Lists!$C$6:$C$8,0)))","v":"Serviceable"},{"$f":"INDEX(Lists!$C$12:$C$26, MATCH(H35019, Lists!$B$12:$B$26,0))","v":"HV"}]
[null,68365,1982,"Wood Creos Impregnated","Serviceable","Class 2",0,"lv/hv",1000,2022,120,"No",false,10,{"$f":"INDEX(Lists!$B$32:$B$40, MATCH(YEAR(TODAY())-C35061, Lists!$C$32:$C$40,1))","v":"41-50"},318.3098861837907,{"$f":"INDEX(Data!$E$24:$E$47, MATCH(F35061&D35061, Data!$B$24:$B$47,0))","v":1.6118836915297091E-3},{"$f":"SUMPRODUCT((Data!$B$58:$B$60=Model!$F35061)*(Data!$C$57:$K$57=Model!$O35061)*(Data!$C$58:$K$60))","v":3.126815166746074},88.731848332539258,1,{"$f":"IF(E35061<>\"Serviceable\",E35061,INDEX(Lists!$D$6:$D$8, MATCH(T35061,Lists!$C$6:$C$8,0)))","v":"Serviceable"},{"$f":"INDEX(Lists!$C$12:$C$26, MATCH(H35061, Lists!$B$12:$B$26,0))","v":"HV"}]
[null,68425,1975,"Wood Creos Impregnated","Serviceable","Class 3",0,"lv",1200,2019,130,"No",false,10,{"$f":"INDEX(Lists!$B$32:$B$40, MATCH(YEAR(TODAY())-C35089, Lists!$C$32:$C$40,1))","v":"41-50"},381.9718634205488,{"$f":"INDEX(Data!$E$24:$E$47, MATCH(F35089&D35089, Data!$B$24:$B$47,0))","v":1.0684339161496522E-3},{"$f":"SUMPRODUCT((Data!$B$58:$B$60=Model!$F35089)*(Data!$C$57:$K$57=Model!$O35089)*(Data!$C$58:$K$60))","v":3.2595928155551883},97.404071844448112,1,{"$f":"IF(E35089<>\"Serviceable\",E35089,INDEX(Lists!$D$6:$D$8, MATCH(T35089,Lists!$C$6:$C$8,0)))","v":"Serviceable"},{"$f":"INDEX(Lists!$C$12:$C$26, MATCH(H35089, Lists!$B$12:$B$26,0))","v":"LV"}]
[null,68526,1990,"Wood Untreated Dressed","Serviceable","Class 1",0,"lv/hv",1160,2023,150,"No",false,10,{"$f":"INDEX(Lists!$B$32:$B$40, MATCH(YEAR(TODAY())-C35139, Lists!$C$32:$C$40,1))","v":"31-40"},369.23946797319718,{"$f":"INDEX(Data!$E$24:$E$47, MATCH(F35139&D35139, Data!$B$24:$B$47,0))","v":1.9964561142097742E-3},{"$f":"SUMPRODUCT((Data!$B$58:$B$60=Model!$F35139)*(Data!$C$57:$K$57=Model!$O35139)*(Data!$C$58:$K$60))","v":3.0038452968326621},119.96154703167338,1,{"$f":"IF(E35139<>\"Serviceable\",E35139,INDEX(Lists!$D$6:$D$8, MATCH(T35139,Lists!$C$6:$C$8,0)))","v":"Serviceable"},{"$f":"INDEX(Lists!$C$12:$C$26, MATCH(H35139, Lists!$B$12:$B$26,0))","v":"HV"}]
[null,68634,1987,"Wood Untreated Dressed","Serviceable","Class 1",0,"lv/hv",1120,2023,150,"No",false,10,{"$f":"INDEX(Lists!$B$32:$B$40, MATCH(YEAR(TODAY())-C35202, Lists!$C$32:$C$40,1))","v":"31-40"},356.50707252584556,{"$f":"INDEX(Data!$E$24:$E$47, MATCH(F35202&D35202, Data!$B$24:$B$47,0))","v":1.9964561142097742E-3},{"$f":"SUMPRODUCT((Data!$B$58:$B$60=Model!$F35202)*(Data!$C$57:$K$57=Model!$O35202)*(Data!$C$58:$K$60))","v":3.0038452968326621},119.96154703167338,1,{"$f":"IF(E35202<>\"Serviceable\",E35202,INDEX(Lists!$D$6:$D$8, MATCH(T35202,Lists!$C$6:$C$8,0)))","v":"Serviceable"},{"$f":"INDEX(Lists!$C$12:$C$26, MATCH(H35202, Lists!$B$12:$B$26,0))","v":"HV"}]
[null,68740,1967,"Wood Creos Impregnated","Serviceable","Class 3",0,"lv",754,2023,90,"No",false,10,{"$f":"INDEX(Lists!$B$32:$B$40, MATCH(YEAR(TODAY())-C35264, Lists!$C$32:$C$40,1))","v":"51-60"},240.00565418257818,{"$f":"INDEX(Data!$E$24:$E$47, MATCH(F35264&D35264, Data!$B$24:$B$47,0))","v":1.0684339161496522E-3},{"$f":"SUMPRODUCT((Data!$B$58:$B$60=Model!$F35264)*(Data!$C$57:$K$57=Model!$O35264)*(Data!$C$58:$K$60))","v":2.6564859251595059},63.43514074840494,2,{"$f":"IF(E35264<>\"Serviceable\",E35264,INDEX(Lists!$D$6:$D$8, MATCH(T35264,Lists!$C$6:$C$8,0)))","v":"Limited Life"},{"$f":"INDEX(Lists!$C$12:$C$26, MATCH(H35264, Lists!$B$12:$B$26,0))","v":"LV"}]
[null,68816,1959,"Wood Creos Impregnated","Limited Life","Class 3",0,"lv/hv",1068,2023,50,"No",false,10,{"$f":"INDEX(Lists!$B$32:$B$40, MATCH(YEAR(TODAY())-C35314, Lists!$C$32:$C$40,1))","v":"61-70"},339.95495844428842,{"$f":"INDEX(Data!$E$24:$E$47, MATCH(F35314&D35314, Data!$B$24:$B$47,0))","v":1.0684339161496522E-3},{"$f":"SUMPRODUCT((Data!$B$58:$B$60=Model!$F35314)*(Data!$C$57:$K$57=Model!$O35314)*(Data!$C$58:$K$60))","v":1.9802031311051838},30.197968688948162,2,{"$f":"IF(E35314<>\"Serviceable\",E35314,INDEX(Lists!$D$6:$D$8, MATCH(T35314,Lists!$C$6:$C$8,0)))","v":"Limited Life"},{"$f":"INDEX(Lists!$C$12:$C$26, MATCH(H35314, Lists!$B$12:$B$26,0))","v":"HV"}]
[null,69002,1953,"Wood Untreated Round","Serviceable","Class 1",0,"lv",900,2019,100,"No",false,10,{"$f":"INDEX(Lists!$B$32:$B$40, MATCH(YEAR(TODAY())-C35397, Lists!$C$32:$C$40,1))","v":"71-80"},286.47889756541161,{"$f":"INDEX(Data!$E$24:$E$47, MATCH(F35397&D35397, Data!$B$24:$B$47,0))","v":1.9964561142097742E-3},{"$f":"SUMPRODUCT((Data!$B$58:$B$60=Model!$F35397)*(Data!$C$57:$K$57=Model!$O35397)*(Data!$C$58:$K$60))","v":2.0707751244791428},79.292248755208576,1,{"$f":"IF(E35397<>\"Serviceable\",E35397,INDEX(Lists!$D$6:$D$8, MATCH(T35397,Lists!$C$6:$C$8,0)))","v":"Serviceable"},{"$f":"INDEX(Lists!$C$12:$C$26, MATCH(H35397, Lists!$B$12:$B$26,0))","v":"LV"}]
[null,69073,1986,"Wood Untreated Dressed","Serviceable","Class 1",0,"lv/hv",1110,2019,150,"No",false,10,{"$f":"INDEX(Lists!$B$32:$B$40, MATCH(YEAR(TODAY())-C35439, Lists!$C$32:$C$40,1))","v":"31-40"},353.32397366400767,{"$f":"INDEX(Data!$E$24:$E$47, MATCH(F35439&D35439, Data!$B$24:$B$47,0))","v":1.9964561142097742E-3},{"$f":"SUMPRODUCT((Data!$B$58:$B$60=Model!$F35439)*(Data!$C$57:$K$57=Model!$O35439)*(Data!$C$58:$K$60))","v":3.0038452968326621},119.96154703167338,1,{"$f":"IF(E35439<>\"Serviceable\",E35439,INDEX(Lists!$D$6:$D$8, MATCH(T35439,Lists!$C$6:$C$8,0)))","v":"Serviceable"},{"$f":"INDEX(Lists!$C$12:$C$26, MATCH(H35439, Lists!$B$12:$B$26,0))","v":"HV"}]
[null,69185,1978,"Wood Creos Impregnated","Serviceable","Class 1",0,"lv",950,2023,100,"Yes",false,9,{"$f":"INDEX(Lists!$B$32:$B$40, MATCH(YEAR(TODAY())-C35489, Lists!$C$32:$C$40,1))","v":"41-50"},302.39439187460113,{"$f":"INDEX(Data!$E$24:$E$47, MATCH(F35489&D35489, Data!$B$24:$B$47,0))","v":9.9474993092014377E-4},{"$f":"SUMPRODUCT((Data!$B$58:$B$60=Model!$F35489)*(Data!$C$57:$K$57=Model!$O35489)*(Data!$C$58:$K$60))","v":1.7977578417715214},83.820179424056306,1,{"$f":"IF(E35489<>\"Serviceable\",E35489,INDEX(Lists!$D$6:$D$8, MATCH(T35489,Lists!$C$6:$C$8,0)))","v":"Serviceable"},{"$f":"INDEX(Lists!$C$12:$C$26, MATCH(H35489, Lists!$B$12:$B$26,0))","v":"LV"}]
[null,69343,1976,"Wood Other","Serviceable","Unknown",0,"lv/hv",1100,2019,100,"No",false,10,{"$f":"INDEX(Lists!$B$32:$B$40, MATCH(YEAR(TODAY())-C35560, Lists!$C$32:$C$40,1))","v":"41-50"},350.14087480216978,{"$f":"INDEX(Data!$E$24:$E$47, MATCH(F35560&D35560, Data!$B$24:$B$47,0))","v":1.8301435406698563E-3},{"$f":"SUMPRODUCT((Data!$B$58:$B$60=Model!$F35560)*(Data!$C$57:$K$57=Model!$O35560)*(Data!$C$58:$K$60))","v":0},100,1,{"$f":"IF(E35560<>\"Serviceable\",E35560,INDEX(Lists!$D$6:$D$8, MATCH(T35560,Lists!$C$6:$C$8,0)))","v":"Serviceable"},{"$f":"INDEX(Lists!$C$12:$C$26, MATCH(H35560, Lists!$B$12:$B$26,0))","v":"HV"}]
[null,69452,1989,"Wood Untreated Dressed","Serviceable","Class 1",0,"lv/future hv",950,2019,150,"No",false,10,{"$f":"INDEX(Lists!$B$32:$B$40, MATCH(YEAR(TODAY())-C35614, Lists!$C$32:$C$40,1))","v":"31-40"},302.39439187460113,{"$f":"INDEX(Data!$E$24:$E$47, MATCH(F35614&D35614, Data!$B$24:$B$47,0))","v":1.9964561142097742E-3},{"$f":"SUMPRODUCT((Data!$B$58:$B$60=Model!$F35614)*(Data!$C$57:$K$57=Model!$O35614)*(Data!$C$58:$K$60))","v":3.0038452968326621},119.96154703167338,1,{"$f":"IF(E35614<>\"Serviceable\",E35614,INDEX(Lists!$D$6:$D$8, MATCH(T35614,Lists!$C$6:$C$8,0)))","v":"Serviceable"},{"$f":"INDEX(Lists!$C$12:$C$26, MATCH(H35614, Lists!$B$12:$B$26,0))","v":"LV"}]
[null,69541,1973,"Wood Creos Impregnated","Serviceable","Class 3",0,"lv/hv",1310,2019,120,"No",false,10,{"$f":"INDEX(Lists!$B$32:$B$40, MATCH(YEAR(TODAY())-C35664, Lists!$C$32:$C$40,1))","v":"51-60"},416.98595090076577,{"$f":"INDEX(Data!$E$24:$E$47, MATCH(F35664&D35664, Data!$B$24:$B$47,0))","v":1.0684339161496522E-3},{"$f":"SUMPRODUCT((Data!$B$58:$B$60=Model!$F35664)*(Data!$C$57:$K$57=Model!$O35664)*(Data!$C$58:$K$60))","v":2.6564859251595059},93.435140748404933,1,{"$f":"IF(E35664<>\"Serviceable\",E35664,INDEX(Lists!$D$6:$D$8, MATCH(T35664,Lists!$C$6:$C$8,0)))","v":"Serviceable"},{"$f":"INDEX(Lists!$C$12:$C$26, MATCH(H35664, Lists!$B$12:$B$26,0))","v":"HV"}]
[null,69600,1962,"Wood Creos Impregnated","Serviceable","Class 3",0,"lv/hv",1030,2023,100,"Yes",false,9,{"$f":"INDEX(Lists!$B$32:$B$40, MATCH(YEAR(TODAY())-C35701, Lists!$C$32:$C$40,1))","v":"61-70"},327.85918276930443,{"$f":"INDEX(Data!$E$24:$E$47, MATCH(F35701&D35701, Data!$B$24:$B$47,0))","v":1.0684339161496522E-3},{"$f":"SUMPRODUCT((Data!$B$58:$B$60=Model!$F35701)*(Data!$C$57:$K$57=Model!$O35701)*(Data!$C$58:$K$60))","v":1.9802031311051838},82.17817182005335,1,{"$f":"IF(E35701<>\"Serviceable\",E35701,INDEX(Lists!$D$6:$D$8, MATCH(T35701,Lists!$C$6:$C$8,0)))","v":"Serviceable"},{"$f":"INDEX(Lists!$C$12:$C$26, MATCH(H35701, Lists!$B$12:$B$26,0))","v":"HV"}]
[null,69777,1960,"Wood Creos Impregnated","Serviceable","Class 3",0,"lv/hv",848,2020,70,"No",false,10,{"$f":"INDEX(Lists!$B$32:$B$40, MATCH(YEAR(TODAY())-C35789, Lists!$C$32:$C$40,1))","v":"61-70"},269.92678348385448,{"$f":"INDEX(Data!$E$24:$E$47, MATCH(F35789&D35789, Data!$B$24:$B$47,0))","v":1.0684339161496522E-3},{"$f":"SUMPRODUCT((Data!$B$58:$B$60=Model!$F35789)*(Data!$C$57:$K$57=Model!$O35789)*(Data!$C$58:$K$60))","v":1.9802031311051838},50.197968688948166,2,{"$f":"IF(E35789<>\"Serviceable\",E35789,INDEX(Lists!$D$6:$D$8, MATCH(T35789,Lists!$C$6:$C$8,0)))","v":"Limited Life"},{"$f":"INDEX(Lists!$C$12:$C$26, MATCH(H35789, Lists!$B$12:$B$26,0))","v":"HV"}]
[null,69835,1961,"Wood Creos Impregnated","Serviceable","Class 3",0,"lv/hv",1000,2023,80,"Yes",false,9,{"$f":"INDEX(Lists!$B$32:$B$40, MATCH(YEAR(TODAY())-C35810, Lists!$C$32:$C$40,1))","v":"61-70"},318.3098861837907,{"$f":"INDEX(Data!$E$24:$E$47, MATCH(F35810&D35810, Data!$B$24:$B$47,0))","v":1.0684339161496522E-3},{"$f":"SUMPRODUCT((Data!$B$58:$B$60=Model!$F35810)*(Data!$C$57:$K$57=Model!$O35810)*(Data!$C$58:$K$60))","v":1.9802031311051838},62.17817182005335,2,{"$f":"IF(E35810<>\"Serviceable\",E35810,INDEX(Lists!$D$6:$D$8, MATCH(T35810,Lists!$C$6:$C$8,0)))","v":"Limited Life"},{"$f":"INDEX(Lists!$C$12:$C$26, MATCH(H35810, Lists!$B$12:$B$26,0))","v":"HV"}]
[null,70039,1972,"Wood Untreated Round","Serviceable","Class 1",0,"lv",800,2019,90,"No",false,10,{"$f":"INDEX(Lists!$B$32:$B$40, MATCH(YEAR(TODAY())-C35896, Lists!$C$32:$C$40,1))","v":"51-60"},254.64790894703253,{"$f":"INDEX(Data!$E$24:$E$47, MATCH(F35896&D35896, Data!$B$24:$B$47,0))","v":1.9964561142097742E-3},{"$f":"SUMPRODUCT((Data!$B$58:$B$60=Model!$F35896)*(Data!$C$57:$K$57=Model!$O35896)*(Data!$C$58:$K$60))","v":1.3557210085184006},76.44278991481599,1,{"$f":"IF(E35896<>\"Serviceable\",E35896,INDEX(Lists!$D$6:$D$8, MATCH(T35896,Lists!$C$6:$C$8,0)))","v":"Serviceable"},{"$f":"INDEX(Lists!$C$12:$C$26, MATCH(H35896, Lists!$B$12:$B$26,0))","v":"LV"}]
[null,70061,1929,"Wood Untreated Dressed","Serviceable","Class 1",0,"lv",1010,2020,120,"No",false,10,{"$f":"INDEX(Lists!$B$32:$B$40, MATCH(YEAR(TODAY())-C35909, Lists!$C$32:$C$40,1))","v":"90+"},321.49298504562859,{"$f":"INDEX(Data!$E$24:$E$47, MATCH(F35909&D35909, Data!$B$24:$B$47,0))","v":1.9964561142097742E-3},{"$f":"SUMPRODUCT((Data!$B$58:$B$60=Model!$F35909)*(Data!$C$57:$K$57=Model!$O35909)*(Data!$C$58:$K$60))","v":1.4835341045333483},105.16465895466652,1,{"$f":"IF(E35909<>\"Serviceable\",E35909,INDEX(Lists!$D$6:$D$8, MATCH(T35909,Lists!$C$6:$C$8,0)))","v":"Serviceable"},{"$f":"INDEX(Lists!$C$12:$C$26, MATCH(H35909, Lists!$B$12:$B$26,0))","v":"LV"}]
[null,70207,1987,"Wood Untreated Dressed","Serviceable","Class 1",0,"lv/hv",920,2019,130,"No",false,10,{"$f":"INDEX(Lists!$B$32:$B$40, MATCH(YEAR(TODAY())-C35985, Lists!$C$32:$C$40,1))","v":"31-40"},292.84509528908745,{"$f":"INDEX(Data!$E$24:$E$47, MATCH(F35985&D35985, Data!$B$24:$B$47,0))","v":1.9964561142097742E-3},{"$f":"SUMPRODUCT((Data!$B$58:$B$60=Model!$F35985)*(Data!$C$57:$K$57=Model!$O35985)*(Data!$C$58:$K$60))","v":3.0038452968326621},99.961547031673376,1,{"$f":"IF(E35985<>\"Serviceable\",E35985,INDEX(Lists!$D$6:$D$8, MATCH(T35985,Lists!$C$6:$C$8,0)))","v":"Serviceable"},{"$f":"INDEX(Lists!$C$12:$C$26, MATCH(H35985, Lists!$B$12:$B$26,0))","v":"HV"}]
[null,70324,1968,"Wood Creos Impregnated","Serviceable","Class 3",0,"lv/future hv",890,2020,80,"No",false,10,{"$f":"INDEX(Lists!$B$32:$B$40, MATCH(YEAR(TODAY())-C36037, Lists!$C$32:$C$40,1))","v":"51-60"},283.29579870357372,{"$f":"INDEX(Data!$E$24:$E$47, MATCH(F36037&D36037, Data!$B$24:$B$47,0))","v":1.0684339161496522E-3},{"$f":"SUMPRODUCT((Data!$B$58:$B$60=Model!$F36037)*(Data!$C$57:$K$57=Model!$O36037)*(Data!$C$58:$K$60))","v":2.6564859251595059},53.43514074840494,2,{"$f":"IF(E36037<>\"Serviceable\",E36037,INDEX(Lists!$D$6:$D$8, MATCH(T36037,Lists!$C$6:$C$8,0)))","v":"Limited Life"},{"$f":"INDEX(Lists!$C$12:$C$26, MATCH(H36037, Lists!$B$12:$B$26,0))","v":"LV"}]
[null,70424,1993,"Wood Untreated Dressed","Serviceable","Class 1",0,"lv/hv",1000,2023,120,"No",false,10,{"$f":"INDEX(Lists!$B$32:$B$40, MATCH(YEAR(TODAY())-C36084, Lists!$C$32:$C$40,1))","v":"31-40"},318.3098861837907,{"$f":"INDEX(Data!$E$24:$E$47, MATCH(F36084&D36084, Data!$B$24:$B$47,0))","v":1.9964561142097742E-3},{"$f":"SUMPRODUCT((Data!$B$58:$B$60=Model!$F36084)*(Data!$C$57:$K$57=Model!$O36084)*(Data!$C$58:$K$60))","v":3.0038452968326621},89.961547031673376,1,{"$f":"IF(E36084<>\"Serviceable\",E36084,INDEX(Lists!$D$6:$D$8, MATCH(T36084,Lists!$C$6:$C$8,0)))","v":"Serviceable"},{"$f":"INDEX(Lists!$C$12:$C$26, MATCH(H36084, Lists!$B$12:$B$26,0))","v":"HV"}]
[null,70589,1971,"Wood Creos Impregnated","Serviceable","Class 3",0,"lv/hv/sub-transmission",1260,2019,100,"No",false,10,{"$f":"INDEX(Lists!$B$32:$B$40, MATCH(YEAR(TODAY())-C36160, Lists!$C$32:$C$40,1))","v":"51-60"},401.07045659157626,{"$f":"INDEX(Data!$E$24:$E$47, MATCH(F36160&D36160, Data!$B$24:$B$47,0))","v":1.0684339161496522E-3},{"$f":"SUMPRODUCT((Data!$B$58:$B$60=Model!$F36160)*(Data!$C$57:$K$57=Model!$O36160)*(Data!$C$58:$K$60))","v":2.6564859251595059},73.435140748404933,1,{"$f":"IF(E36160<>\"Serviceable\",E36160,INDEX(Lists!$D$6:$D$8, MATCH(T36160,Lists!$C$6:$C$8,0)))","v":"Serviceable"},{"$f":"INDEX(Lists!$C$12:$C$26, MATCH(H36160, Lists!$B$12:$B$26,0))","v":"Sub-T"}]
[null,70625,1965,"Wood Creos Impregnated","Serviceable","Class 3",0,"lv/hv",900,2019,120,"No",false,10,{"$f":"INDEX(Lists!$B$32:$B$40, MATCH(YEAR(TODAY())-C36178, Lists!$C$32:$C$40,1))","v":"51-60"},286.47889756541161,{"$f":"INDEX(Data!$E$24:$E$47, MATCH(F36178&D36178, Data!$B$24:$B$47,0))","v":1.0684339161496522E-3},{"$f":"SUMPRODUCT((Data!$B$58:$B$60=Model!$F36178)*(Data!$C$57:$K$57=Model!$O36178)*(Data!$C$58:$K$60))","v":2.6564859251595059},93.435140748404933,1,{"$f":"IF(E36178<>\"Serviceable\",E36178,INDEX(Lists!$D$6:$D$8, MATCH(T36178,Lists!$C$6:$C$8,0)))","v":"Serviceable"},{"$f":"INDEX(Lists!$C$12:$C$26, MATCH(H36178, Lists!$B$12:$B$26,0))","v":"HV"}]
[null,70741,1983,"Wood Untreated Dressed","Serviceable","Class 1",0,"lv/hv",1037,2020,110,"No",false,10,{"$f":"INDEX(Lists!$B$32:$B$40, MATCH(YEAR(TODAY())-C36230, Lists!$C$32:$C$40,1))","v":"41-50"},330.08735197259097,{"$f":"INDEX(Data!$E$24:$E$47, MATCH(F36230&D36230, Data!$B$24:$B$47,0))","v":1.9964561142097742E-3},{"$f":"SUMPRODUCT((Data!$B$58:$B$60=Model!$F36230)*(Data!$C$57:$K$57=Model!$O36230)*(Data!$C$58:$K$60))","v":1.7977578417715214},92.022421582284778,1,{"$f":"IF(E36230<>\"Serviceable\",E36230,INDEX(Lists!$D$6:$D$8, MATCH(T36230,Lists!$C$6:$C$8,0)))","v":"Serviceable"},{"$f":"INDEX(Lists!$C$12:$C$26, MATCH(H36230, Lists!$B$12:$B$26,0))","v":"HV"}]
[null,70991,1963,"Wood Creos Impregnated","Serviceable","Class 3",0,"lv/hv",960,2019,100,"No",false,10,{"$f":"INDEX(Lists!$B$32:$B$40, MATCH(YEAR(TODAY())-C36335, Lists!$C$32:$C$40,1))","v":"61-70"},305.57749073643907,{"$f":"INDEX(Data!$E$24:$E$47, MATCH(F36335&D36335, Data!$B$24:$B$47,0))","v":1.0684339161496522E-3},{"$f":"SUMPRODUCT((Data!$B$58:$B$60=Model!$F36335)*(Data!$C$57:$K$57=Model!$O36335)*(Data!$C$58:$K$60))","v":1.9802031311051838},80.197968688948166,1,{"$f":"IF(E36335<>\"Serviceable\",E36335,INDEX(Lists!$D$6:$D$8, MATCH(T36335,Lists!$C$6:$C$8,0)))","v":"Serviceable"},{"$f":"INDEX(Lists!$C$12:$C$26, MATCH(H36335, Lists!$B$12:$B$26,0))","v":"HV"}]
[null,71088,1939,"Wood Untreated Round","Serviceable","Class 1",0,"lv/hv",790,2022,100,"No",false,10,{"$f":"INDEX(Lists!$B$32:$B$40, MATCH(YEAR(TODAY())-C36385, Lists!$C$32:$C$40,1))","v":"81-90"},251.46481008519464,{"$f":"INDEX(Data!$E$24:$E$47, MATCH(F36385&D36385, Data!$B$24:$B$47,0))","v":1.9964561142097742E-3},{"$f":"SUMPRODUCT((Data!$B$58:$B$60=Model!$F36385)*(Data!$C$57:$K$57=Model!$O36385)*(Data!$C$58:$K$60))","v":2.8392735823590045},71.607264176409956,1,{"$f":"IF(E36385<>\"Serviceable\",E36385,INDEX(Lists!$D$6:$D$8, MATCH(T36385,Lists!$C$6:$C$8,0)))","v":"Serviceable"},{"$f":"INDEX(Lists!$C$12:$C$26, MATCH(H36385, Lists!$B$12:$B$26,0))","v":"HV"}]
[null,71142,1962,"Wood Creos Impregnated","Serviceable","Class 3",0,"lv",1050,2019,80,"No",false,10,{"$f":"INDEX(Lists!$B$32:$B$40, MATCH(YEAR(TODAY())-C36417, Lists!$C$32:$C$40,1))","v":"61-70"},334.22538049298021,{"$f":"INDEX(Data!$E$24:$E$47, MATCH(F36417&D36417, Data!$B$24:$B$47,0))","v":1.0684339161496522E-3},{"$f":"SUMPRODUCT((Data!$B$58:$B$60=Model!$F36417)*(Data!$C$57:$K$57=Model!$O36417)*(Data!$C$58:$K$60))","v":1.9802031311051838},60.197968688948166,2,{"$f":"IF(E36417<>\"Serviceable\",E36417,INDEX(Lists!$D$6:$D$8, MATCH(T36417,Lists!$C$6:$C$8,0)))","v":"Limited Life"},{"$f":"INDEX(Lists!$C$12:$C$26, MATCH(H36417, Lists!$B$12:$B$26,0))","v":"LV"}]
[null,71248,1954,"Wood Untreated Round","Serviceable","Class 1",0,"lv/hv",1130,2022,150,"No",false,10,{"$f":"INDEX(Lists!$B$32:$B$40, MATCH(YEAR(TODAY())-C36455, Lists!$C$32:$C$40,1))","v":"71-80"},359.69017138768345,{"$f":"INDEX(Data!$E$24:$E$47, MATCH(F36455&D36455, Data!$B$24:$B$47,0))","v":1.9964561142097742E-3},{"$f":"SUMPRODUCT((Data!$B$58:$B$60=Model!$F36455)*(Data!$C$57:$K$57=Model!$O36455)*(Data!$C$58:$K$60))","v":2.0707751244791428},129.29224875520856,1,{"$f":"IF(E36455<>\"Serviceable\",E36455,INDEX(Lists!$D$6:$D$8, MATCH(T36455,Lists!$C$6:$C$8,0)))","v":"Serviceable"},{"$f":"INDEX(Lists!$C$12:$C$26, MATCH(H36455, Lists!$B$12:$B$26,0))","v":"HV"}]
[null,71392,1966,"Wood Creos Impregnated","Serviceable","Class 3",0,"lv/hv",1220,2022,130,"No",false,10,{"$f":"INDEX(Lists!$B$32:$B$40, MATCH(YEAR(TODAY())-C36531, Lists!$C$32:$C$40,1))","v":"51-60"},388.33806114422464,{"$f":"INDEX(Data!$E$24:$E$47, MATCH(F36531&D36531, Data!$B$24:$B$47,0))","v":1.0684339161496522E-3},{"$f":"SUMPRODUCT((Data!$B$58:$B$60=Model!$F36531)*(Data!$C$57:$K$57=Model!$O36531)*(Data!$C$58:$K$60))","v":2.6564859251595059},103.43514074840493,1,{"$f":"IF(E36531<>\"Serviceable\",E36531,INDEX(Lists!$D$6:$D$8, MATCH(T36531,Lists!$C$6:$C$8,0)))","v":"Serviceable"},{"$f":"INDEX(Lists!$C$12:$C$26, MATCH(H36531, Lists!$B$12:$B$26,0))","v":"HV"}]
[null,71506,1968,"Wood Creos Impregnated","Serviceable","Class 3",0,"lv/hv",1300,2022,120,"No",false,10,{"$f":"INDEX(Lists!$B$32:$B$40, MATCH(YEAR(TODAY())-C36612, Lists!$C$32:$C$40,1))","v":"51-60"},413.80285203892788,{"$f":"INDEX(Data!$E$24:$E$47, MATCH(F36612&D36612, Data!$B$24:$B$47,0))","v":1.0684339161496522E-3},{"$f":"SUMPRODUCT((Data!$B$58:$B$60=Model!$F36612)*(Data!$C$57:$K$57=Model!$O36612)*(Data!$C$58:$K$60))","v":2.6564859251595059},93.435140748404933,1,{"$f":"IF(E36612<>\"Serviceable\",E36612,INDEX(Lists!$D$6:$D$8, MATCH(T36612,Lists!$C$6:$C$8,0)))","v":"Serviceable"},{"$f":"INDEX(Lists!$C$12:$C$26, MATCH(H36612, Lists!$B$12:$B$26,0))","v":"HV"}]
[null,71534,1975,"Wood Creos Impregnated","Serviceable","Class 1",0,"lv/future hv",820,2022,100,"No",false,10,{"$f":"INDEX(Lists!$B$32:$B$40, MATCH(YEAR(TODAY())-C36630, Lists!$C$32:$C$40,1))","v":"41-50"},261.01410667070837,{"$f":"INDEX(Data!$E$24:$E$47, MATCH(F36630&D36630, Data!$B$24:$B$47,0))","v":9.9474993092014377E-4},{"$f":"SUMPRODUCT((Data!$B$58:$B$60=Model!$F36630)*(Data!$C$57:$K$57=Model!$O36630)*(Data!$C$58:$K$60))","v":1.7977578417715214},82.022421582284778,1,{"$f":"IF(E36630<>\"Serviceable\",E36630,INDEX(Lists!$D$6:$D$8, MATCH(T36630,Lists!$C$6:$C$8,0)))","v":"Serviceable"},{"$f":"INDEX(Lists!$C$12:$C$26, MATCH(H36630, Lists!$B$12:$B$26,0))","v":"LV"}]
[null,71693,1972,"Wood Creos Impregnated","Serviceable","Class 2",0,"lv",700,2019,80,"No",false,10,{"$f":"INDEX(Lists!$B$32:$B$40, MATCH(YEAR(TODAY())-C36706, Lists!$C$32:$C$40,1))","v":"51-60"},222.81692032865348,{"$f":"INDEX(Data!$E$24:$E$47, MATCH(F36706&D36706, Data!$B$24:$B$47,0))","v":1.6118836915297091E-3},{"$f":"SUMPRODUCT((Data!$B$58:$B$60=Model!$F36706)*(Data!$C$57:$K$57=Model!$O36706)*(Data!$C$58:$K$60))","v":2.6773548093458861},53.226451906541143,2,{"$f":"IF(E36706<>\"Serviceable\",E36706,INDEX(Lists!$D$6:$D$8, MATCH(T36706,Lists!$C$6:$C$8,0)))","v":"Limited Life"},{"$f":"INDEX(Lists!$C$12:$C$26, MATCH(H36706, Lists!$B$12:$B$26,0))","v":"LV"}]
[null,71805,1966,"Wood Untreated Dressed","Serviceable","Class 1",0,"lv",840,2020,90,"No",false,10,{"$f":"INDEX(Lists!$B$32:$B$40, MATCH(YEAR(TODAY())-C36753, Lists!$C$32:$C$40,1))","v":"51-60"},267.38030439438415,{"$f":"INDEX(Data!$E$24:$E$47, MATCH(F36753&D36753, Data!$B$24:$B$47,0))","v":1.9964561142097742E-3},{"$f":"SUMPRODUCT((Data!$B$58:$B$60=Model!$F36753)*(Data!$C$57:$K$57=Model!$O36753)*(Data!$C$58:$K$60))","v":1.3557210085184006},76.44278991481599,1,{"$f":"IF(E36753<>\"Serviceable\",E36753,INDEX(Lists!$D$6:$D$8, MATCH(T36753,Lists!$C$6:$C$8,0)))","v":"Serviceable"},{"$f":"INDEX(Lists!$C$12:$C$26, MATCH(H36753, Lists!$B$12:$B$26,0))","v":"LV"}]
[null,71921,1969,"Wood Creos Impregnated","Serviceable","Class 3",0,"lv/hv",975,2020,100,"No",false,10,{"$f":"INDEX(Lists!$B$32:$B$40, MATCH(YEAR(TODAY())-C36805, Lists!$C$32:$C$40,1))","v":"51-60"},310.35213902919594,{"$f":"INDEX(Data!$E$24:$E$47, MATCH(F36805&D36805, Data!$B$24:$B$47,0))","v":1.0684339161496522E-3},{"$f":"SUMPRODUCT((Data!$B$58:$B$60=Model!$F36805)*(Data!$C$57:$K$57=Model!$O36805)*(Data!$C$58:$K$60))","v":2.6564859251595059},73.435140748404933,1,{"$f":"IF(E36805<>\"Serviceable\",E36805,INDEX(Lists!$D$6:$D$8, MATCH(T36805,Lists!$C$6:$C$8,0)))","v":"Serviceable"},{"$f":"INDEX(Lists!$C$12:$C$26, MATCH(H36805, Lists!$B$12:$B$26,0))","v":"HV"}]
[null,72097,1970,"Wood Creos Impregnated","Serviceable","Class 3",0,"lv/hv",860,2020,80,"No",false,10,{"$f":"INDEX(Lists!$B$32:$B$40, MATCH(YEAR(TODAY())-C36881, Lists!$C$32:$C$40,1))","v":"51-60"},273.74650211805999,{"$f":"INDEX(Data!$E$24:$E$47, MATCH(F36881&D36881, Data!$B$24:$B$47,0))","v":1.0684339161496522E-3},{"$f":"SUMPRODUCT((Data!$B$58:$B$60=Model!$F36881)*(Data!$C$57:$K$57=Model!$O36881)*(Data!$C$58:$K$60))","v":2.6564859251595059},53.43514074840494,2,{"$f":"IF(E36881<>\"Serviceable\",E36881,INDEX(Lists!$D$6:$D$8, MATCH(T36881,Lists!$C$6:$C$8,0)))","v":"Limited Life"},{"$f":"INDEX(Lists!$C$12:$C$26, MATCH(H36881, Lists!$B$12:$B$26,0))","v":"HV"}]
[null,72129,2008,"Wood Salt Impregnated (Green)","Serviceable","Class 1",0,"lv",817,2019,999,"No",false,10,{"$f":"INDEX(Lists!$B$32:$B$40, MATCH(YEAR(TODAY())-C36894, Lists!$C$32:$C$40,1))","v":"0-20"},260.05917701215697,{"$f":"INDEX(Data!$E$24:$E$47, MATCH(F36894&D36894, Data!$B$24:$B$47,0))","v":9.9474993092014377E-4},{"$f":"SUMPRODUCT((Data!$B$58:$B$60=Model!$F36894)*(Data!$C$57:$K$57=Model!$O36894)*(Data!$C$58:$K$60))","v":1.3477151645848988},999,1,{"$f":"IF(E36894<>\"Serviceable\",E36894,INDEX(Lists!$D$6:$D$8, MATCH(T36894,Lists!$C$6:$C$8,0)))","v":"Serviceable"},{"$f":"INDEX(Lists!$C$12:$C$26, MATCH(H36894, Lists!$B$12:$B$26,0))","v":"LV"}]
[null,72279,1948,"Wood Creos Impregnated","Serviceable","Class 1",0,"lv/hv",980,2022,120,"No",false,10,{"$f":"INDEX(Lists!$B$32:$B$40, MATCH(YEAR(TODAY())-C36951, Lists!$C$32:$C$40,1))","v":"71-80"},311.94368846011486,{"$f":"INDEX(Data!$E$24:$E$47, MATCH(F36951&D36951, Data!$B$24:$B$47,0))","v":9.9474993092014377E-4},{"$f":"SUMPRODUCT((Data!$B$58:$B$60=Model!$F36951)*(Data!$C$57:$K$57=Model!$O36951)*(Data!$C$58:$K$60))","v":2.0707751244791428},99.292248755208576,1,{"$f":"IF(E36951<>\"Serviceable\",E36951,INDEX(Lists!$D$6:$D$8, MATCH(T36951,Lists!$C$6:$C$8,0)))","v":"Serviceable"},{"$f":"INDEX(Lists!$C$12:$C$26, MATCH(H36951, Lists!$B$12:$B$26,0))","v":"HV"}]
[null,72432,1983,"Wood Untreated Dressed","Serviceable","Class 1",0,"lv",880,2019,120,"No",{"$f":"IF(G37001=0,FALSE,TRUE)","v":false},10,{"$f":"INDEX(Lists!$B$32:$B$40, MATCH(YEAR(TODAY())-C37001, Lists!$C$32:$C$40,1))","v":"41-50"},{"$f":"I37001/PI()","v":280.11269984173578},{"$f":"INDEX(Data!$E$24:$E$47, MATCH(F37001&D37001, Data!$B$24:$B$47,0))","v":1.9964561142097742E-3},{"$f":"SUMPRODUCT((Data!$B$58:$B$60=Model!$F37001)*(Data!$C$57:$K$57=Model!$O37001)*(Data!$C$58:$K$60))","v":1.7977578417715214},102.02242158228478,1,{"$f":"IF(E37001<>\"Serviceable\",E37001,INDEX(Lists!$D$6:$D$8, MATCH(T37001,Lists!$C$6:$C$8,0)))","v":"Serviceable"},{"$f":"INDEX(Lists!$C$12:$C$26, MATCH(H37001, Lists!$B$12:$B$26,0))","v":"LV"}]
[null,72641,1961,"Wood Creos Impregnated","Serviceable","Class 3",0,"lv",820,2022,90,"No",false,10,{"$f":"INDEX(Lists!$B$32:$B$40, MATCH(YEAR(TODAY())-C37089, Lists!$C$32:$C$40,1))","v":"61-70"},261.01410667070837,{"$f":"INDEX(Data!$E$24:$E$47, MATCH(F37089&D37089, Data!$B$24:$B$47,0))","v":1.0684339161496522E-3},{"$f":"SUMPRODUCT((Data!$B$58:$B$60=Model!$F37089)*(Data!$C$57:$K$57=Model!$O37089)*(Data!$C$58:$K$60))","v":1.9802031311051838},70.197968688948166,1,{"$f":"IF(E37089<>\"Serviceable\",E37089,INDEX(Lists!$D$6:$D$8, MATCH(T37089,Lists!$C$6:$C$8,0)))","v":"Serviceable"},{"$f":"INDEX(Lists!$C$12:$C$26, MATCH(H37089, Lists!$B$12:$B$26,0))","v":"LV"}]
[null,72716,1982,"Wood Creos Impregnated","Serviceable","Class 3",0,"lv/hv",1100,2022,100,"No",false,10,{"$f":"INDEX(Lists!$B$32:$B$40, MATCH(YEAR(TODAY())-C37126, Lists!$C$32:$C$40,1))","v":"41-50"},350.14087480216978,{"$f":"INDEX(Data!$E$24:$E$47, MATCH(F37126&D37126, Data!$B$24:$B$47,0))","v":1.0684339161496522E-3},{"$f":"SUMPRODUCT((Data!$B$58:$B$60=Model!$F37126)*(Data!$C$57:$K$57=Model!$O37126)*(Data!$C$58:$K$60))","v":3.2595928155551883},67.404071844448112,2,{"$f":"IF(E37126<>\"Serviceable\",E37126,INDEX(Lists!$D$6:$D$8, MATCH(T37126,Lists!$C$6:$C$8,0)))","v":"Limited Life"},{"$f":"INDEX(Lists!$C$12:$C$26, MATCH(H37126, Lists!$B$12:$B$26,0))","v":"HV"}]
[null,72820,1986,"Wood Untreated Dressed","Serviceable","Class 1",0,"lv/hv",942,2022,100,"No",false,10,{"$f":"INDEX(Lists!$B$32:$B$40, MATCH(YEAR(TODAY())-C37176, Lists!$C$32:$C$40,1))","v":"31-40"},299.8479127851308,{"$f":"INDEX(Data!$E$24:$E$47, MATCH(F37176&D37176, Data!$B$24:$B$47,0))","v":1.9964561142097742E-3},{"$f":"SUMPRODUCT((Data!$B$58:$B$60=Model!$F37176)*(Data!$C$57:$K$57=Model!$O37176)*(Data!$C$58:$K$60))","v":3.0038452968326621},69.961547031673376,1,{"$f":"IF(E37176<>\"Serviceable\",E37176,INDEX(Lists!$D$6:$D$8, MATCH(T37176,Lists!$C$6:$C$8,0)))","v":"Serviceable"},{"$f":"INDEX(Lists!$C$12:$C$26, MATCH(H37176, Lists!$B$12:$B$26,0))","v":"HV"}]
[null,72911,1947,"Wood Untreated Dressed","Serviceable","Class 1",0,"lv",900,2020,90,"No",false,10,{"$f":"INDEX(Lists!$B$32:$B$40, MATCH(YEAR(TODAY())-C37230, Lists!$C$32:$C$40,1))","v":"71-80"},286.47889756541161,{"$f":"INDEX(Data!$E$24:$E$47, MATCH(F37230&D37230, Data!$B$24:$B$47,0))","v":1.9964561142097742E-3},{"$f":"SUMPRODUCT((Data!$B$58:$B$60=Model!$F37230)*(Data!$C$57:$K$57=Model!$O37230)*(Data!$C$58:$K$60))","v":2.0707751244791428},69.292248755208576,1,{"$f":"IF(E37230<>\"Serviceable\",E37230,INDEX(Lists!$D$6:$D$8, MATCH(T37230,Lists!$C$6:$C$8,0)))","v":"Serviceable"},{"$f":"INDEX(Lists!$C$12:$C$26, MATCH(H37230, Lists!$B$12:$B$26,0))","v":"LV"}]
[null,73032,1969,"Wood Creos Impregnated","Serviceable","Class 3",0,"lv",760,2019,100,"No",false,10,{"$f":"INDEX(Lists!$B$32:$B$40, MATCH(YEAR(TODAY())-C37301, Lists!$C$32:$C$40,1))","v":"51-60"},241.91551349968091,{"$f":"INDEX(Data!$E$24:$E$47, MATCH(F37301&D37301, Data!$B$24:$B$47,0))","v":1.0684339161496522E-3},{"$f":"SUMPRODUCT((Data!$B$58:$B$60=Model!$F37301)*(Data!$C$57:$K$57=Model!$O37301)*(Data!$C$58:$K$60))","v":2.6564859251595059},73.435140748404933,1,{"$f":"IF(E37301<>\"Serviceable\",E37301,INDEX(Lists!$D$6:$D$8, MATCH(T37301,Lists!$C$6:$C$8,0)))","v":"Serviceable"},{"$f":"INDEX(Lists!$C$12:$C$26, MATCH(H37301, Lists!$B$12:$B$26,0))","v":"LV"}]
[null,73130,1970,"Wood Creos Impregnated","Serviceable","Class 3",0,"lv",800,2020,90,"No",false,10,{"$f":"INDEX(Lists!$B$32:$B$40, MATCH(YEAR(TODAY())-C37351, Lists!$C$32:$C$40,1))","v":"51-60"},254.64790894703253,{"$f":"INDEX(Data!$E$24:$E$47, MATCH(F37351&D37351, Data!$B$24:$B$47,0))","v":1.0684339161496522E-3},{"$f":"SUMPRODUCT((Data!$B$58:$B$60=Model!$F37351)*(Data!$C$57:$K$57=Model!$O37351)*(Data!$C$58:$K$60))","v":2.6564859251595059},63.43514074840494,2,{"$f":"IF(E37351<>\"Serviceable\",E37351,INDEX(Lists!$D$6:$D$8, MATCH(T37351,Lists!$C$6:$C$8,0)))","v":"Limited Life"},{"$f":"INDEX(Lists!$C$12:$C$26, MATCH(H37351, Lists!$B$12:$B$26,0))","v":"LV"}]
[null,73215,1985,"Wood Untreated Dressed","Serviceable","Class 1",0,"hv",1160,2023,150,"Yes",false,9,{"$f":"INDEX(Lists!$B$32:$B$40, MATCH(YEAR(TODAY())-C37393, Lists!$C$32:$C$40,1))","v":"31-40"},369.23946797319718,{"$f":"INDEX(Data!$E$24:$E$47, MATCH(F37393&D37393, Data!$B$24:$B$47,0))","v":1.9964561142097742E-3},{"$f":"SUMPRODUCT((Data!$B$58:$B$60=Model!$F37393)*(Data!$C$57:$K$57=Model!$O37393)*(Data!$C$58:$K$60))","v":3.0038452968326621},122.96539232850604,1,{"$f":"IF(E37393<>\"Serviceable\",E37393,INDEX(Lists!$D$6:$D$8, MATCH(T37393,Lists!$C$6:$C$8,0)))","v":"Serviceable"},{"$f":"INDEX(Lists!$C$12:$C$26, MATCH(H37393, Lists!$B$12:$B$26,0))","v":"HV"}]
[null,73379,1974,"Wood Creos Impregnated","Serviceable","Class 1",0,"lv",760,2022,110,"No",false,10,{"$f":"INDEX(Lists!$B$32:$B$40, MATCH(YEAR(TODAY())-C37476, Lists!$C$32:$C$40,1))","v":"51-60"},241.91551349968091,{"$f":"INDEX(Data!$E$24:$E$47, MATCH(F37476&D37476, Data!$B$24:$B$47,0))","v":9.9474993092014377E-4},{"$f":"SUMPRODUCT((Data!$B$58:$B$60=Model!$F37476)*(Data!$C$57:$K$57=Model!$O37476)*(Data!$C$58:$K$60))","v":1.3557210085184006},96.44278991481599,1,{"$f":"IF(E37476<>\"Serviceable\",E37476,INDEX(Lists!$D$6:$D$8, MATCH(T37476,Lists!$C$6:$C$8,0)))","v":"Serviceable"},{"$f":"INDEX(Lists!$C$12:$C$26, MATCH(H37476, Lists!$B$12:$B$26,0))","v":"LV"}]
[null,73494,1964,"Wood Creos Impregnated","Serviceable","Class 3",0,"hv",1060,2023,100,"Yes",false,9,{"$f":"INDEX(Lists!$B$32:$B$40, MATCH(YEAR(TODAY())-C37526, Lists!$C$32:$C$40,1))","v":"61-70"},337.4084793548181,{"$f":"INDEX(Data!$E$24:$E$47, MATCH(F37526&D37526, Data!$B$24:$B$47,0))","v":1.0684339161496522E-3},{"$f":"SUMPRODUCT((Data!$B$58:$B$60=Model!$F37526)*(Data!$C$57:$K$57=Model!$O37526)*(Data!$C$58:$K$60))","v":1.9802031311051838},82.17817182005335,1,{"$f":"IF(E37526<>\"Serviceable\",E37526,INDEX(Lists!$D$6:$D$8, MATCH(T37526,Lists!$C$6:$C$8,0)))","v":"Serviceable"},{"$f":"INDEX(Lists!$C$12:$C$26, MATCH(H37526, Lists!$B$12:$B$26,0))","v":"HV"}]
[null,73524,1965,"Wood Creos Impregnated","Serviceable","Class 3",0,"hv",870,2022,120,"No",false,10,{"$f":"INDEX(Lists!$B$32:$B$40, MATCH(YEAR(TODAY())-C37547, Lists!$C$32:$C$40,1))","v":"51-60"},276.92960097989788,{"$f":"INDEX(Data!$E$24:$E$47, MATCH(F37547&D37547, Data!$B$24:$B$47,0))","v":1.0684339161496522E-3},{"$f":"SUMPRODUCT((Data!$B$58:$B$60=Model!$F37547)*(Data!$C$57:$K$57=Model!$O37547)*(Data!$C$58:$K$60))","v":2.6564859251595059},93.435140748404933,1,{"$f":"IF(E37547<>\"Serviceable\",E37547,INDEX(Lists!$D$6:$D$8, MATCH(T37547,Lists!$C$6:$C$8,0)))","v":"Serviceable"},{"$f":"INDEX(Lists!$C$12:$C$26, MATCH(H37547, Lists!$B$12:$B$26,0))","v":"HV"}]
[null,73642,1969,"Wood Creos Impregnated","Serviceable","Class 3",0,"lv",900,2019,100,"No",false,10,{"$f":"INDEX(Lists!$B$32:$B$40, MATCH(YEAR(TODAY())-C37610, Lists!$C$32:$C$40,1))","v":"51-60"},286.47889756541161,{"$f":"INDEX(Data!$E$24:$E$47, MATCH(F37610&D37610, Data!$B$24:$B$47,0))","v":1.0684339161496522E-3},{"$f":"SUMPRODUCT((Data!$B$58:$B$60=Model!$F37610)*(Data!$C$57:$K$57=Model!$O37610)*(Data!$C$58:$K$60))","v":2.6564859251595059},73.435140748404933,1,{"$f":"IF(E37610<>\"Serviceable\",E37610,INDEX(Lists!$D$6:$D$8, MATCH(T37610,Lists!$C$6:$C$8,0)))","v":"Serviceable"},{"$f":"INDEX(Lists!$C$12:$C$26, MATCH(H37610, Lists!$B$12:$B$26,0))","v":"LV"}]
[null,73760,1984,"Wood Untreated Dressed","Serviceable","Class 1",0,"lv",1070,2020,100,"No",false,10,{"$f":"INDEX(Lists!$B$32:$B$40, MATCH(YEAR(TODAY())-C37672, Lists!$C$32:$C$40,1))","v":"41-50"},340.59157821665605,{"$f":"INDEX(Data!$E$24:$E$47, MATCH(F37672&D37672, Data!$B$24:$B$47,0))","v":1.9964561142097742E-3},{"$f":"SUMPRODUCT((Data!$B$58:$B$60=Model!$F37672)*(Data!$C$57:$K$57=Model!$O37672)*(Data!$C$58:$K$60))","v":1.7977578417715214},82.022421582284778,1,{"$f":"IF(E37672<>\"Serviceable\",E37672,INDEX(Lists!$D$6:$D$8, MATCH(T37672,Lists!$C$6:$C$8,0)))","v":"Serviceable"},{"$f":"INDEX(Lists!$C$12:$C$26, MATCH(H37672, Lists!$B$12:$B$26,0))","v":"LV"}]
[null,73858,1967,"Wood Creos Impregnated","Serviceable","Class 3",0,"lv",950,2020,70,"No",false,10,{"$f":"INDEX(Lists!$B$32:$B$40, MATCH(YEAR(TODAY())-C37722, Lists!$C$32:$C$40,1))","v":"51-60"},302.39439187460113,{"$f":"INDEX(Data!$E$24:$E$47, MATCH(F37722&D37722, Data!$B$24:$B$47,0))","v":1.0684339161496522E-3},{"$f":"SUMPRODUCT((Data!$B$58:$B$60=Model!$F37722)*(Data!$C$57:$K$57=Model!$O37722)*(Data!$C$58:$K$60))","v":2.6564859251595059},43.43514074840494,2,{"$f":"IF(E37722<>\"Serviceable\",E37722,INDEX(Lists!$D$6:$D$8, MATCH(T37722,Lists!$C$6:$C$8,0)))","v":"Limited Life"},{"$f":"INDEX(Lists!$C$12:$C$26, MATCH(H37722, Lists!$B$12:$B$26,0))","v":"LV"}]
[null,74023,1969,"Wood Salt Impregnated (Green)","Serviceable","Class 4",0,"lv/hv",940,2019,999,"No",false,10,{"$f":"INDEX(Lists!$B$32:$B$40, MATCH(YEAR(TODAY())-C37805, Lists!$C$32:$C$40,1))","v":"51-60"},299.21129301276324,{"$f":"INDEX(Data!$E$24:$E$47, MATCH(F37805&D37805, Data!$B$24:$B$47,0))","v":{"$error":"#N/A"}},{"$f":"SUMPRODUCT((Data!$B$58:$B$60=Model!$F37805)*(Data!$C$57:$K$57=Model!$O37805)*(Data!$C$58:$K$60))","v":0},999,1,{"$f":"IF(E37805<>\"Serviceable\",E37805,INDEX(Lists!$D$6:$D$8, MATCH(T37805,Lists!$C$6:$C$8,0)))","v":"Serviceable"},{"$f":"INDEX(Lists!$C$12:$C$26, MATCH(H37805, Lists!$B$12:$B$26,0))","v":"HV"}]
[null,74110,1978,"Wood Untreated Dressed","Serviceable","Class 1",0,"lv",1000,2019,140,"No",false,10,{"$f":"INDEX(Lists!$B$32:$B$40, MATCH(YEAR(TODAY())-C37847, Lists!$C$32:$C$40,1))","v":"41-50"},318.3098861837907,{"$f":"INDEX(Data!$E$24:$E$47, MATCH(F37847&D37847, Data!$B$24:$B$47,0))","v":1.9964561142097742E-3},{"$f":"SUMPRODUCT((Data!$B$58:$B$60=Model!$F37847)*(Data!$C$57:$K$57=Model!$O37847)*(Data!$C$58:$K$60))","v":1.7977578417715214},122.02242158228478,1,{"$f":"IF(E37847<>\"Serviceable\",E37847,INDEX(Lists!$D$6:$D$8, MATCH(T37847,Lists!$C$6:$C$8,0)))","v":"Serviceable"},{"$f":"INDEX(Lists!$C$12:$C$26, MATCH(H37847, Lists!$B$12:$B$26,0))","v":"LV"}]
[null,74198,1963,"Wood Creos Impregnated","Serviceable","Class 3",0,"lv",1000,2019,120,"No",{"$f":"IF(G37897=0,FALSE,TRUE)","v":false},10,{"$f":"INDEX(Lists!$B$32:$B$40, MATCH(YEAR(TODAY())-C37897, Lists!$C$32:$C$40,1))","v":"61-70"},{"$f":"I37897/PI()","v":318.3098861837907},{"$f":"INDEX(Data!$E$24:$E$47, MATCH(F37897&D37897, Data!$B$24:$B$47,0))","v":1.0684339161496522E-3},{"$f":"SUMPRODUCT((Data!$B$58:$B$60=Model!$F37897)*(Data!$C$57:$K$57=Model!$O37897)*(Data!$C$58:$K$60))","v":1.9802031311051838},100.19796868894817,1,{"$f":"IF(E37897<>\"Serviceable\",E37897,INDEX(Lists!$D$6:$D$8, MATCH(T37897,Lists!$C$6:$C$8,0)))","v":"Serviceable"},{"$f":"INDEX(Lists!$C$12:$C$26, MATCH(H37897, Lists!$B$12:$B$26,0))","v":"LV"}]
[null,74324,1972,"Wood Creos Impregnated","Serviceable","Class 3",0,"lv",800,2022,100,"No",false,10,{"$f":"INDEX(Lists!$B$32:$B$40, MATCH(YEAR(TODAY())-C37946, Lists!$C$32:$C$40,1))","v":"51-60"},254.64790894703253,{"$f":"INDEX(Data!$E$24:$E$47, MATCH(F37946&D37946, Data!$B$24:$B$47,0))","v":1.0684339161496522E-3},{"$f":"SUMPRODUCT((Data!$B$58:$B$60=Model!$F37946)*(Data!$C$57:$K$57=Model!$O37946)*(Data!$C$58:$K$60))","v":2.6564859251595059},73.435140748404933,1,{"$f":"IF(E37946<>\"Serviceable\",E37946,INDEX(Lists!$D$6:$D$8, MATCH(T37946,Lists!$C$6:$C$8,0)))","v":"Serviceable"},{"$f":"INDEX(Lists!$C$12:$C$26, MATCH(H37946, Lists!$B$12:$B$26,0))","v":"LV"}]
[null,74492,1941,"Wood Untreated Dressed","Serviceable","Class 1",0,"lv",940,2020,90,"No",false,10,{"$f":"INDEX(Lists!$B$32:$B$40, MATCH(YEAR(TODAY())-C38022, Lists!$C$32:$C$40,1))","v":"81-90"},299.21129301276324,{"$f":"INDEX(Data!$E$24:$E$47, MATCH(F38022&D38022, Data!$B$24:$B$47,0))","v":1.9964561142097742E-3},{"$f":"SUMPRODUCT((Data!$B$58:$B$60=Model!$F38022)*(Data!$C$57:$K$57=Model!$O38022)*(Data!$C$58:$K$60))","v":2.8392735823590045},61.607264176409956,1,{"$f":"IF(E38022<>\"Serviceable\",E38022,INDEX(Lists!$D$6:$D$8, MATCH(T38022,Lists!$C$6:$C$8,0)))","v":"Serviceable"},{"$f":"INDEX(Lists!$C$12:$C$26, MATCH(H38022, Lists!$B$12:$B$26,0))","v":"LV"}]
[null,74580,1980,"Wood Creos Impregnated","Serviceable","Class 1",0,"lv",870,2019,120,"No",false,10,{"$f":"INDEX(Lists!$B$32:$B$40, MATCH(YEAR(TODAY())-C38072, Lists!$C$32:$C$40,1))","v":"41-50"},276.92960097989788,{"$f":"INDEX(Data!$E$24:$E$47, MATCH(F38072&D38072, Data!$B$24:$B$47,0))","v":9.9474993092014377E-4},{"$f":"SUMPRODUCT((Data!$B$58:$B$60=Model!$F38072)*(Data!$C$57:$K$57=Model!$O38072)*(Data!$C$58:$K$60))","v":1.7977578417715214},102.02242158228478,1,{"$f":"IF(E38072<>\"Serviceable\",E38072,INDEX(Lists!$D$6:$D$8, MATCH(T38072,Lists!$C$6:$C$8,0)))","v":"Serviceable"},{"$f":"INDEX(Lists!$C$12:$C$26, MATCH(H38072, Lists!$B$12:$B$26,0))","v":"LV"}]
[null,74657,1937,"Wood Untreated Dressed","Serviceable","Class 1",0,"lv",900,2019,120,"No",false,10,{"$f":"INDEX(Lists!$B$32:$B$40, MATCH(YEAR(TODAY())-C38109, Lists!$C$32:$C$40,1))","v":"81-90"},286.47889756541161,{"$f":"INDEX(Data!$E$24:$E$47, MATCH(F38109&D38109, Data!$B$24:$B$47,0))","v":1.9964561142097742E-3},{"$f":"SUMPRODUCT((Data!$B$58:$B$60=Model!$F38109)*(Data!$C$57:$K$57=Model!$O38109)*(Data!$C$58:$K$60))","v":2.8392735823590045},91.607264176409956,1,{"$f":"IF(E38109<>\"Serviceable\",E38109,INDEX(Lists!$D$6:$D$8, MATCH(T38109,Lists!$C$6:$C$8,0)))","v":"Serviceable"},{"$f":"INDEX(Lists!$C$12:$C$26, MATCH(H38109, Lists!$B$12:$B$26,0))","v":"LV"}]
[null,74877,1964,"Wood Creos Impregnated","Serviceable","Class 3",0,"lv/hv",950,2019,120,"No",false,10,{"$f":"INDEX(Lists!$B$32:$B$40, MATCH(YEAR(TODAY())-C38197, Lists!$C$32:$C$40,1))","v":"61-70"},302.39439187460113,{"$f":"INDEX(Data!$E$24:$E$47, MATCH(F38197&D38197, Data!$B$24:$B$47,0))","v":1.0684339161496522E-3},{"$f":"SUMPRODUCT((Data!$B$58:$B$60=Model!$F38197)*(Data!$C$57:$K$57=Model!$O38197)*(Data!$C$58:$K$60))","v":1.9802031311051838},100.19796868894817,1,{"$f":"IF(E38197<>\"Serviceable\",E38197,INDEX(Lists!$D$6:$D$8, MATCH(T38197,Lists!$C$6:$C$8,0)))","v":"Serviceable"},{"$f":"INDEX(Lists!$C$12:$C$26, MATCH(H38197, Lists!$B$12:$B$26,0))","v":"HV"}]
[null,74979,1972,"Wood Creos Impregnated","Serviceable","Class 3",0,"lv",810,2019,100,"No",false,10,{"$f":"INDEX(Lists!$B$32:$B$40, MATCH(YEAR(TODAY())-C38247, Lists!$C$32:$C$40,1))","v":"51-60"},257.83100780887048,{"$f":"INDEX(Data!$E$24:$E$47, MATCH(F38247&D38247, Data!$B$24:$B$47,0))","v":1.0684339161496522E-3},{"$f":"SUMPRODUCT((Data!$B$58:$B$60=Model!$F38247)*(Data!$C$57:$K$57=Model!$O38247)*(Data!$C$58:$K$60))","v":2.6564859251595059},73.435140748404933,1,{"$f":"IF(E38247<>\"Serviceable\",E38247,INDEX(Lists!$D$6:$D$8, MATCH(T38247,Lists!$C$6:$C$8,0)))","v":"Serviceable"},{"$f":"INDEX(Lists!$C$12:$C$26, MATCH(H38247, Lists!$B$12:$B$26,0))","v":"LV"}]
[null,75094,1978,"Wood Untreated Dressed","Serviceable","Class 1",0,"lv",940,2019,100,"No",false,10,{"$f":"INDEX(Lists!$B$32:$B$40, MATCH(YEAR(TODAY())-C38304, Lists!$C$32:$C$40,1))","v":"41-50"},299.21129301276324,{"$f":"INDEX(Data!$E$24:$E$47, MATCH(F38304&D38304, Data!$B$24:$B$47,0))","v":1.9964561142097742E-3},{"$f":"SUMPRODUCT((Data!$B$58:$B$60=Model!$F38304)*(Data!$C$57:$K$57=Model!$O38304)*(Data!$C$58:$K$60))","v":1.7977578417715214},82.022421582284778,1,{"$f":"IF(E38304<>\"Serviceable\",E38304,INDEX(Lists!$D$6:$D$8, MATCH(T38304,Lists!$C$6:$C$8,0)))","v":"Serviceable"},{"$f":"INDEX(Lists!$C$12:$C$26, MATCH(H38304, Lists!$B$12:$B$26,0))","v":"LV"}]
[null,75128,1983,"Wood Untreated Dressed","Serviceable","Class 1",0,"lv",820,2019,100,"No",false,10,{"$f":"INDEX(Lists!$B$32:$B$40, MATCH(YEAR(TODAY())-C38317, Lists!$C$32:$C$40,1))","v":"41-50"},261.01410667070837,{"$f":"INDEX(Data!$E$24:$E$47, MATCH(F38317&D38317, Data!$B$24:$B$47,0))","v":1.9964561142097742E-3},{"$f":"SUMPRODUCT((Data!$B$58:$B$60=Model!$F38317)*(Data!$C$57:$K$57=Model!$O38317)*(Data!$C$58:$K$60))","v":1.7977578417715214},82.022421582284778,1,{"$f":"IF(E38317<>\"Serviceable\",E38317,INDEX(Lists!$D$6:$D$8, MATCH(T38317,Lists!$C$6:$C$8,0)))","v":"Serviceable"},{"$f":"INDEX(Lists!$C$12:$C$26, MATCH(H38317, Lists!$B$12:$B$26,0))","v":"LV"}]
[null,75274,1983,"Wood Creos Impregnated","Serviceable","Class 3",0,"lv",940,2022,80,"No",false,10,{"$f":"INDEX(Lists!$B$32:$B$40, MATCH(YEAR(TODAY())-C38393, Lists!$C$32:$C$40,1))","v":"41-50"},299.21129301276324,{"$f":"INDEX(Data!$E$24:$E$47, MATCH(F38393&D38393, Data!$B$24:$B$47,0))","v":1.0684339161496522E-3},{"$f":"SUMPRODUCT((Data!$B$58:$B$60=Model!$F38393)*(Data!$C$57:$K$57=Model!$O38393)*(Data!$C$58:$K$60))","v":3.2595928155551883},47.404071844448119,2,{"$f":"IF(E38393<>\"Serviceable\",E38393,INDEX(Lists!$D$6:$D$8, MATCH(T38393,Lists!$C$6:$C$8,0)))","v":"Limited Life"},{"$f":"INDEX(Lists!$C$12:$C$26, MATCH(H38393, Lists!$B$12:$B$26,0))","v":"LV"}]
[null,75355,1956,"Wood Untreated Round","Serviceable","Class 2",0,"lv/hv",880,2022,80,"No",false,10,{"$f":"INDEX(Lists!$B$32:$B$40, MATCH(YEAR(TODAY())-C38445, Lists!$C$32:$C$40,1))","v":"61-70"},280.11269984173578,{"$f":"INDEX(Data!$E$24:$E$47, MATCH(F38445&D38445, Data!$B$24:$B$47,0))","v":2.1997700016428453E-3},{"$f":"SUMPRODUCT((Data!$B$58:$B$60=Model!$F38445)*(Data!$C$57:$K$57=Model!$O38445)*(Data!$C$58:$K$60))","v":2.227481027604485},57.725189723955154,2,{"$f":"IF(E38445<>\"Serviceable\",E38445,INDEX(Lists!$D$6:$D$8, MATCH(T38445,Lists!$C$6:$C$8,0)))","v":"Limited Life"},{"$f":"INDEX(Lists!$C$12:$C$26, MATCH(H38445, Lists!$B$12:$B$26,0))","v":"HV"}]
[null,75462,1962,"Wood Creos Impregnated","Serviceable","Class 3",0,"lv/hv",850,2019,100,"No",false,10,{"$f":"INDEX(Lists!$B$32:$B$40, MATCH(YEAR(TODAY())-C38492, Lists!$C$32:$C$40,1))","v":"61-70"},270.5634032562221,{"$f":"INDEX(Data!$E$24:$E$47, MATCH(F38492&D38492, Data!$B$24:$B$47,0))","v":1.0684339161496522E-3},{"$f":"SUMPRODUCT((Data!$B$58:$B$60=Model!$F38492)*(Data!$C$57:$K$57=Model!$O38492)*(Data!$C$58:$K$60))","v":1.9802031311051838},80.197968688948166,1,{"$f":"IF(E38492<>\"Serviceable\",E38492,INDEX(Lists!$D$6:$D$8, MATCH(T38492,Lists!$C$6:$C$8,0)))","v":"Serviceable"},{"$f":"INDEX(Lists!$C$12:$C$26, MATCH(H38492, Lists!$B$12:$B$26,0))","v":"HV"}]
[null,75594,1967,"Wood Creos Impregnated","Serviceable","Class 3",0,"lv",1000,2019,100,"No",false,10,{"$f":"INDEX(Lists!$B$32:$B$40, MATCH(YEAR(TODAY())-C38568, Lists!$C$32:$C$40,1))","v":"51-60"},318.3098861837907,{"$f":"INDEX(Data!$E$24:$E$47, MATCH(F38568&D38568, Data!$B$24:$B$47,0))","v":1.0684339161496522E-3},{"$f":"SUMPRODUCT((Data!$B$58:$B$60=Model!$F38568)*(Data!$C$57:$K$57=Model!$O38568)*(Data!$C$58:$K$60))","v":2.6564859251595059},73.435140748404933,1,{"$f":"IF(E38568<>\"Serviceable\",E38568,INDEX(Lists!$D$6:$D$8, MATCH(T38568,Lists!$C$6:$C$8,0)))","v":"Serviceable"},{"$f":"INDEX(Lists!$C$12:$C$26, MATCH(H38568, Lists!$B$12:$B$26,0))","v":"LV"}]
[null,75622,1972,"Wood Creos Impregnated","Serviceable","Class 1",0,"lv",940,2022,150,"No",false,10,{"$f":"INDEX(Lists!$B$32:$B$40, MATCH(YEAR(TODAY())-C38586, Lists!$C$32:$C$40,1))","v":"51-60"},299.21129301276324,{"$f":"INDEX(Data!$E$24:$E$47, MATCH(F38586&D38586, Data!$B$24:$B$47,0))","v":9.9474993092014377E-4},{"$f":"SUMPRODUCT((Data!$B$58:$B$60=Model!$F38586)*(Data!$C$57:$K$57=Model!$O38586)*(Data!$C$58:$K$60))","v":1.3557210085184006},136.44278991481599,1,{"$f":"IF(E38586<>\"Serviceable\",E38586,INDEX(Lists!$D$6:$D$8, MATCH(T38586,Lists!$C$6:$C$8,0)))","v":"Serviceable"},{"$f":"INDEX(Lists!$C$12:$C$26, MATCH(H38586, Lists!$B$12:$B$26,0))","v":"LV"}]
[null,75780,1982,"Wood Untreated Dressed","Serviceable","Class 1",0,"pl",790,2019,90,"No",false,10,{"$f":"INDEX(Lists!$B$32:$B$40, MATCH(YEAR(TODAY())-C38667, Lists!$C$32:$C$40,1))","v":"41-50"},251.46481008519464,{"$f":"INDEX(Data!$E$24:$E$47, MATCH(F38667&D38667, Data!$B$24:$B$47,0))","v":1.9964561142097742E-3},{"$f":"SUMPRODUCT((Data!$B$58:$B$60=Model!$F38667)*(Data!$C$57:$K$57=Model!$O38667)*(Data!$C$58:$K$60))","v":1.7977578417715214},72.022421582284778,1,{"$f":"IF(E38667<>\"Serviceable\",E38667,INDEX(Lists!$D$6:$D$8, MATCH(T38667,Lists!$C$6:$C$8,0)))","v":"Serviceable"},{"$f":"INDEX(Lists!$C$12:$C$26, MATCH(H38667, Lists!$B$12:$B$26,0))","v":"LV"}]
[null,75942,1969,"Wood Creos Impregnated","Serviceable","Class 2",0,"lv/hv",1110,2022,120,"No",false,10,{"$f":"INDEX(Lists!$B$32:$B$40, MATCH(YEAR(TODAY())-C38743, Lists!$C$32:$C$40,1))","v":"51-60"},353.32397366400767,{"$f":"INDEX(Data!$E$24:$E$47, MATCH(F38743&D38743, Data!$B$24:$B$47,0))","v":1.6118836915297091E-3},{"$f":"SUMPRODUCT((Data!$B$58:$B$60=Model!$F38743)*(Data!$C$57:$K$57=Model!$O38743)*(Data!$C$58:$K$60))","v":2.6773548093458861},93.226451906541143,1,{"$f":"IF(E38743<>\"Serviceable\",E38743,INDEX(Lists!$D$6:$D$8, MATCH(T38743,Lists!$C$6:$C$8,0)))","v":"Serviceable"},{"$f":"INDEX(Lists!$C$12:$C$26, MATCH(H38743, Lists!$B$12:$B$26,0))","v":"HV"}]
[null,76015,1986,"Wood Untreated Dressed","Serviceable","Class 1",0,"lv",930,2019,150,"No",false,10,{"$f":"INDEX(Lists!$B$32:$B$40, MATCH(YEAR(TODAY())-C38781, Lists!$C$32:$C$40,1))","v":"31-40"},296.02819415092534,{"$f":"INDEX(Data!$E$24:$E$47, MATCH(F38781&D38781, Data!$B$24:$B$47,0))","v":1.9964561142097742E-3},{"$f":"SUMPRODUCT((Data!$B$58:$B$60=Model!$F38781)*(Data!$C$57:$K$57=Model!$O38781)*(Data!$C$58:$K$60))","v":3.0038452968326621},119.96154703167338,1,{"$f":"IF(E38781<>\"Serviceable\",E38781,INDEX(Lists!$D$6:$D$8, MATCH(T38781,Lists!$C$6:$C$8,0)))","v":"Serviceable"},{"$f":"INDEX(Lists!$C$12:$C$26, MATCH(H38781, Lists!$B$12:$B$26,0))","v":"LV"}]
[null,76089,1982,"Wood Creos Impregnated","Serviceable","Class 3",0,"lv",910,2020,100,"No",false,10,{"$f":"INDEX(Lists!$B$32:$B$40, MATCH(YEAR(TODAY())-C38813, Lists!$C$32:$C$40,1))","v":"41-50"},289.66199642724951,{"$f":"INDEX(Data!$E$24:$E$47, MATCH(F38813&D38813, Data!$B$24:$B$47,0))","v":1.0684339161496522E-3},{"$f":"SUMPRODUCT((Data!$B$58:$B$60=Model!$F38813)*(Data!$C$57:$K$57=Model!$O38813)*(Data!$C$58:$K$60))","v":3.2595928155551883},67.404071844448112,2,{"$f":"IF(E38813<>\"Serviceable\",E38813,INDEX(Lists!$D$6:$D$8, MATCH(T38813,Lists!$C$6:$C$8,0)))","v":"Limited Life"},{"$f":"INDEX(Lists!$C$12:$C$26, MATCH(H38813, Lists!$B$12:$B$26,0))","v":"LV"}]
[null,76190,1967,"Wood Creos Impregnated","Serviceable","Class 3",0,"lv",1000,2019,100,"No",false,10,{"$f":"INDEX(Lists!$B$32:$B$40, MATCH(YEAR(TODAY())-C38863, Lists!$C$32:$C$40,1))","v":"51-60"},318.3098861837907,{"$f":"INDEX(Data!$E$24:$E$47, MATCH(F38863&D38863, Data!$B$24:$B$47,0))","v":1.0684339161496522E-3},{"$f":"SUMPRODUCT((Data!$B$58:$B$60=Model!$F38863)*(Data!$C$57:$K$57=Model!$O38863)*(Data!$C$58:$K$60))","v":2.6564859251595059},73.435140748404933,1,{"$f":"IF(E38863<>\"Serviceable\",E38863,INDEX(Lists!$D$6:$D$8, MATCH(T38863,Lists!$C$6:$C$8,0)))","v":"Serviceable"},{"$f":"INDEX(Lists!$C$12:$C$26, MATCH(H38863, Lists!$B$12:$B$26,0))","v":"LV"}]
[null,76278,1976,"Wood Creos Impregnated","Serviceable","Class 1",0,"lv/hv",880,2020,100,"No",false,10,{"$f":"INDEX(Lists!$B$32:$B$40, MATCH(YEAR(TODAY())-C38913, Lists!$C$32:$C$40,1))","v":"41-50"},280.11269984173578,{"$f":"INDEX(Data!$E$24:$E$47, MATCH(F38913&D38913, Data!$B$24:$B$47,0))","v":9.9474993092014377E-4},{"$f":"SUMPRODUCT((Data!$B$58:$B$60=Model!$F38913)*(Data!$C$57:$K$57=Model!$O38913)*(Data!$C$58:$K$60))","v":1.7977578417715214},82.022421582284778,1,{"$f":"IF(E38913<>\"Serviceable\",E38913,INDEX(Lists!$D$6:$D$8, MATCH(T38913,Lists!$C$6:$C$8,0)))","v":"Serviceable"},{"$f":"INDEX(Lists!$C$12:$C$26, MATCH(H38913, Lists!$B$12:$B$26,0))","v":"HV"}]
[null,76381,1969,"Wood Creos Impregnated","Serviceable","Class 3",0,"lv/hv/sub-transmission",1037,2020,100,"No",false,10,{"$f":"INDEX(Lists!$B$32:$B$40, MATCH(YEAR(TODAY())-C38966, Lists!$C$32:$C$40,1))","v":"51-60"},330.08735197259097,{"$f":"INDEX(Data!$E$24:$E$47, MATCH(F38966&D38966, Data!$B$24:$B$47,0))","v":1.0684339161496522E-3},{"$f":"SUMPRODUCT((Data!$B$58:$B$60=Model!$F38966)*(Data!$C$57:$K$57=Model!$O38966)*(Data!$C$58:$K$60))","v":2.6564859251595059},73.435140748404933,1,{"$f":"IF(E38966<>\"Serviceable\",E38966,INDEX(Lists!$D$6:$D$8, MATCH(T38966,Lists!$C$6:$C$8,0)))","v":"Serviceable"},{"$f":"INDEX(Lists!$C$12:$C$26, MATCH(H38966, Lists!$B$12:$B$26,0))","v":"Sub-T"}]
[null,76516,1981,"Wood Creos Impregnated","Serviceable","Class 3",0,"lv/hv",1120,2023,100,"No",false,10,{"$f":"INDEX(Lists!$B$32:$B$40, MATCH(YEAR(TODAY())-C39038, Lists!$C$32:$C$40,1))","v":"41-50"},356.50707252584556,{"$f":"INDEX(Data!$E$24:$E$47, MATCH(F39038&D39038, Data!$B$24:$B$47,0))","v":1.0684339161496522E-3},{"$f":"SUMPRODUCT((Data!$B$58:$B$60=Model!$F39038)*(Data!$C$57:$K$57=Model!$O39038)*(Data!$C$58:$K$60))","v":3.2595928155551883},67.404071844448112,2,{"$f":"IF(E39038<>\"Serviceable\",E39038,INDEX(Lists!$D$6:$D$8, MATCH(T39038,Lists!$C$6:$C$8,0)))","v":"Limited Life"},{"$f":"INDEX(Lists!$C$12:$C$26, MATCH(H39038, Lists!$B$12:$B$26,0))","v":"HV"}]
[null,76604,1975,"Wood Creos Impregnated","Serviceable","Class 3",0,"lv",817,2023,70,"Yes",false,9,{"$f":"INDEX(Lists!$B$32:$B$40, MATCH(YEAR(TODAY())-C39088, Lists!$C$32:$C$40,1))","v":"41-50"},260.05917701215697,{"$f":"INDEX(Data!$E$24:$E$47, MATCH(F39088&D39088, Data!$B$24:$B$47,0))","v":1.0684339161496522E-3},{"$f":"SUMPRODUCT((Data!$B$58:$B$60=Model!$F39088)*(Data!$C$57:$K$57=Model!$O39088)*(Data!$C$58:$K$60))","v":3.2595928155551883},40.663664660003306,2,{"$f":"IF(E39088<>\"Serviceable\",E39088,INDEX(Lists!$D$6:$D$8, MATCH(T39088,Lists!$C$6:$C$8,0)))","v":"Limited Life"},{"$f":"INDEX(Lists!$C$12:$C$26, MATCH(H39088, Lists!$B$12:$B$26,0))","v":"LV"}]
[null,76737,1970,"Wood Creos Impregnated","Serviceable","Class 3",0,"lv",820,2019,80,"No",false,10,{"$f":"INDEX(Lists!$B$32:$B$40, MATCH(YEAR(TODAY())-C39161, Lists!$C$32:$C$40,1))","v":"51-60"},261.01410667070837,{"$f":"INDEX(Data!$E$24:$E$47, MATCH(F39161&D39161, Data!$B$24:$B$47,0))","v":1.0684339161496522E-3},{"$f":"SUMPRODUCT((Data!$B$58:$B$60=Model!$F39161)*(Data!$C$57:$K$57=Model!$O39161)*(Data!$C$58:$K$60))","v":2.6564859251595059},53.43514074840494,2,{"$f":"IF(E39161<>\"Serviceable\",E39161,INDEX(Lists!$D$6:$D$8, MATCH(T39161,Lists!$C$6:$C$8,0)))","v":"Limited Life"},{"$f":"INDEX(Lists!$C$12:$C$26, MATCH(H39161, Lists!$B$12:$B$26,0))","v":"LV"}]
[null,76831,1970,"Wood Creos Impregnated","Serviceable","Class 3",0,"lv/hv",810,2019,120,"No",false,10,{"$f":"INDEX(Lists!$B$32:$B$40, MATCH(YEAR(TODAY())-C39213, Lists!$C$32:$C$40,1))","v":"51-60"},257.83100780887048,{"$f":"INDEX(Data!$E$24:$E$47, MATCH(F39213&D39213, Data!$B$24:$B$47,0))","v":1.0684339161496522E-3},{"$f":"SUMPRODUCT((Data!$B$58:$B$60=Model!$F39213)*(Data!$C$57:$K$57=Model!$O39213)*(Data!$C$58:$K$60))","v":2.6564859251595059},93.435140748404933,1,{"$f":"IF(E39213<>\"Serviceable\",E39213,INDEX(Lists!$D$6:$D$8, MATCH(T39213,Lists!$C$6:$C$8,0)))","v":"Serviceable"},{"$f":"INDEX(Lists!$C$12:$C$26, MATCH(H39213, Lists!$B$12:$B$26,0))","v":"HV"}]
[null,76970,1965,"Wood Creos Impregnated","Serviceable","Class 3",0,"lv/hv",1100,2022,100,"Yes",false,9,{"$f":"INDEX(Lists!$B$32:$B$40, MATCH(YEAR(TODAY())-C39289, Lists!$C$32:$C$40,1))","v":"51-60"},350.14087480216978,{"$f":"INDEX(Data!$E$24:$E$47, MATCH(F39289&D39289, Data!$B$24:$B$47,0))","v":1.0684339161496522E-3},{"$f":"SUMPRODUCT((Data!$B$58:$B$60=Model!$F39289)*(Data!$C$57:$K$57=Model!$O39289)*(Data!$C$58:$K$60))","v":2.6564859251595059},76.091626673564448,1,{"$f":"IF(E39289<>\"Serviceable\",E39289,INDEX(Lists!$D$6:$D$8, MATCH(T39289,Lists!$C$6:$C$8,0)))","v":"Serviceable"},{"$f":"INDEX(Lists!$C$12:$C$26, MATCH(H39289, Lists!$B$12:$B$26,0))","v":"HV"}]
[null,76985,1965,"Wood Creos Impregnated","Serviceable","Class 3",0,"lv/hv/sub-transmission",1150,2022,100,"Yes",false,9,{"$f":"INDEX(Lists!$B$32:$B$40, MATCH(YEAR(TODAY())-C39302, Lists!$C$32:$C$40,1))","v":"51-60"},366.05636911135929,{"$f":"INDEX(Data!$E$24:$E$47, MATCH(F39302&D39302, Data!$B$24:$B$47,0))","v":1.0684339161496522E-3},{"$f":"SUMPRODUCT((Data!$B$58:$B$60=Model!$F39302)*(Data!$C$57:$K$57=Model!$O39302)*(Data!$C$58:$K$60))","v":2.6564859251595059},76.091626673564448,1,{"$f":"IF(E39302<>\"Serviceable\",E39302,INDEX(Lists!$D$6:$D$8, MATCH(T39302,Lists!$C$6:$C$8,0)))","v":"Serviceable"},{"$f":"INDEX(Lists!$C$12:$C$26, MATCH(H39302, Lists!$B$12:$B$26,0))","v":"Sub-T"}]
[null,77136,1983,"Wood Untreated Dressed","Serviceable","Class 1",0,"hv/sub-transmission",1100,2022,100,"Yes",false,9,{"$f":"INDEX(Lists!$B$32:$B$40, MATCH(YEAR(TODAY())-C39388, Lists!$C$32:$C$40,1))","v":"41-50"},350.14087480216978,{"$f":"INDEX(Data!$E$24:$E$47, MATCH(F39388&D39388, Data!$B$24:$B$47,0))","v":1.9964561142097742E-3},{"$f":"SUMPRODUCT((Data!$B$58:$B$60=Model!$F39388)*(Data!$C$57:$K$57=Model!$O39388)*(Data!$C$58:$K$60))","v":1.7977578417715214},83.820179424056306,1,{"$f":"IF(E39388<>\"Serviceable\",E39388,INDEX(Lists!$D$6:$D$8, MATCH(T39388,Lists!$C$6:$C$8,0)))","v":"Serviceable"},{"$f":"INDEX(Lists!$C$12:$C$26, MATCH(H39388, Lists!$B$12:$B$26,0))","v":"Sub-T"}]
[null,77176,1974,"Wood Creos Impregnated","Serviceable","Class 3",0,"lv",990,2019,120,"No",false,10,{"$f":"INDEX(Lists!$B$32:$B$40, MATCH(YEAR(TODAY())-C39409, Lists!$C$32:$C$40,1))","v":"51-60"},315.1267873219528,{"$f":"INDEX(Data!$E$24:$E$47, MATCH(F39409&D39409, Data!$B$24:$B$47,0))","v":1.0684339161496522E-3},{"$f":"SUMPRODUCT((Data!$B$58:$B$60=Model!$F39409)*(Data!$C$57:$K$57=Model!$O39409)*(Data!$C$58:$K$60))","v":2.6564859251595059},93.435140748404933,1,{"$f":"IF(E39409<>\"Serviceable\",E39409,INDEX(Lists!$D$6:$D$8, MATCH(T39409,Lists!$C$6:$C$8,0)))","v":"Serviceable"},{"$f":"INDEX(Lists!$C$12:$C$26, MATCH(H39409, Lists!$B$12:$B$26,0))","v":"LV"}]
[null,77366,1983,"Wood Untreated Dressed","Serviceable","Class 1",0,"lv/sub-transmission",1020,2018,150,"No",{"$f":"IF(G39497=0,FALSE,TRUE)","v":false},15,{"$f":"INDEX(Lists!$B$32:$B$40, MATCH(YEAR(TODAY())-C39497, Lists!$C$32:$C$40,1))","v":"41-50"},{"$f":"I39497/PI()","v":324.67608390746648},{"$f":"INDEX(Data!$E$24:$E$47, MATCH(F39497&D39497, Data!$B$24:$B$47,0))","v":1.9964561142097742E-3},{"$f":"SUMPRODUCT((Data!$B$58:$B$60=Model!$F39497)*(Data!$C$57:$K$57=Model!$O39497)*(Data!$C$58:$K$60))","v":1.7977578417715214},123.03363237342718,1,{"$f":"IF(E39497<>\"Serviceable\",E39497,INDEX(Lists!$D$6:$D$8, MATCH(T39497,Lists!$C$6:$C$8,0)))","v":"Serviceable"},{"$f":"INDEX(Lists!$C$12:$C$26, MATCH(H39497, Lists!$B$12:$B$26,0))","v":"Sub-T"}]
[null,77441,1984,"Wood Untreated Dressed","Serviceable","Class 1",0,"lv/hv/sub-transmission",1210,2018,130,"No",false,15,{"$f":"INDEX(Lists!$B$32:$B$40, MATCH(YEAR(TODAY())-C39534, Lists!$C$32:$C$40,1))","v":"41-50"},385.15496228238675,{"$f":"INDEX(Data!$E$24:$E$47, MATCH(F39534&D39534, Data!$B$24:$B$47,0))","v":1.9964561142097742E-3},{"$f":"SUMPRODUCT((Data!$B$58:$B$60=Model!$F39534)*(Data!$C$57:$K$57=Model!$O39534)*(Data!$C$58:$K$60))","v":1.7977578417715214},103.03363237342718,1,{"$f":"IF(E39534<>\"Serviceable\",E39534,INDEX(Lists!$D$6:$D$8, MATCH(T39534,Lists!$C$6:$C$8,0)))","v":"Serviceable"},{"$f":"INDEX(Lists!$C$12:$C$26, MATCH(H39534, Lists!$B$12:$B$26,0))","v":"Sub-T"}]
[null,77542,1970,"Wood Creos Impregnated","Serviceable","Class 3",0,"lv/hv",830,2018,100,"No",false,15,{"$f":"INDEX(Lists!$B$32:$B$40, MATCH(YEAR(TODAY())-C39584, Lists!$C$32:$C$40,1))","v":"51-60"},264.19720553254626,{"$f":"INDEX(Data!$E$24:$E$47, MATCH(F39584&D39584, Data!$B$24:$B$47,0))","v":1.0684339161496522E-3},{"$f":"SUMPRODUCT((Data!$B$58:$B$60=Model!$F39584)*(Data!$C$57:$K$57=Model!$O39584)*(Data!$C$58:$K$60))","v":2.6564859251595059},60.152711122607414,2,{"$f":"IF(E39584<>\"Serviceable\",E39584,INDEX(Lists!$D$6:$D$8, MATCH(T39584,Lists!$C$6:$C$8,0)))","v":"Limited Life"},{"$f":"INDEX(Lists!$C$12:$C$26, MATCH(H39584, Lists!$B$12:$B$26,0))","v":"HV"}]
[null,77660,1966,"Wood Creos Impregnated","Serviceable","Class 3",0,"lv",680,2020,90,"No",false,10,{"$f":"INDEX(Lists!$B$32:$B$40, MATCH(YEAR(TODAY())-C39638, Lists!$C$32:$C$40,1))","v":"51-60"},216.45072260497767,{"$f":"INDEX(Data!$E$24:$E$47, MATCH(F39638&D39638, Data!$B$24:$B$47,0))","v":1.0684339161496522E-3},{"$f":"SUMPRODUCT((Data!$B$58:$B$60=Model!$F39638)*(Data!$C$57:$K$57=Model!$O39638)*(Data!$C$58:$K$60))","v":2.6564859251595059},63.43514074840494,2,{"$f":"IF(E39638<>\"Serviceable\",E39638,INDEX(Lists!$D$6:$D$8, MATCH(T39638,Lists!$C$6:$C$8,0)))","v":"Limited Life"},{"$f":"INDEX(Lists!$C$12:$C$26, MATCH(H39638, Lists!$B$12:$B$26,0))","v":"LV"}]
[null,77793,1965,"Wood Creos Impregnated","Serviceable","Class 3",0,"lv",810,2018,100,"No",false,15,{"$f":"INDEX(Lists!$B$32:$B$40, MATCH(YEAR(TODAY())-C39709, Lists!$C$32:$C$40,1))","v":"51-60"},257.83100780887048,{"$f":"INDEX(Data!$E$24:$E$47, MATCH(F39709&D39709, Data!$B$24:$B$47,0))","v":1.0684339161496522E-3},{"$f":"SUMPRODUCT((Data!$B$58:$B$60=Model!$F39709)*(Data!$C$57:$K$57=Model!$O39709)*(Data!$C$58:$K$60))","v":2.6564859251595059},60.152711122607414,2,{"$f":"IF(E39709<>\"Serviceable\",E39709,INDEX(Lists!$D$6:$D$8, MATCH(T39709,Lists!$C$6:$C$8,0)))","v":"Limited Life"},{"$f":"INDEX(Lists!$C$12:$C$26, MATCH(H39709, Lists!$B$12:$B$26,0))","v":"LV"}]
[null,77877,1977,"Wood Creos Impregnated","Serviceable","Class 2",0,"lv/hv",1080,2021,100,"Yes",false,9,{"$f":"INDEX(Lists!$B$32:$B$40, MATCH(YEAR(TODAY())-C39759, Lists!$C$32:$C$40,1))","v":"41-50"},343.77467707849394,{"$f":"INDEX(Data!$E$24:$E$47, MATCH(F39759&D39759, Data!$B$24:$B$47,0))","v":1.6118836915297091E-3},{"$f":"SUMPRODUCT((Data!$B$58:$B$60=Model!$F39759)*(Data!$C$57:$K$57=Model!$O39759)*(Data!$C$58:$K$60))","v":3.126815166746074},71.858663499285342,1,{"$f":"IF(E39759<>\"Serviceable\",E39759,INDEX(Lists!$D$6:$D$8, MATCH(T39759,Lists!$C$6:$C$8,0)))","v":"Serviceable"},{"$f":"INDEX(Lists!$C$12:$C$26, MATCH(H39759, Lists!$B$12:$B$26,0))","v":"HV"}]
[null,78036,1976,"Wood Creos Impregnated","Serviceable","Class 3",0,"lv",990,2023,90,"No",false,10,{"$f":"INDEX(Lists!$B$32:$B$40, MATCH(YEAR(TODAY())-C39833, Lists!$C$32:$C$40,1))","v":"41-50"},315.1267873219528,{"$f":"INDEX(Data!$E$24:$E$47, MATCH(F39833&D39833, Data!$B$24:$B$47,0))","v":1.0684339161496522E-3},{"$f":"SUMPRODUCT((Data!$B$58:$B$60=Model!$F39833)*(Data!$C$57:$K$57=Model!$O39833)*(Data!$C$58:$K$60))","v":3.2595928155551883},57.404071844448119,2,{"$f":"IF(E39833<>\"Serviceable\",E39833,INDEX(Lists!$D$6:$D$8, MATCH(T39833,Lists!$C$6:$C$8,0)))","v":"Limited Life"},{"$f":"INDEX(Lists!$C$12:$C$26, MATCH(H39833, Lists!$B$12:$B$26,0))","v":"LV"}]
[null,78156,1979,"Wood Untreated Dressed","Serviceable","Class 1",0,"lv",860,2023,120,"No",false,10,{"$f":"INDEX(Lists!$B$32:$B$40, MATCH(YEAR(TODAY())-C39884, Lists!$C$32:$C$40,1))","v":"41-50"},273.74650211805999,{"$f":"INDEX(Data!$E$24:$E$47, MATCH(F39884&D39884, Data!$B$24:$B$47,0))","v":1.9964561142097742E-3},{"$f":"SUMPRODUCT((Data!$B$58:$B$60=Model!$F39884)*(Data!$C$57:$K$57=Model!$O39884)*(Data!$C$58:$K$60))","v":1.7977578417715214},102.02242158228478,1,{"$f":"IF(E39884<>\"Serviceable\",E39884,INDEX(Lists!$D$6:$D$8, MATCH(T39884,Lists!$C$6:$C$8,0)))","v":"Serviceable"},{"$f":"INDEX(Lists!$C$12:$C$26, MATCH(H39884, Lists!$B$12:$B$26,0))","v":"LV"}]
[null,78253,1982,"Wood Untreated Dressed","Limited Life","Class 1",0,"lv",723,2023,110,"No",false,10,{"$f":"INDEX(Lists!$B$32:$B$40, MATCH(YEAR(TODAY())-C39934, Lists!$C$32:$C$40,1))","v":"41-50"},230.13804771088067,{"$f":"INDEX(Data!$E$24:$E$47, MATCH(F39934&D39934, Data!$B$24:$B$47,0))","v":1.9964561142097742E-3},{"$f":"SUMPRODUCT((Data!$B$58:$B$60=Model!$F39934)*(Data!$C$57:$K$57=Model!$O39934)*(Data!$C$58:$K$60))","v":1.7977578417715214},92.022421582284778,1,{"$f":"IF(E39934<>\"Serviceable\",E39934,INDEX(Lists!$D$6:$D$8, MATCH(T39934,Lists!$C$6:$C$8,0)))","v":"Limited Life"},{"$f":"INDEX(Lists!$C$12:$C$26, MATCH(H39934, Lists!$B$12:$B$26,0))","v":"LV"}]
[null,78360,1965,"Wood Creos Impregnated","Serviceable","Class 3",0,"lv",1030,2019,90,"No",false,10,{"$f":"INDEX(Lists!$B$32:$B$40, MATCH(YEAR(TODAY())-C39996, Lists!$C$32:$C$40,1))","v":"51-60"},327.85918276930443,{"$f":"INDEX(Data!$E$24:$E$47, MATCH(F39996&D39996, Data!$B$24:$B$47,0))","v":1.0684339161496522E-3},{"$f":"SUMPRODUCT((Data!$B$58:$B$60=Model!$F39996)*(Data!$C$57:$K$57=Model!$O39996)*(Data!$C$58:$K$60))","v":2.6564859251595059},63.43514074840494,2,{"$f":"IF(E39996<>\"Serviceable\",E39996,INDEX(Lists!$D$6:$D$8, MATCH(T39996,Lists!$C$6:$C$8,0)))","v":"Limited Life"},{"$f":"INDEX(Lists!$C$12:$C$26, MATCH(H39996, Lists!$B$12:$B$26,0))","v":"LV"}]
[null,78372,1965,"Wood Salt Impregnated (Green)","Serviceable","Class 4",0,"lv",910,2019,999,"No",false,10,{"$f":"INDEX(Lists!$B$32:$B$40, MATCH(YEAR(TODAY())-C40004, Lists!$C$32:$C$40,1))","v":"51-60"},289.66199642724951,{"$f":"INDEX(Data!$E$24:$E$47, MATCH(F40004&D40004, Data!$B$24:$B$47,0))","v":{"$error":"#N/A"}},{"$f":"SUMPRODUCT((Data!$B$58:$B$60=Model!$F40004)*(Data!$C$57:$K$57=Model!$O40004)*(Data!$C$58:$K$60))","v":0},999,1,{"$f":"IF(E40004<>\"Serviceable\",E40004,INDEX(Lists!$D$6:$D$8, MATCH(T40004,Lists!$C$6:$C$8,0)))","v":"Serviceable"},{"$f":"INDEX(Lists!$C$12:$C$26, MATCH(H40004, Lists!$B$12:$B$26,0))","v":"LV"}]
[null,78568,1959,"Wood Creos Impregnated","Serviceable","Class 3",0,"lv/hv",945,2023,80,"No",false,10,{"$f":"INDEX(Lists!$B$32:$B$40, MATCH(YEAR(TODAY())-C40109, Lists!$C$32:$C$40,1))","v":"61-70"},300.80284244368221,{"$f":"INDEX(Data!$E$24:$E$47, MATCH(F40109&D40109, Data!$B$24:$B$47,0))","v":1.0684339161496522E-3},{"$f":"SUMPRODUCT((Data!$B$58:$B$60=Model!$F40109)*(Data!$C$57:$K$57=Model!$O40109)*(Data!$C$58:$K$60))","v":1.9802031311051838},60.197968688948166,2,{"$f":"IF(E40109<>\"Serviceable\",E40109,INDEX(Lists!$D$6:$D$8, MATCH(T40109,Lists!$C$6:$C$8,0)))","v":"Limited Life"},{"$f":"INDEX(Lists!$C$12:$C$26, MATCH(H40109, Lists!$B$12:$B$26,0))","v":"HV"}]
[null,78637,1969,"Wood Creos Impregnated","Serviceable","Class 3",0,"lv",850,2023,100,"No",{"$f":"IF(G40137=0,FALSE,TRUE)","v":false},10,{"$f":"INDEX(Lists!$B$32:$B$40, MATCH(YEAR(TODAY())-C40137, Lists!$C$32:$C$40,1))","v":"51-60"},{"$f":"I40137/PI()","v":270.5634032562221},{"$f":"INDEX(Data!$E$24:$E$47, MATCH(F40137&D40137, Data!$B$24:$B$47,0))","v":1.0684339161496522E-3},{"$f":"SUMPRODUCT((Data!$B$58:$B$60=Model!$F40137)*(Data!$C$57:$K$57=Model!$O40137)*(Data!$C$58:$K$60))","v":2.6564859251595059},73.435140748404933,1,{"$f":"IF(E40137<>\"Serviceable\",E40137,INDEX(Lists!$D$6:$D$8, MATCH(T40137,Lists!$C$6:$C$8,0)))","v":"Serviceable"},{"$f":"INDEX(Lists!$C$12:$C$26, MATCH(H40137, Lists!$B$12:$B$26,0))","v":"LV"}]
[null,78705,1986,"Wood Untreated Dressed","Serviceable","Class 1",0,"lv/hv",945,2019,120,"No",false,10,{"$f":"INDEX(Lists!$B$32:$B$40, MATCH(YEAR(TODAY())-C40179, Lists!$C$32:$C$40,1))","v":"31-40"},300.80284244368221,{"$f":"INDEX(Data!$E$24:$E$47, MATCH(F40179&D40179, Data!$B$24:$B$47,0))","v":1.9964561142097742E-3},{"$f":"SUMPRODUCT((Data!$B$58:$B$60=Model!$F40179)*(Data!$C$57:$K$57=Model!$O40179)*(Data!$C$58:$K$60))","v":3.0038452968326621},89.961547031673376,1,{"$f":"IF(E40179<>\"Serviceable\",E40179,INDEX(Lists!$D$6:$D$8, MATCH(T40179,Lists!$C$6:$C$8,0)))","v":"Serviceable"},{"$f":"INDEX(Lists!$C$12:$C$26, MATCH(H40179, Lists!$B$12:$B$26,0))","v":"HV"}]
[null,78794,1986,"Wood Creos Impregnated","Serviceable","Class 1",0,"lv/hv",950,2023,140,"No",false,10,{"$f":"INDEX(Lists!$B$32:$B$40, MATCH(YEAR(TODAY())-C40229, Lists!$C$32:$C$40,1))","v":"31-40"},302.39439187460113,{"$f":"INDEX(Data!$E$24:$E$47, MATCH(F40229&D40229, Data!$B$24:$B$47,0))","v":9.9474993092014377E-4},{"$f":"SUMPRODUCT((Data!$B$58:$B$60=Model!$F40229)*(Data!$C$57:$K$57=Model!$O40229)*(Data!$C$58:$K$60))","v":3.0038452968326621},109.96154703167338,1,{"$f":"IF(E40229<>\"Serviceable\",E40229,INDEX(Lists!$D$6:$D$8, MATCH(T40229,Lists!$C$6:$C$8,0)))","v":"Serviceable"},{"$f":"INDEX(Lists!$C$12:$C$26, MATCH(H40229, Lists!$B$12:$B$26,0))","v":"HV"}]
[null,78932,1984,"Wood Untreated Dressed","Serviceable","Class 1",0,"lv",1070,2019,120,"No",false,10,{"$f":"INDEX(Lists!$B$32:$B$40, MATCH(YEAR(TODAY())-C40305, Lists!$C$32:$C$40,1))","v":"41-50"},340.59157821665605,{"$f":"INDEX(Data!$E$24:$E$47, MATCH(F40305&D40305, Data!$B$24:$B$47,0))","v":1.9964561142097742E-3},{"$f":"SUMPRODUCT((Data!$B$58:$B$60=Model!$F40305)*(Data!$C$57:$K$57=Model!$O40305)*(Data!$C$58:$K$60))","v":1.7977578417715214},102.02242158228478,1,{"$f":"IF(E40305<>\"Serviceable\",E40305,INDEX(Lists!$D$6:$D$8, MATCH(T40305,Lists!$C$6:$C$8,0)))","v":"Serviceable"},{"$f":"INDEX(Lists!$C$12:$C$26, MATCH(H40305, Lists!$B$12:$B$26,0))","v":"LV"}]
[null,78998,1983,"Wood Untreated Round","Serviceable","Class 1",0,"lv/hv",1080,2020,110,"No",false,10,{"$f":"INDEX(Lists!$B$32:$B$40, MATCH(YEAR(TODAY())-C40354, Lists!$C$32:$C$40,1))","v":"41-50"},343.77467707849394,{"$f":"INDEX(Data!$E$24:$E$47, MATCH(F40354&D40354, Data!$B$24:$B$47,0))","v":1.9964561142097742E-3},{"$f":"SUMPRODUCT((Data!$B$58:$B$60=Model!$F40354)*(Data!$C$57:$K$57=Model!$O40354)*(Data!$C$58:$K$60))","v":1.7977578417715214},92.022421582284778,1,{"$f":"IF(E40354<>\"Serviceable\",E40354,INDEX(Lists!$D$6:$D$8, MATCH(T40354,Lists!$C$6:$C$8,0)))","v":"Serviceable"},{"$f":"INDEX(Lists!$C$12:$C$26, MATCH(H40354, Lists!$B$12:$B$26,0))","v":"HV"}]
[null,79134,1973,"Wood Creos Impregnated","Serviceable","Class 3",0,"lv",880,2023,80,"No",false,10,{"$f":"INDEX(Lists!$B$32:$B$40, MATCH(YEAR(TODAY())-C40430, Lists!$C$32:$C$40,1))","v":"51-60"},280.11269984173578,{"$f":"INDEX(Data!$E$24:$E$47, MATCH(F40430&D40430, Data!$B$24:$B$47,0))","v":1.0684339161496522E-3},{"$f":"SUMPRODUCT((Data!$B$58:$B$60=Model!$F40430)*(Data!$C$57:$K$57=Model!$O40430)*(Data!$C$58:$K$60))","v":2.6564859251595059},53.43514074840494,2,{"$f":"IF(E40430<>\"Serviceable\",E40430,INDEX(Lists!$D$6:$D$8, MATCH(T40430,Lists!$C$6:$C$8,0)))","v":"Limited Life"},{"$f":"INDEX(Lists!$C$12:$C$26, MATCH(H40430, Lists!$B$12:$B$26,0))","v":"LV"}]
[null,79243,1986,"Wood Untreated Dressed","Serviceable","Class 1",0,"lv",950,2019,100,"No",false,10,{"$f":"INDEX(Lists!$B$32:$B$40, MATCH(YEAR(TODAY())-C40480, Lists!$C$32:$C$40,1))","v":"31-40"},302.39439187460113,{"$f":"INDEX(Data!$E$24:$E$47, MATCH(F40480&D40480, Data!$B$24:$B$47,0))","v":1.9964561142097742E-3},{"$f":"SUMPRODUCT((Data!$B$58:$B$60=Model!$F40480)*(Data!$C$57:$K$57=Model!$O40480)*(Data!$C$58:$K$60))","v":3.0038452968326621},69.961547031673376,1,{"$f":"IF(E40480<>\"Serviceable\",E40480,INDEX(Lists!$D$6:$D$8, MATCH(T40480,Lists!$C$6:$C$8,0)))","v":"Serviceable"},{"$f":"INDEX(Lists!$C$12:$C$26, MATCH(H40480, Lists!$B$12:$B$26,0))","v":"LV"}]
[null,79369,1935,"Wood Untreated Dressed","Serviceable","Class 1",0,"lv/hv",910,2022,120,"No",false,10,{"$f":"INDEX(Lists!$B$32:$B$40, MATCH(YEAR(TODAY())-C40549, Lists!$C$32:$C$40,1))","v":"81-90"},289.66199642724951,{"$f":"INDEX(Data!$E$24:$E$47, MATCH(F40549&D40549, Data!$B$24:$B$47,0))","v":1.9964561142097742E-3},{"$f":"SUMPRODUCT((Data!$B$58:$B$60=Model!$F40549)*(Data!$C$57:$K$57=Model!$O40549)*(Data!$C$58:$K$60))","v":2.8392735823590045},91.607264176409956,1,{"$f":"IF(E40549<>\"Serviceable\",E40549,INDEX(Lists!$D$6:$D$8, MATCH(T40549,Lists!$C$6:$C$8,0)))","v":"Serviceable"},{"$f":"INDEX(Lists!$C$12:$C$26, MATCH(H40549, Lists!$B$12:$B$26,0))","v":"HV"}]
[null,79370,1981,"Wood Untreated Dressed","Serviceable","Class 1",0,"lv",900,2023,70,"No",false,10,{"$f":"INDEX(Lists!$B$32:$B$40, MATCH(YEAR(TODAY())-C40550, Lists!$C$32:$C$40,1))","v":"41-50"},286.47889756541161,{"$f":"INDEX(Data!$E$24:$E$47, MATCH(F40550&D40550, Data!$B$24:$B$47,0))","v":1.9964561142097742E-3},{"$f":"SUMPRODUCT((Data!$B$58:$B$60=Model!$F40550)*(Data!$C$57:$K$57=Model!$O40550)*(Data!$C$58:$K$60))","v":1.7977578417715214},52.022421582284785,1,{"$f":"IF(E40550<>\"Serviceable\",E40550,INDEX(Lists!$D$6:$D$8, MATCH(T40550,Lists!$C$6:$C$8,0)))","v":"Serviceable"},{"$f":"INDEX(Lists!$C$12:$C$26, MATCH(H40550, Lists!$B$12:$B$26,0))","v":"LV"}]
[null,79597,1972,"Wood Creos Impregnated","Serviceable","Class 1",0,"lv",870,2020,130,"No",false,10,{"$f":"INDEX(Lists!$B$32:$B$40, MATCH(YEAR(TODAY())-C40655, Lists!$C$32:$C$40,1))","v":"51-60"},276.92960097989788,{"$f":"INDEX(Data!$E$24:$E$47, MATCH(F40655&D40655, Data!$B$24:$B$47,0))","v":9.9474993092014377E-4},{"$f":"SUMPRODUCT((Data!$B$58:$B$60=Model!$F40655)*(Data!$C$57:$K$57=Model!$O40655)*(Data!$C$58:$K$60))","v":1.3557210085184006},116.44278991481599,1,{"$f":"IF(E40655<>\"Serviceable\",E40655,INDEX(Lists!$D$6:$D$8, MATCH(T40655,Lists!$C$6:$C$8,0)))","v":"Serviceable"},{"$f":"INDEX(Lists!$C$12:$C$26, MATCH(H40655, Lists!$B$12:$B$26,0))","v":"LV"}]
[null,79695,1990,"Wood Untreated Dressed","Serviceable","Class 1",0,"lv/hv",1130,2023,130,"No",false,{"$f":"IF(L40712=\"No\",ROUND((End_year-J40712)/5,0)*5,ROUND((End_year-J40712)/3,0)*3)","v":10},{"$f":"INDEX(Lists!$B$32:$B$40, MATCH(YEAR(TODAY())-C40712, Lists!$C$32:$C$40,1))","v":"31-40"},359.69017138768345,{"$f":"INDEX(Data!$E$24:$E$47, MATCH(F40712&D40712, Data!$B$24:$B$47,0))","v":1.9964561142097742E-3},{"$f":"SUMPRODUCT((Data!$B$58:$B$60=Model!$F40712)*(Data!$C$57:$K$57=Model!$O40712)*(Data!$C$58:$K$60))","v":3.0038452968326621},{"$f":"IF(IF(K40712>=700,999,(K40712-R40712*N40712))<0,0,IF(K40712>=700,999,(K40712-R40712*N40712)))","v":99.961547031673376},{"$f":"IF(S40712<30,3,IF(AND(F40712=\"Class 1\",S40712<50),2,IF(AND(F40712=\"Class 1\",S40712>=50),1,IF(S40712<70,2,1))))","v":1},{"$f":"IF(E40712<>\"Serviceable\",E40712,INDEX(Lists!$D$6:$D$8, MATCH(T40712,Lists!$C$6:$C$8,0)))","v":"Serviceable"},{"$f":"INDEX(Lists!$C$12:$C$26, MATCH(H40712, Lists!$B$12:$B$26,0))","v":"HV"}]
[null,79739,1964,"Wood Creos Impregnated","Serviceable","Class 3",0,"lv",1008,2023,110,"No",false,10,{"$f":"INDEX(Lists!$B$32:$B$40, MATCH(YEAR(TODAY())-C40725, Lists!$C$32:$C$40,1))","v":"61-70"},320.85636527326102,{"$f":"INDEX(Data!$E$24:$E$47, MATCH(F40725&D40725, Data!$B$24:$B$47,0))","v":1.0684339161496522E-3},{"$f":"SUMPRODUCT((Data!$B$58:$B$60=Model!$F40725)*(Data!$C$57:$K$57=Model!$O40725)*(Data!$C$58:$K$60))","v":1.9802031311051838},90.197968688948166,1,{"$f":"IF(E40725<>\"Serviceable\",E40725,INDEX(Lists!$D$6:$D$8, MATCH(T40725,Lists!$C$6:$C$8,0)))","v":"Serviceable"},{"$f":"INDEX(Lists!$C$12:$C$26, MATCH(H40725, Lists!$B$12:$B$26,0))","v":"LV"}]
[null,79827,1969,"Wood Creos Impregnated","Serviceable","Class 3",0,"lv/hv",890,2020,120,"No",false,10,{"$f":"INDEX(Lists!$B$32:$B$40, MATCH(YEAR(TODAY())-C40775, Lists!$C$32:$C$40,1))","v":"51-60"},283.29579870357372,{"$f":"INDEX(Data!$E$24:$E$47, MATCH(F40775&D40775, Data!$B$24:$B$47,0))","v":1.0684339161496522E-3},{"$f":"SUMPRODUCT((Data!$B$58:$B$60=Model!$F40775)*(Data!$C$57:$K$57=Model!$O40775)*(Data!$C$58:$K$60))","v":2.6564859251595059},93.435140748404933,1,{"$f":"IF(E40775<>\"Serviceable\",E40775,INDEX(Lists!$D$6:$D$8, MATCH(T40775,Lists!$C$6:$C$8,0)))","v":"Serviceable"},{"$f":"INDEX(Lists!$C$12:$C$26, MATCH(H40775, Lists!$B$12:$B$26,0))","v":"HV"}]
[null,79966,1970,"Wood Creos Impregnated","Serviceable","Class 3",0,"lv",850,2020,80,"No",false,10,{"$f":"INDEX(Lists!$B$32:$B$40, MATCH(YEAR(TODAY())-C40853, Lists!$C$32:$C$40,1))","v":"51-60"},270.5634032562221,{"$f":"INDEX(Data!$E$24:$E$47, MATCH(F40853&D40853, Data!$B$24:$B$47,0))","v":1.0684339161496522E-3},{"$f":"SUMPRODUCT((Data!$B$58:$B$60=Model!$F40853)*(Data!$C$57:$K$57=Model!$O40853)*(Data!$C$58:$K$60))","v":2.6564859251595059},53.43514074840494,2,{"$f":"IF(E40853<>\"Serviceable\",E40853,INDEX(Lists!$D$6:$D$8, MATCH(T40853,Lists!$C$6:$C$8,0)))","v":"Limited Life"},{"$f":"INDEX(Lists!$C$12:$C$26, MATCH(H40853, Lists!$B$12:$B$26,0))","v":"LV"}]
[null,80055,1977,"Wood Untreated Dressed","Serviceable","Class 1",0,"lv/hv",1150,2023,120,"No",false,10,{"$f":"INDEX(Lists!$B$32:$B$40, MATCH(YEAR(TODAY())-C40900, Lists!$C$32:$C$40,1))","v":"41-50"},366.05636911135929,{"$f":"INDEX(Data!$E$24:$E$47, MATCH(F40900&D40900, Data!$B$24:$B$47,0))","v":1.9964561142097742E-3},{"$f":"SUMPRODUCT((Data!$B$58:$B$60=Model!$F40900)*(Data!$C$57:$K$57=Model!$O40900)*(Data!$C$58:$K$60))","v":1.7977578417715214},102.02242158228478,1,{"$f":"IF(E40900<>\"Serviceable\",E40900,INDEX(Lists!$D$6:$D$8, MATCH(T40900,Lists!$C$6:$C$8,0)))","v":"Serviceable"},{"$f":"INDEX(Lists!$C$12:$C$26, MATCH(H40900, Lists!$B$12:$B$26,0))","v":"HV"}]
[null,80152,1983,"Wood Creos Impregnated","Serviceable","Class 3",0,"lv/future hv",980,2023,90,"No",false,10,{"$f":"INDEX(Lists!$B$32:$B$40, MATCH(YEAR(TODAY())-C40950, Lists!$C$32:$C$40,1))","v":"41-50"},311.94368846011486,{"$f":"INDEX(Data!$E$24:$E$47, MATCH(F40950&D40950, Data!$B$24:$B$47,0))","v":1.0684339161496522E-3},{"$f":"SUMPRODUCT((Data!$B$58:$B$60=Model!$F40950)*(Data!$C$57:$K$57=Model!$O40950)*(Data!$C$58:$K$60))","v":3.2595928155551883},57.404071844448119,2,{"$f":"IF(E40950<>\"Serviceable\",E40950,INDEX(Lists!$D$6:$D$8, MATCH(T40950,Lists!$C$6:$C$8,0)))","v":"Limited Life"},{"$f":"INDEX(Lists!$C$12:$C$26, MATCH(H40950, Lists!$B$12:$B$26,0))","v":"LV"}]
[null,80223,1968,"Wood Creos Impregnated","Serviceable","Class 3",0,"lv/hv",1068,2023,100,"No",false,10,{"$f":"INDEX(Lists!$B$32:$B$40, MATCH(YEAR(TODAY())-C40994, Lists!$C$32:$C$40,1))","v":"51-60"},339.95495844428842,{"$f":"INDEX(Data!$E$24:$E$47, MATCH(F40994&D40994, Data!$B$24:$B$47,0))","v":1.0684339161496522E-3},{"$f":"SUMPRODUCT((Data!$B$58:$B$60=Model!$F40994)*(Data!$C$57:$K$57=Model!$O40994)*(Data!$C$58:$K$60))","v":2.6564859251595059},73.435140748404933,1,{"$f":"IF(E40994<>\"Serviceable\",E40994,INDEX(Lists!$D$6:$D$8, MATCH(T40994,Lists!$C$6:$C$8,0)))","v":"Serviceable"},{"$f":"INDEX(Lists!$C$12:$C$26, MATCH(H40994, Lists!$B$12:$B$26,0))","v":"HV"}]
[null,80393,1978,"Wood Creos Impregnated","Serviceable","Class 1",0,"lv/hv",1070,2023,150,"No",false,10,{"$f":"INDEX(Lists!$B$32:$B$40, MATCH(YEAR(TODAY())-C41075, Lists!$C$32:$C$40,1))","v":"41-50"},340.59157821665605,{"$f":"INDEX(Data!$E$24:$E$47, MATCH(F41075&D41075, Data!$B$24:$B$47,0))","v":9.9474993092014377E-4},{"$f":"SUMPRODUCT((Data!$B$58:$B$60=Model!$F41075)*(Data!$C$57:$K$57=Model!$O41075)*(Data!$C$58:$K$60))","v":1.7977578417715214},132.02242158228478,1,{"$f":"IF(E41075<>\"Serviceable\",E41075,INDEX(Lists!$D$6:$D$8, MATCH(T41075,Lists!$C$6:$C$8,0)))","v":"Serviceable"},{"$f":"INDEX(Lists!$C$12:$C$26, MATCH(H41075, Lists!$B$12:$B$26,0))","v":"HV"}]
[null,80536,1986,"Wood Untreated Dressed","Serviceable","Class 1",0,"lv",1070,2019,150,"No",false,10,{"$f":"INDEX(Lists!$B$32:$B$40, MATCH(YEAR(TODAY())-C41151, Lists!$C$32:$C$40,1))","v":"31-40"},340.59157821665605,{"$f":"INDEX(Data!$E$24:$E$47, MATCH(F41151&D41151, Data!$B$24:$B$47,0))","v":1.9964561142097742E-3},{"$f":"SUMPRODUCT((Data!$B$58:$B$60=Model!$F41151)*(Data!$C$57:$K$57=Model!$O41151)*(Data!$C$58:$K$60))","v":3.0038452968326621},119.96154703167338,1,{"$f":"IF(E41151<>\"Serviceable\",E41151,INDEX(Lists!$D$6:$D$8, MATCH(T41151,Lists!$C$6:$C$8,0)))","v":"Serviceable"},{"$f":"INDEX(Lists!$C$12:$C$26, MATCH(H41151, Lists!$B$12:$B$26,0))","v":"LV"}]
[null,80597,1984,"Wood Untreated Dressed","Serviceable","Class 1",0,"lv",1040,2019,130,"No",false,10,{"$f":"INDEX(Lists!$B$32:$B$40, MATCH(YEAR(TODAY())-C41189, Lists!$C$32:$C$40,1))","v":"41-50"},331.04228163114232,{"$f":"INDEX(Data!$E$24:$E$47, MATCH(F41189&D41189, Data!$B$24:$B$47,0))","v":1.9964561142097742E-3},{"$f":"SUMPRODUCT((Data!$B$58:$B$60=Model!$F41189)*(Data!$C$57:$K$57=Model!$O41189)*(Data!$C$58:$K$60))","v":1.7977578417715214},112.02242158228478,1,{"$f":"IF(E41189<>\"Serviceable\",E41189,INDEX(Lists!$D$6:$D$8, MATCH(T41189,Lists!$C$6:$C$8,0)))","v":"Serviceable"},{"$f":"INDEX(Lists!$C$12:$C$26, MATCH(H41189, Lists!$B$12:$B$26,0))","v":"LV"}]
[null,80685,1963,"Wood Creos Impregnated","Serviceable","Class 3",0,"lv/hv",1150,2023,90,"No",false,10,{"$f":"INDEX(Lists!$B$32:$B$40, MATCH(YEAR(TODAY())-C41250, Lists!$C$32:$C$40,1))","v":"61-70"},366.05636911135929,{"$f":"INDEX(Data!$E$24:$E$47, MATCH(F41250&D41250, Data!$B$24:$B$47,0))","v":1.0684339161496522E-3},{"$f":"SUMPRODUCT((Data!$B$58:$B$60=Model!$F41250)*(Data!$C$57:$K$57=Model!$O41250)*(Data!$C$58:$K$60))","v":1.9802031311051838},70.197968688948166,1,{"$f":"IF(E41250<>\"Serviceable\",E41250,INDEX(Lists!$D$6:$D$8, MATCH(T41250,Lists!$C$6:$C$8,0)))","v":"Serviceable"},{"$f":"INDEX(Lists!$C$12:$C$26, MATCH(H41250, Lists!$B$12:$B$26,0))","v":"HV"}]
[null,80720,1979,"Wood Untreated Dressed","Serviceable","Class 1",0,"lv/hv",950,2020,120,"No",false,10,{"$f":"INDEX(Lists!$B$32:$B$40, MATCH(YEAR(TODAY())-C41271, Lists!$C$32:$C$40,1))","v":"41-50"},302.39439187460113,{"$f":"INDEX(Data!$E$24:$E$47, MATCH(F41271&D41271, Data!$B$24:$B$47,0))","v":1.9964561142097742E-3},{"$f":"SUMPRODUCT((Data!$B$58:$B$60=Model!$F41271)*(Data!$C$57:$K$57=Model!$O41271)*(Data!$C$58:$K$60))","v":1.7977578417715214},102.02242158228478,1,{"$f":"IF(E41271<>\"Serviceable\",E41271,INDEX(Lists!$D$6:$D$8, MATCH(T41271,Lists!$C$6:$C$8,0)))","v":"Serviceable"},{"$f":"INDEX(Lists!$C$12:$C$26, MATCH(H41271, Lists!$B$12:$B$26,0))","v":"HV"}]
[null,80812,1976,"Wood Creos Impregnated","Serviceable","Class 1",0,"lv",850,2023,120,"No",false,10,{"$f":"INDEX(Lists!$B$32:$B$40, MATCH(YEAR(TODAY())-C41330, Lists!$C$32:$C$40,1))","v":"41-50"},270.5634032562221,{"$f":"INDEX(Data!$E$24:$E$47, MATCH(F41330&D41330, Data!$B$24:$B$47,0))","v":9.9474993092014377E-4},{"$f":"SUMPRODUCT((Data!$B$58:$B$60=Model!$F41330)*(Data!$C$57:$K$57=Model!$O41330)*(Data!$C$58:$K$60))","v":1.7977578417715214},102.02242158228478,1,{"$f":"IF(E41330<>\"Serviceable\",E41330,INDEX(Lists!$D$6:$D$8, MATCH(T41330,Lists!$C$6:$C$8,0)))","v":"Serviceable"},{"$f":"INDEX(Lists!$C$12:$C$26, MATCH(H41330, Lists!$B$12:$B$26,0))","v":"LV"}]
[null,80942,1961,"Wood Creos Impregnated","Serviceable","Class 3",0,"lv",940,2023,75,"No",false,10,{"$f":"INDEX(Lists!$B$32:$B$40, MATCH(YEAR(TODAY())-C41396, Lists!$C$32:$C$40,1))","v":"61-70"},299.21129301276324,{"$f":"INDEX(Data!$E$24:$E$47, MATCH(F41396&D41396, Data!$B$24:$B$47,0))","v":1.0684339161496522E-3},{"$f":"SUMPRODUCT((Data!$B$58:$B$60=Model!$F41396)*(Data!$C$57:$K$57=Model!$O41396)*(Data!$C$58:$K$60))","v":1.9802031311051838},55.197968688948166,2,{"$f":"IF(E41396<>\"Serviceable\",E41396,INDEX(Lists!$D$6:$D$8, MATCH(T41396,Lists!$C$6:$C$8,0)))","v":"Limited Life"},{"$f":"INDEX(Lists!$C$12:$C$26, MATCH(H41396, Lists!$B$12:$B$26,0))","v":"LV"}]
[null,81041,1955,"Wood Untreated Round","Serviceable","Class 2",0,"lv",750,2023,90,"No",false,10,{"$f":"INDEX(Lists!$B$32:$B$40, MATCH(YEAR(TODAY())-C41446, Lists!$C$32:$C$40,1))","v":"61-70"},238.73241463784302,{"$f":"INDEX(Data!$E$24:$E$47, MATCH(F41446&D41446, Data!$B$24:$B$47,0))","v":2.1997700016428453E-3},{"$f":"SUMPRODUCT((Data!$B$58:$B$60=Model!$F41446)*(Data!$C$57:$K$57=Model!$O41446)*(Data!$C$58:$K$60))","v":2.227481027604485},67.725189723955154,2,{"$f":"IF(E41446<>\"Serviceable\",E41446,INDEX(Lists!$D$6:$D$8, MATCH(T41446,Lists!$C$6:$C$8,0)))","v":"Limited Life"},{"$f":"INDEX(Lists!$C$12:$C$26, MATCH(H41446, Lists!$B$12:$B$26,0))","v":"LV"}]
[null,81130,1974,"Wood Untreated Dressed","Limited Life","Class 1",0,"lv",600,2023,50,"No",false,10,{"$f":"INDEX(Lists!$B$32:$B$40, MATCH(YEAR(TODAY())-C41496, Lists!$C$32:$C$40,1))","v":"51-60"},190.9859317102744,{"$f":"INDEX(Data!$E$24:$E$47, MATCH(F41496&D41496, Data!$B$24:$B$47,0))","v":1.9964561142097742E-3},{"$f":"SUMPRODUCT((Data!$B$58:$B$60=Model!$F41496)*(Data!$C$57:$K$57=Model!$O41496)*(Data!$C$58:$K$60))","v":1.3557210085184006},36.44278991481599,2,{"$f":"IF(E41496<>\"Serviceable\",E41496,INDEX(Lists!$D$6:$D$8, MATCH(T41496,Lists!$C$6:$C$8,0)))","v":"Limited Life"},{"$f":"INDEX(Lists!$C$12:$C$26, MATCH(H41496, Lists!$B$12:$B$26,0))","v":"LV"}]
[null,81282,1968,"Wood Creos Impregnated","Unserviceable","Class 3",0,"lv/hv",780,2023,50,"No",false,10,{"$f":"INDEX(Lists!$B$32:$B$40, MATCH(YEAR(TODAY())-C41569, Lists!$C$32:$C$40,1))","v":"51-60"},248.28171122335672,{"$f":"INDEX(Data!$E$24:$E$47, MATCH(F41569&D41569, Data!$B$24:$B$47,0))","v":1.0684339161496522E-3},{"$f":"SUMPRODUCT((Data!$B$58:$B$60=Model!$F41569)*(Data!$C$57:$K$57=Model!$O41569)*(Data!$C$58:$K$60))","v":2.6564859251595059},23.43514074840494,3,{"$f":"IF(E41569<>\"Serviceable\",E41569,INDEX(Lists!$D$6:$D$8, MATCH(T41569,Lists!$C$6:$C$8,0)))","v":"Unserviceable"},{"$f":"INDEX(Lists!$C$12:$C$26, MATCH(H41569, Lists!$B$12:$B$26,0))","v":"HV"}]
[null,81396,1983,"Wood Creos Impregnated","Serviceable","Class 3",0,"lv",1030,2023,100,"No",false,10,{"$f":"INDEX(Lists!$B$32:$B$40, MATCH(YEAR(TODAY())-C41621, Lists!$C$32:$C$40,1))","v":"41-50"},327.85918276930443,{"$f":"INDEX(Data!$E$24:$E$47, MATCH(F41621&D41621, Data!$B$24:$B$47,0))","v":1.0684339161496522E-3},{"$f":"SUMPRODUCT((Data!$B$58:$B$60=Model!$F41621)*(Data!$C$57:$K$57=Model!$O41621)*(Data!$C$58:$K$60))","v":3.2595928155551883},67.404071844448112,2,{"$f":"IF(E41621<>\"Serviceable\",E41621,INDEX(Lists!$D$6:$D$8, MATCH(T41621,Lists!$C$6:$C$8,0)))","v":"Limited Life"},{"$f":"INDEX(Lists!$C$12:$C$26, MATCH(H41621, Lists!$B$12:$B$26,0))","v":"LV"}]
[null,81483,1971,"Wood Creos Impregnated","Limited Life","Class 3",0,"lv",850,2023,40,"No",false,10,{"$f":"INDEX(Lists!$B$32:$B$40, MATCH(YEAR(TODAY())-C41671, Lists!$C$32:$C$40,1))","v":"51-60"},270.5634032562221,{"$f":"INDEX(Data!$E$24:$E$47, MATCH(F41671&D41671, Data!$B$24:$B$47,0))","v":1.0684339161496522E-3},{"$f":"SUMPRODUCT((Data!$B$58:$B$60=Model!$F41671)*(Data!$C$57:$K$57=Model!$O41671)*(Data!$C$58:$K$60))","v":2.6564859251595059},13.43514074840494,3,{"$f":"IF(E41671<>\"Serviceable\",E41671,INDEX(Lists!$D$6:$D$8, MATCH(T41671,Lists!$C$6:$C$8,0)))","v":"Limited Life"},{"$f":"INDEX(Lists!$C$12:$C$26, MATCH(H41671, Lists!$B$12:$B$26,0))","v":"LV"}]
[null,81563,1986,"Wood Untreated Dressed","Serviceable","Class 1",0,"lv",1100,2019,150,"No",false,10,{"$f":"INDEX(Lists!$B$32:$B$40, MATCH(YEAR(TODAY())-C41710, Lists!$C$32:$C$40,1))","v":"31-40"},350.14087480216978,{"$f":"INDEX(Data!$E$24:$E$47, MATCH(F41710&D41710, Data!$B$24:$B$47,0))","v":1.9964561142097742E-3},{"$f":"SUMPRODUCT((Data!$B$58:$B$60=Model!$F41710)*(Data!$C$57:$K$57=Model!$O41710)*(Data!$C$58:$K$60))","v":3.0038452968326621},119.96154703167338,1,{"$f":"IF(E41710<>\"Serviceable\",E41710,INDEX(Lists!$D$6:$D$8, MATCH(T41710,Lists!$C$6:$C$8,0)))","v":"Serviceable"},{"$f":"INDEX(Lists!$C$12:$C$26, MATCH(H41710, Lists!$B$12:$B$26,0))","v":"LV"}]
[null,81702,1963,"Wood Creos Impregnated","Limited Life","Class 3",0,"lv/hv",1050,2023,60,"No",false,10,{"$f":"INDEX(Lists!$B$32:$B$40, MATCH(YEAR(TODAY())-C41796, Lists!$C$32:$C$40,1))","v":"61-70"},334.22538049298021,{"$f":"INDEX(Data!$E$24:$E$47, MATCH(F41796&D41796, Data!$B$24:$B$47,0))","v":1.0684339161496522E-3},{"$f":"SUMPRODUCT((Data!$B$58:$B$60=Model!$F41796)*(Data!$C$57:$K$57=Model!$O41796)*(Data!$C$58:$K$60))","v":1.9802031311051838},40.197968688948166,2,{"$f":"IF(E41796<>\"Serviceable\",E41796,INDEX(Lists!$D$6:$D$8, MATCH(T41796,Lists!$C$6:$C$8,0)))","v":"Limited Life"},{"$f":"INDEX(Lists!$C$12:$C$26, MATCH(H41796, Lists!$B$12:$B$26,0))","v":"HV"}]
[null,81739,1966,"Wood Creos Impregnated","Serviceable","Class 3",0,"lv",900,2023,120,"No",false,10,{"$f":"INDEX(Lists!$B$32:$B$40, MATCH(YEAR(TODAY())-C41817, Lists!$C$32:$C$40,1))","v":"51-60"},286.47889756541161,{"$f":"INDEX(Data!$E$24:$E$47, MATCH(F41817&D41817, Data!$B$24:$B$47,0))","v":1.0684339161496522E-3},{"$f":"SUMPRODUCT((Data!$B$58:$B$60=Model!$F41817)*(Data!$C$57:$K$57=Model!$O41817)*(Data!$C$58:$K$60))","v":2.6564859251595059},93.435140748404933,1,{"$f":"IF(E41817<>\"Serviceable\",E41817,INDEX(Lists!$D$6:$D$8, MATCH(T41817,Lists!$C$6:$C$8,0)))","v":"Serviceable"},{"$f":"INDEX(Lists!$C$12:$C$26, MATCH(H41817, Lists!$B$12:$B$26,0))","v":"LV"}]
[null,81889,1976,"Wood Creos Impregnated","Serviceable","Class 1",0,"lv",800,2019,110,"No",false,10,{"$f":"INDEX(Lists!$B$32:$B$40, MATCH(YEAR(TODAY())-C41905, Lists!$C$32:$C$40,1))","v":"41-50"},254.64790894703253,{"$f":"INDEX(Data!$E$24:$E$47, MATCH(F41905&D41905, Data!$B$24:$B$47,0))","v":9.9474993092014377E-4},{"$f":"SUMPRODUCT((Data!$B$58:$B$60=Model!$F41905)*(Data!$C$57:$K$57=Model!$O41905)*(Data!$C$58:$K$60))","v":1.7977578417715214},92.022421582284778,1,{"$f":"IF(E41905<>\"Serviceable\",E41905,INDEX(Lists!$D$6:$D$8, MATCH(T41905,Lists!$C$6:$C$8,0)))","v":"Serviceable"},{"$f":"INDEX(Lists!$C$12:$C$26, MATCH(H41905, Lists!$B$12:$B$26,0))","v":"LV"}]
[null,81988,1962,"Wood Creos Impregnated","Serviceable","Class 3",0,"lv",980,2020,100,"No",false,10,{"$f":"INDEX(Lists!$B$32:$B$40, MATCH(YEAR(TODAY())-C41971, Lists!$C$32:$C$40,1))","v":"61-70"},311.94368846011486,{"$f":"INDEX(Data!$E$24:$E$47, MATCH(F41971&D41971, Data!$B$24:$B$47,0))","v":1.0684339161496522E-3},{"$f":"SUMPRODUCT((Data!$B$58:$B$60=Model!$F41971)*(Data!$C$57:$K$57=Model!$O41971)*(Data!$C$58:$K$60))","v":1.9802031311051838},80.197968688948166,1,{"$f":"IF(E41971<>\"Serviceable\",E41971,INDEX(Lists!$D$6:$D$8, MATCH(T41971,Lists!$C$6:$C$8,0)))","v":"Serviceable"},{"$f":"INDEX(Lists!$C$12:$C$26, MATCH(H41971, Lists!$B$12:$B$26,0))","v":"LV"}]
[null,82032,1972,"Wood Creos Impregnated","Serviceable","Class 3",0,"lv",943,2019,100,"No",false,{"$f":"IF(L41992=\"No\",ROUND((End_year-J41992)/5,0)*5,ROUND((End_year-J41992)/3,0)*3)","v":10},{"$f":"INDEX(Lists!$B$32:$B$40, MATCH(YEAR(TODAY())-C41992, Lists!$C$32:$C$40,1))","v":"51-60"},300.16622267131464,{"$f":"INDEX(Data!$E$24:$E$47, MATCH(F41992&D41992, Data!$B$24:$B$47,0))","v":1.0684339161496522E-3},{"$f":"SUMPRODUCT((Data!$B$58:$B$60=Model!$F41992)*(Data!$C$57:$K$57=Model!$O41992)*(Data!$C$58:$K$60))","v":2.6564859251595059},{"$f":"IF(IF(K41992>=700,999,(K41992-R41992*N41992))<0,0,IF(K41992>=700,999,(K41992-R41992*N41992)))","v":73.435140748404933},{"$f":"IF(S41992<30,3,IF(AND(F41992=\"Class 1\",S41992<50),2,IF(AND(F41992=\"Class 1\",S41992>=50),1,IF(S41992<70,2,1))))","v":1},{"$f":"IF(E41992<>\"Serviceable\",E41992,INDEX(Lists!$D$6:$D$8, MATCH(T41992,Lists!$C$6:$C$8,0)))","v":"Serviceable"},{"$f":"INDEX(Lists!$C$12:$C$26, MATCH(H41992, Lists!$B$12:$B$26,0))","v":"LV"}]
[null,82116,1956,"Wood Untreated Round","Serviceable","Class 1",0,"lv",800,2019,80,"No",false,10,{"$f":"INDEX(Lists!$B$32:$B$40, MATCH(YEAR(TODAY())-C42046, Lists!$C$32:$C$40,1))","v":"61-70"},254.64790894703253,{"$f":"INDEX(Data!$E$24:$E$47, MATCH(F42046&D42046, Data!$B$24:$B$47,0))","v":1.9964561142097742E-3},{"$f":"SUMPRODUCT((Data!$B$58:$B$60=Model!$F42046)*(Data!$C$57:$K$57=Model!$O42046)*(Data!$C$58:$K$60))","v":2.3795837981601728},56.204162018398272,1,{"$f":"IF(E42046<>\"Serviceable\",E42046,INDEX(Lists!$D$6:$D$8, MATCH(T42046,Lists!$C$6:$C$8,0)))","v":"Serviceable"},{"$f":"INDEX(Lists!$C$12:$C$26, MATCH(H42046, Lists!$B$12:$B$26,0))","v":"LV"}]
[null,82196,1967,"Wood Creos Impregnated","Serviceable","Class 3",0,"lv/hv",1050,2019,100,"No",false,10,{"$f":"INDEX(Lists!$B$32:$B$40, MATCH(YEAR(TODAY())-C42091, Lists!$C$32:$C$40,1))","v":"51-60"},334.22538049298021,{"$f":"INDEX(Data!$E$24:$E$47, MATCH(F42091&D42091, Data!$B$24:$B$47,0))","v":1.0684339161496522E-3},{"$f":"SUMPRODUCT((Data!$B$58:$B$60=Model!$F42091)*(Data!$C$57:$K$57=Model!$O42091)*(Data!$C$58:$K$60))","v":2.6564859251595059},73.435140748404933,1,{"$f":"IF(E42091<>\"Serviceable\",E42091,INDEX(Lists!$D$6:$D$8, MATCH(T42091,Lists!$C$6:$C$8,0)))","v":"Serviceable"},{"$f":"INDEX(Lists!$C$12:$C$26, MATCH(H42091, Lists!$B$12:$B$26,0))","v":"HV"}]
[null,82356,1995,"Wood Untreated Dressed","Serviceable","Class 1",0,"lv/hv/sub-transmission",1300,2019,150,"No",false,10,{"$f":"INDEX(Lists!$B$32:$B$40, MATCH(YEAR(TODAY())-C42167, Lists!$C$32:$C$40,1))","v":"21-30"},413.80285203892788,{"$f":"INDEX(Data!$E$24:$E$47, MATCH(F42167&D42167, Data!$B$24:$B$47,0))","v":1.9964561142097742E-3},{"$f":"SUMPRODUCT((Data!$B$58:$B$60=Model!$F42167)*(Data!$C$57:$K$57=Model!$O42167)*(Data!$C$58:$K$60))","v":2.1651652228345815},128.34834777165418,1,{"$f":"IF(E42167<>\"Serviceable\",E42167,INDEX(Lists!$D$6:$D$8, MATCH(T42167,Lists!$C$6:$C$8,0)))","v":"Serviceable"},{"$f":"INDEX(Lists!$C$12:$C$26, MATCH(H42167, Lists!$B$12:$B$26,0))","v":"Sub-T"}]
[null,82499,1980,"Wood Creos Impregnated","Serviceable","Class 3",0,"lv/hv",1039,2022,100,"No",false,10,{"$f":"INDEX(Lists!$B$32:$B$40, MATCH(YEAR(TODAY())-C42241, Lists!$C$32:$C$40,1))","v":"41-50"},330.72397174495853,{"$f":"INDEX(Data!$E$24:$E$47, MATCH(F42241&D42241, Data!$B$24:$B$47,0))","v":1.0684339161496522E-3},{"$f":"SUMPRODUCT((Data!$B$58:$B$60=Model!$F42241)*(Data!$C$57:$K$57=Model!$O42241)*(Data!$C$58:$K$60))","v":3.2595928155551883},67.404071844448112,2,{"$f":"IF(E42241<>\"Serviceable\",E42241,INDEX(Lists!$D$6:$D$8, MATCH(T42241,Lists!$C$6:$C$8,0)))","v":"Limited Life"},{"$f":"INDEX(Lists!$C$12:$C$26, MATCH(H42241, Lists!$B$12:$B$26,0))","v":"HV"}]
[null,82594,1959,"Wood Creos Impregnated","Serviceable","Class 3",0,"lv/hv",920,2019,70,"No",false,10,{"$f":"INDEX(Lists!$B$32:$B$40, MATCH(YEAR(TODAY())-C42292, Lists!$C$32:$C$40,1))","v":"61-70"},292.84509528908745,{"$f":"INDEX(Data!$E$24:$E$47, MATCH(F42292&D42292, Data!$B$24:$B$47,0))","v":1.0684339161496522E-3},{"$f":"SUMPRODUCT((Data!$B$58:$B$60=Model!$F42292)*(Data!$C$57:$K$57=Model!$O42292)*(Data!$C$58:$K$60))","v":1.9802031311051838},50.197968688948166,2,{"$f":"IF(E42292<>\"Serviceable\",E42292,INDEX(Lists!$D$6:$D$8, MATCH(T42292,Lists!$C$6:$C$8,0)))","v":"Limited Life"},{"$f":"INDEX(Lists!$C$12:$C$26, MATCH(H42292, Lists!$B$12:$B$26,0))","v":"HV"}]
[null,82694,1967,"Wood Creos Impregnated","Serviceable","Class 3",0,"lv/hv",810,2021,100,"No",false,10,{"$f":"INDEX(Lists!$B$32:$B$40, MATCH(YEAR(TODAY())-C42342, Lists!$C$32:$C$40,1))","v":"51-60"},257.83100780887048,{"$f":"INDEX(Data!$E$24:$E$47, MATCH(F42342&D42342, Data!$B$24:$B$47,0))","v":1.0684339161496522E-3},{"$f":"SUMPRODUCT((Data!$B$58:$B$60=Model!$F42342)*(Data!$C$57:$K$57=Model!$O42342)*(Data!$C$58:$K$60))","v":2.6564859251595059},73.435140748404933,1,{"$f":"IF(E42342<>\"Serviceable\",E42342,INDEX(Lists!$D$6:$D$8, MATCH(T42342,Lists!$C$6:$C$8,0)))","v":"Serviceable"},{"$f":"INDEX(Lists!$C$12:$C$26, MATCH(H42342, Lists!$B$12:$B$26,0))","v":"HV"}]
[null,82781,1979,"Wood Untreated Dressed","Serviceable","Class 1",0,"lv",820,2022,120,"No",false,10,{"$f":"INDEX(Lists!$B$32:$B$40, MATCH(YEAR(TODAY())-C42382, Lists!$C$32:$C$40,1))","v":"41-50"},261.01410667070837,{"$f":"INDEX(Data!$E$24:$E$47, MATCH(F42382&D42382, Data!$B$24:$B$47,0))","v":1.9964561142097742E-3},{"$f":"SUMPRODUCT((Data!$B$58:$B$60=Model!$F42382)*(Data!$C$57:$K$57=Model!$O42382)*(Data!$C$58:$K$60))","v":1.7977578417715214},102.02242158228478,1,{"$f":"IF(E42382<>\"Serviceable\",E42382,INDEX(Lists!$D$6:$D$8, MATCH(T42382,Lists!$C$6:$C$8,0)))","v":"Serviceable"},{"$f":"INDEX(Lists!$C$12:$C$26, MATCH(H42382, Lists!$B$12:$B$26,0))","v":"LV"}]
[null,82842,1969,"Wood Creos Impregnated","Serviceable","Class 3",0,"lv/hv",1030,2020,120,"No",false,10,{"$f":"INDEX(Lists!$B$32:$B$40, MATCH(YEAR(TODAY())-C42412, Lists!$C$32:$C$40,1))","v":"51-60"},327.85918276930443,{"$f":"INDEX(Data!$E$24:$E$47, MATCH(F42412&D42412, Data!$B$24:$B$47,0))","v":1.0684339161496522E-3},{"$f":"SUMPRODUCT((Data!$B$58:$B$60=Model!$F42412)*(Data!$C$57:$K$57=Model!$O42412)*(Data!$C$58:$K$60))","v":2.6564859251595059},93.435140748404933,1,{"$f":"IF(E42412<>\"Serviceable\",E42412,INDEX(Lists!$D$6:$D$8, MATCH(T42412,Lists!$C$6:$C$8,0)))","v":"Serviceable"},{"$f":"INDEX(Lists!$C$12:$C$26, MATCH(H42412, Lists!$B$12:$B$26,0))","v":"HV"}]
[null,83030,1974,"Wood Untreated Dressed","Serviceable","Class 1",0,"lv/hv",817,2023,100,"No",false,10,{"$f":"INDEX(Lists!$B$32:$B$40, MATCH(YEAR(TODAY())-C42517, Lists!$C$32:$C$40,1))","v":"51-60"},260.05917701215697,{"$f":"INDEX(Data!$E$24:$E$47, MATCH(F42517&D42517, Data!$B$24:$B$47,0))","v":1.9964561142097742E-3},{"$f":"SUMPRODUCT((Data!$B$58:$B$60=Model!$F42517)*(Data!$C$57:$K$57=Model!$O42517)*(Data!$C$58:$K$60))","v":1.3557210085184006},86.44278991481599,1,{"$f":"IF(E42517<>\"Serviceable\",E42517,INDEX(Lists!$D$6:$D$8, MATCH(T42517,Lists!$C$6:$C$8,0)))","v":"Serviceable"},{"$f":"INDEX(Lists!$C$12:$C$26, MATCH(H42517, Lists!$B$12:$B$26,0))","v":"HV"}]
[null,83086,1965,"Wood Creos Impregnated","Serviceable","Class 3",0,"lv",1020,2021,120,"No",false,10,{"$f":"INDEX(Lists!$B$32:$B$40, MATCH(YEAR(TODAY())-C42545, Lists!$C$32:$C$40,1))","v":"51-60"},324.67608390746648,{"$f":"INDEX(Data!$E$24:$E$47, MATCH(F42545&D42545, Data!$B$24:$B$47,0))","v":1.0684339161496522E-3},{"$f":"SUMPRODUCT((Data!$B$58:$B$60=Model!$F42545)*(Data!$C$57:$K$57=Model!$O42545)*(Data!$C$58:$K$60))","v":2.6564859251595059},93.435140748404933,1,{"$f":"IF(E42545<>\"Serviceable\",E42545,INDEX(Lists!$D$6:$D$8, MATCH(T42545,Lists!$C$6:$C$8,0)))","v":"Serviceable"},{"$f":"INDEX(Lists!$C$12:$C$26, MATCH(H42545, Lists!$B$12:$B$26,0))","v":"LV"}]
[null,83180,1937,"Wood Untreated Dressed","Serviceable","Class 1",0,"lv/hv",850,2019,100,"No",false,10,{"$f":"INDEX(Lists!$B$32:$B$40, MATCH(YEAR(TODAY())-C42587, Lists!$C$32:$C$40,1))","v":"81-90"},270.5634032562221,{"$f":"INDEX(Data!$E$24:$E$47, MATCH(F42587&D42587, Data!$B$24:$B$47,0))","v":1.9964561142097742E-3},{"$f":"SUMPRODUCT((Data!$B$58:$B$60=Model!$F42587)*(Data!$C$57:$K$57=Model!$O42587)*(Data!$C$58:$K$60))","v":2.8392735823590045},71.607264176409956,1,{"$f":"IF(E42587<>\"Serviceable\",E42587,INDEX(Lists!$D$6:$D$8, MATCH(T42587,Lists!$C$6:$C$8,0)))","v":"Serviceable"},{"$f":"INDEX(Lists!$C$12:$C$26, MATCH(H42587, Lists!$B$12:$B$26,0))","v":"HV"}]
[null,83270,1963,"Wood Creos Impregnated","Serviceable","Class 3",0,"lv",800,2020,90,"No",false,10,{"$f":"INDEX(Lists!$B$32:$B$40, MATCH(YEAR(TODAY())-C42637, Lists!$C$32:$C$40,1))","v":"61-70"},254.64790894703253,{"$f":"INDEX(Data!$E$24:$E$47, MATCH(F42637&D42637, Data!$B$24:$B$47,0))","v":1.0684339161496522E-3},{"$f":"SUMPRODUCT((Data!$B$58:$B$60=Model!$F42637)*(Data!$C$57:$K$57=Model!$O42637)*(Data!$C$58:$K$60))","v":1.9802031311051838},70.197968688948166,1,{"$f":"IF(E42637<>\"Serviceable\",E42637,INDEX(Lists!$D$6:$D$8, MATCH(T42637,Lists!$C$6:$C$8,0)))","v":"Serviceable"},{"$f":"INDEX(Lists!$C$12:$C$26, MATCH(H42637, Lists!$B$12:$B$26,0))","v":"LV"}]
[null,83353,1968,"Wood Creos Impregnated","Serviceable","Class 3",0,"lv",930,2020,100,"No",false,10,{"$f":"INDEX(Lists!$B$32:$B$40, MATCH(YEAR(TODAY())-C42686, Lists!$C$32:$C$40,1))","v":"51-60"},296.02819415092534,{"$f":"INDEX(Data!$E$24:$E$47, MATCH(F42686&D42686, Data!$B$24:$B$47,0))","v":1.0684339161496522E-3},{"$f":"SUMPRODUCT((Data!$B$58:$B$60=Model!$F42686)*(Data!$C$57:$K$57=Model!$O42686)*(Data!$C$58:$K$60))","v":2.6564859251595059},73.435140748404933,1,{"$f":"IF(E42686<>\"Serviceable\",E42686,INDEX(Lists!$D$6:$D$8, MATCH(T42686,Lists!$C$6:$C$8,0)))","v":"Serviceable"},{"$f":"INDEX(Lists!$C$12:$C$26, MATCH(H42686, Lists!$B$12:$B$26,0))","v":"LV"}]
[null,83508,1983,"Wood Untreated Dressed","Serviceable","Class 1",0,"lv/hv",900,2023,130,"No",false,10,{"$f":"INDEX(Lists!$B$32:$B$40, MATCH(YEAR(TODAY())-C42762, Lists!$C$32:$C$40,1))","v":"41-50"},286.47889756541161,{"$f":"INDEX(Data!$E$24:$E$47, MATCH(F42762&D42762, Data!$B$24:$B$47,0))","v":1.9964561142097742E-3},{"$f":"SUMPRODUCT((Data!$B$58:$B$60=Model!$F42762)*(Data!$C$57:$K$57=Model!$O42762)*(Data!$C$58:$K$60))","v":1.7977578417715214},112.02242158228478,1,{"$f":"IF(E42762<>\"Serviceable\",E42762,INDEX(Lists!$D$6:$D$8, MATCH(T42762,Lists!$C$6:$C$8,0)))","v":"Serviceable"},{"$f":"INDEX(Lists!$C$12:$C$26, MATCH(H42762, Lists!$B$12:$B$26,0))","v":"HV"}]
[null,83589,1941,"Wood Untreated Dressed","Serviceable","Class 1",0,"lv",880,2023,90,"No",false,10,{"$f":"INDEX(Lists!$B$32:$B$40, MATCH(YEAR(TODAY())-C42812, Lists!$C$32:$C$40,1))","v":"81-90"},280.11269984173578,{"$f":"INDEX(Data!$E$24:$E$47, MATCH(F42812&D42812, Data!$B$24:$B$47,0))","v":1.9964561142097742E-3},{"$f":"SUMPRODUCT((Data!$B$58:$B$60=Model!$F42812)*(Data!$C$57:$K$57=Model!$O42812)*(Data!$C$58:$K$60))","v":2.8392735823590045},61.607264176409956,1,{"$f":"IF(E42812<>\"Serviceable\",E42812,INDEX(Lists!$D$6:$D$8, MATCH(T42812,Lists!$C$6:$C$8,0)))","v":"Serviceable"},{"$f":"INDEX(Lists!$C$12:$C$26, MATCH(H42812, Lists!$B$12:$B$26,0))","v":"LV"}]
[null,83714,1964,"Wood Creos Impregnated","Serviceable","Class 3",0,"lv/hv",1140,2019,100,"No",false,{"$f":"IF(L42888=\"No\",ROUND((End_year-J42888)/5,0)*5,ROUND((End_year-J42888)/3,0)*3)","v":10},{"$f":"INDEX(Lists!$B$32:$B$40, MATCH(YEAR(TODAY())-C42888, Lists!$C$32:$C$40,1))","v":"61-70"},362.8732702495214,{"$f":"INDEX(Data!$E$24:$E$47, MATCH(F42888&D42888, Data!$B$24:$B$47,0))","v":1.0684339161496522E-3},{"$f":"SUMPRODUCT((Data!$B$58:$B$60=Model!$F42888)*(Data!$C$57:$K$57=Model!$O42888)*(Data!$C$58:$K$60))","v":1.9802031311051838},{"$f":"IF(IF(K42888>=700,999,(K42888-R42888*N42888))<0,0,IF(K42888>=700,999,(K42888-R42888*N42888)))","v":80.197968688948166},{"$f":"IF(S42888<30,3,IF(AND(F42888=\"Class 1\",S42888<50),2,IF(AND(F42888=\"Class 1\",S42888>=50),1,IF(S42888<70,2,1))))","v":1},{"$f":"IF(E42888<>\"Serviceable\",E42888,INDEX(Lists!$D$6:$D$8, MATCH(T42888,Lists!$C$6:$C$8,0)))","v":"Serviceable"},{"$f":"INDEX(Lists!$C$12:$C$26, MATCH(H42888, Lists!$B$12:$B$26,0))","v":"HV"}]
[null,83739,1963,"Wood Creos Impregnated","Serviceable","Class 3",0,"lv/hv",970,2023,90,"No",false,10,{"$f":"INDEX(Lists!$B$32:$B$40, MATCH(YEAR(TODAY())-C42903, Lists!$C$32:$C$40,1))","v":"61-70"},308.76058959827697,{"$f":"INDEX(Data!$E$24:$E$47, MATCH(F42903&D42903, Data!$B$24:$B$47,0))","v":1.0684339161496522E-3},{"$f":"SUMPRODUCT((Data!$B$58:$B$60=Model!$F42903)*(Data!$C$57:$K$57=Model!$O42903)*(Data!$C$58:$K$60))","v":1.9802031311051838},70.197968688948166,1,{"$f":"IF(E42903<>\"Serviceable\",E42903,INDEX(Lists!$D$6:$D$8, MATCH(T42903,Lists!$C$6:$C$8,0)))","v":"Serviceable"},{"$f":"INDEX(Lists!$C$12:$C$26, MATCH(H42903, Lists!$B$12:$B$26,0))","v":"HV"}]
[null,83843,1983,"Wood Untreated Dressed","Serviceable","Class 1",0,"lv",1060,2020,120,"No",false,10,{"$f":"INDEX(Lists!$B$32:$B$40, MATCH(YEAR(TODAY())-C42958, Lists!$C$32:$C$40,1))","v":"41-50"},337.4084793548181,{"$f":"INDEX(Data!$E$24:$E$47, MATCH(F42958&D42958, Data!$B$24:$B$47,0))","v":1.9964561142097742E-3},{"$f":"SUMPRODUCT((Data!$B$58:$B$60=Model!$F42958)*(Data!$C$57:$K$57=Model!$O42958)*(Data!$C$58:$K$60))","v":1.7977578417715214},102.02242158228478,1,{"$f":"IF(E42958<>\"Serviceable\",E42958,INDEX(Lists!$D$6:$D$8, MATCH(T42958,Lists!$C$6:$C$8,0)))","v":"Serviceable"},{"$f":"INDEX(Lists!$C$12:$C$26, MATCH(H42958, Lists!$B$12:$B$26,0))","v":"LV"}]
[null,84048,1983,"Wood Creos Impregnated","Serviceable","Class 3",0,"lv/hv",1068,2023,100,"No",false,10,{"$f":"INDEX(Lists!$B$32:$B$40, MATCH(YEAR(TODAY())-C43063, Lists!$C$32:$C$40,1))","v":"41-50"},339.95495844428842,{"$f":"INDEX(Data!$E$24:$E$47, MATCH(F43063&D43063, Data!$B$24:$B$47,0))","v":1.0684339161496522E-3},{"$f":"SUMPRODUCT((Data!$B$58:$B$60=Model!$F43063)*(Data!$C$57:$K$57=Model!$O43063)*(Data!$C$58:$K$60))","v":3.2595928155551883},67.404071844448112,2,{"$f":"IF(E43063<>\"Serviceable\",E43063,INDEX(Lists!$D$6:$D$8, MATCH(T43063,Lists!$C$6:$C$8,0)))","v":"Limited Life"},{"$f":"INDEX(Lists!$C$12:$C$26, MATCH(H43063, Lists!$B$12:$B$26,0))","v":"HV"}]
[null,84121,1969,"Wood Creos Impregnated","Serviceable","Class 3",0,"sub-transmission",1000,2023,100,"No",false,10,{"$f":"INDEX(Lists!$B$32:$B$40, MATCH(YEAR(TODAY())-C43098, Lists!$C$32:$C$40,1))","v":"51-60"},318.3098861837907,{"$f":"INDEX(Data!$E$24:$E$47, MATCH(F43098&D43098, Data!$B$24:$B$47,0))","v":1.0684339161496522E-3},{"$f":"SUMPRODUCT((Data!$B$58:$B$60=Model!$F43098)*(Data!$C$57:$K$57=Model!$O43098)*(Data!$C$58:$K$60))","v":2.6564859251595059},73.435140748404933,1,{"$f":"IF(E43098<>\"Serviceable\",E43098,INDEX(Lists!$D$6:$D$8, MATCH(T43098,Lists!$C$6:$C$8,0)))","v":"Serviceable"},{"$f":"INDEX(Lists!$C$12:$C$26, MATCH(H43098, Lists!$B$12:$B$26,0))","v":"Sub-T"}]
[null,84195,1967,"Wood Untreated Round","Serviceable","Class 3",0,"lv",754,2020,80,"No",false,10,{"$f":"INDEX(Lists!$B$32:$B$40, MATCH(YEAR(TODAY())-C43133, Lists!$C$32:$C$40,1))","v":"51-60"},240.00565418257818,{"$f":"INDEX(Data!$E$24:$E$47, MATCH(F43133&D43133, Data!$B$24:$B$47,0))","v":1.8301435406698563E-3},{"$f":"SUMPRODUCT((Data!$B$58:$B$60=Model!$F43133)*(Data!$C$57:$K$57=Model!$O43133)*(Data!$C$58:$K$60))","v":2.6564859251595059},53.43514074840494,2,{"$f":"IF(E43133<>\"Serviceable\",E43133,INDEX(Lists!$D$6:$D$8, MATCH(T43133,Lists!$C$6:$C$8,0)))","v":"Limited Life"},{"$f":"INDEX(Lists!$C$12:$C$26, MATCH(H43133, Lists!$B$12:$B$26,0))","v":"LV"}]
[null,84287,1934,"Wood Untreated Dressed","Serviceable","Unknown",0,"lv",631,2023,100,"No",false,10,{"$f":"INDEX(Lists!$B$32:$B$40, MATCH(YEAR(TODAY())-C43183, Lists!$C$32:$C$40,1))","v":"90+"},200.85353818197191,{"$f":"INDEX(Data!$E$24:$E$47, MATCH(F43183&D43183, Data!$B$24:$B$47,0))","v":1.8301435406698563E-3},{"$f":"SUMPRODUCT((Data!$B$58:$B$60=Model!$F43183)*(Data!$C$57:$K$57=Model!$O43183)*(Data!$C$58:$K$60))","v":0},100,1,{"$f":"IF(E43183<>\"Serviceable\",E43183,INDEX(Lists!$D$6:$D$8, MATCH(T43183,Lists!$C$6:$C$8,0)))","v":"Serviceable"},{"$f":"INDEX(Lists!$C$12:$C$26, MATCH(H43183, Lists!$B$12:$B$26,0))","v":"LV"}]
[null,84462,1972,"Wood Creos Impregnated","Serviceable","Class 1",0,"lv/hv",950,2018,100,"No",false,15,{"$f":"INDEX(Lists!$B$32:$B$40, MATCH(YEAR(TODAY())-C43261, Lists!$C$32:$C$40,1))","v":"51-60"},302.39439187460113,{"$f":"INDEX(Data!$E$24:$E$47, MATCH(F43261&D43261, Data!$B$24:$B$47,0))","v":9.9474993092014377E-4},{"$f":"SUMPRODUCT((Data!$B$58:$B$60=Model!$F43261)*(Data!$C$57:$K$57=Model!$O43261)*(Data!$C$58:$K$60))","v":1.3557210085184006},79.664184872223984,1,{"$f":"IF(E43261<>\"Serviceable\",E43261,INDEX(Lists!$D$6:$D$8, MATCH(T43261,Lists!$C$6:$C$8,0)))","v":"Serviceable"},{"$f":"INDEX(Lists!$C$12:$C$26, MATCH(H43261, Lists!$B$12:$B$26,0))","v":"HV"}]
[null,84541,2001,"Wood Salt Impregnated (Green)","Serviceable","Class 1",0,"lv",817,2020,999,"No",false,10,{"$f":"INDEX(Lists!$B$32:$B$40, MATCH(YEAR(TODAY())-C43308, Lists!$C$32:$C$40,1))","v":"21-30"},260.05917701215697,{"$f":"INDEX(Data!$E$24:$E$47, MATCH(F43308&D43308, Data!$B$24:$B$47,0))","v":9.9474993092014377E-4},{"$f":"SUMPRODUCT((Data!$B$58:$B$60=Model!$F43308)*(Data!$C$57:$K$57=Model!$O43308)*(Data!$C$58:$K$60))","v":2.1651652228345815},999,1,{"$f":"IF(E43308<>\"Serviceable\",E43308,INDEX(Lists!$D$6:$D$8, MATCH(T43308,Lists!$C$6:$C$8,0)))","v":"Serviceable"},{"$f":"INDEX(Lists!$C$12:$C$26, MATCH(H43308, Lists!$B$12:$B$26,0))","v":"LV"}]
[null,84619,1967,"Wood Creos Impregnated","Serviceable","Class 3",0,"lv/hv/sub-transmission",1230,2023,100,"No",false,10,{"$f":"INDEX(Lists!$B$32:$B$40, MATCH(YEAR(TODAY())-C43358, Lists!$C$32:$C$40,1))","v":"51-60"},391.52116000606253,{"$f":"INDEX(Data!$E$24:$E$47, MATCH(F43358&D43358, Data!$B$24:$B$47,0))","v":1.0684339161496522E-3},{"$f":"SUMPRODUCT((Data!$B$58:$B$60=Model!$F43358)*(Data!$C$57:$K$57=Model!$O43358)*(Data!$C$58:$K$60))","v":2.6564859251595059},73.435140748404933,1,{"$f":"IF(E43358<>\"Serviceable\",E43358,INDEX(Lists!$D$6:$D$8, MATCH(T43358,Lists!$C$6:$C$8,0)))","v":"Serviceable"},{"$f":"INDEX(Lists!$C$12:$C$26, MATCH(H43358, Lists!$B$12:$B$26,0))","v":"Sub-T"}]
[null,84708,1977,"Wood Untreated Dressed","Serviceable","Class 1",0,"lv",700,2022,100,"No",false,10,{"$f":"INDEX(Lists!$B$32:$B$40, MATCH(YEAR(TODAY())-C43402, Lists!$C$32:$C$40,1))","v":"41-50"},222.81692032865348,{"$f":"INDEX(Data!$E$24:$E$47, MATCH(F43402&D43402, Data!$B$24:$B$47,0))","v":1.9964561142097742E-3},{"$f":"SUMPRODUCT((Data!$B$58:$B$60=Model!$F43402)*(Data!$C$57:$K$57=Model!$O43402)*(Data!$C$58:$K$60))","v":1.7977578417715214},82.022421582284778,1,{"$f":"IF(E43402<>\"Serviceable\",E43402,INDEX(Lists!$D$6:$D$8, MATCH(T43402,Lists!$C$6:$C$8,0)))","v":"Serviceable"},{"$f":"INDEX(Lists!$C$12:$C$26, MATCH(H43402, Lists!$B$12:$B$26,0))","v":"LV"}]
[null,84847,1972,"Wood Creos Impregnated","Serviceable","Class 3",0,"lv/hv",980,2023,100,"No",false,10,{"$f":"INDEX(Lists!$B$32:$B$40, MATCH(YEAR(TODAY())-C43483, Lists!$C$32:$C$40,1))","v":"51-60"},311.94368846011486,{"$f":"INDEX(Data!$E$24:$E$47, MATCH(F43483&D43483, Data!$B$24:$B$47,0))","v":1.0684339161496522E-3},{"$f":"SUMPRODUCT((Data!$B$58:$B$60=Model!$F43483)*(Data!$C$57:$K$57=Model!$O43483)*(Data!$C$58:$K$60))","v":2.6564859251595059},73.435140748404933,1,{"$f":"IF(E43483<>\"Serviceable\",E43483,INDEX(Lists!$D$6:$D$8, MATCH(T43483,Lists!$C$6:$C$8,0)))","v":"Serviceable"},{"$f":"INDEX(Lists!$C$12:$C$26, MATCH(H43483, Lists!$B$12:$B$26,0))","v":"HV"}]
[null,84958,1971,"Wood Creos Impregnated","Serviceable","Class 3",0,"lv",940,2022,70,"No",false,10,{"$f":"INDEX(Lists!$B$32:$B$40, MATCH(YEAR(TODAY())-C43533, Lists!$C$32:$C$40,1))","v":"51-60"},299.21129301276324,{"$f":"INDEX(Data!$E$24:$E$47, MATCH(F43533&D43533, Data!$B$24:$B$47,0))","v":1.0684339161496522E-3},{"$f":"SUMPRODUCT((Data!$B$58:$B$60=Model!$F43533)*(Data!$C$57:$K$57=Model!$O43533)*(Data!$C$58:$K$60))","v":2.6564859251595059},43.43514074840494,2,{"$f":"IF(E43533<>\"Serviceable\",E43533,INDEX(Lists!$D$6:$D$8, MATCH(T43533,Lists!$C$6:$C$8,0)))","v":"Limited Life"},{"$f":"INDEX(Lists!$C$12:$C$26, MATCH(H43533, Lists!$B$12:$B$26,0))","v":"LV"}]
[null,85057,1963,"Wood Creos Impregnated","Serviceable","Class 3",0,"lv",810,2023,80,"No",false,10,{"$f":"INDEX(Lists!$B$32:$B$40, MATCH(YEAR(TODAY())-C43597, Lists!$C$32:$C$40,1))","v":"61-70"},257.83100780887048,{"$f":"INDEX(Data!$E$24:$E$47, MATCH(F43597&D43597, Data!$B$24:$B$47,0))","v":1.0684339161496522E-3},{"$f":"SUMPRODUCT((Data!$B$58:$B$60=Model!$F43597)*(Data!$C$57:$K$57=Model!$O43597)*(Data!$C$58:$K$60))","v":1.9802031311051838},60.197968688948166,2,{"$f":"IF(E43597<>\"Serviceable\",E43597,INDEX(Lists!$D$6:$D$8, MATCH(T43597,Lists!$C$6:$C$8,0)))","v":"Limited Life"},{"$f":"INDEX(Lists!$C$12:$C$26, MATCH(H43597, Lists!$B$12:$B$26,0))","v":"LV"}]
[null,85154,1957,"Wood Untreated Round","Serviceable","Class 3",0,"lv/hv",1060,2022,100,"No",false,10,{"$f":"INDEX(Lists!$B$32:$B$40, MATCH(YEAR(TODAY())-C43658, Lists!$C$32:$C$40,1))","v":"61-70"},337.4084793548181,{"$f":"INDEX(Data!$E$24:$E$47, MATCH(F43658&D43658, Data!$B$24:$B$47,0))","v":1.8301435406698563E-3},{"$f":"SUMPRODUCT((Data!$B$58:$B$60=Model!$F43658)*(Data!$C$57:$K$57=Model!$O43658)*(Data!$C$58:$K$60))","v":1.9802031311051838},80.197968688948166,1,{"$f":"IF(E43658<>\"Serviceable\",E43658,INDEX(Lists!$D$6:$D$8, MATCH(T43658,Lists!$C$6:$C$8,0)))","v":"Serviceable"},{"$f":"INDEX(Lists!$C$12:$C$26, MATCH(H43658, Lists!$B$12:$B$26,0))","v":"HV"}]
[null,85195,1966,"Wood Creos Impregnated","Serviceable","Class 3",0,"lv/hv",930,2022,110,"No",false,10,{"$f":"INDEX(Lists!$B$32:$B$40, MATCH(YEAR(TODAY())-C43679, Lists!$C$32:$C$40,1))","v":"51-60"},296.02819415092534,{"$f":"INDEX(Data!$E$24:$E$47, MATCH(F43679&D43679, Data!$B$24:$B$47,0))","v":1.0684339161496522E-3},{"$f":"SUMPRODUCT((Data!$B$58:$B$60=Model!$F43679)*(Data!$C$57:$K$57=Model!$O43679)*(Data!$C$58:$K$60))","v":2.6564859251595059},83.435140748404933,1,{"$f":"IF(E43679<>\"Serviceable\",E43679,INDEX(Lists!$D$6:$D$8, MATCH(T43679,Lists!$C$6:$C$8,0)))","v":"Serviceable"},{"$f":"INDEX(Lists!$C$12:$C$26, MATCH(H43679, Lists!$B$12:$B$26,0))","v":"HV"}]
[null,85309,1977,"Wood Creos Impregnated","Serviceable","Class 3",0,"lv",740,2023,110,"No",false,10,{"$f":"INDEX(Lists!$B$32:$B$40, MATCH(YEAR(TODAY())-C43738, Lists!$C$32:$C$40,1))","v":"41-50"},235.5493157760051,{"$f":"INDEX(Data!$E$24:$E$47, MATCH(F43738&D43738, Data!$B$24:$B$47,0))","v":1.0684339161496522E-3},{"$f":"SUMPRODUCT((Data!$B$58:$B$60=Model!$F43738)*(Data!$C$57:$K$57=Model!$O43738)*(Data!$C$58:$K$60))","v":3.2595928155551883},77.404071844448112,1,{"$f":"IF(E43738<>\"Serviceable\",E43738,INDEX(Lists!$D$6:$D$8, MATCH(T43738,Lists!$C$6:$C$8,0)))","v":"Serviceable"},{"$f":"INDEX(Lists!$C$12:$C$26, MATCH(H43738, Lists!$B$12:$B$26,0))","v":"LV"}]
[null,85391,1964,"Wood Creos Impregnated","Limited Life","Class 3",0,"lv",1260,2023,100,"No",false,10,{"$f":"INDEX(Lists!$B$32:$B$40, MATCH(YEAR(TODAY())-C43778, Lists!$C$32:$C$40,1))","v":"61-70"},401.07045659157626,{"$f":"INDEX(Data!$E$24:$E$47, MATCH(F43778&D43778, Data!$B$24:$B$47,0))","v":1.0684339161496522E-3},{"$f":"SUMPRODUCT((Data!$B$58:$B$60=Model!$F43778)*(Data!$C$57:$K$57=Model!$O43778)*(Data!$C$58:$K$60))","v":1.9802031311051838},80.197968688948166,1,{"$f":"IF(E43778<>\"Serviceable\",E43778,INDEX(Lists!$D$6:$D$8, MATCH(T43778,Lists!$C$6:$C$8,0)))","v":"Limited Life"},{"$f":"INDEX(Lists!$C$12:$C$26, MATCH(H43778, Lists!$B$12:$B$26,0))","v":"LV"}]
[null,85516,1966,"Wood Creos Impregnated","Serviceable","Class 3",0,"lv/hv",930,2021,100,"No",false,10,{"$f":"INDEX(Lists!$B$32:$B$40, MATCH(YEAR(TODAY())-C43854, Lists!$C$32:$C$40,1))","v":"51-60"},296.02819415092534,{"$f":"INDEX(Data!$E$24:$E$47, MATCH(F43854&D43854, Data!$B$24:$B$47,0))","v":1.0684339161496522E-3},{"$f":"SUMPRODUCT((Data!$B$58:$B$60=Model!$F43854)*(Data!$C$57:$K$57=Model!$O43854)*(Data!$C$58:$K$60))","v":2.6564859251595059},73.435140748404933,1,{"$f":"IF(E43854<>\"Serviceable\",E43854,INDEX(Lists!$D$6:$D$8, MATCH(T43854,Lists!$C$6:$C$8,0)))","v":"Serviceable"},{"$f":"INDEX(Lists!$C$12:$C$26, MATCH(H43854, Lists!$B$12:$B$26,0))","v":"HV"}]
[null,85647,1970,"Wood Creos Impregnated","Serviceable","Class 2",0,"lv",830,2023,80,"No",false,10,{"$f":"INDEX(Lists!$B$32:$B$40, MATCH(YEAR(TODAY())-C43933, Lists!$C$32:$C$40,1))","v":"51-60"},264.19720553254626,{"$f":"INDEX(Data!$E$24:$E$47, MATCH(F43933&D43933, Data!$B$24:$B$47,0))","v":1.6118836915297091E-3},{"$f":"SUMPRODUCT((Data!$B$58:$B$60=Model!$F43933)*(Data!$C$57:$K$57=Model!$O43933)*(Data!$C$58:$K$60))","v":2.6773548093458861},53.226451906541143,2,{"$f":"IF(E43933<>\"Serviceable\",E43933,INDEX(Lists!$D$6:$D$8, MATCH(T43933,Lists!$C$6:$C$8,0)))","v":"Limited Life"},{"$f":"INDEX(Lists!$C$12:$C$26, MATCH(H43933, Lists!$B$12:$B$26,0))","v":"LV"}]
[null,85681,1972,"Wood Creos Impregnated","Serviceable","Class 3",0,"lv",860,2023,80,"No",false,10,{"$f":"INDEX(Lists!$B$32:$B$40, MATCH(YEAR(TODAY())-C43953, Lists!$C$32:$C$40,1))","v":"51-60"},273.74650211805999,{"$f":"INDEX(Data!$E$24:$E$47, MATCH(F43953&D43953, Data!$B$24:$B$47,0))","v":1.0684339161496522E-3},{"$f":"SUMPRODUCT((Data!$B$58:$B$60=Model!$F43953)*(Data!$C$57:$K$57=Model!$O43953)*(Data!$C$58:$K$60))","v":2.6564859251595059},53.43514074840494,2,{"$f":"IF(E43953<>\"Serviceable\",E43953,INDEX(Lists!$D$6:$D$8, MATCH(T43953,Lists!$C$6:$C$8,0)))","v":"Limited Life"},{"$f":"INDEX(Lists!$C$12:$C$26, MATCH(H43953, Lists!$B$12:$B$26,0))","v":"LV"}]
[null,85853,1980,"Wood Creos Impregnated","Serviceable","Class 3",0,"lv",920,2019,100,"No",false,10,{"$f":"INDEX(Lists!$B$32:$B$40, MATCH(YEAR(TODAY())-C44029, Lists!$C$32:$C$40,1))","v":"41-50"},292.84509528908745,{"$f":"INDEX(Data!$E$24:$E$47, MATCH(F44029&D44029, Data!$B$24:$B$47,0))","v":1.0684339161496522E-3},{"$f":"SUMPRODUCT((Data!$B$58:$B$60=Model!$F44029)*(Data!$C$57:$K$57=Model!$O44029)*(Data!$C$58:$K$60))","v":3.2595928155551883},67.404071844448112,2,{"$f":"IF(E44029<>\"Serviceable\",E44029,INDEX(Lists!$D$6:$D$8, MATCH(T44029,Lists!$C$6:$C$8,0)))","v":"Limited Life"},{"$f":"INDEX(Lists!$C$12:$C$26, MATCH(H44029, Lists!$B$12:$B$26,0))","v":"LV"}]
[null,85933,1984,"Wood Untreated Dressed","Serviceable","Class 1",0,"lv",870,2023,90,"No",false,10,{"$f":"INDEX(Lists!$B$32:$B$40, MATCH(YEAR(TODAY())-C44074, Lists!$C$32:$C$40,1))","v":"41-50"},276.92960097989788,{"$f":"INDEX(Data!$E$24:$E$47, MATCH(F44074&D44074, Data!$B$24:$B$47,0))","v":1.9964561142097742E-3},{"$f":"SUMPRODUCT((Data!$B$58:$B$60=Model!$F44074)*(Data!$C$57:$K$57=Model!$O44074)*(Data!$C$58:$K$60))","v":1.7977578417715214},72.022421582284778,1,{"$f":"IF(E44074<>\"Serviceable\",E44074,INDEX(Lists!$D$6:$D$8, MATCH(T44074,Lists!$C$6:$C$8,0)))","v":"Serviceable"},{"$f":"INDEX(Lists!$C$12:$C$26, MATCH(H44074, Lists!$B$12:$B$26,0))","v":"LV"}]
[null,86114,1963,"Wood Creos Impregnated","Serviceable","Class 3",0,"lv",830,2021,100,"No",false,10,{"$f":"INDEX(Lists!$B$32:$B$40, MATCH(YEAR(TODAY())-C44154, Lists!$C$32:$C$40,1))","v":"61-70"},264.19720553254626,{"$f":"INDEX(Data!$E$24:$E$47, MATCH(F44154&D44154, Data!$B$24:$B$47,0))","v":1.0684339161496522E-3},{"$f":"SUMPRODUCT((Data!$B$58:$B$60=Model!$F44154)*(Data!$C$57:$K$57=Model!$O44154)*(Data!$C$58:$K$60))","v":1.9802031311051838},80.197968688948166,1,{"$f":"IF(E44154<>\"Serviceable\",E44154,INDEX(Lists!$D$6:$D$8, MATCH(T44154,Lists!$C$6:$C$8,0)))","v":"Serviceable"},{"$f":"INDEX(Lists!$C$12:$C$26, MATCH(H44154, Lists!$B$12:$B$26,0))","v":"LV"}]
[null,86233,1985,"Wood Untreated Dressed","Serviceable","Class 1",0,"lv/hv",880,2021,130,"No",false,10,{"$f":"INDEX(Lists!$B$32:$B$40, MATCH(YEAR(TODAY())-C44204, Lists!$C$32:$C$40,1))","v":"31-40"},280.11269984173578,{"$f":"INDEX(Data!$E$24:$E$47, MATCH(F44204&D44204, Data!$B$24:$B$47,0))","v":1.9964561142097742E-3},{"$f":"SUMPRODUCT((Data!$B$58:$B$60=Model!$F44204)*(Data!$C$57:$K$57=Model!$O44204)*(Data!$C$58:$K$60))","v":3.0038452968326621},99.961547031673376,1,{"$f":"IF(E44204<>\"Serviceable\",E44204,INDEX(Lists!$D$6:$D$8, MATCH(T44204,Lists!$C$6:$C$8,0)))","v":"Serviceable"},{"$f":"INDEX(Lists!$C$12:$C$26, MATCH(H44204, Lists!$B$12:$B$26,0))","v":"HV"}]
[null,86343,1966,"Wood Creos Impregnated","Serviceable","Class 4",0,"lv/future hv",1100,2020,100,"No",false,10,{"$f":"INDEX(Lists!$B$32:$B$40, MATCH(YEAR(TODAY())-C44254, Lists!$C$32:$C$40,1))","v":"51-60"},350.14087480216978,{"$f":"INDEX(Data!$E$24:$E$47, MATCH(F44254&D44254, Data!$B$24:$B$47,0))","v":{"$error":"#N/A"}},{"$f":"SUMPRODUCT((Data!$B$58:$B$60=Model!$F44254)*(Data!$C$57:$K$57=Model!$O44254)*(Data!$C$58:$K$60))","v":0},100,1,{"$f":"IF(E44254<>\"Serviceable\",E44254,INDEX(Lists!$D$6:$D$8, MATCH(T44254,Lists!$C$6:$C$8,0)))","v":"Serviceable"},{"$f":"INDEX(Lists!$C$12:$C$26, MATCH(H44254, Lists!$B$12:$B$26,0))","v":"LV"}]
[null,86451,1980,"Wood Creos Impregnated","Serviceable","Class 1",0,"lv",911,2020,100,"No",false,10,{"$f":"INDEX(Lists!$B$32:$B$40, MATCH(YEAR(TODAY())-C44313, Lists!$C$32:$C$40,1))","v":"41-50"},289.98030631343329,{"$f":"INDEX(Data!$E$24:$E$47, MATCH(F44313&D44313, Data!$B$24:$B$47,0))","v":9.9474993092014377E-4},{"$f":"SUMPRODUCT((Data!$B$58:$B$60=Model!$F44313)*(Data!$C$57:$K$57=Model!$O44313)*(Data!$C$58:$K$60))","v":1.7977578417715214},82.022421582284778,1,{"$f":"IF(E44313<>\"Serviceable\",E44313,INDEX(Lists!$D$6:$D$8, MATCH(T44313,Lists!$C$6:$C$8,0)))","v":"Serviceable"},{"$f":"INDEX(Lists!$C$12:$C$26, MATCH(H44313, Lists!$B$12:$B$26,0))","v":"LV"}]
[null,86464,1950,"Wood Untreated Round","Serviceable","Class 1",0,"lv/hv",990,2020,100,"No",false,10,{"$f":"INDEX(Lists!$B$32:$B$40, MATCH(YEAR(TODAY())-C44324, Lists!$C$32:$C$40,1))","v":"71-80"},315.1267873219528,{"$f":"INDEX(Data!$E$24:$E$47, MATCH(F44324&D44324, Data!$B$24:$B$47,0))","v":1.9964561142097742E-3},{"$f":"SUMPRODUCT((Data!$B$58:$B$60=Model!$F44324)*(Data!$C$57:$K$57=Model!$O44324)*(Data!$C$58:$K$60))","v":2.0707751244791428},79.292248755208576,1,{"$f":"IF(E44324<>\"Serviceable\",E44324,INDEX(Lists!$D$6:$D$8, MATCH(T44324,Lists!$C$6:$C$8,0)))","v":"Serviceable"},{"$f":"INDEX(Lists!$C$12:$C$26, MATCH(H44324, Lists!$B$12:$B$26,0))","v":"HV"}]
[null,86596,1971,"Wood Creos Impregnated","Serviceable","Class 2",0,"lv",920,2020,90,"No",false,10,{"$f":"INDEX(Lists!$B$32:$B$40, MATCH(YEAR(TODAY())-C44400, Lists!$C$32:$C$40,1))","v":"51-60"},292.84509528908745,{"$f":"INDEX(Data!$E$24:$E$47, MATCH(F44400&D44400, Data!$B$24:$B$47,0))","v":1.6118836915297091E-3},{"$f":"SUMPRODUCT((Data!$B$58:$B$60=Model!$F44400)*(Data!$C$57:$K$57=Model!$O44400)*(Data!$C$58:$K$60))","v":2.6773548093458861},63.226451906541143,2,{"$f":"IF(E44400<>\"Serviceable\",E44400,INDEX(Lists!$D$6:$D$8, MATCH(T44400,Lists!$C$6:$C$8,0)))","v":"Limited Life"},{"$f":"INDEX(Lists!$C$12:$C$26, MATCH(H44400, Lists!$B$12:$B$26,0))","v":"LV"}]
[null,86690,1969,"Wood Creos Impregnated","Serviceable","Class 3",0,"lv",1005,2019,100,"No",false,10,{"$f":"INDEX(Lists!$B$32:$B$40, MATCH(YEAR(TODAY())-C44454, Lists!$C$32:$C$40,1))","v":"51-60"},319.90143561470961,{"$f":"INDEX(Data!$E$24:$E$47, MATCH(F44454&D44454, Data!$B$24:$B$47,0))","v":1.0684339161496522E-3},{"$f":"SUMPRODUCT((Data!$B$58:$B$60=Model!$F44454)*(Data!$C$57:$K$57=Model!$O44454)*(Data!$C$58:$K$60))","v":2.6564859251595059},73.435140748404933,1,{"$f":"IF(E44454<>\"Serviceable\",E44454,INDEX(Lists!$D$6:$D$8, MATCH(T44454,Lists!$C$6:$C$8,0)))","v":"Serviceable"},{"$f":"INDEX(Lists!$C$12:$C$26, MATCH(H44454, Lists!$B$12:$B$26,0))","v":"LV"}]
[null,86770,1968,"Wood Creos Impregnated","Serviceable","Class 2",0,"lv/hv",949,2020,100,"No",false,10,{"$f":"INDEX(Lists!$B$32:$B$40, MATCH(YEAR(TODAY())-C44499, Lists!$C$32:$C$40,1))","v":"51-60"},302.07608198841734,{"$f":"INDEX(Data!$E$24:$E$47, MATCH(F44499&D44499, Data!$B$24:$B$47,0))","v":1.6118836915297091E-3},{"$f":"SUMPRODUCT((Data!$B$58:$B$60=Model!$F44499)*(Data!$C$57:$K$57=Model!$O44499)*(Data!$C$58:$K$60))","v":2.6773548093458861},73.226451906541143,1,{"$f":"IF(E44499<>\"Serviceable\",E44499,INDEX(Lists!$D$6:$D$8, MATCH(T44499,Lists!$C$6:$C$8,0)))","v":"Serviceable"},{"$f":"INDEX(Lists!$C$12:$C$26, MATCH(H44499, Lists!$B$12:$B$26,0))","v":"HV"}]
[null,86903,1981,"Wood Creos Impregnated","Serviceable","Class 3",0,"lv",830,2018,100,"No",false,15,{"$f":"INDEX(Lists!$B$32:$B$40, MATCH(YEAR(TODAY())-C44575, Lists!$C$32:$C$40,1))","v":"41-50"},264.19720553254626,{"$f":"INDEX(Data!$E$24:$E$47, MATCH(F44575&D44575, Data!$B$24:$B$47,0))","v":1.0684339161496522E-3},{"$f":"SUMPRODUCT((Data!$B$58:$B$60=Model!$F44575)*(Data!$C$57:$K$57=Model!$O44575)*(Data!$C$58:$K$60))","v":3.2595928155551883},51.106107766672174,2,{"$f":"IF(E44575<>\"Serviceable\",E44575,INDEX(Lists!$D$6:$D$8, MATCH(T44575,Lists!$C$6:$C$8,0)))","v":"Limited Life"},{"$f":"INDEX(Lists!$C$12:$C$26, MATCH(H44575, Lists!$B$12:$B$26,0))","v":"LV"}]
[null,87078,1962,"Wood Creos Impregnated","Serviceable","Class 3",0,"lv",920,2018,100,"No",false,15,{"$f":"INDEX(Lists!$B$32:$B$40, MATCH(YEAR(TODAY())-C44649, Lists!$C$32:$C$40,1))","v":"61-70"},292.84509528908745,{"$f":"INDEX(Data!$E$24:$E$47, MATCH(F44649&D44649, Data!$B$24:$B$47,0))","v":1.0684339161496522E-3},{"$f":"SUMPRODUCT((Data!$B$58:$B$60=Model!$F44649)*(Data!$C$57:$K$57=Model!$O44649)*(Data!$C$58:$K$60))","v":1.9802031311051838},70.296953033422241,1,{"$f":"IF(E44649<>\"Serviceable\",E44649,INDEX(Lists!$D$6:$D$8, MATCH(T44649,Lists!$C$6:$C$8,0)))","v":"Serviceable"},{"$f":"INDEX(Lists!$C$12:$C$26, MATCH(H44649, Lists!$B$12:$B$26,0))","v":"LV"}]
[null,87128,1965,"Wood Creos Impregnated","Serviceable","Class 3",0,"lv/hv",950,2021,120,"No",false,10,{"$f":"INDEX(Lists!$B$32:$B$40, MATCH(YEAR(TODAY())-C44674, Lists!$C$32:$C$40,1))","v":"51-60"},302.39439187460113,{"$f":"INDEX(Data!$E$24:$E$47, MATCH(F44674&D44674, Data!$B$24:$B$47,0))","v":1.0684339161496522E-3},{"$f":"SUMPRODUCT((Data!$B$58:$B$60=Model!$F44674)*(Data!$C$57:$K$57=Model!$O44674)*(Data!$C$58:$K$60))","v":2.6564859251595059},93.435140748404933,1,{"$f":"IF(E44674<>\"Serviceable\",E44674,INDEX(Lists!$D$6:$D$8, MATCH(T44674,Lists!$C$6:$C$8,0)))","v":"Serviceable"},{"$f":"INDEX(Lists!$C$12:$C$26, MATCH(H44674, Lists!$B$12:$B$26,0))","v":"HV"}]
[null,87266,1986,"Wood Untreated Dressed","Serviceable","Class 1",0,"lv",880,2021,130,"No",false,10,{"$f":"INDEX(Lists!$B$32:$B$40, MATCH(YEAR(TODAY())-C44750, Lists!$C$32:$C$40,1))","v":"31-40"},280.11269984173578,{"$f":"INDEX(Data!$E$24:$E$47, MATCH(F44750&D44750, Data!$B$24:$B$47,0))","v":1.9964561142097742E-3},{"$f":"SUMPRODUCT((Data!$B$58:$B$60=Model!$F44750)*(Data!$C$57:$K$57=Model!$O44750)*(Data!$C$58:$K$60))","v":3.0038452968326621},99.961547031673376,1,{"$f":"IF(E44750<>\"Serviceable\",E44750,INDEX(Lists!$D$6:$D$8, MATCH(T44750,Lists!$C$6:$C$8,0)))","v":"Serviceable"},{"$f":"INDEX(Lists!$C$12:$C$26, MATCH(H44750, Lists!$B$12:$B$26,0))","v":"LV"}]
[null,87336,1964,"Wood Creos Impregnated","Serviceable","Class 2",0,"lv/hv",911,2020,100,"No",false,10,{"$f":"INDEX(Lists!$B$32:$B$40, MATCH(YEAR(TODAY())-C44790, Lists!$C$32:$C$40,1))","v":"61-70"},289.98030631343329,{"$f":"INDEX(Data!$E$24:$E$47, MATCH(F44790&D44790, Data!$B$24:$B$47,0))","v":1.6118836915297091E-3},{"$f":"SUMPRODUCT((Data!$B$58:$B$60=Model!$F44790)*(Data!$C$57:$K$57=Model!$O44790)*(Data!$C$58:$K$60))","v":2.227481027604485},77.725189723955154,1,{"$f":"IF(E44790<>\"Serviceable\",E44790,INDEX(Lists!$D$6:$D$8, MATCH(T44790,Lists!$C$6:$C$8,0)))","v":"Serviceable"},{"$f":"INDEX(Lists!$C$12:$C$26, MATCH(H44790, Lists!$B$12:$B$26,0))","v":"HV"}]
[null,87384,1967,"Wood Creos Impregnated","Serviceable","Class 3",0,"lv/hv",1000,2019,100,"No",false,10,{"$f":"INDEX(Lists!$B$32:$B$40, MATCH(YEAR(TODAY())-C44820, Lists!$C$32:$C$40,1))","v":"51-60"},318.3098861837907,{"$f":"INDEX(Data!$E$24:$E$47, MATCH(F44820&D44820, Data!$B$24:$B$47,0))","v":1.0684339161496522E-3},{"$f":"SUMPRODUCT((Data!$B$58:$B$60=Model!$F44820)*(Data!$C$57:$K$57=Model!$O44820)*(Data!$C$58:$K$60))","v":2.6564859251595059},73.435140748404933,1,{"$f":"IF(E44820<>\"Serviceable\",E44820,INDEX(Lists!$D$6:$D$8, MATCH(T44820,Lists!$C$6:$C$8,0)))","v":"Serviceable"},{"$f":"INDEX(Lists!$C$12:$C$26, MATCH(H44820, Lists!$B$12:$B$26,0))","v":"HV"}]
[null,87461,1962,"Wood Creos Impregnated","Serviceable","Class 2",0,"lv",800,2019,100,"No",false,10,{"$f":"INDEX(Lists!$B$32:$B$40, MATCH(YEAR(TODAY())-C44870, Lists!$C$32:$C$40,1))","v":"61-70"},254.64790894703253,{"$f":"INDEX(Data!$E$24:$E$47, MATCH(F44870&D44870, Data!$B$24:$B$47,0))","v":1.6118836915297091E-3},{"$f":"SUMPRODUCT((Data!$B$58:$B$60=Model!$F44870)*(Data!$C$57:$K$57=Model!$O44870)*(Data!$C$58:$K$60))","v":2.227481027604485},77.725189723955154,1,{"$f":"IF(E44870<>\"Serviceable\",E44870,INDEX(Lists!$D$6:$D$8, MATCH(T44870,Lists!$C$6:$C$8,0)))","v":"Serviceable"},{"$f":"INDEX(Lists!$C$12:$C$26, MATCH(H44870, Lists!$B$12:$B$26,0))","v":"LV"}]
[null,87553,1980,"Wood Untreated Dressed","Serviceable","Class 1",0,"lv",1010,2019,140,"No",false,10,{"$f":"INDEX(Lists!$B$32:$B$40, MATCH(YEAR(TODAY())-C44931, Lists!$C$32:$C$40,1))","v":"41-50"},321.49298504562859,{"$f":"INDEX(Data!$E$24:$E$47, MATCH(F44931&D44931, Data!$B$24:$B$47,0))","v":1.9964561142097742E-3},{"$f":"SUMPRODUCT((Data!$B$58:$B$60=Model!$F44931)*(Data!$C$57:$K$57=Model!$O44931)*(Data!$C$58:$K$60))","v":1.7977578417715214},122.02242158228478,1,{"$f":"IF(E44931<>\"Serviceable\",E44931,INDEX(Lists!$D$6:$D$8, MATCH(T44931,Lists!$C$6:$C$8,0)))","v":"Serviceable"},{"$f":"INDEX(Lists!$C$12:$C$26, MATCH(H44931, Lists!$B$12:$B$26,0))","v":"LV"}]
[null,87655,1969,"Wood Creos Impregnated","Serviceable","Class 2",0,"lv/hv",1060,2021,130,"No",false,10,{"$f":"INDEX(Lists!$B$32:$B$40, MATCH(YEAR(TODAY())-C44995, Lists!$C$32:$C$40,1))","v":"51-60"},337.4084793548181,{"$f":"INDEX(Data!$E$24:$E$47, MATCH(F44995&D44995, Data!$B$24:$B$47,0))","v":1.6118836915297091E-3},{"$f":"SUMPRODUCT((Data!$B$58:$B$60=Model!$F44995)*(Data!$C$57:$K$57=Model!$O44995)*(Data!$C$58:$K$60))","v":2.6773548093458861},103.22645190654114,1,{"$f":"IF(E44995<>\"Serviceable\",E44995,INDEX(Lists!$D$6:$D$8, MATCH(T44995,Lists!$C$6:$C$8,0)))","v":"Serviceable"},{"$f":"INDEX(Lists!$C$12:$C$26, MATCH(H44995, Lists!$B$12:$B$26,0))","v":"HV"}]
[null,87741,1959,"Wood Creos Impregnated","Serviceable","Class 3",0,"lv",870,2019,90,"No",false,10,{"$f":"INDEX(Lists!$B$32:$B$40, MATCH(YEAR(TODAY())-C45045, Lists!$C$32:$C$40,1))","v":"61-70"},276.92960097989788,{"$f":"INDEX(Data!$E$24:$E$47, MATCH(F45045&D45045, Data!$B$24:$B$47,0))","v":1.0684339161496522E-3},{"$f":"SUMPRODUCT((Data!$B$58:$B$60=Model!$F45045)*(Data!$C$57:$K$57=Model!$O45045)*(Data!$C$58:$K$60))","v":1.9802031311051838},70.197968688948166,1,{"$f":"IF(E45045<>\"Serviceable\",E45045,INDEX(Lists!$D$6:$D$8, MATCH(T45045,Lists!$C$6:$C$8,0)))","v":"Serviceable"},{"$f":"INDEX(Lists!$C$12:$C$26, MATCH(H45045, Lists!$B$12:$B$26,0))","v":"LV"}]
[null,87889,1969,"Wood Creos Impregnated","Serviceable","Class 3",0,"hv",1210,2023,100,"No",false,10,{"$f":"INDEX(Lists!$B$32:$B$40, MATCH(YEAR(TODAY())-C45126, Lists!$C$32:$C$40,1))","v":"51-60"},385.15496228238675,{"$f":"INDEX(Data!$E$24:$E$47, MATCH(F45126&D45126, Data!$B$24:$B$47,0))","v":1.0684339161496522E-3},{"$f":"SUMPRODUCT((Data!$B$58:$B$60=Model!$F45126)*(Data!$C$57:$K$57=Model!$O45126)*(Data!$C$58:$K$60))","v":2.6564859251595059},73.435140748404933,1,{"$f":"IF(E45126<>\"Serviceable\",E45126,INDEX(Lists!$D$6:$D$8, MATCH(T45126,Lists!$C$6:$C$8,0)))","v":"Serviceable"},{"$f":"INDEX(Lists!$C$12:$C$26, MATCH(H45126, Lists!$B$12:$B$26,0))","v":"HV"}]
[null,87997,1995,"Wood Untreated Dressed","Serviceable","Class 1",0,"lv/hv",1240,2023,150,"No",false,10,{"$f":"INDEX(Lists!$B$32:$B$40, MATCH(YEAR(TODAY())-C45170, Lists!$C$32:$C$40,1))","v":"21-30"},394.70425886790042,{"$f":"INDEX(Data!$E$24:$E$47, MATCH(F45170&D45170, Data!$B$24:$B$47,0))","v":1.9964561142097742E-3},{"$f":"SUMPRODUCT((Data!$B$58:$B$60=Model!$F45170)*(Data!$C$57:$K$57=Model!$O45170)*(Data!$C$58:$K$60))","v":2.1651652228345815},128.34834777165418,1,{"$f":"IF(E45170<>\"Serviceable\",E45170,INDEX(Lists!$D$6:$D$8, MATCH(T45170,Lists!$C$6:$C$8,0)))","v":"Serviceable"},{"$f":"INDEX(Lists!$C$12:$C$26, MATCH(H45170, Lists!$B$12:$B$26,0))","v":"HV"}]
[null,88106,1968,"Wood Creos Impregnated","Serviceable","Class 3",0,"lv",900,2019,80,"No",false,10,{"$f":"INDEX(Lists!$B$32:$B$40, MATCH(YEAR(TODAY())-C45220, Lists!$C$32:$C$40,1))","v":"51-60"},286.47889756541161,{"$f":"INDEX(Data!$E$24:$E$47, MATCH(F45220&D45220, Data!$B$24:$B$47,0))","v":1.0684339161496522E-3},{"$f":"SUMPRODUCT((Data!$B$58:$B$60=Model!$F45220)*(Data!$C$57:$K$57=Model!$O45220)*(Data!$C$58:$K$60))","v":2.6564859251595059},53.43514074840494,2,{"$f":"IF(E45220<>\"Serviceable\",E45220,INDEX(Lists!$D$6:$D$8, MATCH(T45220,Lists!$C$6:$C$8,0)))","v":"Limited Life"},{"$f":"INDEX(Lists!$C$12:$C$26, MATCH(H45220, Lists!$B$12:$B$26,0))","v":"LV"}]
[null,88239,1967,"Wood Creos Impregnated","Serviceable","Class 3",0,"lv",900,2021,100,"No",false,10,{"$f":"INDEX(Lists!$B$32:$B$40, MATCH(YEAR(TODAY())-C45289, Lists!$C$32:$C$40,1))","v":"51-60"},286.47889756541161,{"$f":"INDEX(Data!$E$24:$E$47, MATCH(F45289&D45289, Data!$B$24:$B$47,0))","v":1.0684339161496522E-3},{"$f":"SUMPRODUCT((Data!$B$58:$B$60=Model!$F45289)*(Data!$C$57:$K$57=Model!$O45289)*(Data!$C$58:$K$60))","v":2.6564859251595059},73.435140748404933,1,{"$f":"IF(E45289<>\"Serviceable\",E45289,INDEX(Lists!$D$6:$D$8, MATCH(T45289,Lists!$C$6:$C$8,0)))","v":"Serviceable"},{"$f":"INDEX(Lists!$C$12:$C$26, MATCH(H45289, Lists!$B$12:$B$26,0))","v":"LV"}]
[null,88354,1980,"Wood Creos Impregnated","Serviceable","Class 1",0,"lv",780,2021,130,"No",false,10,{"$f":"INDEX(Lists!$B$32:$B$40, MATCH(YEAR(TODAY())-C45345, Lists!$C$32:$C$40,1))","v":"41-50"},248.28171122335672,{"$f":"INDEX(Data!$E$24:$E$47, MATCH(F45345&D45345, Data!$B$24:$B$47,0))","v":9.9474993092014377E-4},{"$f":"SUMPRODUCT((Data!$B$58:$B$60=Model!$F45345)*(Data!$C$57:$K$57=Model!$O45345)*(Data!$C$58:$K$60))","v":1.7977578417715214},112.02242158228478,1,{"$f":"IF(E45345<>\"Serviceable\",E45345,INDEX(Lists!$D$6:$D$8, MATCH(T45345,Lists!$C$6:$C$8,0)))","v":"Serviceable"},{"$f":"INDEX(Lists!$C$12:$C$26, MATCH(H45345, Lists!$B$12:$B$26,0))","v":"LV"}]
[null,88438,1967,"Wood Creos Impregnated","Serviceable","Class 3",0,"lv",800,2021,70,"No",false,10,{"$f":"INDEX(Lists!$B$32:$B$40, MATCH(YEAR(TODAY())-C45395, Lists!$C$32:$C$40,1))","v":"51-60"},254.64790894703253,{"$f":"INDEX(Data!$E$24:$E$47, MATCH(F45395&D45395, Data!$B$24:$B$47,0))","v":1.0684339161496522E-3},{"$f":"SUMPRODUCT((Data!$B$58:$B$60=Model!$F45395)*(Data!$C$57:$K$57=Model!$O45395)*(Data!$C$58:$K$60))","v":2.6564859251595059},43.43514074840494,2,{"$f":"IF(E45395<>\"Serviceable\",E45395,INDEX(Lists!$D$6:$D$8, MATCH(T45395,Lists!$C$6:$C$8,0)))","v":"Limited Life"},{"$f":"INDEX(Lists!$C$12:$C$26, MATCH(H45395, Lists!$B$12:$B$26,0))","v":"LV"}]
[null,88492,1970,"Wood Creos Impregnated","Serviceable","Class 3",0,"lv/hv",870,2020,100,"No",false,10,{"$f":"INDEX(Lists!$B$32:$B$40, MATCH(YEAR(TODAY())-C45430, Lists!$C$32:$C$40,1))","v":"51-60"},276.92960097989788,{"$f":"INDEX(Data!$E$24:$E$47, MATCH(F45430&D45430, Data!$B$24:$B$47,0))","v":1.0684339161496522E-3},{"$f":"SUMPRODUCT((Data!$B$58:$B$60=Model!$F45430)*(Data!$C$57:$K$57=Model!$O45430)*(Data!$C$58:$K$60))","v":2.6564859251595059},73.435140748404933,1,{"$f":"IF(E45430<>\"Serviceable\",E45430,INDEX(Lists!$D$6:$D$8, MATCH(T45430,Lists!$C$6:$C$8,0)))","v":"Serviceable"},{"$f":"INDEX(Lists!$C$12:$C$26, MATCH(H45430, Lists!$B$12:$B$26,0))","v":"HV"}]
[null,88644,1975,"Wood Creos Impregnated","Serviceable","Class 1",0,"lv",817,2018,100,"No",false,15,{"$f":"INDEX(Lists!$B$32:$B$40, MATCH(YEAR(TODAY())-C45520, Lists!$C$32:$C$40,1))","v":"41-50"},260.05917701215697,{"$f":"INDEX(Data!$E$24:$E$47, MATCH(F45520&D45520, Data!$B$24:$B$47,0))","v":9.9474993092014377E-4},{"$f":"SUMPRODUCT((Data!$B$58:$B$60=Model!$F45520)*(Data!$C$57:$K$57=Model!$O45520)*(Data!$C$58:$K$60))","v":1.7977578417715214},73.033632373427182,1,{"$f":"IF(E45520<>\"Serviceable\",E45520,INDEX(Lists!$D$6:$D$8, MATCH(T45520,Lists!$C$6:$C$8,0)))","v":"Serviceable"},{"$f":"INDEX(Lists!$C$12:$C$26, MATCH(H45520, Lists!$B$12:$B$26,0))","v":"LV"}]
[null,88685,1968,"Wood Creos Impregnated","Serviceable","Class 3",0,"lv/future hv",940,2018,120,"No",false,15,{"$f":"INDEX(Lists!$B$32:$B$40, MATCH(YEAR(TODAY())-C45541, Lists!$C$32:$C$40,1))","v":"51-60"},299.21129301276324,{"$f":"INDEX(Data!$E$24:$E$47, MATCH(F45541&D45541, Data!$B$24:$B$47,0))","v":1.0684339161496522E-3},{"$f":"SUMPRODUCT((Data!$B$58:$B$60=Model!$F45541)*(Data!$C$57:$K$57=Model!$O45541)*(Data!$C$58:$K$60))","v":2.6564859251595059},80.152711122607414,1,{"$f":"IF(E45541<>\"Serviceable\",E45541,INDEX(Lists!$D$6:$D$8, MATCH(T45541,Lists!$C$6:$C$8,0)))","v":"Serviceable"},{"$f":"INDEX(Lists!$C$12:$C$26, MATCH(H45541, Lists!$B$12:$B$26,0))","v":"LV"}]
[null,88768,1937,"Wood Untreated Dressed","Serviceable","Class 1",0,"lv/hv",1250,2023,120,"Yes",false,9,{"$f":"INDEX(Lists!$B$32:$B$40, MATCH(YEAR(TODAY())-C45591, Lists!$C$32:$C$40,1))","v":"81-90"},397.88735772973837,{"$f":"INDEX(Data!$E$24:$E$47, MATCH(F45591&D45591, Data!$B$24:$B$47,0))","v":1.9964561142097742E-3},{"$f":"SUMPRODUCT((Data!$B$58:$B$60=Model!$F45591)*(Data!$C$57:$K$57=Model!$O45591)*(Data!$C$58:$K$60))","v":2.8392735823590045},94.446537758768955,1,{"$f":"IF(E45591<>\"Serviceable\",E45591,INDEX(Lists!$D$6:$D$8, MATCH(T45591,Lists!$C$6:$C$8,0)))","v":"Serviceable"},{"$f":"INDEX(Lists!$C$12:$C$26, MATCH(H45591, Lists!$B$12:$B$26,0))","v":"HV"}]
[null,88901,1981,"Wood Creos Impregnated","Serviceable","Class 3",0,"lv/hv",910,2019,90,"No",false,10,{"$f":"INDEX(Lists!$B$32:$B$40, MATCH(YEAR(TODAY())-C45647, Lists!$C$32:$C$40,1))","v":"41-50"},289.66199642724951,{"$f":"INDEX(Data!$E$24:$E$47, MATCH(F45647&D45647, Data!$B$24:$B$47,0))","v":1.0684339161496522E-3},{"$f":"SUMPRODUCT((Data!$B$58:$B$60=Model!$F45647)*(Data!$C$57:$K$57=Model!$O45647)*(Data!$C$58:$K$60))","v":3.2595928155551883},57.404071844448119,2,{"$f":"IF(E45647<>\"Serviceable\",E45647,INDEX(Lists!$D$6:$D$8, MATCH(T45647,Lists!$C$6:$C$8,0)))","v":"Limited Life"},{"$f":"INDEX(Lists!$C$12:$C$26, MATCH(H45647, Lists!$B$12:$B$26,0))","v":"HV"}]
[null,89019,1965,"Wood Creos Impregnated","Serviceable","Class 3",0,"lv/hv",870,2023,70,"No",false,10,{"$f":"INDEX(Lists!$B$32:$B$40, MATCH(YEAR(TODAY())-C45716, Lists!$C$32:$C$40,1))","v":"51-60"},276.92960097989788,{"$f":"INDEX(Data!$E$24:$E$47, MATCH(F45716&D45716, Data!$B$24:$B$47,0))","v":1.0684339161496522E-3},{"$f":"SUMPRODUCT((Data!$B$58:$B$60=Model!$F45716)*(Data!$C$57:$K$57=Model!$O45716)*(Data!$C$58:$K$60))","v":2.6564859251595059},43.43514074840494,2,{"$f":"IF(E45716<>\"Serviceable\",E45716,INDEX(Lists!$D$6:$D$8, MATCH(T45716,Lists!$C$6:$C$8,0)))","v":"Limited Life"},{"$f":"INDEX(Lists!$C$12:$C$26, MATCH(H45716, Lists!$B$12:$B$26,0))","v":"HV"}]
[null,89079,1968,"Wood Creos Impregnated","Serviceable","Class 3",0,"lv/future hv",800,2023,80,"No",false,10,{"$f":"INDEX(Lists!$B$32:$B$40, MATCH(YEAR(TODAY())-C45766, Lists!$C$32:$C$40,1))","v":"51-60"},254.64790894703253,{"$f":"INDEX(Data!$E$24:$E$47, MATCH(F45766&D45766, Data!$B$24:$B$47,0))","v":1.0684339161496522E-3},{"$f":"SUMPRODUCT((Data!$B$58:$B$60=Model!$F45766)*(Data!$C$57:$K$57=Model!$O45766)*(Data!$C$58:$K$60))","v":2.6564859251595059},53.43514074840494,2,{"$f":"IF(E45766<>\"Serviceable\",E45766,INDEX(Lists!$D$6:$D$8, MATCH(T45766,Lists!$C$6:$C$8,0)))","v":"Limited Life"},{"$f":"INDEX(Lists!$C$12:$C$26, MATCH(H45766, Lists!$B$12:$B$26,0))","v":"LV"}]
[null,89213,1975,"Wood Creos Impregnated","Serviceable","Class 2",0,"lv/hv",1130,2019,100,"No",false,10,{"$f":"INDEX(Lists!$B$32:$B$40, MATCH(YEAR(TODAY())-C45842, Lists!$C$32:$C$40,1))","v":"41-50"},359.69017138768345,{"$f":"INDEX(Data!$E$24:$E$47, MATCH(F45842&D45842, Data!$B$24:$B$47,0))","v":1.6118836915297091E-3},{"$f":"SUMPRODUCT((Data!$B$58:$B$60=Model!$F45842)*(Data!$C$57:$K$57=Model!$O45842)*(Data!$C$58:$K$60))","v":3.126815166746074},68.731848332539258,2,{"$f":"IF(E45842<>\"Serviceable\",E45842,INDEX(Lists!$D$6:$D$8, MATCH(T45842,Lists!$C$6:$C$8,0)))","v":"Limited Life"},{"$f":"INDEX(Lists!$C$12:$C$26, MATCH(H45842, Lists!$B$12:$B$26,0))","v":"HV"}]
[null,89287,1961,"Wood Creos Impregnated","Serviceable","Class 3",0,"lv",910,2019,100,"No",false,10,{"$f":"INDEX(Lists!$B$32:$B$40, MATCH(YEAR(TODAY())-C45891, Lists!$C$32:$C$40,1))","v":"61-70"},289.66199642724951,{"$f":"INDEX(Data!$E$24:$E$47, MATCH(F45891&D45891, Data!$B$24:$B$47,0))","v":1.0684339161496522E-3},{"$f":"SUMPRODUCT((Data!$B$58:$B$60=Model!$F45891)*(Data!$C$57:$K$57=Model!$O45891)*(Data!$C$58:$K$60))","v":1.9802031311051838},80.197968688948166,1,{"$f":"IF(E45891<>\"Serviceable\",E45891,INDEX(Lists!$D$6:$D$8, MATCH(T45891,Lists!$C$6:$C$8,0)))","v":"Serviceable"},{"$f":"INDEX(Lists!$C$12:$C$26, MATCH(H45891, Lists!$B$12:$B$26,0))","v":"LV"}]
[null,89358,1975,"Wood Creos Impregnated","Serviceable","Class 3",0,"lv/hv",950,2021,100,"No",false,10,{"$f":"INDEX(Lists!$B$32:$B$40, MATCH(YEAR(TODAY())-C45941, Lists!$C$32:$C$40,1))","v":"41-50"},302.39439187460113,{"$f":"INDEX(Data!$E$24:$E$47, MATCH(F45941&D45941, Data!$B$24:$B$47,0))","v":1.0684339161496522E-3},{"$f":"SUMPRODUCT((Data!$B$58:$B$60=Model!$F45941)*(Data!$C$57:$K$57=Model!$O45941)*(Data!$C$58:$K$60))","v":3.2595928155551883},67.404071844448112,2,{"$f":"IF(E45941<>\"Serviceable\",E45941,INDEX(Lists!$D$6:$D$8, MATCH(T45941,Lists!$C$6:$C$8,0)))","v":"Limited Life"},{"$f":"INDEX(Lists!$C$12:$C$26, MATCH(H45941, Lists!$B$12:$B$26,0))","v":"HV"}]
[null,89486,1975,"Wood Creos Impregnated","Serviceable","Class 3",0,"lv",940,2019,70,"No",false,10,{"$f":"INDEX(Lists!$B$32:$B$40, MATCH(YEAR(TODAY())-C46005, Lists!$C$32:$C$40,1))","v":"41-50"},299.21129301276324,{"$f":"INDEX(Data!$E$24:$E$47, MATCH(F46005&D46005, Data!$B$24:$B$47,0))","v":1.0684339161496522E-3},{"$f":"SUMPRODUCT((Data!$B$58:$B$60=Model!$F46005)*(Data!$C$57:$K$57=Model!$O46005)*(Data!$C$58:$K$60))","v":3.2595928155551883},37.404071844448119,2,{"$f":"IF(E46005<>\"Serviceable\",E46005,INDEX(Lists!$D$6:$D$8, MATCH(T46005,Lists!$C$6:$C$8,0)))","v":"Limited Life"},{"$f":"INDEX(Lists!$C$12:$C$26, MATCH(H46005, Lists!$B$12:$B$26,0))","v":"LV"}]
[null,89580,1977,"Wood Creos Impregnated","Serviceable","Class 1",0,"lv/sub-transmission",1225,2023,130,"Yes",false,9,{"$f":"INDEX(Lists!$B$32:$B$40, MATCH(YEAR(TODAY())-C46066, Lists!$C$32:$C$40,1))","v":"41-50"},389.92961057514361,{"$f":"INDEX(Data!$E$24:$E$47, MATCH(F46066&D46066, Data!$B$24:$B$47,0))","v":9.9474993092014377E-4},{"$f":"SUMPRODUCT((Data!$B$58:$B$60=Model!$F46066)*(Data!$C$57:$K$57=Model!$O46066)*(Data!$C$58:$K$60))","v":1.7977578417715214},113.82017942405631,1,{"$f":"IF(E46066<>\"Serviceable\",E46066,INDEX(Lists!$D$6:$D$8, MATCH(T46066,Lists!$C$6:$C$8,0)))","v":"Serviceable"},{"$f":"INDEX(Lists!$C$12:$C$26, MATCH(H46066, Lists!$B$12:$B$26,0))","v":"Sub-T"}]
[null,89690,1976,"Wood Creos Impregnated","Serviceable","Class 3",0,"lv/hv",1040,2021,110,"No",false,10,{"$f":"INDEX(Lists!$B$32:$B$40, MATCH(YEAR(TODAY())-C46116, Lists!$C$32:$C$40,1))","v":"41-50"},331.04228163114232,{"$f":"INDEX(Data!$E$24:$E$47, MATCH(F46116&D46116, Data!$B$24:$B$47,0))","v":1.0684339161496522E-3},{"$f":"SUMPRODUCT((Data!$B$58:$B$60=Model!$F46116)*(Data!$C$57:$K$57=Model!$O46116)*(Data!$C$58:$K$60))","v":3.2595928155551883},77.404071844448112,1,{"$f":"IF(E46116<>\"Serviceable\",E46116,INDEX(Lists!$D$6:$D$8, MATCH(T46116,Lists!$C$6:$C$8,0)))","v":"Serviceable"},{"$f":"INDEX(Lists!$C$12:$C$26, MATCH(H46116, Lists!$B$12:$B$26,0))","v":"HV"}]
[null,89742,1963,"Wood Creos Impregnated","Serviceable","Class 3",0,"lv/hv",1100,2020,100,"No",false,10,{"$f":"INDEX(Lists!$B$32:$B$40, MATCH(YEAR(TODAY())-C46146, Lists!$C$32:$C$40,1))","v":"61-70"},350.14087480216978,{"$f":"INDEX(Data!$E$24:$E$47, MATCH(F46146&D46146, Data!$B$24:$B$47,0))","v":1.0684339161496522E-3},{"$f":"SUMPRODUCT((Data!$B$58:$B$60=Model!$F46146)*(Data!$C$57:$K$57=Model!$O46146)*(Data!$C$58:$K$60))","v":1.9802031311051838},80.197968688948166,1,{"$f":"IF(E46146<>\"Serviceable\",E46146,INDEX(Lists!$D$6:$D$8, MATCH(T46146,Lists!$C$6:$C$8,0)))","v":"Serviceable"},{"$f":"INDEX(Lists!$C$12:$C$26, MATCH(H46146, Lists!$B$12:$B$26,0))","v":"HV"}]
[null,89812,1962,"Wood Creos Impregnated","Serviceable","Class 3",0,"lv/hv",860,2021,100,"No",false,10,{"$f":"INDEX(Lists!$B$32:$B$40, MATCH(YEAR(TODAY())-C46186, Lists!$C$32:$C$40,1))","v":"61-70"},273.74650211805999,{"$f":"INDEX(Data!$E$24:$E$47, MATCH(F46186&D46186, Data!$B$24:$B$47,0))","v":1.0684339161496522E-3},{"$f":"SUMPRODUCT((Data!$B$58:$B$60=Model!$F46186)*(Data!$C$57:$K$57=Model!$O46186)*(Data!$C$58:$K$60))","v":1.9802031311051838},80.197968688948166,1,{"$f":"IF(E46186<>\"Serviceable\",E46186,INDEX(Lists!$D$6:$D$8, MATCH(T46186,Lists!$C$6:$C$8,0)))","v":"Serviceable"},{"$f":"INDEX(Lists!$C$12:$C$26, MATCH(H46186, Lists!$B$12:$B$26,0))","v":"HV"}]
[null,89931,1964,"Wood Creos Impregnated","Serviceable","Class 3",0,"lv/hv",990,2021,130,"No",false,10,{"$f":"INDEX(Lists!$B$32:$B$40, MATCH(YEAR(TODAY())-C46262, Lists!$C$32:$C$40,1))","v":"61-70"},315.1267873219528,{"$f":"INDEX(Data!$E$24:$E$47, MATCH(F46262&D46262, Data!$B$24:$B$47,0))","v":1.0684339161496522E-3},{"$f":"SUMPRODUCT((Data!$B$58:$B$60=Model!$F46262)*(Data!$C$57:$K$57=Model!$O46262)*(Data!$C$58:$K$60))","v":1.9802031311051838},110.19796868894817,1,{"$f":"IF(E46262<>\"Serviceable\",E46262,INDEX(Lists!$D$6:$D$8, MATCH(T46262,Lists!$C$6:$C$8,0)))","v":"Serviceable"},{"$f":"INDEX(Lists!$C$12:$C$26, MATCH(H46262, Lists!$B$12:$B$26,0))","v":"HV"}]
[null,90077,1968,"Wood Creos Impregnated","Limited Life","Class 3",0,"lv",1140,2023,50,"No",false,10,{"$f":"INDEX(Lists!$B$32:$B$40, MATCH(YEAR(TODAY())-C46341, Lists!$C$32:$C$40,1))","v":"51-60"},362.8732702495214,{"$f":"INDEX(Data!$E$24:$E$47, MATCH(F46341&D46341, Data!$B$24:$B$47,0))","v":1.0684339161496522E-3},{"$f":"SUMPRODUCT((Data!$B$58:$B$60=Model!$F46341)*(Data!$C$57:$K$57=Model!$O46341)*(Data!$C$58:$K$60))","v":2.6564859251595059},23.43514074840494,3,{"$f":"IF(E46341<>\"Serviceable\",E46341,INDEX(Lists!$D$6:$D$8, MATCH(T46341,Lists!$C$6:$C$8,0)))","v":"Limited Life"},{"$f":"INDEX(Lists!$C$12:$C$26, MATCH(H46341, Lists!$B$12:$B$26,0))","v":"LV"}]
[null,90118,1973,"Wood Creos Impregnated","Serviceable","Class 1",0,"lv",930,2023,100,"No",false,10,{"$f":"INDEX(Lists!$B$32:$B$40, MATCH(YEAR(TODAY())-C46361, Lists!$C$32:$C$40,1))","v":"51-60"},296.02819415092534,{"$f":"INDEX(Data!$E$24:$E$47, MATCH(F46361&D46361, Data!$B$24:$B$47,0))","v":9.9474993092014377E-4},{"$f":"SUMPRODUCT((Data!$B$58:$B$60=Model!$F46361)*(Data!$C$57:$K$57=Model!$O46361)*(Data!$C$58:$K$60))","v":1.3557210085184006},86.44278991481599,1,{"$f":"IF(E46361<>\"Serviceable\",E46361,INDEX(Lists!$D$6:$D$8, MATCH(T46361,Lists!$C$6:$C$8,0)))","v":"Serviceable"},{"$f":"INDEX(Lists!$C$12:$C$26, MATCH(H46361, Lists!$B$12:$B$26,0))","v":"LV"}]
[null,90257,1966,"Wood Creos Impregnated","Serviceable","Class 3",0,"lv/hv",880,2023,100,"No",false,10,{"$f":"INDEX(Lists!$B$32:$B$40, MATCH(YEAR(TODAY())-C46437, Lists!$C$32:$C$40,1))","v":"51-60"},280.11269984173578,{"$f":"INDEX(Data!$E$24:$E$47, MATCH(F46437&D46437, Data!$B$24:$B$47,0))","v":1.0684339161496522E-3},{"$f":"SUMPRODUCT((Data!$B$58:$B$60=Model!$F46437)*(Data!$C$57:$K$57=Model!$O46437)*(Data!$C$58:$K$60))","v":2.6564859251595059},73.435140748404933,1,{"$f":"IF(E46437<>\"Serviceable\",E46437,INDEX(Lists!$D$6:$D$8, MATCH(T46437,Lists!$C$6:$C$8,0)))","v":"Serviceable"},{"$f":"INDEX(Lists!$C$12:$C$26, MATCH(H46437, Lists!$B$12:$B$26,0))","v":"HV"}]
[null,90354,1980,"Wood Creos Impregnated","Serviceable","Class 2",0,"lv",900,2023,100,"No",false,10,{"$f":"INDEX(Lists!$B$32:$B$40, MATCH(YEAR(TODAY())-C46482, Lists!$C$32:$C$40,1))","v":"41-50"},286.47889756541161,{"$f":"INDEX(Data!$E$24:$E$47, MATCH(F46482&D46482, Data!$B$24:$B$47,0))","v":1.6118836915297091E-3},{"$f":"SUMPRODUCT((Data!$B$58:$B$60=Model!$F46482)*(Data!$C$57:$K$57=Model!$O46482)*(Data!$C$58:$K$60))","v":3.126815166746074},68.731848332539258,2,{"$f":"IF(E46482<>\"Serviceable\",E46482,INDEX(Lists!$D$6:$D$8, MATCH(T46482,Lists!$C$6:$C$8,0)))","v":"Limited Life"},{"$f":"INDEX(Lists!$C$12:$C$26, MATCH(H46482, Lists!$B$12:$B$26,0))","v":"LV"}]
[null,90469,1964,"Wood Creos Impregnated","Serviceable","Class 3",0,"lv/hv",790,2018,90,"No",false,{"$f":"IF(L46536=\"No\",ROUND((End_year-J46536)/5,0)*5,ROUND((End_year-J46536)/3,0)*3)","v":15},{"$f":"INDEX(Lists!$B$32:$B$40, MATCH(YEAR(TODAY())-C46536, Lists!$C$32:$C$40,1))","v":"61-70"},251.46481008519464,{"$f":"INDEX(Data!$E$24:$E$47, MATCH(F46536&D46536, Data!$B$24:$B$47,0))","v":1.0684339161496522E-3},{"$f":"SUMPRODUCT((Data!$B$58:$B$60=Model!$F46536)*(Data!$C$57:$K$57=Model!$O46536)*(Data!$C$58:$K$60))","v":1.9802031311051838},{"$f":"IF(IF(K46536>=700,999,(K46536-R46536*N46536))<0,0,IF(K46536>=700,999,(K46536-R46536*N46536)))","v":60.296953033422241},{"$f":"IF(S46536<30,3,IF(AND(F46536=\"Class 1\",S46536<50),2,IF(AND(F46536=\"Class 1\",S46536>=50),1,IF(S46536<70,2,1))))","v":2},{"$f":"IF(E46536<>\"Serviceable\",E46536,INDEX(Lists!$D$6:$D$8, MATCH(T46536,Lists!$C$6:$C$8,0)))","v":"Limited Life"},{"$f":"INDEX(Lists!$C$12:$C$26, MATCH(H46536, Lists!$B$12:$B$26,0))","v":"HV"}]
[null,90624,1977,"Wood Creos Impregnated","Serviceable","Class 3",0,"lv",800,2019,100,"No",false,10,{"$f":"INDEX(Lists!$B$32:$B$40, MATCH(YEAR(TODAY())-C46612, Lists!$C$32:$C$40,1))","v":"41-50"},254.64790894703253,{"$f":"INDEX(Data!$E$24:$E$47, MATCH(F46612&D46612, Data!$B$24:$B$47,0))","v":1.0684339161496522E-3},{"$f":"SUMPRODUCT((Data!$B$58:$B$60=Model!$F46612)*(Data!$C$57:$K$57=Model!$O46612)*(Data!$C$58:$K$60))","v":3.2595928155551883},67.404071844448112,2,{"$f":"IF(E46612<>\"Serviceable\",E46612,INDEX(Lists!$D$6:$D$8, MATCH(T46612,Lists!$C$6:$C$8,0)))","v":"Limited Life"},{"$f":"INDEX(Lists!$C$12:$C$26, MATCH(H46612, Lists!$B$12:$B$26,0))","v":"LV"}]
[null,90640,1940,"Wood Untreated Dressed","Serviceable","Class 1",0,"lv/hv",910,2019,140,"No",false,10,{"$f":"INDEX(Lists!$B$32:$B$40, MATCH(YEAR(TODAY())-C46623, Lists!$C$32:$C$40,1))","v":"81-90"},289.66199642724951,{"$f":"INDEX(Data!$E$24:$E$47, MATCH(F46623&D46623, Data!$B$24:$B$47,0))","v":1.9964561142097742E-3},{"$f":"SUMPRODUCT((Data!$B$58:$B$60=Model!$F46623)*(Data!$C$57:$K$57=Model!$O46623)*(Data!$C$58:$K$60))","v":2.8392735823590045},111.60726417640996,1,{"$f":"IF(E46623<>\"Serviceable\",E46623,INDEX(Lists!$D$6:$D$8, MATCH(T46623,Lists!$C$6:$C$8,0)))","v":"Serviceable"},{"$f":"INDEX(Lists!$C$12:$C$26, MATCH(H46623, Lists!$B$12:$B$26,0))","v":"HV"}]
[null,90736,1974,"Wood Creos Impregnated","Serviceable","Class 1",0,"lv/hv",1050,2018,130,"No",false,15,{"$f":"INDEX(Lists!$B$32:$B$40, MATCH(YEAR(TODAY())-C46682, Lists!$C$32:$C$40,1))","v":"51-60"},334.22538049298021,{"$f":"INDEX(Data!$E$24:$E$47, MATCH(F46682&D46682, Data!$B$24:$B$47,0))","v":9.9474993092014377E-4},{"$f":"SUMPRODUCT((Data!$B$58:$B$60=Model!$F46682)*(Data!$C$57:$K$57=Model!$O46682)*(Data!$C$58:$K$60))","v":1.3557210085184006},109.66418487222398,1,{"$f":"IF(E46682<>\"Serviceable\",E46682,INDEX(Lists!$D$6:$D$8, MATCH(T46682,Lists!$C$6:$C$8,0)))","v":"Serviceable"},{"$f":"INDEX(Lists!$C$12:$C$26, MATCH(H46682, Lists!$B$12:$B$26,0))","v":"HV"}]
[null,90813,1964,"Wood Creos Impregnated","Serviceable","Class 3",0,"lv",930,2018,120,"No",false,15,{"$f":"INDEX(Lists!$B$32:$B$40, MATCH(YEAR(TODAY())-C46732, Lists!$C$32:$C$40,1))","v":"61-70"},296.02819415092534,{"$f":"INDEX(Data!$E$24:$E$47, MATCH(F46732&D46732, Data!$B$24:$B$47,0))","v":1.0684339161496522E-3},{"$f":"SUMPRODUCT((Data!$B$58:$B$60=Model!$F46732)*(Data!$C$57:$K$57=Model!$O46732)*(Data!$C$58:$K$60))","v":1.9802031311051838},90.296953033422241,1,{"$f":"IF(E46732<>\"Serviceable\",E46732,INDEX(Lists!$D$6:$D$8, MATCH(T46732,Lists!$C$6:$C$8,0)))","v":"Serviceable"},{"$f":"INDEX(Lists!$C$12:$C$26, MATCH(H46732, Lists!$B$12:$B$26,0))","v":"LV"}]
[null,90998,1969,"Wood Creos Impregnated","Serviceable","Class 2",0,"lv/hv",1100,2020,120,"No",false,10,{"$f":"INDEX(Lists!$B$32:$B$40, MATCH(YEAR(TODAY())-C46837, Lists!$C$32:$C$40,1))","v":"51-60"},350.14087480216978,{"$f":"INDEX(Data!$E$24:$E$47, MATCH(F46837&D46837, Data!$B$24:$B$47,0))","v":1.6118836915297091E-3},{"$f":"SUMPRODUCT((Data!$B$58:$B$60=Model!$F46837)*(Data!$C$57:$K$57=Model!$O46837)*(Data!$C$58:$K$60))","v":2.6773548093458861},93.226451906541143,1,{"$f":"IF(E46837<>\"Serviceable\",E46837,INDEX(Lists!$D$6:$D$8, MATCH(T46837,Lists!$C$6:$C$8,0)))","v":"Serviceable"},{"$f":"INDEX(Lists!$C$12:$C$26, MATCH(H46837, Lists!$B$12:$B$26,0))","v":"HV"}]
[null,91039,1985,"Wood Untreated Dressed","Serviceable","Class 1",0,"lv",910,2019,120,"No",false,10,{"$f":"INDEX(Lists!$B$32:$B$40, MATCH(YEAR(TODAY())-C46862, Lists!$C$32:$C$40,1))","v":"31-40"},289.66199642724951,{"$f":"INDEX(Data!$E$24:$E$47, MATCH(F46862&D46862, Data!$B$24:$B$47,0))","v":1.9964561142097742E-3},{"$f":"SUMPRODUCT((Data!$B$58:$B$60=Model!$F46862)*(Data!$C$57:$K$57=Model!$O46862)*(Data!$C$58:$K$60))","v":3.0038452968326621},89.961547031673376,1,{"$f":"IF(E46862<>\"Serviceable\",E46862,INDEX(Lists!$D$6:$D$8, MATCH(T46862,Lists!$C$6:$C$8,0)))","v":"Serviceable"},{"$f":"INDEX(Lists!$C$12:$C$26, MATCH(H46862, Lists!$B$12:$B$26,0))","v":"LV"}]
[null,91100,1965,"Wood Creos Impregnated","Serviceable","Class 3",0,"lv/hv",1140,2023,100,"No",false,10,{"$f":"INDEX(Lists!$B$32:$B$40, MATCH(YEAR(TODAY())-C46907, Lists!$C$32:$C$40,1))","v":"51-60"},362.8732702495214,{"$f":"INDEX(Data!$E$24:$E$47, MATCH(F46907&D46907, Data!$B$24:$B$47,0))","v":1.0684339161496522E-3},{"$f":"SUMPRODUCT((Data!$B$58:$B$60=Model!$F46907)*(Data!$C$57:$K$57=Model!$O46907)*(Data!$C$58:$K$60))","v":2.6564859251595059},73.435140748404933,1,{"$f":"IF(E46907<>\"Serviceable\",E46907,INDEX(Lists!$D$6:$D$8, MATCH(T46907,Lists!$C$6:$C$8,0)))","v":"Serviceable"},{"$f":"INDEX(Lists!$C$12:$C$26, MATCH(H46907, Lists!$B$12:$B$26,0))","v":"HV"}]
[null,91163,1985,"Wood Untreated Dressed","Serviceable","Class 1",0,"lv",1000,2018,130,"No",false,15,{"$f":"INDEX(Lists!$B$32:$B$40, MATCH(YEAR(TODAY())-C46957, Lists!$C$32:$C$40,1))","v":"31-40"},318.3098861837907,{"$f":"INDEX(Data!$E$24:$E$47, MATCH(F46957&D46957, Data!$B$24:$B$47,0))","v":1.9964561142097742E-3},{"$f":"SUMPRODUCT((Data!$B$58:$B$60=Model!$F46957)*(Data!$C$57:$K$57=Model!$O46957)*(Data!$C$58:$K$60))","v":3.0038452968326621},84.942320547510064,1,{"$f":"IF(E46957<>\"Serviceable\",E46957,INDEX(Lists!$D$6:$D$8, MATCH(T46957,Lists!$C$6:$C$8,0)))","v":"Serviceable"},{"$f":"INDEX(Lists!$C$12:$C$26, MATCH(H46957, Lists!$B$12:$B$26,0))","v":"LV"}]
[null,91246,1973,"Wood Creos Impregnated","Serviceable","Class 3",0,"lv",880,2019,100,"No",false,10,{"$f":"INDEX(Lists!$B$32:$B$40, MATCH(YEAR(TODAY())-C47003, Lists!$C$32:$C$40,1))","v":"51-60"},280.11269984173578,{"$f":"INDEX(Data!$E$24:$E$47, MATCH(F47003&D47003, Data!$B$24:$B$47,0))","v":1.0684339161496522E-3},{"$f":"SUMPRODUCT((Data!$B$58:$B$60=Model!$F47003)*(Data!$C$57:$K$57=Model!$O47003)*(Data!$C$58:$K$60))","v":2.6564859251595059},73.435140748404933,1,{"$f":"IF(E47003<>\"Serviceable\",E47003,INDEX(Lists!$D$6:$D$8, MATCH(T47003,Lists!$C$6:$C$8,0)))","v":"Serviceable"},{"$f":"INDEX(Lists!$C$12:$C$26, MATCH(H47003, Lists!$B$12:$B$26,0))","v":"LV"}]
[null,91363,1971,"Wood Creos Impregnated","Serviceable","Class 3",0,"lv/hv",1050,2019,110,"No",false,10,{"$f":"INDEX(Lists!$B$32:$B$40, MATCH(YEAR(TODAY())-C47082, Lists!$C$32:$C$40,1))","v":"51-60"},334.22538049298021,{"$f":"INDEX(Data!$E$24:$E$47, MATCH(F47082&D47082, Data!$B$24:$B$47,0))","v":1.0684339161496522E-3},{"$f":"SUMPRODUCT((Data!$B$58:$B$60=Model!$F47082)*(Data!$C$57:$K$57=Model!$O47082)*(Data!$C$58:$K$60))","v":2.6564859251595059},83.435140748404933,1,{"$f":"IF(E47082<>\"Serviceable\",E47082,INDEX(Lists!$D$6:$D$8, MATCH(T47082,Lists!$C$6:$C$8,0)))","v":"Serviceable"},{"$f":"INDEX(Lists!$C$12:$C$26, MATCH(H47082, Lists!$B$12:$B$26,0))","v":"HV"}]
[null,91511,1973,"Wood Creos Impregnated","Serviceable","Class 3",0,"lv/future hv",1100,2020,100,"No",false,10,{"$f":"INDEX(Lists!$B$32:$B$40, MATCH(YEAR(TODAY())-C47158, Lists!$C$32:$C$40,1))","v":"51-60"},350.14087480216978,{"$f":"INDEX(Data!$E$24:$E$47, MATCH(F47158&D47158, Data!$B$24:$B$47,0))","v":1.0684339161496522E-3},{"$f":"SUMPRODUCT((Data!$B$58:$B$60=Model!$F47158)*(Data!$C$57:$K$57=Model!$O47158)*(Data!$C$58:$K$60))","v":2.6564859251595059},73.435140748404933,1,{"$f":"IF(E47158<>\"Serviceable\",E47158,INDEX(Lists!$D$6:$D$8, MATCH(T47158,Lists!$C$6:$C$8,0)))","v":"Serviceable"},{"$f":"INDEX(Lists!$C$12:$C$26, MATCH(H47158, Lists!$B$12:$B$26,0))","v":"LV"}]
[null,91618,1967,"Wood Creos Impregnated","Serviceable","Class 3",0,"lv",830,2020,100,"No",false,10,{"$f":"INDEX(Lists!$B$32:$B$40, MATCH(YEAR(TODAY())-C47198, Lists!$C$32:$C$40,1))","v":"51-60"},264.19720553254626,{"$f":"INDEX(Data!$E$24:$E$47, MATCH(F47198&D47198, Data!$B$24:$B$47,0))","v":1.0684339161496522E-3},{"$f":"SUMPRODUCT((Data!$B$58:$B$60=Model!$F47198)*(Data!$C$57:$K$57=Model!$O47198)*(Data!$C$58:$K$60))","v":2.6564859251595059},73.435140748404933,1,{"$f":"IF(E47198<>\"Serviceable\",E47198,INDEX(Lists!$D$6:$D$8, MATCH(T47198,Lists!$C$6:$C$8,0)))","v":"Serviceable"},{"$f":"INDEX(Lists!$C$12:$C$26, MATCH(H47198, Lists!$B$12:$B$26,0))","v":"LV"}]
[null,91729,1985,"Wood Untreated Dressed","Serviceable","Class 1",0,"lv",1040,2020,130,"No",false,10,{"$f":"INDEX(Lists!$B$32:$B$40, MATCH(YEAR(TODAY())-C47257, Lists!$C$32:$C$40,1))","v":"31-40"},331.04228163114232,{"$f":"INDEX(Data!$E$24:$E$47, MATCH(F47257&D47257, Data!$B$24:$B$47,0))","v":1.9964561142097742E-3},{"$f":"SUMPRODUCT((Data!$B$58:$B$60=Model!$F47257)*(Data!$C$57:$K$57=Model!$O47257)*(Data!$C$58:$K$60))","v":3.0038452968326621},99.961547031673376,1,{"$f":"IF(E47257<>\"Serviceable\",E47257,INDEX(Lists!$D$6:$D$8, MATCH(T47257,Lists!$C$6:$C$8,0)))","v":"Serviceable"},{"$f":"INDEX(Lists!$C$12:$C$26, MATCH(H47257, Lists!$B$12:$B$26,0))","v":"LV"}]
[null,91761,1967,"Wood Creos Impregnated","Serviceable","Class 3",0,"lv",880,2022,90,"No",false,10,{"$f":"INDEX(Lists!$B$32:$B$40, MATCH(YEAR(TODAY())-C47278, Lists!$C$32:$C$40,1))","v":"51-60"},280.11269984173578,{"$f":"INDEX(Data!$E$24:$E$47, MATCH(F47278&D47278, Data!$B$24:$B$47,0))","v":1.0684339161496522E-3},{"$f":"SUMPRODUCT((Data!$B$58:$B$60=Model!$F47278)*(Data!$C$57:$K$57=Model!$O47278)*(Data!$C$58:$K$60))","v":2.6564859251595059},63.43514074840494,2,{"$f":"IF(E47278<>\"Serviceable\",E47278,INDEX(Lists!$D$6:$D$8, MATCH(T47278,Lists!$C$6:$C$8,0)))","v":"Limited Life"},{"$f":"INDEX(Lists!$C$12:$C$26, MATCH(H47278, Lists!$B$12:$B$26,0))","v":"LV"}]
[null,91891,1933,"Wood Untreated Dressed","Serviceable","Class 1",0,"hv",1030,2023,130,"Yes",false,9,{"$f":"INDEX(Lists!$B$32:$B$40, MATCH(YEAR(TODAY())-C47339, Lists!$C$32:$C$40,1))","v":"90+"},327.85918276930443,{"$f":"INDEX(Data!$E$24:$E$47, MATCH(F47339&D47339, Data!$B$24:$B$47,0))","v":1.9964561142097742E-3},{"$f":"SUMPRODUCT((Data!$B$58:$B$60=Model!$F47339)*(Data!$C$57:$K$57=Model!$O47339)*(Data!$C$58:$K$60))","v":1.4835341045333483},116.64819305919987,1,{"$f":"IF(E47339<>\"Serviceable\",E47339,INDEX(Lists!$D$6:$D$8, MATCH(T47339,Lists!$C$6:$C$8,0)))","v":"Serviceable"},{"$f":"INDEX(Lists!$C$12:$C$26, MATCH(H47339, Lists!$B$12:$B$26,0))","v":"HV"}]
[null,92042,1937,"Wood Untreated Dressed","Serviceable","Class 1",0,"lv",851,2020,100,"No",false,10,{"$f":"INDEX(Lists!$B$32:$B$40, MATCH(YEAR(TODAY())-C47403, Lists!$C$32:$C$40,1))","v":"81-90"},270.88171314240589,{"$f":"INDEX(Data!$E$24:$E$47, MATCH(F47403&D47403, Data!$B$24:$B$47,0))","v":1.9964561142097742E-3},{"$f":"SUMPRODUCT((Data!$B$58:$B$60=Model!$F47403)*(Data!$C$57:$K$57=Model!$O47403)*(Data!$C$58:$K$60))","v":2.8392735823590045},71.607264176409956,1,{"$f":"IF(E47403<>\"Serviceable\",E47403,INDEX(Lists!$D$6:$D$8, MATCH(T47403,Lists!$C$6:$C$8,0)))","v":"Serviceable"},{"$f":"INDEX(Lists!$C$12:$C$26, MATCH(H47403, Lists!$B$12:$B$26,0))","v":"LV"}]
[null,92180,1938,"Wood Untreated Dressed","Serviceable","Class 1",0,"lv/hv",910,2021,100,"No",false,10,{"$f":"INDEX(Lists!$B$32:$B$40, MATCH(YEAR(TODAY())-C47453, Lists!$C$32:$C$40,1))","v":"81-90"},289.66199642724951,{"$f":"INDEX(Data!$E$24:$E$47, MATCH(F47453&D47453, Data!$B$24:$B$47,0))","v":1.9964561142097742E-3},{"$f":"SUMPRODUCT((Data!$B$58:$B$60=Model!$F47453)*(Data!$C$57:$K$57=Model!$O47453)*(Data!$C$58:$K$60))","v":2.8392735823590045},71.607264176409956,1,{"$f":"IF(E47453<>\"Serviceable\",E47453,INDEX(Lists!$D$6:$D$8, MATCH(T47453,Lists!$C$6:$C$8,0)))","v":"Serviceable"},{"$f":"INDEX(Lists!$C$12:$C$26, MATCH(H47453, Lists!$B$12:$B$26,0))","v":"HV"}]
[null,92331,1976,"Wood Creos Impregnated","Serviceable","Class 1",0,"lv",785,2022,100,"No",false,10,{"$f":"INDEX(Lists!$B$32:$B$40, MATCH(YEAR(TODAY())-C47534, Lists!$C$32:$C$40,1))","v":"41-50"},249.8732606542757,{"$f":"INDEX(Data!$E$24:$E$47, MATCH(F47534&D47534, Data!$B$24:$B$47,0))","v":9.9474993092014377E-4},{"$f":"SUMPRODUCT((Data!$B$58:$B$60=Model!$F47534)*(Data!$C$57:$K$57=Model!$O47534)*(Data!$C$58:$K$60))","v":1.7977578417715214},82.022421582284778,1,{"$f":"IF(E47534<>\"Serviceable\",E47534,INDEX(Lists!$D$6:$D$8, MATCH(T47534,Lists!$C$6:$C$8,0)))","v":"Serviceable"},{"$f":"INDEX(Lists!$C$12:$C$26, MATCH(H47534, Lists!$B$12:$B$26,0))","v":"LV"}]
[null,92425,1968,"Wood Creos Impregnated","Serviceable","Class 3",0,"lv/hv",920,2022,120,"No",false,10,{"$f":"INDEX(Lists!$B$32:$B$40, MATCH(YEAR(TODAY())-C47578, Lists!$C$32:$C$40,1))","v":"51-60"},292.84509528908745,{"$f":"INDEX(Data!$E$24:$E$47, MATCH(F47578&D47578, Data!$B$24:$B$47,0))","v":1.0684339161496522E-3},{"$f":"SUMPRODUCT((Data!$B$58:$B$60=Model!$F47578)*(Data!$C$57:$K$57=Model!$O47578)*(Data!$C$58:$K$60))","v":2.6564859251595059},93.435140748404933,1,{"$f":"IF(E47578<>\"Serviceable\",E47578,INDEX(Lists!$D$6:$D$8, MATCH(T47578,Lists!$C$6:$C$8,0)))","v":"Serviceable"},{"$f":"INDEX(Lists!$C$12:$C$26, MATCH(H47578, Lists!$B$12:$B$26,0))","v":"HV"}]
[null,92529,1982,"Wood Creos Impregnated","Serviceable","Class 3",0,"lv/hv",1060,2019,130,"No",false,10,{"$f":"INDEX(Lists!$B$32:$B$40, MATCH(YEAR(TODAY())-C47628, Lists!$C$32:$C$40,1))","v":"41-50"},337.4084793548181,{"$f":"INDEX(Data!$E$24:$E$47, MATCH(F47628&D47628, Data!$B$24:$B$47,0))","v":1.0684339161496522E-3},{"$f":"SUMPRODUCT((Data!$B$58:$B$60=Model!$F47628)*(Data!$C$57:$K$57=Model!$O47628)*(Data!$C$58:$K$60))","v":3.2595928155551883},97.404071844448112,1,{"$f":"IF(E47628<>\"Serviceable\",E47628,INDEX(Lists!$D$6:$D$8, MATCH(T47628,Lists!$C$6:$C$8,0)))","v":"Serviceable"},{"$f":"INDEX(Lists!$C$12:$C$26, MATCH(H47628, Lists!$B$12:$B$26,0))","v":"HV"}]
[null,92630,1973,"Wood Creos Impregnated","Serviceable","Class 3",0,"lv/hv",1100,2022,120,"No",false,10,{"$f":"INDEX(Lists!$B$32:$B$40, MATCH(YEAR(TODAY())-C47675, Lists!$C$32:$C$40,1))","v":"51-60"},350.14087480216978,{"$f":"INDEX(Data!$E$24:$E$47, MATCH(F47675&D47675, Data!$B$24:$B$47,0))","v":1.0684339161496522E-3},{"$f":"SUMPRODUCT((Data!$B$58:$B$60=Model!$F47675)*(Data!$C$57:$K$57=Model!$O47675)*(Data!$C$58:$K$60))","v":2.6564859251595059},93.435140748404933,1,{"$f":"IF(E47675<>\"Serviceable\",E47675,INDEX(Lists!$D$6:$D$8, MATCH(T47675,Lists!$C$6:$C$8,0)))","v":"Serviceable"},{"$f":"INDEX(Lists!$C$12:$C$26, MATCH(H47675, Lists!$B$12:$B$26,0))","v":"HV"}]
[null,92779,1977,"Wood Creos Impregnated","Serviceable","Class 1",0,"lv/hv",1020,2021,140,"No",{"$f":"IF(G47753=0,FALSE,TRUE)","v":false},10,{"$f":"INDEX(Lists!$B$32:$B$40, MATCH(YEAR(TODAY())-C47753, Lists!$C$32:$C$40,1))","v":"41-50"},{"$f":"I47753/PI()","v":324.67608390746648},{"$f":"INDEX(Data!$E$24:$E$47, MATCH(F47753&D47753, Data!$B$24:$B$47,0))","v":9.9474993092014377E-4},{"$f":"SUMPRODUCT((Data!$B$58:$B$60=Model!$F47753)*(Data!$C$57:$K$57=Model!$O47753)*(Data!$C$58:$K$60))","v":1.7977578417715214},122.02242158228478,1,{"$f":"IF(E47753<>\"Serviceable\",E47753,INDEX(Lists!$D$6:$D$8, MATCH(T47753,Lists!$C$6:$C$8,0)))","v":"Serviceable"},{"$f":"INDEX(Lists!$C$12:$C$26, MATCH(H47753, Lists!$B$12:$B$26,0))","v":"HV"}]
[null,92872,1970,"Wood Creos Impregnated","Serviceable","Class 3",0,"lv/hv",950,2022,90,"No",false,10,{"$f":"INDEX(Lists!$B$32:$B$40, MATCH(YEAR(TODAY())-C47803, Lists!$C$32:$C$40,1))","v":"51-60"},302.39439187460113,{"$f":"INDEX(Data!$E$24:$E$47, MATCH(F47803&D47803, Data!$B$24:$B$47,0))","v":1.0684339161496522E-3},{"$f":"SUMPRODUCT((Data!$B$58:$B$60=Model!$F47803)*(Data!$C$57:$K$57=Model!$O47803)*(Data!$C$58:$K$60))","v":2.6564859251595059},63.43514074840494,2,{"$f":"IF(E47803<>\"Serviceable\",E47803,INDEX(Lists!$D$6:$D$8, MATCH(T47803,Lists!$C$6:$C$8,0)))","v":"Limited Life"},{"$f":"INDEX(Lists!$C$12:$C$26, MATCH(H47803, Lists!$B$12:$B$26,0))","v":"HV"}]
[null,92939,1967,"Wood Creos Impregnated","Serviceable","Class 3",0,"lv/hv",1130,2022,100,"No",false,10,{"$f":"INDEX(Lists!$B$32:$B$40, MATCH(YEAR(TODAY())-C47838, Lists!$C$32:$C$40,1))","v":"51-60"},359.69017138768345,{"$f":"INDEX(Data!$E$24:$E$47, MATCH(F47838&D47838, Data!$B$24:$B$47,0))","v":1.0684339161496522E-3},{"$f":"SUMPRODUCT((Data!$B$58:$B$60=Model!$F47838)*(Data!$C$57:$K$57=Model!$O47838)*(Data!$C$58:$K$60))","v":2.6564859251595059},73.435140748404933,1,{"$f":"IF(E47838<>\"Serviceable\",E47838,INDEX(Lists!$D$6:$D$8, MATCH(T47838,Lists!$C$6:$C$8,0)))","v":"Serviceable"},{"$f":"INDEX(Lists!$C$12:$C$26, MATCH(H47838, Lists!$B$12:$B$26,0))","v":"HV"}]
[null,93114,1980,"Wood Creos Impregnated","Limited Life","Class 3",0,"lv",720,2023,50,"No",false,10,{"$f":"INDEX(Lists!$B$32:$B$40, MATCH(YEAR(TODAY())-C47928, Lists!$C$32:$C$40,1))","v":"41-50"},229.18311805232929,{"$f":"INDEX(Data!$E$24:$E$47, MATCH(F47928&D47928, Data!$B$24:$B$47,0))","v":1.0684339161496522E-3},{"$f":"SUMPRODUCT((Data!$B$58:$B$60=Model!$F47928)*(Data!$C$57:$K$57=Model!$O47928)*(Data!$C$58:$K$60))","v":3.2595928155551883},17.404071844448119,3,{"$f":"IF(E47928<>\"Serviceable\",E47928,INDEX(Lists!$D$6:$D$8, MATCH(T47928,Lists!$C$6:$C$8,0)))","v":"Limited Life"},{"$f":"INDEX(Lists!$C$12:$C$26, MATCH(H47928, Lists!$B$12:$B$26,0))","v":"LV"}]
[null,93213,1978,"Wood Creos Impregnated","Serviceable","Class 3",0,"lv/hv",1005,2021,100,"No",false,10,{"$f":"INDEX(Lists!$B$32:$B$40, MATCH(YEAR(TODAY())-C47978, Lists!$C$32:$C$40,1))","v":"41-50"},319.90143561470961,{"$f":"INDEX(Data!$E$24:$E$47, MATCH(F47978&D47978, Data!$B$24:$B$47,0))","v":1.0684339161496522E-3},{"$f":"SUMPRODUCT((Data!$B$58:$B$60=Model!$F47978)*(Data!$C$57:$K$57=Model!$O47978)*(Data!$C$58:$K$60))","v":3.2595928155551883},67.404071844448112,2,{"$f":"IF(E47978<>\"Serviceable\",E47978,INDEX(Lists!$D$6:$D$8, MATCH(T47978,Lists!$C$6:$C$8,0)))","v":"Limited Life"},{"$f":"INDEX(Lists!$C$12:$C$26, MATCH(H47978, Lists!$B$12:$B$26,0))","v":"HV"}]
[null,93312,1974,"Wood Creos Impregnated","Serviceable","Class 1",0,"lv/hv",820,2020,100,"No",false,10,{"$f":"INDEX(Lists!$B$32:$B$40, MATCH(YEAR(TODAY())-C48033, Lists!$C$32:$C$40,1))","v":"51-60"},261.01410667070837,{"$f":"INDEX(Data!$E$24:$E$47, MATCH(F48033&D48033, Data!$B$24:$B$47,0))","v":9.9474993092014377E-4},{"$f":"SUMPRODUCT((Data!$B$58:$B$60=Model!$F48033)*(Data!$C$57:$K$57=Model!$O48033)*(Data!$C$58:$K$60))","v":1.3557210085184006},86.44278991481599,1,{"$f":"IF(E48033<>\"Serviceable\",E48033,INDEX(Lists!$D$6:$D$8, MATCH(T48033,Lists!$C$6:$C$8,0)))","v":"Serviceable"},{"$f":"INDEX(Lists!$C$12:$C$26, MATCH(H48033, Lists!$B$12:$B$26,0))","v":"HV"}]
[null,93330,1965,"Wood Creos Impregnated","Serviceable","Class 3",0,"lv/hv",1210,2019,120,"No",false,10,{"$f":"INDEX(Lists!$B$32:$B$40, MATCH(YEAR(TODAY())-C48048, Lists!$C$32:$C$40,1))","v":"51-60"},385.15496228238675,{"$f":"INDEX(Data!$E$24:$E$47, MATCH(F48048&D48048, Data!$B$24:$B$47,0))","v":1.0684339161496522E-3},{"$f":"SUMPRODUCT((Data!$B$58:$B$60=Model!$F48048)*(Data!$C$57:$K$57=Model!$O48048)*(Data!$C$58:$K$60))","v":2.6564859251595059},93.435140748404933,1,{"$f":"IF(E48048<>\"Serviceable\",E48048,INDEX(Lists!$D$6:$D$8, MATCH(T48048,Lists!$C$6:$C$8,0)))","v":"Serviceable"},{"$f":"INDEX(Lists!$C$12:$C$26, MATCH(H48048, Lists!$B$12:$B$26,0))","v":"HV"}]
[null,93422,1937,"Wood Untreated Round","Serviceable","Class 1",0,"lv/hv",974,2022,100,"Yes",false,9,{"$f":"INDEX(Lists!$B$32:$B$40, MATCH(YEAR(TODAY())-C48098, Lists!$C$32:$C$40,1))","v":"81-90"},310.0338291430121,{"$f":"INDEX(Data!$E$24:$E$47, MATCH(F48098&D48098, Data!$B$24:$B$47,0))","v":1.9964561142097742E-3},{"$f":"SUMPRODUCT((Data!$B$58:$B$60=Model!$F48098)*(Data!$C$57:$K$57=Model!$O48098)*(Data!$C$58:$K$60))","v":2.8392735823590045},74.446537758768955,1,{"$f":"IF(E48098<>\"Serviceable\",E48098,INDEX(Lists!$D$6:$D$8, MATCH(T48098,Lists!$C$6:$C$8,0)))","v":"Serviceable"},{"$f":"INDEX(Lists!$C$12:$C$26, MATCH(H48098, Lists!$B$12:$B$26,0))","v":"HV"}]
[null,93549,1958,"Wood Untreated Round","Serviceable","Class 1",0,"stay",817,2020,100,"No",false,10,{"$f":"INDEX(Lists!$B$32:$B$40, MATCH(YEAR(TODAY())-C48174, Lists!$C$32:$C$40,1))","v":"61-70"},260.05917701215697,{"$f":"INDEX(Data!$E$24:$E$47, MATCH(F48174&D48174, Data!$B$24:$B$47,0))","v":1.9964561142097742E-3},{"$f":"SUMPRODUCT((Data!$B$58:$B$60=Model!$F48174)*(Data!$C$57:$K$57=Model!$O48174)*(Data!$C$58:$K$60))","v":2.3795837981601728},76.204162018398279,1,{"$f":"IF(E48174<>\"Serviceable\",E48174,INDEX(Lists!$D$6:$D$8, MATCH(T48174,Lists!$C$6:$C$8,0)))","v":"Serviceable"},{"$f":"INDEX(Lists!$C$12:$C$26, MATCH(H48174, Lists!$B$12:$B$26,0))","v":"LV"}]
[null,93697,1973,"Wood Creos Impregnated","Serviceable","Class 3",0,"lv",942,2020,100,"No",false,10,{"$f":"INDEX(Lists!$B$32:$B$40, MATCH(YEAR(TODAY())-C48250, Lists!$C$32:$C$40,1))","v":"51-60"},299.8479127851308,{"$f":"INDEX(Data!$E$24:$E$47, MATCH(F48250&D48250, Data!$B$24:$B$47,0))","v":1.0684339161496522E-3},{"$f":"SUMPRODUCT((Data!$B$58:$B$60=Model!$F48250)*(Data!$C$57:$K$57=Model!$O48250)*(Data!$C$58:$K$60))","v":2.6564859251595059},73.435140748404933,1,{"$f":"IF(E48250<>\"Serviceable\",E48250,INDEX(Lists!$D$6:$D$8, MATCH(T48250,Lists!$C$6:$C$8,0)))","v":"Serviceable"},{"$f":"INDEX(Lists!$C$12:$C$26, MATCH(H48250, Lists!$B$12:$B$26,0))","v":"LV"}]
[null,93792,1988,"Wood Untreated Dressed","Serviceable","Class 1",0,"lv/hv",1030,2020,130,"No",false,10,{"$f":"INDEX(Lists!$B$32:$B$40, MATCH(YEAR(TODAY())-C48299, Lists!$C$32:$C$40,1))","v":"31-40"},327.85918276930443,{"$f":"INDEX(Data!$E$24:$E$47, MATCH(F48299&D48299, Data!$B$24:$B$47,0))","v":1.9964561142097742E-3},{"$f":"SUMPRODUCT((Data!$B$58:$B$60=Model!$F48299)*(Data!$C$57:$K$57=Model!$O48299)*(Data!$C$58:$K$60))","v":3.0038452968326621},99.961547031673376,1,{"$f":"IF(E48299<>\"Serviceable\",E48299,INDEX(Lists!$D$6:$D$8, MATCH(T48299,Lists!$C$6:$C$8,0)))","v":"Serviceable"},{"$f":"INDEX(Lists!$C$12:$C$26, MATCH(H48299, Lists!$B$12:$B$26,0))","v":"HV"}]
[null,93890,1971,"Wood Creos Impregnated","Serviceable","Class 2",0,"lv",850,2020,100,"No",false,10,{"$f":"INDEX(Lists!$B$32:$B$40, MATCH(YEAR(TODAY())-C48349, Lists!$C$32:$C$40,1))","v":"51-60"},270.5634032562221,{"$f":"INDEX(Data!$E$24:$E$47, MATCH(F48349&D48349, Data!$B$24:$B$47,0))","v":1.6118836915297091E-3},{"$f":"SUMPRODUCT((Data!$B$58:$B$60=Model!$F48349)*(Data!$C$57:$K$57=Model!$O48349)*(Data!$C$58:$K$60))","v":2.6773548093458861},73.226451906541143,1,{"$f":"IF(E48349<>\"Serviceable\",E48349,INDEX(Lists!$D$6:$D$8, MATCH(T48349,Lists!$C$6:$C$8,0)))","v":"Serviceable"},{"$f":"INDEX(Lists!$C$12:$C$26, MATCH(H48349, Lists!$B$12:$B$26,0))","v":"LV"}]
[null,93981,1964,"Wood Creos Impregnated","Serviceable","Class 2",0,"lv/hv",810,2020,100,"No",false,10,{"$f":"INDEX(Lists!$B$32:$B$40, MATCH(YEAR(TODAY())-C48391, Lists!$C$32:$C$40,1))","v":"61-70"},257.83100780887048,{"$f":"INDEX(Data!$E$24:$E$47, MATCH(F48391&D48391, Data!$B$24:$B$47,0))","v":1.6118836915297091E-3},{"$f":"SUMPRODUCT((Data!$B$58:$B$60=Model!$F48391)*(Data!$C$57:$K$57=Model!$O48391)*(Data!$C$58:$K$60))","v":2.227481027604485},77.725189723955154,1,{"$f":"IF(E48391<>\"Serviceable\",E48391,INDEX(Lists!$D$6:$D$8, MATCH(T48391,Lists!$C$6:$C$8,0)))","v":"Serviceable"},{"$f":"INDEX(Lists!$C$12:$C$26, MATCH(H48391, Lists!$B$12:$B$26,0))","v":"HV"}]
[null,94127,1969,"Wood Creos Impregnated","Serviceable","Class 3",0,"lv",980,2020,100,"No",false,10,{"$f":"INDEX(Lists!$B$32:$B$40, MATCH(YEAR(TODAY())-C48474, Lists!$C$32:$C$40,1))","v":"51-60"},311.94368846011486,{"$f":"INDEX(Data!$E$24:$E$47, MATCH(F48474&D48474, Data!$B$24:$B$47,0))","v":1.0684339161496522E-3},{"$f":"SUMPRODUCT((Data!$B$58:$B$60=Model!$F48474)*(Data!$C$57:$K$57=Model!$O48474)*(Data!$C$58:$K$60))","v":2.6564859251595059},73.435140748404933,1,{"$f":"IF(E48474<>\"Serviceable\",E48474,INDEX(Lists!$D$6:$D$8, MATCH(T48474,Lists!$C$6:$C$8,0)))","v":"Serviceable"},{"$f":"INDEX(Lists!$C$12:$C$26, MATCH(H48474, Lists!$B$12:$B$26,0))","v":"LV"}]
[null,94199,1980,"Wood Creos Impregnated","Serviceable","Class 3",0,"pl",920,2023,120,"Yes",false,9,{"$f":"INDEX(Lists!$B$32:$B$40, MATCH(YEAR(TODAY())-C48524, Lists!$C$32:$C$40,1))","v":"41-50"},292.84509528908745,{"$f":"INDEX(Data!$E$24:$E$47, MATCH(F48524&D48524, Data!$B$24:$B$47,0))","v":1.0684339161496522E-3},{"$f":"SUMPRODUCT((Data!$B$58:$B$60=Model!$F48524)*(Data!$C$57:$K$57=Model!$O48524)*(Data!$C$58:$K$60))","v":3.2595928155551883},90.663664660003306,1,{"$f":"IF(E48524<>\"Serviceable\",E48524,INDEX(Lists!$D$6:$D$8, MATCH(T48524,Lists!$C$6:$C$8,0)))","v":"Serviceable"},{"$f":"INDEX(Lists!$C$12:$C$26, MATCH(H48524, Lists!$B$12:$B$26,0))","v":"LV"}]
[null,94258,1978,"Wood Creos Impregnated","Serviceable","Class 1",0,"lv",820,2020,100,"No",false,10,{"$f":"INDEX(Lists!$B$32:$B$40, MATCH(YEAR(TODAY())-C48554, Lists!$C$32:$C$40,1))","v":"41-50"},261.01410667070837,{"$f":"INDEX(Data!$E$24:$E$47, MATCH(F48554&D48554, Data!$B$24:$B$47,0))","v":9.9474993092014377E-4},{"$f":"SUMPRODUCT((Data!$B$58:$B$60=Model!$F48554)*(Data!$C$57:$K$57=Model!$O48554)*(Data!$C$58:$K$60))","v":1.7977578417715214},82.022421582284778,1,{"$f":"IF(E48554<>\"Serviceable\",E48554,INDEX(Lists!$D$6:$D$8, MATCH(T48554,Lists!$C$6:$C$8,0)))","v":"Serviceable"},{"$f":"INDEX(Lists!$C$12:$C$26, MATCH(H48554, Lists!$B$12:$B$26,0))","v":"LV"}]
[null,94339,1972,"Wood Creos Impregnated","Serviceable","Class 3",0,"lv/hv",1160,2020,100,"No",false,10,{"$f":"INDEX(Lists!$B$32:$B$40, MATCH(YEAR(TODAY())-C48594, Lists!$C$32:$C$40,1))","v":"51-60"},369.23946797319718,{"$f":"INDEX(Data!$E$24:$E$47, MATCH(F48594&D48594, Data!$B$24:$B$47,0))","v":1.0684339161496522E-3},{"$f":"SUMPRODUCT((Data!$B$58:$B$60=Model!$F48594)*(Data!$C$57:$K$57=Model!$O48594)*(Data!$C$58:$K$60))","v":2.6564859251595059},73.435140748404933,1,{"$f":"IF(E48594<>\"Serviceable\",E48594,INDEX(Lists!$D$6:$D$8, MATCH(T48594,Lists!$C$6:$C$8,0)))","v":"Serviceable"},{"$f":"INDEX(Lists!$C$12:$C$26, MATCH(H48594, Lists!$B$12:$B$26,0))","v":"HV"}]
[null,94412,1969,"Wood Creos Impregnated","Serviceable","Class 1",0,"lv/hv",1100,2020,130,"No",false,10,{"$f":"INDEX(Lists!$B$32:$B$40, MATCH(YEAR(TODAY())-C48644, Lists!$C$32:$C$40,1))","v":"51-60"},350.14087480216978,{"$f":"INDEX(Data!$E$24:$E$47, MATCH(F48644&D48644, Data!$B$24:$B$47,0))","v":9.9474993092014377E-4},{"$f":"SUMPRODUCT((Data!$B$58:$B$60=Model!$F48644)*(Data!$C$57:$K$57=Model!$O48644)*(Data!$C$58:$K$60))","v":1.3557210085184006},116.44278991481599,1,{"$f":"IF(E48644<>\"Serviceable\",E48644,INDEX(Lists!$D$6:$D$8, MATCH(T48644,Lists!$C$6:$C$8,0)))","v":"Serviceable"},{"$f":"INDEX(Lists!$C$12:$C$26, MATCH(H48644, Lists!$B$12:$B$26,0))","v":"HV"}]
[null,94579,1965,"Wood Creos Impregnated","Unserviceable","Class 3",0,"lv",817,2023,40,"No",false,10,{"$f":"INDEX(Lists!$B$32:$B$40, MATCH(YEAR(TODAY())-C48749, Lists!$C$32:$C$40,1))","v":"51-60"},260.05917701215697,{"$f":"INDEX(Data!$E$24:$E$47, MATCH(F48749&D48749, Data!$B$24:$B$47,0))","v":1.0684339161496522E-3},{"$f":"SUMPRODUCT((Data!$B$58:$B$60=Model!$F48749)*(Data!$C$57:$K$57=Model!$O48749)*(Data!$C$58:$K$60))","v":2.6564859251595059},13.43514074840494,3,{"$f":"IF(E48749<>\"Serviceable\",E48749,INDEX(Lists!$D$6:$D$8, MATCH(T48749,Lists!$C$6:$C$8,0)))","v":"Unserviceable"},{"$f":"INDEX(Lists!$C$12:$C$26, MATCH(H48749, Lists!$B$12:$B$26,0))","v":"LV"}]
[null,94615,1973,"Wood Creos Impregnated","Serviceable","Class 3",0,"lv",840,2023,110,"No",false,10,{"$f":"INDEX(Lists!$B$32:$B$40, MATCH(YEAR(TODAY())-C48769, Lists!$C$32:$C$40,1))","v":"51-60"},267.38030439438415,{"$f":"INDEX(Data!$E$24:$E$47, MATCH(F48769&D48769, Data!$B$24:$B$47,0))","v":1.0684339161496522E-3},{"$f":"SUMPRODUCT((Data!$B$58:$B$60=Model!$F48769)*(Data!$C$57:$K$57=Model!$O48769)*(Data!$C$58:$K$60))","v":2.6564859251595059},83.435140748404933,1,{"$f":"IF(E48769<>\"Serviceable\",E48769,INDEX(Lists!$D$6:$D$8, MATCH(T48769,Lists!$C$6:$C$8,0)))","v":"Serviceable"},{"$f":"INDEX(Lists!$C$12:$C$26, MATCH(H48769, Lists!$B$12:$B$26,0))","v":"LV"}]
[null,94716,1969,"Wood Creos Impregnated","Serviceable","Class 2",0,"lv",750,2019,100,"No",false,10,{"$f":"INDEX(Lists!$B$32:$B$40, MATCH(YEAR(TODAY())-C48819, Lists!$C$32:$C$40,1))","v":"51-60"},238.73241463784302,{"$f":"INDEX(Data!$E$24:$E$47, MATCH(F48819&D48819, Data!$B$24:$B$47,0))","v":1.6118836915297091E-3},{"$f":"SUMPRODUCT((Data!$B$58:$B$60=Model!$F48819)*(Data!$C$57:$K$57=Model!$O48819)*(Data!$C$58:$K$60))","v":2.6773548093458861},73.226451906541143,1,{"$f":"IF(E48819<>\"Serviceable\",E48819,INDEX(Lists!$D$6:$D$8, MATCH(T48819,Lists!$C$6:$C$8,0)))","v":"Serviceable"},{"$f":"INDEX(Lists!$C$12:$C$26, MATCH(H48819, Lists!$B$12:$B$26,0))","v":"LV"}]
[null,94846,1974,"Wood Creos Impregnated","Serviceable","Class 3",0,"lv",920,2018,100,"No",false,15,{"$f":"INDEX(Lists!$B$32:$B$40, MATCH(YEAR(TODAY())-C48890, Lists!$C$32:$C$40,1))","v":"51-60"},292.84509528908745,{"$f":"INDEX(Data!$E$24:$E$47, MATCH(F48890&D48890, Data!$B$24:$B$47,0))","v":1.0684339161496522E-3},{"$f":"SUMPRODUCT((Data!$B$58:$B$60=Model!$F48890)*(Data!$C$57:$K$57=Model!$O48890)*(Data!$C$58:$K$60))","v":2.6564859251595059},60.152711122607414,2,{"$f":"IF(E48890<>\"Serviceable\",E48890,INDEX(Lists!$D$6:$D$8, MATCH(T48890,Lists!$C$6:$C$8,0)))","v":"Limited Life"},{"$f":"INDEX(Lists!$C$12:$C$26, MATCH(H48890, Lists!$B$12:$B$26,0))","v":"LV"}]
[null,94933,1981,"Wood Creos Impregnated","Serviceable","Class 3",0,"hv",1140,2019,130,"No",false,10,{"$f":"INDEX(Lists!$B$32:$B$40, MATCH(YEAR(TODAY())-C48944, Lists!$C$32:$C$40,1))","v":"41-50"},362.8732702495214,{"$f":"INDEX(Data!$E$24:$E$47, MATCH(F48944&D48944, Data!$B$24:$B$47,0))","v":1.0684339161496522E-3},{"$f":"SUMPRODUCT((Data!$B$58:$B$60=Model!$F48944)*(Data!$C$57:$K$57=Model!$O48944)*(Data!$C$58:$K$60))","v":3.2595928155551883},97.404071844448112,1,{"$f":"IF(E48944<>\"Serviceable\",E48944,INDEX(Lists!$D$6:$D$8, MATCH(T48944,Lists!$C$6:$C$8,0)))","v":"Serviceable"},{"$f":"INDEX(Lists!$C$12:$C$26, MATCH(H48944, Lists!$B$12:$B$26,0))","v":"HV"}]
[null,95074,1975,"Wood Creos Impregnated","Serviceable","Class 1",0,"lv/hv",940,2021,130,"No",false,10,{"$f":"INDEX(Lists!$B$32:$B$40, MATCH(YEAR(TODAY())-C49020, Lists!$C$32:$C$40,1))","v":"41-50"},299.21129301276324,{"$f":"INDEX(Data!$E$24:$E$47, MATCH(F49020&D49020, Data!$B$24:$B$47,0))","v":9.9474993092014377E-4},{"$f":"SUMPRODUCT((Data!$B$58:$B$60=Model!$F49020)*(Data!$C$57:$K$57=Model!$O49020)*(Data!$C$58:$K$60))","v":1.7977578417715214},112.02242158228478,1,{"$f":"IF(E49020<>\"Serviceable\",E49020,INDEX(Lists!$D$6:$D$8, MATCH(T49020,Lists!$C$6:$C$8,0)))","v":"Serviceable"},{"$f":"INDEX(Lists!$C$12:$C$26, MATCH(H49020, Lists!$B$12:$B$26,0))","v":"HV"}]
[null,95100,1972,"Wood Untreated Dressed","Serviceable","Class 1",0,"lv/hv",1050,2023,120,"No",false,10,{"$f":"INDEX(Lists!$B$32:$B$40, MATCH(YEAR(TODAY())-C49031, Lists!$C$32:$C$40,1))","v":"51-60"},334.22538049298021,{"$f":"INDEX(Data!$E$24:$E$47, MATCH(F49031&D49031, Data!$B$24:$B$47,0))","v":1.9964561142097742E-3},{"$f":"SUMPRODUCT((Data!$B$58:$B$60=Model!$F49031)*(Data!$C$57:$K$57=Model!$O49031)*(Data!$C$58:$K$60))","v":1.3557210085184006},106.44278991481599,1,{"$f":"IF(E49031<>\"Serviceable\",E49031,INDEX(Lists!$D$6:$D$8, MATCH(T49031,Lists!$C$6:$C$8,0)))","v":"Serviceable"},{"$f":"INDEX(Lists!$C$12:$C$26, MATCH(H49031, Lists!$B$12:$B$26,0))","v":"HV"}]
[null,95259,1981,"Wood Creos Impregnated","Serviceable","Class 1",0,"lv/hv",830,2023,120,"Yes",false,9,{"$f":"INDEX(Lists!$B$32:$B$40, MATCH(YEAR(TODAY())-C49119, Lists!$C$32:$C$40,1))","v":"41-50"},264.19720553254626,{"$f":"INDEX(Data!$E$24:$E$47, MATCH(F49119&D49119, Data!$B$24:$B$47,0))","v":9.9474993092014377E-4},{"$f":"SUMPRODUCT((Data!$B$58:$B$60=Model!$F49119)*(Data!$C$57:$K$57=Model!$O49119)*(Data!$C$58:$K$60))","v":1.7977578417715214},103.82017942405631,1,{"$f":"IF(E49119<>\"Serviceable\",E49119,INDEX(Lists!$D$6:$D$8, MATCH(T49119,Lists!$C$6:$C$8,0)))","v":"Serviceable"},{"$f":"INDEX(Lists!$C$12:$C$26, MATCH(H49119, Lists!$B$12:$B$26,0))","v":"HV"}]
[null,95302,1969,"Wood Creos Impregnated","Serviceable","Class 3",0,"lv",870,2021,100,"No",false,10,{"$f":"INDEX(Lists!$B$32:$B$40, MATCH(YEAR(TODAY())-C49140, Lists!$C$32:$C$40,1))","v":"51-60"},276.92960097989788,{"$f":"INDEX(Data!$E$24:$E$47, MATCH(F49140&D49140, Data!$B$24:$B$47,0))","v":1.0684339161496522E-3},{"$f":"SUMPRODUCT((Data!$B$58:$B$60=Model!$F49140)*(Data!$C$57:$K$57=Model!$O49140)*(Data!$C$58:$K$60))","v":2.6564859251595059},73.435140748404933,1,{"$f":"IF(E49140<>\"Serviceable\",E49140,INDEX(Lists!$D$6:$D$8, MATCH(T49140,Lists!$C$6:$C$8,0)))","v":"Serviceable"},{"$f":"INDEX(Lists!$C$12:$C$26, MATCH(H49140, Lists!$B$12:$B$26,0))","v":"LV"}]
[null,95450,1984,"Wood Untreated Dressed","Serviceable","Class 1",0,"hv",1250,2023,100,"Yes",false,9,{"$f":"INDEX(Lists!$B$32:$B$40, MATCH(YEAR(TODAY())-C49226, Lists!$C$32:$C$40,1))","v":"41-50"},397.88735772973837,{"$f":"INDEX(Data!$E$24:$E$47, MATCH(F49226&D49226, Data!$B$24:$B$47,0))","v":1.9964561142097742E-3},{"$f":"SUMPRODUCT((Data!$B$58:$B$60=Model!$F49226)*(Data!$C$57:$K$57=Model!$O49226)*(Data!$C$58:$K$60))","v":1.7977578417715214},83.820179424056306,1,{"$f":"IF(E49226<>\"Serviceable\",E49226,INDEX(Lists!$D$6:$D$8, MATCH(T49226,Lists!$C$6:$C$8,0)))","v":"Serviceable"},{"$f":"INDEX(Lists!$C$12:$C$26, MATCH(H49226, Lists!$B$12:$B$26,0))","v":"HV"}]
[null,95521,1965,"Wood Creos Impregnated","Serviceable","Class 3",0,"lv",880,2021,100,"No",false,10,{"$f":"INDEX(Lists!$B$32:$B$40, MATCH(YEAR(TODAY())-C49265, Lists!$C$32:$C$40,1))","v":"51-60"},280.11269984173578,{"$f":"INDEX(Data!$E$24:$E$47, MATCH(F49265&D49265, Data!$B$24:$B$47,0))","v":1.0684339161496522E-3},{"$f":"SUMPRODUCT((Data!$B$58:$B$60=Model!$F49265)*(Data!$C$57:$K$57=Model!$O49265)*(Data!$C$58:$K$60))","v":2.6564859251595059},73.435140748404933,1,{"$f":"IF(E49265<>\"Serviceable\",E49265,INDEX(Lists!$D$6:$D$8, MATCH(T49265,Lists!$C$6:$C$8,0)))","v":"Serviceable"},{"$f":"INDEX(Lists!$C$12:$C$26, MATCH(H49265, Lists!$B$12:$B$26,0))","v":"LV"}]
[null,95603,1965,"Wood Creos Impregnated","Serviceable","Class 3",0,"lv",870,2021,80,"No",false,10,{"$f":"INDEX(Lists!$B$32:$B$40, MATCH(YEAR(TODAY())-C49315, Lists!$C$32:$C$40,1))","v":"51-60"},276.92960097989788,{"$f":"INDEX(Data!$E$24:$E$47, MATCH(F49315&D49315, Data!$B$24:$B$47,0))","v":1.0684339161496522E-3},{"$f":"SUMPRODUCT((Data!$B$58:$B$60=Model!$F49315)*(Data!$C$57:$K$57=Model!$O49315)*(Data!$C$58:$K$60))","v":2.6564859251595059},53.43514074840494,2,{"$f":"IF(E49315<>\"Serviceable\",E49315,INDEX(Lists!$D$6:$D$8, MATCH(T49315,Lists!$C$6:$C$8,0)))","v":"Limited Life"},{"$f":"INDEX(Lists!$C$12:$C$26, MATCH(H49315, Lists!$B$12:$B$26,0))","v":"LV"}]
[null,95690,1954,"Wood Untreated Round","Serviceable","Class 1",0,"lv/hv",830,2023,100,"Yes",false,9,{"$f":"INDEX(Lists!$B$32:$B$40, MATCH(YEAR(TODAY())-C49367, Lists!$C$32:$C$40,1))","v":"71-80"},264.19720553254626,{"$f":"INDEX(Data!$E$24:$E$47, MATCH(F49367&D49367, Data!$B$24:$B$47,0))","v":1.9964561142097742E-3},{"$f":"SUMPRODUCT((Data!$B$58:$B$60=Model!$F49367)*(Data!$C$57:$K$57=Model!$O49367)*(Data!$C$58:$K$60))","v":2.0707751244791428},81.363023879687717,1,{"$f":"IF(E49367<>\"Serviceable\",E49367,INDEX(Lists!$D$6:$D$8, MATCH(T49367,Lists!$C$6:$C$8,0)))","v":"Serviceable"},{"$f":"INDEX(Lists!$C$12:$C$26, MATCH(H49367, Lists!$B$12:$B$26,0))","v":"HV"}]
[null,95824,1980,"Wood Creos Impregnated","Serviceable","Class 3",0,"lv/hv",920,2021,80,"Yes",false,9,{"$f":"INDEX(Lists!$B$32:$B$40, MATCH(YEAR(TODAY())-C49440, Lists!$C$32:$C$40,1))","v":"41-50"},292.84509528908745,{"$f":"INDEX(Data!$E$24:$E$47, MATCH(F49440&D49440, Data!$B$24:$B$47,0))","v":1.0684339161496522E-3},{"$f":"SUMPRODUCT((Data!$B$58:$B$60=Model!$F49440)*(Data!$C$57:$K$57=Model!$O49440)*(Data!$C$58:$K$60))","v":3.2595928155551883},50.663664660003306,2,{"$f":"IF(E49440<>\"Serviceable\",E49440,INDEX(Lists!$D$6:$D$8, MATCH(T49440,Lists!$C$6:$C$8,0)))","v":"Limited Life"},{"$f":"INDEX(Lists!$C$12:$C$26, MATCH(H49440, Lists!$B$12:$B$26,0))","v":"HV"}]
[null,95920,1977,"Wood Creos Impregnated","Serviceable","Class 3",0,"lv/hv",1280,2019,150,"No",false,10,{"$f":"INDEX(Lists!$B$32:$B$40, MATCH(YEAR(TODAY())-C49490, Lists!$C$32:$C$40,1))","v":"41-50"},407.4366543152521,{"$f":"INDEX(Data!$E$24:$E$47, MATCH(F49490&D49490, Data!$B$24:$B$47,0))","v":1.0684339161496522E-3},{"$f":"SUMPRODUCT((Data!$B$58:$B$60=Model!$F49490)*(Data!$C$57:$K$57=Model!$O49490)*(Data!$C$58:$K$60))","v":3.2595928155551883},117.40407184444811,1,{"$f":"IF(E49490<>\"Serviceable\",E49490,INDEX(Lists!$D$6:$D$8, MATCH(T49490,Lists!$C$6:$C$8,0)))","v":"Serviceable"},{"$f":"INDEX(Lists!$C$12:$C$26, MATCH(H49490, Lists!$B$12:$B$26,0))","v":"HV"}]
[null,96012,1956,"Wood Untreated Round","Serviceable","Class 1",0,"hv/sub-transmission",1300,2023,100,"Yes",false,9,{"$f":"INDEX(Lists!$B$32:$B$40, MATCH(YEAR(TODAY())-C49540, Lists!$C$32:$C$40,1))","v":"61-70"},413.80285203892788,{"$f":"INDEX(Data!$E$24:$E$47, MATCH(F49540&D49540, Data!$B$24:$B$47,0))","v":1.9964561142097742E-3},{"$f":"SUMPRODUCT((Data!$B$58:$B$60=Model!$F49540)*(Data!$C$57:$K$57=Model!$O49540)*(Data!$C$58:$K$60))","v":2.3795837981601728},78.583745816558448,1,{"$f":"IF(E49540<>\"Serviceable\",E49540,INDEX(Lists!$D$6:$D$8, MATCH(T49540,Lists!$C$6:$C$8,0)))","v":"Serviceable"},{"$f":"INDEX(Lists!$C$12:$C$26, MATCH(H49540, Lists!$B$12:$B$26,0))","v":"Sub-T"}]
[null,96147,1972,"Wood Creos Impregnated","Serviceable","Class 3",0,"lv/hv",1190,2023,90,"Yes",false,9,{"$f":"INDEX(Lists!$B$32:$B$40, MATCH(YEAR(TODAY())-C49606, Lists!$C$32:$C$40,1))","v":"51-60"},378.78876455871091,{"$f":"INDEX(Data!$E$24:$E$47, MATCH(F49606&D49606, Data!$B$24:$B$47,0))","v":1.0684339161496522E-3},{"$f":"SUMPRODUCT((Data!$B$58:$B$60=Model!$F49606)*(Data!$C$57:$K$57=Model!$O49606)*(Data!$C$58:$K$60))","v":2.6564859251595059},66.091626673564448,2,{"$f":"IF(E49606<>\"Serviceable\",E49606,INDEX(Lists!$D$6:$D$8, MATCH(T49606,Lists!$C$6:$C$8,0)))","v":"Limited Life"},{"$f":"INDEX(Lists!$C$12:$C$26, MATCH(H49606, Lists!$B$12:$B$26,0))","v":"HV"}]
[null,96231,1980,"Wood Creos Impregnated","Serviceable","Class 3",0,"lv",750,2019,100,"No",false,10,{"$f":"INDEX(Lists!$B$32:$B$40, MATCH(YEAR(TODAY())-C49665, Lists!$C$32:$C$40,1))","v":"41-50"},238.73241463784302,{"$f":"INDEX(Data!$E$24:$E$47, MATCH(F49665&D49665, Data!$B$24:$B$47,0))","v":1.0684339161496522E-3},{"$f":"SUMPRODUCT((Data!$B$58:$B$60=Model!$F49665)*(Data!$C$57:$K$57=Model!$O49665)*(Data!$C$58:$K$60))","v":3.2595928155551883},67.404071844448112,2,{"$f":"IF(E49665<>\"Serviceable\",E49665,INDEX(Lists!$D$6:$D$8, MATCH(T49665,Lists!$C$6:$C$8,0)))","v":"Limited Life"},{"$f":"INDEX(Lists!$C$12:$C$26, MATCH(H49665, Lists!$B$12:$B$26,0))","v":"LV"}]
[null,96280,1976,"Wood Creos Impregnated","Serviceable","Class 3",0,"lv/hv",1250,2023,100,"No",false,10,{"$f":"INDEX(Lists!$B$32:$B$40, MATCH(YEAR(TODAY())-C49686, Lists!$C$32:$C$40,1))","v":"41-50"},397.88735772973837,{"$f":"INDEX(Data!$E$24:$E$47, MATCH(F49686&D49686, Data!$B$24:$B$47,0))","v":1.0684339161496522E-3},{"$f":"SUMPRODUCT((Data!$B$58:$B$60=Model!$F49686)*(Data!$C$57:$K$57=Model!$O49686)*(Data!$C$58:$K$60))","v":3.2595928155551883},67.404071844448112,2,{"$f":"IF(E49686<>\"Serviceable\",E49686,INDEX(Lists!$D$6:$D$8, MATCH(T49686,Lists!$C$6:$C$8,0)))","v":"Limited Life"},{"$f":"INDEX(Lists!$C$12:$C$26, MATCH(H49686, Lists!$B$12:$B$26,0))","v":"HV"}]
[null,96384,1976,"Wood Creos Impregnated","Serviceable","Class 1",0,"lv/sub-transmission",950,2021,130,"No",false,10,{"$f":"INDEX(Lists!$B$32:$B$40, MATCH(YEAR(TODAY())-C49747, Lists!$C$32:$C$40,1))","v":"41-50"},302.39439187460113,{"$f":"INDEX(Data!$E$24:$E$47, MATCH(F49747&D49747, Data!$B$24:$B$47,0))","v":9.9474993092014377E-4},{"$f":"SUMPRODUCT((Data!$B$58:$B$60=Model!$F49747)*(Data!$C$57:$K$57=Model!$O49747)*(Data!$C$58:$K$60))","v":1.7977578417715214},112.02242158228478,1,{"$f":"IF(E49747<>\"Serviceable\",E49747,INDEX(Lists!$D$6:$D$8, MATCH(T49747,Lists!$C$6:$C$8,0)))","v":"Serviceable"},{"$f":"INDEX(Lists!$C$12:$C$26, MATCH(H49747, Lists!$B$12:$B$26,0))","v":"Sub-T"}]
[null,96534,1982,"Wood Creos Impregnated","Serviceable","Class 3",0,"hv",1030,2019,100,"No",false,10,{"$f":"INDEX(Lists!$B$32:$B$40, MATCH(YEAR(TODAY())-C49840, Lists!$C$32:$C$40,1))","v":"41-50"},327.85918276930443,{"$f":"INDEX(Data!$E$24:$E$47, MATCH(F49840&D49840, Data!$B$24:$B$47,0))","v":1.0684339161496522E-3},{"$f":"SUMPRODUCT((Data!$B$58:$B$60=Model!$F49840)*(Data!$C$57:$K$57=Model!$O49840)*(Data!$C$58:$K$60))","v":3.2595928155551883},67.404071844448112,2,{"$f":"IF(E49840<>\"Serviceable\",E49840,INDEX(Lists!$D$6:$D$8, MATCH(T49840,Lists!$C$6:$C$8,0)))","v":"Limited Life"},{"$f":"INDEX(Lists!$C$12:$C$26, MATCH(H49840, Lists!$B$12:$B$26,0))","v":"HV"}]
[null,96580,1980,"Wood Creos Impregnated","Serviceable","Class 1",0,"lv/hv",1000,2019,120,"No",false,10,{"$f":"INDEX(Lists!$B$32:$B$40, MATCH(YEAR(TODAY())-C49861, Lists!$C$32:$C$40,1))","v":"41-50"},318.3098861837907,{"$f":"INDEX(Data!$E$24:$E$47, MATCH(F49861&D49861, Data!$B$24:$B$47,0))","v":9.9474993092014377E-4},{"$f":"SUMPRODUCT((Data!$B$58:$B$60=Model!$F49861)*(Data!$C$57:$K$57=Model!$O49861)*(Data!$C$58:$K$60))","v":1.7977578417715214},102.02242158228478,1,{"$f":"IF(E49861<>\"Serviceable\",E49861,INDEX(Lists!$D$6:$D$8, MATCH(T49861,Lists!$C$6:$C$8,0)))","v":"Serviceable"},{"$f":"INDEX(Lists!$C$12:$C$26, MATCH(H49861, Lists!$B$12:$B$26,0))","v":"HV"}]
[null,96761,1983,"Wood Creos Impregnated","Serviceable","Class 3",0,"lv",930,2019,100,"No",false,10,{"$f":"INDEX(Lists!$B$32:$B$40, MATCH(YEAR(TODAY())-C49942, Lists!$C$32:$C$40,1))","v":"41-50"},296.02819415092534,{"$f":"INDEX(Data!$E$24:$E$47, MATCH(F49942&D49942, Data!$B$24:$B$47,0))","v":1.0684339161496522E-3},{"$f":"SUMPRODUCT((Data!$B$58:$B$60=Model!$F49942)*(Data!$C$57:$K$57=Model!$O49942)*(Data!$C$58:$K$60))","v":3.2595928155551883},67.404071844448112,2,{"$f":"IF(E49942<>\"Serviceable\",E49942,INDEX(Lists!$D$6:$D$8, MATCH(T49942,Lists!$C$6:$C$8,0)))","v":"Limited Life"},{"$f":"INDEX(Lists!$C$12:$C$26, MATCH(H49942, Lists!$B$12:$B$26,0))","v":"LV"}]
[null,96790,1962,"Wood Creos Impregnated","Serviceable","Class 3",0,"lv",1110,2023,90,"No",false,10,{"$f":"INDEX(Lists!$B$32:$B$40, MATCH(YEAR(TODAY())-C49960, Lists!$C$32:$C$40,1))","v":"61-70"},353.32397366400767,{"$f":"INDEX(Data!$E$24:$E$47, MATCH(F49960&D49960, Data!$B$24:$B$47,0))","v":1.0684339161496522E-3},{"$f":"SUMPRODUCT((Data!$B$58:$B$60=Model!$F49960)*(Data!$C$57:$K$57=Model!$O49960)*(Data!$C$58:$K$60))","v":1.9802031311051838},70.197968688948166,1,{"$f":"IF(E49960<>\"Serviceable\",E49960,INDEX(Lists!$D$6:$D$8, MATCH(T49960,Lists!$C$6:$C$8,0)))","v":"Serviceable"},{"$f":"INDEX(Lists!$C$12:$C$26, MATCH(H49960, Lists!$B$12:$B$26,0))","v":"LV"}]
[null,96948,1983,"Wood Untreated Dressed","Serviceable","Class 1",0,"hv/sub-transmission",1160,2018,130,"No",false,15,{"$f":"INDEX(Lists!$B$32:$B$40, MATCH(YEAR(TODAY())-C50036, Lists!$C$32:$C$40,1))","v":"41-50"},369.23946797319718,{"$f":"INDEX(Data!$E$24:$E$47, MATCH(F50036&D50036, Data!$B$24:$B$47,0))","v":1.9964561142097742E-3},{"$f":"SUMPRODUCT((Data!$B$58:$B$60=Model!$F50036)*(Data!$C$57:$K$57=Model!$O50036)*(Data!$C$58:$K$60))","v":1.7977578417715214},103.03363237342718,1,{"$f":"IF(E50036<>\"Serviceable\",E50036,INDEX(Lists!$D$6:$D$8, MATCH(T50036,Lists!$C$6:$C$8,0)))","v":"Serviceable"},{"$f":"INDEX(Lists!$C$12:$C$26, MATCH(H50036, Lists!$B$12:$B$26,0))","v":"Sub-T"}]
[null,97038,1958,"Wood Creos Impregnated","Serviceable","Class 3",0,"hv",930,2021,100,"Yes",false,9,{"$f":"INDEX(Lists!$B$32:$B$40, MATCH(YEAR(TODAY())-C50083, Lists!$C$32:$C$40,1))","v":"61-70"},296.02819415092534,{"$f":"INDEX(Data!$E$24:$E$47, MATCH(F50083&D50083, Data!$B$24:$B$47,0))","v":1.0684339161496522E-3},{"$f":"SUMPRODUCT((Data!$B$58:$B$60=Model!$F50083)*(Data!$C$57:$K$57=Model!$O50083)*(Data!$C$58:$K$60))","v":1.9802031311051838},82.17817182005335,1,{"$f":"IF(E50083<>\"Serviceable\",E50083,INDEX(Lists!$D$6:$D$8, MATCH(T50083,Lists!$C$6:$C$8,0)))","v":"Serviceable"},{"$f":"INDEX(Lists!$C$12:$C$26, MATCH(H50083, Lists!$B$12:$B$26,0))","v":"HV"}]
[null,97160,1984,"Wood Untreated Dressed","Serviceable","Class 1",0,"lv/hv/sub-transmission",1230,2021,150,"Yes",false,9,{"$f":"INDEX(Lists!$B$32:$B$40, MATCH(YEAR(TODAY())-C50161, Lists!$C$32:$C$40,1))","v":"41-50"},391.52116000606253,{"$f":"INDEX(Data!$E$24:$E$47, MATCH(F50161&D50161, Data!$B$24:$B$47,0))","v":1.9964561142097742E-3},{"$f":"SUMPRODUCT((Data!$B$58:$B$60=Model!$F50161)*(Data!$C$57:$K$57=Model!$O50161)*(Data!$C$58:$K$60))","v":1.7977578417715214},133.82017942405631,1,{"$f":"IF(E50161<>\"Serviceable\",E50161,INDEX(Lists!$D$6:$D$8, MATCH(T50161,Lists!$C$6:$C$8,0)))","v":"Serviceable"},{"$f":"INDEX(Lists!$C$12:$C$26, MATCH(H50161, Lists!$B$12:$B$26,0))","v":"Sub-T"}]
[null,97239,1986,"Wood Untreated Dressed","Serviceable","Class 1",0,"lv/hv",1220,2022,100,"Yes",false,9,{"$f":"INDEX(Lists!$B$32:$B$40, MATCH(YEAR(TODAY())-C50211, Lists!$C$32:$C$40,1))","v":"31-40"},388.33806114422464,{"$f":"INDEX(Data!$E$24:$E$47, MATCH(F50211&D50211, Data!$B$24:$B$47,0))","v":1.9964561142097742E-3},{"$f":"SUMPRODUCT((Data!$B$58:$B$60=Model!$F50211)*(Data!$C$57:$K$57=Model!$O50211)*(Data!$C$58:$K$60))","v":3.0038452968326621},72.965392328506042,1,{"$f":"IF(E50211<>\"Serviceable\",E50211,INDEX(Lists!$D$6:$D$8, MATCH(T50211,Lists!$C$6:$C$8,0)))","v":"Serviceable"},{"$f":"INDEX(Lists!$C$12:$C$26, MATCH(H50211, Lists!$B$12:$B$26,0))","v":"HV"}]
[null,97353,1964,"Wood Creos Impregnated","Serviceable","Class 3",0,"hv",940,2022,100,"Yes",false,9,{"$f":"INDEX(Lists!$B$32:$B$40, MATCH(YEAR(TODAY())-C50278, Lists!$C$32:$C$40,1))","v":"61-70"},299.21129301276324,{"$f":"INDEX(Data!$E$24:$E$47, MATCH(F50278&D50278, Data!$B$24:$B$47,0))","v":1.0684339161496522E-3},{"$f":"SUMPRODUCT((Data!$B$58:$B$60=Model!$F50278)*(Data!$C$57:$K$57=Model!$O50278)*(Data!$C$58:$K$60))","v":1.9802031311051838},82.17817182005335,1,{"$f":"IF(E50278<>\"Serviceable\",E50278,INDEX(Lists!$D$6:$D$8, MATCH(T50278,Lists!$C$6:$C$8,0)))","v":"Serviceable"},{"$f":"INDEX(Lists!$C$12:$C$26, MATCH(H50278, Lists!$B$12:$B$26,0))","v":"HV"}]
[null,97459,1989,"Wood Untreated Dressed","Serviceable","Class 1",0,"lv/hv",911,2022,100,"No",false,10,{"$f":"INDEX(Lists!$B$32:$B$40, MATCH(YEAR(TODAY())-C50336, Lists!$C$32:$C$40,1))","v":"31-40"},289.98030631343329,{"$f":"INDEX(Data!$E$24:$E$47, MATCH(F50336&D50336, Data!$B$24:$B$47,0))","v":1.9964561142097742E-3},{"$f":"SUMPRODUCT((Data!$B$58:$B$60=Model!$F50336)*(Data!$C$57:$K$57=Model!$O50336)*(Data!$C$58:$K$60))","v":3.0038452968326621},69.961547031673376,1,{"$f":"IF(E50336<>\"Serviceable\",E50336,INDEX(Lists!$D$6:$D$8, MATCH(T50336,Lists!$C$6:$C$8,0)))","v":"Serviceable"},{"$f":"INDEX(Lists!$C$12:$C$26, MATCH(H50336, Lists!$B$12:$B$26,0))","v":"HV"}]
[null,97562,1967,"Wood Creos Impregnated","Serviceable","Class 3",0,"lv/hv",1037,2022,90,"Yes",false,9,{"$f":"INDEX(Lists!$B$32:$B$40, MATCH(YEAR(TODAY())-C50386, Lists!$C$32:$C$40,1))","v":"51-60"},330.08735197259097,{"$f":"INDEX(Data!$E$24:$E$47, MATCH(F50386&D50386, Data!$B$24:$B$47,0))","v":1.0684339161496522E-3},{"$f":"SUMPRODUCT((Data!$B$58:$B$60=Model!$F50386)*(Data!$C$57:$K$57=Model!$O50386)*(Data!$C$58:$K$60))","v":2.6564859251595059},66.091626673564448,2,{"$f":"IF(E50386<>\"Serviceable\",E50386,INDEX(Lists!$D$6:$D$8, MATCH(T50386,Lists!$C$6:$C$8,0)))","v":"Limited Life"},{"$f":"INDEX(Lists!$C$12:$C$26, MATCH(H50386, Lists!$B$12:$B$26,0))","v":"HV"}]
[null,97662,1965,"Wood Creos Impregnated","Serviceable","Class 2",0,"lv",848,2022,100,"No",{"$f":"IF(G50441=0,FALSE,TRUE)","v":false},10,{"$f":"INDEX(Lists!$B$32:$B$40, MATCH(YEAR(TODAY())-C50441, Lists!$C$32:$C$40,1))","v":"51-60"},{"$f":"I50441/PI()","v":269.92678348385448},{"$f":"INDEX(Data!$E$24:$E$47, MATCH(F50441&D50441, Data!$B$24:$B$47,0))","v":1.6118836915297091E-3},{"$f":"SUMPRODUCT((Data!$B$58:$B$60=Model!$F50441)*(Data!$C$57:$K$57=Model!$O50441)*(Data!$C$58:$K$60))","v":2.6773548093458861},73.226451906541143,1,{"$f":"IF(E50441<>\"Serviceable\",E50441,INDEX(Lists!$D$6:$D$8, MATCH(T50441,Lists!$C$6:$C$8,0)))","v":"Serviceable"},{"$f":"INDEX(Lists!$C$12:$C$26, MATCH(H50441, Lists!$B$12:$B$26,0))","v":"LV"}]
[null,97694,1938,"Wood Untreated Round","Serviceable","Class 1",0,"lv/hv",1100,2023,130,"No",false,10,{"$f":"INDEX(Lists!$B$32:$B$40, MATCH(YEAR(TODAY())-C50456, Lists!$C$32:$C$40,1))","v":"81-90"},350.14087480216978,{"$f":"INDEX(Data!$E$24:$E$47, MATCH(F50456&D50456, Data!$B$24:$B$47,0))","v":1.9964561142097742E-3},{"$f":"SUMPRODUCT((Data!$B$58:$B$60=Model!$F50456)*(Data!$C$57:$K$57=Model!$O50456)*(Data!$C$58:$K$60))","v":2.8392735823590045},101.60726417640996,1,{"$f":"IF(E50456<>\"Serviceable\",E50456,INDEX(Lists!$D$6:$D$8, MATCH(T50456,Lists!$C$6:$C$8,0)))","v":"Serviceable"},{"$f":"INDEX(Lists!$C$12:$C$26, MATCH(H50456, Lists!$B$12:$B$26,0))","v":"HV"}]
[null,97804,1965,"Wood Creos Impregnated","Serviceable","Class 3",0,"lv/hv",870,2022,130,"No",false,10,{"$f":"INDEX(Lists!$B$32:$B$40, MATCH(YEAR(TODAY())-C50506, Lists!$C$32:$C$40,1))","v":"51-60"},276.92960097989788,{"$f":"INDEX(Data!$E$24:$E$47, MATCH(F50506&D50506, Data!$B$24:$B$47,0))","v":1.0684339161496522E-3},{"$f":"SUMPRODUCT((Data!$B$58:$B$60=Model!$F50506)*(Data!$C$57:$K$57=Model!$O50506)*(Data!$C$58:$K$60))","v":2.6564859251595059},103.43514074840493,1,{"$f":"IF(E50506<>\"Serviceable\",E50506,INDEX(Lists!$D$6:$D$8, MATCH(T50506,Lists!$C$6:$C$8,0)))","v":"Serviceable"},{"$f":"INDEX(Lists!$C$12:$C$26, MATCH(H50506, Lists!$B$12:$B$26,0))","v":"HV"}]
[null,97965,1968,"Wood Creos Impregnated","Serviceable","Class 3",0,"lv",848,2022,110,"No",false,10,{"$f":"INDEX(Lists!$B$32:$B$40, MATCH(YEAR(TODAY())-C50582, Lists!$C$32:$C$40,1))","v":"51-60"},269.92678348385448,{"$f":"INDEX(Data!$E$24:$E$47, MATCH(F50582&D50582, Data!$B$24:$B$47,0))","v":1.0684339161496522E-3},{"$f":"SUMPRODUCT((Data!$B$58:$B$60=Model!$F50582)*(Data!$C$57:$K$57=Model!$O50582)*(Data!$C$58:$K$60))","v":2.6564859251595059},83.435140748404933,1,{"$f":"IF(E50582<>\"Serviceable\",E50582,INDEX(Lists!$D$6:$D$8, MATCH(T50582,Lists!$C$6:$C$8,0)))","v":"Serviceable"},{"$f":"INDEX(Lists!$C$12:$C$26, MATCH(H50582, Lists!$B$12:$B$26,0))","v":"LV"}]
[null,98068,1964,"Wood Creos Impregnated","Serviceable","Class 3",0,"lv",930,2022,80,"No",false,10,{"$f":"INDEX(Lists!$B$32:$B$40, MATCH(YEAR(TODAY())-C50631, Lists!$C$32:$C$40,1))","v":"61-70"},296.02819415092534,{"$f":"INDEX(Data!$E$24:$E$47, MATCH(F50631&D50631, Data!$B$24:$B$47,0))","v":1.0684339161496522E-3},{"$f":"SUMPRODUCT((Data!$B$58:$B$60=Model!$F50631)*(Data!$C$57:$K$57=Model!$O50631)*(Data!$C$58:$K$60))","v":1.9802031311051838},60.197968688948166,2,{"$f":"IF(E50631<>\"Serviceable\",E50631,INDEX(Lists!$D$6:$D$8, MATCH(T50631,Lists!$C$6:$C$8,0)))","v":"Limited Life"},{"$f":"INDEX(Lists!$C$12:$C$26, MATCH(H50631, Lists!$B$12:$B$26,0))","v":"LV"}]
[null,98166,1977,"Wood Untreated Dressed","Serviceable","Class 1",0,"lv",740,2022,130,"No",false,10,{"$f":"INDEX(Lists!$B$32:$B$40, MATCH(YEAR(TODAY())-C50681, Lists!$C$32:$C$40,1))","v":"41-50"},235.5493157760051,{"$f":"INDEX(Data!$E$24:$E$47, MATCH(F50681&D50681, Data!$B$24:$B$47,0))","v":1.9964561142097742E-3},{"$f":"SUMPRODUCT((Data!$B$58:$B$60=Model!$F50681)*(Data!$C$57:$K$57=Model!$O50681)*(Data!$C$58:$K$60))","v":1.7977578417715214},112.02242158228478,1,{"$f":"IF(E50681<>\"Serviceable\",E50681,INDEX(Lists!$D$6:$D$8, MATCH(T50681,Lists!$C$6:$C$8,0)))","v":"Serviceable"},{"$f":"INDEX(Lists!$C$12:$C$26, MATCH(H50681, Lists!$B$12:$B$26,0))","v":"LV"}]
[null,98303,1978,"Wood Creos Impregnated","Serviceable","Class 3",0,"lv",780,2020,100,"No",false,10,{"$f":"INDEX(Lists!$B$32:$B$40, MATCH(YEAR(TODAY())-C50757, Lists!$C$32:$C$40,1))","v":"41-50"},248.28171122335672,{"$f":"INDEX(Data!$E$24:$E$47, MATCH(F50757&D50757, Data!$B$24:$B$47,0))","v":1.0684339161496522E-3},{"$f":"SUMPRODUCT((Data!$B$58:$B$60=Model!$F50757)*(Data!$C$57:$K$57=Model!$O50757)*(Data!$C$58:$K$60))","v":3.2595928155551883},67.404071844448112,2,{"$f":"IF(E50757<>\"Serviceable\",E50757,INDEX(Lists!$D$6:$D$8, MATCH(T50757,Lists!$C$6:$C$8,0)))","v":"Limited Life"},{"$f":"INDEX(Lists!$C$12:$C$26, MATCH(H50757, Lists!$B$12:$B$26,0))","v":"LV"}]
[null,98404,1984,"Wood Creos Impregnated","Serviceable","Class 1",0,"lv",817,2019,100,"No",false,10,{"$f":"INDEX(Lists!$B$32:$B$40, MATCH(YEAR(TODAY())-C50799, Lists!$C$32:$C$40,1))","v":"41-50"},260.05917701215697,{"$f":"INDEX(Data!$E$24:$E$47, MATCH(F50799&D50799, Data!$B$24:$B$47,0))","v":9.9474993092014377E-4},{"$f":"SUMPRODUCT((Data!$B$58:$B$60=Model!$F50799)*(Data!$C$57:$K$57=Model!$O50799)*(Data!$C$58:$K$60))","v":1.7977578417715214},82.022421582284778,1,{"$f":"IF(E50799<>\"Serviceable\",E50799,INDEX(Lists!$D$6:$D$8, MATCH(T50799,Lists!$C$6:$C$8,0)))","v":"Serviceable"},{"$f":"INDEX(Lists!$C$12:$C$26, MATCH(H50799, Lists!$B$12:$B$26,0))","v":"LV"}]
[null,98573,1967,"Wood Creos Impregnated","Serviceable","Class 3",0,"lv/hv",1040,2022,100,"No",false,10,{"$f":"INDEX(Lists!$B$32:$B$40, MATCH(YEAR(TODAY())-C50882, Lists!$C$32:$C$40,1))","v":"51-60"},331.04228163114232,{"$f":"INDEX(Data!$E$24:$E$47, MATCH(F50882&D50882, Data!$B$24:$B$47,0))","v":1.0684339161496522E-3},{"$f":"SUMPRODUCT((Data!$B$58:$B$60=Model!$F50882)*(Data!$C$57:$K$57=Model!$O50882)*(Data!$C$58:$K$60))","v":2.6564859251595059},73.435140748404933,1,{"$f":"IF(E50882<>\"Serviceable\",E50882,INDEX(Lists!$D$6:$D$8, MATCH(T50882,Lists!$C$6:$C$8,0)))","v":"Serviceable"},{"$f":"INDEX(Lists!$C$12:$C$26, MATCH(H50882, Lists!$B$12:$B$26,0))","v":"HV"}]
[null,98668,1981,"Wood Creos Impregnated","Serviceable","Class 3",0,"lv",1080,2019,100,"No",false,10,{"$f":"INDEX(Lists!$B$32:$B$40, MATCH(YEAR(TODAY())-C50932, Lists!$C$32:$C$40,1))","v":"41-50"},343.77467707849394,{"$f":"INDEX(Data!$E$24:$E$47, MATCH(F50932&D50932, Data!$B$24:$B$47,0))","v":1.0684339161496522E-3},{"$f":"SUMPRODUCT((Data!$B$58:$B$60=Model!$F50932)*(Data!$C$57:$K$57=Model!$O50932)*(Data!$C$58:$K$60))","v":3.2595928155551883},67.404071844448112,2,{"$f":"IF(E50932<>\"Serviceable\",E50932,INDEX(Lists!$D$6:$D$8, MATCH(T50932,Lists!$C$6:$C$8,0)))","v":"Limited Life"},{"$f":"INDEX(Lists!$C$12:$C$26, MATCH(H50932, Lists!$B$12:$B$26,0))","v":"LV"}]
[null,98682,1972,"Wood Creos Impregnated","Serviceable","Class 3",0,"lv",970,2022,120,"No",false,10,{"$f":"INDEX(Lists!$B$32:$B$40, MATCH(YEAR(TODAY())-C50940, Lists!$C$32:$C$40,1))","v":"51-60"},308.76058959827697,{"$f":"INDEX(Data!$E$24:$E$47, MATCH(F50940&D50940, Data!$B$24:$B$47,0))","v":1.0684339161496522E-3},{"$f":"SUMPRODUCT((Data!$B$58:$B$60=Model!$F50940)*(Data!$C$57:$K$57=Model!$O50940)*(Data!$C$58:$K$60))","v":2.6564859251595059},93.435140748404933,1,{"$f":"IF(E50940<>\"Serviceable\",E50940,INDEX(Lists!$D$6:$D$8, MATCH(T50940,Lists!$C$6:$C$8,0)))","v":"Serviceable"},{"$f":"INDEX(Lists!$C$12:$C$26, MATCH(H50940, Lists!$B$12:$B$26,0))","v":"LV"}]
[null,98830,1967,"Wood Creos Impregnated","Serviceable","Class 3",0,"lv/future hv",880,2020,100,"No",false,10,{"$f":"INDEX(Lists!$B$32:$B$40, MATCH(YEAR(TODAY())-C51002, Lists!$C$32:$C$40,1))","v":"51-60"},280.11269984173578,{"$f":"INDEX(Data!$E$24:$E$47, MATCH(F51002&D51002, Data!$B$24:$B$47,0))","v":1.0684339161496522E-3},{"$f":"SUMPRODUCT((Data!$B$58:$B$60=Model!$F51002)*(Data!$C$57:$K$57=Model!$O51002)*(Data!$C$58:$K$60))","v":2.6564859251595059},73.435140748404933,1,{"$f":"IF(E51002<>\"Serviceable\",E51002,INDEX(Lists!$D$6:$D$8, MATCH(T51002,Lists!$C$6:$C$8,0)))","v":"Serviceable"},{"$f":"INDEX(Lists!$C$12:$C$26, MATCH(H51002, Lists!$B$12:$B$26,0))","v":"LV"}]
[null,98927,1967,"Wood Creos Impregnated","Serviceable","Class 3",0,"lv",1000,2022,120,"No",false,10,{"$f":"INDEX(Lists!$B$32:$B$40, MATCH(YEAR(TODAY())-C51052, Lists!$C$32:$C$40,1))","v":"51-60"},318.3098861837907,{"$f":"INDEX(Data!$E$24:$E$47, MATCH(F51052&D51052, Data!$B$24:$B$47,0))","v":1.0684339161496522E-3},{"$f":"SUMPRODUCT((Data!$B$58:$B$60=Model!$F51052)*(Data!$C$57:$K$57=Model!$O51052)*(Data!$C$58:$K$60))","v":2.6564859251595059},93.435140748404933,1,{"$f":"IF(E51052<>\"Serviceable\",E51052,INDEX(Lists!$D$6:$D$8, MATCH(T51052,Lists!$C$6:$C$8,0)))","v":"Serviceable"},{"$f":"INDEX(Lists!$C$12:$C$26, MATCH(H51052, Lists!$B$12:$B$26,0))","v":"LV"}]
[null,99107,1969,"Wood Creos Impregnated","Serviceable","Class 3",0,"lv/hv",1040,2023,60,"No",false,10,{"$f":"INDEX(Lists!$B$32:$B$40, MATCH(YEAR(TODAY())-C51157, Lists!$C$32:$C$40,1))","v":"51-60"},331.04228163114232,{"$f":"INDEX(Data!$E$24:$E$47, MATCH(F51157&D51157, Data!$B$24:$B$47,0))","v":1.0684339161496522E-3},{"$f":"SUMPRODUCT((Data!$B$58:$B$60=Model!$F51157)*(Data!$C$57:$K$57=Model!$O51157)*(Data!$C$58:$K$60))","v":2.6564859251595059},33.43514074840494,2,{"$f":"IF(E51157<>\"Serviceable\",E51157,INDEX(Lists!$D$6:$D$8, MATCH(T51157,Lists!$C$6:$C$8,0)))","v":"Limited Life"},{"$f":"INDEX(Lists!$C$12:$C$26, MATCH(H51157, Lists!$B$12:$B$26,0))","v":"HV"}]
[null,99141,1959,"Wood Creos Impregnated","Serviceable","Class 3",0,"lv",900,2023,90,"No",false,10,{"$f":"INDEX(Lists!$B$32:$B$40, MATCH(YEAR(TODAY())-C51177, Lists!$C$32:$C$40,1))","v":"61-70"},286.47889756541161,{"$f":"INDEX(Data!$E$24:$E$47, MATCH(F51177&D51177, Data!$B$24:$B$47,0))","v":1.0684339161496522E-3},{"$f":"SUMPRODUCT((Data!$B$58:$B$60=Model!$F51177)*(Data!$C$57:$K$57=Model!$O51177)*(Data!$C$58:$K$60))","v":1.9802031311051838},70.197968688948166,1,{"$f":"IF(E51177<>\"Serviceable\",E51177,INDEX(Lists!$D$6:$D$8, MATCH(T51177,Lists!$C$6:$C$8,0)))","v":"Serviceable"},{"$f":"INDEX(Lists!$C$12:$C$26, MATCH(H51177, Lists!$B$12:$B$26,0))","v":"LV"}]
[null,99246,1967,"Wood Creos Impregnated","Serviceable","Class 3",0,"lv/future hv",1300,2023,100,"No",false,10,{"$f":"INDEX(Lists!$B$32:$B$40, MATCH(YEAR(TODAY())-C51227, Lists!$C$32:$C$40,1))","v":"51-60"},413.80285203892788,{"$f":"INDEX(Data!$E$24:$E$47, MATCH(F51227&D51227, Data!$B$24:$B$47,0))","v":1.0684339161496522E-3},{"$f":"SUMPRODUCT((Data!$B$58:$B$60=Model!$F51227)*(Data!$C$57:$K$57=Model!$O51227)*(Data!$C$58:$K$60))","v":2.6564859251595059},73.435140748404933,1,{"$f":"IF(E51227<>\"Serviceable\",E51227,INDEX(Lists!$D$6:$D$8, MATCH(T51227,Lists!$C$6:$C$8,0)))","v":"Serviceable"},{"$f":"INDEX(Lists!$C$12:$C$26, MATCH(H51227, Lists!$B$12:$B$26,0))","v":"LV"}]
[null,99374,1967,"Wood Creos Impregnated","Serviceable","Class 3",0,"lv/future hv",950,2022,70,"No",false,10,{"$f":"INDEX(Lists!$B$32:$B$40, MATCH(YEAR(TODAY())-C51298, Lists!$C$32:$C$40,1))","v":"51-60"},302.39439187460113,{"$f":"INDEX(Data!$E$24:$E$47, MATCH(F51298&D51298, Data!$B$24:$B$47,0))","v":1.0684339161496522E-3},{"$f":"SUMPRODUCT((Data!$B$58:$B$60=Model!$F51298)*(Data!$C$57:$K$57=Model!$O51298)*(Data!$C$58:$K$60))","v":2.6564859251595059},43.43514074840494,2,{"$f":"IF(E51298<>\"Serviceable\",E51298,INDEX(Lists!$D$6:$D$8, MATCH(T51298,Lists!$C$6:$C$8,0)))","v":"Limited Life"},{"$f":"INDEX(Lists!$C$12:$C$26, MATCH(H51298, Lists!$B$12:$B$26,0))","v":"LV"}]
[null,99477,1964,"Wood Creos Impregnated","Serviceable","Class 3",0,"lv/hv/sub-transmission",1100,2023,90,"No",false,10,{"$f":"INDEX(Lists!$B$32:$B$40, MATCH(YEAR(TODAY())-C51352, Lists!$C$32:$C$40,1))","v":"61-70"},350.14087480216978,{"$f":"INDEX(Data!$E$24:$E$47, MATCH(F51352&D51352, Data!$B$24:$B$47,0))","v":1.0684339161496522E-3},{"$f":"SUMPRODUCT((Data!$B$58:$B$60=Model!$F51352)*(Data!$C$57:$K$57=Model!$O51352)*(Data!$C$58:$K$60))","v":1.9802031311051838},70.197968688948166,1,{"$f":"IF(E51352<>\"Serviceable\",E51352,INDEX(Lists!$D$6:$D$8, MATCH(T51352,Lists!$C$6:$C$8,0)))","v":"Serviceable"},{"$f":"INDEX(Lists!$C$12:$C$26, MATCH(H51352, Lists!$B$12:$B$26,0))","v":"Sub-T"}]
[null,99567,1959,"Wood Creos Impregnated","Serviceable","Class 3",0,"lv",780,2020,100,"No",false,10,{"$f":"INDEX(Lists!$B$32:$B$40, MATCH(YEAR(TODAY())-C51402, Lists!$C$32:$C$40,1))","v":"61-70"},248.28171122335672,{"$f":"INDEX(Data!$E$24:$E$47, MATCH(F51402&D51402, Data!$B$24:$B$47,0))","v":1.0684339161496522E-3},{"$f":"SUMPRODUCT((Data!$B$58:$B$60=Model!$F51402)*(Data!$C$57:$K$57=Model!$O51402)*(Data!$C$58:$K$60))","v":1.9802031311051838},80.197968688948166,1,{"$f":"IF(E51402<>\"Serviceable\",E51402,INDEX(Lists!$D$6:$D$8, MATCH(T51402,Lists!$C$6:$C$8,0)))","v":"Serviceable"},{"$f":"INDEX(Lists!$C$12:$C$26, MATCH(H51402, Lists!$B$12:$B$26,0))","v":"LV"}]
[null,99661,1942,"Wood Untreated Dressed","Serviceable","Class 1",0,"lv/hv",960,2023,70,"Yes",false,9,{"$f":"INDEX(Lists!$B$32:$B$40, MATCH(YEAR(TODAY())-C51439, Lists!$C$32:$C$40,1))","v":"81-90"},305.57749073643907,{"$f":"INDEX(Data!$E$24:$E$47, MATCH(F51439&D51439, Data!$B$24:$B$47,0))","v":1.9964561142097742E-3},{"$f":"SUMPRODUCT((Data!$B$58:$B$60=Model!$F51439)*(Data!$C$57:$K$57=Model!$O51439)*(Data!$C$58:$K$60))","v":2.8392735823590045},44.446537758768955,2,{"$f":"IF(E51439<>\"Serviceable\",E51439,INDEX(Lists!$D$6:$D$8, MATCH(T51439,Lists!$C$6:$C$8,0)))","v":"Limited Life"},{"$f":"INDEX(Lists!$C$12:$C$26, MATCH(H51439, Lists!$B$12:$B$26,0))","v":"HV"}]
[null,99849,1998,"Wood Untreated Dressed","Serviceable","Class 1",0,"sub-transmission",1162,2022,130,"No",false,10,{"$f":"INDEX(Lists!$B$32:$B$40, MATCH(YEAR(TODAY())-C51527, Lists!$C$32:$C$40,1))","v":"21-30"},369.8760877455648,{"$f":"INDEX(Data!$E$24:$E$47, MATCH(F51527&D51527, Data!$B$24:$B$47,0))","v":1.9964561142097742E-3},{"$f":"SUMPRODUCT((Data!$B$58:$B$60=Model!$F51527)*(Data!$C$57:$K$57=Model!$O51527)*(Data!$C$58:$K$60))","v":2.1651652228345815},108.34834777165419,1,{"$f":"IF(E51527<>\"Serviceable\",E51527,INDEX(Lists!$D$6:$D$8, MATCH(T51527,Lists!$C$6:$C$8,0)))","v":"Serviceable"},{"$f":"INDEX(Lists!$C$12:$C$26, MATCH(H51527, Lists!$B$12:$B$26,0))","v":"Sub-T"}]
[null,99881,1961,"Wood Creos Impregnated","Serviceable","Class 3",0,"lv",1000,2022,110,"No",false,10,{"$f":"INDEX(Lists!$B$32:$B$40, MATCH(YEAR(TODAY())-C51548, Lists!$C$32:$C$40,1))","v":"61-70"},318.3098861837907,{"$f":"INDEX(Data!$E$24:$E$47, MATCH(F51548&D51548, Data!$B$24:$B$47,0))","v":1.0684339161496522E-3},{"$f":"SUMPRODUCT((Data!$B$58:$B$60=Model!$F51548)*(Data!$C$57:$K$57=Model!$O51548)*(Data!$C$58:$K$60))","v":1.9802031311051838},90.197968688948166,1,{"$f":"IF(E51548<>\"Serviceable\",E51548,INDEX(Lists!$D$6:$D$8, MATCH(T51548,Lists!$C$6:$C$8,0)))","v":"Serviceable"},{"$f":"INDEX(Lists!$C$12:$C$26, MATCH(H51548, Lists!$B$12:$B$26,0))","v":"LV"}]
[null,100015,1957,"Wood Creos Impregnated","Serviceable","Class 3",0,"lv",870,2022,90,"No",false,10,{"$f":"INDEX(Lists!$B$32:$B$40, MATCH(YEAR(TODAY())-C51634, Lists!$C$32:$C$40,1))","v":"61-70"},276.92960097989788,{"$f":"INDEX(Data!$E$24:$E$47, MATCH(F51634&D51634, Data!$B$24:$B$47,0))","v":1.0684339161496522E-3},{"$f":"SUMPRODUCT((Data!$B$58:$B$60=Model!$F51634)*(Data!$C$57:$K$57=Model!$O51634)*(Data!$C$58:$K$60))","v":1.9802031311051838},70.197968688948166,1,{"$f":"IF(E51634<>\"Serviceable\",E51634,INDEX(Lists!$D$6:$D$8, MATCH(T51634,Lists!$C$6:$C$8,0)))","v":"Serviceable"},{"$f":"INDEX(Lists!$C$12:$C$26, MATCH(H51634, Lists!$B$12:$B$26,0))","v":"LV"}]
[null,100141,1968,"Wood Creos Impregnated","Serviceable","Class 3",0,"lv/hv",900,2019,80,"No",false,10,{"$f":"INDEX(Lists!$B$32:$B$40, MATCH(YEAR(TODAY())-C51702, Lists!$C$32:$C$40,1))","v":"51-60"},286.47889756541161,{"$f":"INDEX(Data!$E$24:$E$47, MATCH(F51702&D51702, Data!$B$24:$B$47,0))","v":1.0684339161496522E-3},{"$f":"SUMPRODUCT((Data!$B$58:$B$60=Model!$F51702)*(Data!$C$57:$K$57=Model!$O51702)*(Data!$C$58:$K$60))","v":2.6564859251595059},53.43514074840494,2,{"$f":"IF(E51702<>\"Serviceable\",E51702,INDEX(Lists!$D$6:$D$8, MATCH(T51702,Lists!$C$6:$C$8,0)))","v":"Limited Life"},{"$f":"INDEX(Lists!$C$12:$C$26, MATCH(H51702, Lists!$B$12:$B$26,0))","v":"HV"}]
[null,100180,1974,"Wood Creos Impregnated","Serviceable","Class 3",0,"lv/hv",1200,2019,90,"No",false,10,{"$f":"INDEX(Lists!$B$32:$B$40, MATCH(YEAR(TODAY())-C51723, Lists!$C$32:$C$40,1))","v":"51-60"},381.9718634205488,{"$f":"INDEX(Data!$E$24:$E$47, MATCH(F51723&D51723, Data!$B$24:$B$47,0))","v":1.0684339161496522E-3},{"$f":"SUMPRODUCT((Data!$B$58:$B$60=Model!$F51723)*(Data!$C$57:$K$57=Model!$O51723)*(Data!$C$58:$K$60))","v":2.6564859251595059},63.43514074840494,2,{"$f":"IF(E51723<>\"Serviceable\",E51723,INDEX(Lists!$D$6:$D$8, MATCH(T51723,Lists!$C$6:$C$8,0)))","v":"Limited Life"},{"$f":"INDEX(Lists!$C$12:$C$26, MATCH(H51723, Lists!$B$12:$B$26,0))","v":"HV"}]
[null,100263,1974,"Wood Creos Impregnated","Serviceable","Class 1",0,"lv/hv",880,2023,130,"Yes",false,9,{"$f":"INDEX(Lists!$B$32:$B$40, MATCH(YEAR(TODAY())-C51775, Lists!$C$32:$C$40,1))","v":"51-60"},280.11269984173578,{"$f":"INDEX(Data!$E$24:$E$47, MATCH(F51775&D51775, Data!$B$24:$B$47,0))","v":9.9474993092014377E-4},{"$f":"SUMPRODUCT((Data!$B$58:$B$60=Model!$F51775)*(Data!$C$57:$K$57=Model!$O51775)*(Data!$C$58:$K$60))","v":1.3557210085184006},117.79851092333439,1,{"$f":"IF(E51775<>\"Serviceable\",E51775,INDEX(Lists!$D$6:$D$8, MATCH(T51775,Lists!$C$6:$C$8,0)))","v":"Serviceable"},{"$f":"INDEX(Lists!$C$12:$C$26, MATCH(H51775, Lists!$B$12:$B$26,0))","v":"HV"}]
[null,100344,1970,"Wood Creos Impregnated","Serviceable","Class 3",0,"hv",1194,2022,100,"Yes",false,9,{"$f":"INDEX(Lists!$B$32:$B$40, MATCH(YEAR(TODAY())-C51822, Lists!$C$32:$C$40,1))","v":"51-60"},380.0620041034461,{"$f":"INDEX(Data!$E$24:$E$47, MATCH(F51822&D51822, Data!$B$24:$B$47,0))","v":1.0684339161496522E-3},{"$f":"SUMPRODUCT((Data!$B$58:$B$60=Model!$F51822)*(Data!$C$57:$K$57=Model!$O51822)*(Data!$C$58:$K$60))","v":2.6564859251595059},76.091626673564448,1,{"$f":"IF(E51822<>\"Serviceable\",E51822,INDEX(Lists!$D$6:$D$8, MATCH(T51822,Lists!$C$6:$C$8,0)))","v":"Serviceable"},{"$f":"INDEX(Lists!$C$12:$C$26, MATCH(H51822, Lists!$B$12:$B$26,0))","v":"HV"}]
[null,100454,1971,"Wood Creos Impregnated","Serviceable","Class 3",0,"hv",1100,2021,120,"Yes",false,9,{"$f":"INDEX(Lists!$B$32:$B$40, MATCH(YEAR(TODAY())-C51898, Lists!$C$32:$C$40,1))","v":"51-60"},350.14087480216978,{"$f":"INDEX(Data!$E$24:$E$47, MATCH(F51898&D51898, Data!$B$24:$B$47,0))","v":1.0684339161496522E-3},{"$f":"SUMPRODUCT((Data!$B$58:$B$60=Model!$F51898)*(Data!$C$57:$K$57=Model!$O51898)*(Data!$C$58:$K$60))","v":2.6564859251595059},96.091626673564448,1,{"$f":"IF(E51898<>\"Serviceable\",E51898,INDEX(Lists!$D$6:$D$8, MATCH(T51898,Lists!$C$6:$C$8,0)))","v":"Serviceable"},{"$f":"INDEX(Lists!$C$12:$C$26, MATCH(H51898, Lists!$B$12:$B$26,0))","v":"HV"}]
[null,100562,1974,"Wood Untreated Round","Serviceable","Class 1",0,"lv",720,2023,110,"No",false,10,{"$f":"INDEX(Lists!$B$32:$B$40, MATCH(YEAR(TODAY())-C51970, Lists!$C$32:$C$40,1))","v":"51-60"},229.18311805232929,{"$f":"INDEX(Data!$E$24:$E$47, MATCH(F51970&D51970, Data!$B$24:$B$47,0))","v":1.9964561142097742E-3},{"$f":"SUMPRODUCT((Data!$B$58:$B$60=Model!$F51970)*(Data!$C$57:$K$57=Model!$O51970)*(Data!$C$58:$K$60))","v":1.3557210085184006},96.44278991481599,1,{"$f":"IF(E51970<>\"Serviceable\",E51970,INDEX(Lists!$D$6:$D$8, MATCH(T51970,Lists!$C$6:$C$8,0)))","v":"Serviceable"},{"$f":"INDEX(Lists!$C$12:$C$26, MATCH(H51970, Lists!$B$12:$B$26,0))","v":"LV"}]
[null,100656,1956,"Wood Untreated Round","Serviceable","Class 1",0,"lv/hv",900,2019,90,"No",false,10,{"$f":"INDEX(Lists!$B$32:$B$40, MATCH(YEAR(TODAY())-C52023, Lists!$C$32:$C$40,1))","v":"61-70"},286.47889756541161,{"$f":"INDEX(Data!$E$24:$E$47, MATCH(F52023&D52023, Data!$B$24:$B$47,0))","v":1.9964561142097742E-3},{"$f":"SUMPRODUCT((Data!$B$58:$B$60=Model!$F52023)*(Data!$C$57:$K$57=Model!$O52023)*(Data!$C$58:$K$60))","v":2.3795837981601728},66.204162018398279,1,{"$f":"IF(E52023<>\"Serviceable\",E52023,INDEX(Lists!$D$6:$D$8, MATCH(T52023,Lists!$C$6:$C$8,0)))","v":"Serviceable"},{"$f":"INDEX(Lists!$C$12:$C$26, MATCH(H52023, Lists!$B$12:$B$26,0))","v":"HV"}]
[null,100736,1941,"Wood Untreated Dressed","Serviceable","Class 1",0,"lv/future hv",900,2023,110,"No",false,10,{"$f":"INDEX(Lists!$B$32:$B$40, MATCH(YEAR(TODAY())-C52073, Lists!$C$32:$C$40,1))","v":"81-90"},286.47889756541161,{"$f":"INDEX(Data!$E$24:$E$47, MATCH(F52073&D52073, Data!$B$24:$B$47,0))","v":1.9964561142097742E-3},{"$f":"SUMPRODUCT((Data!$B$58:$B$60=Model!$F52073)*(Data!$C$57:$K$57=Model!$O52073)*(Data!$C$58:$K$60))","v":2.8392735823590045},81.607264176409956,1,{"$f":"IF(E52073<>\"Serviceable\",E52073,INDEX(Lists!$D$6:$D$8, MATCH(T52073,Lists!$C$6:$C$8,0)))","v":"Serviceable"},{"$f":"INDEX(Lists!$C$12:$C$26, MATCH(H52073, Lists!$B$12:$B$26,0))","v":"LV"}]
[null,100816,1978,"Wood Creos Impregnated","Serviceable","Class 3",0,"lv",880,2023,100,"No",false,10,{"$f":"INDEX(Lists!$B$32:$B$40, MATCH(YEAR(TODAY())-C52123, Lists!$C$32:$C$40,1))","v":"41-50"},280.11269984173578,{"$f":"INDEX(Data!$E$24:$E$47, MATCH(F52123&D52123, Data!$B$24:$B$47,0))","v":1.0684339161496522E-3},{"$f":"SUMPRODUCT((Data!$B$58:$B$60=Model!$F52123)*(Data!$C$57:$K$57=Model!$O52123)*(Data!$C$58:$K$60))","v":3.2595928155551883},67.404071844448112,2,{"$f":"IF(E52123<>\"Serviceable\",E52123,INDEX(Lists!$D$6:$D$8, MATCH(T52123,Lists!$C$6:$C$8,0)))","v":"Limited Life"},{"$f":"INDEX(Lists!$C$12:$C$26, MATCH(H52123, Lists!$B$12:$B$26,0))","v":"LV"}]
[null,100869,1972,"Wood Creos Impregnated","Serviceable","Class 3",0,"lv",760,2022,70,"No",false,10,{"$f":"INDEX(Lists!$B$32:$B$40, MATCH(YEAR(TODAY())-C52155, Lists!$C$32:$C$40,1))","v":"51-60"},241.91551349968091,{"$f":"INDEX(Data!$E$24:$E$47, MATCH(F52155&D52155, Data!$B$24:$B$47,0))","v":1.0684339161496522E-3},{"$f":"SUMPRODUCT((Data!$B$58:$B$60=Model!$F52155)*(Data!$C$57:$K$57=Model!$O52155)*(Data!$C$58:$K$60))","v":2.6564859251595059},43.43514074840494,2,{"$f":"IF(E52155<>\"Serviceable\",E52155,INDEX(Lists!$D$6:$D$8, MATCH(T52155,Lists!$C$6:$C$8,0)))","v":"Limited Life"},{"$f":"INDEX(Lists!$C$12:$C$26, MATCH(H52155, Lists!$B$12:$B$26,0))","v":"LV"}]
[null,101014,1963,"Wood Creos Impregnated","Serviceable","Class 3",0,"lv",880,2020,100,"No",false,10,{"$f":"INDEX(Lists!$B$32:$B$40, MATCH(YEAR(TODAY())-C52248, Lists!$C$32:$C$40,1))","v":"61-70"},280.11269984173578,{"$f":"INDEX(Data!$E$24:$E$47, MATCH(F52248&D52248, Data!$B$24:$B$47,0))","v":1.0684339161496522E-3},{"$f":"SUMPRODUCT((Data!$B$58:$B$60=Model!$F52248)*(Data!$C$57:$K$57=Model!$O52248)*(Data!$C$58:$K$60))","v":1.9802031311051838},80.197968688948166,1,{"$f":"IF(E52248<>\"Serviceable\",E52248,INDEX(Lists!$D$6:$D$8, MATCH(T52248,Lists!$C$6:$C$8,0)))","v":"Serviceable"},{"$f":"INDEX(Lists!$C$12:$C$26, MATCH(H52248, Lists!$B$12:$B$26,0))","v":"LV"}]
[null,101048,1988,"Wood Untreated Dressed","Serviceable","Class 1",0,"lv/hv",1010,2022,150,"No",false,10,{"$f":"INDEX(Lists!$B$32:$B$40, MATCH(YEAR(TODAY())-C52269, Lists!$C$32:$C$40,1))","v":"31-40"},321.49298504562859,{"$f":"INDEX(Data!$E$24:$E$47, MATCH(F52269&D52269, Data!$B$24:$B$47,0))","v":1.9964561142097742E-3},{"$f":"SUMPRODUCT((Data!$B$58:$B$60=Model!$F52269)*(Data!$C$57:$K$57=Model!$O52269)*(Data!$C$58:$K$60))","v":3.0038452968326621},119.96154703167338,1,{"$f":"IF(E52269<>\"Serviceable\",E52269,INDEX(Lists!$D$6:$D$8, MATCH(T52269,Lists!$C$6:$C$8,0)))","v":"Serviceable"},{"$f":"INDEX(Lists!$C$12:$C$26, MATCH(H52269, Lists!$B$12:$B$26,0))","v":"HV"}]
[null,101173,1940,"Wood Untreated Dressed","Serviceable","Class 1",0,"lv/hv",930,2022,100,"Yes",false,9,{"$f":"INDEX(Lists!$B$32:$B$40, MATCH(YEAR(TODAY())-C52350, Lists!$C$32:$C$40,1))","v":"81-90"},296.02819415092534,{"$f":"INDEX(Data!$E$24:$E$47, MATCH(F52350&D52350, Data!$B$24:$B$47,0))","v":1.9964561142097742E-3},{"$f":"SUMPRODUCT((Data!$B$58:$B$60=Model!$F52350)*(Data!$C$57:$K$57=Model!$O52350)*(Data!$C$58:$K$60))","v":2.8392735823590045},74.446537758768955,1,{"$f":"IF(E52350<>\"Serviceable\",E52350,INDEX(Lists!$D$6:$D$8, MATCH(T52350,Lists!$C$6:$C$8,0)))","v":"Serviceable"},{"$f":"INDEX(Lists!$C$12:$C$26, MATCH(H52350, Lists!$B$12:$B$26,0))","v":"HV"}]
[null,101202,1940,"Wood Untreated Dressed","Serviceable","Class 1",0,"hv",910,2023,120,"Yes",false,9,{"$f":"INDEX(Lists!$B$32:$B$40, MATCH(YEAR(TODAY())-C52368, Lists!$C$32:$C$40,1))","v":"81-90"},289.66199642724951,{"$f":"INDEX(Data!$E$24:$E$47, MATCH(F52368&D52368, Data!$B$24:$B$47,0))","v":1.9964561142097742E-3},{"$f":"SUMPRODUCT((Data!$B$58:$B$60=Model!$F52368)*(Data!$C$57:$K$57=Model!$O52368)*(Data!$C$58:$K$60))","v":2.8392735823590045},94.446537758768955,1,{"$f":"IF(E52368<>\"Serviceable\",E52368,INDEX(Lists!$D$6:$D$8, MATCH(T52368,Lists!$C$6:$C$8,0)))","v":"Serviceable"},{"$f":"INDEX(Lists!$C$12:$C$26, MATCH(H52368, Lists!$B$12:$B$26,0))","v":"HV"}]
[null,101338,1963,"Wood Creos Impregnated","Serviceable","Class 3",0,"lv/hv",1160,2019,130,"No",false,10,{"$f":"INDEX(Lists!$B$32:$B$40, MATCH(YEAR(TODAY())-C52444, Lists!$C$32:$C$40,1))","v":"61-70"},369.23946797319718,{"$f":"INDEX(Data!$E$24:$E$47, MATCH(F52444&D52444, Data!$B$24:$B$47,0))","v":1.0684339161496522E-3},{"$f":"SUMPRODUCT((Data!$B$58:$B$60=Model!$F52444)*(Data!$C$57:$K$57=Model!$O52444)*(Data!$C$58:$K$60))","v":1.9802031311051838},110.19796868894817,1,{"$f":"IF(E52444<>\"Serviceable\",E52444,INDEX(Lists!$D$6:$D$8, MATCH(T52444,Lists!$C$6:$C$8,0)))","v":"Serviceable"},{"$f":"INDEX(Lists!$C$12:$C$26, MATCH(H52444, Lists!$B$12:$B$26,0))","v":"HV"}]
[null,101412,1965,"Wood Creos Impregnated","Serviceable","Class 3",0,"lv/hv",1220,2019,120,"No",false,10,{"$f":"INDEX(Lists!$B$32:$B$40, MATCH(YEAR(TODAY())-C52491, Lists!$C$32:$C$40,1))","v":"51-60"},388.33806114422464,{"$f":"INDEX(Data!$E$24:$E$47, MATCH(F52491&D52491, Data!$B$24:$B$47,0))","v":1.0684339161496522E-3},{"$f":"SUMPRODUCT((Data!$B$58:$B$60=Model!$F52491)*(Data!$C$57:$K$57=Model!$O52491)*(Data!$C$58:$K$60))","v":2.6564859251595059},93.435140748404933,1,{"$f":"IF(E52491<>\"Serviceable\",E52491,INDEX(Lists!$D$6:$D$8, MATCH(T52491,Lists!$C$6:$C$8,0)))","v":"Serviceable"},{"$f":"INDEX(Lists!$C$12:$C$26, MATCH(H52491, Lists!$B$12:$B$26,0))","v":"HV"}]
[null,101502,1968,"Wood Creos Impregnated","Serviceable","Class 3",0,"lv",800,2019,100,"No",false,10,{"$f":"INDEX(Lists!$B$32:$B$40, MATCH(YEAR(TODAY())-C52543, Lists!$C$32:$C$40,1))","v":"51-60"},254.64790894703253,{"$f":"INDEX(Data!$E$24:$E$47, MATCH(F52543&D52543, Data!$B$24:$B$47,0))","v":1.0684339161496522E-3},{"$f":"SUMPRODUCT((Data!$B$58:$B$60=Model!$F52543)*(Data!$C$57:$K$57=Model!$O52543)*(Data!$C$58:$K$60))","v":2.6564859251595059},73.435140748404933,1,{"$f":"IF(E52543<>\"Serviceable\",E52543,INDEX(Lists!$D$6:$D$8, MATCH(T52543,Lists!$C$6:$C$8,0)))","v":"Serviceable"},{"$f":"INDEX(Lists!$C$12:$C$26, MATCH(H52543, Lists!$B$12:$B$26,0))","v":"LV"}]
[null,101637,1983,"Wood Creos Impregnated","Serviceable","Class 2",0,"hv",848,2022,100,"Yes",false,9,{"$f":"INDEX(Lists!$B$32:$B$40, MATCH(YEAR(TODAY())-C52619, Lists!$C$32:$C$40,1))","v":"41-50"},269.92678348385448,{"$f":"INDEX(Data!$E$24:$E$47, MATCH(F52619&D52619, Data!$B$24:$B$47,0))","v":1.6118836915297091E-3},{"$f":"SUMPRODUCT((Data!$B$58:$B$60=Model!$F52619)*(Data!$C$57:$K$57=Model!$O52619)*(Data!$C$58:$K$60))","v":3.126815166746074},71.858663499285342,1,{"$f":"IF(E52619<>\"Serviceable\",E52619,INDEX(Lists!$D$6:$D$8, MATCH(T52619,Lists!$C$6:$C$8,0)))","v":"Serviceable"},{"$f":"INDEX(Lists!$C$12:$C$26, MATCH(H52619, Lists!$B$12:$B$26,0))","v":"HV"}]
[null,101747,1957,"Wood Creos Impregnated","Serviceable","Class 2",0,"lv",810,2019,100,"No",false,10,{"$f":"INDEX(Lists!$B$32:$B$40, MATCH(YEAR(TODAY())-C52686, Lists!$C$32:$C$40,1))","v":"61-70"},257.83100780887048,{"$f":"INDEX(Data!$E$24:$E$47, MATCH(F52686&D52686, Data!$B$24:$B$47,0))","v":1.6118836915297091E-3},{"$f":"SUMPRODUCT((Data!$B$58:$B$60=Model!$F52686)*(Data!$C$57:$K$57=Model!$O52686)*(Data!$C$58:$K$60))","v":2.227481027604485},77.725189723955154,1,{"$f":"IF(E52686<>\"Serviceable\",E52686,INDEX(Lists!$D$6:$D$8, MATCH(T52686,Lists!$C$6:$C$8,0)))","v":"Serviceable"},{"$f":"INDEX(Lists!$C$12:$C$26, MATCH(H52686, Lists!$B$12:$B$26,0))","v":"LV"}]
[null,101752,1969,"Wood Creos Impregnated","Serviceable","Class 3",0,"lv/hv",990,2022,110,"No",false,10,{"$f":"INDEX(Lists!$B$32:$B$40, MATCH(YEAR(TODAY())-C52689, Lists!$C$32:$C$40,1))","v":"51-60"},315.1267873219528,{"$f":"INDEX(Data!$E$24:$E$47, MATCH(F52689&D52689, Data!$B$24:$B$47,0))","v":1.0684339161496522E-3},{"$f":"SUMPRODUCT((Data!$B$58:$B$60=Model!$F52689)*(Data!$C$57:$K$57=Model!$O52689)*(Data!$C$58:$K$60))","v":2.6564859251595059},83.435140748404933,1,{"$f":"IF(E52689<>\"Serviceable\",E52689,INDEX(Lists!$D$6:$D$8, MATCH(T52689,Lists!$C$6:$C$8,0)))","v":"Serviceable"},{"$f":"INDEX(Lists!$C$12:$C$26, MATCH(H52689, Lists!$B$12:$B$26,0))","v":"HV"}]
[null,101875,1967,"Wood Creos Impregnated","Serviceable","Class 3",0,"lv/future hv",940,2019,100,"No",false,10,{"$f":"INDEX(Lists!$B$32:$B$40, MATCH(YEAR(TODAY())-C52794, Lists!$C$32:$C$40,1))","v":"51-60"},299.21129301276324,{"$f":"INDEX(Data!$E$24:$E$47, MATCH(F52794&D52794, Data!$B$24:$B$47,0))","v":1.0684339161496522E-3},{"$f":"SUMPRODUCT((Data!$B$58:$B$60=Model!$F52794)*(Data!$C$57:$K$57=Model!$O52794)*(Data!$C$58:$K$60))","v":2.6564859251595059},73.435140748404933,1,{"$f":"IF(E52794<>\"Serviceable\",E52794,INDEX(Lists!$D$6:$D$8, MATCH(T52794,Lists!$C$6:$C$8,0)))","v":"Serviceable"},{"$f":"INDEX(Lists!$C$12:$C$26, MATCH(H52794, Lists!$B$12:$B$26,0))","v":"LV"}]
[null,101933,1988,"Wood Untreated Dressed","Serviceable","Class 1",0,"lv/hv",1030,2019,150,"No",false,10,{"$f":"INDEX(Lists!$B$32:$B$40, MATCH(YEAR(TODAY())-C52827, Lists!$C$32:$C$40,1))","v":"31-40"},327.85918276930443,{"$f":"INDEX(Data!$E$24:$E$47, MATCH(F52827&D52827, Data!$B$24:$B$47,0))","v":1.9964561142097742E-3},{"$f":"SUMPRODUCT((Data!$B$58:$B$60=Model!$F52827)*(Data!$C$57:$K$57=Model!$O52827)*(Data!$C$58:$K$60))","v":3.0038452968326621},119.96154703167338,1,{"$f":"IF(E52827<>\"Serviceable\",E52827,INDEX(Lists!$D$6:$D$8, MATCH(T52827,Lists!$C$6:$C$8,0)))","v":"Serviceable"},{"$f":"INDEX(Lists!$C$12:$C$26, MATCH(H52827, Lists!$B$12:$B$26,0))","v":"HV"}]
[null,101994,1960,"Wood Creos Impregnated","Serviceable","Class 3",0,"lv/hv",950,2019,120,"No",false,10,{"$f":"INDEX(Lists!$B$32:$B$40, MATCH(YEAR(TODAY())-C52864, Lists!$C$32:$C$40,1))","v":"61-70"},302.39439187460113,{"$f":"INDEX(Data!$E$24:$E$47, MATCH(F52864&D52864, Data!$B$24:$B$47,0))","v":1.0684339161496522E-3},{"$f":"SUMPRODUCT((Data!$B$58:$B$60=Model!$F52864)*(Data!$C$57:$K$57=Model!$O52864)*(Data!$C$58:$K$60))","v":1.9802031311051838},100.19796868894817,1,{"$f":"IF(E52864<>\"Serviceable\",E52864,INDEX(Lists!$D$6:$D$8, MATCH(T52864,Lists!$C$6:$C$8,0)))","v":"Serviceable"},{"$f":"INDEX(Lists!$C$12:$C$26, MATCH(H52864, Lists!$B$12:$B$26,0))","v":"HV"}]
[null,102063,1978,"Wood Creos Impregnated","Serviceable","Class 1",0,"lv",790,2022,120,"No",false,10,{"$f":"INDEX(Lists!$B$32:$B$40, MATCH(YEAR(TODAY())-C52914, Lists!$C$32:$C$40,1))","v":"41-50"},251.46481008519464,{"$f":"INDEX(Data!$E$24:$E$47, MATCH(F52914&D52914, Data!$B$24:$B$47,0))","v":9.9474993092014377E-4},{"$f":"SUMPRODUCT((Data!$B$58:$B$60=Model!$F52914)*(Data!$C$57:$K$57=Model!$O52914)*(Data!$C$58:$K$60))","v":1.7977578417715214},102.02242158228478,1,{"$f":"IF(E52914<>\"Serviceable\",E52914,INDEX(Lists!$D$6:$D$8, MATCH(T52914,Lists!$C$6:$C$8,0)))","v":"Serviceable"},{"$f":"INDEX(Lists!$C$12:$C$26, MATCH(H52914, Lists!$B$12:$B$26,0))","v":"LV"}]
[null,102165,1966,"Wood Creos Impregnated","Serviceable","Class 3",0,"lv/future hv",1160,2023,120,"No",false,10,{"$f":"INDEX(Lists!$B$32:$B$40, MATCH(YEAR(TODAY())-C52968, Lists!$C$32:$C$40,1))","v":"51-60"},369.23946797319718,{"$f":"INDEX(Data!$E$24:$E$47, MATCH(F52968&D52968, Data!$B$24:$B$47,0))","v":1.0684339161496522E-3},{"$f":"SUMPRODUCT((Data!$B$58:$B$60=Model!$F52968)*(Data!$C$57:$K$57=Model!$O52968)*(Data!$C$58:$K$60))","v":2.6564859251595059},93.435140748404933,1,{"$f":"IF(E52968<>\"Serviceable\",E52968,INDEX(Lists!$D$6:$D$8, MATCH(T52968,Lists!$C$6:$C$8,0)))","v":"Serviceable"},{"$f":"INDEX(Lists!$C$12:$C$26, MATCH(H52968, Lists!$B$12:$B$26,0))","v":"LV"}]
[null,102357,1969,"Wood Creos Impregnated","Serviceable","Class 3",0,"lv",780,2022,100,"No",false,10,{"$f":"INDEX(Lists!$B$32:$B$40, MATCH(YEAR(TODAY())-C53039, Lists!$C$32:$C$40,1))","v":"51-60"},248.28171122335672,{"$f":"INDEX(Data!$E$24:$E$47, MATCH(F53039&D53039, Data!$B$24:$B$47,0))","v":1.0684339161496522E-3},{"$f":"SUMPRODUCT((Data!$B$58:$B$60=Model!$F53039)*(Data!$C$57:$K$57=Model!$O53039)*(Data!$C$58:$K$60))","v":2.6564859251595059},73.435140748404933,1,{"$f":"IF(E53039<>\"Serviceable\",E53039,INDEX(Lists!$D$6:$D$8, MATCH(T53039,Lists!$C$6:$C$8,0)))","v":"Serviceable"},{"$f":"INDEX(Lists!$C$12:$C$26, MATCH(H53039, Lists!$B$12:$B$26,0))","v":"LV"}]
[null,102432,1969,"Wood Creos Impregnated","Serviceable","Class 3",0,"lv",940,2022,100,"No",false,10,{"$f":"INDEX(Lists!$B$32:$B$40, MATCH(YEAR(TODAY())-C53089, Lists!$C$32:$C$40,1))","v":"51-60"},299.21129301276324,{"$f":"INDEX(Data!$E$24:$E$47, MATCH(F53089&D53089, Data!$B$24:$B$47,0))","v":1.0684339161496522E-3},{"$f":"SUMPRODUCT((Data!$B$58:$B$60=Model!$F53089)*(Data!$C$57:$K$57=Model!$O53089)*(Data!$C$58:$K$60))","v":2.6564859251595059},73.435140748404933,1,{"$f":"IF(E53089<>\"Serviceable\",E53089,INDEX(Lists!$D$6:$D$8, MATCH(T53089,Lists!$C$6:$C$8,0)))","v":"Serviceable"},{"$f":"INDEX(Lists!$C$12:$C$26, MATCH(H53089, Lists!$B$12:$B$26,0))","v":"LV"}]
[null,102497,1965,"Wood Creos Impregnated","Serviceable","Class 3",0,"lv",1070,2022,80,"No",false,10,{"$f":"INDEX(Lists!$B$32:$B$40, MATCH(YEAR(TODAY())-C53131, Lists!$C$32:$C$40,1))","v":"51-60"},340.59157821665605,{"$f":"INDEX(Data!$E$24:$E$47, MATCH(F53131&D53131, Data!$B$24:$B$47,0))","v":1.0684339161496522E-3},{"$f":"SUMPRODUCT((Data!$B$58:$B$60=Model!$F53131)*(Data!$C$57:$K$57=Model!$O53131)*(Data!$C$58:$K$60))","v":2.6564859251595059},53.43514074840494,2,{"$f":"IF(E53131<>\"Serviceable\",E53131,INDEX(Lists!$D$6:$D$8, MATCH(T53131,Lists!$C$6:$C$8,0)))","v":"Limited Life"},{"$f":"INDEX(Lists!$C$12:$C$26, MATCH(H53131, Lists!$B$12:$B$26,0))","v":"LV"}]
[null,102634,1972,"Wood Untreated Round","Serviceable","Class 1",0,"lv",860,2022,100,"No",false,10,{"$f":"INDEX(Lists!$B$32:$B$40, MATCH(YEAR(TODAY())-C53214, Lists!$C$32:$C$40,1))","v":"51-60"},273.74650211805999,{"$f":"INDEX(Data!$E$24:$E$47, MATCH(F53214&D53214, Data!$B$24:$B$47,0))","v":1.9964561142097742E-3},{"$f":"SUMPRODUCT((Data!$B$58:$B$60=Model!$F53214)*(Data!$C$57:$K$57=Model!$O53214)*(Data!$C$58:$K$60))","v":1.3557210085184006},86.44278991481599,1,{"$f":"IF(E53214<>\"Serviceable\",E53214,INDEX(Lists!$D$6:$D$8, MATCH(T53214,Lists!$C$6:$C$8,0)))","v":"Serviceable"},{"$f":"INDEX(Lists!$C$12:$C$26, MATCH(H53214, Lists!$B$12:$B$26,0))","v":"LV"}]
[null,102713,1941,"Wood Untreated Dressed","Serviceable","Class 1",0,"lv",980,2019,80,"No",false,10,{"$f":"INDEX(Lists!$B$32:$B$40, MATCH(YEAR(TODAY())-C53264, Lists!$C$32:$C$40,1))","v":"81-90"},311.94368846011486,{"$f":"INDEX(Data!$E$24:$E$47, MATCH(F53264&D53264, Data!$B$24:$B$47,0))","v":1.9964561142097742E-3},{"$f":"SUMPRODUCT((Data!$B$58:$B$60=Model!$F53264)*(Data!$C$57:$K$57=Model!$O53264)*(Data!$C$58:$K$60))","v":2.8392735823590045},51.607264176409956,1,{"$f":"IF(E53264<>\"Serviceable\",E53264,INDEX(Lists!$D$6:$D$8, MATCH(T53264,Lists!$C$6:$C$8,0)))","v":"Serviceable"},{"$f":"INDEX(Lists!$C$12:$C$26, MATCH(H53264, Lists!$B$12:$B$26,0))","v":"LV"}]
[null,102798,1965,"Wood Creos Impregnated","Serviceable","Class 3",0,"lv/hv",848,2022,90,"No",false,10,{"$f":"INDEX(Lists!$B$32:$B$40, MATCH(YEAR(TODAY())-C53326, Lists!$C$32:$C$40,1))","v":"51-60"},269.92678348385448,{"$f":"INDEX(Data!$E$24:$E$47, MATCH(F53326&D53326, Data!$B$24:$B$47,0))","v":1.0684339161496522E-3},{"$f":"SUMPRODUCT((Data!$B$58:$B$60=Model!$F53326)*(Data!$C$57:$K$57=Model!$O53326)*(Data!$C$58:$K$60))","v":2.6564859251595059},63.43514074840494,2,{"$f":"IF(E53326<>\"Serviceable\",E53326,INDEX(Lists!$D$6:$D$8, MATCH(T53326,Lists!$C$6:$C$8,0)))","v":"Limited Life"},{"$f":"INDEX(Lists!$C$12:$C$26, MATCH(H53326, Lists!$B$12:$B$26,0))","v":"HV"}]
[null,102910,1977,"Wood Creos Impregnated","Serviceable","Class 3",0,"lv/hv",1450,2019,100,"No",false,10,{"$f":"INDEX(Lists!$B$32:$B$40, MATCH(YEAR(TODAY())-C53389, Lists!$C$32:$C$40,1))","v":"41-50"},461.54933496649647,{"$f":"INDEX(Data!$E$24:$E$47, MATCH(F53389&D53389, Data!$B$24:$B$47,0))","v":1.0684339161496522E-3},{"$f":"SUMPRODUCT((Data!$B$58:$B$60=Model!$F53389)*(Data!$C$57:$K$57=Model!$O53389)*(Data!$C$58:$K$60))","v":3.2595928155551883},67.404071844448112,2,{"$f":"IF(E53389<>\"Serviceable\",E53389,INDEX(Lists!$D$6:$D$8, MATCH(T53389,Lists!$C$6:$C$8,0)))","v":"Limited Life"},{"$f":"INDEX(Lists!$C$12:$C$26, MATCH(H53389, Lists!$B$12:$B$26,0))","v":"HV"}]
[null,102950,1959,"Wood Creos Impregnated","Serviceable","Class 3",0,"lv/hv",942,2023,80,"No",false,10,{"$f":"INDEX(Lists!$B$32:$B$40, MATCH(YEAR(TODAY())-C53410, Lists!$C$32:$C$40,1))","v":"61-70"},299.8479127851308,{"$f":"INDEX(Data!$E$24:$E$47, MATCH(F53410&D53410, Data!$B$24:$B$47,0))","v":1.0684339161496522E-3},{"$f":"SUMPRODUCT((Data!$B$58:$B$60=Model!$F53410)*(Data!$C$57:$K$57=Model!$O53410)*(Data!$C$58:$K$60))","v":1.9802031311051838},60.197968688948166,2,{"$f":"IF(E53410<>\"Serviceable\",E53410,INDEX(Lists!$D$6:$D$8, MATCH(T53410,Lists!$C$6:$C$8,0)))","v":"Limited Life"},{"$f":"INDEX(Lists!$C$12:$C$26, MATCH(H53410, Lists!$B$12:$B$26,0))","v":"HV"}]
[null,103048,1976,"Wood Creos Impregnated","Serviceable","Class 1",0,"lv",1000,2020,90,"No",false,10,{"$f":"INDEX(Lists!$B$32:$B$40, MATCH(YEAR(TODAY())-C53460, Lists!$C$32:$C$40,1))","v":"41-50"},318.3098861837907,{"$f":"INDEX(Data!$E$24:$E$47, MATCH(F53460&D53460, Data!$B$24:$B$47,0))","v":9.9474993092014377E-4},{"$f":"SUMPRODUCT((Data!$B$58:$B$60=Model!$F53460)*(Data!$C$57:$K$57=Model!$O53460)*(Data!$C$58:$K$60))","v":1.7977578417715214},72.022421582284778,1,{"$f":"IF(E53460<>\"Serviceable\",E53460,INDEX(Lists!$D$6:$D$8, MATCH(T53460,Lists!$C$6:$C$8,0)))","v":"Serviceable"},{"$f":"INDEX(Lists!$C$12:$C$26, MATCH(H53460, Lists!$B$12:$B$26,0))","v":"LV"}]
[null,103237,1963,"Wood Untreated Dressed","Serviceable","Class 1",0,"hv/sub-transmission",1040,2023,100,"Yes",false,9,{"$f":"INDEX(Lists!$B$32:$B$40, MATCH(YEAR(TODAY())-C53543, Lists!$C$32:$C$40,1))","v":"61-70"},331.04228163114232,{"$f":"INDEX(Data!$E$24:$E$47, MATCH(F53543&D53543, Data!$B$24:$B$47,0))","v":1.9964561142097742E-3},{"$f":"SUMPRODUCT((Data!$B$58:$B$60=Model!$F53543)*(Data!$C$57:$K$57=Model!$O53543)*(Data!$C$58:$K$60))","v":2.3795837981601728},78.583745816558448,1,{"$f":"IF(E53543<>\"Serviceable\",E53543,INDEX(Lists!$D$6:$D$8, MATCH(T53543,Lists!$C$6:$C$8,0)))","v":"Serviceable"},{"$f":"INDEX(Lists!$C$12:$C$26, MATCH(H53543, Lists!$B$12:$B$26,0))","v":"Sub-T"}]
[null,103310,1965,"Wood Creos Impregnated","Limited Life","Class 3",0,"lv/hv",942,2023,50,"No",false,10,{"$f":"INDEX(Lists!$B$32:$B$40, MATCH(YEAR(TODAY())-C53585, Lists!$C$32:$C$40,1))","v":"51-60"},299.8479127851308,{"$f":"INDEX(Data!$E$24:$E$47, MATCH(F53585&D53585, Data!$B$24:$B$47,0))","v":1.0684339161496522E-3},{"$f":"SUMPRODUCT((Data!$B$58:$B$60=Model!$F53585)*(Data!$C$57:$K$57=Model!$O53585)*(Data!$C$58:$K$60))","v":2.6564859251595059},23.43514074840494,3,{"$f":"IF(E53585<>\"Serviceable\",E53585,INDEX(Lists!$D$6:$D$8, MATCH(T53585,Lists!$C$6:$C$8,0)))","v":"Limited Life"},{"$f":"INDEX(Lists!$C$12:$C$26, MATCH(H53585, Lists!$B$12:$B$26,0))","v":"HV"}]
[null,103410,1981,"Wood Creos Impregnated","Serviceable","Class 2",0,"lv/future hv",1010,2022,80,"No",false,10,{"$f":"INDEX(Lists!$B$32:$B$40, MATCH(YEAR(TODAY())-C53635, Lists!$C$32:$C$40,1))","v":"41-50"},321.49298504562859,{"$f":"INDEX(Data!$E$24:$E$47, MATCH(F53635&D53635, Data!$B$24:$B$47,0))","v":1.6118836915297091E-3},{"$f":"SUMPRODUCT((Data!$B$58:$B$60=Model!$F53635)*(Data!$C$57:$K$57=Model!$O53635)*(Data!$C$58:$K$60))","v":3.126815166746074},48.731848332539258,2,{"$f":"IF(E53635<>\"Serviceable\",E53635,INDEX(Lists!$D$6:$D$8, MATCH(T53635,Lists!$C$6:$C$8,0)))","v":"Limited Life"},{"$f":"INDEX(Lists!$C$12:$C$26, MATCH(H53635, Lists!$B$12:$B$26,0))","v":"LV"}]
[null,103502,1965,"Wood Creos Impregnated","Serviceable","Class 3",0,"lv/hv",1000,2023,80,"No",false,10,{"$f":"INDEX(Lists!$B$32:$B$40, MATCH(YEAR(TODAY())-C53684, Lists!$C$32:$C$40,1))","v":"51-60"},318.3098861837907,{"$f":"INDEX(Data!$E$24:$E$47, MATCH(F53684&D53684, Data!$B$24:$B$47,0))","v":1.0684339161496522E-3},{"$f":"SUMPRODUCT((Data!$B$58:$B$60=Model!$F53684)*(Data!$C$57:$K$57=Model!$O53684)*(Data!$C$58:$K$60))","v":2.6564859251595059},53.43514074840494,2,{"$f":"IF(E53684<>\"Serviceable\",E53684,INDEX(Lists!$D$6:$D$8, MATCH(T53684,Lists!$C$6:$C$8,0)))","v":"Limited Life"},{"$f":"INDEX(Lists!$C$12:$C$26, MATCH(H53684, Lists!$B$12:$B$26,0))","v":"HV"}]
[null,103640,1970,"Wood Creos Impregnated","Serviceable","Class 2",0,"lv",1000,2022,80,"No",false,10,{"$f":"INDEX(Lists!$B$32:$B$40, MATCH(YEAR(TODAY())-C53760, Lists!$C$32:$C$40,1))","v":"51-60"},318.3098861837907,{"$f":"INDEX(Data!$E$24:$E$47, MATCH(F53760&D53760, Data!$B$24:$B$47,0))","v":1.6118836915297091E-3},{"$f":"SUMPRODUCT((Data!$B$58:$B$60=Model!$F53760)*(Data!$C$57:$K$57=Model!$O53760)*(Data!$C$58:$K$60))","v":2.6773548093458861},53.226451906541143,2,{"$f":"IF(E53760<>\"Serviceable\",E53760,INDEX(Lists!$D$6:$D$8, MATCH(T53760,Lists!$C$6:$C$8,0)))","v":"Limited Life"},{"$f":"INDEX(Lists!$C$12:$C$26, MATCH(H53760, Lists!$B$12:$B$26,0))","v":"LV"}]
[null,103729,1967,"Wood Creos Impregnated","Serviceable","Class 3",0,"lv/hv/sub-transmission",1340,2019,130,"No",false,10,{"$f":"INDEX(Lists!$B$32:$B$40, MATCH(YEAR(TODAY())-C53810, Lists!$C$32:$C$40,1))","v":"51-60"},426.5352474862795,{"$f":"INDEX(Data!$E$24:$E$47, MATCH(F53810&D53810, Data!$B$24:$B$47,0))","v":1.0684339161496522E-3},{"$f":"SUMPRODUCT((Data!$B$58:$B$60=Model!$F53810)*(Data!$C$57:$K$57=Model!$O53810)*(Data!$C$58:$K$60))","v":2.6564859251595059},103.43514074840493,1,{"$f":"IF(E53810<>\"Serviceable\",E53810,INDEX(Lists!$D$6:$D$8, MATCH(T53810,Lists!$C$6:$C$8,0)))","v":"Serviceable"},{"$f":"INDEX(Lists!$C$12:$C$26, MATCH(H53810, Lists!$B$12:$B$26,0))","v":"Sub-T"}]
[null,103795,1970,"Wood Creos Impregnated","Serviceable","Class 3",0,"lv",1210,2022,130,"No",false,10,{"$f":"INDEX(Lists!$B$32:$B$40, MATCH(YEAR(TODAY())-C53847, Lists!$C$32:$C$40,1))","v":"51-60"},385.15496228238675,{"$f":"INDEX(Data!$E$24:$E$47, MATCH(F53847&D53847, Data!$B$24:$B$47,0))","v":1.0684339161496522E-3},{"$f":"SUMPRODUCT((Data!$B$58:$B$60=Model!$F53847)*(Data!$C$57:$K$57=Model!$O53847)*(Data!$C$58:$K$60))","v":2.6564859251595059},103.43514074840493,1,{"$f":"IF(E53847<>\"Serviceable\",E53847,INDEX(Lists!$D$6:$D$8, MATCH(T53847,Lists!$C$6:$C$8,0)))","v":"Serviceable"},{"$f":"INDEX(Lists!$C$12:$C$26, MATCH(H53847, Lists!$B$12:$B$26,0))","v":"LV"}]
[null,104009,1968,"Wood Creos Impregnated","Serviceable","Class 3",0,"lv/hv/sub-transmission",1300,2020,120,"No",false,10,{"$f":"INDEX(Lists!$B$32:$B$40, MATCH(YEAR(TODAY())-C53935, Lists!$C$32:$C$40,1))","v":"51-60"},413.80285203892788,{"$f":"INDEX(Data!$E$24:$E$47, MATCH(F53935&D53935, Data!$B$24:$B$47,0))","v":1.0684339161496522E-3},{"$f":"SUMPRODUCT((Data!$B$58:$B$60=Model!$F53935)*(Data!$C$57:$K$57=Model!$O53935)*(Data!$C$58:$K$60))","v":2.6564859251595059},93.435140748404933,1,{"$f":"IF(E53935<>\"Serviceable\",E53935,INDEX(Lists!$D$6:$D$8, MATCH(T53935,Lists!$C$6:$C$8,0)))","v":"Serviceable"},{"$f":"INDEX(Lists!$C$12:$C$26, MATCH(H53935, Lists!$B$12:$B$26,0))","v":"Sub-T"}]
[null,104095,1971,"Wood Untreated Dressed","Serviceable","Class 2",0,"lv/hv",980,2018,100,"No",false,15,{"$f":"INDEX(Lists!$B$32:$B$40, MATCH(YEAR(TODAY())-C53985, Lists!$C$32:$C$40,1))","v":"51-60"},311.94368846011486,{"$f":"INDEX(Data!$E$24:$E$47, MATCH(F53985&D53985, Data!$B$24:$B$47,0))","v":2.1997700016428453E-3},{"$f":"SUMPRODUCT((Data!$B$58:$B$60=Model!$F53985)*(Data!$C$57:$K$57=Model!$O53985)*(Data!$C$58:$K$60))","v":2.6773548093458861},59.839677859811708,2,{"$f":"IF(E53985<>\"Serviceable\",E53985,INDEX(Lists!$D$6:$D$8, MATCH(T53985,Lists!$C$6:$C$8,0)))","v":"Limited Life"},{"$f":"INDEX(Lists!$C$12:$C$26, MATCH(H53985, Lists!$B$12:$B$26,0))","v":"HV"}]
[null,104194,1968,"Wood Creos Impregnated","Serviceable","Class 3",0,"lv/hv",890,2018,90,"No",false,15,{"$f":"INDEX(Lists!$B$32:$B$40, MATCH(YEAR(TODAY())-C54042, Lists!$C$32:$C$40,1))","v":"51-60"},283.29579870357372,{"$f":"INDEX(Data!$E$24:$E$47, MATCH(F54042&D54042, Data!$B$24:$B$47,0))","v":1.0684339161496522E-3},{"$f":"SUMPRODUCT((Data!$B$58:$B$60=Model!$F54042)*(Data!$C$57:$K$57=Model!$O54042)*(Data!$C$58:$K$60))","v":2.6564859251595059},50.152711122607414,2,{"$f":"IF(E54042<>\"Serviceable\",E54042,INDEX(Lists!$D$6:$D$8, MATCH(T54042,Lists!$C$6:$C$8,0)))","v":"Limited Life"},{"$f":"INDEX(Lists!$C$12:$C$26, MATCH(H54042, Lists!$B$12:$B$26,0))","v":"HV"}]
[null,104306,1960,"Wood Creos Impregnated","Serviceable","Class 3",0,"lv",942,2023,90,"No",false,10,{"$f":"INDEX(Lists!$B$32:$B$40, MATCH(YEAR(TODAY())-C54110, Lists!$C$32:$C$40,1))","v":"61-70"},299.8479127851308,{"$f":"INDEX(Data!$E$24:$E$47, MATCH(F54110&D54110, Data!$B$24:$B$47,0))","v":1.0684339161496522E-3},{"$f":"SUMPRODUCT((Data!$B$58:$B$60=Model!$F54110)*(Data!$C$57:$K$57=Model!$O54110)*(Data!$C$58:$K$60))","v":1.9802031311051838},70.197968688948166,1,{"$f":"IF(E54110<>\"Serviceable\",E54110,INDEX(Lists!$D$6:$D$8, MATCH(T54110,Lists!$C$6:$C$8,0)))","v":"Serviceable"},{"$f":"INDEX(Lists!$C$12:$C$26, MATCH(H54110, Lists!$B$12:$B$26,0))","v":"LV"}]
[null,104356,1985,"Wood Untreated Dressed","Serviceable","Class 1",0,"lv",940,2020,120,"No",false,10,{"$f":"INDEX(Lists!$B$32:$B$40, MATCH(YEAR(TODAY())-C54131, Lists!$C$32:$C$40,1))","v":"31-40"},299.21129301276324,{"$f":"INDEX(Data!$E$24:$E$47, MATCH(F54131&D54131, Data!$B$24:$B$47,0))","v":1.9964561142097742E-3},{"$f":"SUMPRODUCT((Data!$B$58:$B$60=Model!$F54131)*(Data!$C$57:$K$57=Model!$O54131)*(Data!$C$58:$K$60))","v":3.0038452968326621},89.961547031673376,1,{"$f":"IF(E54131<>\"Serviceable\",E54131,INDEX(Lists!$D$6:$D$8, MATCH(T54131,Lists!$C$6:$C$8,0)))","v":"Serviceable"},{"$f":"INDEX(Lists!$C$12:$C$26, MATCH(H54131, Lists!$B$12:$B$26,0))","v":"LV"}]
[null,104457,1951,"Wood Untreated Round","Serviceable","Class 1",0,"stay",710,2021,90,"Yes",false,9,{"$f":"INDEX(Lists!$B$32:$B$40, MATCH(YEAR(TODAY())-C54183, Lists!$C$32:$C$40,1))","v":"71-80"},226.00001919049137,{"$f":"INDEX(Data!$E$24:$E$47, MATCH(F54183&D54183, Data!$B$24:$B$47,0))","v":1.9964561142097742E-3},{"$f":"SUMPRODUCT((Data!$B$58:$B$60=Model!$F54183)*(Data!$C$57:$K$57=Model!$O54183)*(Data!$C$58:$K$60))","v":2.0707751244791428},71.363023879687717,1,{"$f":"IF(E54183<>\"Serviceable\",E54183,INDEX(Lists!$D$6:$D$8, MATCH(T54183,Lists!$C$6:$C$8,0)))","v":"Serviceable"},{"$f":"INDEX(Lists!$C$12:$C$26, MATCH(H54183, Lists!$B$12:$B$26,0))","v":"LV"}]
[null,104564,1981,"Wood Creos Impregnated","Serviceable","Class 3",0,"lv/future hv",1080,2021,100,"Yes",false,9,{"$f":"INDEX(Lists!$B$32:$B$40, MATCH(YEAR(TODAY())-C54230, Lists!$C$32:$C$40,1))","v":"41-50"},343.77467707849394,{"$f":"INDEX(Data!$E$24:$E$47, MATCH(F54230&D54230, Data!$B$24:$B$47,0))","v":1.0684339161496522E-3},{"$f":"SUMPRODUCT((Data!$B$58:$B$60=Model!$F54230)*(Data!$C$57:$K$57=Model!$O54230)*(Data!$C$58:$K$60))","v":3.2595928155551883},70.663664660003306,1,{"$f":"IF(E54230<>\"Serviceable\",E54230,INDEX(Lists!$D$6:$D$8, MATCH(T54230,Lists!$C$6:$C$8,0)))","v":"Serviceable"},{"$f":"INDEX(Lists!$C$12:$C$26, MATCH(H54230, Lists!$B$12:$B$26,0))","v":"LV"}]
[null,104731,1980,"Wood Creos Impregnated","Serviceable","Class 1",0,"lv/hv",900,2020,100,"No",false,10,{"$f":"INDEX(Lists!$B$32:$B$40, MATCH(YEAR(TODAY())-C54306, Lists!$C$32:$C$40,1))","v":"41-50"},286.47889756541161,{"$f":"INDEX(Data!$E$24:$E$47, MATCH(F54306&D54306, Data!$B$24:$B$47,0))","v":9.9474993092014377E-4},{"$f":"SUMPRODUCT((Data!$B$58:$B$60=Model!$F54306)*(Data!$C$57:$K$57=Model!$O54306)*(Data!$C$58:$K$60))","v":1.7977578417715214},82.022421582284778,1,{"$f":"IF(E54306<>\"Serviceable\",E54306,INDEX(Lists!$D$6:$D$8, MATCH(T54306,Lists!$C$6:$C$8,0)))","v":"Serviceable"},{"$f":"INDEX(Lists!$C$12:$C$26, MATCH(H54306, Lists!$B$12:$B$26,0))","v":"HV"}]
[null,104859,1981,"Wood Creos Impregnated","Serviceable","Class 1",0,"hv",870,2023,130,"Yes",false,9,{"$f":"INDEX(Lists!$B$32:$B$40, MATCH(YEAR(TODAY())-C54378, Lists!$C$32:$C$40,1))","v":"41-50"},276.92960097989788,{"$f":"INDEX(Data!$E$24:$E$47, MATCH(F54378&D54378, Data!$B$24:$B$47,0))","v":9.9474993092014377E-4},{"$f":"SUMPRODUCT((Data!$B$58:$B$60=Model!$F54378)*(Data!$C$57:$K$57=Model!$O54378)*(Data!$C$58:$K$60))","v":1.7977578417715214},113.82017942405631,1,{"$f":"IF(E54378<>\"Serviceable\",E54378,INDEX(Lists!$D$6:$D$8, MATCH(T54378,Lists!$C$6:$C$8,0)))","v":"Serviceable"},{"$f":"INDEX(Lists!$C$12:$C$26, MATCH(H54378, Lists!$B$12:$B$26,0))","v":"HV"}]
[null,104915,1982,"Wood Creos Impregnated","Serviceable","Class 3",0,"lv",930,2022,100,"Yes",false,9,{"$f":"INDEX(Lists!$B$32:$B$40, MATCH(YEAR(TODAY())-C54405, Lists!$C$32:$C$40,1))","v":"41-50"},296.02819415092534,{"$f":"INDEX(Data!$E$24:$E$47, MATCH(F54405&D54405, Data!$B$24:$B$47,0))","v":1.0684339161496522E-3},{"$f":"SUMPRODUCT((Data!$B$58:$B$60=Model!$F54405)*(Data!$C$57:$K$57=Model!$O54405)*(Data!$C$58:$K$60))","v":3.2595928155551883},70.663664660003306,1,{"$f":"IF(E54405<>\"Serviceable\",E54405,INDEX(Lists!$D$6:$D$8, MATCH(T54405,Lists!$C$6:$C$8,0)))","v":"Serviceable"},{"$f":"INDEX(Lists!$C$12:$C$26, MATCH(H54405, Lists!$B$12:$B$26,0))","v":"LV"}]
[null,105076,1985,"Wood Untreated Dressed","Serviceable","Class 1",0,"hv",950,2021,100,"Yes",false,9,{"$f":"INDEX(Lists!$B$32:$B$40, MATCH(YEAR(TODAY())-C54481, Lists!$C$32:$C$40,1))","v":"31-40"},302.39439187460113,{"$f":"INDEX(Data!$E$24:$E$47, MATCH(F54481&D54481, Data!$B$24:$B$47,0))","v":1.9964561142097742E-3},{"$f":"SUMPRODUCT((Data!$B$58:$B$60=Model!$F54481)*(Data!$C$57:$K$57=Model!$O54481)*(Data!$C$58:$K$60))","v":3.0038452968326621},72.965392328506042,1,{"$f":"IF(E54481<>\"Serviceable\",E54481,INDEX(Lists!$D$6:$D$8, MATCH(T54481,Lists!$C$6:$C$8,0)))","v":"Serviceable"},{"$f":"INDEX(Lists!$C$12:$C$26, MATCH(H54481, Lists!$B$12:$B$26,0))","v":"HV"}]
[null,105166,1976,"Wood Creos Impregnated","Serviceable","Class 1",0,"lv",850,2023,120,"Yes",false,9,{"$f":"INDEX(Lists!$B$32:$B$40, MATCH(YEAR(TODAY())-C54519, Lists!$C$32:$C$40,1))","v":"41-50"},270.5634032562221,{"$f":"INDEX(Data!$E$24:$E$47, MATCH(F54519&D54519, Data!$B$24:$B$47,0))","v":9.9474993092014377E-4},{"$f":"SUMPRODUCT((Data!$B$58:$B$60=Model!$F54519)*(Data!$C$57:$K$57=Model!$O54519)*(Data!$C$58:$K$60))","v":1.7977578417715214},103.82017942405631,1,{"$f":"IF(E54519<>\"Serviceable\",E54519,INDEX(Lists!$D$6:$D$8, MATCH(T54519,Lists!$C$6:$C$8,0)))","v":"Serviceable"},{"$f":"INDEX(Lists!$C$12:$C$26, MATCH(H54519, Lists!$B$12:$B$26,0))","v":"LV"}]
[null,105252,1990,"Wood Untreated Dressed","Serviceable","Class 1",0,"lv/hv",1100,2022,130,"No",false,10,{"$f":"INDEX(Lists!$B$32:$B$40, MATCH(YEAR(TODAY())-C54551, Lists!$C$32:$C$40,1))","v":"31-40"},350.14087480216978,{"$f":"INDEX(Data!$E$24:$E$47, MATCH(F54551&D54551, Data!$B$24:$B$47,0))","v":1.9964561142097742E-3},{"$f":"SUMPRODUCT((Data!$B$58:$B$60=Model!$F54551)*(Data!$C$57:$K$57=Model!$O54551)*(Data!$C$58:$K$60))","v":3.0038452968326621},99.961547031673376,1,{"$f":"IF(E54551<>\"Serviceable\",E54551,INDEX(Lists!$D$6:$D$8, MATCH(T54551,Lists!$C$6:$C$8,0)))","v":"Serviceable"},{"$f":"INDEX(Lists!$C$12:$C$26, MATCH(H54551, Lists!$B$12:$B$26,0))","v":"HV"}]
[null,105533,1971,"Wood Creos Impregnated","Serviceable","Class 3",0,"lv/future hv",920,2022,100,"Yes",false,9,{"$f":"INDEX(Lists!$B$32:$B$40, MATCH(YEAR(TODAY())-C54656, Lists!$C$32:$C$40,1))","v":"51-60"},292.84509528908745,{"$f":"INDEX(Data!$E$24:$E$47, MATCH(F54656&D54656, Data!$B$24:$B$47,0))","v":1.0684339161496522E-3},{"$f":"SUMPRODUCT((Data!$B$58:$B$60=Model!$F54656)*(Data!$C$57:$K$57=Model!$O54656)*(Data!$C$58:$K$60))","v":2.6564859251595059},76.091626673564448,1,{"$f":"IF(E54656<>\"Serviceable\",E54656,INDEX(Lists!$D$6:$D$8, MATCH(T54656,Lists!$C$6:$C$8,0)))","v":"Serviceable"},{"$f":"INDEX(Lists!$C$12:$C$26, MATCH(H54656, Lists!$B$12:$B$26,0))","v":"LV"}]
[null,105679,1985,"Wood Untreated Dressed","Serviceable","Class 1",0,"lv/hv",970,2022,100,"Yes",false,9,{"$f":"INDEX(Lists!$B$32:$B$40, MATCH(YEAR(TODAY())-C54706, Lists!$C$32:$C$40,1))","v":"31-40"},308.76058959827697,{"$f":"INDEX(Data!$E$24:$E$47, MATCH(F54706&D54706, Data!$B$24:$B$47,0))","v":1.9964561142097742E-3},{"$f":"SUMPRODUCT((Data!$B$58:$B$60=Model!$F54706)*(Data!$C$57:$K$57=Model!$O54706)*(Data!$C$58:$K$60))","v":3.0038452968326621},72.965392328506042,1,{"$f":"IF(E54706<>\"Serviceable\",E54706,INDEX(Lists!$D$6:$D$8, MATCH(T54706,Lists!$C$6:$C$8,0)))","v":"Serviceable"},{"$f":"INDEX(Lists!$C$12:$C$26, MATCH(H54706, Lists!$B$12:$B$26,0))","v":"HV"}]
[null,105826,1981,"Wood Creos Impregnated","Serviceable","Class 3",0,"lv/hv",1070,2022,130,"Yes",false,9,{"$f":"INDEX(Lists!$B$32:$B$40, MATCH(YEAR(TODAY())-C54758, Lists!$C$32:$C$40,1))","v":"41-50"},340.59157821665605,{"$f":"INDEX(Data!$E$24:$E$47, MATCH(F54758&D54758, Data!$B$24:$B$47,0))","v":1.0684339161496522E-3},{"$f":"SUMPRODUCT((Data!$B$58:$B$60=Model!$F54758)*(Data!$C$57:$K$57=Model!$O54758)*(Data!$C$58:$K$60))","v":3.2595928155551883},100.66366466000331,1,{"$f":"IF(E54758<>\"Serviceable\",E54758,INDEX(Lists!$D$6:$D$8, MATCH(T54758,Lists!$C$6:$C$8,0)))","v":"Serviceable"},{"$f":"INDEX(Lists!$C$12:$C$26, MATCH(H54758, Lists!$B$12:$B$26,0))","v":"HV"}]
[null,105881,1966,"Wood Creos Impregnated","Serviceable","Class 3",0,"lv",850,2022,90,"No",false,10,{"$f":"INDEX(Lists!$B$32:$B$40, MATCH(YEAR(TODAY())-C54776, Lists!$C$32:$C$40,1))","v":"51-60"},270.5634032562221,{"$f":"INDEX(Data!$E$24:$E$47, MATCH(F54776&D54776, Data!$B$24:$B$47,0))","v":1.0684339161496522E-3},{"$f":"SUMPRODUCT((Data!$B$58:$B$60=Model!$F54776)*(Data!$C$57:$K$57=Model!$O54776)*(Data!$C$58:$K$60))","v":2.6564859251595059},63.43514074840494,2,{"$f":"IF(E54776<>\"Serviceable\",E54776,INDEX(Lists!$D$6:$D$8, MATCH(T54776,Lists!$C$6:$C$8,0)))","v":"Limited Life"},{"$f":"INDEX(Lists!$C$12:$C$26, MATCH(H54776, Lists!$B$12:$B$26,0))","v":"LV"}]
[null,105962,1961,"Wood Creos Impregnated","Serviceable","Class 3",0,"lv",920,2020,90,"No",false,10,{"$f":"INDEX(Lists!$B$32:$B$40, MATCH(YEAR(TODAY())-C54826, Lists!$C$32:$C$40,1))","v":"61-70"},292.84509528908745,{"$f":"INDEX(Data!$E$24:$E$47, MATCH(F54826&D54826, Data!$B$24:$B$47,0))","v":1.0684339161496522E-3},{"$f":"SUMPRODUCT((Data!$B$58:$B$60=Model!$F54826)*(Data!$C$57:$K$57=Model!$O54826)*(Data!$C$58:$K$60))","v":1.9802031311051838},70.197968688948166,1,{"$f":"IF(E54826<>\"Serviceable\",E54826,INDEX(Lists!$D$6:$D$8, MATCH(T54826,Lists!$C$6:$C$8,0)))","v":"Serviceable"},{"$f":"INDEX(Lists!$C$12:$C$26, MATCH(H54826, Lists!$B$12:$B$26,0))","v":"LV"}]
[null,106216,1961,"Wood Creos Impregnated","Serviceable","Class 3",0,"lv",970,2021,100,"No",false,10,{"$f":"INDEX(Lists!$B$32:$B$40, MATCH(YEAR(TODAY())-C54899, Lists!$C$32:$C$40,1))","v":"61-70"},308.76058959827697,{"$f":"INDEX(Data!$E$24:$E$47, MATCH(F54899&D54899, Data!$B$24:$B$47,0))","v":1.0684339161496522E-3},{"$f":"SUMPRODUCT((Data!$B$58:$B$60=Model!$F54899)*(Data!$C$57:$K$57=Model!$O54899)*(Data!$C$58:$K$60))","v":1.9802031311051838},80.197968688948166,1,{"$f":"IF(E54899<>\"Serviceable\",E54899,INDEX(Lists!$D$6:$D$8, MATCH(T54899,Lists!$C$6:$C$8,0)))","v":"Serviceable"},{"$f":"INDEX(Lists!$C$12:$C$26, MATCH(H54899, Lists!$B$12:$B$26,0))","v":"LV"}]
[null,106425,1969,"Wood Creos Impregnated","Serviceable","Class 3",0,"lv/hv",860,2020,80,"No",false,10,{"$f":"INDEX(Lists!$B$32:$B$40, MATCH(YEAR(TODAY())-C54951, Lists!$C$32:$C$40,1))","v":"51-60"},273.74650211805999,{"$f":"INDEX(Data!$E$24:$E$47, MATCH(F54951&D54951, Data!$B$24:$B$47,0))","v":1.0684339161496522E-3},{"$f":"SUMPRODUCT((Data!$B$58:$B$60=Model!$F54951)*(Data!$C$57:$K$57=Model!$O54951)*(Data!$C$58:$K$60))","v":2.6564859251595059},53.43514074840494,2,{"$f":"IF(E54951<>\"Serviceable\",E54951,INDEX(Lists!$D$6:$D$8, MATCH(T54951,Lists!$C$6:$C$8,0)))","v":"Limited Life"},{"$f":"INDEX(Lists!$C$12:$C$26, MATCH(H54951, Lists!$B$12:$B$26,0))","v":"HV"}]
[null,106664,1960,"Wood Creos Impregnated","Serviceable","Class 3",0,"lv/hv",1130,2020,100,"No",false,10,{"$f":"INDEX(Lists!$B$32:$B$40, MATCH(YEAR(TODAY())-C55027, Lists!$C$32:$C$40,1))","v":"61-70"},359.69017138768345,{"$f":"INDEX(Data!$E$24:$E$47, MATCH(F55027&D55027, Data!$B$24:$B$47,0))","v":1.0684339161496522E-3},{"$f":"SUMPRODUCT((Data!$B$58:$B$60=Model!$F55027)*(Data!$C$57:$K$57=Model!$O55027)*(Data!$C$58:$K$60))","v":1.9802031311051838},80.197968688948166,1,{"$f":"IF(E55027<>\"Serviceable\",E55027,INDEX(Lists!$D$6:$D$8, MATCH(T55027,Lists!$C$6:$C$8,0)))","v":"Serviceable"},{"$f":"INDEX(Lists!$C$12:$C$26, MATCH(H55027, Lists!$B$12:$B$26,0))","v":"HV"}]
[null,106857,1974,"Wood Creos Impregnated","Serviceable","Class 1",0,"lv/hv",940,2020,100,"No",false,10,{"$f":"INDEX(Lists!$B$32:$B$40, MATCH(YEAR(TODAY())-C55094, Lists!$C$32:$C$40,1))","v":"51-60"},299.21129301276324,{"$f":"INDEX(Data!$E$24:$E$47, MATCH(F55094&D55094, Data!$B$24:$B$47,0))","v":9.9474993092014377E-4},{"$f":"SUMPRODUCT((Data!$B$58:$B$60=Model!$F55094)*(Data!$C$57:$K$57=Model!$O55094)*(Data!$C$58:$K$60))","v":1.3557210085184006},86.44278991481599,1,{"$f":"IF(E55094<>\"Serviceable\",E55094,INDEX(Lists!$D$6:$D$8, MATCH(T55094,Lists!$C$6:$C$8,0)))","v":"Serviceable"},{"$f":"INDEX(Lists!$C$12:$C$26, MATCH(H55094, Lists!$B$12:$B$26,0))","v":"HV"}]
[null,106922,1969,"Wood Creos Impregnated","Serviceable","Class 2",0,"lv/hv",970,2020,100,"No",false,10,{"$f":"INDEX(Lists!$B$32:$B$40, MATCH(YEAR(TODAY())-C55126, Lists!$C$32:$C$40,1))","v":"51-60"},308.76058959827697,{"$f":"INDEX(Data!$E$24:$E$47, MATCH(F55126&D55126, Data!$B$24:$B$47,0))","v":1.6118836915297091E-3},{"$f":"SUMPRODUCT((Data!$B$58:$B$60=Model!$F55126)*(Data!$C$57:$K$57=Model!$O55126)*(Data!$C$58:$K$60))","v":2.6773548093458861},73.226451906541143,1,{"$f":"IF(E55126<>\"Serviceable\",E55126,INDEX(Lists!$D$6:$D$8, MATCH(T55126,Lists!$C$6:$C$8,0)))","v":"Serviceable"},{"$f":"INDEX(Lists!$C$12:$C$26, MATCH(H55126, Lists!$B$12:$B$26,0))","v":"HV"}]
[null,107121,1934,"Wood Untreated Dressed","Serviceable","Class 1",0,"lv",870,2020,70,"No",false,10,{"$f":"INDEX(Lists!$B$32:$B$40, MATCH(YEAR(TODAY())-C55202, Lists!$C$32:$C$40,1))","v":"90+"},276.92960097989788,{"$f":"INDEX(Data!$E$24:$E$47, MATCH(F55202&D55202, Data!$B$24:$B$47,0))","v":1.9964561142097742E-3},{"$f":"SUMPRODUCT((Data!$B$58:$B$60=Model!$F55202)*(Data!$C$57:$K$57=Model!$O55202)*(Data!$C$58:$K$60))","v":1.4835341045333483},55.164658954666521,1,{"$f":"IF(E55202<>\"Serviceable\",E55202,INDEX(Lists!$D$6:$D$8, MATCH(T55202,Lists!$C$6:$C$8,0)))","v":"Serviceable"},{"$f":"INDEX(Lists!$C$12:$C$26, MATCH(H55202, Lists!$B$12:$B$26,0))","v":"LV"}]
[null,107218,1973,"Wood Untreated Dressed","Serviceable","Class 1",0,"hv/sub-transmission",1210,2023,130,"Yes",false,9,{"$f":"INDEX(Lists!$B$32:$B$40, MATCH(YEAR(TODAY())-C55235, Lists!$C$32:$C$40,1))","v":"51-60"},385.15496228238675,{"$f":"INDEX(Data!$E$24:$E$47, MATCH(F55235&D55235, Data!$B$24:$B$47,0))","v":1.9964561142097742E-3},{"$f":"SUMPRODUCT((Data!$B$58:$B$60=Model!$F55235)*(Data!$C$57:$K$57=Model!$O55235)*(Data!$C$58:$K$60))","v":1.3557210085184006},117.79851092333439,1,{"$f":"IF(E55235<>\"Serviceable\",E55235,INDEX(Lists!$D$6:$D$8, MATCH(T55235,Lists!$C$6:$C$8,0)))","v":"Serviceable"},{"$f":"INDEX(Lists!$C$12:$C$26, MATCH(H55235, Lists!$B$12:$B$26,0))","v":"Sub-T"}]
[null,107337,1993,"Wood Untreated Dressed","Serviceable","Class 1",0,"lv/sub-transmission",1130,2020,150,"No",false,10,{"$f":"INDEX(Lists!$B$32:$B$40, MATCH(YEAR(TODAY())-C55272, Lists!$C$32:$C$40,1))","v":"31-40"},359.69017138768345,{"$f":"INDEX(Data!$E$24:$E$47, MATCH(F55272&D55272, Data!$B$24:$B$47,0))","v":1.9964561142097742E-3},{"$f":"SUMPRODUCT((Data!$B$58:$B$60=Model!$F55272)*(Data!$C$57:$K$57=Model!$O55272)*(Data!$C$58:$K$60))","v":3.0038452968326621},119.96154703167338,1,{"$f":"IF(E55272<>\"Serviceable\",E55272,INDEX(Lists!$D$6:$D$8, MATCH(T55272,Lists!$C$6:$C$8,0)))","v":"Serviceable"},{"$f":"INDEX(Lists!$C$12:$C$26, MATCH(H55272, Lists!$B$12:$B$26,0))","v":"Sub-T"}]
[null,107536,1973,"Wood Creos Impregnated","Serviceable","Class 3",0,"lv/hv",1080,2020,120,"No",false,10,{"$f":"INDEX(Lists!$B$32:$B$40, MATCH(YEAR(TODAY())-C55322, Lists!$C$32:$C$40,1))","v":"51-60"},343.77467707849394,{"$f":"INDEX(Data!$E$24:$E$47, MATCH(F55322&D55322, Data!$B$24:$B$47,0))","v":1.0684339161496522E-3},{"$f":"SUMPRODUCT((Data!$B$58:$B$60=Model!$F55322)*(Data!$C$57:$K$57=Model!$O55322)*(Data!$C$58:$K$60))","v":2.6564859251595059},93.435140748404933,1,{"$f":"IF(E55322<>\"Serviceable\",E55322,INDEX(Lists!$D$6:$D$8, MATCH(T55322,Lists!$C$6:$C$8,0)))","v":"Serviceable"},{"$f":"INDEX(Lists!$C$12:$C$26, MATCH(H55322, Lists!$B$12:$B$26,0))","v":"HV"}]
[null,107740,1950,"Wood Untreated Round","Serviceable","Class 1",0,"lv",690,2020,50,"No",false,10,{"$f":"INDEX(Lists!$B$32:$B$40, MATCH(YEAR(TODAY())-C55376, Lists!$C$32:$C$40,1))","v":"71-80"},219.63382146681556,{"$f":"INDEX(Data!$E$24:$E$47, MATCH(F55376&D55376, Data!$B$24:$B$47,0))","v":1.9964561142097742E-3},{"$f":"SUMPRODUCT((Data!$B$58:$B$60=Model!$F55376)*(Data!$C$57:$K$57=Model!$O55376)*(Data!$C$58:$K$60))","v":2.0707751244791428},29.292248755208572,3,{"$f":"IF(E55376<>\"Serviceable\",E55376,INDEX(Lists!$D$6:$D$8, MATCH(T55376,Lists!$C$6:$C$8,0)))","v":"Unserviceable"},{"$f":"INDEX(Lists!$C$12:$C$26, MATCH(H55376, Lists!$B$12:$B$26,0))","v":"LV"}]
[null,107956,1985,"Wood Untreated Dressed","Serviceable","Class 1",0,"lv/hv",960,2023,100,"Yes",false,9,{"$f":"INDEX(Lists!$B$32:$B$40, MATCH(YEAR(TODAY())-C55447, Lists!$C$32:$C$40,1))","v":"31-40"},305.57749073643907,{"$f":"INDEX(Data!$E$24:$E$47, MATCH(F55447&D55447, Data!$B$24:$B$47,0))","v":1.9964561142097742E-3},{"$f":"SUMPRODUCT((Data!$B$58:$B$60=Model!$F55447)*(Data!$C$57:$K$57=Model!$O55447)*(Data!$C$58:$K$60))","v":3.0038452968326621},72.965392328506042,1,{"$f":"IF(E55447<>\"Serviceable\",E55447,INDEX(Lists!$D$6:$D$8, MATCH(T55447,Lists!$C$6:$C$8,0)))","v":"Serviceable"},{"$f":"INDEX(Lists!$C$12:$C$26, MATCH(H55447, Lists!$B$12:$B$26,0))","v":"HV"}]
[null,108082,1985,"Wood Untreated Dressed","Serviceable","Class 1",0,"lv/future hv",880,2022,150,"No",{"$f":"IF(G55497=0,FALSE,TRUE)","v":false},10,{"$f":"INDEX(Lists!$B$32:$B$40, MATCH(YEAR(TODAY())-C55497, Lists!$C$32:$C$40,1))","v":"31-40"},{"$f":"I55497/PI()","v":280.11269984173578},{"$f":"INDEX(Data!$E$24:$E$47, MATCH(F55497&D55497, Data!$B$24:$B$47,0))","v":1.9964561142097742E-3},{"$f":"SUMPRODUCT((Data!$B$58:$B$60=Model!$F55497)*(Data!$C$57:$K$57=Model!$O55497)*(Data!$C$58:$K$60))","v":3.0038452968326621},119.96154703167338,1,{"$f":"IF(E55497<>\"Serviceable\",E55497,INDEX(Lists!$D$6:$D$8, MATCH(T55497,Lists!$C$6:$C$8,0)))","v":"Serviceable"},{"$f":"INDEX(Lists!$C$12:$C$26, MATCH(H55497, Lists!$B$12:$B$26,0))","v":"LV"}]
[null,108325,1975,"Wood Creos Impregnated","Serviceable","Class 1",0,"lv",700,2018,100,"No",false,15,{"$f":"INDEX(Lists!$B$32:$B$40, MATCH(YEAR(TODAY())-C55571, Lists!$C$32:$C$40,1))","v":"41-50"},222.81692032865348,{"$f":"INDEX(Data!$E$24:$E$47, MATCH(F55571&D55571, Data!$B$24:$B$47,0))","v":9.9474993092014377E-4},{"$f":"SUMPRODUCT((Data!$B$58:$B$60=Model!$F55571)*(Data!$C$57:$K$57=Model!$O55571)*(Data!$C$58:$K$60))","v":1.7977578417715214},73.033632373427182,1,{"$f":"IF(E55571<>\"Serviceable\",E55571,INDEX(Lists!$D$6:$D$8, MATCH(T55571,Lists!$C$6:$C$8,0)))","v":"Serviceable"},{"$f":"INDEX(Lists!$C$12:$C$26, MATCH(H55571, Lists!$B$12:$B$26,0))","v":"LV"}]
[null,108464,1965,"Wood Creos Impregnated","Serviceable","Class 3",0,"lv/hv",1068,2020,90,"No",false,10,{"$f":"INDEX(Lists!$B$32:$B$40, MATCH(YEAR(TODAY())-C55622, Lists!$C$32:$C$40,1))","v":"51-60"},339.95495844428842,{"$f":"INDEX(Data!$E$24:$E$47, MATCH(F55622&D55622, Data!$B$24:$B$47,0))","v":1.0684339161496522E-3},{"$f":"SUMPRODUCT((Data!$B$58:$B$60=Model!$F55622)*(Data!$C$57:$K$57=Model!$O55622)*(Data!$C$58:$K$60))","v":2.6564859251595059},63.43514074840494,2,{"$f":"IF(E55622<>\"Serviceable\",E55622,INDEX(Lists!$D$6:$D$8, MATCH(T55622,Lists!$C$6:$C$8,0)))","v":"Limited Life"},{"$f":"INDEX(Lists!$C$12:$C$26, MATCH(H55622, Lists!$B$12:$B$26,0))","v":"HV"}]
[null,108755,1979,"Wood Creos Impregnated","Serviceable","Class 3",0,"hv",1050,2023,100,"Yes",false,9,{"$f":"INDEX(Lists!$B$32:$B$40, MATCH(YEAR(TODAY())-C55672, Lists!$C$32:$C$40,1))","v":"41-50"},334.22538049298021,{"$f":"INDEX(Data!$E$24:$E$47, MATCH(F55672&D55672, Data!$B$24:$B$47,0))","v":1.0684339161496522E-3},{"$f":"SUMPRODUCT((Data!$B$58:$B$60=Model!$F55672)*(Data!$C$57:$K$57=Model!$O55672)*(Data!$C$58:$K$60))","v":3.2595928155551883},70.663664660003306,1,{"$f":"IF(E55672<>\"Serviceable\",E55672,INDEX(Lists!$D$6:$D$8, MATCH(T55672,Lists!$C$6:$C$8,0)))","v":"Serviceable"},{"$f":"INDEX(Lists!$C$12:$C$26, MATCH(H55672, Lists!$B$12:$B$26,0))","v":"HV"}]
[null,108998,1978,"Wood Creos Impregnated","Serviceable","Class 3",0,"hv",910,2022,120,"Yes",false,9,{"$f":"INDEX(Lists!$B$32:$B$40, MATCH(YEAR(TODAY())-C55734, Lists!$C$32:$C$40,1))","v":"41-50"},289.66199642724951,{"$f":"INDEX(Data!$E$24:$E$47, MATCH(F55734&D55734, Data!$B$24:$B$47,0))","v":1.0684339161496522E-3},{"$f":"SUMPRODUCT((Data!$B$58:$B$60=Model!$F55734)*(Data!$C$57:$K$57=Model!$O55734)*(Data!$C$58:$K$60))","v":3.2595928155551883},90.663664660003306,1,{"$f":"IF(E55734<>\"Serviceable\",E55734,INDEX(Lists!$D$6:$D$8, MATCH(T55734,Lists!$C$6:$C$8,0)))","v":"Serviceable"},{"$f":"INDEX(Lists!$C$12:$C$26, MATCH(H55734, Lists!$B$12:$B$26,0))","v":"HV"}]
[null,109185,1981,"Wood Creos Impregnated","Serviceable","Class 2",0,"lv/hv",830,2020,100,"No",false,10,{"$f":"INDEX(Lists!$B$32:$B$40, MATCH(YEAR(TODAY())-C55797, Lists!$C$32:$C$40,1))","v":"41-50"},264.19720553254626,{"$f":"INDEX(Data!$E$24:$E$47, MATCH(F55797&D55797, Data!$B$24:$B$47,0))","v":1.6118836915297091E-3},{"$f":"SUMPRODUCT((Data!$B$58:$B$60=Model!$F55797)*(Data!$C$57:$K$57=Model!$O55797)*(Data!$C$58:$K$60))","v":3.126815166746074},68.731848332539258,2,{"$f":"IF(E55797<>\"Serviceable\",E55797,INDEX(Lists!$D$6:$D$8, MATCH(T55797,Lists!$C$6:$C$8,0)))","v":"Limited Life"},{"$f":"INDEX(Lists!$C$12:$C$26, MATCH(H55797, Lists!$B$12:$B$26,0))","v":"HV"}]
[null,109279,1973,"Wood Creos Impregnated","Serviceable","Class 3",0,"lv",840,2021,100,"No",false,10,{"$f":"INDEX(Lists!$B$32:$B$40, MATCH(YEAR(TODAY())-C55847, Lists!$C$32:$C$40,1))","v":"51-60"},267.38030439438415,{"$f":"INDEX(Data!$E$24:$E$47, MATCH(F55847&D55847, Data!$B$24:$B$47,0))","v":1.0684339161496522E-3},{"$f":"SUMPRODUCT((Data!$B$58:$B$60=Model!$F55847)*(Data!$C$57:$K$57=Model!$O55847)*(Data!$C$58:$K$60))","v":2.6564859251595059},73.435140748404933,1,{"$f":"IF(E55847<>\"Serviceable\",E55847,INDEX(Lists!$D$6:$D$8, MATCH(T55847,Lists!$C$6:$C$8,0)))","v":"Serviceable"},{"$f":"INDEX(Lists!$C$12:$C$26, MATCH(H55847, Lists!$B$12:$B$26,0))","v":"LV"}]
[null,109329,1986,"Wood Untreated Dressed","Serviceable","Class 1",0,"lv/hv",1220,2021,150,"No",false,10,{"$f":"INDEX(Lists!$B$32:$B$40, MATCH(YEAR(TODAY())-C55875, Lists!$C$32:$C$40,1))","v":"31-40"},388.33806114422464,{"$f":"INDEX(Data!$E$24:$E$47, MATCH(F55875&D55875, Data!$B$24:$B$47,0))","v":1.9964561142097742E-3},{"$f":"SUMPRODUCT((Data!$B$58:$B$60=Model!$F55875)*(Data!$C$57:$K$57=Model!$O55875)*(Data!$C$58:$K$60))","v":3.0038452968326621},119.96154703167338,1,{"$f":"IF(E55875<>\"Serviceable\",E55875,INDEX(Lists!$D$6:$D$8, MATCH(T55875,Lists!$C$6:$C$8,0)))","v":"Serviceable"},{"$f":"INDEX(Lists!$C$12:$C$26, MATCH(H55875, Lists!$B$12:$B$26,0))","v":"HV"}]
[null,109408,1968,"Wood Creos Impregnated","Serviceable","Class 3",0,"lv/hv/sub-transmission",1160,2023,100,"Yes",false,9,{"$f":"INDEX(Lists!$B$32:$B$40, MATCH(YEAR(TODAY())-C55917, Lists!$C$32:$C$40,1))","v":"51-60"},369.23946797319718,{"$f":"INDEX(Data!$E$24:$E$47, MATCH(F55917&D55917, Data!$B$24:$B$47,0))","v":1.0684339161496522E-3},{"$f":"SUMPRODUCT((Data!$B$58:$B$60=Model!$F55917)*(Data!$C$57:$K$57=Model!$O55917)*(Data!$C$58:$K$60))","v":2.6564859251595059},76.091626673564448,1,{"$f":"IF(E55917<>\"Serviceable\",E55917,INDEX(Lists!$D$6:$D$8, MATCH(T55917,Lists!$C$6:$C$8,0)))","v":"Serviceable"},{"$f":"INDEX(Lists!$C$12:$C$26, MATCH(H55917, Lists!$B$12:$B$26,0))","v":"Sub-T"}]
[null,109525,1960,"Wood Creos Impregnated","Serviceable","Class 3",0,"lv",950,2019,120,"No",false,10,{"$f":"INDEX(Lists!$B$32:$B$40, MATCH(YEAR(TODAY())-C55993, Lists!$C$32:$C$40,1))","v":"61-70"},302.39439187460113,{"$f":"INDEX(Data!$E$24:$E$47, MATCH(F55993&D55993, Data!$B$24:$B$47,0))","v":1.0684339161496522E-3},{"$f":"SUMPRODUCT((Data!$B$58:$B$60=Model!$F55993)*(Data!$C$57:$K$57=Model!$O55993)*(Data!$C$58:$K$60))","v":1.9802031311051838},100.19796868894817,1,{"$f":"IF(E55993<>\"Serviceable\",E55993,INDEX(Lists!$D$6:$D$8, MATCH(T55993,Lists!$C$6:$C$8,0)))","v":"Serviceable"},{"$f":"INDEX(Lists!$C$12:$C$26, MATCH(H55993, Lists!$B$12:$B$26,0))","v":"LV"}]
[null,109606,1981,"Wood Penta Impregnated","Serviceable","Class 2",0,"lv",750,2019,120,"No",false,10,{"$f":"INDEX(Lists!$B$32:$B$40, MATCH(YEAR(TODAY())-C56043, Lists!$C$32:$C$40,1))","v":"41-50"},238.73241463784302,{"$f":"INDEX(Data!$E$24:$E$47, MATCH(F56043&D56043, Data!$B$24:$B$47,0))","v":1.6118836915297091E-3},{"$f":"SUMPRODUCT((Data!$B$58:$B$60=Model!$F56043)*(Data!$C$57:$K$57=Model!$O56043)*(Data!$C$58:$K$60))","v":3.126815166746074},88.731848332539258,1,{"$f":"IF(E56043<>\"Serviceable\",E56043,INDEX(Lists!$D$6:$D$8, MATCH(T56043,Lists!$C$6:$C$8,0)))","v":"Serviceable"},{"$f":"INDEX(Lists!$C$12:$C$26, MATCH(H56043, Lists!$B$12:$B$26,0))","v":"LV"}]
[null,109670,1960,"Wood Creos Impregnated","Serviceable","Class 3",0,"lv",780,2020,100,"No",false,10,{"$f":"INDEX(Lists!$B$32:$B$40, MATCH(YEAR(TODAY())-C56092, Lists!$C$32:$C$40,1))","v":"61-70"},248.28171122335672,{"$f":"INDEX(Data!$E$24:$E$47, MATCH(F56092&D56092, Data!$B$24:$B$47,0))","v":1.0684339161496522E-3},{"$f":"SUMPRODUCT((Data!$B$58:$B$60=Model!$F56092)*(Data!$C$57:$K$57=Model!$O56092)*(Data!$C$58:$K$60))","v":1.9802031311051838},80.197968688948166,1,{"$f":"IF(E56092<>\"Serviceable\",E56092,INDEX(Lists!$D$6:$D$8, MATCH(T56092,Lists!$C$6:$C$8,0)))","v":"Serviceable"},{"$f":"INDEX(Lists!$C$12:$C$26, MATCH(H56092, Lists!$B$12:$B$26,0))","v":"LV"}]
[null,109802,1962,"Wood Creos Impregnated","Serviceable","Class 2",0,"lv",754,2020,100,"No",false,10,{"$f":"INDEX(Lists!$B$32:$B$40, MATCH(YEAR(TODAY())-C56168, Lists!$C$32:$C$40,1))","v":"61-70"},240.00565418257818,{"$f":"INDEX(Data!$E$24:$E$47, MATCH(F56168&D56168, Data!$B$24:$B$47,0))","v":1.6118836915297091E-3},{"$f":"SUMPRODUCT((Data!$B$58:$B$60=Model!$F56168)*(Data!$C$57:$K$57=Model!$O56168)*(Data!$C$58:$K$60))","v":2.227481027604485},77.725189723955154,1,{"$f":"IF(E56168<>\"Serviceable\",E56168,INDEX(Lists!$D$6:$D$8, MATCH(T56168,Lists!$C$6:$C$8,0)))","v":"Serviceable"},{"$f":"INDEX(Lists!$C$12:$C$26, MATCH(H56168, Lists!$B$12:$B$26,0))","v":"LV"}]
[null,109892,1995,"Wood Untreated Dressed","Serviceable","Class 1",0,"lv/hv/sub-transmission",1260,2023,150,"Yes",false,9,{"$f":"INDEX(Lists!$B$32:$B$40, MATCH(YEAR(TODAY())-C56218, Lists!$C$32:$C$40,1))","v":"21-30"},401.07045659157626,{"$f":"INDEX(Data!$E$24:$E$47, MATCH(F56218&D56218, Data!$B$24:$B$47,0))","v":1.9964561142097742E-3},{"$f":"SUMPRODUCT((Data!$B$58:$B$60=Model!$F56218)*(Data!$C$57:$K$57=Model!$O56218)*(Data!$C$58:$K$60))","v":2.1651652228345815},130.51351299448876,1,{"$f":"IF(E56218<>\"Serviceable\",E56218,INDEX(Lists!$D$6:$D$8, MATCH(T56218,Lists!$C$6:$C$8,0)))","v":"Serviceable"},{"$f":"INDEX(Lists!$C$12:$C$26, MATCH(H56218, Lists!$B$12:$B$26,0))","v":"Sub-T"}]
[null,110006,1980,"Wood Creos Impregnated","Serviceable","Class 3",0,"lv/hv",1100,2022,100,"Yes",false,9,{"$f":"INDEX(Lists!$B$32:$B$40, MATCH(YEAR(TODAY())-C56287, Lists!$C$32:$C$40,1))","v":"41-50"},350.14087480216978,{"$f":"INDEX(Data!$E$24:$E$47, MATCH(F56287&D56287, Data!$B$24:$B$47,0))","v":1.0684339161496522E-3},{"$f":"SUMPRODUCT((Data!$B$58:$B$60=Model!$F56287)*(Data!$C$57:$K$57=Model!$O56287)*(Data!$C$58:$K$60))","v":3.2595928155551883},70.663664660003306,1,{"$f":"IF(E56287<>\"Serviceable\",E56287,INDEX(Lists!$D$6:$D$8, MATCH(T56287,Lists!$C$6:$C$8,0)))","v":"Serviceable"},{"$f":"INDEX(Lists!$C$12:$C$26, MATCH(H56287, Lists!$B$12:$B$26,0))","v":"HV"}]
[null,110100,1968,"Wood Creos Impregnated","Serviceable","Class 3",0,"lv/hv",1100,2022,100,"Yes",false,9,{"$f":"INDEX(Lists!$B$32:$B$40, MATCH(YEAR(TODAY())-C56343, Lists!$C$32:$C$40,1))","v":"51-60"},350.14087480216978,{"$f":"INDEX(Data!$E$24:$E$47, MATCH(F56343&D56343, Data!$B$24:$B$47,0))","v":1.0684339161496522E-3},{"$f":"SUMPRODUCT((Data!$B$58:$B$60=Model!$F56343)*(Data!$C$57:$K$57=Model!$O56343)*(Data!$C$58:$K$60))","v":2.6564859251595059},76.091626673564448,1,{"$f":"IF(E56343<>\"Serviceable\",E56343,INDEX(Lists!$D$6:$D$8, MATCH(T56343,Lists!$C$6:$C$8,0)))","v":"Serviceable"},{"$f":"INDEX(Lists!$C$12:$C$26, MATCH(H56343, Lists!$B$12:$B$26,0))","v":"HV"}]
[null,110183,1972,"Wood Creos Impregnated","Serviceable","Class 3",0,"lv/hv",1200,2023,100,"Yes",{"$f":"IF(G56393=0,FALSE,TRUE)","v":false},9,{"$f":"INDEX(Lists!$B$32:$B$40, MATCH(YEAR(TODAY())-C56393, Lists!$C$32:$C$40,1))","v":"51-60"},{"$f":"I56393/PI()","v":381.9718634205488},{"$f":"INDEX(Data!$E$24:$E$47, MATCH(F56393&D56393, Data!$B$24:$B$47,0))","v":1.0684339161496522E-3},{"$f":"SUMPRODUCT((Data!$B$58:$B$60=Model!$F56393)*(Data!$C$57:$K$57=Model!$O56393)*(Data!$C$58:$K$60))","v":2.6564859251595059},76.091626673564448,1,{"$f":"IF(E56393<>\"Serviceable\",E56393,INDEX(Lists!$D$6:$D$8, MATCH(T56393,Lists!$C$6:$C$8,0)))","v":"Serviceable"},{"$f":"INDEX(Lists!$C$12:$C$26, MATCH(H56393, Lists!$B$12:$B$26,0))","v":"HV"}]
[null,110319,1937,"Wood Untreated Dressed","Serviceable","Class 1",0,"lv/hv",1100,2023,100,"Yes",false,9,{"$f":"INDEX(Lists!$B$32:$B$40, MATCH(YEAR(TODAY())-C56450, Lists!$C$32:$C$40,1))","v":"81-90"},350.14087480216978,{"$f":"INDEX(Data!$E$24:$E$47, MATCH(F56450&D56450, Data!$B$24:$B$47,0))","v":1.9964561142097742E-3},{"$f":"SUMPRODUCT((Data!$B$58:$B$60=Model!$F56450)*(Data!$C$57:$K$57=Model!$O56450)*(Data!$C$58:$K$60))","v":2.8392735823590045},74.446537758768955,1,{"$f":"IF(E56450<>\"Serviceable\",E56450,INDEX(Lists!$D$6:$D$8, MATCH(T56450,Lists!$C$6:$C$8,0)))","v":"Serviceable"},{"$f":"INDEX(Lists!$C$12:$C$26, MATCH(H56450, Lists!$B$12:$B$26,0))","v":"HV"}]
[null,110349,1940,"Wood Untreated Dressed","Serviceable","Class 1",0,"lv/hv",980,2023,110,"Yes",false,9,{"$f":"INDEX(Lists!$B$32:$B$40, MATCH(YEAR(TODAY())-C56463, Lists!$C$32:$C$40,1))","v":"81-90"},311.94368846011486,{"$f":"INDEX(Data!$E$24:$E$47, MATCH(F56463&D56463, Data!$B$24:$B$47,0))","v":1.9964561142097742E-3},{"$f":"SUMPRODUCT((Data!$B$58:$B$60=Model!$F56463)*(Data!$C$57:$K$57=Model!$O56463)*(Data!$C$58:$K$60))","v":2.8392735823590045},84.446537758768955,1,{"$f":"IF(E56463<>\"Serviceable\",E56463,INDEX(Lists!$D$6:$D$8, MATCH(T56463,Lists!$C$6:$C$8,0)))","v":"Serviceable"},{"$f":"INDEX(Lists!$C$12:$C$26, MATCH(H56463, Lists!$B$12:$B$26,0))","v":"HV"}]
[null,110563,1938,"Wood Untreated Dressed","Serviceable","Class 1",0,"lv",910,2023,90,"Yes",false,9,{"$f":"INDEX(Lists!$B$32:$B$40, MATCH(YEAR(TODAY())-C56568, Lists!$C$32:$C$40,1))","v":"81-90"},289.66199642724951,{"$f":"INDEX(Data!$E$24:$E$47, MATCH(F56568&D56568, Data!$B$24:$B$47,0))","v":1.9964561142097742E-3},{"$f":"SUMPRODUCT((Data!$B$58:$B$60=Model!$F56568)*(Data!$C$57:$K$57=Model!$O56568)*(Data!$C$58:$K$60))","v":2.8392735823590045},64.446537758768955,1,{"$f":"IF(E56568<>\"Serviceable\",E56568,INDEX(Lists!$D$6:$D$8, MATCH(T56568,Lists!$C$6:$C$8,0)))","v":"Serviceable"},{"$f":"INDEX(Lists!$C$12:$C$26, MATCH(H56568, Lists!$B$12:$B$26,0))","v":"LV"}]
[null,110592,1976,"Wood Creos Impregnated","Serviceable","Class 1",0,"lv/hv",840,2022,100,"Yes",false,9,{"$f":"INDEX(Lists!$B$32:$B$40, MATCH(YEAR(TODAY())-C56591, Lists!$C$32:$C$40,1))","v":"41-50"},267.38030439438415,{"$f":"INDEX(Data!$E$24:$E$47, MATCH(F56591&D56591, Data!$B$24:$B$47,0))","v":9.9474993092014377E-4},{"$f":"SUMPRODUCT((Data!$B$58:$B$60=Model!$F56591)*(Data!$C$57:$K$57=Model!$O56591)*(Data!$C$58:$K$60))","v":1.7977578417715214},83.820179424056306,1,{"$f":"IF(E56591<>\"Serviceable\",E56591,INDEX(Lists!$D$6:$D$8, MATCH(T56591,Lists!$C$6:$C$8,0)))","v":"Serviceable"},{"$f":"INDEX(Lists!$C$12:$C$26, MATCH(H56591, Lists!$B$12:$B$26,0))","v":"HV"}]
[null,110678,1971,"Wood Creos Impregnated","Serviceable","Class 3",0,"lv/hv",850,2022,100,"Yes",false,9,{"$f":"INDEX(Lists!$B$32:$B$40, MATCH(YEAR(TODAY())-C56638, Lists!$C$32:$C$40,1))","v":"51-60"},270.5634032562221,{"$f":"INDEX(Data!$E$24:$E$47, MATCH(F56638&D56638, Data!$B$24:$B$47,0))","v":1.0684339161496522E-3},{"$f":"SUMPRODUCT((Data!$B$58:$B$60=Model!$F56638)*(Data!$C$57:$K$57=Model!$O56638)*(Data!$C$58:$K$60))","v":2.6564859251595059},76.091626673564448,1,{"$f":"IF(E56638<>\"Serviceable\",E56638,INDEX(Lists!$D$6:$D$8, MATCH(T56638,Lists!$C$6:$C$8,0)))","v":"Serviceable"},{"$f":"INDEX(Lists!$C$12:$C$26, MATCH(H56638, Lists!$B$12:$B$26,0))","v":"HV"}]
[null,110785,1986,"Wood Untreated Dressed","Serviceable","Class 1",0,"lv/hv",1250,2020,150,"No",false,10,{"$f":"INDEX(Lists!$B$32:$B$40, MATCH(YEAR(TODAY())-C56688, Lists!$C$32:$C$40,1))","v":"31-40"},397.88735772973837,{"$f":"INDEX(Data!$E$24:$E$47, MATCH(F56688&D56688, Data!$B$24:$B$47,0))","v":1.9964561142097742E-3},{"$f":"SUMPRODUCT((Data!$B$58:$B$60=Model!$F56688)*(Data!$C$57:$K$57=Model!$O56688)*(Data!$C$58:$K$60))","v":3.0038452968326621},119.96154703167338,1,{"$f":"IF(E56688<>\"Serviceable\",E56688,INDEX(Lists!$D$6:$D$8, MATCH(T56688,Lists!$C$6:$C$8,0)))","v":"Serviceable"},{"$f":"INDEX(Lists!$C$12:$C$26, MATCH(H56688, Lists!$B$12:$B$26,0))","v":"HV"}]
[null,110991,1973,"Wood Creos Impregnated","Serviceable","Class 3",0,"lv",1000,2020,100,"No",false,10,{"$f":"INDEX(Lists!$B$32:$B$40, MATCH(YEAR(TODAY())-C56786, Lists!$C$32:$C$40,1))","v":"51-60"},318.3098861837907,{"$f":"INDEX(Data!$E$24:$E$47, MATCH(F56786&D56786, Data!$B$24:$B$47,0))","v":1.0684339161496522E-3},{"$f":"SUMPRODUCT((Data!$B$58:$B$60=Model!$F56786)*(Data!$C$57:$K$57=Model!$O56786)*(Data!$C$58:$K$60))","v":2.6564859251595059},73.435140748404933,1,{"$f":"IF(E56786<>\"Serviceable\",E56786,INDEX(Lists!$D$6:$D$8, MATCH(T56786,Lists!$C$6:$C$8,0)))","v":"Serviceable"},{"$f":"INDEX(Lists!$C$12:$C$26, MATCH(H56786, Lists!$B$12:$B$26,0))","v":"LV"}]
[null,111059,1969,"Wood Creos Impregnated","Serviceable","Class 3",0,"lv",1020,2020,100,"No",false,10,{"$f":"INDEX(Lists!$B$32:$B$40, MATCH(YEAR(TODAY())-C56813, Lists!$C$32:$C$40,1))","v":"51-60"},324.67608390746648,{"$f":"INDEX(Data!$E$24:$E$47, MATCH(F56813&D56813, Data!$B$24:$B$47,0))","v":1.0684339161496522E-3},{"$f":"SUMPRODUCT((Data!$B$58:$B$60=Model!$F56813)*(Data!$C$57:$K$57=Model!$O56813)*(Data!$C$58:$K$60))","v":2.6564859251595059},73.435140748404933,1,{"$f":"IF(E56813<>\"Serviceable\",E56813,INDEX(Lists!$D$6:$D$8, MATCH(T56813,Lists!$C$6:$C$8,0)))","v":"Serviceable"},{"$f":"INDEX(Lists!$C$12:$C$26, MATCH(H56813, Lists!$B$12:$B$26,0))","v":"LV"}]
[null,111191,1952,"Wood Untreated Round","Serviceable","Class 1",0,"lv/hv",780,2020,100,"No",false,10,{"$f":"INDEX(Lists!$B$32:$B$40, MATCH(YEAR(TODAY())-C56889, Lists!$C$32:$C$40,1))","v":"71-80"},248.28171122335672,{"$f":"INDEX(Data!$E$24:$E$47, MATCH(F56889&D56889, Data!$B$24:$B$47,0))","v":1.9964561142097742E-3},{"$f":"SUMPRODUCT((Data!$B$58:$B$60=Model!$F56889)*(Data!$C$57:$K$57=Model!$O56889)*(Data!$C$58:$K$60))","v":2.0707751244791428},79.292248755208576,1,{"$f":"IF(E56889<>\"Serviceable\",E56889,INDEX(Lists!$D$6:$D$8, MATCH(T56889,Lists!$C$6:$C$8,0)))","v":"Serviceable"},{"$f":"INDEX(Lists!$C$12:$C$26, MATCH(H56889, Lists!$B$12:$B$26,0))","v":"HV"}]
[null,111261,1971,"Wood Creos Impregnated","Serviceable","Class 3",0,"lv/hv/sub-transmission",1100,2020,100,"No",false,10,{"$f":"INDEX(Lists!$B$32:$B$40, MATCH(YEAR(TODAY())-C56927, Lists!$C$32:$C$40,1))","v":"51-60"},350.14087480216978,{"$f":"INDEX(Data!$E$24:$E$47, MATCH(F56927&D56927, Data!$B$24:$B$47,0))","v":1.0684339161496522E-3},{"$f":"SUMPRODUCT((Data!$B$58:$B$60=Model!$F56927)*(Data!$C$57:$K$57=Model!$O56927)*(Data!$C$58:$K$60))","v":2.6564859251595059},73.435140748404933,1,{"$f":"IF(E56927<>\"Serviceable\",E56927,INDEX(Lists!$D$6:$D$8, MATCH(T56927,Lists!$C$6:$C$8,0)))","v":"Serviceable"},{"$f":"INDEX(Lists!$C$12:$C$26, MATCH(H56927, Lists!$B$12:$B$26,0))","v":"Sub-T"}]
[null,111360,1978,"Wood Creos Impregnated","Serviceable","Class 1",0,"lv",860,2020,100,"No",false,10,{"$f":"INDEX(Lists!$B$32:$B$40, MATCH(YEAR(TODAY())-C56988, Lists!$C$32:$C$40,1))","v":"41-50"},273.74650211805999,{"$f":"INDEX(Data!$E$24:$E$47, MATCH(F56988&D56988, Data!$B$24:$B$47,0))","v":9.9474993092014377E-4},{"$f":"SUMPRODUCT((Data!$B$58:$B$60=Model!$F56988)*(Data!$C$57:$K$57=Model!$O56988)*(Data!$C$58:$K$60))","v":1.7977578417715214},82.022421582284778,1,{"$f":"IF(E56988<>\"Serviceable\",E56988,INDEX(Lists!$D$6:$D$8, MATCH(T56988,Lists!$C$6:$C$8,0)))","v":"Serviceable"},{"$f":"INDEX(Lists!$C$12:$C$26, MATCH(H56988, Lists!$B$12:$B$26,0))","v":"LV"}]
[null,111397,1965,"Wood Creos Impregnated","Serviceable","Class 3",0,"lv/hv",880,2020,100,"No",false,10,{"$f":"INDEX(Lists!$B$32:$B$40, MATCH(YEAR(TODAY())-C57009, Lists!$C$32:$C$40,1))","v":"51-60"},280.11269984173578,{"$f":"INDEX(Data!$E$24:$E$47, MATCH(F57009&D57009, Data!$B$24:$B$47,0))","v":1.0684339161496522E-3},{"$f":"SUMPRODUCT((Data!$B$58:$B$60=Model!$F57009)*(Data!$C$57:$K$57=Model!$O57009)*(Data!$C$58:$K$60))","v":2.6564859251595059},73.435140748404933,1,{"$f":"IF(E57009<>\"Serviceable\",E57009,INDEX(Lists!$D$6:$D$8, MATCH(T57009,Lists!$C$6:$C$8,0)))","v":"Serviceable"},{"$f":"INDEX(Lists!$C$12:$C$26, MATCH(H57009, Lists!$B$12:$B$26,0))","v":"HV"}]
[null,111508,1959,"Wood Creos Impregnated","Serviceable","Class 3",0,"lv",1030,2020,120,"No",false,10,{"$f":"INDEX(Lists!$B$32:$B$40, MATCH(YEAR(TODAY())-C57068, Lists!$C$32:$C$40,1))","v":"61-70"},327.85918276930443,{"$f":"INDEX(Data!$E$24:$E$47, MATCH(F57068&D57068, Data!$B$24:$B$47,0))","v":1.0684339161496522E-3},{"$f":"SUMPRODUCT((Data!$B$58:$B$60=Model!$F57068)*(Data!$C$57:$K$57=Model!$O57068)*(Data!$C$58:$K$60))","v":1.9802031311051838},100.19796868894817,1,{"$f":"IF(E57068<>\"Serviceable\",E57068,INDEX(Lists!$D$6:$D$8, MATCH(T57068,Lists!$C$6:$C$8,0)))","v":"Serviceable"},{"$f":"INDEX(Lists!$C$12:$C$26, MATCH(H57068, Lists!$B$12:$B$26,0))","v":"LV"}]
[null,111631,1971,"Wood Creos Impregnated","Serviceable","Class 3",0,"lv/hv/sub-transmission",1040,2020,100,"No",false,10,{"$f":"INDEX(Lists!$B$32:$B$40, MATCH(YEAR(TODAY())-C57134, Lists!$C$32:$C$40,1))","v":"51-60"},331.04228163114232,{"$f":"INDEX(Data!$E$24:$E$47, MATCH(F57134&D57134, Data!$B$24:$B$47,0))","v":1.0684339161496522E-3},{"$f":"SUMPRODUCT((Data!$B$58:$B$60=Model!$F57134)*(Data!$C$57:$K$57=Model!$O57134)*(Data!$C$58:$K$60))","v":2.6564859251595059},73.435140748404933,1,{"$f":"IF(E57134<>\"Serviceable\",E57134,INDEX(Lists!$D$6:$D$8, MATCH(T57134,Lists!$C$6:$C$8,0)))","v":"Serviceable"},{"$f":"INDEX(Lists!$C$12:$C$26, MATCH(H57134, Lists!$B$12:$B$26,0))","v":"Sub-T"}]
[null,111715,1990,"Wood Untreated Dressed","Serviceable","Class 1",0,"lv/hv",990,2020,100,"No",false,10,{"$f":"INDEX(Lists!$B$32:$B$40, MATCH(YEAR(TODAY())-C57184, Lists!$C$32:$C$40,1))","v":"31-40"},315.1267873219528,{"$f":"INDEX(Data!$E$24:$E$47, MATCH(F57184&D57184, Data!$B$24:$B$47,0))","v":1.9964561142097742E-3},{"$f":"SUMPRODUCT((Data!$B$58:$B$60=Model!$F57184)*(Data!$C$57:$K$57=Model!$O57184)*(Data!$C$58:$K$60))","v":3.0038452968326621},69.961547031673376,1,{"$f":"IF(E57184<>\"Serviceable\",E57184,INDEX(Lists!$D$6:$D$8, MATCH(T57184,Lists!$C$6:$C$8,0)))","v":"Serviceable"},{"$f":"INDEX(Lists!$C$12:$C$26, MATCH(H57184, Lists!$B$12:$B$26,0))","v":"HV"}]
[null,111846,1963,"Wood Creos Impregnated","Serviceable","Class 3",0,"lv",890,2020,100,"No",false,10,{"$f":"INDEX(Lists!$B$32:$B$40, MATCH(YEAR(TODAY())-C57263, Lists!$C$32:$C$40,1))","v":"61-70"},283.29579870357372,{"$f":"INDEX(Data!$E$24:$E$47, MATCH(F57263&D57263, Data!$B$24:$B$47,0))","v":1.0684339161496522E-3},{"$f":"SUMPRODUCT((Data!$B$58:$B$60=Model!$F57263)*(Data!$C$57:$K$57=Model!$O57263)*(Data!$C$58:$K$60))","v":1.9802031311051838},80.197968688948166,1,{"$f":"IF(E57263<>\"Serviceable\",E57263,INDEX(Lists!$D$6:$D$8, MATCH(T57263,Lists!$C$6:$C$8,0)))","v":"Serviceable"},{"$f":"INDEX(Lists!$C$12:$C$26, MATCH(H57263, Lists!$B$12:$B$26,0))","v":"LV"}]
[null,111919,1989,"Wood Untreated Dressed","Serviceable","Class 1",0,"lv",980,2020,140,"No",false,10,{"$f":"INDEX(Lists!$B$32:$B$40, MATCH(YEAR(TODAY())-C57309, Lists!$C$32:$C$40,1))","v":"31-40"},311.94368846011486,{"$f":"INDEX(Data!$E$24:$E$47, MATCH(F57309&D57309, Data!$B$24:$B$47,0))","v":1.9964561142097742E-3},{"$f":"SUMPRODUCT((Data!$B$58:$B$60=Model!$F57309)*(Data!$C$57:$K$57=Model!$O57309)*(Data!$C$58:$K$60))","v":3.0038452968326621},109.96154703167338,1,{"$f":"IF(E57309<>\"Serviceable\",E57309,INDEX(Lists!$D$6:$D$8, MATCH(T57309,Lists!$C$6:$C$8,0)))","v":"Serviceable"},{"$f":"INDEX(Lists!$C$12:$C$26, MATCH(H57309, Lists!$B$12:$B$26,0))","v":"LV"}]
[null,111995,1975,"Wood Creos Impregnated","Serviceable","Class 3",0,"lv",942,2020,100,"No",false,10,{"$f":"INDEX(Lists!$B$32:$B$40, MATCH(YEAR(TODAY())-C57359, Lists!$C$32:$C$40,1))","v":"41-50"},299.8479127851308,{"$f":"INDEX(Data!$E$24:$E$47, MATCH(F57359&D57359, Data!$B$24:$B$47,0))","v":1.0684339161496522E-3},{"$f":"SUMPRODUCT((Data!$B$58:$B$60=Model!$F57359)*(Data!$C$57:$K$57=Model!$O57359)*(Data!$C$58:$K$60))","v":3.2595928155551883},67.404071844448112,2,{"$f":"IF(E57359<>\"Serviceable\",E57359,INDEX(Lists!$D$6:$D$8, MATCH(T57359,Lists!$C$6:$C$8,0)))","v":"Limited Life"},{"$f":"INDEX(Lists!$C$12:$C$26, MATCH(H57359, Lists!$B$12:$B$26,0))","v":"LV"}]
[null,112058,1964,"Wood Creos Impregnated","Serviceable","Class 3",0,"lv",785,2020,100,"No",false,10,{"$f":"INDEX(Lists!$B$32:$B$40, MATCH(YEAR(TODAY())-C57409, Lists!$C$32:$C$40,1))","v":"61-70"},249.8732606542757,{"$f":"INDEX(Data!$E$24:$E$47, MATCH(F57409&D57409, Data!$B$24:$B$47,0))","v":1.0684339161496522E-3},{"$f":"SUMPRODUCT((Data!$B$58:$B$60=Model!$F57409)*(Data!$C$57:$K$57=Model!$O57409)*(Data!$C$58:$K$60))","v":1.9802031311051838},80.197968688948166,1,{"$f":"IF(E57409<>\"Serviceable\",E57409,INDEX(Lists!$D$6:$D$8, MATCH(T57409,Lists!$C$6:$C$8,0)))","v":"Serviceable"},{"$f":"INDEX(Lists!$C$12:$C$26, MATCH(H57409, Lists!$B$12:$B$26,0))","v":"LV"}]
[null,112106,1970,"Wood Creos Impregnated","Serviceable","Class 3",0,"lv",785,2020,90,"No",false,10,{"$f":"INDEX(Lists!$B$32:$B$40, MATCH(YEAR(TODAY())-C57448, Lists!$C$32:$C$40,1))","v":"51-60"},249.8732606542757,{"$f":"INDEX(Data!$E$24:$E$47, MATCH(F57448&D57448, Data!$B$24:$B$47,0))","v":1.0684339161496522E-3},{"$f":"SUMPRODUCT((Data!$B$58:$B$60=Model!$F57448)*(Data!$C$57:$K$57=Model!$O57448)*(Data!$C$58:$K$60))","v":2.6564859251595059},63.43514074840494,2,{"$f":"IF(E57448<>\"Serviceable\",E57448,INDEX(Lists!$D$6:$D$8, MATCH(T57448,Lists!$C$6:$C$8,0)))","v":"Limited Life"},{"$f":"INDEX(Lists!$C$12:$C$26, MATCH(H57448, Lists!$B$12:$B$26,0))","v":"LV"}]
[null,112297,1969,"Wood Creos Impregnated","Serviceable","Class 3",0,"lv",830,2023,120,"No",false,10,{"$f":"INDEX(Lists!$B$32:$B$40, MATCH(YEAR(TODAY())-C57534, Lists!$C$32:$C$40,1))","v":"51-60"},264.19720553254626,{"$f":"INDEX(Data!$E$24:$E$47, MATCH(F57534&D57534, Data!$B$24:$B$47,0))","v":1.0684339161496522E-3},{"$f":"SUMPRODUCT((Data!$B$58:$B$60=Model!$F57534)*(Data!$C$57:$K$57=Model!$O57534)*(Data!$C$58:$K$60))","v":2.6564859251595059},93.435140748404933,1,{"$f":"IF(E57534<>\"Serviceable\",E57534,INDEX(Lists!$D$6:$D$8, MATCH(T57534,Lists!$C$6:$C$8,0)))","v":"Serviceable"},{"$f":"INDEX(Lists!$C$12:$C$26, MATCH(H57534, Lists!$B$12:$B$26,0))","v":"LV"}]
[null,112438,1963,"Wood Creos Impregnated","Serviceable","Class 4",0,"lv",860,2023,100,"No",false,10,{"$f":"INDEX(Lists!$B$32:$B$40, MATCH(YEAR(TODAY())-C57610, Lists!$C$32:$C$40,1))","v":"61-70"},273.74650211805999,{"$f":"INDEX(Data!$E$24:$E$47, MATCH(F57610&D57610, Data!$B$24:$B$47,0))","v":{"$error":"#N/A"}},{"$f":"SUMPRODUCT((Data!$B$58:$B$60=Model!$F57610)*(Data!$C$57:$K$57=Model!$O57610)*(Data!$C$58:$K$60))","v":0},100,1,{"$f":"IF(E57610<>\"Serviceable\",E57610,INDEX(Lists!$D$6:$D$8, MATCH(T57610,Lists!$C$6:$C$8,0)))","v":"Serviceable"},{"$f":"INDEX(Lists!$C$12:$C$26, MATCH(H57610, Lists!$B$12:$B$26,0))","v":"LV"}]
[null,112484,1967,"Wood Creos Impregnated","Serviceable","Class 3",0,"lv/hv/sub-transmission",1080,2023,120,"No",false,10,{"$f":"INDEX(Lists!$B$32:$B$40, MATCH(YEAR(TODAY())-C57643, Lists!$C$32:$C$40,1))","v":"51-60"},343.77467707849394,{"$f":"INDEX(Data!$E$24:$E$47, MATCH(F57643&D57643, Data!$B$24:$B$47,0))","v":1.0684339161496522E-3},{"$f":"SUMPRODUCT((Data!$B$58:$B$60=Model!$F57643)*(Data!$C$57:$K$57=Model!$O57643)*(Data!$C$58:$K$60))","v":2.6564859251595059},93.435140748404933,1,{"$f":"IF(E57643<>\"Serviceable\",E57643,INDEX(Lists!$D$6:$D$8, MATCH(T57643,Lists!$C$6:$C$8,0)))","v":"Serviceable"},{"$f":"INDEX(Lists!$C$12:$C$26, MATCH(H57643, Lists!$B$12:$B$26,0))","v":"Sub-T"}]
[null,112592,1955,"Wood Untreated Round","Serviceable","Class 1",0,"lv/hv/sub-transmission",1000,2018,80,"No",false,15,{"$f":"INDEX(Lists!$B$32:$B$40, MATCH(YEAR(TODAY())-C57709, Lists!$C$32:$C$40,1))","v":"61-70"},318.3098861837907,{"$f":"INDEX(Data!$E$24:$E$47, MATCH(F57709&D57709, Data!$B$24:$B$47,0))","v":1.9964561142097742E-3},{"$f":"SUMPRODUCT((Data!$B$58:$B$60=Model!$F57709)*(Data!$C$57:$K$57=Model!$O57709)*(Data!$C$58:$K$60))","v":2.3795837981601728},44.306243027597404,2,{"$f":"IF(E57709<>\"Serviceable\",E57709,INDEX(Lists!$D$6:$D$8, MATCH(T57709,Lists!$C$6:$C$8,0)))","v":"Limited Life"},{"$f":"INDEX(Lists!$C$12:$C$26, MATCH(H57709, Lists!$B$12:$B$26,0))","v":"Sub-T"}]
[null,112625,1973,"Wood Creos Impregnated","Serviceable","Class 3",0,"lv/hv",974,2020,100,"No",false,10,{"$f":"INDEX(Lists!$B$32:$B$40, MATCH(YEAR(TODAY())-C57730, Lists!$C$32:$C$40,1))","v":"51-60"},310.0338291430121,{"$f":"INDEX(Data!$E$24:$E$47, MATCH(F57730&D57730, Data!$B$24:$B$47,0))","v":1.0684339161496522E-3},{"$f":"SUMPRODUCT((Data!$B$58:$B$60=Model!$F57730)*(Data!$C$57:$K$57=Model!$O57730)*(Data!$C$58:$K$60))","v":2.6564859251595059},73.435140748404933,1,{"$f":"IF(E57730<>\"Serviceable\",E57730,INDEX(Lists!$D$6:$D$8, MATCH(T57730,Lists!$C$6:$C$8,0)))","v":"Serviceable"},{"$f":"INDEX(Lists!$C$12:$C$26, MATCH(H57730, Lists!$B$12:$B$26,0))","v":"HV"}]
[null,112709,1978,"Wood Creos Impregnated","Serviceable","Unknown",0,"lv",600,2023,100,"No",false,10,{"$f":"INDEX(Lists!$B$32:$B$40, MATCH(YEAR(TODAY())-C57784, Lists!$C$32:$C$40,1))","v":"41-50"},190.9859317102744,{"$f":"INDEX(Data!$E$24:$E$47, MATCH(F57784&D57784, Data!$B$24:$B$47,0))","v":1.0684339161496522E-3},{"$f":"SUMPRODUCT((Data!$B$58:$B$60=Model!$F57784)*(Data!$C$57:$K$57=Model!$O57784)*(Data!$C$58:$K$60))","v":0},100,1,{"$f":"IF(E57784<>\"Serviceable\",E57784,INDEX(Lists!$D$6:$D$8, MATCH(T57784,Lists!$C$6:$C$8,0)))","v":"Serviceable"},{"$f":"INDEX(Lists!$C$12:$C$26, MATCH(H57784, Lists!$B$12:$B$26,0))","v":"LV"}]
[null,112802,1972,"Wood Creos Impregnated","Unserviceable","Class 3",0,"lv",930,2023,80,"No",false,10,{"$f":"INDEX(Lists!$B$32:$B$40, MATCH(YEAR(TODAY())-C57829, Lists!$C$32:$C$40,1))","v":"51-60"},296.02819415092534,{"$f":"INDEX(Data!$E$24:$E$47, MATCH(F57829&D57829, Data!$B$24:$B$47,0))","v":1.0684339161496522E-3},{"$f":"SUMPRODUCT((Data!$B$58:$B$60=Model!$F57829)*(Data!$C$57:$K$57=Model!$O57829)*(Data!$C$58:$K$60))","v":2.6564859251595059},53.43514074840494,2,{"$f":"IF(E57829<>\"Serviceable\",E57829,INDEX(Lists!$D$6:$D$8, MATCH(T57829,Lists!$C$6:$C$8,0)))","v":"Unserviceable"},{"$f":"INDEX(Lists!$C$12:$C$26, MATCH(H57829, Lists!$B$12:$B$26,0))","v":"LV"}]
[null,112924,1975,"Wood Creos Impregnated","Serviceable","Class 1",0,"lv",1000,2022,90,"Yes",false,9,{"$f":"INDEX(Lists!$B$32:$B$40, MATCH(YEAR(TODAY())-C57905, Lists!$C$32:$C$40,1))","v":"41-50"},318.3098861837907,{"$f":"INDEX(Data!$E$24:$E$47, MATCH(F57905&D57905, Data!$B$24:$B$47,0))","v":9.9474993092014377E-4},{"$f":"SUMPRODUCT((Data!$B$58:$B$60=Model!$F57905)*(Data!$C$57:$K$57=Model!$O57905)*(Data!$C$58:$K$60))","v":1.7977578417715214},73.820179424056306,1,{"$f":"IF(E57905<>\"Serviceable\",E57905,INDEX(Lists!$D$6:$D$8, MATCH(T57905,Lists!$C$6:$C$8,0)))","v":"Serviceable"},{"$f":"INDEX(Lists!$C$12:$C$26, MATCH(H57905, Lists!$B$12:$B$26,0))","v":"LV"}]
[null,113072,1980,"Wood Creos Impregnated","Serviceable","Class 1",0,"lv/hv",1000,2021,100,"Yes",false,9,{"$f":"INDEX(Lists!$B$32:$B$40, MATCH(YEAR(TODAY())-C57979, Lists!$C$32:$C$40,1))","v":"41-50"},318.3098861837907,{"$f":"INDEX(Data!$E$24:$E$47, MATCH(F57979&D57979, Data!$B$24:$B$47,0))","v":9.9474993092014377E-4},{"$f":"SUMPRODUCT((Data!$B$58:$B$60=Model!$F57979)*(Data!$C$57:$K$57=Model!$O57979)*(Data!$C$58:$K$60))","v":1.7977578417715214},83.820179424056306,1,{"$f":"IF(E57979<>\"Serviceable\",E57979,INDEX(Lists!$D$6:$D$8, MATCH(T57979,Lists!$C$6:$C$8,0)))","v":"Serviceable"},{"$f":"INDEX(Lists!$C$12:$C$26, MATCH(H57979, Lists!$B$12:$B$26,0))","v":"HV"}]
[null,113138,1986,"Wood Untreated Dressed","Serviceable","Class 1",0,"lv",950,2022,130,"Yes",false,9,{"$f":"INDEX(Lists!$B$32:$B$40, MATCH(YEAR(TODAY())-C58030, Lists!$C$32:$C$40,1))","v":"31-40"},302.39439187460113,{"$f":"INDEX(Data!$E$24:$E$47, MATCH(F58030&D58030, Data!$B$24:$B$47,0))","v":1.9964561142097742E-3},{"$f":"SUMPRODUCT((Data!$B$58:$B$60=Model!$F58030)*(Data!$C$57:$K$57=Model!$O58030)*(Data!$C$58:$K$60))","v":3.0038452968326621},102.96539232850604,1,{"$f":"IF(E58030<>\"Serviceable\",E58030,INDEX(Lists!$D$6:$D$8, MATCH(T58030,Lists!$C$6:$C$8,0)))","v":"Serviceable"},{"$f":"INDEX(Lists!$C$12:$C$26, MATCH(H58030, Lists!$B$12:$B$26,0))","v":"LV"}]
[null,113235,1969,"Wood Creos Impregnated","Serviceable","Class 3",0,"lv",1225,2023,120,"Yes",false,9,{"$f":"INDEX(Lists!$B$32:$B$40, MATCH(YEAR(TODAY())-C58080, Lists!$C$32:$C$40,1))","v":"51-60"},389.92961057514361,{"$f":"INDEX(Data!$E$24:$E$47, MATCH(F58080&D58080, Data!$B$24:$B$47,0))","v":1.0684339161496522E-3},{"$f":"SUMPRODUCT((Data!$B$58:$B$60=Model!$F58080)*(Data!$C$57:$K$57=Model!$O58080)*(Data!$C$58:$K$60))","v":2.6564859251595059},96.091626673564448,1,{"$f":"IF(E58080<>\"Serviceable\",E58080,INDEX(Lists!$D$6:$D$8, MATCH(T58080,Lists!$C$6:$C$8,0)))","v":"Serviceable"},{"$f":"INDEX(Lists!$C$12:$C$26, MATCH(H58080, Lists!$B$12:$B$26,0))","v":"LV"}]
[null,113335,1962,"Wood Creos Impregnated","Serviceable","Class 3",0,"lv/hv",1100,2022,100,"Yes",false,{"$f":"IF(L58120=\"No\",ROUND((End_year-J58120)/5,0)*5,ROUND((End_year-J58120)/3,0)*3)","v":9},{"$f":"INDEX(Lists!$B$32:$B$40, MATCH(YEAR(TODAY())-C58120, Lists!$C$32:$C$40,1))","v":"61-70"},350.14087480216978,{"$f":"INDEX(Data!$E$24:$E$47, MATCH(F58120&D58120, Data!$B$24:$B$47,0))","v":1.0684339161496522E-3},{"$f":"SUMPRODUCT((Data!$B$58:$B$60=Model!$F58120)*(Data!$C$57:$K$57=Model!$O58120)*(Data!$C$58:$K$60))","v":1.9802031311051838},{"$f":"IF(IF(K58120>=700,999,(K58120-R58120*N58120))<0,0,IF(K58120>=700,999,(K58120-R58120*N58120)))","v":82.17817182005335},{"$f":"IF(S58120<30,3,IF(AND(F58120=\"Class 1\",S58120<50),2,IF(AND(F58120=\"Class 1\",S58120>=50),1,IF(S58120<70,2,1))))","v":1},{"$f":"IF(E58120<>\"Serviceable\",E58120,INDEX(Lists!$D$6:$D$8, MATCH(T58120,Lists!$C$6:$C$8,0)))","v":"Serviceable"},{"$f":"INDEX(Lists!$C$12:$C$26, MATCH(H58120, Lists!$B$12:$B$26,0))","v":"HV"}]
[null,113490,1965,"Wood Creos Impregnated","Serviceable","Class 3",0,"lv/hv",910,2020,100,"No",false,10,{"$f":"INDEX(Lists!$B$32:$B$40, MATCH(YEAR(TODAY())-C58205, Lists!$C$32:$C$40,1))","v":"51-60"},289.66199642724951,{"$f":"INDEX(Data!$E$24:$E$47, MATCH(F58205&D58205, Data!$B$24:$B$47,0))","v":1.0684339161496522E-3},{"$f":"SUMPRODUCT((Data!$B$58:$B$60=Model!$F58205)*(Data!$C$57:$K$57=Model!$O58205)*(Data!$C$58:$K$60))","v":2.6564859251595059},73.435140748404933,1,{"$f":"IF(E58205<>\"Serviceable\",E58205,INDEX(Lists!$D$6:$D$8, MATCH(T58205,Lists!$C$6:$C$8,0)))","v":"Serviceable"},{"$f":"INDEX(Lists!$C$12:$C$26, MATCH(H58205, Lists!$B$12:$B$26,0))","v":"HV"}]
[null,113561,1976,"Wood Creos Impregnated","Serviceable","Class 1",0,"lv",770,2020,100,"No",false,10,{"$f":"INDEX(Lists!$B$32:$B$40, MATCH(YEAR(TODAY())-C58255, Lists!$C$32:$C$40,1))","v":"41-50"},245.09861236151883,{"$f":"INDEX(Data!$E$24:$E$47, MATCH(F58255&D58255, Data!$B$24:$B$47,0))","v":9.9474993092014377E-4},{"$f":"SUMPRODUCT((Data!$B$58:$B$60=Model!$F58255)*(Data!$C$57:$K$57=Model!$O58255)*(Data!$C$58:$K$60))","v":1.7977578417715214},82.022421582284778,1,{"$f":"IF(E58255<>\"Serviceable\",E58255,INDEX(Lists!$D$6:$D$8, MATCH(T58255,Lists!$C$6:$C$8,0)))","v":"Serviceable"},{"$f":"INDEX(Lists!$C$12:$C$26, MATCH(H58255, Lists!$B$12:$B$26,0))","v":"LV"}]
[null,113614,1978,"Wood Creos Impregnated","Serviceable","Class 3",0,"lv/hv",900,2020,100,"No",false,10,{"$f":"INDEX(Lists!$B$32:$B$40, MATCH(YEAR(TODAY())-C58283, Lists!$C$32:$C$40,1))","v":"41-50"},286.47889756541161,{"$f":"INDEX(Data!$E$24:$E$47, MATCH(F58283&D58283, Data!$B$24:$B$47,0))","v":1.0684339161496522E-3},{"$f":"SUMPRODUCT((Data!$B$58:$B$60=Model!$F58283)*(Data!$C$57:$K$57=Model!$O58283)*(Data!$C$58:$K$60))","v":3.2595928155551883},67.404071844448112,2,{"$f":"IF(E58283<>\"Serviceable\",E58283,INDEX(Lists!$D$6:$D$8, MATCH(T58283,Lists!$C$6:$C$8,0)))","v":"Limited Life"},{"$f":"INDEX(Lists!$C$12:$C$26, MATCH(H58283, Lists!$B$12:$B$26,0))","v":"HV"}]
[null,113692,1974,"Wood Creos Impregnated","Serviceable","Class 1",0,"lv/hv",880,2020,100,"No",false,10,{"$f":"INDEX(Lists!$B$32:$B$40, MATCH(YEAR(TODAY())-C58325, Lists!$C$32:$C$40,1))","v":"51-60"},280.11269984173578,{"$f":"INDEX(Data!$E$24:$E$47, MATCH(F58325&D58325, Data!$B$24:$B$47,0))","v":9.9474993092014377E-4},{"$f":"SUMPRODUCT((Data!$B$58:$B$60=Model!$F58325)*(Data!$C$57:$K$57=Model!$O58325)*(Data!$C$58:$K$60))","v":1.3557210085184006},86.44278991481599,1,{"$f":"IF(E58325<>\"Serviceable\",E58325,INDEX(Lists!$D$6:$D$8, MATCH(T58325,Lists!$C$6:$C$8,0)))","v":"Serviceable"},{"$f":"INDEX(Lists!$C$12:$C$26, MATCH(H58325, Lists!$B$12:$B$26,0))","v":"HV"}]
[null,113870,1974,"Wood Creos Impregnated","Serviceable","Class 1",0,"lv/hv",1060,2022,100,"Yes",false,9,{"$f":"INDEX(Lists!$B$32:$B$40, MATCH(YEAR(TODAY())-C58430, Lists!$C$32:$C$40,1))","v":"51-60"},337.4084793548181,{"$f":"INDEX(Data!$E$24:$E$47, MATCH(F58430&D58430, Data!$B$24:$B$47,0))","v":9.9474993092014377E-4},{"$f":"SUMPRODUCT((Data!$B$58:$B$60=Model!$F58430)*(Data!$C$57:$K$57=Model!$O58430)*(Data!$C$58:$K$60))","v":1.3557210085184006},87.798510923334391,1,{"$f":"IF(E58430<>\"Serviceable\",E58430,INDEX(Lists!$D$6:$D$8, MATCH(T58430,Lists!$C$6:$C$8,0)))","v":"Serviceable"},{"$f":"INDEX(Lists!$C$12:$C$26, MATCH(H58430, Lists!$B$12:$B$26,0))","v":"HV"}]
[null,114059,1976,"Wood Creos Impregnated","Serviceable","Class 1",0,"hv",920,2023,100,"Yes",false,9,{"$f":"INDEX(Lists!$B$32:$B$40, MATCH(YEAR(TODAY())-C58478, Lists!$C$32:$C$40,1))","v":"41-50"},292.84509528908745,{"$f":"INDEX(Data!$E$24:$E$47, MATCH(F58478&D58478, Data!$B$24:$B$47,0))","v":9.9474993092014377E-4},{"$f":"SUMPRODUCT((Data!$B$58:$B$60=Model!$F58478)*(Data!$C$57:$K$57=Model!$O58478)*(Data!$C$58:$K$60))","v":1.7977578417715214},83.820179424056306,1,{"$f":"IF(E58478<>\"Serviceable\",E58478,INDEX(Lists!$D$6:$D$8, MATCH(T58478,Lists!$C$6:$C$8,0)))","v":"Serviceable"},{"$f":"INDEX(Lists!$C$12:$C$26, MATCH(H58478, Lists!$B$12:$B$26,0))","v":"HV"}]
[null,114112,1973,"Wood Creos Impregnated","Serviceable","Class 4",0,"pl",940,2022,100,"No",false,10,{"$f":"INDEX(Lists!$B$32:$B$40, MATCH(YEAR(TODAY())-C58500, Lists!$C$32:$C$40,1))","v":"51-60"},299.21129301276324,{"$f":"INDEX(Data!$E$24:$E$47, MATCH(F58500&D58500, Data!$B$24:$B$47,0))","v":{"$error":"#N/A"}},{"$f":"SUMPRODUCT((Data!$B$58:$B$60=Model!$F58500)*(Data!$C$57:$K$57=Model!$O58500)*(Data!$C$58:$K$60))","v":0},100,1,{"$f":"IF(E58500<>\"Serviceable\",E58500,INDEX(Lists!$D$6:$D$8, MATCH(T58500,Lists!$C$6:$C$8,0)))","v":"Serviceable"},{"$f":"INDEX(Lists!$C$12:$C$26, MATCH(H58500, Lists!$B$12:$B$26,0))","v":"LV"}]
[null,114251,1968,"Wood Creos Impregnated","Serviceable","Class 2",0,"lv/hv",990,2021,100,"Yes",false,9,{"$f":"INDEX(Lists!$B$32:$B$40, MATCH(YEAR(TODAY())-C58550, Lists!$C$32:$C$40,1))","v":"51-60"},315.1267873219528,{"$f":"INDEX(Data!$E$24:$E$47, MATCH(F58550&D58550, Data!$B$24:$B$47,0))","v":1.6118836915297091E-3},{"$f":"SUMPRODUCT((Data!$B$58:$B$60=Model!$F58550)*(Data!$C$57:$K$57=Model!$O58550)*(Data!$C$58:$K$60))","v":2.6773548093458861},75.903806715887029,1,{"$f":"IF(E58550<>\"Serviceable\",E58550,INDEX(Lists!$D$6:$D$8, MATCH(T58550,Lists!$C$6:$C$8,0)))","v":"Serviceable"},{"$f":"INDEX(Lists!$C$12:$C$26, MATCH(H58550, Lists!$B$12:$B$26,0))","v":"HV"}]
[null,114552,1976,"Wood Creos Impregnated","Serviceable","Class 1",0,"lv/hv",990,2023,100,"Yes",false,9,{"$f":"INDEX(Lists!$B$32:$B$40, MATCH(YEAR(TODAY())-C58619, Lists!$C$32:$C$40,1))","v":"41-50"},315.1267873219528,{"$f":"INDEX(Data!$E$24:$E$47, MATCH(F58619&D58619, Data!$B$24:$B$47,0))","v":9.9474993092014377E-4},{"$f":"SUMPRODUCT((Data!$B$58:$B$60=Model!$F58619)*(Data!$C$57:$K$57=Model!$O58619)*(Data!$C$58:$K$60))","v":1.7977578417715214},83.820179424056306,1,{"$f":"IF(E58619<>\"Serviceable\",E58619,INDEX(Lists!$D$6:$D$8, MATCH(T58619,Lists!$C$6:$C$8,0)))","v":"Serviceable"},{"$f":"INDEX(Lists!$C$12:$C$26, MATCH(H58619, Lists!$B$12:$B$26,0))","v":"HV"}]
[null,114805,1986,"Wood Untreated Dressed","Serviceable","Class 1",0,"pl",911,2022,100,"No",false,10,{"$f":"INDEX(Lists!$B$32:$B$40, MATCH(YEAR(TODAY())-C58675, Lists!$C$32:$C$40,1))","v":"31-40"},289.98030631343329,{"$f":"INDEX(Data!$E$24:$E$47, MATCH(F58675&D58675, Data!$B$24:$B$47,0))","v":1.9964561142097742E-3},{"$f":"SUMPRODUCT((Data!$B$58:$B$60=Model!$F58675)*(Data!$C$57:$K$57=Model!$O58675)*(Data!$C$58:$K$60))","v":3.0038452968326621},69.961547031673376,1,{"$f":"IF(E58675<>\"Serviceable\",E58675,INDEX(Lists!$D$6:$D$8, MATCH(T58675,Lists!$C$6:$C$8,0)))","v":"Serviceable"},{"$f":"INDEX(Lists!$C$12:$C$26, MATCH(H58675, Lists!$B$12:$B$26,0))","v":"LV"}]
[null,115058,1985,"Wood Untreated Dressed","Serviceable","Class 1",0,"lv/hv",1030,2021,100,"Yes",false,9,{"$f":"INDEX(Lists!$B$32:$B$40, MATCH(YEAR(TODAY())-C58751, Lists!$C$32:$C$40,1))","v":"31-40"},327.85918276930443,{"$f":"INDEX(Data!$E$24:$E$47, MATCH(F58751&D58751, Data!$B$24:$B$47,0))","v":1.9964561142097742E-3},{"$f":"SUMPRODUCT((Data!$B$58:$B$60=Model!$F58751)*(Data!$C$57:$K$57=Model!$O58751)*(Data!$C$58:$K$60))","v":3.0038452968326621},72.965392328506042,1,{"$f":"IF(E58751<>\"Serviceable\",E58751,INDEX(Lists!$D$6:$D$8, MATCH(T58751,Lists!$C$6:$C$8,0)))","v":"Serviceable"},{"$f":"INDEX(Lists!$C$12:$C$26, MATCH(H58751, Lists!$B$12:$B$26,0))","v":"HV"}]
[null,115179,1980,"Wood Creos Impregnated","Serviceable","Class 3",0,"hv/sub-transmission",1030,2021,100,"Yes",false,9,{"$f":"INDEX(Lists!$B$32:$B$40, MATCH(YEAR(TODAY())-C58801, Lists!$C$32:$C$40,1))","v":"41-50"},327.85918276930443,{"$f":"INDEX(Data!$E$24:$E$47, MATCH(F58801&D58801, Data!$B$24:$B$47,0))","v":1.0684339161496522E-3},{"$f":"SUMPRODUCT((Data!$B$58:$B$60=Model!$F58801)*(Data!$C$57:$K$57=Model!$O58801)*(Data!$C$58:$K$60))","v":3.2595928155551883},70.663664660003306,1,{"$f":"IF(E58801<>\"Serviceable\",E58801,INDEX(Lists!$D$6:$D$8, MATCH(T58801,Lists!$C$6:$C$8,0)))","v":"Serviceable"},{"$f":"INDEX(Lists!$C$12:$C$26, MATCH(H58801, Lists!$B$12:$B$26,0))","v":"Sub-T"}]
[null,115312,1974,"Wood Creos Impregnated","Serviceable","Class 3",0,"lv/hv",1070,2021,100,"Yes",false,9,{"$f":"INDEX(Lists!$B$32:$B$40, MATCH(YEAR(TODAY())-C58836, Lists!$C$32:$C$40,1))","v":"51-60"},340.59157821665605,{"$f":"INDEX(Data!$E$24:$E$47, MATCH(F58836&D58836, Data!$B$24:$B$47,0))","v":1.0684339161496522E-3},{"$f":"SUMPRODUCT((Data!$B$58:$B$60=Model!$F58836)*(Data!$C$57:$K$57=Model!$O58836)*(Data!$C$58:$K$60))","v":2.6564859251595059},76.091626673564448,1,{"$f":"IF(E58836<>\"Serviceable\",E58836,INDEX(Lists!$D$6:$D$8, MATCH(T58836,Lists!$C$6:$C$8,0)))","v":"Serviceable"},{"$f":"INDEX(Lists!$C$12:$C$26, MATCH(H58836, Lists!$B$12:$B$26,0))","v":"HV"}]
[null,115412,1980,"Wood Untreated Dressed","Serviceable","Class 1",0,"pl",810,2022,90,"No",false,10,{"$f":"INDEX(Lists!$B$32:$B$40, MATCH(YEAR(TODAY())-C58871, Lists!$C$32:$C$40,1))","v":"41-50"},257.83100780887048,{"$f":"INDEX(Data!$E$24:$E$47, MATCH(F58871&D58871, Data!$B$24:$B$47,0))","v":1.9964561142097742E-3},{"$f":"SUMPRODUCT((Data!$B$58:$B$60=Model!$F58871)*(Data!$C$57:$K$57=Model!$O58871)*(Data!$C$58:$K$60))","v":1.7977578417715214},72.022421582284778,1,{"$f":"IF(E58871<>\"Serviceable\",E58871,INDEX(Lists!$D$6:$D$8, MATCH(T58871,Lists!$C$6:$C$8,0)))","v":"Serviceable"},{"$f":"INDEX(Lists!$C$12:$C$26, MATCH(H58871, Lists!$B$12:$B$26,0))","v":"LV"}]
[null,115840,1988,"Wood Untreated Dressed","Serviceable","Class 1",0,"lv/hv/sub-transmission",1150,2021,100,"Yes",false,9,{"$f":"INDEX(Lists!$B$32:$B$40, MATCH(YEAR(TODAY())-C58976, Lists!$C$32:$C$40,1))","v":"31-40"},366.05636911135929,{"$f":"INDEX(Data!$E$24:$E$47, MATCH(F58976&D58976, Data!$B$24:$B$47,0))","v":1.9964561142097742E-3},{"$f":"SUMPRODUCT((Data!$B$58:$B$60=Model!$F58976)*(Data!$C$57:$K$57=Model!$O58976)*(Data!$C$58:$K$60))","v":3.0038452968326621},72.965392328506042,1,{"$f":"IF(E58976<>\"Serviceable\",E58976,INDEX(Lists!$D$6:$D$8, MATCH(T58976,Lists!$C$6:$C$8,0)))","v":"Serviceable"},{"$f":"INDEX(Lists!$C$12:$C$26, MATCH(H58976, Lists!$B$12:$B$26,0))","v":"Sub-T"}]
[null,115887,1976,"Wood Creos Impregnated","Serviceable","Class 1",0,"lv",810,2021,120,"No",false,10,{"$f":"INDEX(Lists!$B$32:$B$40, MATCH(YEAR(TODAY())-C58999, Lists!$C$32:$C$40,1))","v":"41-50"},257.83100780887048,{"$f":"INDEX(Data!$E$24:$E$47, MATCH(F58999&D58999, Data!$B$24:$B$47,0))","v":9.9474993092014377E-4},{"$f":"SUMPRODUCT((Data!$B$58:$B$60=Model!$F58999)*(Data!$C$57:$K$57=Model!$O58999)*(Data!$C$58:$K$60))","v":1.7977578417715214},102.02242158228478,1,{"$f":"IF(E58999<>\"Serviceable\",E58999,INDEX(Lists!$D$6:$D$8, MATCH(T58999,Lists!$C$6:$C$8,0)))","v":"Serviceable"},{"$f":"INDEX(Lists!$C$12:$C$26, MATCH(H58999, Lists!$B$12:$B$26,0))","v":"LV"}]
[null,116009,1962,"Wood Creos Impregnated","Serviceable","Class 3",0,"lv",780,2023,100,"No",false,10,{"$f":"INDEX(Lists!$B$32:$B$40, MATCH(YEAR(TODAY())-C59046, Lists!$C$32:$C$40,1))","v":"61-70"},248.28171122335672,{"$f":"INDEX(Data!$E$24:$E$47, MATCH(F59046&D59046, Data!$B$24:$B$47,0))","v":1.0684339161496522E-3},{"$f":"SUMPRODUCT((Data!$B$58:$B$60=Model!$F59046)*(Data!$C$57:$K$57=Model!$O59046)*(Data!$C$58:$K$60))","v":1.9802031311051838},80.197968688948166,1,{"$f":"IF(E59046<>\"Serviceable\",E59046,INDEX(Lists!$D$6:$D$8, MATCH(T59046,Lists!$C$6:$C$8,0)))","v":"Serviceable"},{"$f":"INDEX(Lists!$C$12:$C$26, MATCH(H59046, Lists!$B$12:$B$26,0))","v":"LV"}]
[null,116156,1966,"Wood Creos Impregnated","Serviceable","Class 3",0,"lv",900,2023,100,"No",false,10,{"$f":"INDEX(Lists!$B$32:$B$40, MATCH(YEAR(TODAY())-C59096, Lists!$C$32:$C$40,1))","v":"51-60"},286.47889756541161,{"$f":"INDEX(Data!$E$24:$E$47, MATCH(F59096&D59096, Data!$B$24:$B$47,0))","v":1.0684339161496522E-3},{"$f":"SUMPRODUCT((Data!$B$58:$B$60=Model!$F59096)*(Data!$C$57:$K$57=Model!$O59096)*(Data!$C$58:$K$60))","v":2.6564859251595059},73.435140748404933,1,{"$f":"IF(E59096<>\"Serviceable\",E59096,INDEX(Lists!$D$6:$D$8, MATCH(T59096,Lists!$C$6:$C$8,0)))","v":"Serviceable"},{"$f":"INDEX(Lists!$C$12:$C$26, MATCH(H59096, Lists!$B$12:$B$26,0))","v":"LV"}]
[null,116397,1972,"Wood Creos Impregnated","Serviceable","Class 1",0,"lv/hv/sub-transmission",930,2020,100,"No",false,10,{"$f":"INDEX(Lists!$B$32:$B$40, MATCH(YEAR(TODAY())-C59194, Lists!$C$32:$C$40,1))","v":"51-60"},296.02819415092534,{"$f":"INDEX(Data!$E$24:$E$47, MATCH(F59194&D59194, Data!$B$24:$B$47,0))","v":9.9474993092014377E-4},{"$f":"SUMPRODUCT((Data!$B$58:$B$60=Model!$F59194)*(Data!$C$57:$K$57=Model!$O59194)*(Data!$C$58:$K$60))","v":1.3557210085184006},86.44278991481599,1,{"$f":"IF(E59194<>\"Serviceable\",E59194,INDEX(Lists!$D$6:$D$8, MATCH(T59194,Lists!$C$6:$C$8,0)))","v":"Serviceable"},{"$f":"INDEX(Lists!$C$12:$C$26, MATCH(H59194, Lists!$B$12:$B$26,0))","v":"Sub-T"}]
[null,116471,1971,"Wood Creos Impregnated","Serviceable","Class 2",0,"lv",990,2019,120,"No",false,10,{"$f":"INDEX(Lists!$B$32:$B$40, MATCH(YEAR(TODAY())-C59221, Lists!$C$32:$C$40,1))","v":"51-60"},315.1267873219528,{"$f":"INDEX(Data!$E$24:$E$47, MATCH(F59221&D59221, Data!$B$24:$B$47,0))","v":1.6118836915297091E-3},{"$f":"SUMPRODUCT((Data!$B$58:$B$60=Model!$F59221)*(Data!$C$57:$K$57=Model!$O59221)*(Data!$C$58:$K$60))","v":2.6773548093458861},93.226451906541143,1,{"$f":"IF(E59221<>\"Serviceable\",E59221,INDEX(Lists!$D$6:$D$8, MATCH(T59221,Lists!$C$6:$C$8,0)))","v":"Serviceable"},{"$f":"INDEX(Lists!$C$12:$C$26, MATCH(H59221, Lists!$B$12:$B$26,0))","v":"LV"}]
[null,116646,1965,"Wood Creos Impregnated","Serviceable","Class 3",0,"hv",1000,2022,100,"Yes",false,9,{"$f":"INDEX(Lists!$B$32:$B$40, MATCH(YEAR(TODAY())-C59271, Lists!$C$32:$C$40,1))","v":"51-60"},318.3098861837907,{"$f":"INDEX(Data!$E$24:$E$47, MATCH(F59271&D59271, Data!$B$24:$B$47,0))","v":1.0684339161496522E-3},{"$f":"SUMPRODUCT((Data!$B$58:$B$60=Model!$F59271)*(Data!$C$57:$K$57=Model!$O59271)*(Data!$C$58:$K$60))","v":2.6564859251595059},76.091626673564448,1,{"$f":"IF(E59271<>\"Serviceable\",E59271,INDEX(Lists!$D$6:$D$8, MATCH(T59271,Lists!$C$6:$C$8,0)))","v":"Serviceable"},{"$f":"INDEX(Lists!$C$12:$C$26, MATCH(H59271, Lists!$B$12:$B$26,0))","v":"HV"}]
[null,116937,1979,"Wood Creos Impregnated","Serviceable","Class 3",0,"lv/hv",1070,2019,120,"No",false,10,{"$f":"INDEX(Lists!$B$32:$B$40, MATCH(YEAR(TODAY())-C59335, Lists!$C$32:$C$40,1))","v":"41-50"},340.59157821665605,{"$f":"INDEX(Data!$E$24:$E$47, MATCH(F59335&D59335, Data!$B$24:$B$47,0))","v":1.0684339161496522E-3},{"$f":"SUMPRODUCT((Data!$B$58:$B$60=Model!$F59335)*(Data!$C$57:$K$57=Model!$O59335)*(Data!$C$58:$K$60))","v":3.2595928155551883},87.404071844448112,1,{"$f":"IF(E59335<>\"Serviceable\",E59335,INDEX(Lists!$D$6:$D$8, MATCH(T59335,Lists!$C$6:$C$8,0)))","v":"Serviceable"},{"$f":"INDEX(Lists!$C$12:$C$26, MATCH(H59335, Lists!$B$12:$B$26,0))","v":"HV"}]
[null,117120,1976,"Wood Creos Impregnated","Serviceable","Class 2",0,"lv",880,2019,100,"No",false,10,{"$f":"INDEX(Lists!$B$32:$B$40, MATCH(YEAR(TODAY())-C59396, Lists!$C$32:$C$40,1))","v":"41-50"},280.11269984173578,{"$f":"INDEX(Data!$E$24:$E$47, MATCH(F59396&D59396, Data!$B$24:$B$47,0))","v":1.6118836915297091E-3},{"$f":"SUMPRODUCT((Data!$B$58:$B$60=Model!$F59396)*(Data!$C$57:$K$57=Model!$O59396)*(Data!$C$58:$K$60))","v":3.126815166746074},68.731848332539258,2,{"$f":"IF(E59396<>\"Serviceable\",E59396,INDEX(Lists!$D$6:$D$8, MATCH(T59396,Lists!$C$6:$C$8,0)))","v":"Limited Life"},{"$f":"INDEX(Lists!$C$12:$C$26, MATCH(H59396, Lists!$B$12:$B$26,0))","v":"LV"}]
[null,117195,1969,"Wood Creos Impregnated","Serviceable","Class 3",0,"hv",1400,2021,120,"No",false,10,{"$f":"INDEX(Lists!$B$32:$B$40, MATCH(YEAR(TODAY())-C59417, Lists!$C$32:$C$40,1))","v":"51-60"},445.63384065730696,{"$f":"INDEX(Data!$E$24:$E$47, MATCH(F59417&D59417, Data!$B$24:$B$47,0))","v":1.0684339161496522E-3},{"$f":"SUMPRODUCT((Data!$B$58:$B$60=Model!$F59417)*(Data!$C$57:$K$57=Model!$O59417)*(Data!$C$58:$K$60))","v":2.6564859251595059},93.435140748404933,1,{"$f":"IF(E59417<>\"Serviceable\",E59417,INDEX(Lists!$D$6:$D$8, MATCH(T59417,Lists!$C$6:$C$8,0)))","v":"Serviceable"},{"$f":"INDEX(Lists!$C$12:$C$26, MATCH(H59417, Lists!$B$12:$B$26,0))","v":"HV"}]
[null,117353,1977,"Wood Creos Impregnated","Serviceable","Class 3",0,"lv",910,2019,100,"No",false,10,{"$f":"INDEX(Lists!$B$32:$B$40, MATCH(YEAR(TODAY())-C59476, Lists!$C$32:$C$40,1))","v":"41-50"},289.66199642724951,{"$f":"INDEX(Data!$E$24:$E$47, MATCH(F59476&D59476, Data!$B$24:$B$47,0))","v":1.0684339161496522E-3},{"$f":"SUMPRODUCT((Data!$B$58:$B$60=Model!$F59476)*(Data!$C$57:$K$57=Model!$O59476)*(Data!$C$58:$K$60))","v":3.2595928155551883},67.404071844448112,2,{"$f":"IF(E59476<>\"Serviceable\",E59476,INDEX(Lists!$D$6:$D$8, MATCH(T59476,Lists!$C$6:$C$8,0)))","v":"Limited Life"},{"$f":"INDEX(Lists!$C$12:$C$26, MATCH(H59476, Lists!$B$12:$B$26,0))","v":"LV"}]
[null,117815,1971,"Wood Creos Impregnated","Serviceable","Class 3",0,"lv",830,2021,100,"No",false,10,{"$f":"INDEX(Lists!$B$32:$B$40, MATCH(YEAR(TODAY())-C59571, Lists!$C$32:$C$40,1))","v":"51-60"},264.19720553254626,{"$f":"INDEX(Data!$E$24:$E$47, MATCH(F59571&D59571, Data!$B$24:$B$47,0))","v":1.0684339161496522E-3},{"$f":"SUMPRODUCT((Data!$B$58:$B$60=Model!$F59571)*(Data!$C$57:$K$57=Model!$O59571)*(Data!$C$58:$K$60))","v":2.6564859251595059},73.435140748404933,1,{"$f":"IF(E59571<>\"Serviceable\",E59571,INDEX(Lists!$D$6:$D$8, MATCH(T59571,Lists!$C$6:$C$8,0)))","v":"Serviceable"},{"$f":"INDEX(Lists!$C$12:$C$26, MATCH(H59571, Lists!$B$12:$B$26,0))","v":"LV"}]
[null,117906,1976,"Wood Creos Impregnated","Serviceable","Class 1",0,"lv/hv",940,2020,100,"No",false,{"$f":"IF(L59592=\"No\",ROUND((End_year-J59592)/5,0)*5,ROUND((End_year-J59592)/3,0)*3)","v":10},{"$f":"INDEX(Lists!$B$32:$B$40, MATCH(YEAR(TODAY())-C59592, Lists!$C$32:$C$40,1))","v":"41-50"},299.21129301276324,{"$f":"INDEX(Data!$E$24:$E$47, MATCH(F59592&D59592, Data!$B$24:$B$47,0))","v":9.9474993092014377E-4},{"$f":"SUMPRODUCT((Data!$B$58:$B$60=Model!$F59592)*(Data!$C$57:$K$57=Model!$O59592)*(Data!$C$58:$K$60))","v":1.7977578417715214},{"$f":"IF(IF(K59592>=700,999,(K59592-R59592*N59592))<0,0,IF(K59592>=700,999,(K59592-R59592*N59592)))","v":82.022421582284778},{"$f":"IF(S59592<30,3,IF(AND(F59592=\"Class 1\",S59592<50),2,IF(AND(F59592=\"Class 1\",S59592>=50),1,IF(S59592<70,2,1))))","v":1},{"$f":"IF(E59592<>\"Serviceable\",E59592,INDEX(Lists!$D$6:$D$8, MATCH(T59592,Lists!$C$6:$C$8,0)))","v":"Serviceable"},{"$f":"INDEX(Lists!$C$12:$C$26, MATCH(H59592, Lists!$B$12:$B$26,0))","v":"HV"}]
[null,118369,1983,"Wood Creos Impregnated","Serviceable","Class 3",0,"lv",1050,2021,100,"Yes",false,9,{"$f":"INDEX(Lists!$B$32:$B$40, MATCH(YEAR(TODAY())-C59671, Lists!$C$32:$C$40,1))","v":"41-50"},334.22538049298021,{"$f":"INDEX(Data!$E$24:$E$47, MATCH(F59671&D59671, Data!$B$24:$B$47,0))","v":1.0684339161496522E-3},{"$f":"SUMPRODUCT((Data!$B$58:$B$60=Model!$F59671)*(Data!$C$57:$K$57=Model!$O59671)*(Data!$C$58:$K$60))","v":3.2595928155551883},70.663664660003306,1,{"$f":"IF(E59671<>\"Serviceable\",E59671,INDEX(Lists!$D$6:$D$8, MATCH(T59671,Lists!$C$6:$C$8,0)))","v":"Serviceable"},{"$f":"INDEX(Lists!$C$12:$C$26, MATCH(H59671, Lists!$B$12:$B$26,0))","v":"LV"}]
[null,118448,1961,"Wood Creos Impregnated","Serviceable","Class 3",0,"lv/hv",990,2020,100,"No",false,10,{"$f":"INDEX(Lists!$B$32:$B$40, MATCH(YEAR(TODAY())-C59691, Lists!$C$32:$C$40,1))","v":"61-70"},315.1267873219528,{"$f":"INDEX(Data!$E$24:$E$47, MATCH(F59691&D59691, Data!$B$24:$B$47,0))","v":1.0684339161496522E-3},{"$f":"SUMPRODUCT((Data!$B$58:$B$60=Model!$F59691)*(Data!$C$57:$K$57=Model!$O59691)*(Data!$C$58:$K$60))","v":1.9802031311051838},80.197968688948166,1,{"$f":"IF(E59691<>\"Serviceable\",E59691,INDEX(Lists!$D$6:$D$8, MATCH(T59691,Lists!$C$6:$C$8,0)))","v":"Serviceable"},{"$f":"INDEX(Lists!$C$12:$C$26, MATCH(H59691, Lists!$B$12:$B$26,0))","v":"HV"}]
[null,118641,1963,"Wood Creos Impregnated","Serviceable","Class 3",0,"lv",1140,2021,100,"No",false,10,{"$f":"INDEX(Lists!$B$32:$B$40, MATCH(YEAR(TODAY())-C59767, Lists!$C$32:$C$40,1))","v":"61-70"},362.8732702495214,{"$f":"INDEX(Data!$E$24:$E$47, MATCH(F59767&D59767, Data!$B$24:$B$47,0))","v":1.0684339161496522E-3},{"$f":"SUMPRODUCT((Data!$B$58:$B$60=Model!$F59767)*(Data!$C$57:$K$57=Model!$O59767)*(Data!$C$58:$K$60))","v":1.9802031311051838},80.197968688948166,1,{"$f":"IF(E59767<>\"Serviceable\",E59767,INDEX(Lists!$D$6:$D$8, MATCH(T59767,Lists!$C$6:$C$8,0)))","v":"Serviceable"},{"$f":"INDEX(Lists!$C$12:$C$26, MATCH(H59767, Lists!$B$12:$B$26,0))","v":"LV"}]
[null,118740,1954,"Wood Untreated Round","Serviceable","Class 1",0,"lv/future hv",1150,2020,80,"No",false,10,{"$f":"INDEX(Lists!$B$32:$B$40, MATCH(YEAR(TODAY())-C59812, Lists!$C$32:$C$40,1))","v":"71-80"},366.05636911135929,{"$f":"INDEX(Data!$E$24:$E$47, MATCH(F59812&D59812, Data!$B$24:$B$47,0))","v":1.9964561142097742E-3},{"$f":"SUMPRODUCT((Data!$B$58:$B$60=Model!$F59812)*(Data!$C$57:$K$57=Model!$O59812)*(Data!$C$58:$K$60))","v":2.0707751244791428},59.292248755208576,1,{"$f":"IF(E59812<>\"Serviceable\",E59812,INDEX(Lists!$D$6:$D$8, MATCH(T59812,Lists!$C$6:$C$8,0)))","v":"Serviceable"},{"$f":"INDEX(Lists!$C$12:$C$26, MATCH(H59812, Lists!$B$12:$B$26,0))","v":"LV"}]
[null,119006,1988,"Wood Untreated Dressed","Serviceable","Class 1",0,"lv/hv",1300,2019,140,"No",false,10,{"$f":"INDEX(Lists!$B$32:$B$40, MATCH(YEAR(TODAY())-C59892, Lists!$C$32:$C$40,1))","v":"31-40"},413.80285203892788,{"$f":"INDEX(Data!$E$24:$E$47, MATCH(F59892&D59892, Data!$B$24:$B$47,0))","v":1.9964561142097742E-3},{"$f":"SUMPRODUCT((Data!$B$58:$B$60=Model!$F59892)*(Data!$C$57:$K$57=Model!$O59892)*(Data!$C$58:$K$60))","v":3.0038452968326621},109.96154703167338,1,{"$f":"IF(E59892<>\"Serviceable\",E59892,INDEX(Lists!$D$6:$D$8, MATCH(T59892,Lists!$C$6:$C$8,0)))","v":"Serviceable"},{"$f":"INDEX(Lists!$C$12:$C$26, MATCH(H59892, Lists!$B$12:$B$26,0))","v":"HV"}]
[null,119153,1970,"Wood Creos Impregnated","Serviceable","Class 3",0,"lv",830,2021,70,"No",false,10,{"$f":"INDEX(Lists!$B$32:$B$40, MATCH(YEAR(TODAY())-C59942, Lists!$C$32:$C$40,1))","v":"51-60"},264.19720553254626,{"$f":"INDEX(Data!$E$24:$E$47, MATCH(F59942&D59942, Data!$B$24:$B$47,0))","v":1.0684339161496522E-3},{"$f":"SUMPRODUCT((Data!$B$58:$B$60=Model!$F59942)*(Data!$C$57:$K$57=Model!$O59942)*(Data!$C$58:$K$60))","v":2.6564859251595059},43.43514074840494,2,{"$f":"IF(E59942<>\"Serviceable\",E59942,INDEX(Lists!$D$6:$D$8, MATCH(T59942,Lists!$C$6:$C$8,0)))","v":"Limited Life"},{"$f":"INDEX(Lists!$C$12:$C$26, MATCH(H59942, Lists!$B$12:$B$26,0))","v":"LV"}]
[null,119288,1953,"Wood Untreated Round","Serviceable","Class 1",0,"lv",870,2021,120,"No",false,10,{"$f":"INDEX(Lists!$B$32:$B$40, MATCH(YEAR(TODAY())-C59992, Lists!$C$32:$C$40,1))","v":"71-80"},276.92960097989788,{"$f":"INDEX(Data!$E$24:$E$47, MATCH(F59992&D59992, Data!$B$24:$B$47,0))","v":1.9964561142097742E-3},{"$f":"SUMPRODUCT((Data!$B$58:$B$60=Model!$F59992)*(Data!$C$57:$K$57=Model!$O59992)*(Data!$C$58:$K$60))","v":2.0707751244791428},99.292248755208576,1,{"$f":"IF(E59992<>\"Serviceable\",E59992,INDEX(Lists!$D$6:$D$8, MATCH(T59992,Lists!$C$6:$C$8,0)))","v":"Serviceable"},{"$f":"INDEX(Lists!$C$12:$C$26, MATCH(H59992, Lists!$B$12:$B$26,0))","v":"LV"}]
[null,119435,1981,"Wood Creos Impregnated","Limited Life","Class 3",0,"lv/hv/sub-transmission",1150,2023,60,"No",false,10,{"$f":"INDEX(Lists!$B$32:$B$40, MATCH(YEAR(TODAY())-C60051, Lists!$C$32:$C$40,1))","v":"41-50"},366.05636911135929,{"$f":"INDEX(Data!$E$24:$E$47, MATCH(F60051&D60051, Data!$B$24:$B$47,0))","v":1.0684339161496522E-3},{"$f":"SUMPRODUCT((Data!$B$58:$B$60=Model!$F60051)*(Data!$C$57:$K$57=Model!$O60051)*(Data!$C$58:$K$60))","v":3.2595928155551883},27.404071844448119,3,{"$f":"IF(E60051<>\"Serviceable\",E60051,INDEX(Lists!$D$6:$D$8, MATCH(T60051,Lists!$C$6:$C$8,0)))","v":"Limited Life"},{"$f":"INDEX(Lists!$C$12:$C$26, MATCH(H60051, Lists!$B$12:$B$26,0))","v":"Sub-T"}]
[null,119628,1969,"Wood Creos Impregnated","Limited Life","Class 3",0,"lv",880,2023,90,"No",false,10,{"$f":"INDEX(Lists!$B$32:$B$40, MATCH(YEAR(TODAY())-C60117, Lists!$C$32:$C$40,1))","v":"51-60"},280.11269984173578,{"$f":"INDEX(Data!$E$24:$E$47, MATCH(F60117&D60117, Data!$B$24:$B$47,0))","v":1.0684339161496522E-3},{"$f":"SUMPRODUCT((Data!$B$58:$B$60=Model!$F60117)*(Data!$C$57:$K$57=Model!$O60117)*(Data!$C$58:$K$60))","v":2.6564859251595059},63.43514074840494,2,{"$f":"IF(E60117<>\"Serviceable\",E60117,INDEX(Lists!$D$6:$D$8, MATCH(T60117,Lists!$C$6:$C$8,0)))","v":"Limited Life"},{"$f":"INDEX(Lists!$C$12:$C$26, MATCH(H60117, Lists!$B$12:$B$26,0))","v":"LV"}]
[null,119670,1972,"Wood Creos Impregnated","Serviceable","Class 3",0,"lv/hv",1190,2022,100,"No",false,10,{"$f":"INDEX(Lists!$B$32:$B$40, MATCH(YEAR(TODAY())-C60138, Lists!$C$32:$C$40,1))","v":"51-60"},378.78876455871091,{"$f":"INDEX(Data!$E$24:$E$47, MATCH(F60138&D60138, Data!$B$24:$B$47,0))","v":1.0684339161496522E-3},{"$f":"SUMPRODUCT((Data!$B$58:$B$60=Model!$F60138)*(Data!$C$57:$K$57=Model!$O60138)*(Data!$C$58:$K$60))","v":2.6564859251595059},73.435140748404933,1,{"$f":"IF(E60138<>\"Serviceable\",E60138,INDEX(Lists!$D$6:$D$8, MATCH(T60138,Lists!$C$6:$C$8,0)))","v":"Serviceable"},{"$f":"INDEX(Lists!$C$12:$C$26, MATCH(H60138, Lists!$B$12:$B$26,0))","v":"HV"}]
[null,119809,1963,"Wood Creos Impregnated","Serviceable","Class 3",0,"lv/hv",880,2020,80,"No",false,10,{"$f":"INDEX(Lists!$B$32:$B$40, MATCH(YEAR(TODAY())-C60192, Lists!$C$32:$C$40,1))","v":"61-70"},280.11269984173578,{"$f":"INDEX(Data!$E$24:$E$47, MATCH(F60192&D60192, Data!$B$24:$B$47,0))","v":1.0684339161496522E-3},{"$f":"SUMPRODUCT((Data!$B$58:$B$60=Model!$F60192)*(Data!$C$57:$K$57=Model!$O60192)*(Data!$C$58:$K$60))","v":1.9802031311051838},60.197968688948166,2,{"$f":"IF(E60192<>\"Serviceable\",E60192,INDEX(Lists!$D$6:$D$8, MATCH(T60192,Lists!$C$6:$C$8,0)))","v":"Limited Life"},{"$f":"INDEX(Lists!$C$12:$C$26, MATCH(H60192, Lists!$B$12:$B$26,0))","v":"HV"}]
[null,119920,1968,"Wood Creos Impregnated","Serviceable","Class 3",0,"lv",740,2022,90,"No",false,10,{"$f":"INDEX(Lists!$B$32:$B$40, MATCH(YEAR(TODAY())-C60237, Lists!$C$32:$C$40,1))","v":"51-60"},235.5493157760051,{"$f":"INDEX(Data!$E$24:$E$47, MATCH(F60237&D60237, Data!$B$24:$B$47,0))","v":1.0684339161496522E-3},{"$f":"SUMPRODUCT((Data!$B$58:$B$60=Model!$F60237)*(Data!$C$57:$K$57=Model!$O60237)*(Data!$C$58:$K$60))","v":2.6564859251595059},63.43514074840494,2,{"$f":"IF(E60237<>\"Serviceable\",E60237,INDEX(Lists!$D$6:$D$8, MATCH(T60237,Lists!$C$6:$C$8,0)))","v":"Limited Life"},{"$f":"INDEX(Lists!$C$12:$C$26, MATCH(H60237, Lists!$B$12:$B$26,0))","v":"LV"}]
[null,120126,1969,"Wood Creos Impregnated","Serviceable","Class 3",0,"lv",920,2022,80,"No",false,10,{"$f":"INDEX(Lists!$B$32:$B$40, MATCH(YEAR(TODAY())-C60313, Lists!$C$32:$C$40,1))","v":"51-60"},292.84509528908745,{"$f":"INDEX(Data!$E$24:$E$47, MATCH(F60313&D60313, Data!$B$24:$B$47,0))","v":1.0684339161496522E-3},{"$f":"SUMPRODUCT((Data!$B$58:$B$60=Model!$F60313)*(Data!$C$57:$K$57=Model!$O60313)*(Data!$C$58:$K$60))","v":2.6564859251595059},53.43514074840494,2,{"$f":"IF(E60313<>\"Serviceable\",E60313,INDEX(Lists!$D$6:$D$8, MATCH(T60313,Lists!$C$6:$C$8,0)))","v":"Limited Life"},{"$f":"INDEX(Lists!$C$12:$C$26, MATCH(H60313, Lists!$B$12:$B$26,0))","v":"LV"}]
[null,120315,1975,"Wood Creos Impregnated","Serviceable","Class 3",0,"lv",810,2022,100,"No",false,10,{"$f":"INDEX(Lists!$B$32:$B$40, MATCH(YEAR(TODAY())-C60387, Lists!$C$32:$C$40,1))","v":"41-50"},257.83100780887048,{"$f":"INDEX(Data!$E$24:$E$47, MATCH(F60387&D60387, Data!$B$24:$B$47,0))","v":1.0684339161496522E-3},{"$f":"SUMPRODUCT((Data!$B$58:$B$60=Model!$F60387)*(Data!$C$57:$K$57=Model!$O60387)*(Data!$C$58:$K$60))","v":3.2595928155551883},67.404071844448112,2,{"$f":"IF(E60387<>\"Serviceable\",E60387,INDEX(Lists!$D$6:$D$8, MATCH(T60387,Lists!$C$6:$C$8,0)))","v":"Limited Life"},{"$f":"INDEX(Lists!$C$12:$C$26, MATCH(H60387, Lists!$B$12:$B$26,0))","v":"LV"}]
[null,120392,1976,"Wood Creos Impregnated","Serviceable","Class 1",0,"lv",860,2021,100,"No",false,10,{"$f":"INDEX(Lists!$B$32:$B$40, MATCH(YEAR(TODAY())-C60412, Lists!$C$32:$C$40,1))","v":"41-50"},273.74650211805999,{"$f":"INDEX(Data!$E$24:$E$47, MATCH(F60412&D60412, Data!$B$24:$B$47,0))","v":9.9474993092014377E-4},{"$f":"SUMPRODUCT((Data!$B$58:$B$60=Model!$F60412)*(Data!$C$57:$K$57=Model!$O60412)*(Data!$C$58:$K$60))","v":1.7977578417715214},82.022421582284778,1,{"$f":"IF(E60412<>\"Serviceable\",E60412,INDEX(Lists!$D$6:$D$8, MATCH(T60412,Lists!$C$6:$C$8,0)))","v":"Serviceable"},{"$f":"INDEX(Lists!$C$12:$C$26, MATCH(H60412, Lists!$B$12:$B$26,0))","v":"LV"}]
[null,120647,1985,"Wood Untreated Dressed","Serviceable","Class 1",0,"lv",911,2021,100,"No",false,{"$f":"IF(L60488=\"No\",ROUND((End_year-J60488)/5,0)*5,ROUND((End_year-J60488)/3,0)*3)","v":10},{"$f":"INDEX(Lists!$B$32:$B$40, MATCH(YEAR(TODAY())-C60488, Lists!$C$32:$C$40,1))","v":"31-40"},289.98030631343329,{"$f":"INDEX(Data!$E$24:$E$47, MATCH(F60488&D60488, Data!$B$24:$B$47,0))","v":1.9964561142097742E-3},{"$f":"SUMPRODUCT((Data!$B$58:$B$60=Model!$F60488)*(Data!$C$57:$K$57=Model!$O60488)*(Data!$C$58:$K$60))","v":3.0038452968326621},{"$f":"IF(IF(K60488>=700,999,(K60488-R60488*N60488))<0,0,IF(K60488>=700,999,(K60488-R60488*N60488)))","v":69.961547031673376},{"$f":"IF(S60488<30,3,IF(AND(F60488=\"Class 1\",S60488<50),2,IF(AND(F60488=\"Class 1\",S60488>=50),1,IF(S60488<70,2,1))))","v":1},{"$f":"IF(E60488<>\"Serviceable\",E60488,INDEX(Lists!$D$6:$D$8, MATCH(T60488,Lists!$C$6:$C$8,0)))","v":"Serviceable"},{"$f":"INDEX(Lists!$C$12:$C$26, MATCH(H60488, Lists!$B$12:$B$26,0))","v":"LV"}]
[null,120741,1984,"Wood Untreated Dressed","Serviceable","Class 1",0,"lv",950,2023,120,"No",false,10,{"$f":"INDEX(Lists!$B$32:$B$40, MATCH(YEAR(TODAY())-C60528, Lists!$C$32:$C$40,1))","v":"41-50"},302.39439187460113,{"$f":"INDEX(Data!$E$24:$E$47, MATCH(F60528&D60528, Data!$B$24:$B$47,0))","v":1.9964561142097742E-3},{"$f":"SUMPRODUCT((Data!$B$58:$B$60=Model!$F60528)*(Data!$C$57:$K$57=Model!$O60528)*(Data!$C$58:$K$60))","v":1.7977578417715214},102.02242158228478,1,{"$f":"IF(E60528<>\"Serviceable\",E60528,INDEX(Lists!$D$6:$D$8, MATCH(T60528,Lists!$C$6:$C$8,0)))","v":"Serviceable"},{"$f":"INDEX(Lists!$C$12:$C$26, MATCH(H60528, Lists!$B$12:$B$26,0))","v":"LV"}]
[null,120990,1968,"Wood Creos Impregnated","Serviceable","Class 3",0,"lv/hv",1050,2022,80,"No",false,10,{"$f":"INDEX(Lists!$B$32:$B$40, MATCH(YEAR(TODAY())-C60613, Lists!$C$32:$C$40,1))","v":"51-60"},334.22538049298021,{"$f":"INDEX(Data!$E$24:$E$47, MATCH(F60613&D60613, Data!$B$24:$B$47,0))","v":1.0684339161496522E-3},{"$f":"SUMPRODUCT((Data!$B$58:$B$60=Model!$F60613)*(Data!$C$57:$K$57=Model!$O60613)*(Data!$C$58:$K$60))","v":2.6564859251595059},53.43514074840494,2,{"$f":"IF(E60613<>\"Serviceable\",E60613,INDEX(Lists!$D$6:$D$8, MATCH(T60613,Lists!$C$6:$C$8,0)))","v":"Limited Life"},{"$f":"INDEX(Lists!$C$12:$C$26, MATCH(H60613, Lists!$B$12:$B$26,0))","v":"HV"}]
[null,121184,1965,"Wood Creos Impregnated","Serviceable","Class 3",0,"lv/hv",850,2023,90,"Yes",false,9,{"$f":"INDEX(Lists!$B$32:$B$40, MATCH(YEAR(TODAY())-C60663, Lists!$C$32:$C$40,1))","v":"51-60"},270.5634032562221,{"$f":"INDEX(Data!$E$24:$E$47, MATCH(F60663&D60663, Data!$B$24:$B$47,0))","v":1.0684339161496522E-3},{"$f":"SUMPRODUCT((Data!$B$58:$B$60=Model!$F60663)*(Data!$C$57:$K$57=Model!$O60663)*(Data!$C$58:$K$60))","v":2.6564859251595059},66.091626673564448,2,{"$f":"IF(E60663<>\"Serviceable\",E60663,INDEX(Lists!$D$6:$D$8, MATCH(T60663,Lists!$C$6:$C$8,0)))","v":"Limited Life"},{"$f":"INDEX(Lists!$C$12:$C$26, MATCH(H60663, Lists!$B$12:$B$26,0))","v":"HV"}]
[null,121367,1963,"Wood Creos Impregnated","Serviceable","Class 3",0,"hv/sub-transmission",1200,2023,100,"Yes",false,9,{"$f":"INDEX(Lists!$B$32:$B$40, MATCH(YEAR(TODAY())-C60723, Lists!$C$32:$C$40,1))","v":"61-70"},381.9718634205488,{"$f":"INDEX(Data!$E$24:$E$47, MATCH(F60723&D60723, Data!$B$24:$B$47,0))","v":1.0684339161496522E-3},{"$f":"SUMPRODUCT((Data!$B$58:$B$60=Model!$F60723)*(Data!$C$57:$K$57=Model!$O60723)*(Data!$C$58:$K$60))","v":1.9802031311051838},82.17817182005335,1,{"$f":"IF(E60723<>\"Serviceable\",E60723,INDEX(Lists!$D$6:$D$8, MATCH(T60723,Lists!$C$6:$C$8,0)))","v":"Serviceable"},{"$f":"INDEX(Lists!$C$12:$C$26, MATCH(H60723, Lists!$B$12:$B$26,0))","v":"Sub-T"}]
[null,121404,1969,"Wood Creos Impregnated","Serviceable","Class 3",0,"lv/hv",817,2023,100,"No",false,10,{"$f":"INDEX(Lists!$B$32:$B$40, MATCH(YEAR(TODAY())-C60733, Lists!$C$32:$C$40,1))","v":"51-60"},260.05917701215697,{"$f":"INDEX(Data!$E$24:$E$47, MATCH(F60733&D60733, Data!$B$24:$B$47,0))","v":1.0684339161496522E-3},{"$f":"SUMPRODUCT((Data!$B$58:$B$60=Model!$F60733)*(Data!$C$57:$K$57=Model!$O60733)*(Data!$C$58:$K$60))","v":2.6564859251595059},73.435140748404933,1,{"$f":"IF(E60733<>\"Serviceable\",E60733,INDEX(Lists!$D$6:$D$8, MATCH(T60733,Lists!$C$6:$C$8,0)))","v":"Serviceable"},{"$f":"INDEX(Lists!$C$12:$C$26, MATCH(H60733, Lists!$B$12:$B$26,0))","v":"HV"}]
[null,121590,1990,"Wood Untreated Dressed","Serviceable","Class 1",0,"lv/future hv",1000,2022,100,"Yes",false,9,{"$f":"INDEX(Lists!$B$32:$B$40, MATCH(YEAR(TODAY())-C60783, Lists!$C$32:$C$40,1))","v":"31-40"},318.3098861837907,{"$f":"INDEX(Data!$E$24:$E$47, MATCH(F60783&D60783, Data!$B$24:$B$47,0))","v":1.9964561142097742E-3},{"$f":"SUMPRODUCT((Data!$B$58:$B$60=Model!$F60783)*(Data!$C$57:$K$57=Model!$O60783)*(Data!$C$58:$K$60))","v":3.0038452968326621},72.965392328506042,1,{"$f":"IF(E60783<>\"Serviceable\",E60783,INDEX(Lists!$D$6:$D$8, MATCH(T60783,Lists!$C$6:$C$8,0)))","v":"Serviceable"},{"$f":"INDEX(Lists!$C$12:$C$26, MATCH(H60783, Lists!$B$12:$B$26,0))","v":"LV"}]
[null,121831,1997,"Wood Creos Impregnated","Serviceable","Class 3",0,"lv/hv",848,2022,110,"No",false,10,{"$f":"INDEX(Lists!$B$32:$B$40, MATCH(YEAR(TODAY())-C60864, Lists!$C$32:$C$40,1))","v":"21-30"},269.92678348385448,{"$f":"INDEX(Data!$E$24:$E$47, MATCH(F60864&D60864, Data!$B$24:$B$47,0))","v":1.0684339161496522E-3},{"$f":"SUMPRODUCT((Data!$B$58:$B$60=Model!$F60864)*(Data!$C$57:$K$57=Model!$O60864)*(Data!$C$58:$K$60))","v":1.964589315203191},90.354106847968097,1,{"$f":"IF(E60864<>\"Serviceable\",E60864,INDEX(Lists!$D$6:$D$8, MATCH(T60864,Lists!$C$6:$C$8,0)))","v":"Serviceable"},{"$f":"INDEX(Lists!$C$12:$C$26, MATCH(H60864, Lists!$B$12:$B$26,0))","v":"HV"}]
[null,121944,1963,"Wood Creos Impregnated","Serviceable","Class 3",0,"lv/hv/sub-transmission",1160,2021,100,"Yes",false,9,{"$f":"INDEX(Lists!$B$32:$B$40, MATCH(YEAR(TODAY())-C60908, Lists!$C$32:$C$40,1))","v":"61-70"},369.23946797319718,{"$f":"INDEX(Data!$E$24:$E$47, MATCH(F60908&D60908, Data!$B$24:$B$47,0))","v":1.0684339161496522E-3},{"$f":"SUMPRODUCT((Data!$B$58:$B$60=Model!$F60908)*(Data!$C$57:$K$57=Model!$O60908)*(Data!$C$58:$K$60))","v":1.9802031311051838},82.17817182005335,1,{"$f":"IF(E60908<>\"Serviceable\",E60908,INDEX(Lists!$D$6:$D$8, MATCH(T60908,Lists!$C$6:$C$8,0)))","v":"Serviceable"},{"$f":"INDEX(Lists!$C$12:$C$26, MATCH(H60908, Lists!$B$12:$B$26,0))","v":"Sub-T"}]
[null,122077,1965,"Wood Creos Impregnated","Serviceable","Class 3",0,"lv/future hv",990,2023,80,"No",false,10,{"$f":"INDEX(Lists!$B$32:$B$40, MATCH(YEAR(TODAY())-C60958, Lists!$C$32:$C$40,1))","v":"51-60"},315.1267873219528,{"$f":"INDEX(Data!$E$24:$E$47, MATCH(F60958&D60958, Data!$B$24:$B$47,0))","v":1.0684339161496522E-3},{"$f":"SUMPRODUCT((Data!$B$58:$B$60=Model!$F60958)*(Data!$C$57:$K$57=Model!$O60958)*(Data!$C$58:$K$60))","v":2.6564859251595059},53.43514074840494,2,{"$f":"IF(E60958<>\"Serviceable\",E60958,INDEX(Lists!$D$6:$D$8, MATCH(T60958,Lists!$C$6:$C$8,0)))","v":"Limited Life"},{"$f":"INDEX(Lists!$C$12:$C$26, MATCH(H60958, Lists!$B$12:$B$26,0))","v":"LV"}]
[null,122279,1969,"Wood Creos Impregnated","Serviceable","Class 3",0,"lv",817,2019,80,"No",false,10,{"$f":"INDEX(Lists!$B$32:$B$40, MATCH(YEAR(TODAY())-C61027, Lists!$C$32:$C$40,1))","v":"51-60"},260.05917701215697,{"$f":"INDEX(Data!$E$24:$E$47, MATCH(F61027&D61027, Data!$B$24:$B$47,0))","v":1.0684339161496522E-3},{"$f":"SUMPRODUCT((Data!$B$58:$B$60=Model!$F61027)*(Data!$C$57:$K$57=Model!$O61027)*(Data!$C$58:$K$60))","v":2.6564859251595059},53.43514074840494,2,{"$f":"IF(E61027<>\"Serviceable\",E61027,INDEX(Lists!$D$6:$D$8, MATCH(T61027,Lists!$C$6:$C$8,0)))","v":"Limited Life"},{"$f":"INDEX(Lists!$C$12:$C$26, MATCH(H61027, Lists!$B$12:$B$26,0))","v":"LV"}]
[null,122472,2003,"Wood Salt Impregnated (Green)","Serviceable","Class 2",0,"lv/hv",1005,2020,150,"No",false,10,{"$f":"INDEX(Lists!$B$32:$B$40, MATCH(YEAR(TODAY())-C61083, Lists!$C$32:$C$40,1))","v":"21-30"},319.90143561470961,{"$f":"INDEX(Data!$E$24:$E$47, MATCH(F61083&D61083, Data!$B$24:$B$47,0))","v":1.6118836915297091E-3},{"$f":"SUMPRODUCT((Data!$B$58:$B$60=Model!$F61083)*(Data!$C$57:$K$57=Model!$O61083)*(Data!$C$58:$K$60))","v":1.9003299563977134},130.99670043602288,1,{"$f":"IF(E61083<>\"Serviceable\",E61083,INDEX(Lists!$D$6:$D$8, MATCH(T61083,Lists!$C$6:$C$8,0)))","v":"Serviceable"},{"$f":"INDEX(Lists!$C$12:$C$26, MATCH(H61083, Lists!$B$12:$B$26,0))","v":"HV"}]
[null,122634,1977,"Wood Untreated Dressed","Serviceable","Class 1",0,"lv",848,2022,100,"No",false,10,{"$f":"INDEX(Lists!$B$32:$B$40, MATCH(YEAR(TODAY())-C61133, Lists!$C$32:$C$40,1))","v":"41-50"},269.92678348385448,{"$f":"INDEX(Data!$E$24:$E$47, MATCH(F61133&D61133, Data!$B$24:$B$47,0))","v":1.9964561142097742E-3},{"$f":"SUMPRODUCT((Data!$B$58:$B$60=Model!$F61133)*(Data!$C$57:$K$57=Model!$O61133)*(Data!$C$58:$K$60))","v":1.7977578417715214},82.022421582284778,1,{"$f":"IF(E61133<>\"Serviceable\",E61133,INDEX(Lists!$D$6:$D$8, MATCH(T61133,Lists!$C$6:$C$8,0)))","v":"Serviceable"},{"$f":"INDEX(Lists!$C$12:$C$26, MATCH(H61133, Lists!$B$12:$B$26,0))","v":"LV"}]
[null,122753,1965,"Wood Creos Impregnated","Serviceable","Class 3",0,"lv",880,2020,100,"No",false,10,{"$f":"INDEX(Lists!$B$32:$B$40, MATCH(YEAR(TODAY())-C61168, Lists!$C$32:$C$40,1))","v":"51-60"},280.11269984173578,{"$f":"INDEX(Data!$E$24:$E$47, MATCH(F61168&D61168, Data!$B$24:$B$47,0))","v":1.0684339161496522E-3},{"$f":"SUMPRODUCT((Data!$B$58:$B$60=Model!$F61168)*(Data!$C$57:$K$57=Model!$O61168)*(Data!$C$58:$K$60))","v":2.6564859251595059},73.435140748404933,1,{"$f":"IF(E61168<>\"Serviceable\",E61168,INDEX(Lists!$D$6:$D$8, MATCH(T61168,Lists!$C$6:$C$8,0)))","v":"Serviceable"},{"$f":"INDEX(Lists!$C$12:$C$26, MATCH(H61168, Lists!$B$12:$B$26,0))","v":"LV"}]
[null,122962,1983,"Wood Creos Impregnated","Serviceable","Class 3",0,"lv",1070,2021,100,"No",false,10,{"$f":"INDEX(Lists!$B$32:$B$40, MATCH(YEAR(TODAY())-C61258, Lists!$C$32:$C$40,1))","v":"41-50"},340.59157821665605,{"$f":"INDEX(Data!$E$24:$E$47, MATCH(F61258&D61258, Data!$B$24:$B$47,0))","v":1.0684339161496522E-3},{"$f":"SUMPRODUCT((Data!$B$58:$B$60=Model!$F61258)*(Data!$C$57:$K$57=Model!$O61258)*(Data!$C$58:$K$60))","v":3.2595928155551883},67.404071844448112,2,{"$f":"IF(E61258<>\"Serviceable\",E61258,INDEX(Lists!$D$6:$D$8, MATCH(T61258,Lists!$C$6:$C$8,0)))","v":"Limited Life"},{"$f":"INDEX(Lists!$C$12:$C$26, MATCH(H61258, Lists!$B$12:$B$26,0))","v":"LV"}]
[null,123000,1990,"Wood Untreated Dressed","Serviceable","Class 1",0,"lv/hv",1120,2022,100,"Yes",false,9,{"$f":"INDEX(Lists!$B$32:$B$40, MATCH(YEAR(TODAY())-C61279, Lists!$C$32:$C$40,1))","v":"31-40"},356.50707252584556,{"$f":"INDEX(Data!$E$24:$E$47, MATCH(F61279&D61279, Data!$B$24:$B$47,0))","v":1.9964561142097742E-3},{"$f":"SUMPRODUCT((Data!$B$58:$B$60=Model!$F61279)*(Data!$C$57:$K$57=Model!$O61279)*(Data!$C$58:$K$60))","v":3.0038452968326621},72.965392328506042,1,{"$f":"IF(E61279<>\"Serviceable\",E61279,INDEX(Lists!$D$6:$D$8, MATCH(T61279,Lists!$C$6:$C$8,0)))","v":"Serviceable"},{"$f":"INDEX(Lists!$C$12:$C$26, MATCH(H61279, Lists!$B$12:$B$26,0))","v":"HV"}]
[null,123128,1964,"Wood Creos Impregnated","Serviceable","Class 2",0,"lv/future hv",890,2020,110,"No",false,10,{"$f":"INDEX(Lists!$B$32:$B$40, MATCH(YEAR(TODAY())-C61329, Lists!$C$32:$C$40,1))","v":"61-70"},283.29579870357372,{"$f":"INDEX(Data!$E$24:$E$47, MATCH(F61329&D61329, Data!$B$24:$B$47,0))","v":1.6118836915297091E-3},{"$f":"SUMPRODUCT((Data!$B$58:$B$60=Model!$F61329)*(Data!$C$57:$K$57=Model!$O61329)*(Data!$C$58:$K$60))","v":2.227481027604485},87.725189723955154,1,{"$f":"IF(E61329<>\"Serviceable\",E61329,INDEX(Lists!$D$6:$D$8, MATCH(T61329,Lists!$C$6:$C$8,0)))","v":"Serviceable"},{"$f":"INDEX(Lists!$C$12:$C$26, MATCH(H61329, Lists!$B$12:$B$26,0))","v":"LV"}]
[null,123274,1940,"Wood Untreated Dressed","Serviceable","Class 1",0,"lv",950,2022,120,"Yes",{"$f":"IF(G61385=0,FALSE,TRUE)","v":false},9,{"$f":"INDEX(Lists!$B$32:$B$40, MATCH(YEAR(TODAY())-C61385, Lists!$C$32:$C$40,1))","v":"81-90"},{"$f":"I61385/PI()","v":302.39439187460113},{"$f":"INDEX(Data!$E$24:$E$47, MATCH(F61385&D61385, Data!$B$24:$B$47,0))","v":1.9964561142097742E-3},{"$f":"SUMPRODUCT((Data!$B$58:$B$60=Model!$F61385)*(Data!$C$57:$K$57=Model!$O61385)*(Data!$C$58:$K$60))","v":2.8392735823590045},94.446537758768955,1,{"$f":"IF(E61385<>\"Serviceable\",E61385,INDEX(Lists!$D$6:$D$8, MATCH(T61385,Lists!$C$6:$C$8,0)))","v":"Serviceable"},{"$f":"INDEX(Lists!$C$12:$C$26, MATCH(H61385, Lists!$B$12:$B$26,0))","v":"LV"}]
[null,123445,1951,"Wood Untreated Dressed","Serviceable","Class 2",0,"lv/hv",930,2020,80,"No",false,10,{"$f":"INDEX(Lists!$B$32:$B$40, MATCH(YEAR(TODAY())-C61454, Lists!$C$32:$C$40,1))","v":"71-80"},296.02819415092534,{"$f":"INDEX(Data!$E$24:$E$47, MATCH(F61454&D61454, Data!$B$24:$B$47,0))","v":2.1997700016428453E-3},{"$f":"SUMPRODUCT((Data!$B$58:$B$60=Model!$F61454)*(Data!$C$57:$K$57=Model!$O61454)*(Data!$C$58:$K$60))","v":3.8603406961656446},41.396593038343553,2,{"$f":"IF(E61454<>\"Serviceable\",E61454,INDEX(Lists!$D$6:$D$8, MATCH(T61454,Lists!$C$6:$C$8,0)))","v":"Limited Life"},{"$f":"INDEX(Lists!$C$12:$C$26, MATCH(H61454, Lists!$B$12:$B$26,0))","v":"HV"}]
[null,123586,1986,"Wood Untreated Dressed","Serviceable","Class 1",0,"lv",1100,2020,110,"No",false,10,{"$f":"INDEX(Lists!$B$32:$B$40, MATCH(YEAR(TODAY())-C61504, Lists!$C$32:$C$40,1))","v":"31-40"},350.14087480216978,{"$f":"INDEX(Data!$E$24:$E$47, MATCH(F61504&D61504, Data!$B$24:$B$47,0))","v":1.9964561142097742E-3},{"$f":"SUMPRODUCT((Data!$B$58:$B$60=Model!$F61504)*(Data!$C$57:$K$57=Model!$O61504)*(Data!$C$58:$K$60))","v":3.0038452968326621},79.961547031673376,1,{"$f":"IF(E61504<>\"Serviceable\",E61504,INDEX(Lists!$D$6:$D$8, MATCH(T61504,Lists!$C$6:$C$8,0)))","v":"Serviceable"},{"$f":"INDEX(Lists!$C$12:$C$26, MATCH(H61504, Lists!$B$12:$B$26,0))","v":"LV"}]
[null,123786,1965,"Wood Creos Impregnated","Serviceable","Class 3",0,"lv/future hv",940,2022,100,"No",false,10,{"$f":"INDEX(Lists!$B$32:$B$40, MATCH(YEAR(TODAY())-C61580, Lists!$C$32:$C$40,1))","v":"51-60"},299.21129301276324,{"$f":"INDEX(Data!$E$24:$E$47, MATCH(F61580&D61580, Data!$B$24:$B$47,0))","v":1.0684339161496522E-3},{"$f":"SUMPRODUCT((Data!$B$58:$B$60=Model!$F61580)*(Data!$C$57:$K$57=Model!$O61580)*(Data!$C$58:$K$60))","v":2.6564859251595059},73.435140748404933,1,{"$f":"IF(E61580<>\"Serviceable\",E61580,INDEX(Lists!$D$6:$D$8, MATCH(T61580,Lists!$C$6:$C$8,0)))","v":"Serviceable"},{"$f":"INDEX(Lists!$C$12:$C$26, MATCH(H61580, Lists!$B$12:$B$26,0))","v":"LV"}]
[null,123905,1936,"Wood Untreated Dressed","Serviceable","Class 1",0,"lv",750,2019,100,"No",false,10,{"$f":"INDEX(Lists!$B$32:$B$40, MATCH(YEAR(TODAY())-C61629, Lists!$C$32:$C$40,1))","v":"81-90"},238.73241463784302,{"$f":"INDEX(Data!$E$24:$E$47, MATCH(F61629&D61629, Data!$B$24:$B$47,0))","v":1.9964561142097742E-3},{"$f":"SUMPRODUCT((Data!$B$58:$B$60=Model!$F61629)*(Data!$C$57:$K$57=Model!$O61629)*(Data!$C$58:$K$60))","v":2.8392735823590045},71.607264176409956,1,{"$f":"IF(E61629<>\"Serviceable\",E61629,INDEX(Lists!$D$6:$D$8, MATCH(T61629,Lists!$C$6:$C$8,0)))","v":"Serviceable"},{"$f":"INDEX(Lists!$C$12:$C$26, MATCH(H61629, Lists!$B$12:$B$26,0))","v":"LV"}]
[null,124034,1969,"Wood Creos Impregnated","Serviceable","Class 3",0,"lv",970,2020,90,"No",false,10,{"$f":"INDEX(Lists!$B$32:$B$40, MATCH(YEAR(TODAY())-C61679, Lists!$C$32:$C$40,1))","v":"51-60"},308.76058959827697,{"$f":"INDEX(Data!$E$24:$E$47, MATCH(F61679&D61679, Data!$B$24:$B$47,0))","v":1.0684339161496522E-3},{"$f":"SUMPRODUCT((Data!$B$58:$B$60=Model!$F61679)*(Data!$C$57:$K$57=Model!$O61679)*(Data!$C$58:$K$60))","v":2.6564859251595059},63.43514074840494,2,{"$f":"IF(E61679<>\"Serviceable\",E61679,INDEX(Lists!$D$6:$D$8, MATCH(T61679,Lists!$C$6:$C$8,0)))","v":"Limited Life"},{"$f":"INDEX(Lists!$C$12:$C$26, MATCH(H61679, Lists!$B$12:$B$26,0))","v":"LV"}]
[null,124225,1981,"Wood Creos Impregnated","Serviceable","Class 3",0,"lv/hv",1070,2023,120,"No",false,10,{"$f":"INDEX(Lists!$B$32:$B$40, MATCH(YEAR(TODAY())-C61743, Lists!$C$32:$C$40,1))","v":"41-50"},340.59157821665605,{"$f":"INDEX(Data!$E$24:$E$47, MATCH(F61743&D61743, Data!$B$24:$B$47,0))","v":1.0684339161496522E-3},{"$f":"SUMPRODUCT((Data!$B$58:$B$60=Model!$F61743)*(Data!$C$57:$K$57=Model!$O61743)*(Data!$C$58:$K$60))","v":3.2595928155551883},87.404071844448112,1,{"$f":"IF(E61743<>\"Serviceable\",E61743,INDEX(Lists!$D$6:$D$8, MATCH(T61743,Lists!$C$6:$C$8,0)))","v":"Serviceable"},{"$f":"INDEX(Lists!$C$12:$C$26, MATCH(H61743, Lists!$B$12:$B$26,0))","v":"HV"}]
[null,124419,1965,"Wood Creos Impregnated","Serviceable","Class 3",0,"lv/hv",1200,2020,110,"No",false,10,{"$f":"INDEX(Lists!$B$32:$B$40, MATCH(YEAR(TODAY())-C61804, Lists!$C$32:$C$40,1))","v":"51-60"},381.9718634205488,{"$f":"INDEX(Data!$E$24:$E$47, MATCH(F61804&D61804, Data!$B$24:$B$47,0))","v":1.0684339161496522E-3},{"$f":"SUMPRODUCT((Data!$B$58:$B$60=Model!$F61804)*(Data!$C$57:$K$57=Model!$O61804)*(Data!$C$58:$K$60))","v":2.6564859251595059},83.435140748404933,1,{"$f":"IF(E61804<>\"Serviceable\",E61804,INDEX(Lists!$D$6:$D$8, MATCH(T61804,Lists!$C$6:$C$8,0)))","v":"Serviceable"},{"$f":"INDEX(Lists!$C$12:$C$26, MATCH(H61804, Lists!$B$12:$B$26,0))","v":"HV"}]
[null,124602,1970,"Wood Creos Impregnated","Serviceable","Class 3",0,"lv/hv",1010,2020,100,"No",false,10,{"$f":"INDEX(Lists!$B$32:$B$40, MATCH(YEAR(TODAY())-C61854, Lists!$C$32:$C$40,1))","v":"51-60"},321.49298504562859,{"$f":"INDEX(Data!$E$24:$E$47, MATCH(F61854&D61854, Data!$B$24:$B$47,0))","v":1.0684339161496522E-3},{"$f":"SUMPRODUCT((Data!$B$58:$B$60=Model!$F61854)*(Data!$C$57:$K$57=Model!$O61854)*(Data!$C$58:$K$60))","v":2.6564859251595059},73.435140748404933,1,{"$f":"IF(E61854<>\"Serviceable\",E61854,INDEX(Lists!$D$6:$D$8, MATCH(T61854,Lists!$C$6:$C$8,0)))","v":"Serviceable"},{"$f":"INDEX(Lists!$C$12:$C$26, MATCH(H61854, Lists!$B$12:$B$26,0))","v":"HV"}]
[null,124753,1978,"Wood Creos Impregnated","Serviceable","Class 1",0,"lv",940,2020,100,"No",false,10,{"$f":"INDEX(Lists!$B$32:$B$40, MATCH(YEAR(TODAY())-C61884, Lists!$C$32:$C$40,1))","v":"41-50"},299.21129301276324,{"$f":"INDEX(Data!$E$24:$E$47, MATCH(F61884&D61884, Data!$B$24:$B$47,0))","v":9.9474993092014377E-4},{"$f":"SUMPRODUCT((Data!$B$58:$B$60=Model!$F61884)*(Data!$C$57:$K$57=Model!$O61884)*(Data!$C$58:$K$60))","v":1.7977578417715214},82.022421582284778,1,{"$f":"IF(E61884<>\"Serviceable\",E61884,INDEX(Lists!$D$6:$D$8, MATCH(T61884,Lists!$C$6:$C$8,0)))","v":"Serviceable"},{"$f":"INDEX(Lists!$C$12:$C$26, MATCH(H61884, Lists!$B$12:$B$26,0))","v":"LV"}]
[null,125108,1940,"Wood Untreated Dressed","Serviceable","Class 1",0,"lv",785,2020,100,"No",false,10,{"$f":"INDEX(Lists!$B$32:$B$40, MATCH(YEAR(TODAY())-C61979, Lists!$C$32:$C$40,1))","v":"81-90"},249.8732606542757,{"$f":"INDEX(Data!$E$24:$E$47, MATCH(F61979&D61979, Data!$B$24:$B$47,0))","v":1.9964561142097742E-3},{"$f":"SUMPRODUCT((Data!$B$58:$B$60=Model!$F61979)*(Data!$C$57:$K$57=Model!$O61979)*(Data!$C$58:$K$60))","v":2.8392735823590045},71.607264176409956,1,{"$f":"IF(E61979<>\"Serviceable\",E61979,INDEX(Lists!$D$6:$D$8, MATCH(T61979,Lists!$C$6:$C$8,0)))","v":"Serviceable"},{"$f":"INDEX(Lists!$C$12:$C$26, MATCH(H61979, Lists!$B$12:$B$26,0))","v":"LV"}]
[null,125173,1978,"Wood Creos Impregnated","Serviceable","Class 3",0,"lv",942,2020,90,"No",false,10,{"$f":"INDEX(Lists!$B$32:$B$40, MATCH(YEAR(TODAY())-C62000, Lists!$C$32:$C$40,1))","v":"41-50"},299.8479127851308,{"$f":"INDEX(Data!$E$24:$E$47, MATCH(F62000&D62000, Data!$B$24:$B$47,0))","v":1.0684339161496522E-3},{"$f":"SUMPRODUCT((Data!$B$58:$B$60=Model!$F62000)*(Data!$C$57:$K$57=Model!$O62000)*(Data!$C$58:$K$60))","v":3.2595928155551883},57.404071844448119,2,{"$f":"IF(E62000<>\"Serviceable\",E62000,INDEX(Lists!$D$6:$D$8, MATCH(T62000,Lists!$C$6:$C$8,0)))","v":"Limited Life"},{"$f":"INDEX(Lists!$C$12:$C$26, MATCH(H62000, Lists!$B$12:$B$26,0))","v":"LV"}]
[null,125354,1979,"Wood Untreated Dressed","Serviceable","Class 1",0,"lv/hv",940,2022,120,"No",false,10,{"$f":"INDEX(Lists!$B$32:$B$40, MATCH(YEAR(TODAY())-C62079, Lists!$C$32:$C$40,1))","v":"41-50"},299.21129301276324,{"$f":"INDEX(Data!$E$24:$E$47, MATCH(F62079&D62079, Data!$B$24:$B$47,0))","v":1.9964561142097742E-3},{"$f":"SUMPRODUCT((Data!$B$58:$B$60=Model!$F62079)*(Data!$C$57:$K$57=Model!$O62079)*(Data!$C$58:$K$60))","v":1.7977578417715214},102.02242158228478,1,{"$f":"IF(E62079<>\"Serviceable\",E62079,INDEX(Lists!$D$6:$D$8, MATCH(T62079,Lists!$C$6:$C$8,0)))","v":"Serviceable"},{"$f":"INDEX(Lists!$C$12:$C$26, MATCH(H62079, Lists!$B$12:$B$26,0))","v":"HV"}]
[null,125394,1958,"Wood Creos Impregnated","Serviceable","Class 3",0,"lv",950,2022,120,"No",false,10,{"$f":"INDEX(Lists!$B$32:$B$40, MATCH(YEAR(TODAY())-C62099, Lists!$C$32:$C$40,1))","v":"61-70"},302.39439187460113,{"$f":"INDEX(Data!$E$24:$E$47, MATCH(F62099&D62099, Data!$B$24:$B$47,0))","v":1.0684339161496522E-3},{"$f":"SUMPRODUCT((Data!$B$58:$B$60=Model!$F62099)*(Data!$C$57:$K$57=Model!$O62099)*(Data!$C$58:$K$60))","v":1.9802031311051838},100.19796868894817,1,{"$f":"IF(E62099<>\"Serviceable\",E62099,INDEX(Lists!$D$6:$D$8, MATCH(T62099,Lists!$C$6:$C$8,0)))","v":"Serviceable"},{"$f":"INDEX(Lists!$C$12:$C$26, MATCH(H62099, Lists!$B$12:$B$26,0))","v":"LV"}]
[null,125605,1976,"Wood Creos Impregnated","Serviceable","Class 1",0,"lv",760,2022,130,"No",false,10,{"$f":"INDEX(Lists!$B$32:$B$40, MATCH(YEAR(TODAY())-C62175, Lists!$C$32:$C$40,1))","v":"41-50"},241.91551349968091,{"$f":"INDEX(Data!$E$24:$E$47, MATCH(F62175&D62175, Data!$B$24:$B$47,0))","v":9.9474993092014377E-4},{"$f":"SUMPRODUCT((Data!$B$58:$B$60=Model!$F62175)*(Data!$C$57:$K$57=Model!$O62175)*(Data!$C$58:$K$60))","v":1.7977578417715214},112.02242158228478,1,{"$f":"IF(E62175<>\"Serviceable\",E62175,INDEX(Lists!$D$6:$D$8, MATCH(T62175,Lists!$C$6:$C$8,0)))","v":"Serviceable"},{"$f":"INDEX(Lists!$C$12:$C$26, MATCH(H62175, Lists!$B$12:$B$26,0))","v":"LV"}]
[null,125782,1942,"Wood Untreated Dressed","Serviceable","Class 1",0,"lv",900,2020,100,"No",false,10,{"$f":"INDEX(Lists!$B$32:$B$40, MATCH(YEAR(TODAY())-C62220, Lists!$C$32:$C$40,1))","v":"81-90"},286.47889756541161,{"$f":"INDEX(Data!$E$24:$E$47, MATCH(F62220&D62220, Data!$B$24:$B$47,0))","v":1.9964561142097742E-3},{"$f":"SUMPRODUCT((Data!$B$58:$B$60=Model!$F62220)*(Data!$C$57:$K$57=Model!$O62220)*(Data!$C$58:$K$60))","v":2.8392735823590045},71.607264176409956,1,{"$f":"IF(E62220<>\"Serviceable\",E62220,INDEX(Lists!$D$6:$D$8, MATCH(T62220,Lists!$C$6:$C$8,0)))","v":"Serviceable"},{"$f":"INDEX(Lists!$C$12:$C$26, MATCH(H62220, Lists!$B$12:$B$26,0))","v":"LV"}]
[null,125981,1975,"Wood Creos Impregnated","Serviceable","Class 3",0,"lv",850,2020,90,"No",false,10,{"$f":"INDEX(Lists!$B$32:$B$40, MATCH(YEAR(TODAY())-C62274, Lists!$C$32:$C$40,1))","v":"41-50"},270.5634032562221,{"$f":"INDEX(Data!$E$24:$E$47, MATCH(F62274&D62274, Data!$B$24:$B$47,0))","v":1.0684339161496522E-3},{"$f":"SUMPRODUCT((Data!$B$58:$B$60=Model!$F62274)*(Data!$C$57:$K$57=Model!$O62274)*(Data!$C$58:$K$60))","v":3.2595928155551883},57.404071844448119,2,{"$f":"IF(E62274<>\"Serviceable\",E62274,INDEX(Lists!$D$6:$D$8, MATCH(T62274,Lists!$C$6:$C$8,0)))","v":"Limited Life"},{"$f":"INDEX(Lists!$C$12:$C$26, MATCH(H62274, Lists!$B$12:$B$26,0))","v":"LV"}]
[null,126234,1969,"Wood Creos Impregnated","Serviceable","Class 2",0,"lv/future hv",974,2020,100,"No",false,10,{"$f":"INDEX(Lists!$B$32:$B$40, MATCH(YEAR(TODAY())-C62350, Lists!$C$32:$C$40,1))","v":"51-60"},310.0338291430121,{"$f":"INDEX(Data!$E$24:$E$47, MATCH(F62350&D62350, Data!$B$24:$B$47,0))","v":1.6118836915297091E-3},{"$f":"SUMPRODUCT((Data!$B$58:$B$60=Model!$F62350)*(Data!$C$57:$K$57=Model!$O62350)*(Data!$C$58:$K$60))","v":2.6773548093458861},73.226451906541143,1,{"$f":"IF(E62350<>\"Serviceable\",E62350,INDEX(Lists!$D$6:$D$8, MATCH(T62350,Lists!$C$6:$C$8,0)))","v":"Serviceable"},{"$f":"INDEX(Lists!$C$12:$C$26, MATCH(H62350, Lists!$B$12:$B$26,0))","v":"LV"}]
[null,126408,1964,"Wood Creos Impregnated","Serviceable","Class 3",0,"lv/hv",1070,2023,100,"No",false,10,{"$f":"INDEX(Lists!$B$32:$B$40, MATCH(YEAR(TODAY())-C62415, Lists!$C$32:$C$40,1))","v":"61-70"},340.59157821665605,{"$f":"INDEX(Data!$E$24:$E$47, MATCH(F62415&D62415, Data!$B$24:$B$47,0))","v":1.0684339161496522E-3},{"$f":"SUMPRODUCT((Data!$B$58:$B$60=Model!$F62415)*(Data!$C$57:$K$57=Model!$O62415)*(Data!$C$58:$K$60))","v":1.9802031311051838},80.197968688948166,1,{"$f":"IF(E62415<>\"Serviceable\",E62415,INDEX(Lists!$D$6:$D$8, MATCH(T62415,Lists!$C$6:$C$8,0)))","v":"Serviceable"},{"$f":"INDEX(Lists!$C$12:$C$26, MATCH(H62415, Lists!$B$12:$B$26,0))","v":"HV"}]
[null,126588,1951,"Wood Untreated Round","Serviceable","Class 1",0,"lv",690,2023,110,"No",false,10,{"$f":"INDEX(Lists!$B$32:$B$40, MATCH(YEAR(TODAY())-C62475, Lists!$C$32:$C$40,1))","v":"71-80"},219.63382146681556,{"$f":"INDEX(Data!$E$24:$E$47, MATCH(F62475&D62475, Data!$B$24:$B$47,0))","v":1.9964561142097742E-3},{"$f":"SUMPRODUCT((Data!$B$58:$B$60=Model!$F62475)*(Data!$C$57:$K$57=Model!$O62475)*(Data!$C$58:$K$60))","v":2.0707751244791428},89.292248755208576,1,{"$f":"IF(E62475<>\"Serviceable\",E62475,INDEX(Lists!$D$6:$D$8, MATCH(T62475,Lists!$C$6:$C$8,0)))","v":"Serviceable"},{"$f":"INDEX(Lists!$C$12:$C$26, MATCH(H62475, Lists!$B$12:$B$26,0))","v":"LV"}]
[null,126672,1981,"Wood Creos Impregnated","Serviceable","Class 3",0,"lv/hv",1200,2023,120,"Yes",false,9,{"$f":"INDEX(Lists!$B$32:$B$40, MATCH(YEAR(TODAY())-C62525, Lists!$C$32:$C$40,1))","v":"41-50"},381.9718634205488,{"$f":"INDEX(Data!$E$24:$E$47, MATCH(F62525&D62525, Data!$B$24:$B$47,0))","v":1.0684339161496522E-3},{"$f":"SUMPRODUCT((Data!$B$58:$B$60=Model!$F62525)*(Data!$C$57:$K$57=Model!$O62525)*(Data!$C$58:$K$60))","v":3.2595928155551883},90.663664660003306,1,{"$f":"IF(E62525<>\"Serviceable\",E62525,INDEX(Lists!$D$6:$D$8, MATCH(T62525,Lists!$C$6:$C$8,0)))","v":"Serviceable"},{"$f":"INDEX(Lists!$C$12:$C$26, MATCH(H62525, Lists!$B$12:$B$26,0))","v":"HV"}]
[null,126740,1967,"Wood Creos Impregnated","Serviceable","Class 3",0,"lv",910,2023,100,"Yes",false,9,{"$f":"INDEX(Lists!$B$32:$B$40, MATCH(YEAR(TODAY())-C62556, Lists!$C$32:$C$40,1))","v":"51-60"},289.66199642724951,{"$f":"INDEX(Data!$E$24:$E$47, MATCH(F62556&D62556, Data!$B$24:$B$47,0))","v":1.0684339161496522E-3},{"$f":"SUMPRODUCT((Data!$B$58:$B$60=Model!$F62556)*(Data!$C$57:$K$57=Model!$O62556)*(Data!$C$58:$K$60))","v":2.6564859251595059},76.091626673564448,1,{"$f":"IF(E62556<>\"Serviceable\",E62556,INDEX(Lists!$D$6:$D$8, MATCH(T62556,Lists!$C$6:$C$8,0)))","v":"Serviceable"},{"$f":"INDEX(Lists!$C$12:$C$26, MATCH(H62556, Lists!$B$12:$B$26,0))","v":"LV"}]
[null,126854,1935,"Wood Untreated Dressed","Serviceable","Class 1",0,"lv",930,2020,110,"No",false,10,{"$f":"INDEX(Lists!$B$32:$B$40, MATCH(YEAR(TODAY())-C62595, Lists!$C$32:$C$40,1))","v":"81-90"},296.02819415092534,{"$f":"INDEX(Data!$E$24:$E$47, MATCH(F62595&D62595, Data!$B$24:$B$47,0))","v":1.9964561142097742E-3},{"$f":"SUMPRODUCT((Data!$B$58:$B$60=Model!$F62595)*(Data!$C$57:$K$57=Model!$O62595)*(Data!$C$58:$K$60))","v":2.8392735823590045},81.607264176409956,1,{"$f":"IF(E62595<>\"Serviceable\",E62595,INDEX(Lists!$D$6:$D$8, MATCH(T62595,Lists!$C$6:$C$8,0)))","v":"Serviceable"},{"$f":"INDEX(Lists!$C$12:$C$26, MATCH(H62595, Lists!$B$12:$B$26,0))","v":"LV"}]
[null,127012,1971,"Wood Creos Impregnated","Serviceable","Class 3",0,"lv",920,2020,100,"No",false,10,{"$f":"INDEX(Lists!$B$32:$B$40, MATCH(YEAR(TODAY())-C62645, Lists!$C$32:$C$40,1))","v":"51-60"},292.84509528908745,{"$f":"INDEX(Data!$E$24:$E$47, MATCH(F62645&D62645, Data!$B$24:$B$47,0))","v":1.0684339161496522E-3},{"$f":"SUMPRODUCT((Data!$B$58:$B$60=Model!$F62645)*(Data!$C$57:$K$57=Model!$O62645)*(Data!$C$58:$K$60))","v":2.6564859251595059},73.435140748404933,1,{"$f":"IF(E62645<>\"Serviceable\",E62645,INDEX(Lists!$D$6:$D$8, MATCH(T62645,Lists!$C$6:$C$8,0)))","v":"Serviceable"},{"$f":"INDEX(Lists!$C$12:$C$26, MATCH(H62645, Lists!$B$12:$B$26,0))","v":"LV"}]
[null,127307,1966,"Wood Creos Impregnated","Serviceable","Class 3",0,"lv",820,2020,90,"No",false,10,{"$f":"INDEX(Lists!$B$32:$B$40, MATCH(YEAR(TODAY())-C62750, Lists!$C$32:$C$40,1))","v":"51-60"},261.01410667070837,{"$f":"INDEX(Data!$E$24:$E$47, MATCH(F62750&D62750, Data!$B$24:$B$47,0))","v":1.0684339161496522E-3},{"$f":"SUMPRODUCT((Data!$B$58:$B$60=Model!$F62750)*(Data!$C$57:$K$57=Model!$O62750)*(Data!$C$58:$K$60))","v":2.6564859251595059},63.43514074840494,2,{"$f":"IF(E62750<>\"Serviceable\",E62750,INDEX(Lists!$D$6:$D$8, MATCH(T62750,Lists!$C$6:$C$8,0)))","v":"Limited Life"},{"$f":"INDEX(Lists!$C$12:$C$26, MATCH(H62750, Lists!$B$12:$B$26,0))","v":"LV"}]
[null,127440,1980,"Wood Creos Impregnated","Serviceable","Class 1",0,"lv",830,2021,100,"No",false,10,{"$f":"INDEX(Lists!$B$32:$B$40, MATCH(YEAR(TODAY())-C62795, Lists!$C$32:$C$40,1))","v":"41-50"},264.19720553254626,{"$f":"INDEX(Data!$E$24:$E$47, MATCH(F62795&D62795, Data!$B$24:$B$47,0))","v":9.9474993092014377E-4},{"$f":"SUMPRODUCT((Data!$B$58:$B$60=Model!$F62795)*(Data!$C$57:$K$57=Model!$O62795)*(Data!$C$58:$K$60))","v":1.7977578417715214},82.022421582284778,1,{"$f":"IF(E62795<>\"Serviceable\",E62795,INDEX(Lists!$D$6:$D$8, MATCH(T62795,Lists!$C$6:$C$8,0)))","v":"Serviceable"},{"$f":"INDEX(Lists!$C$12:$C$26, MATCH(H62795, Lists!$B$12:$B$26,0))","v":"LV"}]
[null,127519,1981,"Wood Creos Impregnated","Serviceable","Class 3",0,"lv",950,2021,130,"No",false,10,{"$f":"INDEX(Lists!$B$32:$B$40, MATCH(YEAR(TODAY())-C62820, Lists!$C$32:$C$40,1))","v":"41-50"},302.39439187460113,{"$f":"INDEX(Data!$E$24:$E$47, MATCH(F62820&D62820, Data!$B$24:$B$47,0))","v":1.0684339161496522E-3},{"$f":"SUMPRODUCT((Data!$B$58:$B$60=Model!$F62820)*(Data!$C$57:$K$57=Model!$O62820)*(Data!$C$58:$K$60))","v":3.2595928155551883},97.404071844448112,1,{"$f":"IF(E62820<>\"Serviceable\",E62820,INDEX(Lists!$D$6:$D$8, MATCH(T62820,Lists!$C$6:$C$8,0)))","v":"Serviceable"},{"$f":"INDEX(Lists!$C$12:$C$26, MATCH(H62820, Lists!$B$12:$B$26,0))","v":"LV"}]
[null,127678,1965,"Wood Creos Impregnated","Serviceable","Class 3",0,"lv",800,2021,100,"No",false,10,{"$f":"INDEX(Lists!$B$32:$B$40, MATCH(YEAR(TODAY())-C62896, Lists!$C$32:$C$40,1))","v":"51-60"},254.64790894703253,{"$f":"INDEX(Data!$E$24:$E$47, MATCH(F62896&D62896, Data!$B$24:$B$47,0))","v":1.0684339161496522E-3},{"$f":"SUMPRODUCT((Data!$B$58:$B$60=Model!$F62896)*(Data!$C$57:$K$57=Model!$O62896)*(Data!$C$58:$K$60))","v":2.6564859251595059},73.435140748404933,1,{"$f":"IF(E62896<>\"Serviceable\",E62896,INDEX(Lists!$D$6:$D$8, MATCH(T62896,Lists!$C$6:$C$8,0)))","v":"Serviceable"},{"$f":"INDEX(Lists!$C$12:$C$26, MATCH(H62896, Lists!$B$12:$B$26,0))","v":"LV"}]
[null,127757,1979,"Wood Untreated Dressed","Serviceable","Class 1",0,"lv/hv",920,2020,100,"No",false,10,{"$f":"INDEX(Lists!$B$32:$B$40, MATCH(YEAR(TODAY())-C62936, Lists!$C$32:$C$40,1))","v":"41-50"},292.84509528908745,{"$f":"INDEX(Data!$E$24:$E$47, MATCH(F62936&D62936, Data!$B$24:$B$47,0))","v":1.9964561142097742E-3},{"$f":"SUMPRODUCT((Data!$B$58:$B$60=Model!$F62936)*(Data!$C$57:$K$57=Model!$O62936)*(Data!$C$58:$K$60))","v":1.7977578417715214},82.022421582284778,1,{"$f":"IF(E62936<>\"Serviceable\",E62936,INDEX(Lists!$D$6:$D$8, MATCH(T62936,Lists!$C$6:$C$8,0)))","v":"Serviceable"},{"$f":"INDEX(Lists!$C$12:$C$26, MATCH(H62936, Lists!$B$12:$B$26,0))","v":"HV"}]
[null,127918,1993,"Wood Untreated Dressed","Serviceable","Class 1",0,"lv/hv",1060,2019,120,"No",false,10,{"$f":"INDEX(Lists!$B$32:$B$40, MATCH(YEAR(TODAY())-C62995, Lists!$C$32:$C$40,1))","v":"31-40"},337.4084793548181,{"$f":"INDEX(Data!$E$24:$E$47, MATCH(F62995&D62995, Data!$B$24:$B$47,0))","v":1.9964561142097742E-3},{"$f":"SUMPRODUCT((Data!$B$58:$B$60=Model!$F62995)*(Data!$C$57:$K$57=Model!$O62995)*(Data!$C$58:$K$60))","v":3.0038452968326621},89.961547031673376,1,{"$f":"IF(E62995<>\"Serviceable\",E62995,INDEX(Lists!$D$6:$D$8, MATCH(T62995,Lists!$C$6:$C$8,0)))","v":"Serviceable"},{"$f":"INDEX(Lists!$C$12:$C$26, MATCH(H62995, Lists!$B$12:$B$26,0))","v":"HV"}]
[null,128086,1965,"Wood Creos Impregnated","Serviceable","Class 3",0,"lv/future hv",950,2023,100,"Yes",false,9,{"$f":"INDEX(Lists!$B$32:$B$40, MATCH(YEAR(TODAY())-C63071, Lists!$C$32:$C$40,1))","v":"51-60"},302.39439187460113,{"$f":"INDEX(Data!$E$24:$E$47, MATCH(F63071&D63071, Data!$B$24:$B$47,0))","v":1.0684339161496522E-3},{"$f":"SUMPRODUCT((Data!$B$58:$B$60=Model!$F63071)*(Data!$C$57:$K$57=Model!$O63071)*(Data!$C$58:$K$60))","v":2.6564859251595059},76.091626673564448,1,{"$f":"IF(E63071<>\"Serviceable\",E63071,INDEX(Lists!$D$6:$D$8, MATCH(T63071,Lists!$C$6:$C$8,0)))","v":"Serviceable"},{"$f":"INDEX(Lists!$C$12:$C$26, MATCH(H63071, Lists!$B$12:$B$26,0))","v":"LV"}]
[null,128229,1958,"Wood Creos Impregnated","Serviceable","Class 3",0,"lv",850,2020,70,"No",false,10,{"$f":"INDEX(Lists!$B$32:$B$40, MATCH(YEAR(TODAY())-C63131, Lists!$C$32:$C$40,1))","v":"61-70"},270.5634032562221,{"$f":"INDEX(Data!$E$24:$E$47, MATCH(F63131&D63131, Data!$B$24:$B$47,0))","v":1.0684339161496522E-3},{"$f":"SUMPRODUCT((Data!$B$58:$B$60=Model!$F63131)*(Data!$C$57:$K$57=Model!$O63131)*(Data!$C$58:$K$60))","v":1.9802031311051838},50.197968688948166,2,{"$f":"IF(E63131<>\"Serviceable\",E63131,INDEX(Lists!$D$6:$D$8, MATCH(T63131,Lists!$C$6:$C$8,0)))","v":"Limited Life"},{"$f":"INDEX(Lists!$C$12:$C$26, MATCH(H63131, Lists!$B$12:$B$26,0))","v":"LV"}]
[null,128251,1957,"Wood Creos Impregnated","Serviceable","Class 3",0,"lv",942,2020,110,"No",false,10,{"$f":"INDEX(Lists!$B$32:$B$40, MATCH(YEAR(TODAY())-C63141, Lists!$C$32:$C$40,1))","v":"61-70"},299.8479127851308,{"$f":"INDEX(Data!$E$24:$E$47, MATCH(F63141&D63141, Data!$B$24:$B$47,0))","v":1.0684339161496522E-3},{"$f":"SUMPRODUCT((Data!$B$58:$B$60=Model!$F63141)*(Data!$C$57:$K$57=Model!$O63141)*(Data!$C$58:$K$60))","v":1.9802031311051838},90.197968688948166,1,{"$f":"IF(E63141<>\"Serviceable\",E63141,INDEX(Lists!$D$6:$D$8, MATCH(T63141,Lists!$C$6:$C$8,0)))","v":"Serviceable"},{"$f":"INDEX(Lists!$C$12:$C$26, MATCH(H63141, Lists!$B$12:$B$26,0))","v":"LV"}]
[null,128362,1959,"Wood Creos Impregnated","Serviceable","Class 3",0,"lv/hv",1220,2020,100,"No",false,10,{"$f":"INDEX(Lists!$B$32:$B$40, MATCH(YEAR(TODAY())-C63191, Lists!$C$32:$C$40,1))","v":"61-70"},388.33806114422464,{"$f":"INDEX(Data!$E$24:$E$47, MATCH(F63191&D63191, Data!$B$24:$B$47,0))","v":1.0684339161496522E-3},{"$f":"SUMPRODUCT((Data!$B$58:$B$60=Model!$F63191)*(Data!$C$57:$K$57=Model!$O63191)*(Data!$C$58:$K$60))","v":1.9802031311051838},80.197968688948166,1,{"$f":"IF(E63191<>\"Serviceable\",E63191,INDEX(Lists!$D$6:$D$8, MATCH(T63191,Lists!$C$6:$C$8,0)))","v":"Serviceable"},{"$f":"INDEX(Lists!$C$12:$C$26, MATCH(H63191, Lists!$B$12:$B$26,0))","v":"HV"}]
[null,128555,1968,"Wood Creos Impregnated","Serviceable","Class 2",0,"lv/hv",1150,2022,100,"Yes",false,9,{"$f":"INDEX(Lists!$B$32:$B$40, MATCH(YEAR(TODAY())-C63272, Lists!$C$32:$C$40,1))","v":"51-60"},366.05636911135929,{"$f":"INDEX(Data!$E$24:$E$47, MATCH(F63272&D63272, Data!$B$24:$B$47,0))","v":1.6118836915297091E-3},{"$f":"SUMPRODUCT((Data!$B$58:$B$60=Model!$F63272)*(Data!$C$57:$K$57=Model!$O63272)*(Data!$C$58:$K$60))","v":2.6773548093458861},75.903806715887029,1,{"$f":"IF(E63272<>\"Serviceable\",E63272,INDEX(Lists!$D$6:$D$8, MATCH(T63272,Lists!$C$6:$C$8,0)))","v":"Serviceable"},{"$f":"INDEX(Lists!$C$12:$C$26, MATCH(H63272, Lists!$B$12:$B$26,0))","v":"HV"}]
[null,128639,1967,"Wood Creos Impregnated","Serviceable","Class 3",0,"lv/future hv",990,2022,90,"Yes",false,9,{"$f":"INDEX(Lists!$B$32:$B$40, MATCH(YEAR(TODAY())-C63316, Lists!$C$32:$C$40,1))","v":"51-60"},315.1267873219528,{"$f":"INDEX(Data!$E$24:$E$47, MATCH(F63316&D63316, Data!$B$24:$B$47,0))","v":1.0684339161496522E-3},{"$f":"SUMPRODUCT((Data!$B$58:$B$60=Model!$F63316)*(Data!$C$57:$K$57=Model!$O63316)*(Data!$C$58:$K$60))","v":2.6564859251595059},66.091626673564448,2,{"$f":"IF(E63316<>\"Serviceable\",E63316,INDEX(Lists!$D$6:$D$8, MATCH(T63316,Lists!$C$6:$C$8,0)))","v":"Limited Life"},{"$f":"INDEX(Lists!$C$12:$C$26, MATCH(H63316, Lists!$B$12:$B$26,0))","v":"LV"}]
[null,128750,1954,"Wood Untreated Round","Serviceable","Class 1",0,"lv",650,2023,100,"No",false,10,{"$f":"INDEX(Lists!$B$32:$B$40, MATCH(YEAR(TODAY())-C63366, Lists!$C$32:$C$40,1))","v":"71-80"},206.90142601946394,{"$f":"INDEX(Data!$E$24:$E$47, MATCH(F63366&D63366, Data!$B$24:$B$47,0))","v":1.9964561142097742E-3},{"$f":"SUMPRODUCT((Data!$B$58:$B$60=Model!$F63366)*(Data!$C$57:$K$57=Model!$O63366)*(Data!$C$58:$K$60))","v":2.0707751244791428},79.292248755208576,1,{"$f":"IF(E63366<>\"Serviceable\",E63366,INDEX(Lists!$D$6:$D$8, MATCH(T63366,Lists!$C$6:$C$8,0)))","v":"Serviceable"},{"$f":"INDEX(Lists!$C$12:$C$26, MATCH(H63366, Lists!$B$12:$B$26,0))","v":"LV"}]
[null,128862,1940,"Wood Untreated Dressed","Serviceable","Class 1",0,"lv/sub-transmission",1068,2023,140,"No",false,10,{"$f":"INDEX(Lists!$B$32:$B$40, MATCH(YEAR(TODAY())-C63413, Lists!$C$32:$C$40,1))","v":"81-90"},339.95495844428842,{"$f":"INDEX(Data!$E$24:$E$47, MATCH(F63413&D63413, Data!$B$24:$B$47,0))","v":1.9964561142097742E-3},{"$f":"SUMPRODUCT((Data!$B$58:$B$60=Model!$F63413)*(Data!$C$57:$K$57=Model!$O63413)*(Data!$C$58:$K$60))","v":2.8392735823590045},111.60726417640996,1,{"$f":"IF(E63413<>\"Serviceable\",E63413,INDEX(Lists!$D$6:$D$8, MATCH(T63413,Lists!$C$6:$C$8,0)))","v":"Serviceable"},{"$f":"INDEX(Lists!$C$12:$C$26, MATCH(H63413, Lists!$B$12:$B$26,0))","v":"Sub-T"}]
[null,129030,1969,"Wood Creos Impregnated","Serviceable","Class 3",0,"lv",940,2021,100,"Yes",false,9,{"$f":"INDEX(Lists!$B$32:$B$40, MATCH(YEAR(TODAY())-C63491, Lists!$C$32:$C$40,1))","v":"51-60"},299.21129301276324,{"$f":"INDEX(Data!$E$24:$E$47, MATCH(F63491&D63491, Data!$B$24:$B$47,0))","v":1.0684339161496522E-3},{"$f":"SUMPRODUCT((Data!$B$58:$B$60=Model!$F63491)*(Data!$C$57:$K$57=Model!$O63491)*(Data!$C$58:$K$60))","v":2.6564859251595059},76.091626673564448,1,{"$f":"IF(E63491<>\"Serviceable\",E63491,INDEX(Lists!$D$6:$D$8, MATCH(T63491,Lists!$C$6:$C$8,0)))","v":"Serviceable"},{"$f":"INDEX(Lists!$C$12:$C$26, MATCH(H63491, Lists!$B$12:$B$26,0))","v":"LV"}]
[null,129207,1967,"Wood Creos Impregnated","Serviceable","Class 3",0,"lv/hv",1210,2020,120,"No",false,10,{"$f":"INDEX(Lists!$B$32:$B$40, MATCH(YEAR(TODAY())-C63541, Lists!$C$32:$C$40,1))","v":"51-60"},385.15496228238675,{"$f":"INDEX(Data!$E$24:$E$47, MATCH(F63541&D63541, Data!$B$24:$B$47,0))","v":1.0684339161496522E-3},{"$f":"SUMPRODUCT((Data!$B$58:$B$60=Model!$F63541)*(Data!$C$57:$K$57=Model!$O63541)*(Data!$C$58:$K$60))","v":2.6564859251595059},93.435140748404933,1,{"$f":"IF(E63541<>\"Serviceable\",E63541,INDEX(Lists!$D$6:$D$8, MATCH(T63541,Lists!$C$6:$C$8,0)))","v":"Serviceable"},{"$f":"INDEX(Lists!$C$12:$C$26, MATCH(H63541, Lists!$B$12:$B$26,0))","v":"HV"}]
[null,129301,1973,"Wood Creos Impregnated","Serviceable","Class 1",0,"lv/hv",840,2020,100,"No",false,10,{"$f":"INDEX(Lists!$B$32:$B$40, MATCH(YEAR(TODAY())-C63576, Lists!$C$32:$C$40,1))","v":"51-60"},267.38030439438415,{"$f":"INDEX(Data!$E$24:$E$47, MATCH(F63576&D63576, Data!$B$24:$B$47,0))","v":9.9474993092014377E-4},{"$f":"SUMPRODUCT((Data!$B$58:$B$60=Model!$F63576)*(Data!$C$57:$K$57=Model!$O63576)*(Data!$C$58:$K$60))","v":1.3557210085184006},86.44278991481599,1,{"$f":"IF(E63576<>\"Serviceable\",E63576,INDEX(Lists!$D$6:$D$8, MATCH(T63576,Lists!$C$6:$C$8,0)))","v":"Serviceable"},{"$f":"INDEX(Lists!$C$12:$C$26, MATCH(H63576, Lists!$B$12:$B$26,0))","v":"HV"}]
[null,129609,1959,"Wood Creos Impregnated","Serviceable","Class 3",0,"lv",999,2023,999,"No",false,10,{"$f":"INDEX(Lists!$B$32:$B$40, MATCH(YEAR(TODAY())-C63666, Lists!$C$32:$C$40,1))","v":"61-70"},317.99157629760691,{"$f":"INDEX(Data!$E$24:$E$47, MATCH(F63666&D63666, Data!$B$24:$B$47,0))","v":1.0684339161496522E-3},{"$f":"SUMPRODUCT((Data!$B$58:$B$60=Model!$F63666)*(Data!$C$57:$K$57=Model!$O63666)*(Data!$C$58:$K$60))","v":1.9802031311051838},999,1,{"$f":"IF(E63666<>\"Serviceable\",E63666,INDEX(Lists!$D$6:$D$8, MATCH(T63666,Lists!$C$6:$C$8,0)))","v":"Serviceable"},{"$f":"INDEX(Lists!$C$12:$C$26, MATCH(H63666, Lists!$B$12:$B$26,0))","v":"LV"}]
[null,129768,1968,"Wood Creos Impregnated","Serviceable","Class 3",0,"lv",950,2022,90,"Yes",false,9,{"$f":"INDEX(Lists!$B$32:$B$40, MATCH(YEAR(TODAY())-C63716, Lists!$C$32:$C$40,1))","v":"51-60"},302.39439187460113,{"$f":"INDEX(Data!$E$24:$E$47, MATCH(F63716&D63716, Data!$B$24:$B$47,0))","v":1.0684339161496522E-3},{"$f":"SUMPRODUCT((Data!$B$58:$B$60=Model!$F63716)*(Data!$C$57:$K$57=Model!$O63716)*(Data!$C$58:$K$60))","v":2.6564859251595059},66.091626673564448,2,{"$f":"IF(E63716<>\"Serviceable\",E63716,INDEX(Lists!$D$6:$D$8, MATCH(T63716,Lists!$C$6:$C$8,0)))","v":"Limited Life"},{"$f":"INDEX(Lists!$C$12:$C$26, MATCH(H63716, Lists!$B$12:$B$26,0))","v":"LV"}]
[null,129994,1989,"Wood Untreated Dressed","Serviceable","Class 1",0,"lv/hv",1100,2022,100,"Yes",false,9,{"$f":"INDEX(Lists!$B$32:$B$40, MATCH(YEAR(TODAY())-C63771, Lists!$C$32:$C$40,1))","v":"31-40"},350.14087480216978,{"$f":"INDEX(Data!$E$24:$E$47, MATCH(F63771&D63771, Data!$B$24:$B$47,0))","v":1.9964561142097742E-3},{"$f":"SUMPRODUCT((Data!$B$58:$B$60=Model!$F63771)*(Data!$C$57:$K$57=Model!$O63771)*(Data!$C$58:$K$60))","v":3.0038452968326621},72.965392328506042,1,{"$f":"IF(E63771<>\"Serviceable\",E63771,INDEX(Lists!$D$6:$D$8, MATCH(T63771,Lists!$C$6:$C$8,0)))","v":"Serviceable"},{"$f":"INDEX(Lists!$C$12:$C$26, MATCH(H63771, Lists!$B$12:$B$26,0))","v":"HV"}]
[null,130252,1975,"Wood Creos Impregnated","Serviceable","Class 1",0,"lv",700,2022,120,"No",false,10,{"$f":"INDEX(Lists!$B$32:$B$40, MATCH(YEAR(TODAY())-C63841, Lists!$C$32:$C$40,1))","v":"41-50"},222.81692032865348,{"$f":"INDEX(Data!$E$24:$E$47, MATCH(F63841&D63841, Data!$B$24:$B$47,0))","v":9.9474993092014377E-4},{"$f":"SUMPRODUCT((Data!$B$58:$B$60=Model!$F63841)*(Data!$C$57:$K$57=Model!$O63841)*(Data!$C$58:$K$60))","v":1.7977578417715214},102.02242158228478,1,{"$f":"IF(E63841<>\"Serviceable\",E63841,INDEX(Lists!$D$6:$D$8, MATCH(T63841,Lists!$C$6:$C$8,0)))","v":"Serviceable"},{"$f":"INDEX(Lists!$C$12:$C$26, MATCH(H63841, Lists!$B$12:$B$26,0))","v":"LV"}]
[null,130328,1986,"Wood Untreated Dressed","Serviceable","Class 1",0,"lv/hv",974,2022,140,"No",false,10,{"$f":"INDEX(Lists!$B$32:$B$40, MATCH(YEAR(TODAY())-C63862, Lists!$C$32:$C$40,1))","v":"31-40"},310.0338291430121,{"$f":"INDEX(Data!$E$24:$E$47, MATCH(F63862&D63862, Data!$B$24:$B$47,0))","v":1.9964561142097742E-3},{"$f":"SUMPRODUCT((Data!$B$58:$B$60=Model!$F63862)*(Data!$C$57:$K$57=Model!$O63862)*(Data!$C$58:$K$60))","v":3.0038452968326621},109.96154703167338,1,{"$f":"IF(E63862<>\"Serviceable\",E63862,INDEX(Lists!$D$6:$D$8, MATCH(T63862,Lists!$C$6:$C$8,0)))","v":"Serviceable"},{"$f":"INDEX(Lists!$C$12:$C$26, MATCH(H63862, Lists!$B$12:$B$26,0))","v":"HV"}]
[null,130450,1969,"Wood Creos Impregnated","Serviceable","Class 3",0,"lv",880,2023,80,"No",false,10,{"$f":"INDEX(Lists!$B$32:$B$40, MATCH(YEAR(TODAY())-C63912, Lists!$C$32:$C$40,1))","v":"51-60"},280.11269984173578,{"$f":"INDEX(Data!$E$24:$E$47, MATCH(F63912&D63912, Data!$B$24:$B$47,0))","v":1.0684339161496522E-3},{"$f":"SUMPRODUCT((Data!$B$58:$B$60=Model!$F63912)*(Data!$C$57:$K$57=Model!$O63912)*(Data!$C$58:$K$60))","v":2.6564859251595059},53.43514074840494,2,{"$f":"IF(E63912<>\"Serviceable\",E63912,INDEX(Lists!$D$6:$D$8, MATCH(T63912,Lists!$C$6:$C$8,0)))","v":"Limited Life"},{"$f":"INDEX(Lists!$C$12:$C$26, MATCH(H63912, Lists!$B$12:$B$26,0))","v":"LV"}]
[null,130799,1985,"Wood Untreated Dressed","Serviceable","Class 1",0,"lv/hv",1210,2021,120,"No",false,10,{"$f":"INDEX(Lists!$B$32:$B$40, MATCH(YEAR(TODAY())-C63988, Lists!$C$32:$C$40,1))","v":"31-40"},385.15496228238675,{"$f":"INDEX(Data!$E$24:$E$47, MATCH(F63988&D63988, Data!$B$24:$B$47,0))","v":1.9964561142097742E-3},{"$f":"SUMPRODUCT((Data!$B$58:$B$60=Model!$F63988)*(Data!$C$57:$K$57=Model!$O63988)*(Data!$C$58:$K$60))","v":3.0038452968326621},89.961547031673376,1,{"$f":"IF(E63988<>\"Serviceable\",E63988,INDEX(Lists!$D$6:$D$8, MATCH(T63988,Lists!$C$6:$C$8,0)))","v":"Serviceable"},{"$f":"INDEX(Lists!$C$12:$C$26, MATCH(H63988, Lists!$B$12:$B$26,0))","v":"HV"}]
[null,130963,1983,"Wood Untreated Dressed","Serviceable","Class 1",0,"lv/hv",980,2021,140,"No",false,10,{"$f":"INDEX(Lists!$B$32:$B$40, MATCH(YEAR(TODAY())-C64037, Lists!$C$32:$C$40,1))","v":"41-50"},311.94368846011486,{"$f":"INDEX(Data!$E$24:$E$47, MATCH(F64037&D64037, Data!$B$24:$B$47,0))","v":1.9964561142097742E-3},{"$f":"SUMPRODUCT((Data!$B$58:$B$60=Model!$F64037)*(Data!$C$57:$K$57=Model!$O64037)*(Data!$C$58:$K$60))","v":1.7977578417715214},122.02242158228478,1,{"$f":"IF(E64037<>\"Serviceable\",E64037,INDEX(Lists!$D$6:$D$8, MATCH(T64037,Lists!$C$6:$C$8,0)))","v":"Serviceable"},{"$f":"INDEX(Lists!$C$12:$C$26, MATCH(H64037, Lists!$B$12:$B$26,0))","v":"HV"}]
[null,131083,1987,"Wood Untreated Dressed","Serviceable","Class 1",0,"lv/hv",1040,2023,120,"No",false,10,{"$f":"INDEX(Lists!$B$32:$B$40, MATCH(YEAR(TODAY())-C64087, Lists!$C$32:$C$40,1))","v":"31-40"},331.04228163114232,{"$f":"INDEX(Data!$E$24:$E$47, MATCH(F64087&D64087, Data!$B$24:$B$47,0))","v":1.9964561142097742E-3},{"$f":"SUMPRODUCT((Data!$B$58:$B$60=Model!$F64087)*(Data!$C$57:$K$57=Model!$O64087)*(Data!$C$58:$K$60))","v":3.0038452968326621},89.961547031673376,1,{"$f":"IF(E64087<>\"Serviceable\",E64087,INDEX(Lists!$D$6:$D$8, MATCH(T64087,Lists!$C$6:$C$8,0)))","v":"Serviceable"},{"$f":"INDEX(Lists!$C$12:$C$26, MATCH(H64087, Lists!$B$12:$B$26,0))","v":"HV"}]
[null,131224,1969,"Wood Creos Impregnated","Serviceable","Class 3",0,"lv/future hv",1060,2023,120,"No",false,10,{"$f":"INDEX(Lists!$B$32:$B$40, MATCH(YEAR(TODAY())-C64129, Lists!$C$32:$C$40,1))","v":"51-60"},337.4084793548181,{"$f":"INDEX(Data!$E$24:$E$47, MATCH(F64129&D64129, Data!$B$24:$B$47,0))","v":1.0684339161496522E-3},{"$f":"SUMPRODUCT((Data!$B$58:$B$60=Model!$F64129)*(Data!$C$57:$K$57=Model!$O64129)*(Data!$C$58:$K$60))","v":2.6564859251595059},93.435140748404933,1,{"$f":"IF(E64129<>\"Serviceable\",E64129,INDEX(Lists!$D$6:$D$8, MATCH(T64129,Lists!$C$6:$C$8,0)))","v":"Serviceable"},{"$f":"INDEX(Lists!$C$12:$C$26, MATCH(H64129, Lists!$B$12:$B$26,0))","v":"LV"}]
[null,131538,1968,"Wood Creos Impregnated","Serviceable","Class 3",0,"lv/hv",880,2023,110,"No",false,10,{"$f":"INDEX(Lists!$B$32:$B$40, MATCH(YEAR(TODAY())-C64212, Lists!$C$32:$C$40,1))","v":"51-60"},280.11269984173578,{"$f":"INDEX(Data!$E$24:$E$47, MATCH(F64212&D64212, Data!$B$24:$B$47,0))","v":1.0684339161496522E-3},{"$f":"SUMPRODUCT((Data!$B$58:$B$60=Model!$F64212)*(Data!$C$57:$K$57=Model!$O64212)*(Data!$C$58:$K$60))","v":2.6564859251595059},83.435140748404933,1,{"$f":"IF(E64212<>\"Serviceable\",E64212,INDEX(Lists!$D$6:$D$8, MATCH(T64212,Lists!$C$6:$C$8,0)))","v":"Serviceable"},{"$f":"INDEX(Lists!$C$12:$C$26, MATCH(H64212, Lists!$B$12:$B$26,0))","v":"HV"}]
[null,131725,1972,"Wood Creos Impregnated","Serviceable","Class 3",0,"lv",800,2023,90,"No",false,10,{"$f":"INDEX(Lists!$B$32:$B$40, MATCH(YEAR(TODAY())-C64262, Lists!$C$32:$C$40,1))","v":"51-60"},254.64790894703253,{"$f":"INDEX(Data!$E$24:$E$47, MATCH(F64262&D64262, Data!$B$24:$B$47,0))","v":1.0684339161496522E-3},{"$f":"SUMPRODUCT((Data!$B$58:$B$60=Model!$F64262)*(Data!$C$57:$K$57=Model!$O64262)*(Data!$C$58:$K$60))","v":2.6564859251595059},63.43514074840494,2,{"$f":"IF(E64262<>\"Serviceable\",E64262,INDEX(Lists!$D$6:$D$8, MATCH(T64262,Lists!$C$6:$C$8,0)))","v":"Limited Life"},{"$f":"INDEX(Lists!$C$12:$C$26, MATCH(H64262, Lists!$B$12:$B$26,0))","v":"LV"}]
[null,131862,1983,"Wood Untreated Dressed","Serviceable","Class 1",0,"lv",785,2022,100,"No",false,10,{"$f":"INDEX(Lists!$B$32:$B$40, MATCH(YEAR(TODAY())-C64292, Lists!$C$32:$C$40,1))","v":"41-50"},249.8732606542757,{"$f":"INDEX(Data!$E$24:$E$47, MATCH(F64292&D64292, Data!$B$24:$B$47,0))","v":1.9964561142097742E-3},{"$f":"SUMPRODUCT((Data!$B$58:$B$60=Model!$F64292)*(Data!$C$57:$K$57=Model!$O64292)*(Data!$C$58:$K$60))","v":1.7977578417715214},82.022421582284778,1,{"$f":"IF(E64292<>\"Serviceable\",E64292,INDEX(Lists!$D$6:$D$8, MATCH(T64292,Lists!$C$6:$C$8,0)))","v":"Serviceable"},{"$f":"INDEX(Lists!$C$12:$C$26, MATCH(H64292, Lists!$B$12:$B$26,0))","v":"LV"}]
[null,132092,2003,"Wood Salt Impregnated (Green)","Serviceable","Class 1",0,"lv",980,2022,999,"No",false,10,{"$f":"INDEX(Lists!$B$32:$B$40, MATCH(YEAR(TODAY())-C64387, Lists!$C$32:$C$40,1))","v":"21-30"},311.94368846011486,{"$f":"INDEX(Data!$E$24:$E$47, MATCH(F64387&D64387, Data!$B$24:$B$47,0))","v":9.9474993092014377E-4},{"$f":"SUMPRODUCT((Data!$B$58:$B$60=Model!$F64387)*(Data!$C$57:$K$57=Model!$O64387)*(Data!$C$58:$K$60))","v":2.1651652228345815},999,1,{"$f":"IF(E64387<>\"Serviceable\",E64387,INDEX(Lists!$D$6:$D$8, MATCH(T64387,Lists!$C$6:$C$8,0)))","v":"Serviceable"},{"$f":"INDEX(Lists!$C$12:$C$26, MATCH(H64387, Lists!$B$12:$B$26,0))","v":"LV"}]
[null,132202,1977,"Wood Creos Impregnated","Serviceable","Class 1",0,"lv/hv",817,2022,130,"No",false,10,{"$f":"INDEX(Lists!$B$32:$B$40, MATCH(YEAR(TODAY())-C64437, Lists!$C$32:$C$40,1))","v":"41-50"},260.05917701215697,{"$f":"INDEX(Data!$E$24:$E$47, MATCH(F64437&D64437, Data!$B$24:$B$47,0))","v":9.9474993092014377E-4},{"$f":"SUMPRODUCT((Data!$B$58:$B$60=Model!$F64437)*(Data!$C$57:$K$57=Model!$O64437)*(Data!$C$58:$K$60))","v":1.7977578417715214},112.02242158228478,1,{"$f":"IF(E64437<>\"Serviceable\",E64437,INDEX(Lists!$D$6:$D$8, MATCH(T64437,Lists!$C$6:$C$8,0)))","v":"Serviceable"},{"$f":"INDEX(Lists!$C$12:$C$26, MATCH(H64437, Lists!$B$12:$B$26,0))","v":"HV"}]
[null,132304,1986,"Wood Untreated Dressed","Serviceable","Class 1",0,"lv/hv",1037,2019,150,"No",false,10,{"$f":"INDEX(Lists!$B$32:$B$40, MATCH(YEAR(TODAY())-C64487, Lists!$C$32:$C$40,1))","v":"31-40"},330.08735197259097,{"$f":"INDEX(Data!$E$24:$E$47, MATCH(F64487&D64487, Data!$B$24:$B$47,0))","v":1.9964561142097742E-3},{"$f":"SUMPRODUCT((Data!$B$58:$B$60=Model!$F64487)*(Data!$C$57:$K$57=Model!$O64487)*(Data!$C$58:$K$60))","v":3.0038452968326621},119.96154703167338,1,{"$f":"IF(E64487<>\"Serviceable\",E64487,INDEX(Lists!$D$6:$D$8, MATCH(T64487,Lists!$C$6:$C$8,0)))","v":"Serviceable"},{"$f":"INDEX(Lists!$C$12:$C$26, MATCH(H64487, Lists!$B$12:$B$26,0))","v":"HV"}]
[null,132351,1965,"Wood Creos Impregnated","Serviceable","Class 3",0,"lv",1162,2022,100,"No",false,10,{"$f":"INDEX(Lists!$B$32:$B$40, MATCH(YEAR(TODAY())-C64507, Lists!$C$32:$C$40,1))","v":"51-60"},369.8760877455648,{"$f":"INDEX(Data!$E$24:$E$47, MATCH(F64507&D64507, Data!$B$24:$B$47,0))","v":1.0684339161496522E-3},{"$f":"SUMPRODUCT((Data!$B$58:$B$60=Model!$F64507)*(Data!$C$57:$K$57=Model!$O64507)*(Data!$C$58:$K$60))","v":2.6564859251595059},73.435140748404933,1,{"$f":"IF(E64507<>\"Serviceable\",E64507,INDEX(Lists!$D$6:$D$8, MATCH(T64507,Lists!$C$6:$C$8,0)))","v":"Serviceable"},{"$f":"INDEX(Lists!$C$12:$C$26, MATCH(H64507, Lists!$B$12:$B$26,0))","v":"LV"}]
[null,132442,1972,"Wood Untreated Round","Serviceable","Class 1",0,"lv/hv",785,2019,100,"No",false,10,{"$f":"INDEX(Lists!$B$32:$B$40, MATCH(YEAR(TODAY())-C64557, Lists!$C$32:$C$40,1))","v":"51-60"},249.8732606542757,{"$f":"INDEX(Data!$E$24:$E$47, MATCH(F64557&D64557, Data!$B$24:$B$47,0))","v":1.9964561142097742E-3},{"$f":"SUMPRODUCT((Data!$B$58:$B$60=Model!$F64557)*(Data!$C$57:$K$57=Model!$O64557)*(Data!$C$58:$K$60))","v":1.3557210085184006},86.44278991481599,1,{"$f":"IF(E64557<>\"Serviceable\",E64557,INDEX(Lists!$D$6:$D$8, MATCH(T64557,Lists!$C$6:$C$8,0)))","v":"Serviceable"},{"$f":"INDEX(Lists!$C$12:$C$26, MATCH(H64557, Lists!$B$12:$B$26,0))","v":"HV"}]
[null,132659,1972,"Wood Untreated Round","Serviceable","Class 1",0,"lv/hv",1000,2020,130,"No",false,10,{"$f":"INDEX(Lists!$B$32:$B$40, MATCH(YEAR(TODAY())-C64628, Lists!$C$32:$C$40,1))","v":"51-60"},318.3098861837907,{"$f":"INDEX(Data!$E$24:$E$47, MATCH(F64628&D64628, Data!$B$24:$B$47,0))","v":1.9964561142097742E-3},{"$f":"SUMPRODUCT((Data!$B$58:$B$60=Model!$F64628)*(Data!$C$57:$K$57=Model!$O64628)*(Data!$C$58:$K$60))","v":1.3557210085184006},116.44278991481599,1,{"$f":"IF(E64628<>\"Serviceable\",E64628,INDEX(Lists!$D$6:$D$8, MATCH(T64628,Lists!$C$6:$C$8,0)))","v":"Serviceable"},{"$f":"INDEX(Lists!$C$12:$C$26, MATCH(H64628, Lists!$B$12:$B$26,0))","v":"HV"}]
[null,132777,1960,"Wood Creos Impregnated","Serviceable","Class 3",0,"lv",850,2020,80,"No",false,10,{"$f":"INDEX(Lists!$B$32:$B$40, MATCH(YEAR(TODAY())-C64682, Lists!$C$32:$C$40,1))","v":"61-70"},270.5634032562221,{"$f":"INDEX(Data!$E$24:$E$47, MATCH(F64682&D64682, Data!$B$24:$B$47,0))","v":1.0684339161496522E-3},{"$f":"SUMPRODUCT((Data!$B$58:$B$60=Model!$F64682)*(Data!$C$57:$K$57=Model!$O64682)*(Data!$C$58:$K$60))","v":1.9802031311051838},60.197968688948166,2,{"$f":"IF(E64682<>\"Serviceable\",E64682,INDEX(Lists!$D$6:$D$8, MATCH(T64682,Lists!$C$6:$C$8,0)))","v":"Limited Life"},{"$f":"INDEX(Lists!$C$12:$C$26, MATCH(H64682, Lists!$B$12:$B$26,0))","v":"LV"}]
[null,132974,1984,"Wood Untreated Dressed","Serviceable","Class 1",0,"hv",1230,2020,120,"No",false,10,{"$f":"INDEX(Lists!$B$32:$B$40, MATCH(YEAR(TODAY())-C64758, Lists!$C$32:$C$40,1))","v":"41-50"},391.52116000606253,{"$f":"INDEX(Data!$E$24:$E$47, MATCH(F64758&D64758, Data!$B$24:$B$47,0))","v":1.9964561142097742E-3},{"$f":"SUMPRODUCT((Data!$B$58:$B$60=Model!$F64758)*(Data!$C$57:$K$57=Model!$O64758)*(Data!$C$58:$K$60))","v":1.7977578417715214},102.02242158228478,1,{"$f":"IF(E64758<>\"Serviceable\",E64758,INDEX(Lists!$D$6:$D$8, MATCH(T64758,Lists!$C$6:$C$8,0)))","v":"Serviceable"},{"$f":"INDEX(Lists!$C$12:$C$26, MATCH(H64758, Lists!$B$12:$B$26,0))","v":"HV"}]
[null,133147,1968,"Wood Creos Impregnated","Serviceable","Class 3",0,"lv",900,2020,100,"No",false,10,{"$f":"INDEX(Lists!$B$32:$B$40, MATCH(YEAR(TODAY())-C64823, Lists!$C$32:$C$40,1))","v":"51-60"},286.47889756541161,{"$f":"INDEX(Data!$E$24:$E$47, MATCH(F64823&D64823, Data!$B$24:$B$47,0))","v":1.0684339161496522E-3},{"$f":"SUMPRODUCT((Data!$B$58:$B$60=Model!$F64823)*(Data!$C$57:$K$57=Model!$O64823)*(Data!$C$58:$K$60))","v":2.6564859251595059},73.435140748404933,1,{"$f":"IF(E64823<>\"Serviceable\",E64823,INDEX(Lists!$D$6:$D$8, MATCH(T64823,Lists!$C$6:$C$8,0)))","v":"Serviceable"},{"$f":"INDEX(Lists!$C$12:$C$26, MATCH(H64823, Lists!$B$12:$B$26,0))","v":"LV"}]
[null,133243,1982,"Wood Untreated Dressed","Serviceable","Class 1",0,"lv/hv",920,2023,120,"No",false,10,{"$f":"INDEX(Lists!$B$32:$B$40, MATCH(YEAR(TODAY())-C64857, Lists!$C$32:$C$40,1))","v":"41-50"},292.84509528908745,{"$f":"INDEX(Data!$E$24:$E$47, MATCH(F64857&D64857, Data!$B$24:$B$47,0))","v":1.9964561142097742E-3},{"$f":"SUMPRODUCT((Data!$B$58:$B$60=Model!$F64857)*(Data!$C$57:$K$57=Model!$O64857)*(Data!$C$58:$K$60))","v":1.7977578417715214},102.02242158228478,1,{"$f":"IF(E64857<>\"Serviceable\",E64857,INDEX(Lists!$D$6:$D$8, MATCH(T64857,Lists!$C$6:$C$8,0)))","v":"Serviceable"},{"$f":"INDEX(Lists!$C$12:$C$26, MATCH(H64857, Lists!$B$12:$B$26,0))","v":"HV"}]
[null,133397,1978,"Wood Creos Impregnated","Serviceable","Class 1",0,"lv/hv",880,2022,130,"No",false,10,{"$f":"INDEX(Lists!$B$32:$B$40, MATCH(YEAR(TODAY())-C64933, Lists!$C$32:$C$40,1))","v":"41-50"},280.11269984173578,{"$f":"INDEX(Data!$E$24:$E$47, MATCH(F64933&D64933, Data!$B$24:$B$47,0))","v":9.9474993092014377E-4},{"$f":"SUMPRODUCT((Data!$B$58:$B$60=Model!$F64933)*(Data!$C$57:$K$57=Model!$O64933)*(Data!$C$58:$K$60))","v":1.7977578417715214},112.02242158228478,1,{"$f":"IF(E64933<>\"Serviceable\",E64933,INDEX(Lists!$D$6:$D$8, MATCH(T64933,Lists!$C$6:$C$8,0)))","v":"Serviceable"},{"$f":"INDEX(Lists!$C$12:$C$26, MATCH(H64933, Lists!$B$12:$B$26,0))","v":"HV"}]
[null,133484,1981,"Wood Creos Impregnated","Serviceable","Class 3",0,"hv/sub-transmission",1120,2020,150,"No",false,10,{"$f":"INDEX(Lists!$B$32:$B$40, MATCH(YEAR(TODAY())-C64964, Lists!$C$32:$C$40,1))","v":"41-50"},356.50707252584556,{"$f":"INDEX(Data!$E$24:$E$47, MATCH(F64964&D64964, Data!$B$24:$B$47,0))","v":1.0684339161496522E-3},{"$f":"SUMPRODUCT((Data!$B$58:$B$60=Model!$F64964)*(Data!$C$57:$K$57=Model!$O64964)*(Data!$C$58:$K$60))","v":3.2595928155551883},117.40407184444811,1,{"$f":"IF(E64964<>\"Serviceable\",E64964,INDEX(Lists!$D$6:$D$8, MATCH(T64964,Lists!$C$6:$C$8,0)))","v":"Serviceable"},{"$f":"INDEX(Lists!$C$12:$C$26, MATCH(H64964, Lists!$B$12:$B$26,0))","v":"Sub-T"}]
[null,133580,1940,"Wood Untreated Dressed","Serviceable","Class 1",0,"lv",760,2020,100,"No",false,10,{"$f":"INDEX(Lists!$B$32:$B$40, MATCH(YEAR(TODAY())-C65003, Lists!$C$32:$C$40,1))","v":"81-90"},241.91551349968091,{"$f":"INDEX(Data!$E$24:$E$47, MATCH(F65003&D65003, Data!$B$24:$B$47,0))","v":1.9964561142097742E-3},{"$f":"SUMPRODUCT((Data!$B$58:$B$60=Model!$F65003)*(Data!$C$57:$K$57=Model!$O65003)*(Data!$C$58:$K$60))","v":2.8392735823590045},71.607264176409956,1,{"$f":"IF(E65003<>\"Serviceable\",E65003,INDEX(Lists!$D$6:$D$8, MATCH(T65003,Lists!$C$6:$C$8,0)))","v":"Serviceable"},{"$f":"INDEX(Lists!$C$12:$C$26, MATCH(H65003, Lists!$B$12:$B$26,0))","v":"LV"}]
[null,133735,1982,"Wood Creos Impregnated","Serviceable","Class 1",0,"lv",1000,2021,130,"No",false,10,{"$f":"INDEX(Lists!$B$32:$B$40, MATCH(YEAR(TODAY())-C65053, Lists!$C$32:$C$40,1))","v":"41-50"},318.3098861837907,{"$f":"INDEX(Data!$E$24:$E$47, MATCH(F65053&D65053, Data!$B$24:$B$47,0))","v":9.9474993092014377E-4},{"$f":"SUMPRODUCT((Data!$B$58:$B$60=Model!$F65053)*(Data!$C$57:$K$57=Model!$O65053)*(Data!$C$58:$K$60))","v":1.7977578417715214},112.02242158228478,1,{"$f":"IF(E65053<>\"Serviceable\",E65053,INDEX(Lists!$D$6:$D$8, MATCH(T65053,Lists!$C$6:$C$8,0)))","v":"Serviceable"},{"$f":"INDEX(Lists!$C$12:$C$26, MATCH(H65053, Lists!$B$12:$B$26,0))","v":"LV"}]
[null,133907,1964,"Wood Creos Impregnated","Serviceable","Class 3",0,"lv/hv",848,2022,90,"No",false,10,{"$f":"INDEX(Lists!$B$32:$B$40, MATCH(YEAR(TODAY())-C65105, Lists!$C$32:$C$40,1))","v":"61-70"},269.92678348385448,{"$f":"INDEX(Data!$E$24:$E$47, MATCH(F65105&D65105, Data!$B$24:$B$47,0))","v":1.0684339161496522E-3},{"$f":"SUMPRODUCT((Data!$B$58:$B$60=Model!$F65105)*(Data!$C$57:$K$57=Model!$O65105)*(Data!$C$58:$K$60))","v":1.9802031311051838},70.197968688948166,1,{"$f":"IF(E65105<>\"Serviceable\",E65105,INDEX(Lists!$D$6:$D$8, MATCH(T65105,Lists!$C$6:$C$8,0)))","v":"Serviceable"},{"$f":"INDEX(Lists!$C$12:$C$26, MATCH(H65105, Lists!$B$12:$B$26,0))","v":"HV"}]
[null,134181,1983,"Wood Untreated Dressed","Serviceable","Class 1",0,"lv",1030,2023,90,"No",false,10,{"$f":"INDEX(Lists!$B$32:$B$40, MATCH(YEAR(TODAY())-C65178, Lists!$C$32:$C$40,1))","v":"41-50"},327.85918276930443,{"$f":"INDEX(Data!$E$24:$E$47, MATCH(F65178&D65178, Data!$B$24:$B$47,0))","v":1.9964561142097742E-3},{"$f":"SUMPRODUCT((Data!$B$58:$B$60=Model!$F65178)*(Data!$C$57:$K$57=Model!$O65178)*(Data!$C$58:$K$60))","v":1.7977578417715214},72.022421582284778,1,{"$f":"IF(E65178<>\"Serviceable\",E65178,INDEX(Lists!$D$6:$D$8, MATCH(T65178,Lists!$C$6:$C$8,0)))","v":"Serviceable"},{"$f":"INDEX(Lists!$C$12:$C$26, MATCH(H65178, Lists!$B$12:$B$26,0))","v":"LV"}]
[null,134393,1949,"Wood Untreated Round","Serviceable","Class 1",0,"lv",817,2022,100,"No",false,10,{"$f":"INDEX(Lists!$B$32:$B$40, MATCH(YEAR(TODAY())-C65228, Lists!$C$32:$C$40,1))","v":"71-80"},260.05917701215697,{"$f":"INDEX(Data!$E$24:$E$47, MATCH(F65228&D65228, Data!$B$24:$B$47,0))","v":1.9964561142097742E-3},{"$f":"SUMPRODUCT((Data!$B$58:$B$60=Model!$F65228)*(Data!$C$57:$K$57=Model!$O65228)*(Data!$C$58:$K$60))","v":2.0707751244791428},79.292248755208576,1,{"$f":"IF(E65228<>\"Serviceable\",E65228,INDEX(Lists!$D$6:$D$8, MATCH(T65228,Lists!$C$6:$C$8,0)))","v":"Serviceable"},{"$f":"INDEX(Lists!$C$12:$C$26, MATCH(H65228, Lists!$B$12:$B$26,0))","v":"LV"}]
[null,134581,1967,"Wood Creos Impregnated","Serviceable","Class 3",0,"lv/future hv",830,2020,100,"No",false,10,{"$f":"INDEX(Lists!$B$32:$B$40, MATCH(YEAR(TODAY())-C65278, Lists!$C$32:$C$40,1))","v":"51-60"},264.19720553254626,{"$f":"INDEX(Data!$E$24:$E$47, MATCH(F65278&D65278, Data!$B$24:$B$47,0))","v":1.0684339161496522E-3},{"$f":"SUMPRODUCT((Data!$B$58:$B$60=Model!$F65278)*(Data!$C$57:$K$57=Model!$O65278)*(Data!$C$58:$K$60))","v":2.6564859251595059},73.435140748404933,1,{"$f":"IF(E65278<>\"Serviceable\",E65278,INDEX(Lists!$D$6:$D$8, MATCH(T65278,Lists!$C$6:$C$8,0)))","v":"Serviceable"},{"$f":"INDEX(Lists!$C$12:$C$26, MATCH(H65278, Lists!$B$12:$B$26,0))","v":"LV"}]
[null,134751,1992,"Wood Untreated Dressed","Serviceable","Class 2",0,"lv/hv",1160,2022,140,"No",false,10,{"$f":"INDEX(Lists!$B$32:$B$40, MATCH(YEAR(TODAY())-C65344, Lists!$C$32:$C$40,1))","v":"31-40"},369.23946797319718,{"$f":"INDEX(Data!$E$24:$E$47, MATCH(F65344&D65344, Data!$B$24:$B$47,0))","v":2.1997700016428453E-3},{"$f":"SUMPRODUCT((Data!$B$58:$B$60=Model!$F65344)*(Data!$C$57:$K$57=Model!$O65344)*(Data!$C$58:$K$60))","v":2.6204462517795317},113.79553748220468,1,{"$f":"IF(E65344<>\"Serviceable\",E65344,INDEX(Lists!$D$6:$D$8, MATCH(T65344,Lists!$C$6:$C$8,0)))","v":"Serviceable"},{"$f":"INDEX(Lists!$C$12:$C$26, MATCH(H65344, Lists!$B$12:$B$26,0))","v":"HV"}]
[null,134960,1959,"Wood Creos Impregnated","Serviceable","Class 3",0,"lv/hv",910,2023,70,"No",false,10,{"$f":"INDEX(Lists!$B$32:$B$40, MATCH(YEAR(TODAY())-C65403, Lists!$C$32:$C$40,1))","v":"61-70"},289.66199642724951,{"$f":"INDEX(Data!$E$24:$E$47, MATCH(F65403&D65403, Data!$B$24:$B$47,0))","v":1.0684339161496522E-3},{"$f":"SUMPRODUCT((Data!$B$58:$B$60=Model!$F65403)*(Data!$C$57:$K$57=Model!$O65403)*(Data!$C$58:$K$60))","v":1.9802031311051838},50.197968688948166,2,{"$f":"IF(E65403<>\"Serviceable\",E65403,INDEX(Lists!$D$6:$D$8, MATCH(T65403,Lists!$C$6:$C$8,0)))","v":"Limited Life"},{"$f":"INDEX(Lists!$C$12:$C$26, MATCH(H65403, Lists!$B$12:$B$26,0))","v":"HV"}]
[null,135280,1986,"Wood Untreated Dressed","Serviceable","Class 1",0,"lv",900,2023,120,"No",false,10,{"$f":"INDEX(Lists!$B$32:$B$40, MATCH(YEAR(TODAY())-C65479, Lists!$C$32:$C$40,1))","v":"31-40"},286.47889756541161,{"$f":"INDEX(Data!$E$24:$E$47, MATCH(F65479&D65479, Data!$B$24:$B$47,0))","v":1.9964561142097742E-3},{"$f":"SUMPRODUCT((Data!$B$58:$B$60=Model!$F65479)*(Data!$C$57:$K$57=Model!$O65479)*(Data!$C$58:$K$60))","v":3.0038452968326621},89.961547031673376,1,{"$f":"IF(E65479<>\"Serviceable\",E65479,INDEX(Lists!$D$6:$D$8, MATCH(T65479,Lists!$C$6:$C$8,0)))","v":"Serviceable"},{"$f":"INDEX(Lists!$C$12:$C$26, MATCH(H65479, Lists!$B$12:$B$26,0))","v":"LV"}]
[null,135297,1954,"Wood Untreated Round","Serviceable","Class 1",0,"lv",840,2021,110,"No",false,10,{"$f":"INDEX(Lists!$B$32:$B$40, MATCH(YEAR(TODAY())-C65485, Lists!$C$32:$C$40,1))","v":"71-80"},267.38030439438415,{"$f":"INDEX(Data!$E$24:$E$47, MATCH(F65485&D65485, Data!$B$24:$B$47,0))","v":1.9964561142097742E-3},{"$f":"SUMPRODUCT((Data!$B$58:$B$60=Model!$F65485)*(Data!$C$57:$K$57=Model!$O65485)*(Data!$C$58:$K$60))","v":2.0707751244791428},89.292248755208576,1,{"$f":"IF(E65485<>\"Serviceable\",E65485,INDEX(Lists!$D$6:$D$8, MATCH(T65485,Lists!$C$6:$C$8,0)))","v":"Serviceable"},{"$f":"INDEX(Lists!$C$12:$C$26, MATCH(H65485, Lists!$B$12:$B$26,0))","v":"LV"}]
[null,135577,1979,"Wood Creos Impregnated","Serviceable","Class 2",0,"lv",970,2020,80,"No",false,10,{"$f":"INDEX(Lists!$B$32:$B$40, MATCH(YEAR(TODAY())-C65578, Lists!$C$32:$C$40,1))","v":"41-50"},308.76058959827697,{"$f":"INDEX(Data!$E$24:$E$47, MATCH(F65578&D65578, Data!$B$24:$B$47,0))","v":1.6118836915297091E-3},{"$f":"SUMPRODUCT((Data!$B$58:$B$60=Model!$F65578)*(Data!$C$57:$K$57=Model!$O65578)*(Data!$C$58:$K$60))","v":3.126815166746074},48.731848332539258,2,{"$f":"IF(E65578<>\"Serviceable\",E65578,INDEX(Lists!$D$6:$D$8, MATCH(T65578,Lists!$C$6:$C$8,0)))","v":"Limited Life"},{"$f":"INDEX(Lists!$C$12:$C$26, MATCH(H65578, Lists!$B$12:$B$26,0))","v":"LV"}]
[null,135648,1966,"Wood Creos Impregnated","Serviceable","Class 3",0,"lv/hv",1120,2023,90,"No",false,10,{"$f":"INDEX(Lists!$B$32:$B$40, MATCH(YEAR(TODAY())-C65599, Lists!$C$32:$C$40,1))","v":"51-60"},356.50707252584556,{"$f":"INDEX(Data!$E$24:$E$47, MATCH(F65599&D65599, Data!$B$24:$B$47,0))","v":1.0684339161496522E-3},{"$f":"SUMPRODUCT((Data!$B$58:$B$60=Model!$F65599)*(Data!$C$57:$K$57=Model!$O65599)*(Data!$C$58:$K$60))","v":2.6564859251595059},63.43514074840494,2,{"$f":"IF(E65599<>\"Serviceable\",E65599,INDEX(Lists!$D$6:$D$8, MATCH(T65599,Lists!$C$6:$C$8,0)))","v":"Limited Life"},{"$f":"INDEX(Lists!$C$12:$C$26, MATCH(H65599, Lists!$B$12:$B$26,0))","v":"HV"}]
[null,135918,1979,"Wood Creos Impregnated","Serviceable","Class 2",0,"lv",990,2022,110,"No",false,10,{"$f":"INDEX(Lists!$B$32:$B$40, MATCH(YEAR(TODAY())-C65680, Lists!$C$32:$C$40,1))","v":"41-50"},315.1267873219528,{"$f":"INDEX(Data!$E$24:$E$47, MATCH(F65680&D65680, Data!$B$24:$B$47,0))","v":1.6118836915297091E-3},{"$f":"SUMPRODUCT((Data!$B$58:$B$60=Model!$F65680)*(Data!$C$57:$K$57=Model!$O65680)*(Data!$C$58:$K$60))","v":3.126815166746074},78.731848332539258,1,{"$f":"IF(E65680<>\"Serviceable\",E65680,INDEX(Lists!$D$6:$D$8, MATCH(T65680,Lists!$C$6:$C$8,0)))","v":"Serviceable"},{"$f":"INDEX(Lists!$C$12:$C$26, MATCH(H65680, Lists!$B$12:$B$26,0))","v":"LV"}]
[null,136258,1966,"Wood Creos Impregnated","Serviceable","Class 3",0,"lv/hv",1240,2019,90,"No",false,10,{"$f":"INDEX(Lists!$B$32:$B$40, MATCH(YEAR(TODAY())-C65753, Lists!$C$32:$C$40,1))","v":"51-60"},394.70425886790042,{"$f":"INDEX(Data!$E$24:$E$47, MATCH(F65753&D65753, Data!$B$24:$B$47,0))","v":1.0684339161496522E-3},{"$f":"SUMPRODUCT((Data!$B$58:$B$60=Model!$F65753)*(Data!$C$57:$K$57=Model!$O65753)*(Data!$C$58:$K$60))","v":2.6564859251595059},63.43514074840494,2,{"$f":"IF(E65753<>\"Serviceable\",E65753,INDEX(Lists!$D$6:$D$8, MATCH(T65753,Lists!$C$6:$C$8,0)))","v":"Limited Life"},{"$f":"INDEX(Lists!$C$12:$C$26, MATCH(H65753, Lists!$B$12:$B$26,0))","v":"HV"}]
[null,136331,1984,"Wood Untreated Dressed","Serviceable","Class 1",0,"lv/hv",880,2023,120,"No",false,10,{"$f":"INDEX(Lists!$B$32:$B$40, MATCH(YEAR(TODAY())-C65774, Lists!$C$32:$C$40,1))","v":"41-50"},280.11269984173578,{"$f":"INDEX(Data!$E$24:$E$47, MATCH(F65774&D65774, Data!$B$24:$B$47,0))","v":1.9964561142097742E-3},{"$f":"SUMPRODUCT((Data!$B$58:$B$60=Model!$F65774)*(Data!$C$57:$K$57=Model!$O65774)*(Data!$C$58:$K$60))","v":1.7977578417715214},102.02242158228478,1,{"$f":"IF(E65774<>\"Serviceable\",E65774,INDEX(Lists!$D$6:$D$8, MATCH(T65774,Lists!$C$6:$C$8,0)))","v":"Serviceable"},{"$f":"INDEX(Lists!$C$12:$C$26, MATCH(H65774, Lists!$B$12:$B$26,0))","v":"HV"}]
[null,136558,1982,"Wood Untreated Dressed","Serviceable","Class 1",0,"lv/hv",1050,2019,150,"No",false,10,{"$f":"INDEX(Lists!$B$32:$B$40, MATCH(YEAR(TODAY())-C65821, Lists!$C$32:$C$40,1))","v":"41-50"},334.22538049298021,{"$f":"INDEX(Data!$E$24:$E$47, MATCH(F65821&D65821, Data!$B$24:$B$47,0))","v":1.9964561142097742E-3},{"$f":"SUMPRODUCT((Data!$B$58:$B$60=Model!$F65821)*(Data!$C$57:$K$57=Model!$O65821)*(Data!$C$58:$K$60))","v":1.7977578417715214},132.02242158228478,1,{"$f":"IF(E65821<>\"Serviceable\",E65821,INDEX(Lists!$D$6:$D$8, MATCH(T65821,Lists!$C$6:$C$8,0)))","v":"Serviceable"},{"$f":"INDEX(Lists!$C$12:$C$26, MATCH(H65821, Lists!$B$12:$B$26,0))","v":"HV"}]
[null,136909,1981,"Wood Creos Impregnated","Serviceable","Class 3",0,"lv/hv",1410,2019,90,"No",false,10,{"$f":"INDEX(Lists!$B$32:$B$40, MATCH(YEAR(TODAY())-C65899, Lists!$C$32:$C$40,1))","v":"41-50"},448.81693951914485,{"$f":"INDEX(Data!$E$24:$E$47, MATCH(F65899&D65899, Data!$B$24:$B$47,0))","v":1.0684339161496522E-3},{"$f":"SUMPRODUCT((Data!$B$58:$B$60=Model!$F65899)*(Data!$C$57:$K$57=Model!$O65899)*(Data!$C$58:$K$60))","v":3.2595928155551883},57.404071844448119,2,{"$f":"IF(E65899<>\"Serviceable\",E65899,INDEX(Lists!$D$6:$D$8, MATCH(T65899,Lists!$C$6:$C$8,0)))","v":"Limited Life"},{"$f":"INDEX(Lists!$C$12:$C$26, MATCH(H65899, Lists!$B$12:$B$26,0))","v":"HV"}]
[null,137089,1975,"Wood Untreated Round","Serviceable","Class 1",0,"lv",740,2019,100,"No",false,10,{"$f":"INDEX(Lists!$B$32:$B$40, MATCH(YEAR(TODAY())-C65949, Lists!$C$32:$C$40,1))","v":"41-50"},235.5493157760051,{"$f":"INDEX(Data!$E$24:$E$47, MATCH(F65949&D65949, Data!$B$24:$B$47,0))","v":1.9964561142097742E-3},{"$f":"SUMPRODUCT((Data!$B$58:$B$60=Model!$F65949)*(Data!$C$57:$K$57=Model!$O65949)*(Data!$C$58:$K$60))","v":1.7977578417715214},82.022421582284778,1,{"$f":"IF(E65949<>\"Serviceable\",E65949,INDEX(Lists!$D$6:$D$8, MATCH(T65949,Lists!$C$6:$C$8,0)))","v":"Serviceable"},{"$f":"INDEX(Lists!$C$12:$C$26, MATCH(H65949, Lists!$B$12:$B$26,0))","v":"LV"}]
[null,137353,1974,"Wood Creos Impregnated","Serviceable","Class 3",0,"lv/hv",1060,2019,90,"No",false,10,{"$f":"INDEX(Lists!$B$32:$B$40, MATCH(YEAR(TODAY())-C66016, Lists!$C$32:$C$40,1))","v":"51-60"},337.4084793548181,{"$f":"INDEX(Data!$E$24:$E$47, MATCH(F66016&D66016, Data!$B$24:$B$47,0))","v":1.0684339161496522E-3},{"$f":"SUMPRODUCT((Data!$B$58:$B$60=Model!$F66016)*(Data!$C$57:$K$57=Model!$O66016)*(Data!$C$58:$K$60))","v":2.6564859251595059},63.43514074840494,2,{"$f":"IF(E66016<>\"Serviceable\",E66016,INDEX(Lists!$D$6:$D$8, MATCH(T66016,Lists!$C$6:$C$8,0)))","v":"Limited Life"},{"$f":"INDEX(Lists!$C$12:$C$26, MATCH(H66016, Lists!$B$12:$B$26,0))","v":"HV"}]
[null,137689,1978,"Wood Creos Impregnated","Serviceable","Class 3",0,"lv/future hv",1120,2019,120,"No",false,10,{"$f":"INDEX(Lists!$B$32:$B$40, MATCH(YEAR(TODAY())-C66074, Lists!$C$32:$C$40,1))","v":"41-50"},356.50707252584556,{"$f":"INDEX(Data!$E$24:$E$47, MATCH(F66074&D66074, Data!$B$24:$B$47,0))","v":1.0684339161496522E-3},{"$f":"SUMPRODUCT((Data!$B$58:$B$60=Model!$F66074)*(Data!$C$57:$K$57=Model!$O66074)*(Data!$C$58:$K$60))","v":3.2595928155551883},87.404071844448112,1,{"$f":"IF(E66074<>\"Serviceable\",E66074,INDEX(Lists!$D$6:$D$8, MATCH(T66074,Lists!$C$6:$C$8,0)))","v":"Serviceable"},{"$f":"INDEX(Lists!$C$12:$C$26, MATCH(H66074, Lists!$B$12:$B$26,0))","v":"LV"}]
[null,137898,1961,"Wood Creos Impregnated","Serviceable","Class 3",0,"stay",1180,2019,100,"No",false,10,{"$f":"INDEX(Lists!$B$32:$B$40, MATCH(YEAR(TODAY())-C66124, Lists!$C$32:$C$40,1))","v":"61-70"},375.60566569687302,{"$f":"INDEX(Data!$E$24:$E$47, MATCH(F66124&D66124, Data!$B$24:$B$47,0))","v":1.0684339161496522E-3},{"$f":"SUMPRODUCT((Data!$B$58:$B$60=Model!$F66124)*(Data!$C$57:$K$57=Model!$O66124)*(Data!$C$58:$K$60))","v":1.9802031311051838},80.197968688948166,1,{"$f":"IF(E66124<>\"Serviceable\",E66124,INDEX(Lists!$D$6:$D$8, MATCH(T66124,Lists!$C$6:$C$8,0)))","v":"Serviceable"},{"$f":"INDEX(Lists!$C$12:$C$26, MATCH(H66124, Lists!$B$12:$B$26,0))","v":"LV"}]
[null,138313,1966,"Wood Creos Impregnated","Serviceable","Class 3",0,"lv",950,2022,100,"Yes",false,9,{"$f":"INDEX(Lists!$B$32:$B$40, MATCH(YEAR(TODAY())-C66179, Lists!$C$32:$C$40,1))","v":"51-60"},302.39439187460113,{"$f":"INDEX(Data!$E$24:$E$47, MATCH(F66179&D66179, Data!$B$24:$B$47,0))","v":1.0684339161496522E-3},{"$f":"SUMPRODUCT((Data!$B$58:$B$60=Model!$F66179)*(Data!$C$57:$K$57=Model!$O66179)*(Data!$C$58:$K$60))","v":2.6564859251595059},76.091626673564448,1,{"$f":"IF(E66179<>\"Serviceable\",E66179,INDEX(Lists!$D$6:$D$8, MATCH(T66179,Lists!$C$6:$C$8,0)))","v":"Serviceable"},{"$f":"INDEX(Lists!$C$12:$C$26, MATCH(H66179, Lists!$B$12:$B$26,0))","v":"LV"}]
[null,138662,1970,"Wood Creos Impregnated","Serviceable","Class 3",0,"lv",1020,2019,70,"No",{"$f":"IF(G66249=0,FALSE,TRUE)","v":false},10,{"$f":"INDEX(Lists!$B$32:$B$40, MATCH(YEAR(TODAY())-C66249, Lists!$C$32:$C$40,1))","v":"51-60"},{"$f":"I66249/PI()","v":324.67608390746648},{"$f":"INDEX(Data!$E$24:$E$47, MATCH(F66249&D66249, Data!$B$24:$B$47,0))","v":1.0684339161496522E-3},{"$f":"SUMPRODUCT((Data!$B$58:$B$60=Model!$F66249)*(Data!$C$57:$K$57=Model!$O66249)*(Data!$C$58:$K$60))","v":2.6564859251595059},43.43514074840494,2,{"$f":"IF(E66249<>\"Serviceable\",E66249,INDEX(Lists!$D$6:$D$8, MATCH(T66249,Lists!$C$6:$C$8,0)))","v":"Limited Life"},{"$f":"INDEX(Lists!$C$12:$C$26, MATCH(H66249, Lists!$B$12:$B$26,0))","v":"LV"}]
[null,139123,1967,"Wood Creos Impregnated","Serviceable","Class 3",0,"lv",980,2019,80,"No",false,10,{"$f":"INDEX(Lists!$B$32:$B$40, MATCH(YEAR(TODAY())-C66299, Lists!$C$32:$C$40,1))","v":"51-60"},311.94368846011486,{"$f":"INDEX(Data!$E$24:$E$47, MATCH(F66299&D66299, Data!$B$24:$B$47,0))","v":1.0684339161496522E-3},{"$f":"SUMPRODUCT((Data!$B$58:$B$60=Model!$F66299)*(Data!$C$57:$K$57=Model!$O66299)*(Data!$C$58:$K$60))","v":2.6564859251595059},53.43514074840494,2,{"$f":"IF(E66299<>\"Serviceable\",E66299,INDEX(Lists!$D$6:$D$8, MATCH(T66299,Lists!$C$6:$C$8,0)))","v":"Limited Life"},{"$f":"INDEX(Lists!$C$12:$C$26, MATCH(H66299, Lists!$B$12:$B$26,0))","v":"LV"}]
[null,139262,1955,"Wood Untreated Round","Serviceable","Class 2",0,"lv",740,2019,100,"No",false,10,{"$f":"INDEX(Lists!$B$32:$B$40, MATCH(YEAR(TODAY())-C66320, Lists!$C$32:$C$40,1))","v":"61-70"},235.5493157760051,{"$f":"INDEX(Data!$E$24:$E$47, MATCH(F66320&D66320, Data!$B$24:$B$47,0))","v":2.1997700016428453E-3},{"$f":"SUMPRODUCT((Data!$B$58:$B$60=Model!$F66320)*(Data!$C$57:$K$57=Model!$O66320)*(Data!$C$58:$K$60))","v":2.227481027604485},77.725189723955154,1,{"$f":"IF(E66320<>\"Serviceable\",E66320,INDEX(Lists!$D$6:$D$8, MATCH(T66320,Lists!$C$6:$C$8,0)))","v":"Serviceable"},{"$f":"INDEX(Lists!$C$12:$C$26, MATCH(H66320, Lists!$B$12:$B$26,0))","v":"LV"}]
[null,139616,1982,"Wood Creos Impregnated","Serviceable","Class 3",0,"hv/sub-transmission",1025,2020,100,"No",false,10,{"$f":"INDEX(Lists!$B$32:$B$40, MATCH(YEAR(TODAY())-C66369, Lists!$C$32:$C$40,1))","v":"41-50"},326.26763333838545,{"$f":"INDEX(Data!$E$24:$E$47, MATCH(F66369&D66369, Data!$B$24:$B$47,0))","v":1.0684339161496522E-3},{"$f":"SUMPRODUCT((Data!$B$58:$B$60=Model!$F66369)*(Data!$C$57:$K$57=Model!$O66369)*(Data!$C$58:$K$60))","v":3.2595928155551883},67.404071844448112,2,{"$f":"IF(E66369<>\"Serviceable\",E66369,INDEX(Lists!$D$6:$D$8, MATCH(T66369,Lists!$C$6:$C$8,0)))","v":"Limited Life"},{"$f":"INDEX(Lists!$C$12:$C$26, MATCH(H66369, Lists!$B$12:$B$26,0))","v":"Sub-T"}]
[null,139893,1969,"Wood Creos Impregnated","Serviceable","Class 3",0,"lv/hv",850,2018,90,"No",false,15,{"$f":"INDEX(Lists!$B$32:$B$40, MATCH(YEAR(TODAY())-C66419, Lists!$C$32:$C$40,1))","v":"51-60"},270.5634032562221,{"$f":"INDEX(Data!$E$24:$E$47, MATCH(F66419&D66419, Data!$B$24:$B$47,0))","v":1.0684339161496522E-3},{"$f":"SUMPRODUCT((Data!$B$58:$B$60=Model!$F66419)*(Data!$C$57:$K$57=Model!$O66419)*(Data!$C$58:$K$60))","v":2.6564859251595059},50.152711122607414,2,{"$f":"IF(E66419<>\"Serviceable\",E66419,INDEX(Lists!$D$6:$D$8, MATCH(T66419,Lists!$C$6:$C$8,0)))","v":"Limited Life"},{"$f":"INDEX(Lists!$C$12:$C$26, MATCH(H66419, Lists!$B$12:$B$26,0))","v":"HV"}]
[null,140307,1984,"Wood Creos Impregnated","Serviceable","Class 3",0,"hv/sub-transmission",1170,2020,90,"No",false,10,{"$f":"INDEX(Lists!$B$32:$B$40, MATCH(YEAR(TODAY())-C66515, Lists!$C$32:$C$40,1))","v":"41-50"},372.42256683503513,{"$f":"INDEX(Data!$E$24:$E$47, MATCH(F66515&D66515, Data!$B$24:$B$47,0))","v":1.0684339161496522E-3},{"$f":"SUMPRODUCT((Data!$B$58:$B$60=Model!$F66515)*(Data!$C$57:$K$57=Model!$O66515)*(Data!$C$58:$K$60))","v":3.2595928155551883},57.404071844448119,2,{"$f":"IF(E66515<>\"Serviceable\",E66515,INDEX(Lists!$D$6:$D$8, MATCH(T66515,Lists!$C$6:$C$8,0)))","v":"Limited Life"},{"$f":"INDEX(Lists!$C$12:$C$26, MATCH(H66515, Lists!$B$12:$B$26,0))","v":"Sub-T"}]
[null,140393,1974,"Wood Creos Impregnated","Serviceable","Class 1",0,"lv",730,2018,100,"No",false,15,{"$f":"INDEX(Lists!$B$32:$B$40, MATCH(YEAR(TODAY())-C66544, Lists!$C$32:$C$40,1))","v":"51-60"},232.36621691416721,{"$f":"INDEX(Data!$E$24:$E$47, MATCH(F66544&D66544, Data!$B$24:$B$47,0))","v":9.9474993092014377E-4},{"$f":"SUMPRODUCT((Data!$B$58:$B$60=Model!$F66544)*(Data!$C$57:$K$57=Model!$O66544)*(Data!$C$58:$K$60))","v":1.3557210085184006},79.664184872223984,1,{"$f":"IF(E66544<>\"Serviceable\",E66544,INDEX(Lists!$D$6:$D$8, MATCH(T66544,Lists!$C$6:$C$8,0)))","v":"Serviceable"},{"$f":"INDEX(Lists!$C$12:$C$26, MATCH(H66544, Lists!$B$12:$B$26,0))","v":"LV"}]
[null,140690,1984,"Wood Creos Impregnated","Serviceable","Class 1",0,"hv",1090,2020,120,"No",false,10,{"$f":"INDEX(Lists!$B$32:$B$40, MATCH(YEAR(TODAY())-C66620, Lists!$C$32:$C$40,1))","v":"41-50"},346.95777594033183,{"$f":"INDEX(Data!$E$24:$E$47, MATCH(F66620&D66620, Data!$B$24:$B$47,0))","v":9.9474993092014377E-4},{"$f":"SUMPRODUCT((Data!$B$58:$B$60=Model!$F66620)*(Data!$C$57:$K$57=Model!$O66620)*(Data!$C$58:$K$60))","v":1.7977578417715214},102.02242158228478,1,{"$f":"IF(E66620<>\"Serviceable\",E66620,INDEX(Lists!$D$6:$D$8, MATCH(T66620,Lists!$C$6:$C$8,0)))","v":"Serviceable"},{"$f":"INDEX(Lists!$C$12:$C$26, MATCH(H66620, Lists!$B$12:$B$26,0))","v":"HV"}]
[null,140966,1976,"Wood Creos Impregnated","Serviceable","Class 3",0,"lv/hv",1020,2019,100,"No",false,10,{"$f":"INDEX(Lists!$B$32:$B$40, MATCH(YEAR(TODAY())-C66670, Lists!$C$32:$C$40,1))","v":"41-50"},324.67608390746648,{"$f":"INDEX(Data!$E$24:$E$47, MATCH(F66670&D66670, Data!$B$24:$B$47,0))","v":1.0684339161496522E-3},{"$f":"SUMPRODUCT((Data!$B$58:$B$60=Model!$F66670)*(Data!$C$57:$K$57=Model!$O66670)*(Data!$C$58:$K$60))","v":3.2595928155551883},67.404071844448112,2,{"$f":"IF(E66670<>\"Serviceable\",E66670,INDEX(Lists!$D$6:$D$8, MATCH(T66670,Lists!$C$6:$C$8,0)))","v":"Limited Life"},{"$f":"INDEX(Lists!$C$12:$C$26, MATCH(H66670, Lists!$B$12:$B$26,0))","v":"HV"}]
[null,141346,1988,"Wood Untreated Dressed","Serviceable","Class 1",0,"lv/hv",1100,2019,120,"No",false,10,{"$f":"INDEX(Lists!$B$32:$B$40, MATCH(YEAR(TODAY())-C66732, Lists!$C$32:$C$40,1))","v":"31-40"},350.14087480216978,{"$f":"INDEX(Data!$E$24:$E$47, MATCH(F66732&D66732, Data!$B$24:$B$47,0))","v":1.9964561142097742E-3},{"$f":"SUMPRODUCT((Data!$B$58:$B$60=Model!$F66732)*(Data!$C$57:$K$57=Model!$O66732)*(Data!$C$58:$K$60))","v":3.0038452968326621},89.961547031673376,1,{"$f":"IF(E66732<>\"Serviceable\",E66732,INDEX(Lists!$D$6:$D$8, MATCH(T66732,Lists!$C$6:$C$8,0)))","v":"Serviceable"},{"$f":"INDEX(Lists!$C$12:$C$26, MATCH(H66732, Lists!$B$12:$B$26,0))","v":"HV"}]
[null,141558,1982,"Wood Untreated Dressed","Serviceable","Class 1",0,"lv",720,2019,100,"No",false,10,{"$f":"INDEX(Lists!$B$32:$B$40, MATCH(YEAR(TODAY())-C66795, Lists!$C$32:$C$40,1))","v":"41-50"},229.18311805232929,{"$f":"INDEX(Data!$E$24:$E$47, MATCH(F66795&D66795, Data!$B$24:$B$47,0))","v":1.9964561142097742E-3},{"$f":"SUMPRODUCT((Data!$B$58:$B$60=Model!$F66795)*(Data!$C$57:$K$57=Model!$O66795)*(Data!$C$58:$K$60))","v":1.7977578417715214},82.022421582284778,1,{"$f":"IF(E66795<>\"Serviceable\",E66795,INDEX(Lists!$D$6:$D$8, MATCH(T66795,Lists!$C$6:$C$8,0)))","v":"Serviceable"},{"$f":"INDEX(Lists!$C$12:$C$26, MATCH(H66795, Lists!$B$12:$B$26,0))","v":"LV"}]
[null,141780,1962,"Wood Creos Impregnated","Serviceable","Class 3",0,"lv",1080,2020,80,"No",false,10,{"$f":"INDEX(Lists!$B$32:$B$40, MATCH(YEAR(TODAY())-C66845, Lists!$C$32:$C$40,1))","v":"61-70"},343.77467707849394,{"$f":"INDEX(Data!$E$24:$E$47, MATCH(F66845&D66845, Data!$B$24:$B$47,0))","v":1.0684339161496522E-3},{"$f":"SUMPRODUCT((Data!$B$58:$B$60=Model!$F66845)*(Data!$C$57:$K$57=Model!$O66845)*(Data!$C$58:$K$60))","v":1.9802031311051838},60.197968688948166,2,{"$f":"IF(E66845<>\"Serviceable\",E66845,INDEX(Lists!$D$6:$D$8, MATCH(T66845,Lists!$C$6:$C$8,0)))","v":"Limited Life"},{"$f":"INDEX(Lists!$C$12:$C$26, MATCH(H66845, Lists!$B$12:$B$26,0))","v":"LV"}]
[null,141960,1966,"Wood Creos Impregnated","Serviceable","Class 3",0,"lv/hv",1000,2020,120,"No",false,10,{"$f":"INDEX(Lists!$B$32:$B$40, MATCH(YEAR(TODAY())-C66895, Lists!$C$32:$C$40,1))","v":"51-60"},318.3098861837907,{"$f":"INDEX(Data!$E$24:$E$47, MATCH(F66895&D66895, Data!$B$24:$B$47,0))","v":1.0684339161496522E-3},{"$f":"SUMPRODUCT((Data!$B$58:$B$60=Model!$F66895)*(Data!$C$57:$K$57=Model!$O66895)*(Data!$C$58:$K$60))","v":2.6564859251595059},93.435140748404933,1,{"$f":"IF(E66895<>\"Serviceable\",E66895,INDEX(Lists!$D$6:$D$8, MATCH(T66895,Lists!$C$6:$C$8,0)))","v":"Serviceable"},{"$f":"INDEX(Lists!$C$12:$C$26, MATCH(H66895, Lists!$B$12:$B$26,0))","v":"HV"}]
[null,142044,1975,"Wood Creos Impregnated","Serviceable","Class 1",0,"lv",740,2020,100,"No",false,10,{"$f":"INDEX(Lists!$B$32:$B$40, MATCH(YEAR(TODAY())-C66915, Lists!$C$32:$C$40,1))","v":"41-50"},235.5493157760051,{"$f":"INDEX(Data!$E$24:$E$47, MATCH(F66915&D66915, Data!$B$24:$B$47,0))","v":9.9474993092014377E-4},{"$f":"SUMPRODUCT((Data!$B$58:$B$60=Model!$F66915)*(Data!$C$57:$K$57=Model!$O66915)*(Data!$C$58:$K$60))","v":1.7977578417715214},82.022421582284778,1,{"$f":"IF(E66915<>\"Serviceable\",E66915,INDEX(Lists!$D$6:$D$8, MATCH(T66915,Lists!$C$6:$C$8,0)))","v":"Serviceable"},{"$f":"INDEX(Lists!$C$12:$C$26, MATCH(H66915, Lists!$B$12:$B$26,0))","v":"LV"}]
[null,142232,1962,"Wood Salt Impregnated (Green)","Serviceable","Class 4",0,"lv",930,2023,100,"No",false,10,{"$f":"INDEX(Lists!$B$32:$B$40, MATCH(YEAR(TODAY())-C66965, Lists!$C$32:$C$40,1))","v":"61-70"},296.02819415092534,{"$f":"INDEX(Data!$E$24:$E$47, MATCH(F66965&D66965, Data!$B$24:$B$47,0))","v":{"$error":"#N/A"}},{"$f":"SUMPRODUCT((Data!$B$58:$B$60=Model!$F66965)*(Data!$C$57:$K$57=Model!$O66965)*(Data!$C$58:$K$60))","v":0},100,1,{"$f":"IF(E66965<>\"Serviceable\",E66965,INDEX(Lists!$D$6:$D$8, MATCH(T66965,Lists!$C$6:$C$8,0)))","v":"Serviceable"},{"$f":"INDEX(Lists!$C$12:$C$26, MATCH(H66965, Lists!$B$12:$B$26,0))","v":"LV"}]
[null,142445,1940,"Wood Untreated Dressed","Serviceable","Class 1",0,"lv/hv",1005,2023,100,"No",false,10,{"$f":"INDEX(Lists!$B$32:$B$40, MATCH(YEAR(TODAY())-C67036, Lists!$C$32:$C$40,1))","v":"81-90"},319.90143561470961,{"$f":"INDEX(Data!$E$24:$E$47, MATCH(F67036&D67036, Data!$B$24:$B$47,0))","v":1.9964561142097742E-3},{"$f":"SUMPRODUCT((Data!$B$58:$B$60=Model!$F67036)*(Data!$C$57:$K$57=Model!$O67036)*(Data!$C$58:$K$60))","v":2.8392735823590045},71.607264176409956,1,{"$f":"IF(E67036<>\"Serviceable\",E67036,INDEX(Lists!$D$6:$D$8, MATCH(T67036,Lists!$C$6:$C$8,0)))","v":"Serviceable"},{"$f":"INDEX(Lists!$C$12:$C$26, MATCH(H67036, Lists!$B$12:$B$26,0))","v":"HV"}]
[null,142642,1933,"Wood Untreated Dressed","Limited Life","Class 1",0,"lv",570,2023,100,"No",false,10,{"$f":"INDEX(Lists!$B$32:$B$40, MATCH(YEAR(TODAY())-C67090, Lists!$C$32:$C$40,1))","v":"90+"},181.4366351247607,{"$f":"INDEX(Data!$E$24:$E$47, MATCH(F67090&D67090, Data!$B$24:$B$47,0))","v":1.9964561142097742E-3},{"$f":"SUMPRODUCT((Data!$B$58:$B$60=Model!$F67090)*(Data!$C$57:$K$57=Model!$O67090)*(Data!$C$58:$K$60))","v":1.4835341045333483},85.164658954666521,1,{"$f":"IF(E67090<>\"Serviceable\",E67090,INDEX(Lists!$D$6:$D$8, MATCH(T67090,Lists!$C$6:$C$8,0)))","v":"Limited Life"},{"$f":"INDEX(Lists!$C$12:$C$26, MATCH(H67090, Lists!$B$12:$B$26,0))","v":"LV"}]
[null,142869,1976,"Wood Creos Impregnated","Serviceable","Class 1",0,"lv",723,2022,100,"No",false,10,{"$f":"INDEX(Lists!$B$32:$B$40, MATCH(YEAR(TODAY())-C67140, Lists!$C$32:$C$40,1))","v":"41-50"},230.13804771088067,{"$f":"INDEX(Data!$E$24:$E$47, MATCH(F67140&D67140, Data!$B$24:$B$47,0))","v":9.9474993092014377E-4},{"$f":"SUMPRODUCT((Data!$B$58:$B$60=Model!$F67140)*(Data!$C$57:$K$57=Model!$O67140)*(Data!$C$58:$K$60))","v":1.7977578417715214},82.022421582284778,1,{"$f":"IF(E67140<>\"Serviceable\",E67140,INDEX(Lists!$D$6:$D$8, MATCH(T67140,Lists!$C$6:$C$8,0)))","v":"Serviceable"},{"$f":"INDEX(Lists!$C$12:$C$26, MATCH(H67140, Lists!$B$12:$B$26,0))","v":"LV"}]
[null,143364,1975,"Wood Creos Impregnated","Serviceable","Class 4",0,"lv",900,2023,140,"No",false,10,{"$f":"INDEX(Lists!$B$32:$B$40, MATCH(YEAR(TODAY())-C67231, Lists!$C$32:$C$40,1))","v":"41-50"},286.47889756541161,{"$f":"INDEX(Data!$E$24:$E$47, MATCH(F67231&D67231, Data!$B$24:$B$47,0))","v":{"$error":"#N/A"}},{"$f":"SUMPRODUCT((Data!$B$58:$B$60=Model!$F67231)*(Data!$C$57:$K$57=Model!$O67231)*(Data!$C$58:$K$60))","v":0},140,1,{"$f":"IF(E67231<>\"Serviceable\",E67231,INDEX(Lists!$D$6:$D$8, MATCH(T67231,Lists!$C$6:$C$8,0)))","v":"Serviceable"},{"$f":"INDEX(Lists!$C$12:$C$26, MATCH(H67231, Lists!$B$12:$B$26,0))","v":"LV"}]
[null,143531,1964,"Wood Creos Impregnated","Limited Life","Class 3",0,"lv",970,2023,60,"No",false,10,{"$f":"INDEX(Lists!$B$32:$B$40, MATCH(YEAR(TODAY())-C67265, Lists!$C$32:$C$40,1))","v":"61-70"},308.76058959827697,{"$f":"INDEX(Data!$E$24:$E$47, MATCH(F67265&D67265, Data!$B$24:$B$47,0))","v":1.0684339161496522E-3},{"$f":"SUMPRODUCT((Data!$B$58:$B$60=Model!$F67265)*(Data!$C$57:$K$57=Model!$O67265)*(Data!$C$58:$K$60))","v":1.9802031311051838},40.197968688948166,2,{"$f":"IF(E67265<>\"Serviceable\",E67265,INDEX(Lists!$D$6:$D$8, MATCH(T67265,Lists!$C$6:$C$8,0)))","v":"Limited Life"},{"$f":"INDEX(Lists!$C$12:$C$26, MATCH(H67265, Lists!$B$12:$B$26,0))","v":"LV"}]
[null,143846,1985,"Wood Untreated Dressed","Serviceable","Class 1",0,"lv",1070,2023,100,"No",false,10,{"$f":"INDEX(Lists!$B$32:$B$40, MATCH(YEAR(TODAY())-C67341, Lists!$C$32:$C$40,1))","v":"31-40"},340.59157821665605,{"$f":"INDEX(Data!$E$24:$E$47, MATCH(F67341&D67341, Data!$B$24:$B$47,0))","v":1.9964561142097742E-3},{"$f":"SUMPRODUCT((Data!$B$58:$B$60=Model!$F67341)*(Data!$C$57:$K$57=Model!$O67341)*(Data!$C$58:$K$60))","v":3.0038452968326621},69.961547031673376,1,{"$f":"IF(E67341<>\"Serviceable\",E67341,INDEX(Lists!$D$6:$D$8, MATCH(T67341,Lists!$C$6:$C$8,0)))","v":"Serviceable"},{"$f":"INDEX(Lists!$C$12:$C$26, MATCH(H67341, Lists!$B$12:$B$26,0))","v":"LV"}]
[null,143993,1963,"Wood Creos Impregnated","Serviceable","Class 3",0,"lv/hv",1120,2021,100,"No",false,10,{"$f":"INDEX(Lists!$B$32:$B$40, MATCH(YEAR(TODAY())-C67372, Lists!$C$32:$C$40,1))","v":"61-70"},356.50707252584556,{"$f":"INDEX(Data!$E$24:$E$47, MATCH(F67372&D67372, Data!$B$24:$B$47,0))","v":1.0684339161496522E-3},{"$f":"SUMPRODUCT((Data!$B$58:$B$60=Model!$F67372)*(Data!$C$57:$K$57=Model!$O67372)*(Data!$C$58:$K$60))","v":1.9802031311051838},80.197968688948166,1,{"$f":"IF(E67372<>\"Serviceable\",E67372,INDEX(Lists!$D$6:$D$8, MATCH(T67372,Lists!$C$6:$C$8,0)))","v":"Serviceable"},{"$f":"INDEX(Lists!$C$12:$C$26, MATCH(H67372, Lists!$B$12:$B$26,0))","v":"HV"}]
[null,144266,1964,"Wood Creos Impregnated","Serviceable","Class 3",0,"lv/future hv",942,2023,100,"No",false,10,{"$f":"INDEX(Lists!$B$32:$B$40, MATCH(YEAR(TODAY())-C67440, Lists!$C$32:$C$40,1))","v":"61-70"},299.8479127851308,{"$f":"INDEX(Data!$E$24:$E$47, MATCH(F67440&D67440, Data!$B$24:$B$47,0))","v":1.0684339161496522E-3},{"$f":"SUMPRODUCT((Data!$B$58:$B$60=Model!$F67440)*(Data!$C$57:$K$57=Model!$O67440)*(Data!$C$58:$K$60))","v":1.9802031311051838},80.197968688948166,1,{"$f":"IF(E67440<>\"Serviceable\",E67440,INDEX(Lists!$D$6:$D$8, MATCH(T67440,Lists!$C$6:$C$8,0)))","v":"Serviceable"},{"$f":"INDEX(Lists!$C$12:$C$26, MATCH(H67440, Lists!$B$12:$B$26,0))","v":"LV"}]
[null,144360,1955,"Wood Creos Impregnated","Serviceable","Class 1",0,"lv",780,2023,100,"No",false,10,{"$f":"INDEX(Lists!$B$32:$B$40, MATCH(YEAR(TODAY())-C67461, Lists!$C$32:$C$40,1))","v":"61-70"},248.28171122335672,{"$f":"INDEX(Data!$E$24:$E$47, MATCH(F67461&D67461, Data!$B$24:$B$47,0))","v":9.9474993092014377E-4},{"$f":"SUMPRODUCT((Data!$B$58:$B$60=Model!$F67461)*(Data!$C$57:$K$57=Model!$O67461)*(Data!$C$58:$K$60))","v":2.3795837981601728},76.204162018398279,1,{"$f":"IF(E67461<>\"Serviceable\",E67461,INDEX(Lists!$D$6:$D$8, MATCH(T67461,Lists!$C$6:$C$8,0)))","v":"Serviceable"},{"$f":"INDEX(Lists!$C$12:$C$26, MATCH(H67461, Lists!$B$12:$B$26,0))","v":"LV"}]
[null,144548,1941,"Wood Untreated Round","Serviceable","Class 1",0,"lv/hv",1010,2023,90,"No",false,10,{"$f":"INDEX(Lists!$B$32:$B$40, MATCH(YEAR(TODAY())-C67513, Lists!$C$32:$C$40,1))","v":"81-90"},321.49298504562859,{"$f":"INDEX(Data!$E$24:$E$47, MATCH(F67513&D67513, Data!$B$24:$B$47,0))","v":1.9964561142097742E-3},{"$f":"SUMPRODUCT((Data!$B$58:$B$60=Model!$F67513)*(Data!$C$57:$K$57=Model!$O67513)*(Data!$C$58:$K$60))","v":2.8392735823590045},61.607264176409956,1,{"$f":"IF(E67513<>\"Serviceable\",E67513,INDEX(Lists!$D$6:$D$8, MATCH(T67513,Lists!$C$6:$C$8,0)))","v":"Serviceable"},{"$f":"INDEX(Lists!$C$12:$C$26, MATCH(H67513, Lists!$B$12:$B$26,0))","v":"HV"}]
[null,145184,1979,"Wood Untreated Dressed","Serviceable","Class 1",0,"lv",1000,2023,100,"No",false,10,{"$f":"INDEX(Lists!$B$32:$B$40, MATCH(YEAR(TODAY())-C67615, Lists!$C$32:$C$40,1))","v":"41-50"},318.3098861837907,{"$f":"INDEX(Data!$E$24:$E$47, MATCH(F67615&D67615, Data!$B$24:$B$47,0))","v":1.9964561142097742E-3},{"$f":"SUMPRODUCT((Data!$B$58:$B$60=Model!$F67615)*(Data!$C$57:$K$57=Model!$O67615)*(Data!$C$58:$K$60))","v":1.7977578417715214},82.022421582284778,1,{"$f":"IF(E67615<>\"Serviceable\",E67615,INDEX(Lists!$D$6:$D$8, MATCH(T67615,Lists!$C$6:$C$8,0)))","v":"Serviceable"},{"$f":"INDEX(Lists!$C$12:$C$26, MATCH(H67615, Lists!$B$12:$B$26,0))","v":"LV"}]
[null,145277,1965,"Wood Creos Impregnated","Serviceable","Class 3",0,"lv",900,2023,90,"No",false,10,{"$f":"INDEX(Lists!$B$32:$B$40, MATCH(YEAR(TODAY())-C67636, Lists!$C$32:$C$40,1))","v":"51-60"},286.47889756541161,{"$f":"INDEX(Data!$E$24:$E$47, MATCH(F67636&D67636, Data!$B$24:$B$47,0))","v":1.0684339161496522E-3},{"$f":"SUMPRODUCT((Data!$B$58:$B$60=Model!$F67636)*(Data!$C$57:$K$57=Model!$O67636)*(Data!$C$58:$K$60))","v":2.6564859251595059},63.43514074840494,2,{"$f":"IF(E67636<>\"Serviceable\",E67636,INDEX(Lists!$D$6:$D$8, MATCH(T67636,Lists!$C$6:$C$8,0)))","v":"Limited Life"},{"$f":"INDEX(Lists!$C$12:$C$26, MATCH(H67636, Lists!$B$12:$B$26,0))","v":"LV"}]
[null,146261,1980,"Wood Creos Impregnated","Serviceable","Class 3",0,"lv",770,2020,100,"No",false,10,{"$f":"INDEX(Lists!$B$32:$B$40, MATCH(YEAR(TODAY())-C67708, Lists!$C$32:$C$40,1))","v":"41-50"},245.09861236151883,{"$f":"INDEX(Data!$E$24:$E$47, MATCH(F67708&D67708, Data!$B$24:$B$47,0))","v":1.0684339161496522E-3},{"$f":"SUMPRODUCT((Data!$B$58:$B$60=Model!$F67708)*(Data!$C$57:$K$57=Model!$O67708)*(Data!$C$58:$K$60))","v":3.2595928155551883},67.404071844448112,2,{"$f":"IF(E67708<>\"Serviceable\",E67708,INDEX(Lists!$D$6:$D$8, MATCH(T67708,Lists!$C$6:$C$8,0)))","v":"Limited Life"},{"$f":"INDEX(Lists!$C$12:$C$26, MATCH(H67708, Lists!$B$12:$B$26,0))","v":"LV"}]
[null,146548,1983,"Wood Creos Impregnated","Serviceable","Class 3",0,"lv",880,2019,100,"No",false,10,{"$f":"INDEX(Lists!$B$32:$B$40, MATCH(YEAR(TODAY())-C67761, Lists!$C$32:$C$40,1))","v":"41-50"},280.11269984173578,{"$f":"INDEX(Data!$E$24:$E$47, MATCH(F67761&D67761, Data!$B$24:$B$47,0))","v":1.0684339161496522E-3},{"$f":"SUMPRODUCT((Data!$B$58:$B$60=Model!$F67761)*(Data!$C$57:$K$57=Model!$O67761)*(Data!$C$58:$K$60))","v":3.2595928155551883},67.404071844448112,2,{"$f":"IF(E67761<>\"Serviceable\",E67761,INDEX(Lists!$D$6:$D$8, MATCH(T67761,Lists!$C$6:$C$8,0)))","v":"Limited Life"},{"$f":"INDEX(Lists!$C$12:$C$26, MATCH(H67761, Lists!$B$12:$B$26,0))","v":"LV"}]
[null,146738,1985,"Wood Creos Impregnated","Serviceable","Class 3",0,"lv/hv",980,2019,100,"No",false,10,{"$f":"INDEX(Lists!$B$32:$B$40, MATCH(YEAR(TODAY())-C67811, Lists!$C$32:$C$40,1))","v":"31-40"},311.94368846011486,{"$f":"INDEX(Data!$E$24:$E$47, MATCH(F67811&D67811, Data!$B$24:$B$47,0))","v":1.0684339161496522E-3},{"$f":"SUMPRODUCT((Data!$B$58:$B$60=Model!$F67811)*(Data!$C$57:$K$57=Model!$O67811)*(Data!$C$58:$K$60))","v":3.6307860245411354},63.692139754588645,2,{"$f":"IF(E67811<>\"Serviceable\",E67811,INDEX(Lists!$D$6:$D$8, MATCH(T67811,Lists!$C$6:$C$8,0)))","v":"Limited Life"},{"$f":"INDEX(Lists!$C$12:$C$26, MATCH(H67811, Lists!$B$12:$B$26,0))","v":"HV"}]
[null,146884,1986,"Wood Untreated Dressed","Serviceable","Class 1",0,"lv",1030,2019,100,"No",false,10,{"$f":"INDEX(Lists!$B$32:$B$40, MATCH(YEAR(TODAY())-C67861, Lists!$C$32:$C$40,1))","v":"31-40"},327.85918276930443,{"$f":"INDEX(Data!$E$24:$E$47, MATCH(F67861&D67861, Data!$B$24:$B$47,0))","v":1.9964561142097742E-3},{"$f":"SUMPRODUCT((Data!$B$58:$B$60=Model!$F67861)*(Data!$C$57:$K$57=Model!$O67861)*(Data!$C$58:$K$60))","v":3.0038452968326621},69.961547031673376,1,{"$f":"IF(E67861<>\"Serviceable\",E67861,INDEX(Lists!$D$6:$D$8, MATCH(T67861,Lists!$C$6:$C$8,0)))","v":"Serviceable"},{"$f":"INDEX(Lists!$C$12:$C$26, MATCH(H67861, Lists!$B$12:$B$26,0))","v":"LV"}]
[null,147071,1970,"Wood Creos Impregnated","Serviceable","Class 3",0,"sub-transmission",1390,2019,120,"No",false,10,{"$f":"INDEX(Lists!$B$32:$B$40, MATCH(YEAR(TODAY())-C67893, Lists!$C$32:$C$40,1))","v":"51-60"},442.45074179546907,{"$f":"INDEX(Data!$E$24:$E$47, MATCH(F67893&D67893, Data!$B$24:$B$47,0))","v":1.0684339161496522E-3},{"$f":"SUMPRODUCT((Data!$B$58:$B$60=Model!$F67893)*(Data!$C$57:$K$57=Model!$O67893)*(Data!$C$58:$K$60))","v":2.6564859251595059},93.435140748404933,1,{"$f":"IF(E67893<>\"Serviceable\",E67893,INDEX(Lists!$D$6:$D$8, MATCH(T67893,Lists!$C$6:$C$8,0)))","v":"Serviceable"},{"$f":"INDEX(Lists!$C$12:$C$26, MATCH(H67893, Lists!$B$12:$B$26,0))","v":"Sub-T"}]
[null,148216,1975,"Wood Creos Impregnated","Serviceable","Class 1",0,"lv/hv",1090,2023,100,"Yes",false,9,{"$f":"INDEX(Lists!$B$32:$B$40, MATCH(YEAR(TODAY())-C67986, Lists!$C$32:$C$40,1))","v":"41-50"},346.95777594033183,{"$f":"INDEX(Data!$E$24:$E$47, MATCH(F67986&D67986, Data!$B$24:$B$47,0))","v":9.9474993092014377E-4},{"$f":"SUMPRODUCT((Data!$B$58:$B$60=Model!$F67986)*(Data!$C$57:$K$57=Model!$O67986)*(Data!$C$58:$K$60))","v":1.7977578417715214},83.820179424056306,1,{"$f":"IF(E67986<>\"Serviceable\",E67986,INDEX(Lists!$D$6:$D$8, MATCH(T67986,Lists!$C$6:$C$8,0)))","v":"Serviceable"},{"$f":"INDEX(Lists!$C$12:$C$26, MATCH(H67986, Lists!$B$12:$B$26,0))","v":"HV"}]
[null,148288,1995,"Wood Untreated Dressed","Serviceable","Class 1",0,"lv/hv/sub-transmission",1200,2020,100,"No",false,10,{"$f":"INDEX(Lists!$B$32:$B$40, MATCH(YEAR(TODAY())-C68007, Lists!$C$32:$C$40,1))","v":"21-30"},381.9718634205488,{"$f":"INDEX(Data!$E$24:$E$47, MATCH(F68007&D68007, Data!$B$24:$B$47,0))","v":1.9964561142097742E-3},{"$f":"SUMPRODUCT((Data!$B$58:$B$60=Model!$F68007)*(Data!$C$57:$K$57=Model!$O68007)*(Data!$C$58:$K$60))","v":2.1651652228345815},78.34834777165419,1,{"$f":"IF(E68007<>\"Serviceable\",E68007,INDEX(Lists!$D$6:$D$8, MATCH(T68007,Lists!$C$6:$C$8,0)))","v":"Serviceable"},{"$f":"INDEX(Lists!$C$12:$C$26, MATCH(H68007, Lists!$B$12:$B$26,0))","v":"Sub-T"}]
[null,149013,1985,"Wood Untreated Dressed","Serviceable","Class 1",0,"lv/future hv",1080,2020,130,"No",false,10,{"$f":"INDEX(Lists!$B$32:$B$40, MATCH(YEAR(TODAY())-C68088, Lists!$C$32:$C$40,1))","v":"31-40"},343.77467707849394,{"$f":"INDEX(Data!$E$24:$E$47, MATCH(F68088&D68088, Data!$B$24:$B$47,0))","v":1.9964561142097742E-3},{"$f":"SUMPRODUCT((Data!$B$58:$B$60=Model!$F68088)*(Data!$C$57:$K$57=Model!$O68088)*(Data!$C$58:$K$60))","v":3.0038452968326621},99.961547031673376,1,{"$f":"IF(E68088<>\"Serviceable\",E68088,INDEX(Lists!$D$6:$D$8, MATCH(T68088,Lists!$C$6:$C$8,0)))","v":"Serviceable"},{"$f":"INDEX(Lists!$C$12:$C$26, MATCH(H68088, Lists!$B$12:$B$26,0))","v":"LV"}]
[null,149795,1980,"Wood Creos Impregnated","Serviceable","Class 1",0,"lv",780,2020,130,"No",false,10,{"$f":"INDEX(Lists!$B$32:$B$40, MATCH(YEAR(TODAY())-C68161, Lists!$C$32:$C$40,1))","v":"41-50"},248.28171122335672,{"$f":"INDEX(Data!$E$24:$E$47, MATCH(F68161&D68161, Data!$B$24:$B$47,0))","v":9.9474993092014377E-4},{"$f":"SUMPRODUCT((Data!$B$58:$B$60=Model!$F68161)*(Data!$C$57:$K$57=Model!$O68161)*(Data!$C$58:$K$60))","v":1.7977578417715214},112.02242158228478,1,{"$f":"IF(E68161<>\"Serviceable\",E68161,INDEX(Lists!$D$6:$D$8, MATCH(T68161,Lists!$C$6:$C$8,0)))","v":"Serviceable"},{"$f":"INDEX(Lists!$C$12:$C$26, MATCH(H68161, Lists!$B$12:$B$26,0))","v":"LV"}]
[null,150678,1993,"Wood Untreated Dressed","Serviceable","Class 1",0,"lv/hv",1100,2019,150,"No",false,10,{"$f":"INDEX(Lists!$B$32:$B$40, MATCH(YEAR(TODAY())-C68182, Lists!$C$32:$C$40,1))","v":"31-40"},350.14087480216978,{"$f":"INDEX(Data!$E$24:$E$47, MATCH(F68182&D68182, Data!$B$24:$B$47,0))","v":1.9964561142097742E-3},{"$f":"SUMPRODUCT((Data!$B$58:$B$60=Model!$F68182)*(Data!$C$57:$K$57=Model!$O68182)*(Data!$C$58:$K$60))","v":3.0038452968326621},119.96154703167338,1,{"$f":"IF(E68182<>\"Serviceable\",E68182,INDEX(Lists!$D$6:$D$8, MATCH(T68182,Lists!$C$6:$C$8,0)))","v":"Serviceable"},{"$f":"INDEX(Lists!$C$12:$C$26, MATCH(H68182, Lists!$B$12:$B$26,0))","v":"HV"}]
[null,151450,1976,"Wood Untreated Round","Serviceable","Class 1",0,"lv/hv/sub-transmission",1257,2020,100,"No",false,10,{"$f":"INDEX(Lists!$B$32:$B$40, MATCH(YEAR(TODAY())-C68229, Lists!$C$32:$C$40,1))","v":"41-50"},400.11552693302491,{"$f":"INDEX(Data!$E$24:$E$47, MATCH(F68229&D68229, Data!$B$24:$B$47,0))","v":1.9964561142097742E-3},{"$f":"SUMPRODUCT((Data!$B$58:$B$60=Model!$F68229)*(Data!$C$57:$K$57=Model!$O68229)*(Data!$C$58:$K$60))","v":1.7977578417715214},82.022421582284778,1,{"$f":"IF(E68229<>\"Serviceable\",E68229,INDEX(Lists!$D$6:$D$8, MATCH(T68229,Lists!$C$6:$C$8,0)))","v":"Serviceable"},{"$f":"INDEX(Lists!$C$12:$C$26, MATCH(H68229, Lists!$B$12:$B$26,0))","v":"Sub-T"}]
[null,152331,1972,"Wood Creos Impregnated","Serviceable","Class 3",0,"lv",600,2023,100,"Yes",false,9,{"$f":"INDEX(Lists!$B$32:$B$40, MATCH(YEAR(TODAY())-C68281, Lists!$C$32:$C$40,1))","v":"51-60"},190.9859317102744,{"$f":"INDEX(Data!$E$24:$E$47, MATCH(F68281&D68281, Data!$B$24:$B$47,0))","v":1.0684339161496522E-3},{"$f":"SUMPRODUCT((Data!$B$58:$B$60=Model!$F68281)*(Data!$C$57:$K$57=Model!$O68281)*(Data!$C$58:$K$60))","v":2.6564859251595059},76.091626673564448,1,{"$f":"IF(E68281<>\"Serviceable\",E68281,INDEX(Lists!$D$6:$D$8, MATCH(T68281,Lists!$C$6:$C$8,0)))","v":"Serviceable"},{"$f":"INDEX(Lists!$C$12:$C$26, MATCH(H68281, Lists!$B$12:$B$26,0))","v":"LV"}]
[null,153891,1968,"Wood Creos Impregnated","Serviceable","Class 3",0,"lv/hv/sub-transmission",1250,2020,80,"No",false,10,{"$f":"INDEX(Lists!$B$32:$B$40, MATCH(YEAR(TODAY())-C68357, Lists!$C$32:$C$40,1))","v":"51-60"},397.88735772973837,{"$f":"INDEX(Data!$E$24:$E$47, MATCH(F68357&D68357, Data!$B$24:$B$47,0))","v":1.0684339161496522E-3},{"$f":"SUMPRODUCT((Data!$B$58:$B$60=Model!$F68357)*(Data!$C$57:$K$57=Model!$O68357)*(Data!$C$58:$K$60))","v":2.6564859251595059},53.43514074840494,2,{"$f":"IF(E68357<>\"Serviceable\",E68357,INDEX(Lists!$D$6:$D$8, MATCH(T68357,Lists!$C$6:$C$8,0)))","v":"Limited Life"},{"$f":"INDEX(Lists!$C$12:$C$26, MATCH(H68357, Lists!$B$12:$B$26,0))","v":"Sub-T"}]
[null,154425,1988,"Wood Untreated Dressed","Serviceable","Class 1",0,"lv/hv",1180,2019,150,"No",false,{"$f":"IF(L68424=\"No\",ROUND((End_year-J68424)/5,0)*5,ROUND((End_year-J68424)/3,0)*3)","v":10},{"$f":"INDEX(Lists!$B$32:$B$40, MATCH(YEAR(TODAY())-C68424, Lists!$C$32:$C$40,1))","v":"31-40"},375.60566569687302,{"$f":"INDEX(Data!$E$24:$E$47, MATCH(F68424&D68424, Data!$B$24:$B$47,0))","v":1.9964561142097742E-3},{"$f":"SUMPRODUCT((Data!$B$58:$B$60=Model!$F68424)*(Data!$C$57:$K$57=Model!$O68424)*(Data!$C$58:$K$60))","v":3.0038452968326621},{"$f":"IF(IF(K68424>=700,999,(K68424-R68424*N68424))<0,0,IF(K68424>=700,999,(K68424-R68424*N68424)))","v":119.96154703167338},{"$f":"IF(S68424<30,3,IF(AND(F68424=\"Class 1\",S68424<50),2,IF(AND(F68424=\"Class 1\",S68424>=50),1,IF(S68424<70,2,1))))","v":1},{"$f":"IF(E68424<>\"Serviceable\",E68424,INDEX(Lists!$D$6:$D$8, MATCH(T68424,Lists!$C$6:$C$8,0)))","v":"Serviceable"},{"$f":"INDEX(Lists!$C$12:$C$26, MATCH(H68424, Lists!$B$12:$B$26,0))","v":"HV"}]
[null,154807,1941,"Wood Untreated Dressed","Serviceable","Class 1",0,"lv",840,2019,100,"No",false,10,{"$f":"INDEX(Lists!$B$32:$B$40, MATCH(YEAR(TODAY())-C68482, Lists!$C$32:$C$40,1))","v":"81-90"},267.38030439438415,{"$f":"INDEX(Data!$E$24:$E$47, MATCH(F68482&D68482, Data!$B$24:$B$47,0))","v":1.9964561142097742E-3},{"$f":"SUMPRODUCT((Data!$B$58:$B$60=Model!$F68482)*(Data!$C$57:$K$57=Model!$O68482)*(Data!$C$58:$K$60))","v":2.8392735823590045},71.607264176409956,1,{"$f":"IF(E68482<>\"Serviceable\",E68482,INDEX(Lists!$D$6:$D$8, MATCH(T68482,Lists!$C$6:$C$8,0)))","v":"Serviceable"},{"$f":"INDEX(Lists!$C$12:$C$26, MATCH(H68482, Lists!$B$12:$B$26,0))","v":"LV"}]
[null,157364,1984,"Wood Untreated Dressed","Serviceable","Class 1",0,"hv",1194,2021,100,"No",false,10,{"$f":"INDEX(Lists!$B$32:$B$40, MATCH(YEAR(TODAY())-C68532, Lists!$C$32:$C$40,1))","v":"41-50"},380.0620041034461,{"$f":"INDEX(Data!$E$24:$E$47, MATCH(F68532&D68532, Data!$B$24:$B$47,0))","v":1.9964561142097742E-3},{"$f":"SUMPRODUCT((Data!$B$58:$B$60=Model!$F68532)*(Data!$C$57:$K$57=Model!$O68532)*(Data!$C$58:$K$60))","v":1.7977578417715214},82.022421582284778,1,{"$f":"IF(E68532<>\"Serviceable\",E68532,INDEX(Lists!$D$6:$D$8, MATCH(T68532,Lists!$C$6:$C$8,0)))","v":"Serviceable"},{"$f":"INDEX(Lists!$C$12:$C$26, MATCH(H68532, Lists!$B$12:$B$26,0))","v":"HV"}]
[null,165231,1950,"Wood Untreated Dressed","Serviceable","Class 2",0,"lv/hv",848,2022,100,"No",false,10,{"$f":"INDEX(Lists!$B$32:$B$40, MATCH(YEAR(TODAY())-C68565, Lists!$C$32:$C$40,1))","v":"71-80"},269.92678348385448,{"$f":"INDEX(Data!$E$24:$E$47, MATCH(F68565&D68565, Data!$B$24:$B$47,0))","v":2.1997700016428453E-3},{"$f":"SUMPRODUCT((Data!$B$58:$B$60=Model!$F68565)*(Data!$C$57:$K$57=Model!$O68565)*(Data!$C$58:$K$60))","v":3.8603406961656446},61.396593038343553,2,{"$f":"IF(E68565<>\"Serviceable\",E68565,INDEX(Lists!$D$6:$D$8, MATCH(T68565,Lists!$C$6:$C$8,0)))","v":"Limited Life"},{"$f":"INDEX(Lists!$C$12:$C$26, MATCH(H68565, Lists!$B$12:$B$26,0))","v":"HV"}]
[null,165309,1971,"Wood Creos Impregnated","Serviceable","Class 3",0,"lv",1225,2023,70,"No",false,10,{"$f":"INDEX(Lists!$B$32:$B$40, MATCH(YEAR(TODAY())-C68602, Lists!$C$32:$C$40,1))","v":"51-60"},389.92961057514361,{"$f":"INDEX(Data!$E$24:$E$47, MATCH(F68602&D68602, Data!$B$24:$B$47,0))","v":1.0684339161496522E-3},{"$f":"SUMPRODUCT((Data!$B$58:$B$60=Model!$F68602)*(Data!$C$57:$K$57=Model!$O68602)*(Data!$C$58:$K$60))","v":2.6564859251595059},43.43514074840494,2,{"$f":"IF(E68602<>\"Serviceable\",E68602,INDEX(Lists!$D$6:$D$8, MATCH(T68602,Lists!$C$6:$C$8,0)))","v":"Limited Life"},{"$f":"INDEX(Lists!$C$12:$C$26, MATCH(H68602, Lists!$B$12:$B$26,0))","v":"LV"}]
[null,165494,1976,"Wood Creos Impregnated","Serviceable","Class 3",0,"lv/hv",990,2022,110,"No",false,10,{"$f":"INDEX(Lists!$B$32:$B$40, MATCH(YEAR(TODAY())-C68707, Lists!$C$32:$C$40,1))","v":"41-50"},315.1267873219528,{"$f":"INDEX(Data!$E$24:$E$47, MATCH(F68707&D68707, Data!$B$24:$B$47,0))","v":1.0684339161496522E-3},{"$f":"SUMPRODUCT((Data!$B$58:$B$60=Model!$F68707)*(Data!$C$57:$K$57=Model!$O68707)*(Data!$C$58:$K$60))","v":3.2595928155551883},77.404071844448112,1,{"$f":"IF(E68707<>\"Serviceable\",E68707,INDEX(Lists!$D$6:$D$8, MATCH(T68707,Lists!$C$6:$C$8,0)))","v":"Serviceable"},{"$f":"INDEX(Lists!$C$12:$C$26, MATCH(H68707, Lists!$B$12:$B$26,0))","v":"HV"}]
[null,165575,1976,"Wood Creos Impregnated","Serviceable","Class 3",0,"lv/hv",990,2022,110,"No",false,10,{"$f":"INDEX(Lists!$B$32:$B$40, MATCH(YEAR(TODAY())-C68760, Lists!$C$32:$C$40,1))","v":"41-50"},315.1267873219528,{"$f":"INDEX(Data!$E$24:$E$47, MATCH(F68760&D68760, Data!$B$24:$B$47,0))","v":1.0684339161496522E-3},{"$f":"SUMPRODUCT((Data!$B$58:$B$60=Model!$F68760)*(Data!$C$57:$K$57=Model!$O68760)*(Data!$C$58:$K$60))","v":3.2595928155551883},77.404071844448112,1,{"$f":"IF(E68760<>\"Serviceable\",E68760,INDEX(Lists!$D$6:$D$8, MATCH(T68760,Lists!$C$6:$C$8,0)))","v":"Serviceable"},{"$f":"INDEX(Lists!$C$12:$C$26, MATCH(H68760, Lists!$B$12:$B$26,0))","v":"HV"}]
[null,165594,1973,"Wood Creos Impregnated","Serviceable","Class 3",0,"lv",1005,2022,110,"No",false,10,{"$f":"INDEX(Lists!$B$32:$B$40, MATCH(YEAR(TODAY())-C68777, Lists!$C$32:$C$40,1))","v":"51-60"},319.90143561470961,{"$f":"INDEX(Data!$E$24:$E$47, MATCH(F68777&D68777, Data!$B$24:$B$47,0))","v":1.0684339161496522E-3},{"$f":"SUMPRODUCT((Data!$B$58:$B$60=Model!$F68777)*(Data!$C$57:$K$57=Model!$O68777)*(Data!$C$58:$K$60))","v":2.6564859251595059},83.435140748404933,1,{"$f":"IF(E68777<>\"Serviceable\",E68777,INDEX(Lists!$D$6:$D$8, MATCH(T68777,Lists!$C$6:$C$8,0)))","v":"Serviceable"},{"$f":"INDEX(Lists!$C$12:$C$26, MATCH(H68777, Lists!$B$12:$B$26,0))","v":"LV"}]
[null,165706,1979,"Wood Untreated Dressed","Serviceable","Class 1",0,"lv",860,2019,120,"No",false,10,{"$f":"INDEX(Lists!$B$32:$B$40, MATCH(YEAR(TODAY())-C68827, Lists!$C$32:$C$40,1))","v":"41-50"},273.74650211805999,{"$f":"INDEX(Data!$E$24:$E$47, MATCH(F68827&D68827, Data!$B$24:$B$47,0))","v":1.9964561142097742E-3},{"$f":"SUMPRODUCT((Data!$B$58:$B$60=Model!$F68827)*(Data!$C$57:$K$57=Model!$O68827)*(Data!$C$58:$K$60))","v":1.7977578417715214},102.02242158228478,1,{"$f":"IF(E68827<>\"Serviceable\",E68827,INDEX(Lists!$D$6:$D$8, MATCH(T68827,Lists!$C$6:$C$8,0)))","v":"Serviceable"},{"$f":"INDEX(Lists!$C$12:$C$26, MATCH(H68827, Lists!$B$12:$B$26,0))","v":"LV"}]
[null,165888,1973,"Wood Creos Impregnated","Serviceable","Class 3",0,"lv",1150,2019,110,"No",false,10,{"$f":"INDEX(Lists!$B$32:$B$40, MATCH(YEAR(TODAY())-C68923, Lists!$C$32:$C$40,1))","v":"51-60"},366.05636911135929,{"$f":"INDEX(Data!$E$24:$E$47, MATCH(F68923&D68923, Data!$B$24:$B$47,0))","v":1.0684339161496522E-3},{"$f":"SUMPRODUCT((Data!$B$58:$B$60=Model!$F68923)*(Data!$C$57:$K$57=Model!$O68923)*(Data!$C$58:$K$60))","v":2.6564859251595059},83.435140748404933,1,{"$f":"IF(E68923<>\"Serviceable\",E68923,INDEX(Lists!$D$6:$D$8, MATCH(T68923,Lists!$C$6:$C$8,0)))","v":"Serviceable"},{"$f":"INDEX(Lists!$C$12:$C$26, MATCH(H68923, Lists!$B$12:$B$26,0))","v":"LV"}]
[null,165950,1972,"Wood Creos Impregnated","Serviceable","Class 3",0,"lv/hv",1300,2019,110,"No",false,10,{"$f":"INDEX(Lists!$B$32:$B$40, MATCH(YEAR(TODAY())-C68952, Lists!$C$32:$C$40,1))","v":"51-60"},413.80285203892788,{"$f":"INDEX(Data!$E$24:$E$47, MATCH(F68952&D68952, Data!$B$24:$B$47,0))","v":1.0684339161496522E-3},{"$f":"SUMPRODUCT((Data!$B$58:$B$60=Model!$F68952)*(Data!$C$57:$K$57=Model!$O68952)*(Data!$C$58:$K$60))","v":2.6564859251595059},83.435140748404933,1,{"$f":"IF(E68952<>\"Serviceable\",E68952,INDEX(Lists!$D$6:$D$8, MATCH(T68952,Lists!$C$6:$C$8,0)))","v":"Serviceable"},{"$f":"INDEX(Lists!$C$12:$C$26, MATCH(H68952, Lists!$B$12:$B$26,0))","v":"HV"}]
[null,166052,1968,"Wood Creos Impregnated","Serviceable","Class 3",0,"lv/hv",1005,2019,100,"No",false,10,{"$f":"INDEX(Lists!$B$32:$B$40, MATCH(YEAR(TODAY())-C69002, Lists!$C$32:$C$40,1))","v":"51-60"},319.90143561470961,{"$f":"INDEX(Data!$E$24:$E$47, MATCH(F69002&D69002, Data!$B$24:$B$47,0))","v":1.0684339161496522E-3},{"$f":"SUMPRODUCT((Data!$B$58:$B$60=Model!$F69002)*(Data!$C$57:$K$57=Model!$O69002)*(Data!$C$58:$K$60))","v":2.6564859251595059},73.435140748404933,1,{"$f":"IF(E69002<>\"Serviceable\",E69002,INDEX(Lists!$D$6:$D$8, MATCH(T69002,Lists!$C$6:$C$8,0)))","v":"Serviceable"},{"$f":"INDEX(Lists!$C$12:$C$26, MATCH(H69002, Lists!$B$12:$B$26,0))","v":"HV"}]
[null,166175,1975,"Wood Creos Impregnated","Serviceable","Class 2",0,"lv",1020,2019,100,"No",false,{"$f":"IF(L69064=\"No\",ROUND((End_year-J69064)/5,0)*5,ROUND((End_year-J69064)/3,0)*3)","v":10},{"$f":"INDEX(Lists!$B$32:$B$40, MATCH(YEAR(TODAY())-C69064, Lists!$C$32:$C$40,1))","v":"41-50"},324.67608390746648,{"$f":"INDEX(Data!$E$24:$E$47, MATCH(F69064&D69064, Data!$B$24:$B$47,0))","v":1.6118836915297091E-3},{"$f":"SUMPRODUCT((Data!$B$58:$B$60=Model!$F69064)*(Data!$C$57:$K$57=Model!$O69064)*(Data!$C$58:$K$60))","v":3.126815166746074},{"$f":"IF(IF(K69064>=700,999,(K69064-R69064*N69064))<0,0,IF(K69064>=700,999,(K69064-R69064*N69064)))","v":68.731848332539258},{"$f":"IF(S69064<30,3,IF(AND(F69064=\"Class 1\",S69064<50),2,IF(AND(F69064=\"Class 1\",S69064>=50),1,IF(S69064<70,2,1))))","v":2},{"$f":"IF(E69064<>\"Serviceable\",E69064,INDEX(Lists!$D$6:$D$8, MATCH(T69064,Lists!$C$6:$C$8,0)))","v":"Limited Life"},{"$f":"INDEX(Lists!$C$12:$C$26, MATCH(H69064, Lists!$B$12:$B$26,0))","v":"LV"}]
[null,166296,1976,"Wood Creos Impregnated","Serviceable","Class 3",0,"lv/hv",870,2019,90,"No",false,10,{"$f":"INDEX(Lists!$B$32:$B$40, MATCH(YEAR(TODAY())-C69127, Lists!$C$32:$C$40,1))","v":"41-50"},276.92960097989788,{"$f":"INDEX(Data!$E$24:$E$47, MATCH(F69127&D69127, Data!$B$24:$B$47,0))","v":1.0684339161496522E-3},{"$f":"SUMPRODUCT((Data!$B$58:$B$60=Model!$F69127)*(Data!$C$57:$K$57=Model!$O69127)*(Data!$C$58:$K$60))","v":3.2595928155551883},57.404071844448119,2,{"$f":"IF(E69127<>\"Serviceable\",E69127,INDEX(Lists!$D$6:$D$8, MATCH(T69127,Lists!$C$6:$C$8,0)))","v":"Limited Life"},{"$f":"INDEX(Lists!$C$12:$C$26, MATCH(H69127, Lists!$B$12:$B$26,0))","v":"HV"}]
[null,166337,1973,"Wood Untreated Dressed","Serviceable","Class 1",0,"lv",820,2020,100,"No",false,10,{"$f":"INDEX(Lists!$B$32:$B$40, MATCH(YEAR(TODAY())-C69148, Lists!$C$32:$C$40,1))","v":"51-60"},261.01410667070837,{"$f":"INDEX(Data!$E$24:$E$47, MATCH(F69148&D69148, Data!$B$24:$B$47,0))","v":1.9964561142097742E-3},{"$f":"SUMPRODUCT((Data!$B$58:$B$60=Model!$F69148)*(Data!$C$57:$K$57=Model!$O69148)*(Data!$C$58:$K$60))","v":1.3557210085184006},86.44278991481599,1,{"$f":"IF(E69148<>\"Serviceable\",E69148,INDEX(Lists!$D$6:$D$8, MATCH(T69148,Lists!$C$6:$C$8,0)))","v":"Serviceable"},{"$f":"INDEX(Lists!$C$12:$C$26, MATCH(H69148, Lists!$B$12:$B$26,0))","v":"LV"}]
[null,166527,1982,"Wood Untreated Dressed","Serviceable","Class 1",0,"lv/hv",990,2020,150,"No",false,10,{"$f":"INDEX(Lists!$B$32:$B$40, MATCH(YEAR(TODAY())-C69253, Lists!$C$32:$C$40,1))","v":"41-50"},315.1267873219528,{"$f":"INDEX(Data!$E$24:$E$47, MATCH(F69253&D69253, Data!$B$24:$B$47,0))","v":1.9964561142097742E-3},{"$f":"SUMPRODUCT((Data!$B$58:$B$60=Model!$F69253)*(Data!$C$57:$K$57=Model!$O69253)*(Data!$C$58:$K$60))","v":1.7977578417715214},132.02242158228478,1,{"$f":"IF(E69253<>\"Serviceable\",E69253,INDEX(Lists!$D$6:$D$8, MATCH(T69253,Lists!$C$6:$C$8,0)))","v":"Serviceable"},{"$f":"INDEX(Lists!$C$12:$C$26, MATCH(H69253, Lists!$B$12:$B$26,0))","v":"HV"}]
[null,166585,1973,"Wood Untreated Dressed","Serviceable","Class 1",0,"lv",880,2020,100,"No",false,10,{"$f":"INDEX(Lists!$B$32:$B$40, MATCH(YEAR(TODAY())-C69281, Lists!$C$32:$C$40,1))","v":"51-60"},280.11269984173578,{"$f":"INDEX(Data!$E$24:$E$47, MATCH(F69281&D69281, Data!$B$24:$B$47,0))","v":1.9964561142097742E-3},{"$f":"SUMPRODUCT((Data!$B$58:$B$60=Model!$F69281)*(Data!$C$57:$K$57=Model!$O69281)*(Data!$C$58:$K$60))","v":1.3557210085184006},86.44278991481599,1,{"$f":"IF(E69281<>\"Serviceable\",E69281,INDEX(Lists!$D$6:$D$8, MATCH(T69281,Lists!$C$6:$C$8,0)))","v":"Serviceable"},{"$f":"INDEX(Lists!$C$12:$C$26, MATCH(H69281, Lists!$B$12:$B$26,0))","v":"LV"}]
[null,166684,1987,"Wood Untreated Dressed","Serviceable","Class 1",0,"lv/hv",1030,2019,150,"No",false,10,{"$f":"INDEX(Lists!$B$32:$B$40, MATCH(YEAR(TODAY())-C69323, Lists!$C$32:$C$40,1))","v":"31-40"},327.85918276930443,{"$f":"INDEX(Data!$E$24:$E$47, MATCH(F69323&D69323, Data!$B$24:$B$47,0))","v":1.9964561142097742E-3},{"$f":"SUMPRODUCT((Data!$B$58:$B$60=Model!$F69323)*(Data!$C$57:$K$57=Model!$O69323)*(Data!$C$58:$K$60))","v":3.0038452968326621},119.96154703167338,1,{"$f":"IF(E69323<>\"Serviceable\",E69323,INDEX(Lists!$D$6:$D$8, MATCH(T69323,Lists!$C$6:$C$8,0)))","v":"Serviceable"},{"$f":"INDEX(Lists!$C$12:$C$26, MATCH(H69323, Lists!$B$12:$B$26,0))","v":"HV"}]
[null,166778,1974,"Wood Untreated Dressed","Serviceable","Class 1",0,"lv/hv",980,2020,110,"No",false,10,{"$f":"INDEX(Lists!$B$32:$B$40, MATCH(YEAR(TODAY())-C69373, Lists!$C$32:$C$40,1))","v":"51-60"},311.94368846011486,{"$f":"INDEX(Data!$E$24:$E$47, MATCH(F69373&D69373, Data!$B$24:$B$47,0))","v":1.9964561142097742E-3},{"$f":"SUMPRODUCT((Data!$B$58:$B$60=Model!$F69373)*(Data!$C$57:$K$57=Model!$O69373)*(Data!$C$58:$K$60))","v":1.3557210085184006},96.44278991481599,1,{"$f":"IF(E69373<>\"Serviceable\",E69373,INDEX(Lists!$D$6:$D$8, MATCH(T69373,Lists!$C$6:$C$8,0)))","v":"Serviceable"},{"$f":"INDEX(Lists!$C$12:$C$26, MATCH(H69373, Lists!$B$12:$B$26,0))","v":"HV"}]
[null,166850,1981,"Wood Untreated Dressed","Serviceable","Class 1",0,"lv",920,2020,100,"No",false,10,{"$f":"INDEX(Lists!$B$32:$B$40, MATCH(YEAR(TODAY())-C69422, Lists!$C$32:$C$40,1))","v":"41-50"},292.84509528908745,{"$f":"INDEX(Data!$E$24:$E$47, MATCH(F69422&D69422, Data!$B$24:$B$47,0))","v":1.9964561142097742E-3},{"$f":"SUMPRODUCT((Data!$B$58:$B$60=Model!$F69422)*(Data!$C$57:$K$57=Model!$O69422)*(Data!$C$58:$K$60))","v":1.7977578417715214},82.022421582284778,1,{"$f":"IF(E69422<>\"Serviceable\",E69422,INDEX(Lists!$D$6:$D$8, MATCH(T69422,Lists!$C$6:$C$8,0)))","v":"Serviceable"},{"$f":"INDEX(Lists!$C$12:$C$26, MATCH(H69422, Lists!$B$12:$B$26,0))","v":"LV"}]
[null,167015,1977,"Wood Creos Impregnated","Serviceable","Class 3",0,"lv/hv",942,2020,100,"No",false,10,{"$f":"INDEX(Lists!$B$32:$B$40, MATCH(YEAR(TODAY())-C69498, Lists!$C$32:$C$40,1))","v":"41-50"},299.8479127851308,{"$f":"INDEX(Data!$E$24:$E$47, MATCH(F69498&D69498, Data!$B$24:$B$47,0))","v":1.0684339161496522E-3},{"$f":"SUMPRODUCT((Data!$B$58:$B$60=Model!$F69498)*(Data!$C$57:$K$57=Model!$O69498)*(Data!$C$58:$K$60))","v":3.2595928155551883},67.404071844448112,2,{"$f":"IF(E69498<>\"Serviceable\",E69498,INDEX(Lists!$D$6:$D$8, MATCH(T69498,Lists!$C$6:$C$8,0)))","v":"Limited Life"},{"$f":"INDEX(Lists!$C$12:$C$26, MATCH(H69498, Lists!$B$12:$B$26,0))","v":"HV"}]
[null,167132,1974,"Wood Creos Impregnated","Serviceable","Class 3",0,"lv/future hv",980,2020,130,"No",false,10,{"$f":"INDEX(Lists!$B$32:$B$40, MATCH(YEAR(TODAY())-C69548, Lists!$C$32:$C$40,1))","v":"51-60"},311.94368846011486,{"$f":"INDEX(Data!$E$24:$E$47, MATCH(F69548&D69548, Data!$B$24:$B$47,0))","v":1.0684339161496522E-3},{"$f":"SUMPRODUCT((Data!$B$58:$B$60=Model!$F69548)*(Data!$C$57:$K$57=Model!$O69548)*(Data!$C$58:$K$60))","v":2.6564859251595059},103.43514074840493,1,{"$f":"IF(E69548<>\"Serviceable\",E69548,INDEX(Lists!$D$6:$D$8, MATCH(T69548,Lists!$C$6:$C$8,0)))","v":"Serviceable"},{"$f":"INDEX(Lists!$C$12:$C$26, MATCH(H69548, Lists!$B$12:$B$26,0))","v":"LV"}]
[null,167308,1974,"Wood Creos Impregnated","Serviceable","Class 3",0,"lv",970,2021,110,"No",false,10,{"$f":"INDEX(Lists!$B$32:$B$40, MATCH(YEAR(TODAY())-C69639, Lists!$C$32:$C$40,1))","v":"51-60"},308.76058959827697,{"$f":"INDEX(Data!$E$24:$E$47, MATCH(F69639&D69639, Data!$B$24:$B$47,0))","v":1.0684339161496522E-3},{"$f":"SUMPRODUCT((Data!$B$58:$B$60=Model!$F69639)*(Data!$C$57:$K$57=Model!$O69639)*(Data!$C$58:$K$60))","v":2.6564859251595059},83.435140748404933,1,{"$f":"IF(E69639<>\"Serviceable\",E69639,INDEX(Lists!$D$6:$D$8, MATCH(T69639,Lists!$C$6:$C$8,0)))","v":"Serviceable"},{"$f":"INDEX(Lists!$C$12:$C$26, MATCH(H69639, Lists!$B$12:$B$26,0))","v":"LV"}]
[null,167424,1969,"Wood Creos Impregnated","Serviceable","Class 3",0,"lv/hv",900,2019,80,"No",false,10,{"$f":"INDEX(Lists!$B$32:$B$40, MATCH(YEAR(TODAY())-C69673, Lists!$C$32:$C$40,1))","v":"51-60"},286.47889756541161,{"$f":"INDEX(Data!$E$24:$E$47, MATCH(F69673&D69673, Data!$B$24:$B$47,0))","v":1.0684339161496522E-3},{"$f":"SUMPRODUCT((Data!$B$58:$B$60=Model!$F69673)*(Data!$C$57:$K$57=Model!$O69673)*(Data!$C$58:$K$60))","v":2.6564859251595059},53.43514074840494,2,{"$f":"IF(E69673<>\"Serviceable\",E69673,INDEX(Lists!$D$6:$D$8, MATCH(T69673,Lists!$C$6:$C$8,0)))","v":"Limited Life"},{"$f":"INDEX(Lists!$C$12:$C$26, MATCH(H69673, Lists!$B$12:$B$26,0))","v":"HV"}]
[null,167519,1975,"Wood Creos Impregnated","Serviceable","Class 3",0,"lv/hv",1225,2022,120,"No",false,10,{"$f":"INDEX(Lists!$B$32:$B$40, MATCH(YEAR(TODAY())-C69723, Lists!$C$32:$C$40,1))","v":"41-50"},389.92961057514361,{"$f":"INDEX(Data!$E$24:$E$47, MATCH(F69723&D69723, Data!$B$24:$B$47,0))","v":1.0684339161496522E-3},{"$f":"SUMPRODUCT((Data!$B$58:$B$60=Model!$F69723)*(Data!$C$57:$K$57=Model!$O69723)*(Data!$C$58:$K$60))","v":3.2595928155551883},87.404071844448112,1,{"$f":"IF(E69723<>\"Serviceable\",E69723,INDEX(Lists!$D$6:$D$8, MATCH(T69723,Lists!$C$6:$C$8,0)))","v":"Serviceable"},{"$f":"INDEX(Lists!$C$12:$C$26, MATCH(H69723, Lists!$B$12:$B$26,0))","v":"HV"}]
[null,167672,1970,"Wood Creos Impregnated","Serviceable","Class 3",0,"lv",1000,2019,100,"No",false,10,{"$f":"INDEX(Lists!$B$32:$B$40, MATCH(YEAR(TODAY())-C69780, Lists!$C$32:$C$40,1))","v":"51-60"},318.3098861837907,{"$f":"INDEX(Data!$E$24:$E$47, MATCH(F69780&D69780, Data!$B$24:$B$47,0))","v":1.0684339161496522E-3},{"$f":"SUMPRODUCT((Data!$B$58:$B$60=Model!$F69780)*(Data!$C$57:$K$57=Model!$O69780)*(Data!$C$58:$K$60))","v":2.6564859251595059},73.435140748404933,1,{"$f":"IF(E69780<>\"Serviceable\",E69780,INDEX(Lists!$D$6:$D$8, MATCH(T69780,Lists!$C$6:$C$8,0)))","v":"Serviceable"},{"$f":"INDEX(Lists!$C$12:$C$26, MATCH(H69780, Lists!$B$12:$B$26,0))","v":"LV"}]
[null,167807,1983,"Wood Untreated Dressed","Serviceable","Class 1",0,"lv/hv",1080,2021,100,"No",false,10,{"$f":"INDEX(Lists!$B$32:$B$40, MATCH(YEAR(TODAY())-C69848, Lists!$C$32:$C$40,1))","v":"41-50"},343.77467707849394,{"$f":"INDEX(Data!$E$24:$E$47, MATCH(F69848&D69848, Data!$B$24:$B$47,0))","v":1.9964561142097742E-3},{"$f":"SUMPRODUCT((Data!$B$58:$B$60=Model!$F69848)*(Data!$C$57:$K$57=Model!$O69848)*(Data!$C$58:$K$60))","v":1.7977578417715214},82.022421582284778,1,{"$f":"IF(E69848<>\"Serviceable\",E69848,INDEX(Lists!$D$6:$D$8, MATCH(T69848,Lists!$C$6:$C$8,0)))","v":"Serviceable"},{"$f":"INDEX(Lists!$C$12:$C$26, MATCH(H69848, Lists!$B$12:$B$26,0))","v":"HV"}]
[null,167847,1973,"Wood Creos Impregnated","Serviceable","Class 3",0,"lv",1100,2019,100,"No",false,10,{"$f":"INDEX(Lists!$B$32:$B$40, MATCH(YEAR(TODAY())-C69869, Lists!$C$32:$C$40,1))","v":"51-60"},350.14087480216978,{"$f":"INDEX(Data!$E$24:$E$47, MATCH(F69869&D69869, Data!$B$24:$B$47,0))","v":1.0684339161496522E-3},{"$f":"SUMPRODUCT((Data!$B$58:$B$60=Model!$F69869)*(Data!$C$57:$K$57=Model!$O69869)*(Data!$C$58:$K$60))","v":2.6564859251595059},73.435140748404933,1,{"$f":"IF(E69869<>\"Serviceable\",E69869,INDEX(Lists!$D$6:$D$8, MATCH(T69869,Lists!$C$6:$C$8,0)))","v":"Serviceable"},{"$f":"INDEX(Lists!$C$12:$C$26, MATCH(H69869, Lists!$B$12:$B$26,0))","v":"LV"}]
[null,167936,1974,"Wood Creos Impregnated","Serviceable","Class 3",0,"lv",1110,2023,100,"No",false,10,{"$f":"INDEX(Lists!$B$32:$B$40, MATCH(YEAR(TODAY())-C69921, Lists!$C$32:$C$40,1))","v":"51-60"},353.32397366400767,{"$f":"INDEX(Data!$E$24:$E$47, MATCH(F69921&D69921, Data!$B$24:$B$47,0))","v":1.0684339161496522E-3},{"$f":"SUMPRODUCT((Data!$B$58:$B$60=Model!$F69921)*(Data!$C$57:$K$57=Model!$O69921)*(Data!$C$58:$K$60))","v":2.6564859251595059},73.435140748404933,1,{"$f":"IF(E69921<>\"Serviceable\",E69921,INDEX(Lists!$D$6:$D$8, MATCH(T69921,Lists!$C$6:$C$8,0)))","v":"Serviceable"},{"$f":"INDEX(Lists!$C$12:$C$26, MATCH(H69921, Lists!$B$12:$B$26,0))","v":"LV"}]
[null,168007,1975,"Wood Untreated Dressed","Serviceable","Class 1",0,"lv",690,2020,90,"No",false,10,{"$f":"INDEX(Lists!$B$32:$B$40, MATCH(YEAR(TODAY())-C69968, Lists!$C$32:$C$40,1))","v":"41-50"},219.63382146681556,{"$f":"INDEX(Data!$E$24:$E$47, MATCH(F69968&D69968, Data!$B$24:$B$47,0))","v":1.9964561142097742E-3},{"$f":"SUMPRODUCT((Data!$B$58:$B$60=Model!$F69968)*(Data!$C$57:$K$57=Model!$O69968)*(Data!$C$58:$K$60))","v":1.7977578417715214},72.022421582284778,1,{"$f":"IF(E69968<>\"Serviceable\",E69968,INDEX(Lists!$D$6:$D$8, MATCH(T69968,Lists!$C$6:$C$8,0)))","v":"Serviceable"},{"$f":"INDEX(Lists!$C$12:$C$26, MATCH(H69968, Lists!$B$12:$B$26,0))","v":"LV"}]
[null,168156,1975,"Wood Untreated Dressed","Serviceable","Class 1",0,"lv",940,2020,120,"No",false,10,{"$f":"INDEX(Lists!$B$32:$B$40, MATCH(YEAR(TODAY())-C70044, Lists!$C$32:$C$40,1))","v":"41-50"},299.21129301276324,{"$f":"INDEX(Data!$E$24:$E$47, MATCH(F70044&D70044, Data!$B$24:$B$47,0))","v":1.9964561142097742E-3},{"$f":"SUMPRODUCT((Data!$B$58:$B$60=Model!$F70044)*(Data!$C$57:$K$57=Model!$O70044)*(Data!$C$58:$K$60))","v":1.7977578417715214},102.02242158228478,1,{"$f":"IF(E70044<>\"Serviceable\",E70044,INDEX(Lists!$D$6:$D$8, MATCH(T70044,Lists!$C$6:$C$8,0)))","v":"Serviceable"},{"$f":"INDEX(Lists!$C$12:$C$26, MATCH(H70044, Lists!$B$12:$B$26,0))","v":"LV"}]
[null,168270,1972,"Wood Creos Impregnated","Serviceable","Class 3",0,"lv",950,2019,100,"No",false,10,{"$f":"INDEX(Lists!$B$32:$B$40, MATCH(YEAR(TODAY())-C70116, Lists!$C$32:$C$40,1))","v":"51-60"},302.39439187460113,{"$f":"INDEX(Data!$E$24:$E$47, MATCH(F70116&D70116, Data!$B$24:$B$47,0))","v":1.0684339161496522E-3},{"$f":"SUMPRODUCT((Data!$B$58:$B$60=Model!$F70116)*(Data!$C$57:$K$57=Model!$O70116)*(Data!$C$58:$K$60))","v":2.6564859251595059},73.435140748404933,1,{"$f":"IF(E70116<>\"Serviceable\",E70116,INDEX(Lists!$D$6:$D$8, MATCH(T70116,Lists!$C$6:$C$8,0)))","v":"Serviceable"},{"$f":"INDEX(Lists!$C$12:$C$26, MATCH(H70116, Lists!$B$12:$B$26,0))","v":"LV"}]
[null,168311,1970,"Wood Creos Impregnated","Serviceable","Class 3",0,"lv",1080,2019,100,"No",false,10,{"$f":"INDEX(Lists!$B$32:$B$40, MATCH(YEAR(TODAY())-C70143, Lists!$C$32:$C$40,1))","v":"51-60"},343.77467707849394,{"$f":"INDEX(Data!$E$24:$E$47, MATCH(F70143&D70143, Data!$B$24:$B$47,0))","v":1.0684339161496522E-3},{"$f":"SUMPRODUCT((Data!$B$58:$B$60=Model!$F70143)*(Data!$C$57:$K$57=Model!$O70143)*(Data!$C$58:$K$60))","v":2.6564859251595059},73.435140748404933,1,{"$f":"IF(E70143<>\"Serviceable\",E70143,INDEX(Lists!$D$6:$D$8, MATCH(T70143,Lists!$C$6:$C$8,0)))","v":"Serviceable"},{"$f":"INDEX(Lists!$C$12:$C$26, MATCH(H70143, Lists!$B$12:$B$26,0))","v":"LV"}]
[null,168457,1972,"Wood Creos Impregnated","Serviceable","Class 3",0,"lv/hv",950,2019,80,"No",false,10,{"$f":"INDEX(Lists!$B$32:$B$40, MATCH(YEAR(TODAY())-C70219, Lists!$C$32:$C$40,1))","v":"51-60"},302.39439187460113,{"$f":"INDEX(Data!$E$24:$E$47, MATCH(F70219&D70219, Data!$B$24:$B$47,0))","v":1.0684339161496522E-3},{"$f":"SUMPRODUCT((Data!$B$58:$B$60=Model!$F70219)*(Data!$C$57:$K$57=Model!$O70219)*(Data!$C$58:$K$60))","v":2.6564859251595059},53.43514074840494,2,{"$f":"IF(E70219<>\"Serviceable\",E70219,INDEX(Lists!$D$6:$D$8, MATCH(T70219,Lists!$C$6:$C$8,0)))","v":"Limited Life"},{"$f":"INDEX(Lists!$C$12:$C$26, MATCH(H70219, Lists!$B$12:$B$26,0))","v":"HV"}]
[null,168549,1980,"Wood Untreated Dressed","Serviceable","Class 1",0,"lv",680,2021,100,"No",false,10,{"$f":"INDEX(Lists!$B$32:$B$40, MATCH(YEAR(TODAY())-C70257, Lists!$C$32:$C$40,1))","v":"41-50"},216.45072260497767,{"$f":"INDEX(Data!$E$24:$E$47, MATCH(F70257&D70257, Data!$B$24:$B$47,0))","v":1.9964561142097742E-3},{"$f":"SUMPRODUCT((Data!$B$58:$B$60=Model!$F70257)*(Data!$C$57:$K$57=Model!$O70257)*(Data!$C$58:$K$60))","v":1.7977578417715214},82.022421582284778,1,{"$f":"IF(E70257<>\"Serviceable\",E70257,INDEX(Lists!$D$6:$D$8, MATCH(T70257,Lists!$C$6:$C$8,0)))","v":"Serviceable"},{"$f":"INDEX(Lists!$C$12:$C$26, MATCH(H70257, Lists!$B$12:$B$26,0))","v":"LV"}]
[null,168776,1974,"Wood Creos Impregnated","Serviceable","Class 3",0,"lv",999,2022,55,"No",false,{"$f":"IF(L70344=\"No\",ROUND((End_year-J70344)/5,0)*5,ROUND((End_year-J70344)/3,0)*3)","v":10},{"$f":"INDEX(Lists!$B$32:$B$40, MATCH(YEAR(TODAY())-C70344, Lists!$C$32:$C$40,1))","v":"51-60"},317.99157629760691,{"$f":"INDEX(Data!$E$24:$E$47, MATCH(F70344&D70344, Data!$B$24:$B$47,0))","v":1.0684339161496522E-3},{"$f":"SUMPRODUCT((Data!$B$58:$B$60=Model!$F70344)*(Data!$C$57:$K$57=Model!$O70344)*(Data!$C$58:$K$60))","v":2.6564859251595059},{"$f":"IF(IF(K70344>=700,999,(K70344-R70344*N70344))<0,0,IF(K70344>=700,999,(K70344-R70344*N70344)))","v":28.43514074840494},{"$f":"IF(S70344<30,3,IF(AND(F70344=\"Class 1\",S70344<50),2,IF(AND(F70344=\"Class 1\",S70344>=50),1,IF(S70344<70,2,1))))","v":3},{"$f":"IF(E70344<>\"Serviceable\",E70344,INDEX(Lists!$D$6:$D$8, MATCH(T70344,Lists!$C$6:$C$8,0)))","v":"Unserviceable"},{"$f":"INDEX(Lists!$C$12:$C$26, MATCH(H70344, Lists!$B$12:$B$26,0))","v":"LV"}]
[null,168893,1976,"Wood Untreated Dressed","Serviceable","Class 1",0,"lv/hv",750,2021,100,"No",false,10,{"$f":"INDEX(Lists!$B$32:$B$40, MATCH(YEAR(TODAY())-C70394, Lists!$C$32:$C$40,1))","v":"41-50"},238.73241463784302,{"$f":"INDEX(Data!$E$24:$E$47, MATCH(F70394&D70394, Data!$B$24:$B$47,0))","v":1.9964561142097742E-3},{"$f":"SUMPRODUCT((Data!$B$58:$B$60=Model!$F70394)*(Data!$C$57:$K$57=Model!$O70394)*(Data!$C$58:$K$60))","v":1.7977578417715214},82.022421582284778,1,{"$f":"IF(E70394<>\"Serviceable\",E70394,INDEX(Lists!$D$6:$D$8, MATCH(T70394,Lists!$C$6:$C$8,0)))","v":"Serviceable"},{"$f":"INDEX(Lists!$C$12:$C$26, MATCH(H70394, Lists!$B$12:$B$26,0))","v":"HV"}]
[null,169043,1986,"Wood Creos Impregnated","Serviceable","Class 3",0,"lv/hv",880,2019,120,"No",false,10,{"$f":"INDEX(Lists!$B$32:$B$40, MATCH(YEAR(TODAY())-C70452, Lists!$C$32:$C$40,1))","v":"31-40"},280.11269984173578,{"$f":"INDEX(Data!$E$24:$E$47, MATCH(F70452&D70452, Data!$B$24:$B$47,0))","v":1.0684339161496522E-3},{"$f":"SUMPRODUCT((Data!$B$58:$B$60=Model!$F70452)*(Data!$C$57:$K$57=Model!$O70452)*(Data!$C$58:$K$60))","v":3.6307860245411354},83.692139754588652,1,{"$f":"IF(E70452<>\"Serviceable\",E70452,INDEX(Lists!$D$6:$D$8, MATCH(T70452,Lists!$C$6:$C$8,0)))","v":"Serviceable"},{"$f":"INDEX(Lists!$C$12:$C$26, MATCH(H70452, Lists!$B$12:$B$26,0))","v":"HV"}]
[null,169080,1965,"Wood Creos Impregnated","Serviceable","Class 3",0,"lv/sub-transmission",900,2020,100,"No",false,10,{"$f":"INDEX(Lists!$B$32:$B$40, MATCH(YEAR(TODAY())-C70464, Lists!$C$32:$C$40,1))","v":"51-60"},286.47889756541161,{"$f":"INDEX(Data!$E$24:$E$47, MATCH(F70464&D70464, Data!$B$24:$B$47,0))","v":1.0684339161496522E-3},{"$f":"SUMPRODUCT((Data!$B$58:$B$60=Model!$F70464)*(Data!$C$57:$K$57=Model!$O70464)*(Data!$C$58:$K$60))","v":2.6564859251595059},73.435140748404933,1,{"$f":"IF(E70464<>\"Serviceable\",E70464,INDEX(Lists!$D$6:$D$8, MATCH(T70464,Lists!$C$6:$C$8,0)))","v":"Serviceable"},{"$f":"INDEX(Lists!$C$12:$C$26, MATCH(H70464, Lists!$B$12:$B$26,0))","v":"Sub-T"}]
[null,169273,1976,"Wood Creos Impregnated","Serviceable","Class 3",0,"lv",820,2020,100,"No",false,10,{"$f":"INDEX(Lists!$B$32:$B$40, MATCH(YEAR(TODAY())-C70569, Lists!$C$32:$C$40,1))","v":"41-50"},261.01410667070837,{"$f":"INDEX(Data!$E$24:$E$47, MATCH(F70569&D70569, Data!$B$24:$B$47,0))","v":1.0684339161496522E-3},{"$f":"SUMPRODUCT((Data!$B$58:$B$60=Model!$F70569)*(Data!$C$57:$K$57=Model!$O70569)*(Data!$C$58:$K$60))","v":3.2595928155551883},67.404071844448112,2,{"$f":"IF(E70569<>\"Serviceable\",E70569,INDEX(Lists!$D$6:$D$8, MATCH(T70569,Lists!$C$6:$C$8,0)))","v":"Limited Life"},{"$f":"INDEX(Lists!$C$12:$C$26, MATCH(H70569, Lists!$B$12:$B$26,0))","v":"LV"}]
[null,169376,1977,"Wood Creos Impregnated","Serviceable","Class 3",0,"lv/hv",925,2020,100,"No",false,10,{"$f":"INDEX(Lists!$B$32:$B$40, MATCH(YEAR(TODAY())-C70619, Lists!$C$32:$C$40,1))","v":"41-50"},294.43664472000637,{"$f":"INDEX(Data!$E$24:$E$47, MATCH(F70619&D70619, Data!$B$24:$B$47,0))","v":1.0684339161496522E-3},{"$f":"SUMPRODUCT((Data!$B$58:$B$60=Model!$F70619)*(Data!$C$57:$K$57=Model!$O70619)*(Data!$C$58:$K$60))","v":3.2595928155551883},67.404071844448112,2,{"$f":"IF(E70619<>\"Serviceable\",E70619,INDEX(Lists!$D$6:$D$8, MATCH(T70619,Lists!$C$6:$C$8,0)))","v":"Limited Life"},{"$f":"INDEX(Lists!$C$12:$C$26, MATCH(H70619, Lists!$B$12:$B$26,0))","v":"HV"}]
[null,169423,1968,"Wood Creos Impregnated","Serviceable","Class 3",0,"lv",930,2020,100,"No",false,10,{"$f":"INDEX(Lists!$B$32:$B$40, MATCH(YEAR(TODAY())-C70637, Lists!$C$32:$C$40,1))","v":"51-60"},296.02819415092534,{"$f":"INDEX(Data!$E$24:$E$47, MATCH(F70637&D70637, Data!$B$24:$B$47,0))","v":1.0684339161496522E-3},{"$f":"SUMPRODUCT((Data!$B$58:$B$60=Model!$F70637)*(Data!$C$57:$K$57=Model!$O70637)*(Data!$C$58:$K$60))","v":2.6564859251595059},73.435140748404933,1,{"$f":"IF(E70637<>\"Serviceable\",E70637,INDEX(Lists!$D$6:$D$8, MATCH(T70637,Lists!$C$6:$C$8,0)))","v":"Serviceable"},{"$f":"INDEX(Lists!$C$12:$C$26, MATCH(H70637, Lists!$B$12:$B$26,0))","v":"LV"}]
[null,169539,1977,"Wood Untreated Dressed","Serviceable","Unknown",0,"pl",900,2019,110,"No",false,10,{"$f":"INDEX(Lists!$B$32:$B$40, MATCH(YEAR(TODAY())-C70689, Lists!$C$32:$C$40,1))","v":"41-50"},286.47889756541161,{"$f":"INDEX(Data!$E$24:$E$47, MATCH(F70689&D70689, Data!$B$24:$B$47,0))","v":1.8301435406698563E-3},{"$f":"SUMPRODUCT((Data!$B$58:$B$60=Model!$F70689)*(Data!$C$57:$K$57=Model!$O70689)*(Data!$C$58:$K$60))","v":0},110,1,{"$f":"IF(E70689<>\"Serviceable\",E70689,INDEX(Lists!$D$6:$D$8, MATCH(T70689,Lists!$C$6:$C$8,0)))","v":"Serviceable"},{"$f":"INDEX(Lists!$C$12:$C$26, MATCH(H70689, Lists!$B$12:$B$26,0))","v":"LV"}]
[null,169703,1974,"Wood Creos Impregnated","Serviceable","Class 3",0,"lv",900,2019,90,"No",false,10,{"$f":"INDEX(Lists!$B$32:$B$40, MATCH(YEAR(TODAY())-C70765, Lists!$C$32:$C$40,1))","v":"51-60"},286.47889756541161,{"$f":"INDEX(Data!$E$24:$E$47, MATCH(F70765&D70765, Data!$B$24:$B$47,0))","v":1.0684339161496522E-3},{"$f":"SUMPRODUCT((Data!$B$58:$B$60=Model!$F70765)*(Data!$C$57:$K$57=Model!$O70765)*(Data!$C$58:$K$60))","v":2.6564859251595059},63.43514074840494,2,{"$f":"IF(E70765<>\"Serviceable\",E70765,INDEX(Lists!$D$6:$D$8, MATCH(T70765,Lists!$C$6:$C$8,0)))","v":"Limited Life"},{"$f":"INDEX(Lists!$C$12:$C$26, MATCH(H70765, Lists!$B$12:$B$26,0))","v":"LV"}]
[null,169873,1990,"Wood Untreated Dressed","Serviceable","Class 1",0,"lv/hv",900,2020,120,"No",false,10,{"$f":"INDEX(Lists!$B$32:$B$40, MATCH(YEAR(TODAY())-C70832, Lists!$C$32:$C$40,1))","v":"31-40"},286.47889756541161,{"$f":"INDEX(Data!$E$24:$E$47, MATCH(F70832&D70832, Data!$B$24:$B$47,0))","v":1.9964561142097742E-3},{"$f":"SUMPRODUCT((Data!$B$58:$B$60=Model!$F70832)*(Data!$C$57:$K$57=Model!$O70832)*(Data!$C$58:$K$60))","v":3.0038452968326621},89.961547031673376,1,{"$f":"IF(E70832<>\"Serviceable\",E70832,INDEX(Lists!$D$6:$D$8, MATCH(T70832,Lists!$C$6:$C$8,0)))","v":"Serviceable"},{"$f":"INDEX(Lists!$C$12:$C$26, MATCH(H70832, Lists!$B$12:$B$26,0))","v":"HV"}]
[null,169940,1995,"Wood Untreated Dressed","Serviceable","Class 1",0,"lv/hv",942,2020,120,"No",false,10,{"$f":"INDEX(Lists!$B$32:$B$40, MATCH(YEAR(TODAY())-C70864, Lists!$C$32:$C$40,1))","v":"21-30"},299.8479127851308,{"$f":"INDEX(Data!$E$24:$E$47, MATCH(F70864&D70864, Data!$B$24:$B$47,0))","v":1.9964561142097742E-3},{"$f":"SUMPRODUCT((Data!$B$58:$B$60=Model!$F70864)*(Data!$C$57:$K$57=Model!$O70864)*(Data!$C$58:$K$60))","v":2.1651652228345815},98.34834777165419,1,{"$f":"IF(E70864<>\"Serviceable\",E70864,INDEX(Lists!$D$6:$D$8, MATCH(T70864,Lists!$C$6:$C$8,0)))","v":"Serviceable"},{"$f":"INDEX(Lists!$C$12:$C$26, MATCH(H70864, Lists!$B$12:$B$26,0))","v":"HV"}]
[null,170109,1976,"Wood Creos Impregnated","Serviceable","Class 3",0,"lv",1000,2019,100,"No",false,10,{"$f":"INDEX(Lists!$B$32:$B$40, MATCH(YEAR(TODAY())-C70940, Lists!$C$32:$C$40,1))","v":"41-50"},318.3098861837907,{"$f":"INDEX(Data!$E$24:$E$47, MATCH(F70940&D70940, Data!$B$24:$B$47,0))","v":1.0684339161496522E-3},{"$f":"SUMPRODUCT((Data!$B$58:$B$60=Model!$F70940)*(Data!$C$57:$K$57=Model!$O70940)*(Data!$C$58:$K$60))","v":3.2595928155551883},67.404071844448112,2,{"$f":"IF(E70940<>\"Serviceable\",E70940,INDEX(Lists!$D$6:$D$8, MATCH(T70940,Lists!$C$6:$C$8,0)))","v":"Limited Life"},{"$f":"INDEX(Lists!$C$12:$C$26, MATCH(H70940, Lists!$B$12:$B$26,0))","v":"LV"}]
[null,170192,1971,"Wood Creos Impregnated","Serviceable","Class 3",0,"lv",800,2019,90,"No",false,10,{"$f":"INDEX(Lists!$B$32:$B$40, MATCH(YEAR(TODAY())-C70973, Lists!$C$32:$C$40,1))","v":"51-60"},254.64790894703253,{"$f":"INDEX(Data!$E$24:$E$47, MATCH(F70973&D70973, Data!$B$24:$B$47,0))","v":1.0684339161496522E-3},{"$f":"SUMPRODUCT((Data!$B$58:$B$60=Model!$F70973)*(Data!$C$57:$K$57=Model!$O70973)*(Data!$C$58:$K$60))","v":2.6564859251595059},63.43514074840494,2,{"$f":"IF(E70973<>\"Serviceable\",E70973,INDEX(Lists!$D$6:$D$8, MATCH(T70973,Lists!$C$6:$C$8,0)))","v":"Limited Life"},{"$f":"INDEX(Lists!$C$12:$C$26, MATCH(H70973, Lists!$B$12:$B$26,0))","v":"LV"}]
[null,170279,1978,"Wood Untreated Dressed","Serviceable","Class 1",0,"lv",800,2021,100,"No",false,10,{"$f":"INDEX(Lists!$B$32:$B$40, MATCH(YEAR(TODAY())-C71010, Lists!$C$32:$C$40,1))","v":"41-50"},254.64790894703253,{"$f":"INDEX(Data!$E$24:$E$47, MATCH(F71010&D71010, Data!$B$24:$B$47,0))","v":1.9964561142097742E-3},{"$f":"SUMPRODUCT((Data!$B$58:$B$60=Model!$F71010)*(Data!$C$57:$K$57=Model!$O71010)*(Data!$C$58:$K$60))","v":1.7977578417715214},82.022421582284778,1,{"$f":"IF(E71010<>\"Serviceable\",E71010,INDEX(Lists!$D$6:$D$8, MATCH(T71010,Lists!$C$6:$C$8,0)))","v":"Serviceable"},{"$f":"INDEX(Lists!$C$12:$C$26, MATCH(H71010, Lists!$B$12:$B$26,0))","v":"LV"}]
[null,170576,1981,"Wood Untreated Dressed","Serviceable","Class 1",0,"lv",940,2019,120,"No",false,10,{"$f":"INDEX(Lists!$B$32:$B$40, MATCH(YEAR(TODAY())-C71115, Lists!$C$32:$C$40,1))","v":"41-50"},299.21129301276324,{"$f":"INDEX(Data!$E$24:$E$47, MATCH(F71115&D71115, Data!$B$24:$B$47,0))","v":1.9964561142097742E-3},{"$f":"SUMPRODUCT((Data!$B$58:$B$60=Model!$F71115)*(Data!$C$57:$K$57=Model!$O71115)*(Data!$C$58:$K$60))","v":1.7977578417715214},102.02242158228478,1,{"$f":"IF(E71115<>\"Serviceable\",E71115,INDEX(Lists!$D$6:$D$8, MATCH(T71115,Lists!$C$6:$C$8,0)))","v":"Serviceable"},{"$f":"INDEX(Lists!$C$12:$C$26, MATCH(H71115, Lists!$B$12:$B$26,0))","v":"LV"}]
[null,170684,1955,"Wood Untreated Round","Serviceable","Class 1",0,"stay",1280,2020,100,"No",false,10,{"$f":"INDEX(Lists!$B$32:$B$40, MATCH(YEAR(TODAY())-C71168, Lists!$C$32:$C$40,1))","v":"61-70"},407.4366543152521,{"$f":"INDEX(Data!$E$24:$E$47, MATCH(F71168&D71168, Data!$B$24:$B$47,0))","v":1.9964561142097742E-3},{"$f":"SUMPRODUCT((Data!$B$58:$B$60=Model!$F71168)*(Data!$C$57:$K$57=Model!$O71168)*(Data!$C$58:$K$60))","v":2.3795837981601728},76.204162018398279,1,{"$f":"IF(E71168<>\"Serviceable\",E71168,INDEX(Lists!$D$6:$D$8, MATCH(T71168,Lists!$C$6:$C$8,0)))","v":"Serviceable"},{"$f":"INDEX(Lists!$C$12:$C$26, MATCH(H71168, Lists!$B$12:$B$26,0))","v":"LV"}]
[null,170719,1971,"Wood Creos Impregnated","Serviceable","Class 3",0,"lv",880,2019,100,"No",false,10,{"$f":"INDEX(Lists!$B$32:$B$40, MATCH(YEAR(TODAY())-C71185, Lists!$C$32:$C$40,1))","v":"51-60"},280.11269984173578,{"$f":"INDEX(Data!$E$24:$E$47, MATCH(F71185&D71185, Data!$B$24:$B$47,0))","v":1.0684339161496522E-3},{"$f":"SUMPRODUCT((Data!$B$58:$B$60=Model!$F71185)*(Data!$C$57:$K$57=Model!$O71185)*(Data!$C$58:$K$60))","v":2.6564859251595059},73.435140748404933,1,{"$f":"IF(E71185<>\"Serviceable\",E71185,INDEX(Lists!$D$6:$D$8, MATCH(T71185,Lists!$C$6:$C$8,0)))","v":"Serviceable"},{"$f":"INDEX(Lists!$C$12:$C$26, MATCH(H71185, Lists!$B$12:$B$26,0))","v":"LV"}]
[null,170840,1970,"Wood Creos Impregnated","Serviceable","Class 3",0,"lv",830,2019,90,"No",false,10,{"$f":"INDEX(Lists!$B$32:$B$40, MATCH(YEAR(TODAY())-C71235, Lists!$C$32:$C$40,1))","v":"51-60"},264.19720553254626,{"$f":"INDEX(Data!$E$24:$E$47, MATCH(F71235&D71235, Data!$B$24:$B$47,0))","v":1.0684339161496522E-3},{"$f":"SUMPRODUCT((Data!$B$58:$B$60=Model!$F71235)*(Data!$C$57:$K$57=Model!$O71235)*(Data!$C$58:$K$60))","v":2.6564859251595059},63.43514074840494,2,{"$f":"IF(E71235<>\"Serviceable\",E71235,INDEX(Lists!$D$6:$D$8, MATCH(T71235,Lists!$C$6:$C$8,0)))","v":"Limited Life"},{"$f":"INDEX(Lists!$C$12:$C$26, MATCH(H71235, Lists!$B$12:$B$26,0))","v":"LV"}]
[null,171022,1972,"Wood Creos Impregnated","Serviceable","Class 3",0,"lv/future hv",1080,2019,110,"No",false,10,{"$f":"INDEX(Lists!$B$32:$B$40, MATCH(YEAR(TODAY())-C71309, Lists!$C$32:$C$40,1))","v":"51-60"},343.77467707849394,{"$f":"INDEX(Data!$E$24:$E$47, MATCH(F71309&D71309, Data!$B$24:$B$47,0))","v":1.0684339161496522E-3},{"$f":"SUMPRODUCT((Data!$B$58:$B$60=Model!$F71309)*(Data!$C$57:$K$57=Model!$O71309)*(Data!$C$58:$K$60))","v":2.6564859251595059},83.435140748404933,1,{"$f":"IF(E71309<>\"Serviceable\",E71309,INDEX(Lists!$D$6:$D$8, MATCH(T71309,Lists!$C$6:$C$8,0)))","v":"Serviceable"},{"$f":"INDEX(Lists!$C$12:$C$26, MATCH(H71309, Lists!$B$12:$B$26,0))","v":"LV"}]
[null,171169,1981,"Wood Untreated Dressed","Serviceable","Class 1",0,"pl",850,2019,90,"No",false,10,{"$f":"INDEX(Lists!$B$32:$B$40, MATCH(YEAR(TODAY())-C71360, Lists!$C$32:$C$40,1))","v":"41-50"},270.5634032562221,{"$f":"INDEX(Data!$E$24:$E$47, MATCH(F71360&D71360, Data!$B$24:$B$47,0))","v":1.9964561142097742E-3},{"$f":"SUMPRODUCT((Data!$B$58:$B$60=Model!$F71360)*(Data!$C$57:$K$57=Model!$O71360)*(Data!$C$58:$K$60))","v":1.7977578417715214},72.022421582284778,1,{"$f":"IF(E71360<>\"Serviceable\",E71360,INDEX(Lists!$D$6:$D$8, MATCH(T71360,Lists!$C$6:$C$8,0)))","v":"Serviceable"},{"$f":"INDEX(Lists!$C$12:$C$26, MATCH(H71360, Lists!$B$12:$B$26,0))","v":"LV"}]
[null,171292,1978,"Wood Untreated Dressed","Serviceable","Class 1",0,"lv/hv",980,2021,120,"No",false,10,{"$f":"INDEX(Lists!$B$32:$B$40, MATCH(YEAR(TODAY())-C71410, Lists!$C$32:$C$40,1))","v":"41-50"},311.94368846011486,{"$f":"INDEX(Data!$E$24:$E$47, MATCH(F71410&D71410, Data!$B$24:$B$47,0))","v":1.9964561142097742E-3},{"$f":"SUMPRODUCT((Data!$B$58:$B$60=Model!$F71410)*(Data!$C$57:$K$57=Model!$O71410)*(Data!$C$58:$K$60))","v":1.7977578417715214},102.02242158228478,1,{"$f":"IF(E71410<>\"Serviceable\",E71410,INDEX(Lists!$D$6:$D$8, MATCH(T71410,Lists!$C$6:$C$8,0)))","v":"Serviceable"},{"$f":"INDEX(Lists!$C$12:$C$26, MATCH(H71410, Lists!$B$12:$B$26,0))","v":"HV"}]
[null,171464,1978,"Wood Untreated Dressed","Serviceable","Class 1",0,"lv/hv",974,2020,110,"No",false,10,{"$f":"INDEX(Lists!$B$32:$B$40, MATCH(YEAR(TODAY())-C71472, Lists!$C$32:$C$40,1))","v":"41-50"},310.0338291430121,{"$f":"INDEX(Data!$E$24:$E$47, MATCH(F71472&D71472, Data!$B$24:$B$47,0))","v":1.9964561142097742E-3},{"$f":"SUMPRODUCT((Data!$B$58:$B$60=Model!$F71472)*(Data!$C$57:$K$57=Model!$O71472)*(Data!$C$58:$K$60))","v":1.7977578417715214},92.022421582284778,1,{"$f":"IF(E71472<>\"Serviceable\",E71472,INDEX(Lists!$D$6:$D$8, MATCH(T71472,Lists!$C$6:$C$8,0)))","v":"Serviceable"},{"$f":"INDEX(Lists!$C$12:$C$26, MATCH(H71472, Lists!$B$12:$B$26,0))","v":"HV"}]
[null,171602,1988,"Wood Untreated Dressed","Serviceable","Class 1",0,"lv/hv",1080,2019,150,"No",false,10,{"$f":"INDEX(Lists!$B$32:$B$40, MATCH(YEAR(TODAY())-C71535, Lists!$C$32:$C$40,1))","v":"31-40"},343.77467707849394,{"$f":"INDEX(Data!$E$24:$E$47, MATCH(F71535&D71535, Data!$B$24:$B$47,0))","v":1.9964561142097742E-3},{"$f":"SUMPRODUCT((Data!$B$58:$B$60=Model!$F71535)*(Data!$C$57:$K$57=Model!$O71535)*(Data!$C$58:$K$60))","v":3.0038452968326621},119.96154703167338,1,{"$f":"IF(E71535<>\"Serviceable\",E71535,INDEX(Lists!$D$6:$D$8, MATCH(T71535,Lists!$C$6:$C$8,0)))","v":"Serviceable"},{"$f":"INDEX(Lists!$C$12:$C$26, MATCH(H71535, Lists!$B$12:$B$26,0))","v":"HV"}]
[null,171686,1975,"Wood Creos Impregnated","Serviceable","Class 3",0,"lv/hv",1250,2019,100,"No",false,10,{"$f":"INDEX(Lists!$B$32:$B$40, MATCH(YEAR(TODAY())-C71585, Lists!$C$32:$C$40,1))","v":"41-50"},397.88735772973837,{"$f":"INDEX(Data!$E$24:$E$47, MATCH(F71585&D71585, Data!$B$24:$B$47,0))","v":1.0684339161496522E-3},{"$f":"SUMPRODUCT((Data!$B$58:$B$60=Model!$F71585)*(Data!$C$57:$K$57=Model!$O71585)*(Data!$C$58:$K$60))","v":3.2595928155551883},67.404071844448112,2,{"$f":"IF(E71585<>\"Serviceable\",E71585,INDEX(Lists!$D$6:$D$8, MATCH(T71585,Lists!$C$6:$C$8,0)))","v":"Limited Life"},{"$f":"INDEX(Lists!$C$12:$C$26, MATCH(H71585, Lists!$B$12:$B$26,0))","v":"HV"}]
[null,171733,1977,"Wood Creos Impregnated","Serviceable","Class 1",0,"lv",1000,2019,120,"No",false,10,{"$f":"INDEX(Lists!$B$32:$B$40, MATCH(YEAR(TODAY())-C71613, Lists!$C$32:$C$40,1))","v":"41-50"},318.3098861837907,{"$f":"INDEX(Data!$E$24:$E$47, MATCH(F71613&D71613, Data!$B$24:$B$47,0))","v":9.9474993092014377E-4},{"$f":"SUMPRODUCT((Data!$B$58:$B$60=Model!$F71613)*(Data!$C$57:$K$57=Model!$O71613)*(Data!$C$58:$K$60))","v":1.7977578417715214},102.02242158228478,1,{"$f":"IF(E71613<>\"Serviceable\",E71613,INDEX(Lists!$D$6:$D$8, MATCH(T71613,Lists!$C$6:$C$8,0)))","v":"Serviceable"},{"$f":"INDEX(Lists!$C$12:$C$26, MATCH(H71613, Lists!$B$12:$B$26,0))","v":"LV"}]
[null,171874,1978,"Wood Untreated Dressed","Serviceable","Class 1",0,"lv",1160,2020,110,"No",false,10,{"$f":"INDEX(Lists!$B$32:$B$40, MATCH(YEAR(TODAY())-C71710, Lists!$C$32:$C$40,1))","v":"41-50"},369.23946797319718,{"$f":"INDEX(Data!$E$24:$E$47, MATCH(F71710&D71710, Data!$B$24:$B$47,0))","v":1.9964561142097742E-3},{"$f":"SUMPRODUCT((Data!$B$58:$B$60=Model!$F71710)*(Data!$C$57:$K$57=Model!$O71710)*(Data!$C$58:$K$60))","v":1.7977578417715214},92.022421582284778,1,{"$f":"IF(E71710<>\"Serviceable\",E71710,INDEX(Lists!$D$6:$D$8, MATCH(T71710,Lists!$C$6:$C$8,0)))","v":"Serviceable"},{"$f":"INDEX(Lists!$C$12:$C$26, MATCH(H71710, Lists!$B$12:$B$26,0))","v":"LV"}]
[null,171912,1982,"Wood Untreated Dressed","Serviceable","Class 1",0,"lv",1030,2019,100,"No",false,10,{"$f":"INDEX(Lists!$B$32:$B$40, MATCH(YEAR(TODAY())-C71731, Lists!$C$32:$C$40,1))","v":"41-50"},327.85918276930443,{"$f":"INDEX(Data!$E$24:$E$47, MATCH(F71731&D71731, Data!$B$24:$B$47,0))","v":1.9964561142097742E-3},{"$f":"SUMPRODUCT((Data!$B$58:$B$60=Model!$F71731)*(Data!$C$57:$K$57=Model!$O71731)*(Data!$C$58:$K$60))","v":1.7977578417715214},82.022421582284778,1,{"$f":"IF(E71731<>\"Serviceable\",E71731,INDEX(Lists!$D$6:$D$8, MATCH(T71731,Lists!$C$6:$C$8,0)))","v":"Serviceable"},{"$f":"INDEX(Lists!$C$12:$C$26, MATCH(H71731, Lists!$B$12:$B$26,0))","v":"LV"}]
[null,172032,1974,"Wood Creos Impregnated","Serviceable","Class 3",0,"lv/hv",1040,2023,90,"No",false,10,{"$f":"INDEX(Lists!$B$32:$B$40, MATCH(YEAR(TODAY())-C71808, Lists!$C$32:$C$40,1))","v":"51-60"},331.04228163114232,{"$f":"INDEX(Data!$E$24:$E$47, MATCH(F71808&D71808, Data!$B$24:$B$47,0))","v":1.0684339161496522E-3},{"$f":"SUMPRODUCT((Data!$B$58:$B$60=Model!$F71808)*(Data!$C$57:$K$57=Model!$O71808)*(Data!$C$58:$K$60))","v":2.6564859251595059},63.43514074840494,2,{"$f":"IF(E71808<>\"Serviceable\",E71808,INDEX(Lists!$D$6:$D$8, MATCH(T71808,Lists!$C$6:$C$8,0)))","v":"Limited Life"},{"$f":"INDEX(Lists!$C$12:$C$26, MATCH(H71808, Lists!$B$12:$B$26,0))","v":"HV"}]
[null,172069,1983,"Wood Creos Impregnated","Serviceable","Class 1",0,"lv",1100,2019,130,"No",false,10,{"$f":"INDEX(Lists!$B$32:$B$40, MATCH(YEAR(TODAY())-C71830, Lists!$C$32:$C$40,1))","v":"41-50"},350.14087480216978,{"$f":"INDEX(Data!$E$24:$E$47, MATCH(F71830&D71830, Data!$B$24:$B$47,0))","v":9.9474993092014377E-4},{"$f":"SUMPRODUCT((Data!$B$58:$B$60=Model!$F71830)*(Data!$C$57:$K$57=Model!$O71830)*(Data!$C$58:$K$60))","v":1.7977578417715214},112.02242158228478,1,{"$f":"IF(E71830<>\"Serviceable\",E71830,INDEX(Lists!$D$6:$D$8, MATCH(T71830,Lists!$C$6:$C$8,0)))","v":"Serviceable"},{"$f":"INDEX(Lists!$C$12:$C$26, MATCH(H71830, Lists!$B$12:$B$26,0))","v":"LV"}]
[null,172212,1970,"Wood Creos Impregnated","Serviceable","Class 3",0,"lv/hv",1068,2019,100,"No",false,10,{"$f":"INDEX(Lists!$B$32:$B$40, MATCH(YEAR(TODAY())-C71906, Lists!$C$32:$C$40,1))","v":"51-60"},339.95495844428842,{"$f":"INDEX(Data!$E$24:$E$47, MATCH(F71906&D71906, Data!$B$24:$B$47,0))","v":1.0684339161496522E-3},{"$f":"SUMPRODUCT((Data!$B$58:$B$60=Model!$F71906)*(Data!$C$57:$K$57=Model!$O71906)*(Data!$C$58:$K$60))","v":2.6564859251595059},73.435140748404933,1,{"$f":"IF(E71906<>\"Serviceable\",E71906,INDEX(Lists!$D$6:$D$8, MATCH(T71906,Lists!$C$6:$C$8,0)))","v":"Serviceable"},{"$f":"INDEX(Lists!$C$12:$C$26, MATCH(H71906, Lists!$B$12:$B$26,0))","v":"HV"}]
[null,172286,1968,"Wood Creos Impregnated","Serviceable","Class 3",0,"lv",848,2019,90,"No",false,10,{"$f":"INDEX(Lists!$B$32:$B$40, MATCH(YEAR(TODAY())-C71956, Lists!$C$32:$C$40,1))","v":"51-60"},269.92678348385448,{"$f":"INDEX(Data!$E$24:$E$47, MATCH(F71956&D71956, Data!$B$24:$B$47,0))","v":1.0684339161496522E-3},{"$f":"SUMPRODUCT((Data!$B$58:$B$60=Model!$F71956)*(Data!$C$57:$K$57=Model!$O71956)*(Data!$C$58:$K$60))","v":2.6564859251595059},63.43514074840494,2,{"$f":"IF(E71956<>\"Serviceable\",E71956,INDEX(Lists!$D$6:$D$8, MATCH(T71956,Lists!$C$6:$C$8,0)))","v":"Limited Life"},{"$f":"INDEX(Lists!$C$12:$C$26, MATCH(H71956, Lists!$B$12:$B$26,0))","v":"LV"}]
[null,172410,1979,"Wood Untreated Dressed","Serviceable","Class 1",0,"lv/hv",974,2023,110,"No",false,10,{"$f":"INDEX(Lists!$B$32:$B$40, MATCH(YEAR(TODAY())-C72025, Lists!$C$32:$C$40,1))","v":"41-50"},310.0338291430121,{"$f":"INDEX(Data!$E$24:$E$47, MATCH(F72025&D72025, Data!$B$24:$B$47,0))","v":1.9964561142097742E-3},{"$f":"SUMPRODUCT((Data!$B$58:$B$60=Model!$F72025)*(Data!$C$57:$K$57=Model!$O72025)*(Data!$C$58:$K$60))","v":1.7977578417715214},92.022421582284778,1,{"$f":"IF(E72025<>\"Serviceable\",E72025,INDEX(Lists!$D$6:$D$8, MATCH(T72025,Lists!$C$6:$C$8,0)))","v":"Serviceable"},{"$f":"INDEX(Lists!$C$12:$C$26, MATCH(H72025, Lists!$B$12:$B$26,0))","v":"HV"}]
[null,172512,1979,"Wood Untreated Dressed","Serviceable","Class 1",0,"lv",960,2021,110,"No",false,10,{"$f":"INDEX(Lists!$B$32:$B$40, MATCH(YEAR(TODAY())-C72081, Lists!$C$32:$C$40,1))","v":"41-50"},305.57749073643907,{"$f":"INDEX(Data!$E$24:$E$47, MATCH(F72081&D72081, Data!$B$24:$B$47,0))","v":1.9964561142097742E-3},{"$f":"SUMPRODUCT((Data!$B$58:$B$60=Model!$F72081)*(Data!$C$57:$K$57=Model!$O72081)*(Data!$C$58:$K$60))","v":1.7977578417715214},92.022421582284778,1,{"$f":"IF(E72081<>\"Serviceable\",E72081,INDEX(Lists!$D$6:$D$8, MATCH(T72081,Lists!$C$6:$C$8,0)))","v":"Serviceable"},{"$f":"INDEX(Lists!$C$12:$C$26, MATCH(H72081, Lists!$B$12:$B$26,0))","v":"LV"}]
[null,172612,1980,"Wood Untreated Dressed","Serviceable","Class 2",0,"lv/hv",1005,2020,120,"No",false,10,{"$f":"INDEX(Lists!$B$32:$B$40, MATCH(YEAR(TODAY())-C72131, Lists!$C$32:$C$40,1))","v":"41-50"},319.90143561470961,{"$f":"INDEX(Data!$E$24:$E$47, MATCH(F72131&D72131, Data!$B$24:$B$47,0))","v":2.1997700016428453E-3},{"$f":"SUMPRODUCT((Data!$B$58:$B$60=Model!$F72131)*(Data!$C$57:$K$57=Model!$O72131)*(Data!$C$58:$K$60))","v":3.126815166746074},88.731848332539258,1,{"$f":"IF(E72131<>\"Serviceable\",E72131,INDEX(Lists!$D$6:$D$8, MATCH(T72131,Lists!$C$6:$C$8,0)))","v":"Serviceable"},{"$f":"INDEX(Lists!$C$12:$C$26, MATCH(H72131, Lists!$B$12:$B$26,0))","v":"HV"}]
[null,172749,1980,"Wood Untreated Dressed","Serviceable","Class 1",0,"lv",880,2020,90,"No",false,10,{"$f":"INDEX(Lists!$B$32:$B$40, MATCH(YEAR(TODAY())-C72188, Lists!$C$32:$C$40,1))","v":"41-50"},280.11269984173578,{"$f":"INDEX(Data!$E$24:$E$47, MATCH(F72188&D72188, Data!$B$24:$B$47,0))","v":1.9964561142097742E-3},{"$f":"SUMPRODUCT((Data!$B$58:$B$60=Model!$F72188)*(Data!$C$57:$K$57=Model!$O72188)*(Data!$C$58:$K$60))","v":1.7977578417715214},72.022421582284778,1,{"$f":"IF(E72188<>\"Serviceable\",E72188,INDEX(Lists!$D$6:$D$8, MATCH(T72188,Lists!$C$6:$C$8,0)))","v":"Serviceable"},{"$f":"INDEX(Lists!$C$12:$C$26, MATCH(H72188, Lists!$B$12:$B$26,0))","v":"LV"}]
[null,172875,1976,"Wood Creos Impregnated","Serviceable","Class 3",0,"lv",1380,2019,100,"No",false,10,{"$f":"INDEX(Lists!$B$32:$B$40, MATCH(YEAR(TODAY())-C72256, Lists!$C$32:$C$40,1))","v":"41-50"},439.26764293363112,{"$f":"INDEX(Data!$E$24:$E$47, MATCH(F72256&D72256, Data!$B$24:$B$47,0))","v":1.0684339161496522E-3},{"$f":"SUMPRODUCT((Data!$B$58:$B$60=Model!$F72256)*(Data!$C$57:$K$57=Model!$O72256)*(Data!$C$58:$K$60))","v":3.2595928155551883},67.404071844448112,2,{"$f":"IF(E72256<>\"Serviceable\",E72256,INDEX(Lists!$D$6:$D$8, MATCH(T72256,Lists!$C$6:$C$8,0)))","v":"Limited Life"},{"$f":"INDEX(Lists!$C$12:$C$26, MATCH(H72256, Lists!$B$12:$B$26,0))","v":"LV"}]
[null,173016,1980,"Wood Untreated Dressed","Serviceable","Class 1",0,"lv/hv",900,2021,100,"No",false,10,{"$f":"INDEX(Lists!$B$32:$B$40, MATCH(YEAR(TODAY())-C72306, Lists!$C$32:$C$40,1))","v":"41-50"},286.47889756541161,{"$f":"INDEX(Data!$E$24:$E$47, MATCH(F72306&D72306, Data!$B$24:$B$47,0))","v":1.9964561142097742E-3},{"$f":"SUMPRODUCT((Data!$B$58:$B$60=Model!$F72306)*(Data!$C$57:$K$57=Model!$O72306)*(Data!$C$58:$K$60))","v":1.7977578417715214},82.022421582284778,1,{"$f":"IF(E72306<>\"Serviceable\",E72306,INDEX(Lists!$D$6:$D$8, MATCH(T72306,Lists!$C$6:$C$8,0)))","v":"Serviceable"},{"$f":"INDEX(Lists!$C$12:$C$26, MATCH(H72306, Lists!$B$12:$B$26,0))","v":"HV"}]
[null,173069,1999,"Wood Creos Impregnated","Serviceable","Class 3",0,"lv",970,2021,90,"No",{"$f":"IF(G72329=0,FALSE,TRUE)","v":false},10,{"$f":"INDEX(Lists!$B$32:$B$40, MATCH(YEAR(TODAY())-C72329, Lists!$C$32:$C$40,1))","v":"21-30"},{"$f":"I72329/PI()","v":308.76058959827697},{"$f":"INDEX(Data!$E$24:$E$47, MATCH(F72329&D72329, Data!$B$24:$B$47,0))","v":1.0684339161496522E-3},{"$f":"SUMPRODUCT((Data!$B$58:$B$60=Model!$F72329)*(Data!$C$57:$K$57=Model!$O72329)*(Data!$C$58:$K$60))","v":1.964589315203191},70.354106847968097,1,{"$f":"IF(E72329<>\"Serviceable\",E72329,INDEX(Lists!$D$6:$D$8, MATCH(T72329,Lists!$C$6:$C$8,0)))","v":"Serviceable"},{"$f":"INDEX(Lists!$C$12:$C$26, MATCH(H72329, Lists!$B$12:$B$26,0))","v":"LV"}]
[null,173164,1979,"Wood Untreated Dressed","Serviceable","Class 1",0,"lv",980,2020,120,"No",false,10,{"$f":"INDEX(Lists!$B$32:$B$40, MATCH(YEAR(TODAY())-C72376, Lists!$C$32:$C$40,1))","v":"41-50"},311.94368846011486,{"$f":"INDEX(Data!$E$24:$E$47, MATCH(F72376&D72376, Data!$B$24:$B$47,0))","v":1.9964561142097742E-3},{"$f":"SUMPRODUCT((Data!$B$58:$B$60=Model!$F72376)*(Data!$C$57:$K$57=Model!$O72376)*(Data!$C$58:$K$60))","v":1.7977578417715214},102.02242158228478,1,{"$f":"IF(E72376<>\"Serviceable\",E72376,INDEX(Lists!$D$6:$D$8, MATCH(T72376,Lists!$C$6:$C$8,0)))","v":"Serviceable"},{"$f":"INDEX(Lists!$C$12:$C$26, MATCH(H72376, Lists!$B$12:$B$26,0))","v":"LV"}]
[null,173358,1968,"Wood Creos Impregnated","Serviceable","Class 3",0,"lv",1194,2019,80,"No",false,10,{"$f":"INDEX(Lists!$B$32:$B$40, MATCH(YEAR(TODAY())-C72481, Lists!$C$32:$C$40,1))","v":"51-60"},380.0620041034461,{"$f":"INDEX(Data!$E$24:$E$47, MATCH(F72481&D72481, Data!$B$24:$B$47,0))","v":1.0684339161496522E-3},{"$f":"SUMPRODUCT((Data!$B$58:$B$60=Model!$F72481)*(Data!$C$57:$K$57=Model!$O72481)*(Data!$C$58:$K$60))","v":2.6564859251595059},53.43514074840494,2,{"$f":"IF(E72481<>\"Serviceable\",E72481,INDEX(Lists!$D$6:$D$8, MATCH(T72481,Lists!$C$6:$C$8,0)))","v":"Limited Life"},{"$f":"INDEX(Lists!$C$12:$C$26, MATCH(H72481, Lists!$B$12:$B$26,0))","v":"LV"}]
[null,173440,1974,"Wood Creos Impregnated","Serviceable","Class 3",0,"lv/hv",1250,2019,90,"No",false,10,{"$f":"INDEX(Lists!$B$32:$B$40, MATCH(YEAR(TODAY())-C72524, Lists!$C$32:$C$40,1))","v":"51-60"},397.88735772973837,{"$f":"INDEX(Data!$E$24:$E$47, MATCH(F72524&D72524, Data!$B$24:$B$47,0))","v":1.0684339161496522E-3},{"$f":"SUMPRODUCT((Data!$B$58:$B$60=Model!$F72524)*(Data!$C$57:$K$57=Model!$O72524)*(Data!$C$58:$K$60))","v":2.6564859251595059},63.43514074840494,2,{"$f":"IF(E72524<>\"Serviceable\",E72524,INDEX(Lists!$D$6:$D$8, MATCH(T72524,Lists!$C$6:$C$8,0)))","v":"Limited Life"},{"$f":"INDEX(Lists!$C$12:$C$26, MATCH(H72524, Lists!$B$12:$B$26,0))","v":"HV"}]
[null,173496,1980,"Wood Untreated Dressed","Serviceable","Class 1",0,"lv",790,2020,120,"No",false,10,{"$f":"INDEX(Lists!$B$32:$B$40, MATCH(YEAR(TODAY())-C72551, Lists!$C$32:$C$40,1))","v":"41-50"},251.46481008519464,{"$f":"INDEX(Data!$E$24:$E$47, MATCH(F72551&D72551, Data!$B$24:$B$47,0))","v":1.9964561142097742E-3},{"$f":"SUMPRODUCT((Data!$B$58:$B$60=Model!$F72551)*(Data!$C$57:$K$57=Model!$O72551)*(Data!$C$58:$K$60))","v":1.7977578417715214},102.02242158228478,1,{"$f":"IF(E72551<>\"Serviceable\",E72551,INDEX(Lists!$D$6:$D$8, MATCH(T72551,Lists!$C$6:$C$8,0)))","v":"Serviceable"},{"$f":"INDEX(Lists!$C$12:$C$26, MATCH(H72551, Lists!$B$12:$B$26,0))","v":"LV"}]
[null,173669,1972,"Wood Creos Impregnated","Serviceable","Class 3",0,"lv/hv",1100,2019,110,"No",false,10,{"$f":"INDEX(Lists!$B$32:$B$40, MATCH(YEAR(TODAY())-C72627, Lists!$C$32:$C$40,1))","v":"51-60"},350.14087480216978,{"$f":"INDEX(Data!$E$24:$E$47, MATCH(F72627&D72627, Data!$B$24:$B$47,0))","v":1.0684339161496522E-3},{"$f":"SUMPRODUCT((Data!$B$58:$B$60=Model!$F72627)*(Data!$C$57:$K$57=Model!$O72627)*(Data!$C$58:$K$60))","v":2.6564859251595059},83.435140748404933,1,{"$f":"IF(E72627<>\"Serviceable\",E72627,INDEX(Lists!$D$6:$D$8, MATCH(T72627,Lists!$C$6:$C$8,0)))","v":"Serviceable"},{"$f":"INDEX(Lists!$C$12:$C$26, MATCH(H72627, Lists!$B$12:$B$26,0))","v":"HV"}]
[null,173762,1980,"Wood Untreated Dressed","Serviceable","Class 1",0,"lv",860,2020,110,"No",false,10,{"$f":"INDEX(Lists!$B$32:$B$40, MATCH(YEAR(TODAY())-C72665, Lists!$C$32:$C$40,1))","v":"41-50"},273.74650211805999,{"$f":"INDEX(Data!$E$24:$E$47, MATCH(F72665&D72665, Data!$B$24:$B$47,0))","v":1.9964561142097742E-3},{"$f":"SUMPRODUCT((Data!$B$58:$B$60=Model!$F72665)*(Data!$C$57:$K$57=Model!$O72665)*(Data!$C$58:$K$60))","v":1.7977578417715214},92.022421582284778,1,{"$f":"IF(E72665<>\"Serviceable\",E72665,INDEX(Lists!$D$6:$D$8, MATCH(T72665,Lists!$C$6:$C$8,0)))","v":"Serviceable"},{"$f":"INDEX(Lists!$C$12:$C$26, MATCH(H72665, Lists!$B$12:$B$26,0))","v":"LV"}]
[null,173873,1978,"Wood Untreated Dressed","Serviceable","Class 1",0,"lv",820,2021,110,"No",false,10,{"$f":"INDEX(Lists!$B$32:$B$40, MATCH(YEAR(TODAY())-C72726, Lists!$C$32:$C$40,1))","v":"41-50"},261.01410667070837,{"$f":"INDEX(Data!$E$24:$E$47, MATCH(F72726&D72726, Data!$B$24:$B$47,0))","v":1.9964561142097742E-3},{"$f":"SUMPRODUCT((Data!$B$58:$B$60=Model!$F72726)*(Data!$C$57:$K$57=Model!$O72726)*(Data!$C$58:$K$60))","v":1.7977578417715214},92.022421582284778,1,{"$f":"IF(E72726<>\"Serviceable\",E72726,INDEX(Lists!$D$6:$D$8, MATCH(T72726,Lists!$C$6:$C$8,0)))","v":"Serviceable"},{"$f":"INDEX(Lists!$C$12:$C$26, MATCH(H72726, Lists!$B$12:$B$26,0))","v":"LV"}]
[null,174055,1980,"Wood Untreated Dressed","Serviceable","Class 1",0,"lv/future hv",990,2020,130,"No",false,10,{"$f":"INDEX(Lists!$B$32:$B$40, MATCH(YEAR(TODAY())-C72802, Lists!$C$32:$C$40,1))","v":"41-50"},315.1267873219528,{"$f":"INDEX(Data!$E$24:$E$47, MATCH(F72802&D72802, Data!$B$24:$B$47,0))","v":1.9964561142097742E-3},{"$f":"SUMPRODUCT((Data!$B$58:$B$60=Model!$F72802)*(Data!$C$57:$K$57=Model!$O72802)*(Data!$C$58:$K$60))","v":1.7977578417715214},112.02242158228478,1,{"$f":"IF(E72802<>\"Serviceable\",E72802,INDEX(Lists!$D$6:$D$8, MATCH(T72802,Lists!$C$6:$C$8,0)))","v":"Serviceable"},{"$f":"INDEX(Lists!$C$12:$C$26, MATCH(H72802, Lists!$B$12:$B$26,0))","v":"LV"}]
[null,174183,1987,"Wood Untreated Dressed","Serviceable","Class 1",0,"lv/future hv",1040,2019,130,"No",false,10,{"$f":"INDEX(Lists!$B$32:$B$40, MATCH(YEAR(TODAY())-C72860, Lists!$C$32:$C$40,1))","v":"31-40"},331.04228163114232,{"$f":"INDEX(Data!$E$24:$E$47, MATCH(F72860&D72860, Data!$B$24:$B$47,0))","v":1.9964561142097742E-3},{"$f":"SUMPRODUCT((Data!$B$58:$B$60=Model!$F72860)*(Data!$C$57:$K$57=Model!$O72860)*(Data!$C$58:$K$60))","v":3.0038452968326621},99.961547031673376,1,{"$f":"IF(E72860<>\"Serviceable\",E72860,INDEX(Lists!$D$6:$D$8, MATCH(T72860,Lists!$C$6:$C$8,0)))","v":"Serviceable"},{"$f":"INDEX(Lists!$C$12:$C$26, MATCH(H72860, Lists!$B$12:$B$26,0))","v":"LV"}]
[null,174204,1986,"Wood Untreated Dressed","Serviceable","Class 1",0,"lv/hv/sub-transmission",1100,2021,140,"No",false,10,{"$f":"INDEX(Lists!$B$32:$B$40, MATCH(YEAR(TODAY())-C72872, Lists!$C$32:$C$40,1))","v":"31-40"},350.14087480216978,{"$f":"INDEX(Data!$E$24:$E$47, MATCH(F72872&D72872, Data!$B$24:$B$47,0))","v":1.9964561142097742E-3},{"$f":"SUMPRODUCT((Data!$B$58:$B$60=Model!$F72872)*(Data!$C$57:$K$57=Model!$O72872)*(Data!$C$58:$K$60))","v":3.0038452968326621},109.96154703167338,1,{"$f":"IF(E72872<>\"Serviceable\",E72872,INDEX(Lists!$D$6:$D$8, MATCH(T72872,Lists!$C$6:$C$8,0)))","v":"Serviceable"},{"$f":"INDEX(Lists!$C$12:$C$26, MATCH(H72872, Lists!$B$12:$B$26,0))","v":"Sub-T"}]
[null,174348,1982,"Wood Untreated Dressed","Serviceable","Class 1",0,"lv/hv",1080,2021,110,"No",false,10,{"$f":"INDEX(Lists!$B$32:$B$40, MATCH(YEAR(TODAY())-C72922, Lists!$C$32:$C$40,1))","v":"41-50"},343.77467707849394,{"$f":"INDEX(Data!$E$24:$E$47, MATCH(F72922&D72922, Data!$B$24:$B$47,0))","v":1.9964561142097742E-3},{"$f":"SUMPRODUCT((Data!$B$58:$B$60=Model!$F72922)*(Data!$C$57:$K$57=Model!$O72922)*(Data!$C$58:$K$60))","v":1.7977578417715214},92.022421582284778,1,{"$f":"IF(E72922<>\"Serviceable\",E72922,INDEX(Lists!$D$6:$D$8, MATCH(T72922,Lists!$C$6:$C$8,0)))","v":"Serviceable"},{"$f":"INDEX(Lists!$C$12:$C$26, MATCH(H72922, Lists!$B$12:$B$26,0))","v":"HV"}]
[null,174523,1982,"Wood Other","Serviceable","Class 1",0,"lv",1000,2021,120,"No",false,10,{"$f":"INDEX(Lists!$B$32:$B$40, MATCH(YEAR(TODAY())-C73001, Lists!$C$32:$C$40,1))","v":"41-50"},318.3098861837907,{"$f":"INDEX(Data!$E$24:$E$47, MATCH(F73001&D73001, Data!$B$24:$B$47,0))","v":1.9964561142097742E-3},{"$f":"SUMPRODUCT((Data!$B$58:$B$60=Model!$F73001)*(Data!$C$57:$K$57=Model!$O73001)*(Data!$C$58:$K$60))","v":1.7977578417715214},102.02242158228478,1,{"$f":"IF(E73001<>\"Serviceable\",E73001,INDEX(Lists!$D$6:$D$8, MATCH(T73001,Lists!$C$6:$C$8,0)))","v":"Serviceable"},{"$f":"INDEX(Lists!$C$12:$C$26, MATCH(H73001, Lists!$B$12:$B$26,0))","v":"LV"}]
[null,174633,1980,"Wood Untreated Dressed","Serviceable","Class 1",0,"lv/hv",970,2020,130,"No",false,10,{"$f":"INDEX(Lists!$B$32:$B$40, MATCH(YEAR(TODAY())-C73047, Lists!$C$32:$C$40,1))","v":"41-50"},308.76058959827697,{"$f":"INDEX(Data!$E$24:$E$47, MATCH(F73047&D73047, Data!$B$24:$B$47,0))","v":1.9964561142097742E-3},{"$f":"SUMPRODUCT((Data!$B$58:$B$60=Model!$F73047)*(Data!$C$57:$K$57=Model!$O73047)*(Data!$C$58:$K$60))","v":1.7977578417715214},112.02242158228478,1,{"$f":"IF(E73047<>\"Serviceable\",E73047,INDEX(Lists!$D$6:$D$8, MATCH(T73047,Lists!$C$6:$C$8,0)))","v":"Serviceable"},{"$f":"INDEX(Lists!$C$12:$C$26, MATCH(H73047, Lists!$B$12:$B$26,0))","v":"HV"}]
[null,174751,1970,"Wood Creos Impregnated","Serviceable","Class 3",0,"lv",1180,2019,140,"No",{"$f":"IF(G73097=0,FALSE,TRUE)","v":false},10,{"$f":"INDEX(Lists!$B$32:$B$40, MATCH(YEAR(TODAY())-C73097, Lists!$C$32:$C$40,1))","v":"51-60"},{"$f":"I73097/PI()","v":375.60566569687302},{"$f":"INDEX(Data!$E$24:$E$47, MATCH(F73097&D73097, Data!$B$24:$B$47,0))","v":1.0684339161496522E-3},{"$f":"SUMPRODUCT((Data!$B$58:$B$60=Model!$F73097)*(Data!$C$57:$K$57=Model!$O73097)*(Data!$C$58:$K$60))","v":2.6564859251595059},113.43514074840493,1,{"$f":"IF(E73097<>\"Serviceable\",E73097,INDEX(Lists!$D$6:$D$8, MATCH(T73097,Lists!$C$6:$C$8,0)))","v":"Serviceable"},{"$f":"INDEX(Lists!$C$12:$C$26, MATCH(H73097, Lists!$B$12:$B$26,0))","v":"LV"}]
[null,174861,1981,"Wood Untreated Dressed","Serviceable","Class 1",0,"lv/hv",950,2020,130,"No",false,10,{"$f":"INDEX(Lists!$B$32:$B$40, MATCH(YEAR(TODAY())-C73147, Lists!$C$32:$C$40,1))","v":"41-50"},302.39439187460113,{"$f":"INDEX(Data!$E$24:$E$47, MATCH(F73147&D73147, Data!$B$24:$B$47,0))","v":1.9964561142097742E-3},{"$f":"SUMPRODUCT((Data!$B$58:$B$60=Model!$F73147)*(Data!$C$57:$K$57=Model!$O73147)*(Data!$C$58:$K$60))","v":1.7977578417715214},112.02242158228478,1,{"$f":"IF(E73147<>\"Serviceable\",E73147,INDEX(Lists!$D$6:$D$8, MATCH(T73147,Lists!$C$6:$C$8,0)))","v":"Serviceable"},{"$f":"INDEX(Lists!$C$12:$C$26, MATCH(H73147, Lists!$B$12:$B$26,0))","v":"HV"}]
[null,175071,1981,"Wood Untreated Dressed","Serviceable","Class 1",0,"lv",940,2021,100,"No",false,10,{"$f":"INDEX(Lists!$B$32:$B$40, MATCH(YEAR(TODAY())-C73240, Lists!$C$32:$C$40,1))","v":"41-50"},299.21129301276324,{"$f":"INDEX(Data!$E$24:$E$47, MATCH(F73240&D73240, Data!$B$24:$B$47,0))","v":1.9964561142097742E-3},{"$f":"SUMPRODUCT((Data!$B$58:$B$60=Model!$F73240)*(Data!$C$57:$K$57=Model!$O73240)*(Data!$C$58:$K$60))","v":1.7977578417715214},82.022421582284778,1,{"$f":"IF(E73240<>\"Serviceable\",E73240,INDEX(Lists!$D$6:$D$8, MATCH(T73240,Lists!$C$6:$C$8,0)))","v":"Serviceable"},{"$f":"INDEX(Lists!$C$12:$C$26, MATCH(H73240, Lists!$B$12:$B$26,0))","v":"LV"}]
[null,175150,1970,"Wood Creos Impregnated","Serviceable","Class 3",0,"lv",940,2020,100,"No",false,10,{"$f":"INDEX(Lists!$B$32:$B$40, MATCH(YEAR(TODAY())-C73272, Lists!$C$32:$C$40,1))","v":"51-60"},299.21129301276324,{"$f":"INDEX(Data!$E$24:$E$47, MATCH(F73272&D73272, Data!$B$24:$B$47,0))","v":1.0684339161496522E-3},{"$f":"SUMPRODUCT((Data!$B$58:$B$60=Model!$F73272)*(Data!$C$57:$K$57=Model!$O73272)*(Data!$C$58:$K$60))","v":2.6564859251595059},73.435140748404933,1,{"$f":"IF(E73272<>\"Serviceable\",E73272,INDEX(Lists!$D$6:$D$8, MATCH(T73272,Lists!$C$6:$C$8,0)))","v":"Serviceable"},{"$f":"INDEX(Lists!$C$12:$C$26, MATCH(H73272, Lists!$B$12:$B$26,0))","v":"LV"}]
[null,175271,1980,"Wood Untreated Dressed","Serviceable","Class 1",0,"lv",780,2020,100,"No",false,10,{"$f":"INDEX(Lists!$B$32:$B$40, MATCH(YEAR(TODAY())-C73348, Lists!$C$32:$C$40,1))","v":"41-50"},248.28171122335672,{"$f":"INDEX(Data!$E$24:$E$47, MATCH(F73348&D73348, Data!$B$24:$B$47,0))","v":1.9964561142097742E-3},{"$f":"SUMPRODUCT((Data!$B$58:$B$60=Model!$F73348)*(Data!$C$57:$K$57=Model!$O73348)*(Data!$C$58:$K$60))","v":1.7977578417715214},82.022421582284778,1,{"$f":"IF(E73348<>\"Serviceable\",E73348,INDEX(Lists!$D$6:$D$8, MATCH(T73348,Lists!$C$6:$C$8,0)))","v":"Serviceable"},{"$f":"INDEX(Lists!$C$12:$C$26, MATCH(H73348, Lists!$B$12:$B$26,0))","v":"LV"}]
[null,175339,1984,"Wood Untreated Dressed","Serviceable","Class 1",0,"lv/hv",1130,2022,130,"No",false,10,{"$f":"INDEX(Lists!$B$32:$B$40, MATCH(YEAR(TODAY())-C73381, Lists!$C$32:$C$40,1))","v":"41-50"},359.69017138768345,{"$f":"INDEX(Data!$E$24:$E$47, MATCH(F73381&D73381, Data!$B$24:$B$47,0))","v":1.9964561142097742E-3},{"$f":"SUMPRODUCT((Data!$B$58:$B$60=Model!$F73381)*(Data!$C$57:$K$57=Model!$O73381)*(Data!$C$58:$K$60))","v":1.7977578417715214},112.02242158228478,1,{"$f":"IF(E73381<>\"Serviceable\",E73381,INDEX(Lists!$D$6:$D$8, MATCH(T73381,Lists!$C$6:$C$8,0)))","v":"Serviceable"},{"$f":"INDEX(Lists!$C$12:$C$26, MATCH(H73381, Lists!$B$12:$B$26,0))","v":"HV"}]
[null,175477,1970,"Wood Creos Impregnated","Serviceable","Class 3",0,"lv",840,2019,90,"No",false,10,{"$f":"INDEX(Lists!$B$32:$B$40, MATCH(YEAR(TODAY())-C73447, Lists!$C$32:$C$40,1))","v":"51-60"},267.38030439438415,{"$f":"INDEX(Data!$E$24:$E$47, MATCH(F73447&D73447, Data!$B$24:$B$47,0))","v":1.0684339161496522E-3},{"$f":"SUMPRODUCT((Data!$B$58:$B$60=Model!$F73447)*(Data!$C$57:$K$57=Model!$O73447)*(Data!$C$58:$K$60))","v":2.6564859251595059},63.43514074840494,2,{"$f":"IF(E73447<>\"Serviceable\",E73447,INDEX(Lists!$D$6:$D$8, MATCH(T73447,Lists!$C$6:$C$8,0)))","v":"Limited Life"},{"$f":"INDEX(Lists!$C$12:$C$26, MATCH(H73447, Lists!$B$12:$B$26,0))","v":"LV"}]
[null,175520,1995,"Wood Untreated Dressed","Serviceable","Class 1",0,"lv/hv",1200,2019,130,"No",false,10,{"$f":"INDEX(Lists!$B$32:$B$40, MATCH(YEAR(TODAY())-C73468, Lists!$C$32:$C$40,1))","v":"21-30"},381.9718634205488,{"$f":"INDEX(Data!$E$24:$E$47, MATCH(F73468&D73468, Data!$B$24:$B$47,0))","v":1.9964561142097742E-3},{"$f":"SUMPRODUCT((Data!$B$58:$B$60=Model!$F73468)*(Data!$C$57:$K$57=Model!$O73468)*(Data!$C$58:$K$60))","v":2.1651652228345815},108.34834777165419,1,{"$f":"IF(E73468<>\"Serviceable\",E73468,INDEX(Lists!$D$6:$D$8, MATCH(T73468,Lists!$C$6:$C$8,0)))","v":"Serviceable"},{"$f":"INDEX(Lists!$C$12:$C$26, MATCH(H73468, Lists!$B$12:$B$26,0))","v":"HV"}]
[null,175734,1982,"Wood Untreated Dressed","Serviceable","Class 1",0,"lv",1037,2019,120,"No",false,10,{"$f":"INDEX(Lists!$B$32:$B$40, MATCH(YEAR(TODAY())-C73576, Lists!$C$32:$C$40,1))","v":"41-50"},330.08735197259097,{"$f":"INDEX(Data!$E$24:$E$47, MATCH(F73576&D73576, Data!$B$24:$B$47,0))","v":1.9964561142097742E-3},{"$f":"SUMPRODUCT((Data!$B$58:$B$60=Model!$F73576)*(Data!$C$57:$K$57=Model!$O73576)*(Data!$C$58:$K$60))","v":1.7977578417715214},102.02242158228478,1,{"$f":"IF(E73576<>\"Serviceable\",E73576,INDEX(Lists!$D$6:$D$8, MATCH(T73576,Lists!$C$6:$C$8,0)))","v":"Serviceable"},{"$f":"INDEX(Lists!$C$12:$C$26, MATCH(H73576, Lists!$B$12:$B$26,0))","v":"LV"}]
[null,175842,1955,"Wood Untreated Round","Serviceable","Class 2",0,"lv",660,2023,80,"No",false,10,{"$f":"INDEX(Lists!$B$32:$B$40, MATCH(YEAR(TODAY())-C73622, Lists!$C$32:$C$40,1))","v":"61-70"},210.08452488130186,{"$f":"INDEX(Data!$E$24:$E$47, MATCH(F73622&D73622, Data!$B$24:$B$47,0))","v":2.1997700016428453E-3},{"$f":"SUMPRODUCT((Data!$B$58:$B$60=Model!$F73622)*(Data!$C$57:$K$57=Model!$O73622)*(Data!$C$58:$K$60))","v":2.227481027604485},57.725189723955154,2,{"$f":"IF(E73622<>\"Serviceable\",E73622,INDEX(Lists!$D$6:$D$8, MATCH(T73622,Lists!$C$6:$C$8,0)))","v":"Limited Life"},{"$f":"INDEX(Lists!$C$12:$C$26, MATCH(H73622, Lists!$B$12:$B$26,0))","v":"LV"}]
[null,175889,1974,"Wood Creos Impregnated","Serviceable","Class 3",0,"lv",960,2019,90,"No",false,10,{"$f":"INDEX(Lists!$B$32:$B$40, MATCH(YEAR(TODAY())-C73643, Lists!$C$32:$C$40,1))","v":"51-60"},305.57749073643907,{"$f":"INDEX(Data!$E$24:$E$47, MATCH(F73643&D73643, Data!$B$24:$B$47,0))","v":1.0684339161496522E-3},{"$f":"SUMPRODUCT((Data!$B$58:$B$60=Model!$F73643)*(Data!$C$57:$K$57=Model!$O73643)*(Data!$C$58:$K$60))","v":2.6564859251595059},63.43514074840494,2,{"$f":"IF(E73643<>\"Serviceable\",E73643,INDEX(Lists!$D$6:$D$8, MATCH(T73643,Lists!$C$6:$C$8,0)))","v":"Limited Life"},{"$f":"INDEX(Lists!$C$12:$C$26, MATCH(H73643, Lists!$B$12:$B$26,0))","v":"LV"}]
[null,176063,1971,"Wood Creos Impregnated","Serviceable","Class 3",0,"lv/hv",1150,2019,90,"No",false,10,{"$f":"INDEX(Lists!$B$32:$B$40, MATCH(YEAR(TODAY())-C73717, Lists!$C$32:$C$40,1))","v":"51-60"},366.05636911135929,{"$f":"INDEX(Data!$E$24:$E$47, MATCH(F73717&D73717, Data!$B$24:$B$47,0))","v":1.0684339161496522E-3},{"$f":"SUMPRODUCT((Data!$B$58:$B$60=Model!$F73717)*(Data!$C$57:$K$57=Model!$O73717)*(Data!$C$58:$K$60))","v":2.6564859251595059},63.43514074840494,2,{"$f":"IF(E73717<>\"Serviceable\",E73717,INDEX(Lists!$D$6:$D$8, MATCH(T73717,Lists!$C$6:$C$8,0)))","v":"Limited Life"},{"$f":"INDEX(Lists!$C$12:$C$26, MATCH(H73717, Lists!$B$12:$B$26,0))","v":"HV"}]
[null,176154,1975,"Wood Creos Impregnated","Serviceable","Class 2",0,"lv/hv",940,2019,110,"No",false,10,{"$f":"INDEX(Lists!$B$32:$B$40, MATCH(YEAR(TODAY())-C73768, Lists!$C$32:$C$40,1))","v":"41-50"},299.21129301276324,{"$f":"INDEX(Data!$E$24:$E$47, MATCH(F73768&D73768, Data!$B$24:$B$47,0))","v":1.6118836915297091E-3},{"$f":"SUMPRODUCT((Data!$B$58:$B$60=Model!$F73768)*(Data!$C$57:$K$57=Model!$O73768)*(Data!$C$58:$K$60))","v":3.126815166746074},78.731848332539258,1,{"$f":"IF(E73768<>\"Serviceable\",E73768,INDEX(Lists!$D$6:$D$8, MATCH(T73768,Lists!$C$6:$C$8,0)))","v":"Serviceable"},{"$f":"INDEX(Lists!$C$12:$C$26, MATCH(H73768, Lists!$B$12:$B$26,0))","v":"HV"}]
[null,176248,1975,"Wood Creos Impregnated","Serviceable","Class 3",0,"lv/hv",1070,2019,90,"No",false,10,{"$f":"INDEX(Lists!$B$32:$B$40, MATCH(YEAR(TODAY())-C73818, Lists!$C$32:$C$40,1))","v":"41-50"},340.59157821665605,{"$f":"INDEX(Data!$E$24:$E$47, MATCH(F73818&D73818, Data!$B$24:$B$47,0))","v":1.0684339161496522E-3},{"$f":"SUMPRODUCT((Data!$B$58:$B$60=Model!$F73818)*(Data!$C$57:$K$57=Model!$O73818)*(Data!$C$58:$K$60))","v":3.2595928155551883},57.404071844448119,2,{"$f":"IF(E73818<>\"Serviceable\",E73818,INDEX(Lists!$D$6:$D$8, MATCH(T73818,Lists!$C$6:$C$8,0)))","v":"Limited Life"},{"$f":"INDEX(Lists!$C$12:$C$26, MATCH(H73818, Lists!$B$12:$B$26,0))","v":"HV"}]
[null,176316,1984,"Wood Untreated Dressed","Serviceable","Class 1",0,"lv/hv",1170,2019,120,"No",false,10,{"$f":"INDEX(Lists!$B$32:$B$40, MATCH(YEAR(TODAY())-C73858, Lists!$C$32:$C$40,1))","v":"41-50"},372.42256683503513,{"$f":"INDEX(Data!$E$24:$E$47, MATCH(F73858&D73858, Data!$B$24:$B$47,0))","v":1.9964561142097742E-3},{"$f":"SUMPRODUCT((Data!$B$58:$B$60=Model!$F73858)*(Data!$C$57:$K$57=Model!$O73858)*(Data!$C$58:$K$60))","v":1.7977578417715214},102.02242158228478,1,{"$f":"IF(E73858<>\"Serviceable\",E73858,INDEX(Lists!$D$6:$D$8, MATCH(T73858,Lists!$C$6:$C$8,0)))","v":"Serviceable"},{"$f":"INDEX(Lists!$C$12:$C$26, MATCH(H73858, Lists!$B$12:$B$26,0))","v":"HV"}]
[null,176490,1990,"Wood Untreated Dressed","Serviceable","Class 1",0,"hv",970,2019,120,"No",false,10,{"$f":"INDEX(Lists!$B$32:$B$40, MATCH(YEAR(TODAY())-C73943, Lists!$C$32:$C$40,1))","v":"31-40"},308.76058959827697,{"$f":"INDEX(Data!$E$24:$E$47, MATCH(F73943&D73943, Data!$B$24:$B$47,0))","v":1.9964561142097742E-3},{"$f":"SUMPRODUCT((Data!$B$58:$B$60=Model!$F73943)*(Data!$C$57:$K$57=Model!$O73943)*(Data!$C$58:$K$60))","v":3.0038452968326621},89.961547031673376,1,{"$f":"IF(E73943<>\"Serviceable\",E73943,INDEX(Lists!$D$6:$D$8, MATCH(T73943,Lists!$C$6:$C$8,0)))","v":"Serviceable"},{"$f":"INDEX(Lists!$C$12:$C$26, MATCH(H73943, Lists!$B$12:$B$26,0))","v":"HV"}]
[null,176596,1969,"Wood Creos Impregnated","Serviceable","Class 3",0,"lv/hv",1090,2020,100,"No",{"$f":"IF(G73993=0,FALSE,TRUE)","v":false},10,{"$f":"INDEX(Lists!$B$32:$B$40, MATCH(YEAR(TODAY())-C73993, Lists!$C$32:$C$40,1))","v":"51-60"},{"$f":"I73993/PI()","v":346.95777594033183},{"$f":"INDEX(Data!$E$24:$E$47, MATCH(F73993&D73993, Data!$B$24:$B$47,0))","v":1.0684339161496522E-3},{"$f":"SUMPRODUCT((Data!$B$58:$B$60=Model!$F73993)*(Data!$C$57:$K$57=Model!$O73993)*(Data!$C$58:$K$60))","v":2.6564859251595059},73.435140748404933,1,{"$f":"IF(E73993<>\"Serviceable\",E73993,INDEX(Lists!$D$6:$D$8, MATCH(T73993,Lists!$C$6:$C$8,0)))","v":"Serviceable"},{"$f":"INDEX(Lists!$C$12:$C$26, MATCH(H73993, Lists!$B$12:$B$26,0))","v":"HV"}]
[null,176654,1968,"Wood Creos Impregnated","Serviceable","Class 3",0,"lv",900,2019,80,"No",false,10,{"$f":"INDEX(Lists!$B$32:$B$40, MATCH(YEAR(TODAY())-C74021, Lists!$C$32:$C$40,1))","v":"51-60"},286.47889756541161,{"$f":"INDEX(Data!$E$24:$E$47, MATCH(F74021&D74021, Data!$B$24:$B$47,0))","v":1.0684339161496522E-3},{"$f":"SUMPRODUCT((Data!$B$58:$B$60=Model!$F74021)*(Data!$C$57:$K$57=Model!$O74021)*(Data!$C$58:$K$60))","v":2.6564859251595059},53.43514074840494,2,{"$f":"IF(E74021<>\"Serviceable\",E74021,INDEX(Lists!$D$6:$D$8, MATCH(T74021,Lists!$C$6:$C$8,0)))","v":"Limited Life"},{"$f":"INDEX(Lists!$C$12:$C$26, MATCH(H74021, Lists!$B$12:$B$26,0))","v":"LV"}]
[null,176909,1970,"Wood Creos Impregnated","Serviceable","Class 3",0,"lv/hv",1288,2019,110,"No",false,10,{"$f":"INDEX(Lists!$B$32:$B$40, MATCH(YEAR(TODAY())-C74118, Lists!$C$32:$C$40,1))","v":"51-60"},409.98313340472242,{"$f":"INDEX(Data!$E$24:$E$47, MATCH(F74118&D74118, Data!$B$24:$B$47,0))","v":1.0684339161496522E-3},{"$f":"SUMPRODUCT((Data!$B$58:$B$60=Model!$F74118)*(Data!$C$57:$K$57=Model!$O74118)*(Data!$C$58:$K$60))","v":2.6564859251595059},83.435140748404933,1,{"$f":"IF(E74118<>\"Serviceable\",E74118,INDEX(Lists!$D$6:$D$8, MATCH(T74118,Lists!$C$6:$C$8,0)))","v":"Serviceable"},{"$f":"INDEX(Lists!$C$12:$C$26, MATCH(H74118, Lists!$B$12:$B$26,0))","v":"HV"}]
[null,177002,1973,"Wood Creos Impregnated","Serviceable","Class 3",0,"lv/hv",1150,2019,100,"No",false,10,{"$f":"INDEX(Lists!$B$32:$B$40, MATCH(YEAR(TODAY())-C74168, Lists!$C$32:$C$40,1))","v":"51-60"},366.05636911135929,{"$f":"INDEX(Data!$E$24:$E$47, MATCH(F74168&D74168, Data!$B$24:$B$47,0))","v":1.0684339161496522E-3},{"$f":"SUMPRODUCT((Data!$B$58:$B$60=Model!$F74168)*(Data!$C$57:$K$57=Model!$O74168)*(Data!$C$58:$K$60))","v":2.6564859251595059},73.435140748404933,1,{"$f":"IF(E74168<>\"Serviceable\",E74168,INDEX(Lists!$D$6:$D$8, MATCH(T74168,Lists!$C$6:$C$8,0)))","v":"Serviceable"},{"$f":"INDEX(Lists!$C$12:$C$26, MATCH(H74168, Lists!$B$12:$B$26,0))","v":"HV"}]
[null,177082,1976,"Wood Creos Impregnated","Serviceable","Class 2",0,"lv/hv",1005,2022,100,"No",false,10,{"$f":"INDEX(Lists!$B$32:$B$40, MATCH(YEAR(TODAY())-C74216, Lists!$C$32:$C$40,1))","v":"41-50"},319.90143561470961,{"$f":"INDEX(Data!$E$24:$E$47, MATCH(F74216&D74216, Data!$B$24:$B$47,0))","v":1.6118836915297091E-3},{"$f":"SUMPRODUCT((Data!$B$58:$B$60=Model!$F74216)*(Data!$C$57:$K$57=Model!$O74216)*(Data!$C$58:$K$60))","v":3.126815166746074},68.731848332539258,2,{"$f":"IF(E74216<>\"Serviceable\",E74216,INDEX(Lists!$D$6:$D$8, MATCH(T74216,Lists!$C$6:$C$8,0)))","v":"Limited Life"},{"$f":"INDEX(Lists!$C$12:$C$26, MATCH(H74216, Lists!$B$12:$B$26,0))","v":"HV"}]
[null,177158,1988,"Wood Untreated Dressed","Serviceable","Class 1",0,"lv/hv",940,2022,110,"No",false,10,{"$f":"INDEX(Lists!$B$32:$B$40, MATCH(YEAR(TODAY())-C74238, Lists!$C$32:$C$40,1))","v":"31-40"},299.21129301276324,{"$f":"INDEX(Data!$E$24:$E$47, MATCH(F74238&D74238, Data!$B$24:$B$47,0))","v":1.9964561142097742E-3},{"$f":"SUMPRODUCT((Data!$B$58:$B$60=Model!$F74238)*(Data!$C$57:$K$57=Model!$O74238)*(Data!$C$58:$K$60))","v":3.0038452968326621},79.961547031673376,1,{"$f":"IF(E74238<>\"Serviceable\",E74238,INDEX(Lists!$D$6:$D$8, MATCH(T74238,Lists!$C$6:$C$8,0)))","v":"Serviceable"},{"$f":"INDEX(Lists!$C$12:$C$26, MATCH(H74238, Lists!$B$12:$B$26,0))","v":"HV"}]
[null,177268,1974,"Wood Creos Impregnated","Serviceable","Class 3",0,"lv/hv",960,2023,100,"Yes",false,9,{"$f":"INDEX(Lists!$B$32:$B$40, MATCH(YEAR(TODAY())-C74288, Lists!$C$32:$C$40,1))","v":"51-60"},305.57749073643907,{"$f":"INDEX(Data!$E$24:$E$47, MATCH(F74288&D74288, Data!$B$24:$B$47,0))","v":1.0684339161496522E-3},{"$f":"SUMPRODUCT((Data!$B$58:$B$60=Model!$F74288)*(Data!$C$57:$K$57=Model!$O74288)*(Data!$C$58:$K$60))","v":2.6564859251595059},76.091626673564448,1,{"$f":"IF(E74288<>\"Serviceable\",E74288,INDEX(Lists!$D$6:$D$8, MATCH(T74288,Lists!$C$6:$C$8,0)))","v":"Serviceable"},{"$f":"INDEX(Lists!$C$12:$C$26, MATCH(H74288, Lists!$B$12:$B$26,0))","v":"HV"}]
[null,177389,1973,"Wood Creos Impregnated","Serviceable","Class 3",0,"lv/hv",1050,2020,100,"No",false,10,{"$f":"INDEX(Lists!$B$32:$B$40, MATCH(YEAR(TODAY())-C74357, Lists!$C$32:$C$40,1))","v":"51-60"},334.22538049298021,{"$f":"INDEX(Data!$E$24:$E$47, MATCH(F74357&D74357, Data!$B$24:$B$47,0))","v":1.0684339161496522E-3},{"$f":"SUMPRODUCT((Data!$B$58:$B$60=Model!$F74357)*(Data!$C$57:$K$57=Model!$O74357)*(Data!$C$58:$K$60))","v":2.6564859251595059},73.435140748404933,1,{"$f":"IF(E74357<>\"Serviceable\",E74357,INDEX(Lists!$D$6:$D$8, MATCH(T74357,Lists!$C$6:$C$8,0)))","v":"Serviceable"},{"$f":"INDEX(Lists!$C$12:$C$26, MATCH(H74357, Lists!$B$12:$B$26,0))","v":"HV"}]
[null,177468,1971,"Wood Creos Impregnated","Serviceable","Class 3",0,"lv/future hv",1060,2019,90,"No",false,10,{"$f":"INDEX(Lists!$B$32:$B$40, MATCH(YEAR(TODAY())-C74413, Lists!$C$32:$C$40,1))","v":"51-60"},337.4084793548181,{"$f":"INDEX(Data!$E$24:$E$47, MATCH(F74413&D74413, Data!$B$24:$B$47,0))","v":1.0684339161496522E-3},{"$f":"SUMPRODUCT((Data!$B$58:$B$60=Model!$F74413)*(Data!$C$57:$K$57=Model!$O74413)*(Data!$C$58:$K$60))","v":2.6564859251595059},63.43514074840494,2,{"$f":"IF(E74413<>\"Serviceable\",E74413,INDEX(Lists!$D$6:$D$8, MATCH(T74413,Lists!$C$6:$C$8,0)))","v":"Limited Life"},{"$f":"INDEX(Lists!$C$12:$C$26, MATCH(H74413, Lists!$B$12:$B$26,0))","v":"LV"}]
[null,177585,1974,"Wood Creos Impregnated","Serviceable","Class 3",0,"lv",930,2020,90,"No",false,10,{"$f":"INDEX(Lists!$B$32:$B$40, MATCH(YEAR(TODAY())-C74489, Lists!$C$32:$C$40,1))","v":"51-60"},296.02819415092534,{"$f":"INDEX(Data!$E$24:$E$47, MATCH(F74489&D74489, Data!$B$24:$B$47,0))","v":1.0684339161496522E-3},{"$f":"SUMPRODUCT((Data!$B$58:$B$60=Model!$F74489)*(Data!$C$57:$K$57=Model!$O74489)*(Data!$C$58:$K$60))","v":2.6564859251595059},63.43514074840494,2,{"$f":"IF(E74489<>\"Serviceable\",E74489,INDEX(Lists!$D$6:$D$8, MATCH(T74489,Lists!$C$6:$C$8,0)))","v":"Limited Life"},{"$f":"INDEX(Lists!$C$12:$C$26, MATCH(H74489, Lists!$B$12:$B$26,0))","v":"LV"}]
[null,177653,1973,"Wood Creos Impregnated","Serviceable","Class 3",0,"lv",890,2020,80,"No",false,10,{"$f":"INDEX(Lists!$B$32:$B$40, MATCH(YEAR(TODAY())-C74539, Lists!$C$32:$C$40,1))","v":"51-60"},283.29579870357372,{"$f":"INDEX(Data!$E$24:$E$47, MATCH(F74539&D74539, Data!$B$24:$B$47,0))","v":1.0684339161496522E-3},{"$f":"SUMPRODUCT((Data!$B$58:$B$60=Model!$F74539)*(Data!$C$57:$K$57=Model!$O74539)*(Data!$C$58:$K$60))","v":2.6564859251595059},53.43514074840494,2,{"$f":"IF(E74539<>\"Serviceable\",E74539,INDEX(Lists!$D$6:$D$8, MATCH(T74539,Lists!$C$6:$C$8,0)))","v":"Limited Life"},{"$f":"INDEX(Lists!$C$12:$C$26, MATCH(H74539, Lists!$B$12:$B$26,0))","v":"LV"}]
[null,177714,1971,"Wood Creos Impregnated","Serviceable","Class 3",0,"lv/hv",1200,2020,120,"No",false,10,{"$f":"INDEX(Lists!$B$32:$B$40, MATCH(YEAR(TODAY())-C74574, Lists!$C$32:$C$40,1))","v":"51-60"},381.9718634205488,{"$f":"INDEX(Data!$E$24:$E$47, MATCH(F74574&D74574, Data!$B$24:$B$47,0))","v":1.0684339161496522E-3},{"$f":"SUMPRODUCT((Data!$B$58:$B$60=Model!$F74574)*(Data!$C$57:$K$57=Model!$O74574)*(Data!$C$58:$K$60))","v":2.6564859251595059},93.435140748404933,1,{"$f":"IF(E74574<>\"Serviceable\",E74574,INDEX(Lists!$D$6:$D$8, MATCH(T74574,Lists!$C$6:$C$8,0)))","v":"Serviceable"},{"$f":"INDEX(Lists!$C$12:$C$26, MATCH(H74574, Lists!$B$12:$B$26,0))","v":"HV"}]
[null,177927,1973,"Wood Creos Impregnated","Serviceable","Class 3",0,"lv",940,2020,100,"No",false,10,{"$f":"INDEX(Lists!$B$32:$B$40, MATCH(YEAR(TODAY())-C74664, Lists!$C$32:$C$40,1))","v":"51-60"},299.21129301276324,{"$f":"INDEX(Data!$E$24:$E$47, MATCH(F74664&D74664, Data!$B$24:$B$47,0))","v":1.0684339161496522E-3},{"$f":"SUMPRODUCT((Data!$B$58:$B$60=Model!$F74664)*(Data!$C$57:$K$57=Model!$O74664)*(Data!$C$58:$K$60))","v":2.6564859251595059},73.435140748404933,1,{"$f":"IF(E74664<>\"Serviceable\",E74664,INDEX(Lists!$D$6:$D$8, MATCH(T74664,Lists!$C$6:$C$8,0)))","v":"Serviceable"},{"$f":"INDEX(Lists!$C$12:$C$26, MATCH(H74664, Lists!$B$12:$B$26,0))","v":"LV"}]
[null,178044,1978,"Wood Creos Impregnated","Serviceable","Class 2",0,"lv/hv",845,2019,110,"No",false,10,{"$f":"INDEX(Lists!$B$32:$B$40, MATCH(YEAR(TODAY())-C74714, Lists!$C$32:$C$40,1))","v":"41-50"},268.97185382530313,{"$f":"INDEX(Data!$E$24:$E$47, MATCH(F74714&D74714, Data!$B$24:$B$47,0))","v":1.6118836915297091E-3},{"$f":"SUMPRODUCT((Data!$B$58:$B$60=Model!$F74714)*(Data!$C$57:$K$57=Model!$O74714)*(Data!$C$58:$K$60))","v":3.126815166746074},78.731848332539258,1,{"$f":"IF(E74714<>\"Serviceable\",E74714,INDEX(Lists!$D$6:$D$8, MATCH(T74714,Lists!$C$6:$C$8,0)))","v":"Serviceable"},{"$f":"INDEX(Lists!$C$12:$C$26, MATCH(H74714, Lists!$B$12:$B$26,0))","v":"HV"}]
[null,178084,1980,"Wood Untreated Dressed","Serviceable","Class 1",0,"lv/hv",911,2019,90,"No",false,10,{"$f":"INDEX(Lists!$B$32:$B$40, MATCH(YEAR(TODAY())-C74737, Lists!$C$32:$C$40,1))","v":"41-50"},289.98030631343329,{"$f":"INDEX(Data!$E$24:$E$47, MATCH(F74737&D74737, Data!$B$24:$B$47,0))","v":1.9964561142097742E-3},{"$f":"SUMPRODUCT((Data!$B$58:$B$60=Model!$F74737)*(Data!$C$57:$K$57=Model!$O74737)*(Data!$C$58:$K$60))","v":1.7977578417715214},72.022421582284778,1,{"$f":"IF(E74737<>\"Serviceable\",E74737,INDEX(Lists!$D$6:$D$8, MATCH(T74737,Lists!$C$6:$C$8,0)))","v":"Serviceable"},{"$f":"INDEX(Lists!$C$12:$C$26, MATCH(H74737, Lists!$B$12:$B$26,0))","v":"HV"}]
[null,178190,1972,"Wood Creos Impregnated","Serviceable","Class 3",0,"lv/future hv",1288,2019,110,"No",false,10,{"$f":"INDEX(Lists!$B$32:$B$40, MATCH(YEAR(TODAY())-C74784, Lists!$C$32:$C$40,1))","v":"51-60"},409.98313340472242,{"$f":"INDEX(Data!$E$24:$E$47, MATCH(F74784&D74784, Data!$B$24:$B$47,0))","v":1.0684339161496522E-3},{"$f":"SUMPRODUCT((Data!$B$58:$B$60=Model!$F74784)*(Data!$C$57:$K$57=Model!$O74784)*(Data!$C$58:$K$60))","v":2.6564859251595059},83.435140748404933,1,{"$f":"IF(E74784<>\"Serviceable\",E74784,INDEX(Lists!$D$6:$D$8, MATCH(T74784,Lists!$C$6:$C$8,0)))","v":"Serviceable"},{"$f":"INDEX(Lists!$C$12:$C$26, MATCH(H74784, Lists!$B$12:$B$26,0))","v":"LV"}]
[null,178373,1976,"Wood Creos Impregnated","Serviceable","Class 3",0,"lv",990,2019,100,"No",{"$f":"IF(G74889=0,FALSE,TRUE)","v":false},10,{"$f":"INDEX(Lists!$B$32:$B$40, MATCH(YEAR(TODAY())-C74889, Lists!$C$32:$C$40,1))","v":"41-50"},{"$f":"I74889/PI()","v":315.1267873219528},{"$f":"INDEX(Data!$E$24:$E$47, MATCH(F74889&D74889, Data!$B$24:$B$47,0))","v":1.0684339161496522E-3},{"$f":"SUMPRODUCT((Data!$B$58:$B$60=Model!$F74889)*(Data!$C$57:$K$57=Model!$O74889)*(Data!$C$58:$K$60))","v":3.2595928155551883},67.404071844448112,2,{"$f":"IF(E74889<>\"Serviceable\",E74889,INDEX(Lists!$D$6:$D$8, MATCH(T74889,Lists!$C$6:$C$8,0)))","v":"Limited Life"},{"$f":"INDEX(Lists!$C$12:$C$26, MATCH(H74889, Lists!$B$12:$B$26,0))","v":"LV"}]
[null,178448,1971,"Wood Creos Impregnated","Serviceable","Class 3",0,"lv",850,2020,70,"No",false,10,{"$f":"INDEX(Lists!$B$32:$B$40, MATCH(YEAR(TODAY())-C74932, Lists!$C$32:$C$40,1))","v":"51-60"},270.5634032562221,{"$f":"INDEX(Data!$E$24:$E$47, MATCH(F74932&D74932, Data!$B$24:$B$47,0))","v":1.0684339161496522E-3},{"$f":"SUMPRODUCT((Data!$B$58:$B$60=Model!$F74932)*(Data!$C$57:$K$57=Model!$O74932)*(Data!$C$58:$K$60))","v":2.6564859251595059},43.43514074840494,2,{"$f":"IF(E74932<>\"Serviceable\",E74932,INDEX(Lists!$D$6:$D$8, MATCH(T74932,Lists!$C$6:$C$8,0)))","v":"Limited Life"},{"$f":"INDEX(Lists!$C$12:$C$26, MATCH(H74932, Lists!$B$12:$B$26,0))","v":"LV"}]
[null,178490,1975,"Wood Creos Impregnated","Serviceable","Class 1",0,"lv",942,2020,110,"No",false,10,{"$f":"INDEX(Lists!$B$32:$B$40, MATCH(YEAR(TODAY())-C74959, Lists!$C$32:$C$40,1))","v":"41-50"},299.8479127851308,{"$f":"INDEX(Data!$E$24:$E$47, MATCH(F74959&D74959, Data!$B$24:$B$47,0))","v":9.9474993092014377E-4},{"$f":"SUMPRODUCT((Data!$B$58:$B$60=Model!$F74959)*(Data!$C$57:$K$57=Model!$O74959)*(Data!$C$58:$K$60))","v":1.7977578417715214},92.022421582284778,1,{"$f":"IF(E74959<>\"Serviceable\",E74959,INDEX(Lists!$D$6:$D$8, MATCH(T74959,Lists!$C$6:$C$8,0)))","v":"Serviceable"},{"$f":"INDEX(Lists!$C$12:$C$26, MATCH(H74959, Lists!$B$12:$B$26,0))","v":"LV"}]
[null,178579,1984,"Wood Untreated Dressed","Serviceable","Class 1",0,"lv/hv",1090,2020,133,"No",false,10,{"$f":"INDEX(Lists!$B$32:$B$40, MATCH(YEAR(TODAY())-C75009, Lists!$C$32:$C$40,1))","v":"41-50"},346.95777594033183,{"$f":"INDEX(Data!$E$24:$E$47, MATCH(F75009&D75009, Data!$B$24:$B$47,0))","v":1.9964561142097742E-3},{"$f":"SUMPRODUCT((Data!$B$58:$B$60=Model!$F75009)*(Data!$C$57:$K$57=Model!$O75009)*(Data!$C$58:$K$60))","v":1.7977578417715214},115.02242158228478,1,{"$f":"IF(E75009<>\"Serviceable\",E75009,INDEX(Lists!$D$6:$D$8, MATCH(T75009,Lists!$C$6:$C$8,0)))","v":"Serviceable"},{"$f":"INDEX(Lists!$C$12:$C$26, MATCH(H75009, Lists!$B$12:$B$26,0))","v":"HV"}]
[null,178687,1992,"Wood Untreated Dressed","Serviceable","Class 1",0,"lv/hv",1010,2020,130,"No",false,10,{"$f":"INDEX(Lists!$B$32:$B$40, MATCH(YEAR(TODAY())-C75073, Lists!$C$32:$C$40,1))","v":"31-40"},321.49298504562859,{"$f":"INDEX(Data!$E$24:$E$47, MATCH(F75073&D75073, Data!$B$24:$B$47,0))","v":1.9964561142097742E-3},{"$f":"SUMPRODUCT((Data!$B$58:$B$60=Model!$F75073)*(Data!$C$57:$K$57=Model!$O75073)*(Data!$C$58:$K$60))","v":3.0038452968326621},99.961547031673376,1,{"$f":"IF(E75073<>\"Serviceable\",E75073,INDEX(Lists!$D$6:$D$8, MATCH(T75073,Lists!$C$6:$C$8,0)))","v":"Serviceable"},{"$f":"INDEX(Lists!$C$12:$C$26, MATCH(H75073, Lists!$B$12:$B$26,0))","v":"HV"}]
[null,178841,1976,"Wood Creos Impregnated","Serviceable","Class 3",0,"lv/hv",1040,2022,120,"No",false,10,{"$f":"INDEX(Lists!$B$32:$B$40, MATCH(YEAR(TODAY())-C75134, Lists!$C$32:$C$40,1))","v":"41-50"},331.04228163114232,{"$f":"INDEX(Data!$E$24:$E$47, MATCH(F75134&D75134, Data!$B$24:$B$47,0))","v":1.0684339161496522E-3},{"$f":"SUMPRODUCT((Data!$B$58:$B$60=Model!$F75134)*(Data!$C$57:$K$57=Model!$O75134)*(Data!$C$58:$K$60))","v":3.2595928155551883},87.404071844448112,1,{"$f":"IF(E75134<>\"Serviceable\",E75134,INDEX(Lists!$D$6:$D$8, MATCH(T75134,Lists!$C$6:$C$8,0)))","v":"Serviceable"},{"$f":"INDEX(Lists!$C$12:$C$26, MATCH(H75134, Lists!$B$12:$B$26,0))","v":"HV"}]
[null,178972,1986,"Wood Untreated Dressed","Serviceable","Class 1",0,"lv/hv",940,2020,110,"No",false,10,{"$f":"INDEX(Lists!$B$32:$B$40, MATCH(YEAR(TODAY())-C75210, Lists!$C$32:$C$40,1))","v":"31-40"},299.21129301276324,{"$f":"INDEX(Data!$E$24:$E$47, MATCH(F75210&D75210, Data!$B$24:$B$47,0))","v":1.9964561142097742E-3},{"$f":"SUMPRODUCT((Data!$B$58:$B$60=Model!$F75210)*(Data!$C$57:$K$57=Model!$O75210)*(Data!$C$58:$K$60))","v":3.0038452968326621},79.961547031673376,1,{"$f":"IF(E75210<>\"Serviceable\",E75210,INDEX(Lists!$D$6:$D$8, MATCH(T75210,Lists!$C$6:$C$8,0)))","v":"Serviceable"},{"$f":"INDEX(Lists!$C$12:$C$26, MATCH(H75210, Lists!$B$12:$B$26,0))","v":"HV"}]
[null,179069,1973,"Wood Creos Impregnated","Serviceable","Class 3",0,"lv/hv",1000,2020,100,"No",false,10,{"$f":"INDEX(Lists!$B$32:$B$40, MATCH(YEAR(TODAY())-C75268, Lists!$C$32:$C$40,1))","v":"51-60"},318.3098861837907,{"$f":"INDEX(Data!$E$24:$E$47, MATCH(F75268&D75268, Data!$B$24:$B$47,0))","v":1.0684339161496522E-3},{"$f":"SUMPRODUCT((Data!$B$58:$B$60=Model!$F75268)*(Data!$C$57:$K$57=Model!$O75268)*(Data!$C$58:$K$60))","v":2.6564859251595059},73.435140748404933,1,{"$f":"IF(E75268<>\"Serviceable\",E75268,INDEX(Lists!$D$6:$D$8, MATCH(T75268,Lists!$C$6:$C$8,0)))","v":"Serviceable"},{"$f":"INDEX(Lists!$C$12:$C$26, MATCH(H75268, Lists!$B$12:$B$26,0))","v":"HV"}]
[null,179131,1986,"Wood Untreated Dressed","Serviceable","Class 1",0,"lv/hv",950,2020,130,"No",false,10,{"$f":"INDEX(Lists!$B$32:$B$40, MATCH(YEAR(TODAY())-C75309, Lists!$C$32:$C$40,1))","v":"31-40"},302.39439187460113,{"$f":"INDEX(Data!$E$24:$E$47, MATCH(F75309&D75309, Data!$B$24:$B$47,0))","v":1.9964561142097742E-3},{"$f":"SUMPRODUCT((Data!$B$58:$B$60=Model!$F75309)*(Data!$C$57:$K$57=Model!$O75309)*(Data!$C$58:$K$60))","v":3.0038452968326621},99.961547031673376,1,{"$f":"IF(E75309<>\"Serviceable\",E75309,INDEX(Lists!$D$6:$D$8, MATCH(T75309,Lists!$C$6:$C$8,0)))","v":"Serviceable"},{"$f":"INDEX(Lists!$C$12:$C$26, MATCH(H75309, Lists!$B$12:$B$26,0))","v":"HV"}]
[null,179161,1980,"Wood Untreated Dressed","Serviceable","Class 1",0,"lv",810,2020,120,"No",false,10,{"$f":"INDEX(Lists!$B$32:$B$40, MATCH(YEAR(TODAY())-C75330, Lists!$C$32:$C$40,1))","v":"41-50"},257.83100780887048,{"$f":"INDEX(Data!$E$24:$E$47, MATCH(F75330&D75330, Data!$B$24:$B$47,0))","v":1.9964561142097742E-3},{"$f":"SUMPRODUCT((Data!$B$58:$B$60=Model!$F75330)*(Data!$C$57:$K$57=Model!$O75330)*(Data!$C$58:$K$60))","v":1.7977578417715214},102.02242158228478,1,{"$f":"IF(E75330<>\"Serviceable\",E75330,INDEX(Lists!$D$6:$D$8, MATCH(T75330,Lists!$C$6:$C$8,0)))","v":"Serviceable"},{"$f":"INDEX(Lists!$C$12:$C$26, MATCH(H75330, Lists!$B$12:$B$26,0))","v":"LV"}]
[null,179298,1986,"Wood Untreated Dressed","Serviceable","Class 1",0,"lv/future hv",1020,2020,140,"No",false,10,{"$f":"INDEX(Lists!$B$32:$B$40, MATCH(YEAR(TODAY())-C75409, Lists!$C$32:$C$40,1))","v":"31-40"},324.67608390746648,{"$f":"INDEX(Data!$E$24:$E$47, MATCH(F75409&D75409, Data!$B$24:$B$47,0))","v":1.9964561142097742E-3},{"$f":"SUMPRODUCT((Data!$B$58:$B$60=Model!$F75409)*(Data!$C$57:$K$57=Model!$O75409)*(Data!$C$58:$K$60))","v":3.0038452968326621},109.96154703167338,1,{"$f":"IF(E75409<>\"Serviceable\",E75409,INDEX(Lists!$D$6:$D$8, MATCH(T75409,Lists!$C$6:$C$8,0)))","v":"Serviceable"},{"$f":"INDEX(Lists!$C$12:$C$26, MATCH(H75409, Lists!$B$12:$B$26,0))","v":"LV"}]
[null,179434,1978,"Wood Creos Impregnated","Serviceable","Class 3",0,"lv/hv",1194,2019,110,"No",false,10,{"$f":"INDEX(Lists!$B$32:$B$40, MATCH(YEAR(TODAY())-C75484, Lists!$C$32:$C$40,1))","v":"41-50"},380.0620041034461,{"$f":"INDEX(Data!$E$24:$E$47, MATCH(F75484&D75484, Data!$B$24:$B$47,0))","v":1.0684339161496522E-3},{"$f":"SUMPRODUCT((Data!$B$58:$B$60=Model!$F75484)*(Data!$C$57:$K$57=Model!$O75484)*(Data!$C$58:$K$60))","v":3.2595928155551883},77.404071844448112,1,{"$f":"IF(E75484<>\"Serviceable\",E75484,INDEX(Lists!$D$6:$D$8, MATCH(T75484,Lists!$C$6:$C$8,0)))","v":"Serviceable"},{"$f":"INDEX(Lists!$C$12:$C$26, MATCH(H75484, Lists!$B$12:$B$26,0))","v":"HV"}]
[null,179483,1980,"Wood Untreated Dressed","Serviceable","Class 1",0,"lv/hv",940,2020,120,"No",false,10,{"$f":"INDEX(Lists!$B$32:$B$40, MATCH(YEAR(TODAY())-C75505, Lists!$C$32:$C$40,1))","v":"41-50"},299.21129301276324,{"$f":"INDEX(Data!$E$24:$E$47, MATCH(F75505&D75505, Data!$B$24:$B$47,0))","v":1.9964561142097742E-3},{"$f":"SUMPRODUCT((Data!$B$58:$B$60=Model!$F75505)*(Data!$C$57:$K$57=Model!$O75505)*(Data!$C$58:$K$60))","v":1.7977578417715214},102.02242158228478,1,{"$f":"IF(E75505<>\"Serviceable\",E75505,INDEX(Lists!$D$6:$D$8, MATCH(T75505,Lists!$C$6:$C$8,0)))","v":"Serviceable"},{"$f":"INDEX(Lists!$C$12:$C$26, MATCH(H75505, Lists!$B$12:$B$26,0))","v":"HV"}]
[null,179549,1990,"Wood Untreated Dressed","Serviceable","Class 1",0,"lv/hv",1040,2020,120,"No",false,10,{"$f":"INDEX(Lists!$B$32:$B$40, MATCH(YEAR(TODAY())-C75550, Lists!$C$32:$C$40,1))","v":"31-40"},331.04228163114232,{"$f":"INDEX(Data!$E$24:$E$47, MATCH(F75550&D75550, Data!$B$24:$B$47,0))","v":1.9964561142097742E-3},{"$f":"SUMPRODUCT((Data!$B$58:$B$60=Model!$F75550)*(Data!$C$57:$K$57=Model!$O75550)*(Data!$C$58:$K$60))","v":3.0038452968326621},89.961547031673376,1,{"$f":"IF(E75550<>\"Serviceable\",E75550,INDEX(Lists!$D$6:$D$8, MATCH(T75550,Lists!$C$6:$C$8,0)))","v":"Serviceable"},{"$f":"INDEX(Lists!$C$12:$C$26, MATCH(H75550, Lists!$B$12:$B$26,0))","v":"HV"}]
[null,179702,1983,"Wood Untreated Dressed","Serviceable","Class 1",0,"lv",911,2020,100,"No",false,10,{"$f":"INDEX(Lists!$B$32:$B$40, MATCH(YEAR(TODAY())-C75630, Lists!$C$32:$C$40,1))","v":"41-50"},289.98030631343329,{"$f":"INDEX(Data!$E$24:$E$47, MATCH(F75630&D75630, Data!$B$24:$B$47,0))","v":1.9964561142097742E-3},{"$f":"SUMPRODUCT((Data!$B$58:$B$60=Model!$F75630)*(Data!$C$57:$K$57=Model!$O75630)*(Data!$C$58:$K$60))","v":1.7977578417715214},82.022421582284778,1,{"$f":"IF(E75630<>\"Serviceable\",E75630,INDEX(Lists!$D$6:$D$8, MATCH(T75630,Lists!$C$6:$C$8,0)))","v":"Serviceable"},{"$f":"INDEX(Lists!$C$12:$C$26, MATCH(H75630, Lists!$B$12:$B$26,0))","v":"LV"}]
[null,179798,1973,"Wood Creos Impregnated","Serviceable","Class 3",0,"lv/hv",950,2020,90,"No",false,10,{"$f":"INDEX(Lists!$B$32:$B$40, MATCH(YEAR(TODAY())-C75680, Lists!$C$32:$C$40,1))","v":"51-60"},302.39439187460113,{"$f":"INDEX(Data!$E$24:$E$47, MATCH(F75680&D75680, Data!$B$24:$B$47,0))","v":1.0684339161496522E-3},{"$f":"SUMPRODUCT((Data!$B$58:$B$60=Model!$F75680)*(Data!$C$57:$K$57=Model!$O75680)*(Data!$C$58:$K$60))","v":2.6564859251595059},63.43514074840494,2,{"$f":"IF(E75680<>\"Serviceable\",E75680,INDEX(Lists!$D$6:$D$8, MATCH(T75680,Lists!$C$6:$C$8,0)))","v":"Limited Life"},{"$f":"INDEX(Lists!$C$12:$C$26, MATCH(H75680, Lists!$B$12:$B$26,0))","v":"HV"}]
[null,179892,1975,"Wood Creos Impregnated","Serviceable","Class 3",0,"lv/hv",1150,2019,110,"No",false,10,{"$f":"INDEX(Lists!$B$32:$B$40, MATCH(YEAR(TODAY())-C75745, Lists!$C$32:$C$40,1))","v":"41-50"},366.05636911135929,{"$f":"INDEX(Data!$E$24:$E$47, MATCH(F75745&D75745, Data!$B$24:$B$47,0))","v":1.0684339161496522E-3},{"$f":"SUMPRODUCT((Data!$B$58:$B$60=Model!$F75745)*(Data!$C$57:$K$57=Model!$O75745)*(Data!$C$58:$K$60))","v":3.2595928155551883},77.404071844448112,1,{"$f":"IF(E75745<>\"Serviceable\",E75745,INDEX(Lists!$D$6:$D$8, MATCH(T75745,Lists!$C$6:$C$8,0)))","v":"Serviceable"},{"$f":"INDEX(Lists!$C$12:$C$26, MATCH(H75745, Lists!$B$12:$B$26,0))","v":"HV"}]
[null,180012,1975,"Wood Creos Impregnated","Serviceable","Class 2",0,"lv",960,2020,130,"No",false,10,{"$f":"INDEX(Lists!$B$32:$B$40, MATCH(YEAR(TODAY())-C75805, Lists!$C$32:$C$40,1))","v":"41-50"},305.57749073643907,{"$f":"INDEX(Data!$E$24:$E$47, MATCH(F75805&D75805, Data!$B$24:$B$47,0))","v":1.6118836915297091E-3},{"$f":"SUMPRODUCT((Data!$B$58:$B$60=Model!$F75805)*(Data!$C$57:$K$57=Model!$O75805)*(Data!$C$58:$K$60))","v":3.126815166746074},98.731848332539258,1,{"$f":"IF(E75805<>\"Serviceable\",E75805,INDEX(Lists!$D$6:$D$8, MATCH(T75805,Lists!$C$6:$C$8,0)))","v":"Serviceable"},{"$f":"INDEX(Lists!$C$12:$C$26, MATCH(H75805, Lists!$B$12:$B$26,0))","v":"LV"}]
[null,180107,1978,"Wood Untreated Dressed","Serviceable","Class 1",0,"lv",870,2020,120,"No",false,10,{"$f":"INDEX(Lists!$B$32:$B$40, MATCH(YEAR(TODAY())-C75855, Lists!$C$32:$C$40,1))","v":"41-50"},276.92960097989788,{"$f":"INDEX(Data!$E$24:$E$47, MATCH(F75855&D75855, Data!$B$24:$B$47,0))","v":1.9964561142097742E-3},{"$f":"SUMPRODUCT((Data!$B$58:$B$60=Model!$F75855)*(Data!$C$57:$K$57=Model!$O75855)*(Data!$C$58:$K$60))","v":1.7977578417715214},102.02242158228478,1,{"$f":"IF(E75855<>\"Serviceable\",E75855,INDEX(Lists!$D$6:$D$8, MATCH(T75855,Lists!$C$6:$C$8,0)))","v":"Serviceable"},{"$f":"INDEX(Lists!$C$12:$C$26, MATCH(H75855, Lists!$B$12:$B$26,0))","v":"LV"}]
[null,180141,1982,"Wood Untreated Dressed","Serviceable","Class 1",0,"lv/hv",960,2020,150,"No",false,10,{"$f":"INDEX(Lists!$B$32:$B$40, MATCH(YEAR(TODAY())-C75876, Lists!$C$32:$C$40,1))","v":"41-50"},305.57749073643907,{"$f":"INDEX(Data!$E$24:$E$47, MATCH(F75876&D75876, Data!$B$24:$B$47,0))","v":1.9964561142097742E-3},{"$f":"SUMPRODUCT((Data!$B$58:$B$60=Model!$F75876)*(Data!$C$57:$K$57=Model!$O75876)*(Data!$C$58:$K$60))","v":1.7977578417715214},132.02242158228478,1,{"$f":"IF(E75876<>\"Serviceable\",E75876,INDEX(Lists!$D$6:$D$8, MATCH(T75876,Lists!$C$6:$C$8,0)))","v":"Serviceable"},{"$f":"INDEX(Lists!$C$12:$C$26, MATCH(H75876, Lists!$B$12:$B$26,0))","v":"HV"}]
[null,180287,1965,"Wood Creos Impregnated","Serviceable","Class 3",0,"lv",940,2021,110,"No",false,10,{"$f":"INDEX(Lists!$B$32:$B$40, MATCH(YEAR(TODAY())-C75930, Lists!$C$32:$C$40,1))","v":"51-60"},299.21129301276324,{"$f":"INDEX(Data!$E$24:$E$47, MATCH(F75930&D75930, Data!$B$24:$B$47,0))","v":1.0684339161496522E-3},{"$f":"SUMPRODUCT((Data!$B$58:$B$60=Model!$F75930)*(Data!$C$57:$K$57=Model!$O75930)*(Data!$C$58:$K$60))","v":2.6564859251595059},83.435140748404933,1,{"$f":"IF(E75930<>\"Serviceable\",E75930,INDEX(Lists!$D$6:$D$8, MATCH(T75930,Lists!$C$6:$C$8,0)))","v":"Serviceable"},{"$f":"INDEX(Lists!$C$12:$C$26, MATCH(H75930, Lists!$B$12:$B$26,0))","v":"LV"}]
[null,180467,1975,"Wood Creos Impregnated","Serviceable","Class 3",0,"lv/hv",942,2019,80,"No",false,10,{"$f":"INDEX(Lists!$B$32:$B$40, MATCH(YEAR(TODAY())-C76030, Lists!$C$32:$C$40,1))","v":"41-50"},299.8479127851308,{"$f":"INDEX(Data!$E$24:$E$47, MATCH(F76030&D76030, Data!$B$24:$B$47,0))","v":1.0684339161496522E-3},{"$f":"SUMPRODUCT((Data!$B$58:$B$60=Model!$F76030)*(Data!$C$57:$K$57=Model!$O76030)*(Data!$C$58:$K$60))","v":3.2595928155551883},47.404071844448119,2,{"$f":"IF(E76030<>\"Serviceable\",E76030,INDEX(Lists!$D$6:$D$8, MATCH(T76030,Lists!$C$6:$C$8,0)))","v":"Limited Life"},{"$f":"INDEX(Lists!$C$12:$C$26, MATCH(H76030, Lists!$B$12:$B$26,0))","v":"HV"}]
[null,180495,1976,"Wood Creos Impregnated","Serviceable","Class 2",0,"lv/hv",1100,2019,130,"No",false,10,{"$f":"INDEX(Lists!$B$32:$B$40, MATCH(YEAR(TODAY())-C76051, Lists!$C$32:$C$40,1))","v":"41-50"},350.14087480216978,{"$f":"INDEX(Data!$E$24:$E$47, MATCH(F76051&D76051, Data!$B$24:$B$47,0))","v":1.6118836915297091E-3},{"$f":"SUMPRODUCT((Data!$B$58:$B$60=Model!$F76051)*(Data!$C$57:$K$57=Model!$O76051)*(Data!$C$58:$K$60))","v":3.126815166746074},98.731848332539258,1,{"$f":"IF(E76051<>\"Serviceable\",E76051,INDEX(Lists!$D$6:$D$8, MATCH(T76051,Lists!$C$6:$C$8,0)))","v":"Serviceable"},{"$f":"INDEX(Lists!$C$12:$C$26, MATCH(H76051, Lists!$B$12:$B$26,0))","v":"HV"}]
[null,180644,1984,"Wood Untreated Dressed","Serviceable","Class 1",0,"lv/hv",950,2020,110,"No",false,10,{"$f":"INDEX(Lists!$B$32:$B$40, MATCH(YEAR(TODAY())-C76125, Lists!$C$32:$C$40,1))","v":"41-50"},302.39439187460113,{"$f":"INDEX(Data!$E$24:$E$47, MATCH(F76125&D76125, Data!$B$24:$B$47,0))","v":1.9964561142097742E-3},{"$f":"SUMPRODUCT((Data!$B$58:$B$60=Model!$F76125)*(Data!$C$57:$K$57=Model!$O76125)*(Data!$C$58:$K$60))","v":1.7977578417715214},92.022421582284778,1,{"$f":"IF(E76125<>\"Serviceable\",E76125,INDEX(Lists!$D$6:$D$8, MATCH(T76125,Lists!$C$6:$C$8,0)))","v":"Serviceable"},{"$f":"INDEX(Lists!$C$12:$C$26, MATCH(H76125, Lists!$B$12:$B$26,0))","v":"HV"}]
[null,180677,1988,"Wood Untreated Dressed","Serviceable","Class 1",0,"lv",1005,2020,120,"No",false,10,{"$f":"INDEX(Lists!$B$32:$B$40, MATCH(YEAR(TODAY())-C76150, Lists!$C$32:$C$40,1))","v":"31-40"},319.90143561470961,{"$f":"INDEX(Data!$E$24:$E$47, MATCH(F76150&D76150, Data!$B$24:$B$47,0))","v":1.9964561142097742E-3},{"$f":"SUMPRODUCT((Data!$B$58:$B$60=Model!$F76150)*(Data!$C$57:$K$57=Model!$O76150)*(Data!$C$58:$K$60))","v":3.0038452968326621},89.961547031673376,1,{"$f":"IF(E76150<>\"Serviceable\",E76150,INDEX(Lists!$D$6:$D$8, MATCH(T76150,Lists!$C$6:$C$8,0)))","v":"Serviceable"},{"$f":"INDEX(Lists!$C$12:$C$26, MATCH(H76150, Lists!$B$12:$B$26,0))","v":"LV"}]
[null,180847,1971,"Wood Creos Impregnated","Serviceable","Class 3",0,"lv",1020,2019,90,"No",false,10,{"$f":"INDEX(Lists!$B$32:$B$40, MATCH(YEAR(TODAY())-C76226, Lists!$C$32:$C$40,1))","v":"51-60"},324.67608390746648,{"$f":"INDEX(Data!$E$24:$E$47, MATCH(F76226&D76226, Data!$B$24:$B$47,0))","v":1.0684339161496522E-3},{"$f":"SUMPRODUCT((Data!$B$58:$B$60=Model!$F76226)*(Data!$C$57:$K$57=Model!$O76226)*(Data!$C$58:$K$60))","v":2.6564859251595059},63.43514074840494,2,{"$f":"IF(E76226<>\"Serviceable\",E76226,INDEX(Lists!$D$6:$D$8, MATCH(T76226,Lists!$C$6:$C$8,0)))","v":"Limited Life"},{"$f":"INDEX(Lists!$C$12:$C$26, MATCH(H76226, Lists!$B$12:$B$26,0))","v":"LV"}]
[null,180928,1972,"Wood Creos Impregnated","Serviceable","Class 3",0,"lv/hv",1005,2020,100,"No",false,10,{"$f":"INDEX(Lists!$B$32:$B$40, MATCH(YEAR(TODAY())-C76266, Lists!$C$32:$C$40,1))","v":"51-60"},319.90143561470961,{"$f":"INDEX(Data!$E$24:$E$47, MATCH(F76266&D76266, Data!$B$24:$B$47,0))","v":1.0684339161496522E-3},{"$f":"SUMPRODUCT((Data!$B$58:$B$60=Model!$F76266)*(Data!$C$57:$K$57=Model!$O76266)*(Data!$C$58:$K$60))","v":2.6564859251595059},73.435140748404933,1,{"$f":"IF(E76266<>\"Serviceable\",E76266,INDEX(Lists!$D$6:$D$8, MATCH(T76266,Lists!$C$6:$C$8,0)))","v":"Serviceable"},{"$f":"INDEX(Lists!$C$12:$C$26, MATCH(H76266, Lists!$B$12:$B$26,0))","v":"HV"}]
[null,181097,1971,"Wood Creos Impregnated","Serviceable","Class 3",0,"lv/hv",974,2019,100,"No",false,10,{"$f":"INDEX(Lists!$B$32:$B$40, MATCH(YEAR(TODAY())-C76351, Lists!$C$32:$C$40,1))","v":"51-60"},310.0338291430121,{"$f":"INDEX(Data!$E$24:$E$47, MATCH(F76351&D76351, Data!$B$24:$B$47,0))","v":1.0684339161496522E-3},{"$f":"SUMPRODUCT((Data!$B$58:$B$60=Model!$F76351)*(Data!$C$57:$K$57=Model!$O76351)*(Data!$C$58:$K$60))","v":2.6564859251595059},73.435140748404933,1,{"$f":"IF(E76351<>\"Serviceable\",E76351,INDEX(Lists!$D$6:$D$8, MATCH(T76351,Lists!$C$6:$C$8,0)))","v":"Serviceable"},{"$f":"INDEX(Lists!$C$12:$C$26, MATCH(H76351, Lists!$B$12:$B$26,0))","v":"HV"}]
[null,181174,1992,"Wood Untreated Dressed","Serviceable","Class 1",0,"lv/hv",975,2020,120,"No",false,10,{"$f":"INDEX(Lists!$B$32:$B$40, MATCH(YEAR(TODAY())-C76401, Lists!$C$32:$C$40,1))","v":"31-40"},310.35213902919594,{"$f":"INDEX(Data!$E$24:$E$47, MATCH(F76401&D76401, Data!$B$24:$B$47,0))","v":1.9964561142097742E-3},{"$f":"SUMPRODUCT((Data!$B$58:$B$60=Model!$F76401)*(Data!$C$57:$K$57=Model!$O76401)*(Data!$C$58:$K$60))","v":3.0038452968326621},89.961547031673376,1,{"$f":"IF(E76401<>\"Serviceable\",E76401,INDEX(Lists!$D$6:$D$8, MATCH(T76401,Lists!$C$6:$C$8,0)))","v":"Serviceable"},{"$f":"INDEX(Lists!$C$12:$C$26, MATCH(H76401, Lists!$B$12:$B$26,0))","v":"HV"}]
[null,181280,1973,"Wood Creos Impregnated","Serviceable","Class 3",0,"lv/hv",942,2023,90,"No",false,10,{"$f":"INDEX(Lists!$B$32:$B$40, MATCH(YEAR(TODAY())-C76461, Lists!$C$32:$C$40,1))","v":"51-60"},299.8479127851308,{"$f":"INDEX(Data!$E$24:$E$47, MATCH(F76461&D76461, Data!$B$24:$B$47,0))","v":1.0684339161496522E-3},{"$f":"SUMPRODUCT((Data!$B$58:$B$60=Model!$F76461)*(Data!$C$57:$K$57=Model!$O76461)*(Data!$C$58:$K$60))","v":2.6564859251595059},63.43514074840494,2,{"$f":"IF(E76461<>\"Serviceable\",E76461,INDEX(Lists!$D$6:$D$8, MATCH(T76461,Lists!$C$6:$C$8,0)))","v":"Limited Life"},{"$f":"INDEX(Lists!$C$12:$C$26, MATCH(H76461, Lists!$B$12:$B$26,0))","v":"HV"}]
[null,181441,1950,"Wood Untreated Dressed","Serviceable","Class 1",0,"lv/hv",950,2020,80,"No",false,10,{"$f":"INDEX(Lists!$B$32:$B$40, MATCH(YEAR(TODAY())-C76526, Lists!$C$32:$C$40,1))","v":"71-80"},302.39439187460113,{"$f":"INDEX(Data!$E$24:$E$47, MATCH(F76526&D76526, Data!$B$24:$B$47,0))","v":1.9964561142097742E-3},{"$f":"SUMPRODUCT((Data!$B$58:$B$60=Model!$F76526)*(Data!$C$57:$K$57=Model!$O76526)*(Data!$C$58:$K$60))","v":2.0707751244791428},59.292248755208576,1,{"$f":"IF(E76526<>\"Serviceable\",E76526,INDEX(Lists!$D$6:$D$8, MATCH(T76526,Lists!$C$6:$C$8,0)))","v":"Serviceable"},{"$f":"INDEX(Lists!$C$12:$C$26, MATCH(H76526, Lists!$B$12:$B$26,0))","v":"HV"}]
[null,181545,1945,"Wood Untreated Dressed","Serviceable","Class 1",0,"lv",930,2021,110,"No",false,10,{"$f":"INDEX(Lists!$B$32:$B$40, MATCH(YEAR(TODAY())-C76576, Lists!$C$32:$C$40,1))","v":"71-80"},296.02819415092534,{"$f":"INDEX(Data!$E$24:$E$47, MATCH(F76576&D76576, Data!$B$24:$B$47,0))","v":1.9964561142097742E-3},{"$f":"SUMPRODUCT((Data!$B$58:$B$60=Model!$F76576)*(Data!$C$57:$K$57=Model!$O76576)*(Data!$C$58:$K$60))","v":2.0707751244791428},89.292248755208576,1,{"$f":"IF(E76576<>\"Serviceable\",E76576,INDEX(Lists!$D$6:$D$8, MATCH(T76576,Lists!$C$6:$C$8,0)))","v":"Serviceable"},{"$f":"INDEX(Lists!$C$12:$C$26, MATCH(H76576, Lists!$B$12:$B$26,0))","v":"LV"}]
[null,181634,1950,"Wood Untreated Dressed","Serviceable","Class 1",0,"lv",950,2020,110,"No",false,10,{"$f":"INDEX(Lists!$B$32:$B$40, MATCH(YEAR(TODAY())-C76624, Lists!$C$32:$C$40,1))","v":"71-80"},302.39439187460113,{"$f":"INDEX(Data!$E$24:$E$47, MATCH(F76624&D76624, Data!$B$24:$B$47,0))","v":1.9964561142097742E-3},{"$f":"SUMPRODUCT((Data!$B$58:$B$60=Model!$F76624)*(Data!$C$57:$K$57=Model!$O76624)*(Data!$C$58:$K$60))","v":2.0707751244791428},89.292248755208576,1,{"$f":"IF(E76624<>\"Serviceable\",E76624,INDEX(Lists!$D$6:$D$8, MATCH(T76624,Lists!$C$6:$C$8,0)))","v":"Serviceable"},{"$f":"INDEX(Lists!$C$12:$C$26, MATCH(H76624, Lists!$B$12:$B$26,0))","v":"LV"}]
[null,181677,1957,"Wood Untreated Dressed","Serviceable","Class 1",0,"lv",990,2020,110,"No",false,10,{"$f":"INDEX(Lists!$B$32:$B$40, MATCH(YEAR(TODAY())-C76646, Lists!$C$32:$C$40,1))","v":"61-70"},315.1267873219528,{"$f":"INDEX(Data!$E$24:$E$47, MATCH(F76646&D76646, Data!$B$24:$B$47,0))","v":1.9964561142097742E-3},{"$f":"SUMPRODUCT((Data!$B$58:$B$60=Model!$F76646)*(Data!$C$57:$K$57=Model!$O76646)*(Data!$C$58:$K$60))","v":2.3795837981601728},86.204162018398279,1,{"$f":"IF(E76646<>\"Serviceable\",E76646,INDEX(Lists!$D$6:$D$8, MATCH(T76646,Lists!$C$6:$C$8,0)))","v":"Serviceable"},{"$f":"INDEX(Lists!$C$12:$C$26, MATCH(H76646, Lists!$B$12:$B$26,0))","v":"LV"}]
[null,181760,1941,"Wood Untreated Dressed","Serviceable","Class 1",0,"lv",900,2021,110,"No",false,10,{"$f":"INDEX(Lists!$B$32:$B$40, MATCH(YEAR(TODAY())-C76696, Lists!$C$32:$C$40,1))","v":"81-90"},286.47889756541161,{"$f":"INDEX(Data!$E$24:$E$47, MATCH(F76696&D76696, Data!$B$24:$B$47,0))","v":1.9964561142097742E-3},{"$f":"SUMPRODUCT((Data!$B$58:$B$60=Model!$F76696)*(Data!$C$57:$K$57=Model!$O76696)*(Data!$C$58:$K$60))","v":2.8392735823590045},81.607264176409956,1,{"$f":"IF(E76696<>\"Serviceable\",E76696,INDEX(Lists!$D$6:$D$8, MATCH(T76696,Lists!$C$6:$C$8,0)))","v":"Serviceable"},{"$f":"INDEX(Lists!$C$12:$C$26, MATCH(H76696, Lists!$B$12:$B$26,0))","v":"LV"}]
[null,181884,1952,"Wood Untreated Dressed","Serviceable","Class 1",0,"lv",1120,2020,120,"No",false,10,{"$f":"INDEX(Lists!$B$32:$B$40, MATCH(YEAR(TODAY())-C76765, Lists!$C$32:$C$40,1))","v":"71-80"},356.50707252584556,{"$f":"INDEX(Data!$E$24:$E$47, MATCH(F76765&D76765, Data!$B$24:$B$47,0))","v":1.9964561142097742E-3},{"$f":"SUMPRODUCT((Data!$B$58:$B$60=Model!$F76765)*(Data!$C$57:$K$57=Model!$O76765)*(Data!$C$58:$K$60))","v":2.0707751244791428},99.292248755208576,1,{"$f":"IF(E76765<>\"Serviceable\",E76765,INDEX(Lists!$D$6:$D$8, MATCH(T76765,Lists!$C$6:$C$8,0)))","v":"Serviceable"},{"$f":"INDEX(Lists!$C$12:$C$26, MATCH(H76765, Lists!$B$12:$B$26,0))","v":"LV"}]
[null,181979,1978,"Wood Untreated Dressed","Serviceable","Unknown",0,"lv/hv",710,2021,100,"No",false,10,{"$f":"INDEX(Lists!$B$32:$B$40, MATCH(YEAR(TODAY())-C76821, Lists!$C$32:$C$40,1))","v":"41-50"},226.00001919049137,{"$f":"INDEX(Data!$E$24:$E$47, MATCH(F76821&D76821, Data!$B$24:$B$47,0))","v":1.8301435406698563E-3},{"$f":"SUMPRODUCT((Data!$B$58:$B$60=Model!$F76821)*(Data!$C$57:$K$57=Model!$O76821)*(Data!$C$58:$K$60))","v":0},100,1,{"$f":"IF(E76821<>\"Serviceable\",E76821,INDEX(Lists!$D$6:$D$8, MATCH(T76821,Lists!$C$6:$C$8,0)))","v":"Serviceable"},{"$f":"INDEX(Lists!$C$12:$C$26, MATCH(H76821, Lists!$B$12:$B$26,0))","v":"HV"}]
[null,182073,1959,"Wood Creos Impregnated","Serviceable","Class 3",0,"lv/hv",1130,2020,80,"No",false,10,{"$f":"INDEX(Lists!$B$32:$B$40, MATCH(YEAR(TODAY())-C76871, Lists!$C$32:$C$40,1))","v":"61-70"},359.69017138768345,{"$f":"INDEX(Data!$E$24:$E$47, MATCH(F76871&D76871, Data!$B$24:$B$47,0))","v":1.0684339161496522E-3},{"$f":"SUMPRODUCT((Data!$B$58:$B$60=Model!$F76871)*(Data!$C$57:$K$57=Model!$O76871)*(Data!$C$58:$K$60))","v":1.9802031311051838},60.197968688948166,2,{"$f":"IF(E76871<>\"Serviceable\",E76871,INDEX(Lists!$D$6:$D$8, MATCH(T76871,Lists!$C$6:$C$8,0)))","v":"Limited Life"},{"$f":"INDEX(Lists!$C$12:$C$26, MATCH(H76871, Lists!$B$12:$B$26,0))","v":"HV"}]
[null,182251,1959,"Wood Creos Impregnated","Serviceable","Class 3",0,"lv",880,2022,100,"No",false,10,{"$f":"INDEX(Lists!$B$32:$B$40, MATCH(YEAR(TODAY())-C76960, Lists!$C$32:$C$40,1))","v":"61-70"},280.11269984173578,{"$f":"INDEX(Data!$E$24:$E$47, MATCH(F76960&D76960, Data!$B$24:$B$47,0))","v":1.0684339161496522E-3},{"$f":"SUMPRODUCT((Data!$B$58:$B$60=Model!$F76960)*(Data!$C$57:$K$57=Model!$O76960)*(Data!$C$58:$K$60))","v":1.9802031311051838},80.197968688948166,1,{"$f":"IF(E76960<>\"Serviceable\",E76960,INDEX(Lists!$D$6:$D$8, MATCH(T76960,Lists!$C$6:$C$8,0)))","v":"Serviceable"},{"$f":"INDEX(Lists!$C$12:$C$26, MATCH(H76960, Lists!$B$12:$B$26,0))","v":"LV"}]
[null,182369,1959,"Wood Creos Impregnated","Serviceable","Class 3",0,"lv",920,2021,100,"No",false,10,{"$f":"INDEX(Lists!$B$32:$B$40, MATCH(YEAR(TODAY())-C76996, Lists!$C$32:$C$40,1))","v":"61-70"},292.84509528908745,{"$f":"INDEX(Data!$E$24:$E$47, MATCH(F76996&D76996, Data!$B$24:$B$47,0))","v":1.0684339161496522E-3},{"$f":"SUMPRODUCT((Data!$B$58:$B$60=Model!$F76996)*(Data!$C$57:$K$57=Model!$O76996)*(Data!$C$58:$K$60))","v":1.9802031311051838},80.197968688948166,1,{"$f":"IF(E76996<>\"Serviceable\",E76996,INDEX(Lists!$D$6:$D$8, MATCH(T76996,Lists!$C$6:$C$8,0)))","v":"Serviceable"},{"$f":"INDEX(Lists!$C$12:$C$26, MATCH(H76996, Lists!$B$12:$B$26,0))","v":"LV"}]
[null,182573,1973,"Wood Creos Impregnated","Serviceable","Class 3",0,"lv/hv",1020,2020,100,"No",false,10,{"$f":"INDEX(Lists!$B$32:$B$40, MATCH(YEAR(TODAY())-C77072, Lists!$C$32:$C$40,1))","v":"51-60"},324.67608390746648,{"$f":"INDEX(Data!$E$24:$E$47, MATCH(F77072&D77072, Data!$B$24:$B$47,0))","v":1.0684339161496522E-3},{"$f":"SUMPRODUCT((Data!$B$58:$B$60=Model!$F77072)*(Data!$C$57:$K$57=Model!$O77072)*(Data!$C$58:$K$60))","v":2.6564859251595059},73.435140748404933,1,{"$f":"IF(E77072<>\"Serviceable\",E77072,INDEX(Lists!$D$6:$D$8, MATCH(T77072,Lists!$C$6:$C$8,0)))","v":"Serviceable"},{"$f":"INDEX(Lists!$C$12:$C$26, MATCH(H77072, Lists!$B$12:$B$26,0))","v":"HV"}]
[null,182736,1960,"Wood Creos Impregnated","Serviceable","Class 3",0,"lv",830,2019,90,"No",false,10,{"$f":"INDEX(Lists!$B$32:$B$40, MATCH(YEAR(TODAY())-C77122, Lists!$C$32:$C$40,1))","v":"61-70"},264.19720553254626,{"$f":"INDEX(Data!$E$24:$E$47, MATCH(F77122&D77122, Data!$B$24:$B$47,0))","v":1.0684339161496522E-3},{"$f":"SUMPRODUCT((Data!$B$58:$B$60=Model!$F77122)*(Data!$C$57:$K$57=Model!$O77122)*(Data!$C$58:$K$60))","v":1.9802031311051838},70.197968688948166,1,{"$f":"IF(E77122<>\"Serviceable\",E77122,INDEX(Lists!$D$6:$D$8, MATCH(T77122,Lists!$C$6:$C$8,0)))","v":"Serviceable"},{"$f":"INDEX(Lists!$C$12:$C$26, MATCH(H77122, Lists!$B$12:$B$26,0))","v":"LV"}]
[null,182885,1960,"Wood Creos Impregnated","Serviceable","Class 3",0,"lv/future hv",980,2022,110,"No",false,10,{"$f":"INDEX(Lists!$B$32:$B$40, MATCH(YEAR(TODAY())-C77177, Lists!$C$32:$C$40,1))","v":"61-70"},311.94368846011486,{"$f":"INDEX(Data!$E$24:$E$47, MATCH(F77177&D77177, Data!$B$24:$B$47,0))","v":1.0684339161496522E-3},{"$f":"SUMPRODUCT((Data!$B$58:$B$60=Model!$F77177)*(Data!$C$57:$K$57=Model!$O77177)*(Data!$C$58:$K$60))","v":1.9802031311051838},90.197968688948166,1,{"$f":"IF(E77177<>\"Serviceable\",E77177,INDEX(Lists!$D$6:$D$8, MATCH(T77177,Lists!$C$6:$C$8,0)))","v":"Serviceable"},{"$f":"INDEX(Lists!$C$12:$C$26, MATCH(H77177, Lists!$B$12:$B$26,0))","v":"LV"}]
[null,182933,1961,"Wood Creos Impregnated","Serviceable","Class 2",0,"lv/hv",1100,2021,90,"No",false,{"$f":"IF(L77192=\"No\",ROUND((End_year-J77192)/5,0)*5,ROUND((End_year-J77192)/3,0)*3)","v":10},{"$f":"INDEX(Lists!$B$32:$B$40, MATCH(YEAR(TODAY())-C77192, Lists!$C$32:$C$40,1))","v":"61-70"},350.14087480216978,{"$f":"INDEX(Data!$E$24:$E$47, MATCH(F77192&D77192, Data!$B$24:$B$47,0))","v":1.6118836915297091E-3},{"$f":"SUMPRODUCT((Data!$B$58:$B$60=Model!$F77192)*(Data!$C$57:$K$57=Model!$O77192)*(Data!$C$58:$K$60))","v":2.227481027604485},{"$f":"IF(IF(K77192>=700,999,(K77192-R77192*N77192))<0,0,IF(K77192>=700,999,(K77192-R77192*N77192)))","v":67.725189723955154},{"$f":"IF(S77192<30,3,IF(AND(F77192=\"Class 1\",S77192<50),2,IF(AND(F77192=\"Class 1\",S77192>=50),1,IF(S77192<70,2,1))))","v":2},{"$f":"IF(E77192<>\"Serviceable\",E77192,INDEX(Lists!$D$6:$D$8, MATCH(T77192,Lists!$C$6:$C$8,0)))","v":"Limited Life"},{"$f":"INDEX(Lists!$C$12:$C$26, MATCH(H77192, Lists!$B$12:$B$26,0))","v":"HV"}]
[null,183091,1962,"Wood Creos Impregnated","Serviceable","Class 3",0,"lv",870,2020,90,"No",false,10,{"$f":"INDEX(Lists!$B$32:$B$40, MATCH(YEAR(TODAY())-C77242, Lists!$C$32:$C$40,1))","v":"61-70"},276.92960097989788,{"$f":"INDEX(Data!$E$24:$E$47, MATCH(F77242&D77242, Data!$B$24:$B$47,0))","v":1.0684339161496522E-3},{"$f":"SUMPRODUCT((Data!$B$58:$B$60=Model!$F77242)*(Data!$C$57:$K$57=Model!$O77242)*(Data!$C$58:$K$60))","v":1.9802031311051838},70.197968688948166,1,{"$f":"IF(E77242<>\"Serviceable\",E77242,INDEX(Lists!$D$6:$D$8, MATCH(T77242,Lists!$C$6:$C$8,0)))","v":"Serviceable"},{"$f":"INDEX(Lists!$C$12:$C$26, MATCH(H77242, Lists!$B$12:$B$26,0))","v":"LV"}]
[null,183218,1986,"Wood Untreated Dressed","Serviceable","Class 1",0,"lv/hv",1005,2021,130,"No",false,10,{"$f":"INDEX(Lists!$B$32:$B$40, MATCH(YEAR(TODAY())-C77318, Lists!$C$32:$C$40,1))","v":"31-40"},319.90143561470961,{"$f":"INDEX(Data!$E$24:$E$47, MATCH(F77318&D77318, Data!$B$24:$B$47,0))","v":1.9964561142097742E-3},{"$f":"SUMPRODUCT((Data!$B$58:$B$60=Model!$F77318)*(Data!$C$57:$K$57=Model!$O77318)*(Data!$C$58:$K$60))","v":3.0038452968326621},99.961547031673376,1,{"$f":"IF(E77318<>\"Serviceable\",E77318,INDEX(Lists!$D$6:$D$8, MATCH(T77318,Lists!$C$6:$C$8,0)))","v":"Serviceable"},{"$f":"INDEX(Lists!$C$12:$C$26, MATCH(H77318, Lists!$B$12:$B$26,0))","v":"HV"}]
[null,183354,1959,"Wood Creos Impregnated","Serviceable","Class 3",0,"lv/hv",1020,2021,100,"No",false,10,{"$f":"INDEX(Lists!$B$32:$B$40, MATCH(YEAR(TODAY())-C77367, Lists!$C$32:$C$40,1))","v":"61-70"},324.67608390746648,{"$f":"INDEX(Data!$E$24:$E$47, MATCH(F77367&D77367, Data!$B$24:$B$47,0))","v":1.0684339161496522E-3},{"$f":"SUMPRODUCT((Data!$B$58:$B$60=Model!$F77367)*(Data!$C$57:$K$57=Model!$O77367)*(Data!$C$58:$K$60))","v":1.9802031311051838},80.197968688948166,1,{"$f":"IF(E77367<>\"Serviceable\",E77367,INDEX(Lists!$D$6:$D$8, MATCH(T77367,Lists!$C$6:$C$8,0)))","v":"Serviceable"},{"$f":"INDEX(Lists!$C$12:$C$26, MATCH(H77367, Lists!$B$12:$B$26,0))","v":"HV"}]
[null,183459,1986,"Wood Untreated Dressed","Serviceable","Class 1",0,"lv/hv",890,2021,80,"No",false,10,{"$f":"INDEX(Lists!$B$32:$B$40, MATCH(YEAR(TODAY())-C77417, Lists!$C$32:$C$40,1))","v":"31-40"},283.29579870357372,{"$f":"INDEX(Data!$E$24:$E$47, MATCH(F77417&D77417, Data!$B$24:$B$47,0))","v":1.9964561142097742E-3},{"$f":"SUMPRODUCT((Data!$B$58:$B$60=Model!$F77417)*(Data!$C$57:$K$57=Model!$O77417)*(Data!$C$58:$K$60))","v":3.0038452968326621},49.961547031673376,2,{"$f":"IF(E77417<>\"Serviceable\",E77417,INDEX(Lists!$D$6:$D$8, MATCH(T77417,Lists!$C$6:$C$8,0)))","v":"Limited Life"},{"$f":"INDEX(Lists!$C$12:$C$26, MATCH(H77417, Lists!$B$12:$B$26,0))","v":"HV"}]
[null,183544,1986,"Wood Untreated Dressed","Serviceable","Class 1",0,"lv/hv",930,2021,100,"No",false,10,{"$f":"INDEX(Lists!$B$32:$B$40, MATCH(YEAR(TODAY())-C77481, Lists!$C$32:$C$40,1))","v":"31-40"},296.02819415092534,{"$f":"INDEX(Data!$E$24:$E$47, MATCH(F77481&D77481, Data!$B$24:$B$47,0))","v":1.9964561142097742E-3},{"$f":"SUMPRODUCT((Data!$B$58:$B$60=Model!$F77481)*(Data!$C$57:$K$57=Model!$O77481)*(Data!$C$58:$K$60))","v":3.0038452968326621},69.961547031673376,1,{"$f":"IF(E77481<>\"Serviceable\",E77481,INDEX(Lists!$D$6:$D$8, MATCH(T77481,Lists!$C$6:$C$8,0)))","v":"Serviceable"},{"$f":"INDEX(Lists!$C$12:$C$26, MATCH(H77481, Lists!$B$12:$B$26,0))","v":"HV"}]
[null,183632,1986,"Wood Untreated Dressed","Serviceable","Class 1",0,"lv/hv",820,2019,110,"No",false,10,{"$f":"INDEX(Lists!$B$32:$B$40, MATCH(YEAR(TODAY())-C77542, Lists!$C$32:$C$40,1))","v":"31-40"},261.01410667070837,{"$f":"INDEX(Data!$E$24:$E$47, MATCH(F77542&D77542, Data!$B$24:$B$47,0))","v":1.9964561142097742E-3},{"$f":"SUMPRODUCT((Data!$B$58:$B$60=Model!$F77542)*(Data!$C$57:$K$57=Model!$O77542)*(Data!$C$58:$K$60))","v":3.0038452968326621},79.961547031673376,1,{"$f":"IF(E77542<>\"Serviceable\",E77542,INDEX(Lists!$D$6:$D$8, MATCH(T77542,Lists!$C$6:$C$8,0)))","v":"Serviceable"},{"$f":"INDEX(Lists!$C$12:$C$26, MATCH(H77542, Lists!$B$12:$B$26,0))","v":"HV"}]
[null,183698,1962,"Wood Creos Impregnated","Serviceable","Class 3",0,"lv",980,2020,100,"No",false,10,{"$f":"INDEX(Lists!$B$32:$B$40, MATCH(YEAR(TODAY())-C77592, Lists!$C$32:$C$40,1))","v":"61-70"},311.94368846011486,{"$f":"INDEX(Data!$E$24:$E$47, MATCH(F77592&D77592, Data!$B$24:$B$47,0))","v":1.0684339161496522E-3},{"$f":"SUMPRODUCT((Data!$B$58:$B$60=Model!$F77592)*(Data!$C$57:$K$57=Model!$O77592)*(Data!$C$58:$K$60))","v":1.9802031311051838},80.197968688948166,1,{"$f":"IF(E77592<>\"Serviceable\",E77592,INDEX(Lists!$D$6:$D$8, MATCH(T77592,Lists!$C$6:$C$8,0)))","v":"Serviceable"},{"$f":"INDEX(Lists!$C$12:$C$26, MATCH(H77592, Lists!$B$12:$B$26,0))","v":"LV"}]
[null,183815,1966,"Wood Creos Impregnated","Serviceable","Class 3",0,"lv/hv",785,2021,110,"No",false,10,{"$f":"INDEX(Lists!$B$32:$B$40, MATCH(YEAR(TODAY())-C77676, Lists!$C$32:$C$40,1))","v":"51-60"},249.8732606542757,{"$f":"INDEX(Data!$E$24:$E$47, MATCH(F77676&D77676, Data!$B$24:$B$47,0))","v":1.0684339161496522E-3},{"$f":"SUMPRODUCT((Data!$B$58:$B$60=Model!$F77676)*(Data!$C$57:$K$57=Model!$O77676)*(Data!$C$58:$K$60))","v":2.6564859251595059},83.435140748404933,1,{"$f":"IF(E77676<>\"Serviceable\",E77676,INDEX(Lists!$D$6:$D$8, MATCH(T77676,Lists!$C$6:$C$8,0)))","v":"Serviceable"},{"$f":"INDEX(Lists!$C$12:$C$26, MATCH(H77676, Lists!$B$12:$B$26,0))","v":"HV"}]
[null,183878,1987,"Wood Creos Impregnated","Serviceable","Class 3",0,"lv/hv",820,2021,90,"No",false,10,{"$f":"INDEX(Lists!$B$32:$B$40, MATCH(YEAR(TODAY())-C77717, Lists!$C$32:$C$40,1))","v":"31-40"},261.01410667070837,{"$f":"INDEX(Data!$E$24:$E$47, MATCH(F77717&D77717, Data!$B$24:$B$47,0))","v":1.0684339161496522E-3},{"$f":"SUMPRODUCT((Data!$B$58:$B$60=Model!$F77717)*(Data!$C$57:$K$57=Model!$O77717)*(Data!$C$58:$K$60))","v":3.6307860245411354},53.692139754588645,2,{"$f":"IF(E77717<>\"Serviceable\",E77717,INDEX(Lists!$D$6:$D$8, MATCH(T77717,Lists!$C$6:$C$8,0)))","v":"Limited Life"},{"$f":"INDEX(Lists!$C$12:$C$26, MATCH(H77717, Lists!$B$12:$B$26,0))","v":"HV"}]
[null,183909,1986,"Wood Untreated Dressed","Serviceable","Class 1",0,"lv",950,2021,110,"No",false,10,{"$f":"INDEX(Lists!$B$32:$B$40, MATCH(YEAR(TODAY())-C77738, Lists!$C$32:$C$40,1))","v":"31-40"},302.39439187460113,{"$f":"INDEX(Data!$E$24:$E$47, MATCH(F77738&D77738, Data!$B$24:$B$47,0))","v":1.9964561142097742E-3},{"$f":"SUMPRODUCT((Data!$B$58:$B$60=Model!$F77738)*(Data!$C$57:$K$57=Model!$O77738)*(Data!$C$58:$K$60))","v":3.0038452968326621},79.961547031673376,1,{"$f":"IF(E77738<>\"Serviceable\",E77738,INDEX(Lists!$D$6:$D$8, MATCH(T77738,Lists!$C$6:$C$8,0)))","v":"Serviceable"},{"$f":"INDEX(Lists!$C$12:$C$26, MATCH(H77738, Lists!$B$12:$B$26,0))","v":"LV"}]
[null,184008,1963,"Wood Creos Impregnated","Serviceable","Class 3",0,"lv",942,2021,70,"No",false,10,{"$f":"INDEX(Lists!$B$32:$B$40, MATCH(YEAR(TODAY())-C77817, Lists!$C$32:$C$40,1))","v":"61-70"},299.8479127851308,{"$f":"INDEX(Data!$E$24:$E$47, MATCH(F77817&D77817, Data!$B$24:$B$47,0))","v":1.0684339161496522E-3},{"$f":"SUMPRODUCT((Data!$B$58:$B$60=Model!$F77817)*(Data!$C$57:$K$57=Model!$O77817)*(Data!$C$58:$K$60))","v":1.9802031311051838},50.197968688948166,2,{"$f":"IF(E77817<>\"Serviceable\",E77817,INDEX(Lists!$D$6:$D$8, MATCH(T77817,Lists!$C$6:$C$8,0)))","v":"Limited Life"},{"$f":"INDEX(Lists!$C$12:$C$26, MATCH(H77817, Lists!$B$12:$B$26,0))","v":"LV"}]
[null,184110,1987,"Wood Untreated Dressed","Serviceable","Class 1",0,"lv",940,2020,120,"No",false,10,{"$f":"INDEX(Lists!$B$32:$B$40, MATCH(YEAR(TODAY())-C77892, Lists!$C$32:$C$40,1))","v":"31-40"},299.21129301276324,{"$f":"INDEX(Data!$E$24:$E$47, MATCH(F77892&D77892, Data!$B$24:$B$47,0))","v":1.9964561142097742E-3},{"$f":"SUMPRODUCT((Data!$B$58:$B$60=Model!$F77892)*(Data!$C$57:$K$57=Model!$O77892)*(Data!$C$58:$K$60))","v":3.0038452968326621},89.961547031673376,1,{"$f":"IF(E77892<>\"Serviceable\",E77892,INDEX(Lists!$D$6:$D$8, MATCH(T77892,Lists!$C$6:$C$8,0)))","v":"Serviceable"},{"$f":"INDEX(Lists!$C$12:$C$26, MATCH(H77892, Lists!$B$12:$B$26,0))","v":"LV"}]
[null,184131,1987,"Wood Untreated Dressed","Serviceable","Class 1",0,"lv",880,2020,110,"No",false,10,{"$f":"INDEX(Lists!$B$32:$B$40, MATCH(YEAR(TODAY())-C77913, Lists!$C$32:$C$40,1))","v":"31-40"},280.11269984173578,{"$f":"INDEX(Data!$E$24:$E$47, MATCH(F77913&D77913, Data!$B$24:$B$47,0))","v":1.9964561142097742E-3},{"$f":"SUMPRODUCT((Data!$B$58:$B$60=Model!$F77913)*(Data!$C$57:$K$57=Model!$O77913)*(Data!$C$58:$K$60))","v":3.0038452968326621},79.961547031673376,1,{"$f":"IF(E77913<>\"Serviceable\",E77913,INDEX(Lists!$D$6:$D$8, MATCH(T77913,Lists!$C$6:$C$8,0)))","v":"Serviceable"},{"$f":"INDEX(Lists!$C$12:$C$26, MATCH(H77913, Lists!$B$12:$B$26,0))","v":"LV"}]
[null,184187,1987,"Wood Untreated Dressed","Serviceable","Class 1",0,"lv/hv",980,2021,140,"No",false,10,{"$f":"INDEX(Lists!$B$32:$B$40, MATCH(YEAR(TODAY())-C77958, Lists!$C$32:$C$40,1))","v":"31-40"},311.94368846011486,{"$f":"INDEX(Data!$E$24:$E$47, MATCH(F77958&D77958, Data!$B$24:$B$47,0))","v":1.9964561142097742E-3},{"$f":"SUMPRODUCT((Data!$B$58:$B$60=Model!$F77958)*(Data!$C$57:$K$57=Model!$O77958)*(Data!$C$58:$K$60))","v":3.0038452968326621},109.96154703167338,1,{"$f":"IF(E77958<>\"Serviceable\",E77958,INDEX(Lists!$D$6:$D$8, MATCH(T77958,Lists!$C$6:$C$8,0)))","v":"Serviceable"},{"$f":"INDEX(Lists!$C$12:$C$26, MATCH(H77958, Lists!$B$12:$B$26,0))","v":"HV"}]
[null,184252,1988,"Wood Untreated Dressed","Serviceable","Class 1",0,"lv/hv",1070,2022,130,"No",false,10,{"$f":"INDEX(Lists!$B$32:$B$40, MATCH(YEAR(TODAY())-C78012, Lists!$C$32:$C$40,1))","v":"31-40"},340.59157821665605,{"$f":"INDEX(Data!$E$24:$E$47, MATCH(F78012&D78012, Data!$B$24:$B$47,0))","v":1.9964561142097742E-3},{"$f":"SUMPRODUCT((Data!$B$58:$B$60=Model!$F78012)*(Data!$C$57:$K$57=Model!$O78012)*(Data!$C$58:$K$60))","v":3.0038452968326621},99.961547031673376,1,{"$f":"IF(E78012<>\"Serviceable\",E78012,INDEX(Lists!$D$6:$D$8, MATCH(T78012,Lists!$C$6:$C$8,0)))","v":"Serviceable"},{"$f":"INDEX(Lists!$C$12:$C$26, MATCH(H78012, Lists!$B$12:$B$26,0))","v":"HV"}]
[null,184346,1985,"Wood Untreated Dressed","Serviceable","Class 1",0,"lv/hv",1162,2021,120,"No",false,{"$f":"IF(L78088=\"No\",ROUND((End_year-J78088)/5,0)*5,ROUND((End_year-J78088)/3,0)*3)","v":10},{"$f":"INDEX(Lists!$B$32:$B$40, MATCH(YEAR(TODAY())-C78088, Lists!$C$32:$C$40,1))","v":"31-40"},369.8760877455648,{"$f":"INDEX(Data!$E$24:$E$47, MATCH(F78088&D78088, Data!$B$24:$B$47,0))","v":1.9964561142097742E-3},{"$f":"SUMPRODUCT((Data!$B$58:$B$60=Model!$F78088)*(Data!$C$57:$K$57=Model!$O78088)*(Data!$C$58:$K$60))","v":3.0038452968326621},{"$f":"IF(IF(K78088>=700,999,(K78088-R78088*N78088))<0,0,IF(K78088>=700,999,(K78088-R78088*N78088)))","v":89.961547031673376},{"$f":"IF(S78088<30,3,IF(AND(F78088=\"Class 1\",S78088<50),2,IF(AND(F78088=\"Class 1\",S78088>=50),1,IF(S78088<70,2,1))))","v":1},{"$f":"IF(E78088<>\"Serviceable\",E78088,INDEX(Lists!$D$6:$D$8, MATCH(T78088,Lists!$C$6:$C$8,0)))","v":"Serviceable"},{"$f":"INDEX(Lists!$C$12:$C$26, MATCH(H78088, Lists!$B$12:$B$26,0))","v":"HV"}]
[null,184431,1988,"Wood Untreated Dressed","Serviceable","Class 1",0,"lv/hv",910,2021,120,"No",{"$f":"IF(G78153=0,FALSE,TRUE)","v":false},10,{"$f":"INDEX(Lists!$B$32:$B$40, MATCH(YEAR(TODAY())-C78153, Lists!$C$32:$C$40,1))","v":"31-40"},{"$f":"I78153/PI()","v":289.66199642724951},{"$f":"INDEX(Data!$E$24:$E$47, MATCH(F78153&D78153, Data!$B$24:$B$47,0))","v":1.9964561142097742E-3},{"$f":"SUMPRODUCT((Data!$B$58:$B$60=Model!$F78153)*(Data!$C$57:$K$57=Model!$O78153)*(Data!$C$58:$K$60))","v":3.0038452968326621},89.961547031673376,1,{"$f":"IF(E78153<>\"Serviceable\",E78153,INDEX(Lists!$D$6:$D$8, MATCH(T78153,Lists!$C$6:$C$8,0)))","v":"Serviceable"},{"$f":"INDEX(Lists!$C$12:$C$26, MATCH(H78153, Lists!$B$12:$B$26,0))","v":"HV"}]
[null,184510,1988,"Wood Creos Impregnated","Serviceable","Unknown",0,"lv/hv",942,2022,100,"No",false,10,{"$f":"INDEX(Lists!$B$32:$B$40, MATCH(YEAR(TODAY())-C78213, Lists!$C$32:$C$40,1))","v":"31-40"},299.8479127851308,{"$f":"INDEX(Data!$E$24:$E$47, MATCH(F78213&D78213, Data!$B$24:$B$47,0))","v":1.0684339161496522E-3},{"$f":"SUMPRODUCT((Data!$B$58:$B$60=Model!$F78213)*(Data!$C$57:$K$57=Model!$O78213)*(Data!$C$58:$K$60))","v":0},100,1,{"$f":"IF(E78213<>\"Serviceable\",E78213,INDEX(Lists!$D$6:$D$8, MATCH(T78213,Lists!$C$6:$C$8,0)))","v":"Serviceable"},{"$f":"INDEX(Lists!$C$12:$C$26, MATCH(H78213, Lists!$B$12:$B$26,0))","v":"HV"}]
[null,184573,1964,"Wood Creos Impregnated","Serviceable","Class 3",0,"lv",880,2021,100,"No",false,10,{"$f":"INDEX(Lists!$B$32:$B$40, MATCH(YEAR(TODAY())-C78263, Lists!$C$32:$C$40,1))","v":"61-70"},280.11269984173578,{"$f":"INDEX(Data!$E$24:$E$47, MATCH(F78263&D78263, Data!$B$24:$B$47,0))","v":1.0684339161496522E-3},{"$f":"SUMPRODUCT((Data!$B$58:$B$60=Model!$F78263)*(Data!$C$57:$K$57=Model!$O78263)*(Data!$C$58:$K$60))","v":1.9802031311051838},80.197968688948166,1,{"$f":"IF(E78263<>\"Serviceable\",E78263,INDEX(Lists!$D$6:$D$8, MATCH(T78263,Lists!$C$6:$C$8,0)))","v":"Serviceable"},{"$f":"INDEX(Lists!$C$12:$C$26, MATCH(H78263, Lists!$B$12:$B$26,0))","v":"LV"}]
[null,184610,1988,"Wood Untreated Dressed","Serviceable","Class 1",0,"lv/hv",920,2020,120,"No",false,10,{"$f":"INDEX(Lists!$B$32:$B$40, MATCH(YEAR(TODAY())-C78294, Lists!$C$32:$C$40,1))","v":"31-40"},292.84509528908745,{"$f":"INDEX(Data!$E$24:$E$47, MATCH(F78294&D78294, Data!$B$24:$B$47,0))","v":1.9964561142097742E-3},{"$f":"SUMPRODUCT((Data!$B$58:$B$60=Model!$F78294)*(Data!$C$57:$K$57=Model!$O78294)*(Data!$C$58:$K$60))","v":3.0038452968326621},89.961547031673376,1,{"$f":"IF(E78294<>\"Serviceable\",E78294,INDEX(Lists!$D$6:$D$8, MATCH(T78294,Lists!$C$6:$C$8,0)))","v":"Serviceable"},{"$f":"INDEX(Lists!$C$12:$C$26, MATCH(H78294, Lists!$B$12:$B$26,0))","v":"HV"}]
[null,184748,1988,"Wood Untreated Dressed","Serviceable","Class 1",0,"lv/hv",880,2021,130,"No",false,10,{"$f":"INDEX(Lists!$B$32:$B$40, MATCH(YEAR(TODAY())-C78388, Lists!$C$32:$C$40,1))","v":"31-40"},280.11269984173578,{"$f":"INDEX(Data!$E$24:$E$47, MATCH(F78388&D78388, Data!$B$24:$B$47,0))","v":1.9964561142097742E-3},{"$f":"SUMPRODUCT((Data!$B$58:$B$60=Model!$F78388)*(Data!$C$57:$K$57=Model!$O78388)*(Data!$C$58:$K$60))","v":3.0038452968326621},99.961547031673376,1,{"$f":"IF(E78388<>\"Serviceable\",E78388,INDEX(Lists!$D$6:$D$8, MATCH(T78388,Lists!$C$6:$C$8,0)))","v":"Serviceable"},{"$f":"INDEX(Lists!$C$12:$C$26, MATCH(H78388, Lists!$B$12:$B$26,0))","v":"HV"}]
[null,184816,1988,"Wood Untreated Dressed","Serviceable","Class 1",0,"lv/hv",1000,2020,140,"No",false,10,{"$f":"INDEX(Lists!$B$32:$B$40, MATCH(YEAR(TODAY())-C78438, Lists!$C$32:$C$40,1))","v":"31-40"},318.3098861837907,{"$f":"INDEX(Data!$E$24:$E$47, MATCH(F78438&D78438, Data!$B$24:$B$47,0))","v":1.9964561142097742E-3},{"$f":"SUMPRODUCT((Data!$B$58:$B$60=Model!$F78438)*(Data!$C$57:$K$57=Model!$O78438)*(Data!$C$58:$K$60))","v":3.0038452968326621},109.96154703167338,1,{"$f":"IF(E78438<>\"Serviceable\",E78438,INDEX(Lists!$D$6:$D$8, MATCH(T78438,Lists!$C$6:$C$8,0)))","v":"Serviceable"},{"$f":"INDEX(Lists!$C$12:$C$26, MATCH(H78438, Lists!$B$12:$B$26,0))","v":"HV"}]
[null,184885,1989,"Wood Untreated Dressed","Serviceable","Class 1",0,"lv/hv",1150,2021,150,"No",false,10,{"$f":"INDEX(Lists!$B$32:$B$40, MATCH(YEAR(TODAY())-C78488, Lists!$C$32:$C$40,1))","v":"31-40"},366.05636911135929,{"$f":"INDEX(Data!$E$24:$E$47, MATCH(F78488&D78488, Data!$B$24:$B$47,0))","v":1.9964561142097742E-3},{"$f":"SUMPRODUCT((Data!$B$58:$B$60=Model!$F78488)*(Data!$C$57:$K$57=Model!$O78488)*(Data!$C$58:$K$60))","v":3.0038452968326621},119.96154703167338,1,{"$f":"IF(E78488<>\"Serviceable\",E78488,INDEX(Lists!$D$6:$D$8, MATCH(T78488,Lists!$C$6:$C$8,0)))","v":"Serviceable"},{"$f":"INDEX(Lists!$C$12:$C$26, MATCH(H78488, Lists!$B$12:$B$26,0))","v":"HV"}]
[null,184949,1965,"Wood Creos Impregnated","Serviceable","Class 3",0,"lv",900,2020,110,"No",false,10,{"$f":"INDEX(Lists!$B$32:$B$40, MATCH(YEAR(TODAY())-C78533, Lists!$C$32:$C$40,1))","v":"51-60"},286.47889756541161,{"$f":"INDEX(Data!$E$24:$E$47, MATCH(F78533&D78533, Data!$B$24:$B$47,0))","v":1.0684339161496522E-3},{"$f":"SUMPRODUCT((Data!$B$58:$B$60=Model!$F78533)*(Data!$C$57:$K$57=Model!$O78533)*(Data!$C$58:$K$60))","v":2.6564859251595059},83.435140748404933,1,{"$f":"IF(E78533<>\"Serviceable\",E78533,INDEX(Lists!$D$6:$D$8, MATCH(T78533,Lists!$C$6:$C$8,0)))","v":"Serviceable"},{"$f":"INDEX(Lists!$C$12:$C$26, MATCH(H78533, Lists!$B$12:$B$26,0))","v":"LV"}]
[null,184978,1989,"Wood Untreated Dressed","Serviceable","Class 1",0,"lv/hv",870,2019,110,"No",false,10,{"$f":"INDEX(Lists!$B$32:$B$40, MATCH(YEAR(TODAY())-C78558, Lists!$C$32:$C$40,1))","v":"31-40"},276.92960097989788,{"$f":"INDEX(Data!$E$24:$E$47, MATCH(F78558&D78558, Data!$B$24:$B$47,0))","v":1.9964561142097742E-3},{"$f":"SUMPRODUCT((Data!$B$58:$B$60=Model!$F78558)*(Data!$C$57:$K$57=Model!$O78558)*(Data!$C$58:$K$60))","v":3.0038452968326621},79.961547031673376,1,{"$f":"IF(E78558<>\"Serviceable\",E78558,INDEX(Lists!$D$6:$D$8, MATCH(T78558,Lists!$C$6:$C$8,0)))","v":"Serviceable"},{"$f":"INDEX(Lists!$C$12:$C$26, MATCH(H78558, Lists!$B$12:$B$26,0))","v":"HV"}]
[null,185078,1965,"Wood Creos Impregnated","Serviceable","Class 3",0,"lv",1020,2020,80,"No",false,10,{"$f":"INDEX(Lists!$B$32:$B$40, MATCH(YEAR(TODAY())-C78634, Lists!$C$32:$C$40,1))","v":"51-60"},324.67608390746648,{"$f":"INDEX(Data!$E$24:$E$47, MATCH(F78634&D78634, Data!$B$24:$B$47,0))","v":1.0684339161496522E-3},{"$f":"SUMPRODUCT((Data!$B$58:$B$60=Model!$F78634)*(Data!$C$57:$K$57=Model!$O78634)*(Data!$C$58:$K$60))","v":2.6564859251595059},53.43514074840494,2,{"$f":"IF(E78634<>\"Serviceable\",E78634,INDEX(Lists!$D$6:$D$8, MATCH(T78634,Lists!$C$6:$C$8,0)))","v":"Limited Life"},{"$f":"INDEX(Lists!$C$12:$C$26, MATCH(H78634, Lists!$B$12:$B$26,0))","v":"LV"}]
[null,185133,1965,"Wood Creos Impregnated","Serviceable","Class 3",0,"lv/future hv",880,2020,100,"No",false,10,{"$f":"INDEX(Lists!$B$32:$B$40, MATCH(YEAR(TODAY())-C78674, Lists!$C$32:$C$40,1))","v":"51-60"},280.11269984173578,{"$f":"INDEX(Data!$E$24:$E$47, MATCH(F78674&D78674, Data!$B$24:$B$47,0))","v":1.0684339161496522E-3},{"$f":"SUMPRODUCT((Data!$B$58:$B$60=Model!$F78674)*(Data!$C$57:$K$57=Model!$O78674)*(Data!$C$58:$K$60))","v":2.6564859251595059},73.435140748404933,1,{"$f":"IF(E78674<>\"Serviceable\",E78674,INDEX(Lists!$D$6:$D$8, MATCH(T78674,Lists!$C$6:$C$8,0)))","v":"Serviceable"},{"$f":"INDEX(Lists!$C$12:$C$26, MATCH(H78674, Lists!$B$12:$B$26,0))","v":"LV"}]
[null,185322,1968,"Wood Creos Impregnated","Serviceable","Class 3",0,"lv",999,2021,100,"No",false,10,{"$f":"INDEX(Lists!$B$32:$B$40, MATCH(YEAR(TODAY())-C78733, Lists!$C$32:$C$40,1))","v":"51-60"},317.99157629760691,{"$f":"INDEX(Data!$E$24:$E$47, MATCH(F78733&D78733, Data!$B$24:$B$47,0))","v":1.0684339161496522E-3},{"$f":"SUMPRODUCT((Data!$B$58:$B$60=Model!$F78733)*(Data!$C$57:$K$57=Model!$O78733)*(Data!$C$58:$K$60))","v":2.6564859251595059},73.435140748404933,1,{"$f":"IF(E78733<>\"Serviceable\",E78733,INDEX(Lists!$D$6:$D$8, MATCH(T78733,Lists!$C$6:$C$8,0)))","v":"Serviceable"},{"$f":"INDEX(Lists!$C$12:$C$26, MATCH(H78733, Lists!$B$12:$B$26,0))","v":"LV"}]
[null,185539,1967,"Wood Creos Impregnated","Serviceable","Class 3",0,"lv",911,2021,100,"No",false,10,{"$f":"INDEX(Lists!$B$32:$B$40, MATCH(YEAR(TODAY())-C78809, Lists!$C$32:$C$40,1))","v":"51-60"},289.98030631343329,{"$f":"INDEX(Data!$E$24:$E$47, MATCH(F78809&D78809, Data!$B$24:$B$47,0))","v":1.0684339161496522E-3},{"$f":"SUMPRODUCT((Data!$B$58:$B$60=Model!$F78809)*(Data!$C$57:$K$57=Model!$O78809)*(Data!$C$58:$K$60))","v":2.6564859251595059},73.435140748404933,1,{"$f":"IF(E78809<>\"Serviceable\",E78809,INDEX(Lists!$D$6:$D$8, MATCH(T78809,Lists!$C$6:$C$8,0)))","v":"Serviceable"},{"$f":"INDEX(Lists!$C$12:$C$26, MATCH(H78809, Lists!$B$12:$B$26,0))","v":"LV"}]
[null,185703,1966,"Wood Untreated Dressed","Serviceable","Class 1",0,"lv",940,2021,140,"No",false,10,{"$f":"INDEX(Lists!$B$32:$B$40, MATCH(YEAR(TODAY())-C78869, Lists!$C$32:$C$40,1))","v":"51-60"},299.21129301276324,{"$f":"INDEX(Data!$E$24:$E$47, MATCH(F78869&D78869, Data!$B$24:$B$47,0))","v":1.9964561142097742E-3},{"$f":"SUMPRODUCT((Data!$B$58:$B$60=Model!$F78869)*(Data!$C$57:$K$57=Model!$O78869)*(Data!$C$58:$K$60))","v":1.3557210085184006},126.44278991481599,1,{"$f":"IF(E78869<>\"Serviceable\",E78869,INDEX(Lists!$D$6:$D$8, MATCH(T78869,Lists!$C$6:$C$8,0)))","v":"Serviceable"},{"$f":"INDEX(Lists!$C$12:$C$26, MATCH(H78869, Lists!$B$12:$B$26,0))","v":"LV"}]
[null,185883,1966,"Wood Creos Impregnated","Serviceable","Class 3",0,"lv/hv",810,2021,100,"No",false,10,{"$f":"INDEX(Lists!$B$32:$B$40, MATCH(YEAR(TODAY())-C78934, Lists!$C$32:$C$40,1))","v":"51-60"},257.83100780887048,{"$f":"INDEX(Data!$E$24:$E$47, MATCH(F78934&D78934, Data!$B$24:$B$47,0))","v":1.0684339161496522E-3},{"$f":"SUMPRODUCT((Data!$B$58:$B$60=Model!$F78934)*(Data!$C$57:$K$57=Model!$O78934)*(Data!$C$58:$K$60))","v":2.6564859251595059},73.435140748404933,1,{"$f":"IF(E78934<>\"Serviceable\",E78934,INDEX(Lists!$D$6:$D$8, MATCH(T78934,Lists!$C$6:$C$8,0)))","v":"Serviceable"},{"$f":"INDEX(Lists!$C$12:$C$26, MATCH(H78934, Lists!$B$12:$B$26,0))","v":"HV"}]
[null,186029,1965,"Wood Creos Impregnated","Serviceable","Class 3",0,"lv",1040,2020,100,"No",false,{"$f":"IF(L78984=\"No\",ROUND((End_year-J78984)/5,0)*5,ROUND((End_year-J78984)/3,0)*3)","v":10},{"$f":"INDEX(Lists!$B$32:$B$40, MATCH(YEAR(TODAY())-C78984, Lists!$C$32:$C$40,1))","v":"51-60"},331.04228163114232,{"$f":"INDEX(Data!$E$24:$E$47, MATCH(F78984&D78984, Data!$B$24:$B$47,0))","v":1.0684339161496522E-3},{"$f":"SUMPRODUCT((Data!$B$58:$B$60=Model!$F78984)*(Data!$C$57:$K$57=Model!$O78984)*(Data!$C$58:$K$60))","v":2.6564859251595059},{"$f":"IF(IF(K78984>=700,999,(K78984-R78984*N78984))<0,0,IF(K78984>=700,999,(K78984-R78984*N78984)))","v":73.435140748404933},{"$f":"IF(S78984<30,3,IF(AND(F78984=\"Class 1\",S78984<50),2,IF(AND(F78984=\"Class 1\",S78984>=50),1,IF(S78984<70,2,1))))","v":1},{"$f":"IF(E78984<>\"Serviceable\",E78984,INDEX(Lists!$D$6:$D$8, MATCH(T78984,Lists!$C$6:$C$8,0)))","v":"Serviceable"},{"$f":"INDEX(Lists!$C$12:$C$26, MATCH(H78984, Lists!$B$12:$B$26,0))","v":"LV"}]
[null,186099,1966,"Wood Creos Impregnated","Serviceable","Class 3",0,"lv/hv",940,2021,90,"No",false,10,{"$f":"INDEX(Lists!$B$32:$B$40, MATCH(YEAR(TODAY())-C79010, Lists!$C$32:$C$40,1))","v":"51-60"},299.21129301276324,{"$f":"INDEX(Data!$E$24:$E$47, MATCH(F79010&D79010, Data!$B$24:$B$47,0))","v":1.0684339161496522E-3},{"$f":"SUMPRODUCT((Data!$B$58:$B$60=Model!$F79010)*(Data!$C$57:$K$57=Model!$O79010)*(Data!$C$58:$K$60))","v":2.6564859251595059},63.43514074840494,2,{"$f":"IF(E79010<>\"Serviceable\",E79010,INDEX(Lists!$D$6:$D$8, MATCH(T79010,Lists!$C$6:$C$8,0)))","v":"Limited Life"},{"$f":"INDEX(Lists!$C$12:$C$26, MATCH(H79010, Lists!$B$12:$B$26,0))","v":"HV"}]
[null,186236,1969,"Wood Creos Impregnated","Serviceable","Class 3",0,"lv/hv",1070,2021,100,"No",false,10,{"$f":"INDEX(Lists!$B$32:$B$40, MATCH(YEAR(TODAY())-C79054, Lists!$C$32:$C$40,1))","v":"51-60"},340.59157821665605,{"$f":"INDEX(Data!$E$24:$E$47, MATCH(F79054&D79054, Data!$B$24:$B$47,0))","v":1.0684339161496522E-3},{"$f":"SUMPRODUCT((Data!$B$58:$B$60=Model!$F79054)*(Data!$C$57:$K$57=Model!$O79054)*(Data!$C$58:$K$60))","v":2.6564859251595059},73.435140748404933,1,{"$f":"IF(E79054<>\"Serviceable\",E79054,INDEX(Lists!$D$6:$D$8, MATCH(T79054,Lists!$C$6:$C$8,0)))","v":"Serviceable"},{"$f":"INDEX(Lists!$C$12:$C$26, MATCH(H79054, Lists!$B$12:$B$26,0))","v":"HV"}]
[null,186397,1968,"Wood Creos Impregnated","Serviceable","Class 3",0,"lv",860,2021,90,"No",false,10,{"$f":"INDEX(Lists!$B$32:$B$40, MATCH(YEAR(TODAY())-C79104, Lists!$C$32:$C$40,1))","v":"51-60"},273.74650211805999,{"$f":"INDEX(Data!$E$24:$E$47, MATCH(F79104&D79104, Data!$B$24:$B$47,0))","v":1.0684339161496522E-3},{"$f":"SUMPRODUCT((Data!$B$58:$B$60=Model!$F79104)*(Data!$C$57:$K$57=Model!$O79104)*(Data!$C$58:$K$60))","v":2.6564859251595059},63.43514074840494,2,{"$f":"IF(E79104<>\"Serviceable\",E79104,INDEX(Lists!$D$6:$D$8, MATCH(T79104,Lists!$C$6:$C$8,0)))","v":"Limited Life"},{"$f":"INDEX(Lists!$C$12:$C$26, MATCH(H79104, Lists!$B$12:$B$26,0))","v":"LV"}]
[null,186702,1967,"Wood Creos Impregnated","Serviceable","Class 3",0,"lv",930,2020,100,"No",false,10,{"$f":"INDEX(Lists!$B$32:$B$40, MATCH(YEAR(TODAY())-C79205, Lists!$C$32:$C$40,1))","v":"51-60"},296.02819415092534,{"$f":"INDEX(Data!$E$24:$E$47, MATCH(F79205&D79205, Data!$B$24:$B$47,0))","v":1.0684339161496522E-3},{"$f":"SUMPRODUCT((Data!$B$58:$B$60=Model!$F79205)*(Data!$C$57:$K$57=Model!$O79205)*(Data!$C$58:$K$60))","v":2.6564859251595059},73.435140748404933,1,{"$f":"IF(E79205<>\"Serviceable\",E79205,INDEX(Lists!$D$6:$D$8, MATCH(T79205,Lists!$C$6:$C$8,0)))","v":"Serviceable"},{"$f":"INDEX(Lists!$C$12:$C$26, MATCH(H79205, Lists!$B$12:$B$26,0))","v":"LV"}]
[null,186766,1968,"Wood Creos Impregnated","Serviceable","Class 3",0,"lv/hv",1030,2022,90,"No",false,10,{"$f":"INDEX(Lists!$B$32:$B$40, MATCH(YEAR(TODAY())-C79229, Lists!$C$32:$C$40,1))","v":"51-60"},327.85918276930443,{"$f":"INDEX(Data!$E$24:$E$47, MATCH(F79229&D79229, Data!$B$24:$B$47,0))","v":1.0684339161496522E-3},{"$f":"SUMPRODUCT((Data!$B$58:$B$60=Model!$F79229)*(Data!$C$57:$K$57=Model!$O79229)*(Data!$C$58:$K$60))","v":2.6564859251595059},63.43514074840494,2,{"$f":"IF(E79229<>\"Serviceable\",E79229,INDEX(Lists!$D$6:$D$8, MATCH(T79229,Lists!$C$6:$C$8,0)))","v":"Limited Life"},{"$f":"INDEX(Lists!$C$12:$C$26, MATCH(H79229, Lists!$B$12:$B$26,0))","v":"HV"}]
[null,186855,1990,"Wood Untreated Dressed","Serviceable","Class 1",0,"lv/future hv",1260,2020,140,"No",false,10,{"$f":"INDEX(Lists!$B$32:$B$40, MATCH(YEAR(TODAY())-C79279, Lists!$C$32:$C$40,1))","v":"31-40"},401.07045659157626,{"$f":"INDEX(Data!$E$24:$E$47, MATCH(F79279&D79279, Data!$B$24:$B$47,0))","v":1.9964561142097742E-3},{"$f":"SUMPRODUCT((Data!$B$58:$B$60=Model!$F79279)*(Data!$C$57:$K$57=Model!$O79279)*(Data!$C$58:$K$60))","v":3.0038452968326621},109.96154703167338,1,{"$f":"IF(E79279<>\"Serviceable\",E79279,INDEX(Lists!$D$6:$D$8, MATCH(T79279,Lists!$C$6:$C$8,0)))","v":"Serviceable"},{"$f":"INDEX(Lists!$C$12:$C$26, MATCH(H79279, Lists!$B$12:$B$26,0))","v":"LV"}]
[null,186984,1967,"Wood Creos Impregnated","Serviceable","Class 3",0,"lv/hv",890,2020,100,"No",false,{"$f":"IF(L79368=\"No\",ROUND((End_year-J79368)/5,0)*5,ROUND((End_year-J79368)/3,0)*3)","v":10},{"$f":"INDEX(Lists!$B$32:$B$40, MATCH(YEAR(TODAY())-C79368, Lists!$C$32:$C$40,1))","v":"51-60"},283.29579870357372,{"$f":"INDEX(Data!$E$24:$E$47, MATCH(F79368&D79368, Data!$B$24:$B$47,0))","v":1.0684339161496522E-3},{"$f":"SUMPRODUCT((Data!$B$58:$B$60=Model!$F79368)*(Data!$C$57:$K$57=Model!$O79368)*(Data!$C$58:$K$60))","v":2.6564859251595059},{"$f":"IF(IF(K79368>=700,999,(K79368-R79368*N79368))<0,0,IF(K79368>=700,999,(K79368-R79368*N79368)))","v":73.435140748404933},{"$f":"IF(S79368<30,3,IF(AND(F79368=\"Class 1\",S79368<50),2,IF(AND(F79368=\"Class 1\",S79368>=50),1,IF(S79368<70,2,1))))","v":1},{"$f":"IF(E79368<>\"Serviceable\",E79368,INDEX(Lists!$D$6:$D$8, MATCH(T79368,Lists!$C$6:$C$8,0)))","v":"Serviceable"},{"$f":"INDEX(Lists!$C$12:$C$26, MATCH(H79368, Lists!$B$12:$B$26,0))","v":"HV"}]
[null,187032,1968,"Wood Creos Impregnated","Serviceable","Class 3",0,"lv",870,2021,90,"No",false,10,{"$f":"INDEX(Lists!$B$32:$B$40, MATCH(YEAR(TODAY())-C79404, Lists!$C$32:$C$40,1))","v":"51-60"},276.92960097989788,{"$f":"INDEX(Data!$E$24:$E$47, MATCH(F79404&D79404, Data!$B$24:$B$47,0))","v":1.0684339161496522E-3},{"$f":"SUMPRODUCT((Data!$B$58:$B$60=Model!$F79404)*(Data!$C$57:$K$57=Model!$O79404)*(Data!$C$58:$K$60))","v":2.6564859251595059},63.43514074840494,2,{"$f":"IF(E79404<>\"Serviceable\",E79404,INDEX(Lists!$D$6:$D$8, MATCH(T79404,Lists!$C$6:$C$8,0)))","v":"Limited Life"},{"$f":"INDEX(Lists!$C$12:$C$26, MATCH(H79404, Lists!$B$12:$B$26,0))","v":"LV"}]
[null,187094,1991,"Wood Untreated Dressed","Serviceable","Class 1",0,"lv/hv",1050,2020,120,"No",false,10,{"$f":"INDEX(Lists!$B$32:$B$40, MATCH(YEAR(TODAY())-C79454, Lists!$C$32:$C$40,1))","v":"31-40"},334.22538049298021,{"$f":"INDEX(Data!$E$24:$E$47, MATCH(F79454&D79454, Data!$B$24:$B$47,0))","v":1.9964561142097742E-3},{"$f":"SUMPRODUCT((Data!$B$58:$B$60=Model!$F79454)*(Data!$C$57:$K$57=Model!$O79454)*(Data!$C$58:$K$60))","v":3.0038452968326621},89.961547031673376,1,{"$f":"IF(E79454<>\"Serviceable\",E79454,INDEX(Lists!$D$6:$D$8, MATCH(T79454,Lists!$C$6:$C$8,0)))","v":"Serviceable"},{"$f":"INDEX(Lists!$C$12:$C$26, MATCH(H79454, Lists!$B$12:$B$26,0))","v":"HV"}]
[null,187167,1968,"Wood Creos Impregnated","Serviceable","Class 3",0,"lv",1020,2020,120,"No",false,10,{"$f":"INDEX(Lists!$B$32:$B$40, MATCH(YEAR(TODAY())-C79509, Lists!$C$32:$C$40,1))","v":"51-60"},324.67608390746648,{"$f":"INDEX(Data!$E$24:$E$47, MATCH(F79509&D79509, Data!$B$24:$B$47,0))","v":1.0684339161496522E-3},{"$f":"SUMPRODUCT((Data!$B$58:$B$60=Model!$F79509)*(Data!$C$57:$K$57=Model!$O79509)*(Data!$C$58:$K$60))","v":2.6564859251595059},93.435140748404933,1,{"$f":"IF(E79509<>\"Serviceable\",E79509,INDEX(Lists!$D$6:$D$8, MATCH(T79509,Lists!$C$6:$C$8,0)))","v":"Serviceable"},{"$f":"INDEX(Lists!$C$12:$C$26, MATCH(H79509, Lists!$B$12:$B$26,0))","v":"LV"}]
[null,187256,1990,"Wood Untreated Dressed","Serviceable","Class 1",0,"lv/hv",1000,2021,150,"No",false,10,{"$f":"INDEX(Lists!$B$32:$B$40, MATCH(YEAR(TODAY())-C79579, Lists!$C$32:$C$40,1))","v":"31-40"},318.3098861837907,{"$f":"INDEX(Data!$E$24:$E$47, MATCH(F79579&D79579, Data!$B$24:$B$47,0))","v":1.9964561142097742E-3},{"$f":"SUMPRODUCT((Data!$B$58:$B$60=Model!$F79579)*(Data!$C$57:$K$57=Model!$O79579)*(Data!$C$58:$K$60))","v":3.0038452968326621},119.96154703167338,1,{"$f":"IF(E79579<>\"Serviceable\",E79579,INDEX(Lists!$D$6:$D$8, MATCH(T79579,Lists!$C$6:$C$8,0)))","v":"Serviceable"},{"$f":"INDEX(Lists!$C$12:$C$26, MATCH(H79579, Lists!$B$12:$B$26,0))","v":"HV"}]
[null,187288,1968,"Wood Creos Impregnated","Serviceable","Class 3",0,"lv",910,2020,100,"No",false,10,{"$f":"INDEX(Lists!$B$32:$B$40, MATCH(YEAR(TODAY())-C79600, Lists!$C$32:$C$40,1))","v":"51-60"},289.66199642724951,{"$f":"INDEX(Data!$E$24:$E$47, MATCH(F79600&D79600, Data!$B$24:$B$47,0))","v":1.0684339161496522E-3},{"$f":"SUMPRODUCT((Data!$B$58:$B$60=Model!$F79600)*(Data!$C$57:$K$57=Model!$O79600)*(Data!$C$58:$K$60))","v":2.6564859251595059},73.435140748404933,1,{"$f":"IF(E79600<>\"Serviceable\",E79600,INDEX(Lists!$D$6:$D$8, MATCH(T79600,Lists!$C$6:$C$8,0)))","v":"Serviceable"},{"$f":"INDEX(Lists!$C$12:$C$26, MATCH(H79600, Lists!$B$12:$B$26,0))","v":"LV"}]
[null,187358,1968,"Wood Creos Impregnated","Serviceable","Class 3",0,"lv/hv",1080,2020,100,"No",false,10,{"$f":"INDEX(Lists!$B$32:$B$40, MATCH(YEAR(TODAY())-C79650, Lists!$C$32:$C$40,1))","v":"51-60"},343.77467707849394,{"$f":"INDEX(Data!$E$24:$E$47, MATCH(F79650&D79650, Data!$B$24:$B$47,0))","v":1.0684339161496522E-3},{"$f":"SUMPRODUCT((Data!$B$58:$B$60=Model!$F79650)*(Data!$C$57:$K$57=Model!$O79650)*(Data!$C$58:$K$60))","v":2.6564859251595059},73.435140748404933,1,{"$f":"IF(E79650<>\"Serviceable\",E79650,INDEX(Lists!$D$6:$D$8, MATCH(T79650,Lists!$C$6:$C$8,0)))","v":"Serviceable"},{"$f":"INDEX(Lists!$C$12:$C$26, MATCH(H79650, Lists!$B$12:$B$26,0))","v":"HV"}]
[null,187507,1991,"Wood Untreated Dressed","Serviceable","Class 1",0,"lv/hv",970,2021,120,"No",false,10,{"$f":"INDEX(Lists!$B$32:$B$40, MATCH(YEAR(TODAY())-C79754, Lists!$C$32:$C$40,1))","v":"31-40"},308.76058959827697,{"$f":"INDEX(Data!$E$24:$E$47, MATCH(F79754&D79754, Data!$B$24:$B$47,0))","v":1.9964561142097742E-3},{"$f":"SUMPRODUCT((Data!$B$58:$B$60=Model!$F79754)*(Data!$C$57:$K$57=Model!$O79754)*(Data!$C$58:$K$60))","v":3.0038452968326621},89.961547031673376,1,{"$f":"IF(E79754<>\"Serviceable\",E79754,INDEX(Lists!$D$6:$D$8, MATCH(T79754,Lists!$C$6:$C$8,0)))","v":"Serviceable"},{"$f":"INDEX(Lists!$C$12:$C$26, MATCH(H79754, Lists!$B$12:$B$26,0))","v":"HV"}]
[null,187544,1969,"Wood Creos Impregnated","Serviceable","Class 3",0,"lv",790,2021,100,"No",false,10,{"$f":"INDEX(Lists!$B$32:$B$40, MATCH(YEAR(TODAY())-C79775, Lists!$C$32:$C$40,1))","v":"51-60"},251.46481008519464,{"$f":"INDEX(Data!$E$24:$E$47, MATCH(F79775&D79775, Data!$B$24:$B$47,0))","v":1.0684339161496522E-3},{"$f":"SUMPRODUCT((Data!$B$58:$B$60=Model!$F79775)*(Data!$C$57:$K$57=Model!$O79775)*(Data!$C$58:$K$60))","v":2.6564859251595059},73.435140748404933,1,{"$f":"IF(E79775<>\"Serviceable\",E79775,INDEX(Lists!$D$6:$D$8, MATCH(T79775,Lists!$C$6:$C$8,0)))","v":"Serviceable"},{"$f":"INDEX(Lists!$C$12:$C$26, MATCH(H79775, Lists!$B$12:$B$26,0))","v":"LV"}]
[null,187610,1991,"Wood Untreated Dressed","Serviceable","Unknown",0,"lv/hv",900,2022,110,"No",false,10,{"$f":"INDEX(Lists!$B$32:$B$40, MATCH(YEAR(TODAY())-C79825, Lists!$C$32:$C$40,1))","v":"31-40"},286.47889756541161,{"$f":"INDEX(Data!$E$24:$E$47, MATCH(F79825&D79825, Data!$B$24:$B$47,0))","v":1.8301435406698563E-3},{"$f":"SUMPRODUCT((Data!$B$58:$B$60=Model!$F79825)*(Data!$C$57:$K$57=Model!$O79825)*(Data!$C$58:$K$60))","v":0},110,1,{"$f":"IF(E79825<>\"Serviceable\",E79825,INDEX(Lists!$D$6:$D$8, MATCH(T79825,Lists!$C$6:$C$8,0)))","v":"Serviceable"},{"$f":"INDEX(Lists!$C$12:$C$26, MATCH(H79825, Lists!$B$12:$B$26,0))","v":"HV"}]
[null,187672,1969,"Wood Creos Impregnated","Serviceable","Class 3",0,"lv/hv",1220,2020,110,"No",false,10,{"$f":"INDEX(Lists!$B$32:$B$40, MATCH(YEAR(TODAY())-C79867, Lists!$C$32:$C$40,1))","v":"51-60"},388.33806114422464,{"$f":"INDEX(Data!$E$24:$E$47, MATCH(F79867&D79867, Data!$B$24:$B$47,0))","v":1.0684339161496522E-3},{"$f":"SUMPRODUCT((Data!$B$58:$B$60=Model!$F79867)*(Data!$C$57:$K$57=Model!$O79867)*(Data!$C$58:$K$60))","v":2.6564859251595059},83.435140748404933,1,{"$f":"IF(E79867<>\"Serviceable\",E79867,INDEX(Lists!$D$6:$D$8, MATCH(T79867,Lists!$C$6:$C$8,0)))","v":"Serviceable"},{"$f":"INDEX(Lists!$C$12:$C$26, MATCH(H79867, Lists!$B$12:$B$26,0))","v":"HV"}]
[null,187773,1991,"Wood Untreated Dressed","Serviceable","Unknown",0,"lv/hv",900,2022,110,"No",false,10,{"$f":"INDEX(Lists!$B$32:$B$40, MATCH(YEAR(TODAY())-C79950, Lists!$C$32:$C$40,1))","v":"31-40"},286.47889756541161,{"$f":"INDEX(Data!$E$24:$E$47, MATCH(F79950&D79950, Data!$B$24:$B$47,0))","v":1.8301435406698563E-3},{"$f":"SUMPRODUCT((Data!$B$58:$B$60=Model!$F79950)*(Data!$C$57:$K$57=Model!$O79950)*(Data!$C$58:$K$60))","v":0},110,1,{"$f":"IF(E79950<>\"Serviceable\",E79950,INDEX(Lists!$D$6:$D$8, MATCH(T79950,Lists!$C$6:$C$8,0)))","v":"Serviceable"},{"$f":"INDEX(Lists!$C$12:$C$26, MATCH(H79950, Lists!$B$12:$B$26,0))","v":"HV"}]
[null,187837,1991,"Wood Untreated Dressed","Serviceable","Unknown",0,"lv/hv",974,2022,120,"No",false,10,{"$f":"INDEX(Lists!$B$32:$B$40, MATCH(YEAR(TODAY())-C80000, Lists!$C$32:$C$40,1))","v":"31-40"},310.0338291430121,{"$f":"INDEX(Data!$E$24:$E$47, MATCH(F80000&D80000, Data!$B$24:$B$47,0))","v":1.8301435406698563E-3},{"$f":"SUMPRODUCT((Data!$B$58:$B$60=Model!$F80000)*(Data!$C$57:$K$57=Model!$O80000)*(Data!$C$58:$K$60))","v":0},120,1,{"$f":"IF(E80000<>\"Serviceable\",E80000,INDEX(Lists!$D$6:$D$8, MATCH(T80000,Lists!$C$6:$C$8,0)))","v":"Serviceable"},{"$f":"INDEX(Lists!$C$12:$C$26, MATCH(H80000, Lists!$B$12:$B$26,0))","v":"HV"}]
[null,187880,1969,"Wood Creos Impregnated","Serviceable","Class 3",0,"lv/hv",975,2020,120,"No",false,10,{"$f":"INDEX(Lists!$B$32:$B$40, MATCH(YEAR(TODAY())-C80030, Lists!$C$32:$C$40,1))","v":"51-60"},310.35213902919594,{"$f":"INDEX(Data!$E$24:$E$47, MATCH(F80030&D80030, Data!$B$24:$B$47,0))","v":1.0684339161496522E-3},{"$f":"SUMPRODUCT((Data!$B$58:$B$60=Model!$F80030)*(Data!$C$57:$K$57=Model!$O80030)*(Data!$C$58:$K$60))","v":2.6564859251595059},93.435140748404933,1,{"$f":"IF(E80030<>\"Serviceable\",E80030,INDEX(Lists!$D$6:$D$8, MATCH(T80030,Lists!$C$6:$C$8,0)))","v":"Serviceable"},{"$f":"INDEX(Lists!$C$12:$C$26, MATCH(H80030, Lists!$B$12:$B$26,0))","v":"HV"}]
[null,188009,1992,"Wood Untreated Dressed","Serviceable","Class 1",0,"lv/hv",820,2021,120,"No",false,10,{"$f":"INDEX(Lists!$B$32:$B$40, MATCH(YEAR(TODAY())-C80125, Lists!$C$32:$C$40,1))","v":"31-40"},261.01410667070837,{"$f":"INDEX(Data!$E$24:$E$47, MATCH(F80125&D80125, Data!$B$24:$B$47,0))","v":1.9964561142097742E-3},{"$f":"SUMPRODUCT((Data!$B$58:$B$60=Model!$F80125)*(Data!$C$57:$K$57=Model!$O80125)*(Data!$C$58:$K$60))","v":3.0038452968326621},89.961547031673376,1,{"$f":"IF(E80125<>\"Serviceable\",E80125,INDEX(Lists!$D$6:$D$8, MATCH(T80125,Lists!$C$6:$C$8,0)))","v":"Serviceable"},{"$f":"INDEX(Lists!$C$12:$C$26, MATCH(H80125, Lists!$B$12:$B$26,0))","v":"HV"}]
[null,188076,1971,"Wood Creos Impregnated","Serviceable","Class 3",0,"lv",940,2020,90,"No",false,10,{"$f":"INDEX(Lists!$B$32:$B$40, MATCH(YEAR(TODAY())-C80175, Lists!$C$32:$C$40,1))","v":"51-60"},299.21129301276324,{"$f":"INDEX(Data!$E$24:$E$47, MATCH(F80175&D80175, Data!$B$24:$B$47,0))","v":1.0684339161496522E-3},{"$f":"SUMPRODUCT((Data!$B$58:$B$60=Model!$F80175)*(Data!$C$57:$K$57=Model!$O80175)*(Data!$C$58:$K$60))","v":2.6564859251595059},63.43514074840494,2,{"$f":"IF(E80175<>\"Serviceable\",E80175,INDEX(Lists!$D$6:$D$8, MATCH(T80175,Lists!$C$6:$C$8,0)))","v":"Limited Life"},{"$f":"INDEX(Lists!$C$12:$C$26, MATCH(H80175, Lists!$B$12:$B$26,0))","v":"LV"}]
[null,188201,1969,"Wood Creos Impregnated","Serviceable","Class 3",0,"lv/hv",1050,2020,999,"No",false,10,{"$f":"INDEX(Lists!$B$32:$B$40, MATCH(YEAR(TODAY())-C80225, Lists!$C$32:$C$40,1))","v":"51-60"},334.22538049298021,{"$f":"INDEX(Data!$E$24:$E$47, MATCH(F80225&D80225, Data!$B$24:$B$47,0))","v":1.0684339161496522E-3},{"$f":"SUMPRODUCT((Data!$B$58:$B$60=Model!$F80225)*(Data!$C$57:$K$57=Model!$O80225)*(Data!$C$58:$K$60))","v":2.6564859251595059},999,1,{"$f":"IF(E80225<>\"Serviceable\",E80225,INDEX(Lists!$D$6:$D$8, MATCH(T80225,Lists!$C$6:$C$8,0)))","v":"Serviceable"},{"$f":"INDEX(Lists!$C$12:$C$26, MATCH(H80225, Lists!$B$12:$B$26,0))","v":"HV"}]
[null,188338,1970,"Wood Creos Impregnated","Serviceable","Class 3",0,"lv",900,2020,110,"No",false,10,{"$f":"INDEX(Lists!$B$32:$B$40, MATCH(YEAR(TODAY())-C80300, Lists!$C$32:$C$40,1))","v":"51-60"},286.47889756541161,{"$f":"INDEX(Data!$E$24:$E$47, MATCH(F80300&D80300, Data!$B$24:$B$47,0))","v":1.0684339161496522E-3},{"$f":"SUMPRODUCT((Data!$B$58:$B$60=Model!$F80300)*(Data!$C$57:$K$57=Model!$O80300)*(Data!$C$58:$K$60))","v":2.6564859251595059},83.435140748404933,1,{"$f":"IF(E80300<>\"Serviceable\",E80300,INDEX(Lists!$D$6:$D$8, MATCH(T80300,Lists!$C$6:$C$8,0)))","v":"Serviceable"},{"$f":"INDEX(Lists!$C$12:$C$26, MATCH(H80300, Lists!$B$12:$B$26,0))","v":"LV"}]
[null,188400,1970,"Wood Creos Impregnated","Serviceable","Class 3",0,"lv",1030,2021,100,"No",false,10,{"$f":"INDEX(Lists!$B$32:$B$40, MATCH(YEAR(TODAY())-C80350, Lists!$C$32:$C$40,1))","v":"51-60"},327.85918276930443,{"$f":"INDEX(Data!$E$24:$E$47, MATCH(F80350&D80350, Data!$B$24:$B$47,0))","v":1.0684339161496522E-3},{"$f":"SUMPRODUCT((Data!$B$58:$B$60=Model!$F80350)*(Data!$C$57:$K$57=Model!$O80350)*(Data!$C$58:$K$60))","v":2.6564859251595059},73.435140748404933,1,{"$f":"IF(E80350<>\"Serviceable\",E80350,INDEX(Lists!$D$6:$D$8, MATCH(T80350,Lists!$C$6:$C$8,0)))","v":"Serviceable"},{"$f":"INDEX(Lists!$C$12:$C$26, MATCH(H80350, Lists!$B$12:$B$26,0))","v":"LV"}]
[null,188420,1970,"Wood Creos Impregnated","Serviceable","Class 3",0,"lv/hv",1100,2022,110,"No",false,10,{"$f":"INDEX(Lists!$B$32:$B$40, MATCH(YEAR(TODAY())-C80366, Lists!$C$32:$C$40,1))","v":"51-60"},350.14087480216978,{"$f":"INDEX(Data!$E$24:$E$47, MATCH(F80366&D80366, Data!$B$24:$B$47,0))","v":1.0684339161496522E-3},{"$f":"SUMPRODUCT((Data!$B$58:$B$60=Model!$F80366)*(Data!$C$57:$K$57=Model!$O80366)*(Data!$C$58:$K$60))","v":2.6564859251595059},83.435140748404933,1,{"$f":"IF(E80366<>\"Serviceable\",E80366,INDEX(Lists!$D$6:$D$8, MATCH(T80366,Lists!$C$6:$C$8,0)))","v":"Serviceable"},{"$f":"INDEX(Lists!$C$12:$C$26, MATCH(H80366, Lists!$B$12:$B$26,0))","v":"HV"}]
[null,188496,1992,"Wood Untreated Dressed","Serviceable","Class 1",0,"lv/future hv",820,2020,130,"No",false,10,{"$f":"INDEX(Lists!$B$32:$B$40, MATCH(YEAR(TODAY())-C80420, Lists!$C$32:$C$40,1))","v":"31-40"},261.01410667070837,{"$f":"INDEX(Data!$E$24:$E$47, MATCH(F80420&D80420, Data!$B$24:$B$47,0))","v":1.9964561142097742E-3},{"$f":"SUMPRODUCT((Data!$B$58:$B$60=Model!$F80420)*(Data!$C$57:$K$57=Model!$O80420)*(Data!$C$58:$K$60))","v":3.0038452968326621},99.961547031673376,1,{"$f":"IF(E80420<>\"Serviceable\",E80420,INDEX(Lists!$D$6:$D$8, MATCH(T80420,Lists!$C$6:$C$8,0)))","v":"Serviceable"},{"$f":"INDEX(Lists!$C$12:$C$26, MATCH(H80420, Lists!$B$12:$B$26,0))","v":"LV"}]
[null,188653,1971,"Wood Creos Impregnated","Serviceable","Class 3",0,"lv",1000,2020,120,"No",false,10,{"$f":"INDEX(Lists!$B$32:$B$40, MATCH(YEAR(TODAY())-C80496, Lists!$C$32:$C$40,1))","v":"51-60"},318.3098861837907,{"$f":"INDEX(Data!$E$24:$E$47, MATCH(F80496&D80496, Data!$B$24:$B$47,0))","v":1.0684339161496522E-3},{"$f":"SUMPRODUCT((Data!$B$58:$B$60=Model!$F80496)*(Data!$C$57:$K$57=Model!$O80496)*(Data!$C$58:$K$60))","v":2.6564859251595059},93.435140748404933,1,{"$f":"IF(E80496<>\"Serviceable\",E80496,INDEX(Lists!$D$6:$D$8, MATCH(T80496,Lists!$C$6:$C$8,0)))","v":"Serviceable"},{"$f":"INDEX(Lists!$C$12:$C$26, MATCH(H80496, Lists!$B$12:$B$26,0))","v":"LV"}]
[null,188856,1974,"Wood Creos Impregnated","Serviceable","Class 3",0,"lv",940,2020,100,"No",false,10,{"$f":"INDEX(Lists!$B$32:$B$40, MATCH(YEAR(TODAY())-C80561, Lists!$C$32:$C$40,1))","v":"51-60"},299.21129301276324,{"$f":"INDEX(Data!$E$24:$E$47, MATCH(F80561&D80561, Data!$B$24:$B$47,0))","v":1.0684339161496522E-3},{"$f":"SUMPRODUCT((Data!$B$58:$B$60=Model!$F80561)*(Data!$C$57:$K$57=Model!$O80561)*(Data!$C$58:$K$60))","v":2.6564859251595059},73.435140748404933,1,{"$f":"IF(E80561<>\"Serviceable\",E80561,INDEX(Lists!$D$6:$D$8, MATCH(T80561,Lists!$C$6:$C$8,0)))","v":"Serviceable"},{"$f":"INDEX(Lists!$C$12:$C$26, MATCH(H80561, Lists!$B$12:$B$26,0))","v":"LV"}]
[null,188962,1979,"Wood Creos Impregnated","Serviceable","Class 3",0,"lv",760,2022,100,"No",false,10,{"$f":"INDEX(Lists!$B$32:$B$40, MATCH(YEAR(TODAY())-C80595, Lists!$C$32:$C$40,1))","v":"41-50"},241.91551349968091,{"$f":"INDEX(Data!$E$24:$E$47, MATCH(F80595&D80595, Data!$B$24:$B$47,0))","v":1.0684339161496522E-3},{"$f":"SUMPRODUCT((Data!$B$58:$B$60=Model!$F80595)*(Data!$C$57:$K$57=Model!$O80595)*(Data!$C$58:$K$60))","v":3.2595928155551883},67.404071844448112,2,{"$f":"IF(E80595<>\"Serviceable\",E80595,INDEX(Lists!$D$6:$D$8, MATCH(T80595,Lists!$C$6:$C$8,0)))","v":"Limited Life"},{"$f":"INDEX(Lists!$C$12:$C$26, MATCH(H80595, Lists!$B$12:$B$26,0))","v":"LV"}]
[null,189160,1968,"Wood Untreated Dressed","Serviceable","Class 3",0,"lv",700,2021,90,"No",false,10,{"$f":"INDEX(Lists!$B$32:$B$40, MATCH(YEAR(TODAY())-C80671, Lists!$C$32:$C$40,1))","v":"51-60"},222.81692032865348,{"$f":"INDEX(Data!$E$24:$E$47, MATCH(F80671&D80671, Data!$B$24:$B$47,0))","v":1.8301435406698563E-3},{"$f":"SUMPRODUCT((Data!$B$58:$B$60=Model!$F80671)*(Data!$C$57:$K$57=Model!$O80671)*(Data!$C$58:$K$60))","v":2.6564859251595059},63.43514074840494,2,{"$f":"IF(E80671<>\"Serviceable\",E80671,INDEX(Lists!$D$6:$D$8, MATCH(T80671,Lists!$C$6:$C$8,0)))","v":"Limited Life"},{"$f":"INDEX(Lists!$C$12:$C$26, MATCH(H80671, Lists!$B$12:$B$26,0))","v":"LV"}]
[null,189248,1971,"Wood Creos Impregnated","Serviceable","Class 3",0,"lv/hv",1015,2020,80,"No",false,10,{"$f":"INDEX(Lists!$B$32:$B$40, MATCH(YEAR(TODAY())-C80702, Lists!$C$32:$C$40,1))","v":"51-60"},323.08453447654756,{"$f":"INDEX(Data!$E$24:$E$47, MATCH(F80702&D80702, Data!$B$24:$B$47,0))","v":1.0684339161496522E-3},{"$f":"SUMPRODUCT((Data!$B$58:$B$60=Model!$F80702)*(Data!$C$57:$K$57=Model!$O80702)*(Data!$C$58:$K$60))","v":2.6564859251595059},53.43514074840494,2,{"$f":"IF(E80702<>\"Serviceable\",E80702,INDEX(Lists!$D$6:$D$8, MATCH(T80702,Lists!$C$6:$C$8,0)))","v":"Limited Life"},{"$f":"INDEX(Lists!$C$12:$C$26, MATCH(H80702, Lists!$B$12:$B$26,0))","v":"HV"}]
[null,189355,1971,"Wood Creos Impregnated","Serviceable","Class 3",0,"lv",780,2021,100,"No",false,10,{"$f":"INDEX(Lists!$B$32:$B$40, MATCH(YEAR(TODAY())-C80741, Lists!$C$32:$C$40,1))","v":"51-60"},248.28171122335672,{"$f":"INDEX(Data!$E$24:$E$47, MATCH(F80741&D80741, Data!$B$24:$B$47,0))","v":1.0684339161496522E-3},{"$f":"SUMPRODUCT((Data!$B$58:$B$60=Model!$F80741)*(Data!$C$57:$K$57=Model!$O80741)*(Data!$C$58:$K$60))","v":2.6564859251595059},73.435140748404933,1,{"$f":"IF(E80741<>\"Serviceable\",E80741,INDEX(Lists!$D$6:$D$8, MATCH(T80741,Lists!$C$6:$C$8,0)))","v":"Serviceable"},{"$f":"INDEX(Lists!$C$12:$C$26, MATCH(H80741, Lists!$B$12:$B$26,0))","v":"LV"}]
[null,189704,1972,"Wood Creos Impregnated","Serviceable","Class 3",0,"lv",1050,2020,120,"No",false,10,{"$f":"INDEX(Lists!$B$32:$B$40, MATCH(YEAR(TODAY())-C80846, Lists!$C$32:$C$40,1))","v":"51-60"},334.22538049298021,{"$f":"INDEX(Data!$E$24:$E$47, MATCH(F80846&D80846, Data!$B$24:$B$47,0))","v":1.0684339161496522E-3},{"$f":"SUMPRODUCT((Data!$B$58:$B$60=Model!$F80846)*(Data!$C$57:$K$57=Model!$O80846)*(Data!$C$58:$K$60))","v":2.6564859251595059},93.435140748404933,1,{"$f":"IF(E80846<>\"Serviceable\",E80846,INDEX(Lists!$D$6:$D$8, MATCH(T80846,Lists!$C$6:$C$8,0)))","v":"Serviceable"},{"$f":"INDEX(Lists!$C$12:$C$26, MATCH(H80846, Lists!$B$12:$B$26,0))","v":"LV"}]
[null,189864,1973,"Wood Creos Impregnated","Serviceable","Class 3",0,"lv",1070,2022,100,"No",false,10,{"$f":"INDEX(Lists!$B$32:$B$40, MATCH(YEAR(TODAY())-C80897, Lists!$C$32:$C$40,1))","v":"51-60"},340.59157821665605,{"$f":"INDEX(Data!$E$24:$E$47, MATCH(F80897&D80897, Data!$B$24:$B$47,0))","v":1.0684339161496522E-3},{"$f":"SUMPRODUCT((Data!$B$58:$B$60=Model!$F80897)*(Data!$C$57:$K$57=Model!$O80897)*(Data!$C$58:$K$60))","v":2.6564859251595059},73.435140748404933,1,{"$f":"IF(E80897<>\"Serviceable\",E80897,INDEX(Lists!$D$6:$D$8, MATCH(T80897,Lists!$C$6:$C$8,0)))","v":"Serviceable"},{"$f":"INDEX(Lists!$C$12:$C$26, MATCH(H80897, Lists!$B$12:$B$26,0))","v":"LV"}]
[null,189911,1972,"Wood Creos Impregnated","Serviceable","Class 3",0,"lv",750,2020,100,"No",false,10,{"$f":"INDEX(Lists!$B$32:$B$40, MATCH(YEAR(TODAY())-C80916, Lists!$C$32:$C$40,1))","v":"51-60"},238.73241463784302,{"$f":"INDEX(Data!$E$24:$E$47, MATCH(F80916&D80916, Data!$B$24:$B$47,0))","v":1.0684339161496522E-3},{"$f":"SUMPRODUCT((Data!$B$58:$B$60=Model!$F80916)*(Data!$C$57:$K$57=Model!$O80916)*(Data!$C$58:$K$60))","v":2.6564859251595059},73.435140748404933,1,{"$f":"IF(E80916<>\"Serviceable\",E80916,INDEX(Lists!$D$6:$D$8, MATCH(T80916,Lists!$C$6:$C$8,0)))","v":"Serviceable"},{"$f":"INDEX(Lists!$C$12:$C$26, MATCH(H80916, Lists!$B$12:$B$26,0))","v":"LV"}]
[null,190053,1972,"Wood Untreated Dressed","Serviceable","Class 1",0,"lv",945,2020,110,"No",false,10,{"$f":"INDEX(Lists!$B$32:$B$40, MATCH(YEAR(TODAY())-C80966, Lists!$C$32:$C$40,1))","v":"51-60"},300.80284244368221,{"$f":"INDEX(Data!$E$24:$E$47, MATCH(F80966&D80966, Data!$B$24:$B$47,0))","v":1.9964561142097742E-3},{"$f":"SUMPRODUCT((Data!$B$58:$B$60=Model!$F80966)*(Data!$C$57:$K$57=Model!$O80966)*(Data!$C$58:$K$60))","v":1.3557210085184006},96.44278991481599,1,{"$f":"IF(E80966<>\"Serviceable\",E80966,INDEX(Lists!$D$6:$D$8, MATCH(T80966,Lists!$C$6:$C$8,0)))","v":"Serviceable"},{"$f":"INDEX(Lists!$C$12:$C$26, MATCH(H80966, Lists!$B$12:$B$26,0))","v":"LV"}]
[null,190170,1993,"Wood Untreated Dressed","Serviceable","Class 1",0,"lv/hv",930,2020,120,"No",false,10,{"$f":"INDEX(Lists!$B$32:$B$40, MATCH(YEAR(TODAY())-C81016, Lists!$C$32:$C$40,1))","v":"31-40"},296.02819415092534,{"$f":"INDEX(Data!$E$24:$E$47, MATCH(F81016&D81016, Data!$B$24:$B$47,0))","v":1.9964561142097742E-3},{"$f":"SUMPRODUCT((Data!$B$58:$B$60=Model!$F81016)*(Data!$C$57:$K$57=Model!$O81016)*(Data!$C$58:$K$60))","v":3.0038452968326621},89.961547031673376,1,{"$f":"IF(E81016<>\"Serviceable\",E81016,INDEX(Lists!$D$6:$D$8, MATCH(T81016,Lists!$C$6:$C$8,0)))","v":"Serviceable"},{"$f":"INDEX(Lists!$C$12:$C$26, MATCH(H81016, Lists!$B$12:$B$26,0))","v":"HV"}]
[null,190265,1973,"Wood Creos Impregnated","Serviceable","Class 3",0,"lv",920,2020,110,"No",false,10,{"$f":"INDEX(Lists!$B$32:$B$40, MATCH(YEAR(TODAY())-C81082, Lists!$C$32:$C$40,1))","v":"51-60"},292.84509528908745,{"$f":"INDEX(Data!$E$24:$E$47, MATCH(F81082&D81082, Data!$B$24:$B$47,0))","v":1.0684339161496522E-3},{"$f":"SUMPRODUCT((Data!$B$58:$B$60=Model!$F81082)*(Data!$C$57:$K$57=Model!$O81082)*(Data!$C$58:$K$60))","v":2.6564859251595059},83.435140748404933,1,{"$f":"IF(E81082<>\"Serviceable\",E81082,INDEX(Lists!$D$6:$D$8, MATCH(T81082,Lists!$C$6:$C$8,0)))","v":"Serviceable"},{"$f":"INDEX(Lists!$C$12:$C$26, MATCH(H81082, Lists!$B$12:$B$26,0))","v":"LV"}]
[null,190419,1983,"Wood Untreated Dressed","Serviceable","Class 2",0,"lv",690,2021,100,"No",false,10,{"$f":"INDEX(Lists!$B$32:$B$40, MATCH(YEAR(TODAY())-C81141, Lists!$C$32:$C$40,1))","v":"41-50"},219.63382146681556,{"$f":"INDEX(Data!$E$24:$E$47, MATCH(F81141&D81141, Data!$B$24:$B$47,0))","v":2.1997700016428453E-3},{"$f":"SUMPRODUCT((Data!$B$58:$B$60=Model!$F81141)*(Data!$C$57:$K$57=Model!$O81141)*(Data!$C$58:$K$60))","v":3.126815166746074},68.731848332539258,2,{"$f":"IF(E81141<>\"Serviceable\",E81141,INDEX(Lists!$D$6:$D$8, MATCH(T81141,Lists!$C$6:$C$8,0)))","v":"Limited Life"},{"$f":"INDEX(Lists!$C$12:$C$26, MATCH(H81141, Lists!$B$12:$B$26,0))","v":"LV"}]
[null,190627,1965,"Wood Creos Impregnated","Serviceable","Class 3",0,"sub-transmission",1320,2021,110,"No",false,10,{"$f":"INDEX(Lists!$B$32:$B$40, MATCH(YEAR(TODAY())-C81217, Lists!$C$32:$C$40,1))","v":"51-60"},420.16904976260372,{"$f":"INDEX(Data!$E$24:$E$47, MATCH(F81217&D81217, Data!$B$24:$B$47,0))","v":1.0684339161496522E-3},{"$f":"SUMPRODUCT((Data!$B$58:$B$60=Model!$F81217)*(Data!$C$57:$K$57=Model!$O81217)*(Data!$C$58:$K$60))","v":2.6564859251595059},83.435140748404933,1,{"$f":"IF(E81217<>\"Serviceable\",E81217,INDEX(Lists!$D$6:$D$8, MATCH(T81217,Lists!$C$6:$C$8,0)))","v":"Serviceable"},{"$f":"INDEX(Lists!$C$12:$C$26, MATCH(H81217, Lists!$B$12:$B$26,0))","v":"Sub-T"}]
[null,190729,1973,"Wood Untreated Dressed","Serviceable","Class 1",0,"lv",670,2021,100,"No",false,10,{"$f":"INDEX(Lists!$B$32:$B$40, MATCH(YEAR(TODAY())-C81277, Lists!$C$32:$C$40,1))","v":"51-60"},213.26762374313975,{"$f":"INDEX(Data!$E$24:$E$47, MATCH(F81277&D81277, Data!$B$24:$B$47,0))","v":1.9964561142097742E-3},{"$f":"SUMPRODUCT((Data!$B$58:$B$60=Model!$F81277)*(Data!$C$57:$K$57=Model!$O81277)*(Data!$C$58:$K$60))","v":1.3557210085184006},86.44278991481599,1,{"$f":"IF(E81277<>\"Serviceable\",E81277,INDEX(Lists!$D$6:$D$8, MATCH(T81277,Lists!$C$6:$C$8,0)))","v":"Serviceable"},{"$f":"INDEX(Lists!$C$12:$C$26, MATCH(H81277, Lists!$B$12:$B$26,0))","v":"LV"}]
[null,190802,1992,"Wood Untreated Dressed","Serviceable","Class 1",0,"lv/hv/sub-transmission",1200,2020,150,"No",false,10,{"$f":"INDEX(Lists!$B$32:$B$40, MATCH(YEAR(TODAY())-C81316, Lists!$C$32:$C$40,1))","v":"31-40"},381.9718634205488,{"$f":"INDEX(Data!$E$24:$E$47, MATCH(F81316&D81316, Data!$B$24:$B$47,0))","v":1.9964561142097742E-3},{"$f":"SUMPRODUCT((Data!$B$58:$B$60=Model!$F81316)*(Data!$C$57:$K$57=Model!$O81316)*(Data!$C$58:$K$60))","v":3.0038452968326621},119.96154703167338,1,{"$f":"IF(E81316<>\"Serviceable\",E81316,INDEX(Lists!$D$6:$D$8, MATCH(T81316,Lists!$C$6:$C$8,0)))","v":"Serviceable"},{"$f":"INDEX(Lists!$C$12:$C$26, MATCH(H81316, Lists!$B$12:$B$26,0))","v":"Sub-T"}]
[null,190928,1973,"Wood Untreated Dressed","Serviceable","Class 1",0,"lv",680,2020,120,"No",false,10,{"$f":"INDEX(Lists!$B$32:$B$40, MATCH(YEAR(TODAY())-C81392, Lists!$C$32:$C$40,1))","v":"51-60"},216.45072260497767,{"$f":"INDEX(Data!$E$24:$E$47, MATCH(F81392&D81392, Data!$B$24:$B$47,0))","v":1.9964561142097742E-3},{"$f":"SUMPRODUCT((Data!$B$58:$B$60=Model!$F81392)*(Data!$C$57:$K$57=Model!$O81392)*(Data!$C$58:$K$60))","v":1.3557210085184006},106.44278991481599,1,{"$f":"IF(E81392<>\"Serviceable\",E81392,INDEX(Lists!$D$6:$D$8, MATCH(T81392,Lists!$C$6:$C$8,0)))","v":"Serviceable"},{"$f":"INDEX(Lists!$C$12:$C$26, MATCH(H81392, Lists!$B$12:$B$26,0))","v":"LV"}]
[null,190965,1961,"Wood Creos Impregnated","Serviceable","Class 3",0,"lv/hv/sub-transmission",1000,2021,100,"No",false,10,{"$f":"INDEX(Lists!$B$32:$B$40, MATCH(YEAR(TODAY())-C81418, Lists!$C$32:$C$40,1))","v":"61-70"},318.3098861837907,{"$f":"INDEX(Data!$E$24:$E$47, MATCH(F81418&D81418, Data!$B$24:$B$47,0))","v":1.0684339161496522E-3},{"$f":"SUMPRODUCT((Data!$B$58:$B$60=Model!$F81418)*(Data!$C$57:$K$57=Model!$O81418)*(Data!$C$58:$K$60))","v":1.9802031311051838},80.197968688948166,1,{"$f":"IF(E81418<>\"Serviceable\",E81418,INDEX(Lists!$D$6:$D$8, MATCH(T81418,Lists!$C$6:$C$8,0)))","v":"Serviceable"},{"$f":"INDEX(Lists!$C$12:$C$26, MATCH(H81418, Lists!$B$12:$B$26,0))","v":"Sub-T"}]
[null,191154,1982,"Wood Untreated Dressed","Serviceable","Class 1",0,"lv/hv/sub-transmission",870,2020,140,"No",false,10,{"$f":"INDEX(Lists!$B$32:$B$40, MATCH(YEAR(TODAY())-C81491, Lists!$C$32:$C$40,1))","v":"41-50"},276.92960097989788,{"$f":"INDEX(Data!$E$24:$E$47, MATCH(F81491&D81491, Data!$B$24:$B$47,0))","v":1.9964561142097742E-3},{"$f":"SUMPRODUCT((Data!$B$58:$B$60=Model!$F81491)*(Data!$C$57:$K$57=Model!$O81491)*(Data!$C$58:$K$60))","v":1.7977578417715214},122.02242158228478,1,{"$f":"IF(E81491<>\"Serviceable\",E81491,INDEX(Lists!$D$6:$D$8, MATCH(T81491,Lists!$C$6:$C$8,0)))","v":"Serviceable"},{"$f":"INDEX(Lists!$C$12:$C$26, MATCH(H81491, Lists!$B$12:$B$26,0))","v":"Sub-T"}]
[null,191226,1982,"Wood Untreated Dressed","Serviceable","Class 1",0,"lv/hv/sub-transmission",1200,2020,150,"No",false,10,{"$f":"INDEX(Lists!$B$32:$B$40, MATCH(YEAR(TODAY())-C81512, Lists!$C$32:$C$40,1))","v":"41-50"},381.9718634205488,{"$f":"INDEX(Data!$E$24:$E$47, MATCH(F81512&D81512, Data!$B$24:$B$47,0))","v":1.9964561142097742E-3},{"$f":"SUMPRODUCT((Data!$B$58:$B$60=Model!$F81512)*(Data!$C$57:$K$57=Model!$O81512)*(Data!$C$58:$K$60))","v":1.7977578417715214},132.02242158228478,1,{"$f":"IF(E81512<>\"Serviceable\",E81512,INDEX(Lists!$D$6:$D$8, MATCH(T81512,Lists!$C$6:$C$8,0)))","v":"Serviceable"},{"$f":"INDEX(Lists!$C$12:$C$26, MATCH(H81512, Lists!$B$12:$B$26,0))","v":"Sub-T"}]
[null,192054,1974,"Wood Creos Impregnated","Serviceable","Class 3",0,"lv",1005,2019,100,"No",false,10,{"$f":"INDEX(Lists!$B$32:$B$40, MATCH(YEAR(TODAY())-C81613, Lists!$C$32:$C$40,1))","v":"51-60"},319.90143561470961,{"$f":"INDEX(Data!$E$24:$E$47, MATCH(F81613&D81613, Data!$B$24:$B$47,0))","v":1.0684339161496522E-3},{"$f":"SUMPRODUCT((Data!$B$58:$B$60=Model!$F81613)*(Data!$C$57:$K$57=Model!$O81613)*(Data!$C$58:$K$60))","v":2.6564859251595059},73.435140748404933,1,{"$f":"IF(E81613<>\"Serviceable\",E81613,INDEX(Lists!$D$6:$D$8, MATCH(T81613,Lists!$C$6:$C$8,0)))","v":"Serviceable"},{"$f":"INDEX(Lists!$C$12:$C$26, MATCH(H81613, Lists!$B$12:$B$26,0))","v":"LV"}]
[null,192106,1982,"Wood Untreated Dressed","Serviceable","Class 1",0,"lv/hv",900,2019,110,"No",false,10,{"$f":"INDEX(Lists!$B$32:$B$40, MATCH(YEAR(TODAY())-C81637, Lists!$C$32:$C$40,1))","v":"41-50"},286.47889756541161,{"$f":"INDEX(Data!$E$24:$E$47, MATCH(F81637&D81637, Data!$B$24:$B$47,0))","v":1.9964561142097742E-3},{"$f":"SUMPRODUCT((Data!$B$58:$B$60=Model!$F81637)*(Data!$C$57:$K$57=Model!$O81637)*(Data!$C$58:$K$60))","v":1.7977578417715214},92.022421582284778,1,{"$f":"IF(E81637<>\"Serviceable\",E81637,INDEX(Lists!$D$6:$D$8, MATCH(T81637,Lists!$C$6:$C$8,0)))","v":"Serviceable"},{"$f":"INDEX(Lists!$C$12:$C$26, MATCH(H81637, Lists!$B$12:$B$26,0))","v":"HV"}]
[null,192204,1978,"Wood Untreated Round","Serviceable","Class 1",0,"lv",940,2019,120,"No",false,10,{"$f":"INDEX(Lists!$B$32:$B$40, MATCH(YEAR(TODAY())-C81687, Lists!$C$32:$C$40,1))","v":"41-50"},299.21129301276324,{"$f":"INDEX(Data!$E$24:$E$47, MATCH(F81687&D81687, Data!$B$24:$B$47,0))","v":1.9964561142097742E-3},{"$f":"SUMPRODUCT((Data!$B$58:$B$60=Model!$F81687)*(Data!$C$57:$K$57=Model!$O81687)*(Data!$C$58:$K$60))","v":1.7977578417715214},102.02242158228478,1,{"$f":"IF(E81687<>\"Serviceable\",E81687,INDEX(Lists!$D$6:$D$8, MATCH(T81687,Lists!$C$6:$C$8,0)))","v":"Serviceable"},{"$f":"INDEX(Lists!$C$12:$C$26, MATCH(H81687, Lists!$B$12:$B$26,0))","v":"LV"}]
[null,192328,1981,"Wood Untreated Dressed","Serviceable","Class 1",0,"lv",817,2019,100,"No",false,10,{"$f":"INDEX(Lists!$B$32:$B$40, MATCH(YEAR(TODAY())-C81754, Lists!$C$32:$C$40,1))","v":"41-50"},260.05917701215697,{"$f":"INDEX(Data!$E$24:$E$47, MATCH(F81754&D81754, Data!$B$24:$B$47,0))","v":1.9964561142097742E-3},{"$f":"SUMPRODUCT((Data!$B$58:$B$60=Model!$F81754)*(Data!$C$57:$K$57=Model!$O81754)*(Data!$C$58:$K$60))","v":1.7977578417715214},82.022421582284778,1,{"$f":"IF(E81754<>\"Serviceable\",E81754,INDEX(Lists!$D$6:$D$8, MATCH(T81754,Lists!$C$6:$C$8,0)))","v":"Serviceable"},{"$f":"INDEX(Lists!$C$12:$C$26, MATCH(H81754, Lists!$B$12:$B$26,0))","v":"LV"}]
[null,192418,1972,"Wood Creos Impregnated","Serviceable","Class 3",0,"lv",1020,2020,110,"No",false,10,{"$f":"INDEX(Lists!$B$32:$B$40, MATCH(YEAR(TODAY())-C81812, Lists!$C$32:$C$40,1))","v":"51-60"},324.67608390746648,{"$f":"INDEX(Data!$E$24:$E$47, MATCH(F81812&D81812, Data!$B$24:$B$47,0))","v":1.0684339161496522E-3},{"$f":"SUMPRODUCT((Data!$B$58:$B$60=Model!$F81812)*(Data!$C$57:$K$57=Model!$O81812)*(Data!$C$58:$K$60))","v":2.6564859251595059},83.435140748404933,1,{"$f":"IF(E81812<>\"Serviceable\",E81812,INDEX(Lists!$D$6:$D$8, MATCH(T81812,Lists!$C$6:$C$8,0)))","v":"Serviceable"},{"$f":"INDEX(Lists!$C$12:$C$26, MATCH(H81812, Lists!$B$12:$B$26,0))","v":"LV"}]
[null,192505,1985,"Wood Untreated Dressed","Serviceable","Class 1",0,"lv/hv",974,2020,140,"No",false,10,{"$f":"INDEX(Lists!$B$32:$B$40, MATCH(YEAR(TODAY())-C81862, Lists!$C$32:$C$40,1))","v":"31-40"},310.0338291430121,{"$f":"INDEX(Data!$E$24:$E$47, MATCH(F81862&D81862, Data!$B$24:$B$47,0))","v":1.9964561142097742E-3},{"$f":"SUMPRODUCT((Data!$B$58:$B$60=Model!$F81862)*(Data!$C$57:$K$57=Model!$O81862)*(Data!$C$58:$K$60))","v":3.0038452968326621},109.96154703167338,1,{"$f":"IF(E81862<>\"Serviceable\",E81862,INDEX(Lists!$D$6:$D$8, MATCH(T81862,Lists!$C$6:$C$8,0)))","v":"Serviceable"},{"$f":"INDEX(Lists!$C$12:$C$26, MATCH(H81862, Lists!$B$12:$B$26,0))","v":"HV"}]
[null,192613,1975,"Wood Creos Impregnated","Serviceable","Class 2",0,"lv",830,2020,110,"No",false,10,{"$f":"INDEX(Lists!$B$32:$B$40, MATCH(YEAR(TODAY())-C81917, Lists!$C$32:$C$40,1))","v":"41-50"},264.19720553254626,{"$f":"INDEX(Data!$E$24:$E$47, MATCH(F81917&D81917, Data!$B$24:$B$47,0))","v":1.6118836915297091E-3},{"$f":"SUMPRODUCT((Data!$B$58:$B$60=Model!$F81917)*(Data!$C$57:$K$57=Model!$O81917)*(Data!$C$58:$K$60))","v":3.126815166746074},78.731848332539258,1,{"$f":"IF(E81917<>\"Serviceable\",E81917,INDEX(Lists!$D$6:$D$8, MATCH(T81917,Lists!$C$6:$C$8,0)))","v":"Serviceable"},{"$f":"INDEX(Lists!$C$12:$C$26, MATCH(H81917, Lists!$B$12:$B$26,0))","v":"LV"}]
[null,192769,1969,"Wood Creos Impregnated","Serviceable","Class 3",0,"lv/hv",1068,2019,90,"No",false,10,{"$f":"INDEX(Lists!$B$32:$B$40, MATCH(YEAR(TODAY())-C81987, Lists!$C$32:$C$40,1))","v":"51-60"},339.95495844428842,{"$f":"INDEX(Data!$E$24:$E$47, MATCH(F81987&D81987, Data!$B$24:$B$47,0))","v":1.0684339161496522E-3},{"$f":"SUMPRODUCT((Data!$B$58:$B$60=Model!$F81987)*(Data!$C$57:$K$57=Model!$O81987)*(Data!$C$58:$K$60))","v":2.6564859251595059},63.43514074840494,2,{"$f":"IF(E81987<>\"Serviceable\",E81987,INDEX(Lists!$D$6:$D$8, MATCH(T81987,Lists!$C$6:$C$8,0)))","v":"Limited Life"},{"$f":"INDEX(Lists!$C$12:$C$26, MATCH(H81987, Lists!$B$12:$B$26,0))","v":"HV"}]
[null,192855,1971,"Wood Creos Impregnated","Serviceable","Class 3",0,"lv/hv",1220,2019,100,"No",false,10,{"$f":"INDEX(Lists!$B$32:$B$40, MATCH(YEAR(TODAY())-C82037, Lists!$C$32:$C$40,1))","v":"51-60"},388.33806114422464,{"$f":"INDEX(Data!$E$24:$E$47, MATCH(F82037&D82037, Data!$B$24:$B$47,0))","v":1.0684339161496522E-3},{"$f":"SUMPRODUCT((Data!$B$58:$B$60=Model!$F82037)*(Data!$C$57:$K$57=Model!$O82037)*(Data!$C$58:$K$60))","v":2.6564859251595059},73.435140748404933,1,{"$f":"IF(E82037<>\"Serviceable\",E82037,INDEX(Lists!$D$6:$D$8, MATCH(T82037,Lists!$C$6:$C$8,0)))","v":"Serviceable"},{"$f":"INDEX(Lists!$C$12:$C$26, MATCH(H82037, Lists!$B$12:$B$26,0))","v":"HV"}]
[null,192909,1974,"Wood Creos Impregnated","Limited Life","Class 3",0,"lv/hv",1005,2023,50,"No",false,10,{"$f":"INDEX(Lists!$B$32:$B$40, MATCH(YEAR(TODAY())-C82058, Lists!$C$32:$C$40,1))","v":"51-60"},319.90143561470961,{"$f":"INDEX(Data!$E$24:$E$47, MATCH(F82058&D82058, Data!$B$24:$B$47,0))","v":1.0684339161496522E-3},{"$f":"SUMPRODUCT((Data!$B$58:$B$60=Model!$F82058)*(Data!$C$57:$K$57=Model!$O82058)*(Data!$C$58:$K$60))","v":2.6564859251595059},23.43514074840494,3,{"$f":"IF(E82058<>\"Serviceable\",E82058,INDEX(Lists!$D$6:$D$8, MATCH(T82058,Lists!$C$6:$C$8,0)))","v":"Limited Life"},{"$f":"INDEX(Lists!$C$12:$C$26, MATCH(H82058, Lists!$B$12:$B$26,0))","v":"HV"}]
[null,193045,1967,"Wood Untreated Dressed","Serviceable","Class 1",0,"lv",830,2021,110,"No",false,10,{"$f":"INDEX(Lists!$B$32:$B$40, MATCH(YEAR(TODAY())-C82107, Lists!$C$32:$C$40,1))","v":"51-60"},264.19720553254626,{"$f":"INDEX(Data!$E$24:$E$47, MATCH(F82107&D82107, Data!$B$24:$B$47,0))","v":1.9964561142097742E-3},{"$f":"SUMPRODUCT((Data!$B$58:$B$60=Model!$F82107)*(Data!$C$57:$K$57=Model!$O82107)*(Data!$C$58:$K$60))","v":1.3557210085184006},96.44278991481599,1,{"$f":"IF(E82107<>\"Serviceable\",E82107,INDEX(Lists!$D$6:$D$8, MATCH(T82107,Lists!$C$6:$C$8,0)))","v":"Serviceable"},{"$f":"INDEX(Lists!$C$12:$C$26, MATCH(H82107, Lists!$B$12:$B$26,0))","v":"LV"}]
[null,193202,1981,"Wood Untreated Dressed","Serviceable","Class 1",0,"lv",750,2021,110,"No",false,10,{"$f":"INDEX(Lists!$B$32:$B$40, MATCH(YEAR(TODAY())-C82212, Lists!$C$32:$C$40,1))","v":"41-50"},238.73241463784302,{"$f":"INDEX(Data!$E$24:$E$47, MATCH(F82212&D82212, Data!$B$24:$B$47,0))","v":1.9964561142097742E-3},{"$f":"SUMPRODUCT((Data!$B$58:$B$60=Model!$F82212)*(Data!$C$57:$K$57=Model!$O82212)*(Data!$C$58:$K$60))","v":1.7977578417715214},92.022421582284778,1,{"$f":"IF(E82212<>\"Serviceable\",E82212,INDEX(Lists!$D$6:$D$8, MATCH(T82212,Lists!$C$6:$C$8,0)))","v":"Serviceable"},{"$f":"INDEX(Lists!$C$12:$C$26, MATCH(H82212, Lists!$B$12:$B$26,0))","v":"LV"}]
[null,193248,1982,"Wood Untreated Dressed","Serviceable","Class 1",0,"lv/future hv",920,2020,130,"No",false,10,{"$f":"INDEX(Lists!$B$32:$B$40, MATCH(YEAR(TODAY())-C82253, Lists!$C$32:$C$40,1))","v":"41-50"},292.84509528908745,{"$f":"INDEX(Data!$E$24:$E$47, MATCH(F82253&D82253, Data!$B$24:$B$47,0))","v":1.9964561142097742E-3},{"$f":"SUMPRODUCT((Data!$B$58:$B$60=Model!$F82253)*(Data!$C$57:$K$57=Model!$O82253)*(Data!$C$58:$K$60))","v":1.7977578417715214},112.02242158228478,1,{"$f":"IF(E82253<>\"Serviceable\",E82253,INDEX(Lists!$D$6:$D$8, MATCH(T82253,Lists!$C$6:$C$8,0)))","v":"Serviceable"},{"$f":"INDEX(Lists!$C$12:$C$26, MATCH(H82253, Lists!$B$12:$B$26,0))","v":"LV"}]
[null,193281,1982,"Wood Untreated Dressed","Serviceable","Class 1",0,"lv",723,2021,100,"No",false,10,{"$f":"INDEX(Lists!$B$32:$B$40, MATCH(YEAR(TODAY())-C82282, Lists!$C$32:$C$40,1))","v":"41-50"},230.13804771088067,{"$f":"INDEX(Data!$E$24:$E$47, MATCH(F82282&D82282, Data!$B$24:$B$47,0))","v":1.9964561142097742E-3},{"$f":"SUMPRODUCT((Data!$B$58:$B$60=Model!$F82282)*(Data!$C$57:$K$57=Model!$O82282)*(Data!$C$58:$K$60))","v":1.7977578417715214},82.022421582284778,1,{"$f":"IF(E82282<>\"Serviceable\",E82282,INDEX(Lists!$D$6:$D$8, MATCH(T82282,Lists!$C$6:$C$8,0)))","v":"Serviceable"},{"$f":"INDEX(Lists!$C$12:$C$26, MATCH(H82282, Lists!$B$12:$B$26,0))","v":"LV"}]
[null,193385,1981,"Wood Untreated Dressed","Serviceable","Class 1",0,"lv",680,2021,110,"No",false,10,{"$f":"INDEX(Lists!$B$32:$B$40, MATCH(YEAR(TODAY())-C82358, Lists!$C$32:$C$40,1))","v":"41-50"},216.45072260497767,{"$f":"INDEX(Data!$E$24:$E$47, MATCH(F82358&D82358, Data!$B$24:$B$47,0))","v":1.9964561142097742E-3},{"$f":"SUMPRODUCT((Data!$B$58:$B$60=Model!$F82358)*(Data!$C$57:$K$57=Model!$O82358)*(Data!$C$58:$K$60))","v":1.7977578417715214},92.022421582284778,1,{"$f":"IF(E82358<>\"Serviceable\",E82358,INDEX(Lists!$D$6:$D$8, MATCH(T82358,Lists!$C$6:$C$8,0)))","v":"Serviceable"},{"$f":"INDEX(Lists!$C$12:$C$26, MATCH(H82358, Lists!$B$12:$B$26,0))","v":"LV"}]
[null,193453,1981,"Wood Untreated Dressed","Serviceable","Class 1",0,"lv",950,2021,150,"No",false,10,{"$f":"INDEX(Lists!$B$32:$B$40, MATCH(YEAR(TODAY())-C82408, Lists!$C$32:$C$40,1))","v":"41-50"},302.39439187460113,{"$f":"INDEX(Data!$E$24:$E$47, MATCH(F82408&D82408, Data!$B$24:$B$47,0))","v":1.9964561142097742E-3},{"$f":"SUMPRODUCT((Data!$B$58:$B$60=Model!$F82408)*(Data!$C$57:$K$57=Model!$O82408)*(Data!$C$58:$K$60))","v":1.7977578417715214},132.02242158228478,1,{"$f":"IF(E82408<>\"Serviceable\",E82408,INDEX(Lists!$D$6:$D$8, MATCH(T82408,Lists!$C$6:$C$8,0)))","v":"Serviceable"},{"$f":"INDEX(Lists!$C$12:$C$26, MATCH(H82408, Lists!$B$12:$B$26,0))","v":"LV"}]
[null,193540,1981,"Wood Untreated Dressed","Serviceable","Class 1",0,"lv",1010,2021,140,"No",false,10,{"$f":"INDEX(Lists!$B$32:$B$40, MATCH(YEAR(TODAY())-C82470, Lists!$C$32:$C$40,1))","v":"41-50"},321.49298504562859,{"$f":"INDEX(Data!$E$24:$E$47, MATCH(F82470&D82470, Data!$B$24:$B$47,0))","v":1.9964561142097742E-3},{"$f":"SUMPRODUCT((Data!$B$58:$B$60=Model!$F82470)*(Data!$C$57:$K$57=Model!$O82470)*(Data!$C$58:$K$60))","v":1.7977578417715214},122.02242158228478,1,{"$f":"IF(E82470<>\"Serviceable\",E82470,INDEX(Lists!$D$6:$D$8, MATCH(T82470,Lists!$C$6:$C$8,0)))","v":"Serviceable"},{"$f":"INDEX(Lists!$C$12:$C$26, MATCH(H82470, Lists!$B$12:$B$26,0))","v":"LV"}]
[null,193618,1981,"Wood Untreated Dressed","Serviceable","Class 1",0,"lv",970,2021,120,"No",false,10,{"$f":"INDEX(Lists!$B$32:$B$40, MATCH(YEAR(TODAY())-C82533, Lists!$C$32:$C$40,1))","v":"41-50"},308.76058959827697,{"$f":"INDEX(Data!$E$24:$E$47, MATCH(F82533&D82533, Data!$B$24:$B$47,0))","v":1.9964561142097742E-3},{"$f":"SUMPRODUCT((Data!$B$58:$B$60=Model!$F82533)*(Data!$C$57:$K$57=Model!$O82533)*(Data!$C$58:$K$60))","v":1.7977578417715214},102.02242158228478,1,{"$f":"IF(E82533<>\"Serviceable\",E82533,INDEX(Lists!$D$6:$D$8, MATCH(T82533,Lists!$C$6:$C$8,0)))","v":"Serviceable"},{"$f":"INDEX(Lists!$C$12:$C$26, MATCH(H82533, Lists!$B$12:$B$26,0))","v":"LV"}]
[null,193676,1981,"Wood Untreated Dressed","Serviceable","Class 1",0,"lv",942,2020,110,"No",false,10,{"$f":"INDEX(Lists!$B$32:$B$40, MATCH(YEAR(TODAY())-C82583, Lists!$C$32:$C$40,1))","v":"41-50"},299.8479127851308,{"$f":"INDEX(Data!$E$24:$E$47, MATCH(F82583&D82583, Data!$B$24:$B$47,0))","v":1.9964561142097742E-3},{"$f":"SUMPRODUCT((Data!$B$58:$B$60=Model!$F82583)*(Data!$C$57:$K$57=Model!$O82583)*(Data!$C$58:$K$60))","v":1.7977578417715214},92.022421582284778,1,{"$f":"IF(E82583<>\"Serviceable\",E82583,INDEX(Lists!$D$6:$D$8, MATCH(T82583,Lists!$C$6:$C$8,0)))","v":"Serviceable"},{"$f":"INDEX(Lists!$C$12:$C$26, MATCH(H82583, Lists!$B$12:$B$26,0))","v":"LV"}]
[null,193758,1982,"Wood Untreated Dressed","Serviceable","Class 1",0,"lv",1005,2021,100,"No",{"$f":"IF(G82633=0,FALSE,TRUE)","v":false},10,{"$f":"INDEX(Lists!$B$32:$B$40, MATCH(YEAR(TODAY())-C82633, Lists!$C$32:$C$40,1))","v":"41-50"},{"$f":"I82633/PI()","v":319.90143561470961},{"$f":"INDEX(Data!$E$24:$E$47, MATCH(F82633&D82633, Data!$B$24:$B$47,0))","v":1.9964561142097742E-3},{"$f":"SUMPRODUCT((Data!$B$58:$B$60=Model!$F82633)*(Data!$C$57:$K$57=Model!$O82633)*(Data!$C$58:$K$60))","v":1.7977578417715214},82.022421582284778,1,{"$f":"IF(E82633<>\"Serviceable\",E82633,INDEX(Lists!$D$6:$D$8, MATCH(T82633,Lists!$C$6:$C$8,0)))","v":"Serviceable"},{"$f":"INDEX(Lists!$C$12:$C$26, MATCH(H82633, Lists!$B$12:$B$26,0))","v":"LV"}]
[null,193851,1982,"Wood Untreated Dressed","Serviceable","Class 1",0,"lv",754,2021,100,"No",false,10,{"$f":"INDEX(Lists!$B$32:$B$40, MATCH(YEAR(TODAY())-C82708, Lists!$C$32:$C$40,1))","v":"41-50"},240.00565418257818,{"$f":"INDEX(Data!$E$24:$E$47, MATCH(F82708&D82708, Data!$B$24:$B$47,0))","v":1.9964561142097742E-3},{"$f":"SUMPRODUCT((Data!$B$58:$B$60=Model!$F82708)*(Data!$C$57:$K$57=Model!$O82708)*(Data!$C$58:$K$60))","v":1.7977578417715214},82.022421582284778,1,{"$f":"IF(E82708<>\"Serviceable\",E82708,INDEX(Lists!$D$6:$D$8, MATCH(T82708,Lists!$C$6:$C$8,0)))","v":"Serviceable"},{"$f":"INDEX(Lists!$C$12:$C$26, MATCH(H82708, Lists!$B$12:$B$26,0))","v":"LV"}]
[null,193914,1982,"Wood Untreated Dressed","Serviceable","Class 1",0,"lv",790,2021,100,"No",false,10,{"$f":"INDEX(Lists!$B$32:$B$40, MATCH(YEAR(TODAY())-C82758, Lists!$C$32:$C$40,1))","v":"41-50"},251.46481008519464,{"$f":"INDEX(Data!$E$24:$E$47, MATCH(F82758&D82758, Data!$B$24:$B$47,0))","v":1.9964561142097742E-3},{"$f":"SUMPRODUCT((Data!$B$58:$B$60=Model!$F82758)*(Data!$C$57:$K$57=Model!$O82758)*(Data!$C$58:$K$60))","v":1.7977578417715214},82.022421582284778,1,{"$f":"IF(E82758<>\"Serviceable\",E82758,INDEX(Lists!$D$6:$D$8, MATCH(T82758,Lists!$C$6:$C$8,0)))","v":"Serviceable"},{"$f":"INDEX(Lists!$C$12:$C$26, MATCH(H82758, Lists!$B$12:$B$26,0))","v":"LV"}]
[null,193930,1979,"Wood Untreated Dressed","Serviceable","Class 1",0,"lv",911,2021,130,"No",false,10,{"$f":"INDEX(Lists!$B$32:$B$40, MATCH(YEAR(TODAY())-C82774, Lists!$C$32:$C$40,1))","v":"41-50"},289.98030631343329,{"$f":"INDEX(Data!$E$24:$E$47, MATCH(F82774&D82774, Data!$B$24:$B$47,0))","v":1.9964561142097742E-3},{"$f":"SUMPRODUCT((Data!$B$58:$B$60=Model!$F82774)*(Data!$C$57:$K$57=Model!$O82774)*(Data!$C$58:$K$60))","v":1.7977578417715214},112.02242158228478,1,{"$f":"IF(E82774<>\"Serviceable\",E82774,INDEX(Lists!$D$6:$D$8, MATCH(T82774,Lists!$C$6:$C$8,0)))","v":"Serviceable"},{"$f":"INDEX(Lists!$C$12:$C$26, MATCH(H82774, Lists!$B$12:$B$26,0))","v":"LV"}]
[null,194032,1975,"Wood Creos Impregnated","Serviceable","Class 3",0,"lv/hv",1005,2022,100,"No",false,10,{"$f":"INDEX(Lists!$B$32:$B$40, MATCH(YEAR(TODAY())-C82828, Lists!$C$32:$C$40,1))","v":"41-50"},319.90143561470961,{"$f":"INDEX(Data!$E$24:$E$47, MATCH(F82828&D82828, Data!$B$24:$B$47,0))","v":1.0684339161496522E-3},{"$f":"SUMPRODUCT((Data!$B$58:$B$60=Model!$F82828)*(Data!$C$57:$K$57=Model!$O82828)*(Data!$C$58:$K$60))","v":3.2595928155551883},67.404071844448112,2,{"$f":"IF(E82828<>\"Serviceable\",E82828,INDEX(Lists!$D$6:$D$8, MATCH(T82828,Lists!$C$6:$C$8,0)))","v":"Limited Life"},{"$f":"INDEX(Lists!$C$12:$C$26, MATCH(H82828, Lists!$B$12:$B$26,0))","v":"HV"}]
[null,194096,1982,"Wood Untreated Dressed","Serviceable","Class 1",0,"lv",720,2021,110,"No",false,10,{"$f":"INDEX(Lists!$B$32:$B$40, MATCH(YEAR(TODAY())-C82878, Lists!$C$32:$C$40,1))","v":"41-50"},229.18311805232929,{"$f":"INDEX(Data!$E$24:$E$47, MATCH(F82878&D82878, Data!$B$24:$B$47,0))","v":1.9964561142097742E-3},{"$f":"SUMPRODUCT((Data!$B$58:$B$60=Model!$F82878)*(Data!$C$57:$K$57=Model!$O82878)*(Data!$C$58:$K$60))","v":1.7977578417715214},92.022421582284778,1,{"$f":"IF(E82878<>\"Serviceable\",E82878,INDEX(Lists!$D$6:$D$8, MATCH(T82878,Lists!$C$6:$C$8,0)))","v":"Serviceable"},{"$f":"INDEX(Lists!$C$12:$C$26, MATCH(H82878, Lists!$B$12:$B$26,0))","v":"LV"}]
[null,194218,1983,"Wood Untreated Dressed","Serviceable","Class 1",0,"lv",720,2020,100,"No",false,10,{"$f":"INDEX(Lists!$B$32:$B$40, MATCH(YEAR(TODAY())-C82969, Lists!$C$32:$C$40,1))","v":"41-50"},229.18311805232929,{"$f":"INDEX(Data!$E$24:$E$47, MATCH(F82969&D82969, Data!$B$24:$B$47,0))","v":1.9964561142097742E-3},{"$f":"SUMPRODUCT((Data!$B$58:$B$60=Model!$F82969)*(Data!$C$57:$K$57=Model!$O82969)*(Data!$C$58:$K$60))","v":1.7977578417715214},82.022421582284778,1,{"$f":"IF(E82969<>\"Serviceable\",E82969,INDEX(Lists!$D$6:$D$8, MATCH(T82969,Lists!$C$6:$C$8,0)))","v":"Serviceable"},{"$f":"INDEX(Lists!$C$12:$C$26, MATCH(H82969, Lists!$B$12:$B$26,0))","v":"LV"}]
[null,194267,1985,"Wood Untreated Dressed","Serviceable","Class 1",0,"lv/hv",980,2021,130,"No",false,10,{"$f":"INDEX(Lists!$B$32:$B$40, MATCH(YEAR(TODAY())-C83003, Lists!$C$32:$C$40,1))","v":"31-40"},311.94368846011486,{"$f":"INDEX(Data!$E$24:$E$47, MATCH(F83003&D83003, Data!$B$24:$B$47,0))","v":1.9964561142097742E-3},{"$f":"SUMPRODUCT((Data!$B$58:$B$60=Model!$F83003)*(Data!$C$57:$K$57=Model!$O83003)*(Data!$C$58:$K$60))","v":3.0038452968326621},99.961547031673376,1,{"$f":"IF(E83003<>\"Serviceable\",E83003,INDEX(Lists!$D$6:$D$8, MATCH(T83003,Lists!$C$6:$C$8,0)))","v":"Serviceable"},{"$f":"INDEX(Lists!$C$12:$C$26, MATCH(H83003, Lists!$B$12:$B$26,0))","v":"HV"}]
[null,194355,1983,"Wood Untreated Dressed","Serviceable","Class 1",0,"lv",754,2021,100,"No",false,10,{"$f":"INDEX(Lists!$B$32:$B$40, MATCH(YEAR(TODAY())-C83079, Lists!$C$32:$C$40,1))","v":"41-50"},240.00565418257818,{"$f":"INDEX(Data!$E$24:$E$47, MATCH(F83079&D83079, Data!$B$24:$B$47,0))","v":1.9964561142097742E-3},{"$f":"SUMPRODUCT((Data!$B$58:$B$60=Model!$F83079)*(Data!$C$57:$K$57=Model!$O83079)*(Data!$C$58:$K$60))","v":1.7977578417715214},82.022421582284778,1,{"$f":"IF(E83079<>\"Serviceable\",E83079,INDEX(Lists!$D$6:$D$8, MATCH(T83079,Lists!$C$6:$C$8,0)))","v":"Serviceable"},{"$f":"INDEX(Lists!$C$12:$C$26, MATCH(H83079, Lists!$B$12:$B$26,0))","v":"LV"}]
[null,194395,1983,"Wood Untreated Dressed","Serviceable","Class 2",0,"lv",1100,2022,110,"No",false,10,{"$f":"INDEX(Lists!$B$32:$B$40, MATCH(YEAR(TODAY())-C83110, Lists!$C$32:$C$40,1))","v":"41-50"},350.14087480216978,{"$f":"INDEX(Data!$E$24:$E$47, MATCH(F83110&D83110, Data!$B$24:$B$47,0))","v":2.1997700016428453E-3},{"$f":"SUMPRODUCT((Data!$B$58:$B$60=Model!$F83110)*(Data!$C$57:$K$57=Model!$O83110)*(Data!$C$58:$K$60))","v":3.126815166746074},78.731848332539258,1,{"$f":"IF(E83110<>\"Serviceable\",E83110,INDEX(Lists!$D$6:$D$8, MATCH(T83110,Lists!$C$6:$C$8,0)))","v":"Serviceable"},{"$f":"INDEX(Lists!$C$12:$C$26, MATCH(H83110, Lists!$B$12:$B$26,0))","v":"LV"}]
[null,194474,1983,"Wood Untreated Dressed","Serviceable","Class 1",0,"lv",942,2020,110,"No",false,10,{"$f":"INDEX(Lists!$B$32:$B$40, MATCH(YEAR(TODAY())-C83178, Lists!$C$32:$C$40,1))","v":"41-50"},299.8479127851308,{"$f":"INDEX(Data!$E$24:$E$47, MATCH(F83178&D83178, Data!$B$24:$B$47,0))","v":1.9964561142097742E-3},{"$f":"SUMPRODUCT((Data!$B$58:$B$60=Model!$F83178)*(Data!$C$57:$K$57=Model!$O83178)*(Data!$C$58:$K$60))","v":1.7977578417715214},92.022421582284778,1,{"$f":"IF(E83178<>\"Serviceable\",E83178,INDEX(Lists!$D$6:$D$8, MATCH(T83178,Lists!$C$6:$C$8,0)))","v":"Serviceable"},{"$f":"INDEX(Lists!$C$12:$C$26, MATCH(H83178, Lists!$B$12:$B$26,0))","v":"LV"}]
[null,194559,1984,"Wood Untreated Dressed","Serviceable","Class 1",0,"lv",911,2020,120,"No",false,10,{"$f":"INDEX(Lists!$B$32:$B$40, MATCH(YEAR(TODAY())-C83254, Lists!$C$32:$C$40,1))","v":"41-50"},289.98030631343329,{"$f":"INDEX(Data!$E$24:$E$47, MATCH(F83254&D83254, Data!$B$24:$B$47,0))","v":1.9964561142097742E-3},{"$f":"SUMPRODUCT((Data!$B$58:$B$60=Model!$F83254)*(Data!$C$57:$K$57=Model!$O83254)*(Data!$C$58:$K$60))","v":1.7977578417715214},102.02242158228478,1,{"$f":"IF(E83254<>\"Serviceable\",E83254,INDEX(Lists!$D$6:$D$8, MATCH(T83254,Lists!$C$6:$C$8,0)))","v":"Serviceable"},{"$f":"INDEX(Lists!$C$12:$C$26, MATCH(H83254, Lists!$B$12:$B$26,0))","v":"LV"}]
[null,194620,1982,"Wood Untreated Dressed","Serviceable","Class 1",0,"lv",723,2021,100,"No",false,10,{"$f":"INDEX(Lists!$B$32:$B$40, MATCH(YEAR(TODAY())-C83305, Lists!$C$32:$C$40,1))","v":"41-50"},230.13804771088067,{"$f":"INDEX(Data!$E$24:$E$47, MATCH(F83305&D83305, Data!$B$24:$B$47,0))","v":1.9964561142097742E-3},{"$f":"SUMPRODUCT((Data!$B$58:$B$60=Model!$F83305)*(Data!$C$57:$K$57=Model!$O83305)*(Data!$C$58:$K$60))","v":1.7977578417715214},82.022421582284778,1,{"$f":"IF(E83305<>\"Serviceable\",E83305,INDEX(Lists!$D$6:$D$8, MATCH(T83305,Lists!$C$6:$C$8,0)))","v":"Serviceable"},{"$f":"INDEX(Lists!$C$12:$C$26, MATCH(H83305, Lists!$B$12:$B$26,0))","v":"LV"}]
[null,194678,1984,"Wood Untreated Dressed","Serviceable","Class 1",0,"lv",770,2021,120,"No",false,10,{"$f":"INDEX(Lists!$B$32:$B$40, MATCH(YEAR(TODAY())-C83353, Lists!$C$32:$C$40,1))","v":"41-50"},245.09861236151883,{"$f":"INDEX(Data!$E$24:$E$47, MATCH(F83353&D83353, Data!$B$24:$B$47,0))","v":1.9964561142097742E-3},{"$f":"SUMPRODUCT((Data!$B$58:$B$60=Model!$F83353)*(Data!$C$57:$K$57=Model!$O83353)*(Data!$C$58:$K$60))","v":1.7977578417715214},102.02242158228478,1,{"$f":"IF(E83353<>\"Serviceable\",E83353,INDEX(Lists!$D$6:$D$8, MATCH(T83353,Lists!$C$6:$C$8,0)))","v":"Serviceable"},{"$f":"INDEX(Lists!$C$12:$C$26, MATCH(H83353, Lists!$B$12:$B$26,0))","v":"LV"}]
[null,194702,1984,"Wood Untreated Dressed","Serviceable","Class 1",0,"lv",790,2020,100,"No",false,10,{"$f":"INDEX(Lists!$B$32:$B$40, MATCH(YEAR(TODAY())-C83374, Lists!$C$32:$C$40,1))","v":"41-50"},251.46481008519464,{"$f":"INDEX(Data!$E$24:$E$47, MATCH(F83374&D83374, Data!$B$24:$B$47,0))","v":1.9964561142097742E-3},{"$f":"SUMPRODUCT((Data!$B$58:$B$60=Model!$F83374)*(Data!$C$57:$K$57=Model!$O83374)*(Data!$C$58:$K$60))","v":1.7977578417715214},82.022421582284778,1,{"$f":"IF(E83374<>\"Serviceable\",E83374,INDEX(Lists!$D$6:$D$8, MATCH(T83374,Lists!$C$6:$C$8,0)))","v":"Serviceable"},{"$f":"INDEX(Lists!$C$12:$C$26, MATCH(H83374, Lists!$B$12:$B$26,0))","v":"LV"}]
[null,194796,1984,"Wood Untreated Dressed","Serviceable","Class 1",0,"lv",1020,2020,130,"No",false,10,{"$f":"INDEX(Lists!$B$32:$B$40, MATCH(YEAR(TODAY())-C83446, Lists!$C$32:$C$40,1))","v":"41-50"},324.67608390746648,{"$f":"INDEX(Data!$E$24:$E$47, MATCH(F83446&D83446, Data!$B$24:$B$47,0))","v":1.9964561142097742E-3},{"$f":"SUMPRODUCT((Data!$B$58:$B$60=Model!$F83446)*(Data!$C$57:$K$57=Model!$O83446)*(Data!$C$58:$K$60))","v":1.7977578417715214},112.02242158228478,1,{"$f":"IF(E83446<>\"Serviceable\",E83446,INDEX(Lists!$D$6:$D$8, MATCH(T83446,Lists!$C$6:$C$8,0)))","v":"Serviceable"},{"$f":"INDEX(Lists!$C$12:$C$26, MATCH(H83446, Lists!$B$12:$B$26,0))","v":"LV"}]
[null,194871,1984,"Wood Untreated Dressed","Serviceable","Class 1",0,"lv/hv",980,2021,100,"No",false,10,{"$f":"INDEX(Lists!$B$32:$B$40, MATCH(YEAR(TODAY())-C83499, Lists!$C$32:$C$40,1))","v":"41-50"},311.94368846011486,{"$f":"INDEX(Data!$E$24:$E$47, MATCH(F83499&D83499, Data!$B$24:$B$47,0))","v":1.9964561142097742E-3},{"$f":"SUMPRODUCT((Data!$B$58:$B$60=Model!$F83499)*(Data!$C$57:$K$57=Model!$O83499)*(Data!$C$58:$K$60))","v":1.7977578417715214},82.022421582284778,1,{"$f":"IF(E83499<>\"Serviceable\",E83499,INDEX(Lists!$D$6:$D$8, MATCH(T83499,Lists!$C$6:$C$8,0)))","v":"Serviceable"},{"$f":"INDEX(Lists!$C$12:$C$26, MATCH(H83499, Lists!$B$12:$B$26,0))","v":"HV"}]
[null,194941,1984,"Wood Untreated Dressed","Serviceable","Class 1",0,"lv/hv",920,2020,120,"No",false,10,{"$f":"INDEX(Lists!$B$32:$B$40, MATCH(YEAR(TODAY())-C83549, Lists!$C$32:$C$40,1))","v":"41-50"},292.84509528908745,{"$f":"INDEX(Data!$E$24:$E$47, MATCH(F83549&D83549, Data!$B$24:$B$47,0))","v":1.9964561142097742E-3},{"$f":"SUMPRODUCT((Data!$B$58:$B$60=Model!$F83549)*(Data!$C$57:$K$57=Model!$O83549)*(Data!$C$58:$K$60))","v":1.7977578417715214},102.02242158228478,1,{"$f":"IF(E83549<>\"Serviceable\",E83549,INDEX(Lists!$D$6:$D$8, MATCH(T83549,Lists!$C$6:$C$8,0)))","v":"Serviceable"},{"$f":"INDEX(Lists!$C$12:$C$26, MATCH(H83549, Lists!$B$12:$B$26,0))","v":"HV"}]
[null,194989,1984,"Wood Untreated Dressed","Serviceable","Class 1",0,"lv",990,2021,110,"No",false,10,{"$f":"INDEX(Lists!$B$32:$B$40, MATCH(YEAR(TODAY())-C83587, Lists!$C$32:$C$40,1))","v":"41-50"},315.1267873219528,{"$f":"INDEX(Data!$E$24:$E$47, MATCH(F83587&D83587, Data!$B$24:$B$47,0))","v":1.9964561142097742E-3},{"$f":"SUMPRODUCT((Data!$B$58:$B$60=Model!$F83587)*(Data!$C$57:$K$57=Model!$O83587)*(Data!$C$58:$K$60))","v":1.7977578417715214},92.022421582284778,1,{"$f":"IF(E83587<>\"Serviceable\",E83587,INDEX(Lists!$D$6:$D$8, MATCH(T83587,Lists!$C$6:$C$8,0)))","v":"Serviceable"},{"$f":"INDEX(Lists!$C$12:$C$26, MATCH(H83587, Lists!$B$12:$B$26,0))","v":"LV"}]
[null,195086,1985,"Wood Untreated Dressed","Serviceable","Class 1",0,"lv/hv",1005,2021,110,"No",false,10,{"$f":"INDEX(Lists!$B$32:$B$40, MATCH(YEAR(TODAY())-C83674, Lists!$C$32:$C$40,1))","v":"31-40"},319.90143561470961,{"$f":"INDEX(Data!$E$24:$E$47, MATCH(F83674&D83674, Data!$B$24:$B$47,0))","v":1.9964561142097742E-3},{"$f":"SUMPRODUCT((Data!$B$58:$B$60=Model!$F83674)*(Data!$C$57:$K$57=Model!$O83674)*(Data!$C$58:$K$60))","v":3.0038452968326621},79.961547031673376,1,{"$f":"IF(E83674<>\"Serviceable\",E83674,INDEX(Lists!$D$6:$D$8, MATCH(T83674,Lists!$C$6:$C$8,0)))","v":"Serviceable"},{"$f":"INDEX(Lists!$C$12:$C$26, MATCH(H83674, Lists!$B$12:$B$26,0))","v":"HV"}]
[null,195156,1984,"Wood Untreated Dressed","Serviceable","Class 1",0,"lv/hv",930,2020,130,"No",false,10,{"$f":"INDEX(Lists!$B$32:$B$40, MATCH(YEAR(TODAY())-C83724, Lists!$C$32:$C$40,1))","v":"41-50"},296.02819415092534,{"$f":"INDEX(Data!$E$24:$E$47, MATCH(F83724&D83724, Data!$B$24:$B$47,0))","v":1.9964561142097742E-3},{"$f":"SUMPRODUCT((Data!$B$58:$B$60=Model!$F83724)*(Data!$C$57:$K$57=Model!$O83724)*(Data!$C$58:$K$60))","v":1.7977578417715214},112.02242158228478,1,{"$f":"IF(E83724<>\"Serviceable\",E83724,INDEX(Lists!$D$6:$D$8, MATCH(T83724,Lists!$C$6:$C$8,0)))","v":"Serviceable"},{"$f":"INDEX(Lists!$C$12:$C$26, MATCH(H83724, Lists!$B$12:$B$26,0))","v":"HV"}]
[null,195279,1985,"Wood Untreated Dressed","Serviceable","Class 1",0,"lv/hv",817,2021,100,"No",false,10,{"$f":"INDEX(Lists!$B$32:$B$40, MATCH(YEAR(TODAY())-C83800, Lists!$C$32:$C$40,1))","v":"31-40"},260.05917701215697,{"$f":"INDEX(Data!$E$24:$E$47, MATCH(F83800&D83800, Data!$B$24:$B$47,0))","v":1.9964561142097742E-3},{"$f":"SUMPRODUCT((Data!$B$58:$B$60=Model!$F83800)*(Data!$C$57:$K$57=Model!$O83800)*(Data!$C$58:$K$60))","v":3.0038452968326621},69.961547031673376,1,{"$f":"IF(E83800<>\"Serviceable\",E83800,INDEX(Lists!$D$6:$D$8, MATCH(T83800,Lists!$C$6:$C$8,0)))","v":"Serviceable"},{"$f":"INDEX(Lists!$C$12:$C$26, MATCH(H83800, Lists!$B$12:$B$26,0))","v":"HV"}]
[null,195309,1985,"Wood Untreated Dressed","Serviceable","Class 1",0,"lv/hv",820,2021,100,"No",false,10,{"$f":"INDEX(Lists!$B$32:$B$40, MATCH(YEAR(TODAY())-C83826, Lists!$C$32:$C$40,1))","v":"31-40"},261.01410667070837,{"$f":"INDEX(Data!$E$24:$E$47, MATCH(F83826&D83826, Data!$B$24:$B$47,0))","v":1.9964561142097742E-3},{"$f":"SUMPRODUCT((Data!$B$58:$B$60=Model!$F83826)*(Data!$C$57:$K$57=Model!$O83826)*(Data!$C$58:$K$60))","v":3.0038452968326621},69.961547031673376,1,{"$f":"IF(E83826<>\"Serviceable\",E83826,INDEX(Lists!$D$6:$D$8, MATCH(T83826,Lists!$C$6:$C$8,0)))","v":"Serviceable"},{"$f":"INDEX(Lists!$C$12:$C$26, MATCH(H83826, Lists!$B$12:$B$26,0))","v":"HV"}]
[null,195401,1985,"Wood Untreated Dressed","Serviceable","Class 1",0,"lv/future hv",950,2022,110,"No",false,10,{"$f":"INDEX(Lists!$B$32:$B$40, MATCH(YEAR(TODAY())-C83899, Lists!$C$32:$C$40,1))","v":"31-40"},302.39439187460113,{"$f":"INDEX(Data!$E$24:$E$47, MATCH(F83899&D83899, Data!$B$24:$B$47,0))","v":1.9964561142097742E-3},{"$f":"SUMPRODUCT((Data!$B$58:$B$60=Model!$F83899)*(Data!$C$57:$K$57=Model!$O83899)*(Data!$C$58:$K$60))","v":3.0038452968326621},79.961547031673376,1,{"$f":"IF(E83899<>\"Serviceable\",E83899,INDEX(Lists!$D$6:$D$8, MATCH(T83899,Lists!$C$6:$C$8,0)))","v":"Serviceable"},{"$f":"INDEX(Lists!$C$12:$C$26, MATCH(H83899, Lists!$B$12:$B$26,0))","v":"LV"}]
[null,195424,1985,"Wood Untreated Dressed","Serviceable","Class 1",0,"lv/hv",1100,2020,100,"No",false,10,{"$f":"INDEX(Lists!$B$32:$B$40, MATCH(YEAR(TODAY())-C83920, Lists!$C$32:$C$40,1))","v":"31-40"},350.14087480216978,{"$f":"INDEX(Data!$E$24:$E$47, MATCH(F83920&D83920, Data!$B$24:$B$47,0))","v":1.9964561142097742E-3},{"$f":"SUMPRODUCT((Data!$B$58:$B$60=Model!$F83920)*(Data!$C$57:$K$57=Model!$O83920)*(Data!$C$58:$K$60))","v":3.0038452968326621},69.961547031673376,1,{"$f":"IF(E83920<>\"Serviceable\",E83920,INDEX(Lists!$D$6:$D$8, MATCH(T83920,Lists!$C$6:$C$8,0)))","v":"Serviceable"},{"$f":"INDEX(Lists!$C$12:$C$26, MATCH(H83920, Lists!$B$12:$B$26,0))","v":"HV"}]
[null,195478,1985,"Wood Untreated Dressed","Serviceable","Class 1",0,"lv",820,2021,120,"No",false,10,{"$f":"INDEX(Lists!$B$32:$B$40, MATCH(YEAR(TODAY())-C83967, Lists!$C$32:$C$40,1))","v":"31-40"},261.01410667070837,{"$f":"INDEX(Data!$E$24:$E$47, MATCH(F83967&D83967, Data!$B$24:$B$47,0))","v":1.9964561142097742E-3},{"$f":"SUMPRODUCT((Data!$B$58:$B$60=Model!$F83967)*(Data!$C$57:$K$57=Model!$O83967)*(Data!$C$58:$K$60))","v":3.0038452968326621},89.961547031673376,1,{"$f":"IF(E83967<>\"Serviceable\",E83967,INDEX(Lists!$D$6:$D$8, MATCH(T83967,Lists!$C$6:$C$8,0)))","v":"Serviceable"},{"$f":"INDEX(Lists!$C$12:$C$26, MATCH(H83967, Lists!$B$12:$B$26,0))","v":"LV"}]
[null,195623,1985,"Wood Untreated Dressed","Serviceable","Class 1",0,"lv/hv",850,2021,110,"No",false,10,{"$f":"INDEX(Lists!$B$32:$B$40, MATCH(YEAR(TODAY())-C84074, Lists!$C$32:$C$40,1))","v":"31-40"},270.5634032562221,{"$f":"INDEX(Data!$E$24:$E$47, MATCH(F84074&D84074, Data!$B$24:$B$47,0))","v":1.9964561142097742E-3},{"$f":"SUMPRODUCT((Data!$B$58:$B$60=Model!$F84074)*(Data!$C$57:$K$57=Model!$O84074)*(Data!$C$58:$K$60))","v":3.0038452968326621},79.961547031673376,1,{"$f":"IF(E84074<>\"Serviceable\",E84074,INDEX(Lists!$D$6:$D$8, MATCH(T84074,Lists!$C$6:$C$8,0)))","v":"Serviceable"},{"$f":"INDEX(Lists!$C$12:$C$26, MATCH(H84074, Lists!$B$12:$B$26,0))","v":"HV"}]
[null,195649,1994,"Wood Untreated Dressed","Serviceable","Class 1",0,"lv/hv",790,2019,100,"No",false,10,{"$f":"INDEX(Lists!$B$32:$B$40, MATCH(YEAR(TODAY())-C84095, Lists!$C$32:$C$40,1))","v":"31-40"},251.46481008519464,{"$f":"INDEX(Data!$E$24:$E$47, MATCH(F84095&D84095, Data!$B$24:$B$47,0))","v":1.9964561142097742E-3},{"$f":"SUMPRODUCT((Data!$B$58:$B$60=Model!$F84095)*(Data!$C$57:$K$57=Model!$O84095)*(Data!$C$58:$K$60))","v":3.0038452968326621},69.961547031673376,1,{"$f":"IF(E84095<>\"Serviceable\",E84095,INDEX(Lists!$D$6:$D$8, MATCH(T84095,Lists!$C$6:$C$8,0)))","v":"Serviceable"},{"$f":"INDEX(Lists!$C$12:$C$26, MATCH(H84095, Lists!$B$12:$B$26,0))","v":"HV"}]
[null,195922,1971,"Wood Creos Impregnated","Serviceable","Class 3",0,"lv",830,2022,110,"No",false,10,{"$f":"INDEX(Lists!$B$32:$B$40, MATCH(YEAR(TODAY())-C84162, Lists!$C$32:$C$40,1))","v":"51-60"},264.19720553254626,{"$f":"INDEX(Data!$E$24:$E$47, MATCH(F84162&D84162, Data!$B$24:$B$47,0))","v":1.0684339161496522E-3},{"$f":"SUMPRODUCT((Data!$B$58:$B$60=Model!$F84162)*(Data!$C$57:$K$57=Model!$O84162)*(Data!$C$58:$K$60))","v":2.6564859251595059},83.435140748404933,1,{"$f":"IF(E84162<>\"Serviceable\",E84162,INDEX(Lists!$D$6:$D$8, MATCH(T84162,Lists!$C$6:$C$8,0)))","v":"Serviceable"},{"$f":"INDEX(Lists!$C$12:$C$26, MATCH(H84162, Lists!$B$12:$B$26,0))","v":"LV"}]
[null,196044,1977,"Wood Creos Impregnated","Serviceable","Class 3",0,"lv",1037,2023,100,"No",false,10,{"$f":"INDEX(Lists!$B$32:$B$40, MATCH(YEAR(TODAY())-C84220, Lists!$C$32:$C$40,1))","v":"41-50"},330.08735197259097,{"$f":"INDEX(Data!$E$24:$E$47, MATCH(F84220&D84220, Data!$B$24:$B$47,0))","v":1.0684339161496522E-3},{"$f":"SUMPRODUCT((Data!$B$58:$B$60=Model!$F84220)*(Data!$C$57:$K$57=Model!$O84220)*(Data!$C$58:$K$60))","v":3.2595928155551883},67.404071844448112,2,{"$f":"IF(E84220<>\"Serviceable\",E84220,INDEX(Lists!$D$6:$D$8, MATCH(T84220,Lists!$C$6:$C$8,0)))","v":"Limited Life"},{"$f":"INDEX(Lists!$C$12:$C$26, MATCH(H84220, Lists!$B$12:$B$26,0))","v":"LV"}]
[null,196136,1988,"Wood Untreated Dressed","Serviceable","Class 1",0,"lv/hv",1100,2022,130,"No",false,10,{"$f":"INDEX(Lists!$B$32:$B$40, MATCH(YEAR(TODAY())-C84270, Lists!$C$32:$C$40,1))","v":"31-40"},350.14087480216978,{"$f":"INDEX(Data!$E$24:$E$47, MATCH(F84270&D84270, Data!$B$24:$B$47,0))","v":1.9964561142097742E-3},{"$f":"SUMPRODUCT((Data!$B$58:$B$60=Model!$F84270)*(Data!$C$57:$K$57=Model!$O84270)*(Data!$C$58:$K$60))","v":3.0038452968326621},99.961547031673376,1,{"$f":"IF(E84270<>\"Serviceable\",E84270,INDEX(Lists!$D$6:$D$8, MATCH(T84270,Lists!$C$6:$C$8,0)))","v":"Serviceable"},{"$f":"INDEX(Lists!$C$12:$C$26, MATCH(H84270, Lists!$B$12:$B$26,0))","v":"HV"}]
[null,196187,1967,"Wood Creos Impregnated","Serviceable","Class 3",0,"lv/hv",1020,2019,100,"No",false,10,{"$f":"INDEX(Lists!$B$32:$B$40, MATCH(YEAR(TODAY())-C84303, Lists!$C$32:$C$40,1))","v":"51-60"},324.67608390746648,{"$f":"INDEX(Data!$E$24:$E$47, MATCH(F84303&D84303, Data!$B$24:$B$47,0))","v":1.0684339161496522E-3},{"$f":"SUMPRODUCT((Data!$B$58:$B$60=Model!$F84303)*(Data!$C$57:$K$57=Model!$O84303)*(Data!$C$58:$K$60))","v":2.6564859251595059},73.435140748404933,1,{"$f":"IF(E84303<>\"Serviceable\",E84303,INDEX(Lists!$D$6:$D$8, MATCH(T84303,Lists!$C$6:$C$8,0)))","v":"Serviceable"},{"$f":"INDEX(Lists!$C$12:$C$26, MATCH(H84303, Lists!$B$12:$B$26,0))","v":"HV"}]
[null,196336,1986,"Wood Untreated Dressed","Serviceable","Class 1",0,"lv/hv",942,2023,100,"No",false,10,{"$f":"INDEX(Lists!$B$32:$B$40, MATCH(YEAR(TODAY())-C84395, Lists!$C$32:$C$40,1))","v":"31-40"},299.8479127851308,{"$f":"INDEX(Data!$E$24:$E$47, MATCH(F84395&D84395, Data!$B$24:$B$47,0))","v":1.9964561142097742E-3},{"$f":"SUMPRODUCT((Data!$B$58:$B$60=Model!$F84395)*(Data!$C$57:$K$57=Model!$O84395)*(Data!$C$58:$K$60))","v":3.0038452968326621},69.961547031673376,1,{"$f":"IF(E84395<>\"Serviceable\",E84395,INDEX(Lists!$D$6:$D$8, MATCH(T84395,Lists!$C$6:$C$8,0)))","v":"Serviceable"},{"$f":"INDEX(Lists!$C$12:$C$26, MATCH(H84395, Lists!$B$12:$B$26,0))","v":"HV"}]
[null,196418,1957,"Wood Untreated Round","Serviceable","Class 1",0,"lv/hv",942,2023,140,"No",false,10,{"$f":"INDEX(Lists!$B$32:$B$40, MATCH(YEAR(TODAY())-C84445, Lists!$C$32:$C$40,1))","v":"61-70"},299.8479127851308,{"$f":"INDEX(Data!$E$24:$E$47, MATCH(F84445&D84445, Data!$B$24:$B$47,0))","v":1.9964561142097742E-3},{"$f":"SUMPRODUCT((Data!$B$58:$B$60=Model!$F84445)*(Data!$C$57:$K$57=Model!$O84445)*(Data!$C$58:$K$60))","v":2.3795837981601728},116.20416201839828,1,{"$f":"IF(E84445<>\"Serviceable\",E84445,INDEX(Lists!$D$6:$D$8, MATCH(T84445,Lists!$C$6:$C$8,0)))","v":"Serviceable"},{"$f":"INDEX(Lists!$C$12:$C$26, MATCH(H84445, Lists!$B$12:$B$26,0))","v":"HV"}]
[null,196464,1976,"Wood Creos Impregnated","Serviceable","Class 1",0,"lv/hv/sub-transmission",1040,2023,100,"No",false,10,{"$f":"INDEX(Lists!$B$32:$B$40, MATCH(YEAR(TODAY())-C84466, Lists!$C$32:$C$40,1))","v":"41-50"},331.04228163114232,{"$f":"INDEX(Data!$E$24:$E$47, MATCH(F84466&D84466, Data!$B$24:$B$47,0))","v":9.9474993092014377E-4},{"$f":"SUMPRODUCT((Data!$B$58:$B$60=Model!$F84466)*(Data!$C$57:$K$57=Model!$O84466)*(Data!$C$58:$K$60))","v":1.7977578417715214},82.022421582284778,1,{"$f":"IF(E84466<>\"Serviceable\",E84466,INDEX(Lists!$D$6:$D$8, MATCH(T84466,Lists!$C$6:$C$8,0)))","v":"Serviceable"},{"$f":"INDEX(Lists!$C$12:$C$26, MATCH(H84466, Lists!$B$12:$B$26,0))","v":"Sub-T"}]
[null,196572,1936,"Wood Untreated Dressed","Serviceable","Class 1",0,"lv",850,2022,100,"No",false,10,{"$f":"INDEX(Lists!$B$32:$B$40, MATCH(YEAR(TODAY())-C84515, Lists!$C$32:$C$40,1))","v":"81-90"},270.5634032562221,{"$f":"INDEX(Data!$E$24:$E$47, MATCH(F84515&D84515, Data!$B$24:$B$47,0))","v":1.9964561142097742E-3},{"$f":"SUMPRODUCT((Data!$B$58:$B$60=Model!$F84515)*(Data!$C$57:$K$57=Model!$O84515)*(Data!$C$58:$K$60))","v":2.8392735823590045},71.607264176409956,1,{"$f":"IF(E84515<>\"Serviceable\",E84515,INDEX(Lists!$D$6:$D$8, MATCH(T84515,Lists!$C$6:$C$8,0)))","v":"Serviceable"},{"$f":"INDEX(Lists!$C$12:$C$26, MATCH(H84515, Lists!$B$12:$B$26,0))","v":"LV"}]
[null,196774,1973,"Wood Creos Impregnated","Serviceable","Class 3",0,"lv",940,2020,90,"No",false,10,{"$f":"INDEX(Lists!$B$32:$B$40, MATCH(YEAR(TODAY())-C84620, Lists!$C$32:$C$40,1))","v":"51-60"},299.21129301276324,{"$f":"INDEX(Data!$E$24:$E$47, MATCH(F84620&D84620, Data!$B$24:$B$47,0))","v":1.0684339161496522E-3},{"$f":"SUMPRODUCT((Data!$B$58:$B$60=Model!$F84620)*(Data!$C$57:$K$57=Model!$O84620)*(Data!$C$58:$K$60))","v":2.6564859251595059},63.43514074840494,2,{"$f":"IF(E84620<>\"Serviceable\",E84620,INDEX(Lists!$D$6:$D$8, MATCH(T84620,Lists!$C$6:$C$8,0)))","v":"Limited Life"},{"$f":"INDEX(Lists!$C$12:$C$26, MATCH(H84620, Lists!$B$12:$B$26,0))","v":"LV"}]
[null,196842,1969,"Wood Creos Impregnated","Serviceable","Class 3",0,"lv",820,2021,80,"No",false,10,{"$f":"INDEX(Lists!$B$32:$B$40, MATCH(YEAR(TODAY())-C84661, Lists!$C$32:$C$40,1))","v":"51-60"},261.01410667070837,{"$f":"INDEX(Data!$E$24:$E$47, MATCH(F84661&D84661, Data!$B$24:$B$47,0))","v":1.0684339161496522E-3},{"$f":"SUMPRODUCT((Data!$B$58:$B$60=Model!$F84661)*(Data!$C$57:$K$57=Model!$O84661)*(Data!$C$58:$K$60))","v":2.6564859251595059},53.43514074840494,2,{"$f":"IF(E84661<>\"Serviceable\",E84661,INDEX(Lists!$D$6:$D$8, MATCH(T84661,Lists!$C$6:$C$8,0)))","v":"Limited Life"},{"$f":"INDEX(Lists!$C$12:$C$26, MATCH(H84661, Lists!$B$12:$B$26,0))","v":"LV"}]
[null,196903,1960,"Wood Creos Impregnated","Serviceable","Class 3",0,"lv",840,2023,70,"No",false,10,{"$f":"INDEX(Lists!$B$32:$B$40, MATCH(YEAR(TODAY())-C84690, Lists!$C$32:$C$40,1))","v":"61-70"},267.38030439438415,{"$f":"INDEX(Data!$E$24:$E$47, MATCH(F84690&D84690, Data!$B$24:$B$47,0))","v":1.0684339161496522E-3},{"$f":"SUMPRODUCT((Data!$B$58:$B$60=Model!$F84690)*(Data!$C$57:$K$57=Model!$O84690)*(Data!$C$58:$K$60))","v":1.9802031311051838},50.197968688948166,2,{"$f":"IF(E84690<>\"Serviceable\",E84690,INDEX(Lists!$D$6:$D$8, MATCH(T84690,Lists!$C$6:$C$8,0)))","v":"Limited Life"},{"$f":"INDEX(Lists!$C$12:$C$26, MATCH(H84690, Lists!$B$12:$B$26,0))","v":"LV"}]
[null,197010,1934,"Wood Untreated Dressed","Serviceable","Class 1",0,"lv",980,2022,150,"No",false,10,{"$f":"INDEX(Lists!$B$32:$B$40, MATCH(YEAR(TODAY())-C84740, Lists!$C$32:$C$40,1))","v":"90+"},311.94368846011486,{"$f":"INDEX(Data!$E$24:$E$47, MATCH(F84740&D84740, Data!$B$24:$B$47,0))","v":1.9964561142097742E-3},{"$f":"SUMPRODUCT((Data!$B$58:$B$60=Model!$F84740)*(Data!$C$57:$K$57=Model!$O84740)*(Data!$C$58:$K$60))","v":1.4835341045333483},135.16465895466652,1,{"$f":"IF(E84740<>\"Serviceable\",E84740,INDEX(Lists!$D$6:$D$8, MATCH(T84740,Lists!$C$6:$C$8,0)))","v":"Serviceable"},{"$f":"INDEX(Lists!$C$12:$C$26, MATCH(H84740, Lists!$B$12:$B$26,0))","v":"LV"}]
[null,197170,1999,"Wood Salt Impregnated (Green)","Serviceable","Class 1",0,"lv/hv",1100,2020,130,"No",false,10,{"$f":"INDEX(Lists!$B$32:$B$40, MATCH(YEAR(TODAY())-C84802, Lists!$C$32:$C$40,1))","v":"21-30"},350.14087480216978,{"$f":"INDEX(Data!$E$24:$E$47, MATCH(F84802&D84802, Data!$B$24:$B$47,0))","v":9.9474993092014377E-4},{"$f":"SUMPRODUCT((Data!$B$58:$B$60=Model!$F84802)*(Data!$C$57:$K$57=Model!$O84802)*(Data!$C$58:$K$60))","v":2.1651652228345815},108.34834777165419,1,{"$f":"IF(E84802<>\"Serviceable\",E84802,INDEX(Lists!$D$6:$D$8, MATCH(T84802,Lists!$C$6:$C$8,0)))","v":"Serviceable"},{"$f":"INDEX(Lists!$C$12:$C$26, MATCH(H84802, Lists!$B$12:$B$26,0))","v":"HV"}]
[null,197347,1948,"Wood Untreated Round","Serviceable","Class 1",0,"lv",833,2023,100,"No",false,10,{"$f":"INDEX(Lists!$B$32:$B$40, MATCH(YEAR(TODAY())-C84865, Lists!$C$32:$C$40,1))","v":"71-80"},265.15213519109761,{"$f":"INDEX(Data!$E$24:$E$47, MATCH(F84865&D84865, Data!$B$24:$B$47,0))","v":1.9964561142097742E-3},{"$f":"SUMPRODUCT((Data!$B$58:$B$60=Model!$F84865)*(Data!$C$57:$K$57=Model!$O84865)*(Data!$C$58:$K$60))","v":2.0707751244791428},79.292248755208576,1,{"$f":"IF(E84865<>\"Serviceable\",E84865,INDEX(Lists!$D$6:$D$8, MATCH(T84865,Lists!$C$6:$C$8,0)))","v":"Serviceable"},{"$f":"INDEX(Lists!$C$12:$C$26, MATCH(H84865, Lists!$B$12:$B$26,0))","v":"LV"}]
[null,197503,1987,"Wood Untreated Dressed","Serviceable","Class 1",0,"lv/hv",1130,2022,100,"No",false,10,{"$f":"INDEX(Lists!$B$32:$B$40, MATCH(YEAR(TODAY())-C84941, Lists!$C$32:$C$40,1))","v":"31-40"},359.69017138768345,{"$f":"INDEX(Data!$E$24:$E$47, MATCH(F84941&D84941, Data!$B$24:$B$47,0))","v":1.9964561142097742E-3},{"$f":"SUMPRODUCT((Data!$B$58:$B$60=Model!$F84941)*(Data!$C$57:$K$57=Model!$O84941)*(Data!$C$58:$K$60))","v":3.0038452968326621},69.961547031673376,1,{"$f":"IF(E84941<>\"Serviceable\",E84941,INDEX(Lists!$D$6:$D$8, MATCH(T84941,Lists!$C$6:$C$8,0)))","v":"Serviceable"},{"$f":"INDEX(Lists!$C$12:$C$26, MATCH(H84941, Lists!$B$12:$B$26,0))","v":"HV"}]
[null,197615,1965,"Wood Creos Impregnated","Serviceable","Class 3",0,"lv",900,2021,90,"No",false,10,{"$f":"INDEX(Lists!$B$32:$B$40, MATCH(YEAR(TODAY())-C84997, Lists!$C$32:$C$40,1))","v":"51-60"},286.47889756541161,{"$f":"INDEX(Data!$E$24:$E$47, MATCH(F84997&D84997, Data!$B$24:$B$47,0))","v":1.0684339161496522E-3},{"$f":"SUMPRODUCT((Data!$B$58:$B$60=Model!$F84997)*(Data!$C$57:$K$57=Model!$O84997)*(Data!$C$58:$K$60))","v":2.6564859251595059},63.43514074840494,2,{"$f":"IF(E84997<>\"Serviceable\",E84997,INDEX(Lists!$D$6:$D$8, MATCH(T84997,Lists!$C$6:$C$8,0)))","v":"Limited Life"},{"$f":"INDEX(Lists!$C$12:$C$26, MATCH(H84997, Lists!$B$12:$B$26,0))","v":"LV"}]
[null,197719,1935,"Wood Untreated Round","Serviceable","Class 1",0,"lv",850,2021,100,"No",false,10,{"$f":"INDEX(Lists!$B$32:$B$40, MATCH(YEAR(TODAY())-C85040, Lists!$C$32:$C$40,1))","v":"81-90"},270.5634032562221,{"$f":"INDEX(Data!$E$24:$E$47, MATCH(F85040&D85040, Data!$B$24:$B$47,0))","v":1.9964561142097742E-3},{"$f":"SUMPRODUCT((Data!$B$58:$B$60=Model!$F85040)*(Data!$C$57:$K$57=Model!$O85040)*(Data!$C$58:$K$60))","v":2.8392735823590045},71.607264176409956,1,{"$f":"IF(E85040<>\"Serviceable\",E85040,INDEX(Lists!$D$6:$D$8, MATCH(T85040,Lists!$C$6:$C$8,0)))","v":"Serviceable"},{"$f":"INDEX(Lists!$C$12:$C$26, MATCH(H85040, Lists!$B$12:$B$26,0))","v":"LV"}]
[null,197762,1933,"Wood Untreated Dressed","Serviceable","Class 1",0,"lv",880,2020,100,"No",false,10,{"$f":"INDEX(Lists!$B$32:$B$40, MATCH(YEAR(TODAY())-C85061, Lists!$C$32:$C$40,1))","v":"90+"},280.11269984173578,{"$f":"INDEX(Data!$E$24:$E$47, MATCH(F85061&D85061, Data!$B$24:$B$47,0))","v":1.9964561142097742E-3},{"$f":"SUMPRODUCT((Data!$B$58:$B$60=Model!$F85061)*(Data!$C$57:$K$57=Model!$O85061)*(Data!$C$58:$K$60))","v":1.4835341045333483},85.164658954666521,1,{"$f":"IF(E85061<>\"Serviceable\",E85061,INDEX(Lists!$D$6:$D$8, MATCH(T85061,Lists!$C$6:$C$8,0)))","v":"Serviceable"},{"$f":"INDEX(Lists!$C$12:$C$26, MATCH(H85061, Lists!$B$12:$B$26,0))","v":"LV"}]
[null,197981,1962,"Wood Creos Impregnated","Serviceable","Class 3",0,"lv",860,2020,100,"No",false,10,{"$f":"INDEX(Lists!$B$32:$B$40, MATCH(YEAR(TODAY())-C85166, Lists!$C$32:$C$40,1))","v":"61-70"},273.74650211805999,{"$f":"INDEX(Data!$E$24:$E$47, MATCH(F85166&D85166, Data!$B$24:$B$47,0))","v":1.0684339161496522E-3},{"$f":"SUMPRODUCT((Data!$B$58:$B$60=Model!$F85166)*(Data!$C$57:$K$57=Model!$O85166)*(Data!$C$58:$K$60))","v":1.9802031311051838},80.197968688948166,1,{"$f":"IF(E85166<>\"Serviceable\",E85166,INDEX(Lists!$D$6:$D$8, MATCH(T85166,Lists!$C$6:$C$8,0)))","v":"Serviceable"},{"$f":"INDEX(Lists!$C$12:$C$26, MATCH(H85166, Lists!$B$12:$B$26,0))","v":"LV"}]
[null,198086,2009,"Wood Salt Impregnated (Green)","Serviceable","Class 2",0,"lv",940,2020,160,"No",false,10,{"$f":"INDEX(Lists!$B$32:$B$40, MATCH(YEAR(TODAY())-C85214, Lists!$C$32:$C$40,1))","v":"0-20"},299.21129301276324,{"$f":"INDEX(Data!$E$24:$E$47, MATCH(F85214&D85214, Data!$B$24:$B$47,0))","v":1.6118836915297091E-3},{"$f":"SUMPRODUCT((Data!$B$58:$B$60=Model!$F85214)*(Data!$C$57:$K$57=Model!$O85214)*(Data!$C$58:$K$60))","v":1.4303410669288035},145.69658933071196,1,{"$f":"IF(E85214<>\"Serviceable\",E85214,INDEX(Lists!$D$6:$D$8, MATCH(T85214,Lists!$C$6:$C$8,0)))","v":"Serviceable"},{"$f":"INDEX(Lists!$C$12:$C$26, MATCH(H85214, Lists!$B$12:$B$26,0))","v":"LV"}]
[null,198121,1962,"Wood Creos Impregnated","Serviceable","Class 3",0,"lv",1120,2020,90,"No",false,10,{"$f":"INDEX(Lists!$B$32:$B$40, MATCH(YEAR(TODAY())-C85236, Lists!$C$32:$C$40,1))","v":"61-70"},356.50707252584556,{"$f":"INDEX(Data!$E$24:$E$47, MATCH(F85236&D85236, Data!$B$24:$B$47,0))","v":1.0684339161496522E-3},{"$f":"SUMPRODUCT((Data!$B$58:$B$60=Model!$F85236)*(Data!$C$57:$K$57=Model!$O85236)*(Data!$C$58:$K$60))","v":1.9802031311051838},70.197968688948166,1,{"$f":"IF(E85236<>\"Serviceable\",E85236,INDEX(Lists!$D$6:$D$8, MATCH(T85236,Lists!$C$6:$C$8,0)))","v":"Serviceable"},{"$f":"INDEX(Lists!$C$12:$C$26, MATCH(H85236, Lists!$B$12:$B$26,0))","v":"LV"}]
[null,198207,1972,"Wood Creos Impregnated","Serviceable","Class 3",0,"lv",890,2020,100,"No",false,10,{"$f":"INDEX(Lists!$B$32:$B$40, MATCH(YEAR(TODAY())-C85286, Lists!$C$32:$C$40,1))","v":"51-60"},283.29579870357372,{"$f":"INDEX(Data!$E$24:$E$47, MATCH(F85286&D85286, Data!$B$24:$B$47,0))","v":1.0684339161496522E-3},{"$f":"SUMPRODUCT((Data!$B$58:$B$60=Model!$F85286)*(Data!$C$57:$K$57=Model!$O85286)*(Data!$C$58:$K$60))","v":2.6564859251595059},73.435140748404933,1,{"$f":"IF(E85286<>\"Serviceable\",E85286,INDEX(Lists!$D$6:$D$8, MATCH(T85286,Lists!$C$6:$C$8,0)))","v":"Serviceable"},{"$f":"INDEX(Lists!$C$12:$C$26, MATCH(H85286, Lists!$B$12:$B$26,0))","v":"LV"}]
[null,198417,1969,"Wood Creos Impregnated","Serviceable","Class 3",0,"lv",970,2020,100,"No",false,10,{"$f":"INDEX(Lists!$B$32:$B$40, MATCH(YEAR(TODAY())-C85377, Lists!$C$32:$C$40,1))","v":"51-60"},308.76058959827697,{"$f":"INDEX(Data!$E$24:$E$47, MATCH(F85377&D85377, Data!$B$24:$B$47,0))","v":1.0684339161496522E-3},{"$f":"SUMPRODUCT((Data!$B$58:$B$60=Model!$F85377)*(Data!$C$57:$K$57=Model!$O85377)*(Data!$C$58:$K$60))","v":2.6564859251595059},73.435140748404933,1,{"$f":"IF(E85377<>\"Serviceable\",E85377,INDEX(Lists!$D$6:$D$8, MATCH(T85377,Lists!$C$6:$C$8,0)))","v":"Serviceable"},{"$f":"INDEX(Lists!$C$12:$C$26, MATCH(H85377, Lists!$B$12:$B$26,0))","v":"LV"}]
[null,198498,1996,"Wood Untreated Dressed","Serviceable","Class 1",0,"lv/hv",1030,2021,150,"No",false,10,{"$f":"INDEX(Lists!$B$32:$B$40, MATCH(YEAR(TODAY())-C85411, Lists!$C$32:$C$40,1))","v":"21-30"},327.85918276930443,{"$f":"INDEX(Data!$E$24:$E$47, MATCH(F85411&D85411, Data!$B$24:$B$47,0))","v":1.9964561142097742E-3},{"$f":"SUMPRODUCT((Data!$B$58:$B$60=Model!$F85411)*(Data!$C$57:$K$57=Model!$O85411)*(Data!$C$58:$K$60))","v":2.1651652228345815},128.34834777165418,1,{"$f":"IF(E85411<>\"Serviceable\",E85411,INDEX(Lists!$D$6:$D$8, MATCH(T85411,Lists!$C$6:$C$8,0)))","v":"Serviceable"},{"$f":"INDEX(Lists!$C$12:$C$26, MATCH(H85411, Lists!$B$12:$B$26,0))","v":"HV"}]
[null,198650,1968,"Wood Creos Impregnated","Serviceable","Class 2",0,"lv/hv",940,2020,100,"No",false,10,{"$f":"INDEX(Lists!$B$32:$B$40, MATCH(YEAR(TODAY())-C85461, Lists!$C$32:$C$40,1))","v":"51-60"},299.21129301276324,{"$f":"INDEX(Data!$E$24:$E$47, MATCH(F85461&D85461, Data!$B$24:$B$47,0))","v":1.6118836915297091E-3},{"$f":"SUMPRODUCT((Data!$B$58:$B$60=Model!$F85461)*(Data!$C$57:$K$57=Model!$O85461)*(Data!$C$58:$K$60))","v":2.6773548093458861},73.226451906541143,1,{"$f":"IF(E85461<>\"Serviceable\",E85461,INDEX(Lists!$D$6:$D$8, MATCH(T85461,Lists!$C$6:$C$8,0)))","v":"Serviceable"},{"$f":"INDEX(Lists!$C$12:$C$26, MATCH(H85461, Lists!$B$12:$B$26,0))","v":"HV"}]
[null,198766,1977,"Wood Creos Impregnated","Serviceable","Class 3",0,"lv",760,2023,80,"Yes",false,9,{"$f":"INDEX(Lists!$B$32:$B$40, MATCH(YEAR(TODAY())-C85518, Lists!$C$32:$C$40,1))","v":"41-50"},241.91551349968091,{"$f":"INDEX(Data!$E$24:$E$47, MATCH(F85518&D85518, Data!$B$24:$B$47,0))","v":1.0684339161496522E-3},{"$f":"SUMPRODUCT((Data!$B$58:$B$60=Model!$F85518)*(Data!$C$57:$K$57=Model!$O85518)*(Data!$C$58:$K$60))","v":3.2595928155551883},50.663664660003306,2,{"$f":"IF(E85518<>\"Serviceable\",E85518,INDEX(Lists!$D$6:$D$8, MATCH(T85518,Lists!$C$6:$C$8,0)))","v":"Limited Life"},{"$f":"INDEX(Lists!$C$12:$C$26, MATCH(H85518, Lists!$B$12:$B$26,0))","v":"LV"}]
[null,198890,1978,"Wood Creos Impregnated","Serviceable","Class 1",0,"lv/hv",950,2023,100,"Yes",false,9,{"$f":"INDEX(Lists!$B$32:$B$40, MATCH(YEAR(TODAY())-C85586, Lists!$C$32:$C$40,1))","v":"41-50"},302.39439187460113,{"$f":"INDEX(Data!$E$24:$E$47, MATCH(F85586&D85586, Data!$B$24:$B$47,0))","v":9.9474993092014377E-4},{"$f":"SUMPRODUCT((Data!$B$58:$B$60=Model!$F85586)*(Data!$C$57:$K$57=Model!$O85586)*(Data!$C$58:$K$60))","v":1.7977578417715214},83.820179424056306,1,{"$f":"IF(E85586<>\"Serviceable\",E85586,INDEX(Lists!$D$6:$D$8, MATCH(T85586,Lists!$C$6:$C$8,0)))","v":"Serviceable"},{"$f":"INDEX(Lists!$C$12:$C$26, MATCH(H85586, Lists!$B$12:$B$26,0))","v":"HV"}]
[null,198929,1976,"Wood Creos Impregnated","Serviceable","Class 3",0,"lv/hv",890,2020,90,"No",false,10,{"$f":"INDEX(Lists!$B$32:$B$40, MATCH(YEAR(TODAY())-C85607, Lists!$C$32:$C$40,1))","v":"41-50"},283.29579870357372,{"$f":"INDEX(Data!$E$24:$E$47, MATCH(F85607&D85607, Data!$B$24:$B$47,0))","v":1.0684339161496522E-3},{"$f":"SUMPRODUCT((Data!$B$58:$B$60=Model!$F85607)*(Data!$C$57:$K$57=Model!$O85607)*(Data!$C$58:$K$60))","v":3.2595928155551883},57.404071844448119,2,{"$f":"IF(E85607<>\"Serviceable\",E85607,INDEX(Lists!$D$6:$D$8, MATCH(T85607,Lists!$C$6:$C$8,0)))","v":"Limited Life"},{"$f":"INDEX(Lists!$C$12:$C$26, MATCH(H85607, Lists!$B$12:$B$26,0))","v":"HV"}]
[null,199148,1972,"Wood Creos Impregnated","Serviceable","Class 3",0,"lv",870,2021,90,"No",false,10,{"$f":"INDEX(Lists!$B$32:$B$40, MATCH(YEAR(TODAY())-C85713, Lists!$C$32:$C$40,1))","v":"51-60"},276.92960097989788,{"$f":"INDEX(Data!$E$24:$E$47, MATCH(F85713&D85713, Data!$B$24:$B$47,0))","v":1.0684339161496522E-3},{"$f":"SUMPRODUCT((Data!$B$58:$B$60=Model!$F85713)*(Data!$C$57:$K$57=Model!$O85713)*(Data!$C$58:$K$60))","v":2.6564859251595059},63.43514074840494,2,{"$f":"IF(E85713<>\"Serviceable\",E85713,INDEX(Lists!$D$6:$D$8, MATCH(T85713,Lists!$C$6:$C$8,0)))","v":"Limited Life"},{"$f":"INDEX(Lists!$C$12:$C$26, MATCH(H85713, Lists!$B$12:$B$26,0))","v":"LV"}]
[null,199265,1962,"Wood Creos Impregnated","Serviceable","Class 3",0,"lv",880,2020,90,"No",false,10,{"$f":"INDEX(Lists!$B$32:$B$40, MATCH(YEAR(TODAY())-C85761, Lists!$C$32:$C$40,1))","v":"61-70"},280.11269984173578,{"$f":"INDEX(Data!$E$24:$E$47, MATCH(F85761&D85761, Data!$B$24:$B$47,0))","v":1.0684339161496522E-3},{"$f":"SUMPRODUCT((Data!$B$58:$B$60=Model!$F85761)*(Data!$C$57:$K$57=Model!$O85761)*(Data!$C$58:$K$60))","v":1.9802031311051838},70.197968688948166,1,{"$f":"IF(E85761<>\"Serviceable\",E85761,INDEX(Lists!$D$6:$D$8, MATCH(T85761,Lists!$C$6:$C$8,0)))","v":"Serviceable"},{"$f":"INDEX(Lists!$C$12:$C$26, MATCH(H85761, Lists!$B$12:$B$26,0))","v":"LV"}]
[null,199322,1964,"Wood Creos Impregnated","Serviceable","Class 3",0,"lv",880,2021,90,"No",false,10,{"$f":"INDEX(Lists!$B$32:$B$40, MATCH(YEAR(TODAY())-C85782, Lists!$C$32:$C$40,1))","v":"61-70"},280.11269984173578,{"$f":"INDEX(Data!$E$24:$E$47, MATCH(F85782&D85782, Data!$B$24:$B$47,0))","v":1.0684339161496522E-3},{"$f":"SUMPRODUCT((Data!$B$58:$B$60=Model!$F85782)*(Data!$C$57:$K$57=Model!$O85782)*(Data!$C$58:$K$60))","v":1.9802031311051838},70.197968688948166,1,{"$f":"IF(E85782<>\"Serviceable\",E85782,INDEX(Lists!$D$6:$D$8, MATCH(T85782,Lists!$C$6:$C$8,0)))","v":"Serviceable"},{"$f":"INDEX(Lists!$C$12:$C$26, MATCH(H85782, Lists!$B$12:$B$26,0))","v":"LV"}]
[null,199548,1968,"Wood Creos Impregnated","Serviceable","Class 3",0,"hv",942,2022,80,"Yes",false,9,{"$f":"INDEX(Lists!$B$32:$B$40, MATCH(YEAR(TODAY())-C85854, Lists!$C$32:$C$40,1))","v":"51-60"},299.8479127851308,{"$f":"INDEX(Data!$E$24:$E$47, MATCH(F85854&D85854, Data!$B$24:$B$47,0))","v":1.0684339161496522E-3},{"$f":"SUMPRODUCT((Data!$B$58:$B$60=Model!$F85854)*(Data!$C$57:$K$57=Model!$O85854)*(Data!$C$58:$K$60))","v":2.6564859251595059},56.091626673564448,2,{"$f":"IF(E85854<>\"Serviceable\",E85854,INDEX(Lists!$D$6:$D$8, MATCH(T85854,Lists!$C$6:$C$8,0)))","v":"Limited Life"},{"$f":"INDEX(Lists!$C$12:$C$26, MATCH(H85854, Lists!$B$12:$B$26,0))","v":"HV"}]
[null,199597,1936,"Wood Untreated Dressed","Serviceable","Class 1",0,"lv",910,2021,90,"No",false,10,{"$f":"INDEX(Lists!$B$32:$B$40, MATCH(YEAR(TODAY())-C85881, Lists!$C$32:$C$40,1))","v":"81-90"},289.66199642724951,{"$f":"INDEX(Data!$E$24:$E$47, MATCH(F85881&D85881, Data!$B$24:$B$47,0))","v":1.9964561142097742E-3},{"$f":"SUMPRODUCT((Data!$B$58:$B$60=Model!$F85881)*(Data!$C$57:$K$57=Model!$O85881)*(Data!$C$58:$K$60))","v":2.8392735823590045},61.607264176409956,1,{"$f":"IF(E85881<>\"Serviceable\",E85881,INDEX(Lists!$D$6:$D$8, MATCH(T85881,Lists!$C$6:$C$8,0)))","v":"Serviceable"},{"$f":"INDEX(Lists!$C$12:$C$26, MATCH(H85881, Lists!$B$12:$B$26,0))","v":"LV"}]
[null,199838,1977,"Wood Creos Impregnated","Serviceable","Class 3",0,"lv/hv",940,2023,100,"Yes",false,9,{"$f":"INDEX(Lists!$B$32:$B$40, MATCH(YEAR(TODAY())-C85957, Lists!$C$32:$C$40,1))","v":"41-50"},299.21129301276324,{"$f":"INDEX(Data!$E$24:$E$47, MATCH(F85957&D85957, Data!$B$24:$B$47,0))","v":1.0684339161496522E-3},{"$f":"SUMPRODUCT((Data!$B$58:$B$60=Model!$F85957)*(Data!$C$57:$K$57=Model!$O85957)*(Data!$C$58:$K$60))","v":3.2595928155551883},70.663664660003306,1,{"$f":"IF(E85957<>\"Serviceable\",E85957,INDEX(Lists!$D$6:$D$8, MATCH(T85957,Lists!$C$6:$C$8,0)))","v":"Serviceable"},{"$f":"INDEX(Lists!$C$12:$C$26, MATCH(H85957, Lists!$B$12:$B$26,0))","v":"HV"}]
[null,199917,1974,"Wood Creos Impregnated","Serviceable","Class 1",0,"lv/hv",890,2021,120,"No",false,10,{"$f":"INDEX(Lists!$B$32:$B$40, MATCH(YEAR(TODAY())-C85995, Lists!$C$32:$C$40,1))","v":"51-60"},283.29579870357372,{"$f":"INDEX(Data!$E$24:$E$47, MATCH(F85995&D85995, Data!$B$24:$B$47,0))","v":9.9474993092014377E-4},{"$f":"SUMPRODUCT((Data!$B$58:$B$60=Model!$F85995)*(Data!$C$57:$K$57=Model!$O85995)*(Data!$C$58:$K$60))","v":1.3557210085184006},106.44278991481599,1,{"$f":"IF(E85995<>\"Serviceable\",E85995,INDEX(Lists!$D$6:$D$8, MATCH(T85995,Lists!$C$6:$C$8,0)))","v":"Serviceable"},{"$f":"INDEX(Lists!$C$12:$C$26, MATCH(H85995, Lists!$B$12:$B$26,0))","v":"HV"}]
[null,200112,1973,"Wood Creos Impregnated","Serviceable","Class 1",0,"lv",790,2021,110,"No",false,10,{"$f":"INDEX(Lists!$B$32:$B$40, MATCH(YEAR(TODAY())-C86082, Lists!$C$32:$C$40,1))","v":"51-60"},251.46481008519464,{"$f":"INDEX(Data!$E$24:$E$47, MATCH(F86082&D86082, Data!$B$24:$B$47,0))","v":9.9474993092014377E-4},{"$f":"SUMPRODUCT((Data!$B$58:$B$60=Model!$F86082)*(Data!$C$57:$K$57=Model!$O86082)*(Data!$C$58:$K$60))","v":1.3557210085184006},96.44278991481599,1,{"$f":"IF(E86082<>\"Serviceable\",E86082,INDEX(Lists!$D$6:$D$8, MATCH(T86082,Lists!$C$6:$C$8,0)))","v":"Serviceable"},{"$f":"INDEX(Lists!$C$12:$C$26, MATCH(H86082, Lists!$B$12:$B$26,0))","v":"LV"}]
[null,200200,1963,"Wood Creos Impregnated","Serviceable","Class 3",0,"pl",1070,2023,130,"No",false,10,{"$f":"INDEX(Lists!$B$32:$B$40, MATCH(YEAR(TODAY())-C86132, Lists!$C$32:$C$40,1))","v":"61-70"},340.59157821665605,{"$f":"INDEX(Data!$E$24:$E$47, MATCH(F86132&D86132, Data!$B$24:$B$47,0))","v":1.0684339161496522E-3},{"$f":"SUMPRODUCT((Data!$B$58:$B$60=Model!$F86132)*(Data!$C$57:$K$57=Model!$O86132)*(Data!$C$58:$K$60))","v":1.9802031311051838},110.19796868894817,1,{"$f":"IF(E86132<>\"Serviceable\",E86132,INDEX(Lists!$D$6:$D$8, MATCH(T86132,Lists!$C$6:$C$8,0)))","v":"Serviceable"},{"$f":"INDEX(Lists!$C$12:$C$26, MATCH(H86132, Lists!$B$12:$B$26,0))","v":"LV"}]
[null,200319,1935,"Wood Untreated Dressed","Serviceable","Class 1",0,"lv/hv",930,2021,100,"No",false,10,{"$f":"INDEX(Lists!$B$32:$B$40, MATCH(YEAR(TODAY())-C86190, Lists!$C$32:$C$40,1))","v":"81-90"},296.02819415092534,{"$f":"INDEX(Data!$E$24:$E$47, MATCH(F86190&D86190, Data!$B$24:$B$47,0))","v":1.9964561142097742E-3},{"$f":"SUMPRODUCT((Data!$B$58:$B$60=Model!$F86190)*(Data!$C$57:$K$57=Model!$O86190)*(Data!$C$58:$K$60))","v":2.8392735823590045},71.607264176409956,1,{"$f":"IF(E86190<>\"Serviceable\",E86190,INDEX(Lists!$D$6:$D$8, MATCH(T86190,Lists!$C$6:$C$8,0)))","v":"Serviceable"},{"$f":"INDEX(Lists!$C$12:$C$26, MATCH(H86190, Lists!$B$12:$B$26,0))","v":"HV"}]
[null,200455,1960,"Wood Creos Impregnated","Serviceable","Class 3",0,"lv",780,2021,100,"No",false,10,{"$f":"INDEX(Lists!$B$32:$B$40, MATCH(YEAR(TODAY())-C86257, Lists!$C$32:$C$40,1))","v":"61-70"},248.28171122335672,{"$f":"INDEX(Data!$E$24:$E$47, MATCH(F86257&D86257, Data!$B$24:$B$47,0))","v":1.0684339161496522E-3},{"$f":"SUMPRODUCT((Data!$B$58:$B$60=Model!$F86257)*(Data!$C$57:$K$57=Model!$O86257)*(Data!$C$58:$K$60))","v":1.9802031311051838},80.197968688948166,1,{"$f":"IF(E86257<>\"Serviceable\",E86257,INDEX(Lists!$D$6:$D$8, MATCH(T86257,Lists!$C$6:$C$8,0)))","v":"Serviceable"},{"$f":"INDEX(Lists!$C$12:$C$26, MATCH(H86257, Lists!$B$12:$B$26,0))","v":"LV"}]
[null,200534,1939,"Wood Untreated Dressed","Serviceable","Class 1",0,"lv",920,2021,110,"No",false,10,{"$f":"INDEX(Lists!$B$32:$B$40, MATCH(YEAR(TODAY())-C86307, Lists!$C$32:$C$40,1))","v":"81-90"},292.84509528908745,{"$f":"INDEX(Data!$E$24:$E$47, MATCH(F86307&D86307, Data!$B$24:$B$47,0))","v":1.9964561142097742E-3},{"$f":"SUMPRODUCT((Data!$B$58:$B$60=Model!$F86307)*(Data!$C$57:$K$57=Model!$O86307)*(Data!$C$58:$K$60))","v":2.8392735823590045},81.607264176409956,1,{"$f":"IF(E86307<>\"Serviceable\",E86307,INDEX(Lists!$D$6:$D$8, MATCH(T86307,Lists!$C$6:$C$8,0)))","v":"Serviceable"},{"$f":"INDEX(Lists!$C$12:$C$26, MATCH(H86307, Lists!$B$12:$B$26,0))","v":"LV"}]
[null,200633,1962,"Wood Creos Impregnated","Serviceable","Class 3",0,"lv",1040,2021,100,"No",false,10,{"$f":"INDEX(Lists!$B$32:$B$40, MATCH(YEAR(TODAY())-C86357, Lists!$C$32:$C$40,1))","v":"61-70"},331.04228163114232,{"$f":"INDEX(Data!$E$24:$E$47, MATCH(F86357&D86357, Data!$B$24:$B$47,0))","v":1.0684339161496522E-3},{"$f":"SUMPRODUCT((Data!$B$58:$B$60=Model!$F86357)*(Data!$C$57:$K$57=Model!$O86357)*(Data!$C$58:$K$60))","v":1.9802031311051838},80.197968688948166,1,{"$f":"IF(E86357<>\"Serviceable\",E86357,INDEX(Lists!$D$6:$D$8, MATCH(T86357,Lists!$C$6:$C$8,0)))","v":"Serviceable"},{"$f":"INDEX(Lists!$C$12:$C$26, MATCH(H86357, Lists!$B$12:$B$26,0))","v":"LV"}]
[null,200680,1966,"Wood Creos Impregnated","Serviceable","Class 3",0,"lv/hv",890,2022,80,"No",false,10,{"$f":"INDEX(Lists!$B$32:$B$40, MATCH(YEAR(TODAY())-C86375, Lists!$C$32:$C$40,1))","v":"51-60"},283.29579870357372,{"$f":"INDEX(Data!$E$24:$E$47, MATCH(F86375&D86375, Data!$B$24:$B$47,0))","v":1.0684339161496522E-3},{"$f":"SUMPRODUCT((Data!$B$58:$B$60=Model!$F86375)*(Data!$C$57:$K$57=Model!$O86375)*(Data!$C$58:$K$60))","v":2.6564859251595059},53.43514074840494,2,{"$f":"IF(E86375<>\"Serviceable\",E86375,INDEX(Lists!$D$6:$D$8, MATCH(T86375,Lists!$C$6:$C$8,0)))","v":"Limited Life"},{"$f":"INDEX(Lists!$C$12:$C$26, MATCH(H86375, Lists!$B$12:$B$26,0))","v":"HV"}]
[null,200778,1979,"Wood Creos Impregnated","Serviceable","Class 2",0,"lv",890,2021,110,"No",false,10,{"$f":"INDEX(Lists!$B$32:$B$40, MATCH(YEAR(TODAY())-C86427, Lists!$C$32:$C$40,1))","v":"41-50"},283.29579870357372,{"$f":"INDEX(Data!$E$24:$E$47, MATCH(F86427&D86427, Data!$B$24:$B$47,0))","v":1.6118836915297091E-3},{"$f":"SUMPRODUCT((Data!$B$58:$B$60=Model!$F86427)*(Data!$C$57:$K$57=Model!$O86427)*(Data!$C$58:$K$60))","v":3.126815166746074},78.731848332539258,1,{"$f":"IF(E86427<>\"Serviceable\",E86427,INDEX(Lists!$D$6:$D$8, MATCH(T86427,Lists!$C$6:$C$8,0)))","v":"Serviceable"},{"$f":"INDEX(Lists!$C$12:$C$26, MATCH(H86427, Lists!$B$12:$B$26,0))","v":"LV"}]
[null,200942,1935,"Wood Untreated Dressed","Serviceable","Class 1",0,"lv/hv",785,2021,100,"No",false,10,{"$f":"INDEX(Lists!$B$32:$B$40, MATCH(YEAR(TODAY())-C86503, Lists!$C$32:$C$40,1))","v":"81-90"},249.8732606542757,{"$f":"INDEX(Data!$E$24:$E$47, MATCH(F86503&D86503, Data!$B$24:$B$47,0))","v":1.9964561142097742E-3},{"$f":"SUMPRODUCT((Data!$B$58:$B$60=Model!$F86503)*(Data!$C$57:$K$57=Model!$O86503)*(Data!$C$58:$K$60))","v":2.8392735823590045},71.607264176409956,1,{"$f":"IF(E86503<>\"Serviceable\",E86503,INDEX(Lists!$D$6:$D$8, MATCH(T86503,Lists!$C$6:$C$8,0)))","v":"Serviceable"},{"$f":"INDEX(Lists!$C$12:$C$26, MATCH(H86503, Lists!$B$12:$B$26,0))","v":"HV"}]
[null,201103,1963,"Wood Creos Impregnated","Serviceable","Class 3",0,"lv/hv",940,2021,70,"No",false,10,{"$f":"INDEX(Lists!$B$32:$B$40, MATCH(YEAR(TODAY())-C86570, Lists!$C$32:$C$40,1))","v":"61-70"},299.21129301276324,{"$f":"INDEX(Data!$E$24:$E$47, MATCH(F86570&D86570, Data!$B$24:$B$47,0))","v":1.0684339161496522E-3},{"$f":"SUMPRODUCT((Data!$B$58:$B$60=Model!$F86570)*(Data!$C$57:$K$57=Model!$O86570)*(Data!$C$58:$K$60))","v":1.9802031311051838},50.197968688948166,2,{"$f":"IF(E86570<>\"Serviceable\",E86570,INDEX(Lists!$D$6:$D$8, MATCH(T86570,Lists!$C$6:$C$8,0)))","v":"Limited Life"},{"$f":"INDEX(Lists!$C$12:$C$26, MATCH(H86570, Lists!$B$12:$B$26,0))","v":"HV"}]
[null,201165,1973,"Wood Creos Impregnated","Serviceable","Class 3",0,"lv",860,2023,100,"No",false,10,{"$f":"INDEX(Lists!$B$32:$B$40, MATCH(YEAR(TODAY())-C86602, Lists!$C$32:$C$40,1))","v":"51-60"},273.74650211805999,{"$f":"INDEX(Data!$E$24:$E$47, MATCH(F86602&D86602, Data!$B$24:$B$47,0))","v":1.0684339161496522E-3},{"$f":"SUMPRODUCT((Data!$B$58:$B$60=Model!$F86602)*(Data!$C$57:$K$57=Model!$O86602)*(Data!$C$58:$K$60))","v":2.6564859251595059},73.435140748404933,1,{"$f":"IF(E86602<>\"Serviceable\",E86602,INDEX(Lists!$D$6:$D$8, MATCH(T86602,Lists!$C$6:$C$8,0)))","v":"Serviceable"},{"$f":"INDEX(Lists!$C$12:$C$26, MATCH(H86602, Lists!$B$12:$B$26,0))","v":"LV"}]
[null,201316,1939,"Wood Untreated Dressed","Serviceable","Class 1",0,"lv",820,2021,100,"No",false,10,{"$f":"INDEX(Lists!$B$32:$B$40, MATCH(YEAR(TODAY())-C86678, Lists!$C$32:$C$40,1))","v":"81-90"},261.01410667070837,{"$f":"INDEX(Data!$E$24:$E$47, MATCH(F86678&D86678, Data!$B$24:$B$47,0))","v":1.9964561142097742E-3},{"$f":"SUMPRODUCT((Data!$B$58:$B$60=Model!$F86678)*(Data!$C$57:$K$57=Model!$O86678)*(Data!$C$58:$K$60))","v":2.8392735823590045},71.607264176409956,1,{"$f":"IF(E86678<>\"Serviceable\",E86678,INDEX(Lists!$D$6:$D$8, MATCH(T86678,Lists!$C$6:$C$8,0)))","v":"Serviceable"},{"$f":"INDEX(Lists!$C$12:$C$26, MATCH(H86678, Lists!$B$12:$B$26,0))","v":"LV"}]
[null,201416,1968,"Wood Creos Impregnated","Serviceable","Class 2",0,"lv",810,2022,130,"No",false,10,{"$f":"INDEX(Lists!$B$32:$B$40, MATCH(YEAR(TODAY())-C86711, Lists!$C$32:$C$40,1))","v":"51-60"},257.83100780887048,{"$f":"INDEX(Data!$E$24:$E$47, MATCH(F86711&D86711, Data!$B$24:$B$47,0))","v":1.6118836915297091E-3},{"$f":"SUMPRODUCT((Data!$B$58:$B$60=Model!$F86711)*(Data!$C$57:$K$57=Model!$O86711)*(Data!$C$58:$K$60))","v":2.6773548093458861},103.22645190654114,1,{"$f":"IF(E86711<>\"Serviceable\",E86711,INDEX(Lists!$D$6:$D$8, MATCH(T86711,Lists!$C$6:$C$8,0)))","v":"Serviceable"},{"$f":"INDEX(Lists!$C$12:$C$26, MATCH(H86711, Lists!$B$12:$B$26,0))","v":"LV"}]
[null,201669,1966,"Wood Creos Impregnated","Serviceable","Class 3",0,"pl",1170,2023,100,"No",false,10,{"$f":"INDEX(Lists!$B$32:$B$40, MATCH(YEAR(TODAY())-C86803, Lists!$C$32:$C$40,1))","v":"51-60"},372.42256683503513,{"$f":"INDEX(Data!$E$24:$E$47, MATCH(F86803&D86803, Data!$B$24:$B$47,0))","v":1.0684339161496522E-3},{"$f":"SUMPRODUCT((Data!$B$58:$B$60=Model!$F86803)*(Data!$C$57:$K$57=Model!$O86803)*(Data!$C$58:$K$60))","v":2.6564859251595059},73.435140748404933,1,{"$f":"IF(E86803<>\"Serviceable\",E86803,INDEX(Lists!$D$6:$D$8, MATCH(T86803,Lists!$C$6:$C$8,0)))","v":"Serviceable"},{"$f":"INDEX(Lists!$C$12:$C$26, MATCH(H86803, Lists!$B$12:$B$26,0))","v":"LV"}]
[null,201788,1987,"Wood Untreated Round","Serviceable","Class 1",0,"lv",1050,2020,150,"No",false,10,{"$f":"INDEX(Lists!$B$32:$B$40, MATCH(YEAR(TODAY())-C86853, Lists!$C$32:$C$40,1))","v":"31-40"},334.22538049298021,{"$f":"INDEX(Data!$E$24:$E$47, MATCH(F86853&D86853, Data!$B$24:$B$47,0))","v":1.9964561142097742E-3},{"$f":"SUMPRODUCT((Data!$B$58:$B$60=Model!$F86853)*(Data!$C$57:$K$57=Model!$O86853)*(Data!$C$58:$K$60))","v":3.0038452968326621},119.96154703167338,1,{"$f":"IF(E86853<>\"Serviceable\",E86853,INDEX(Lists!$D$6:$D$8, MATCH(T86853,Lists!$C$6:$C$8,0)))","v":"Serviceable"},{"$f":"INDEX(Lists!$C$12:$C$26, MATCH(H86853, Lists!$B$12:$B$26,0))","v":"LV"}]
[null,202025,1965,"Wood Creos Impregnated","Serviceable","Class 3",0,"lv",900,2023,80,"No",false,10,{"$f":"INDEX(Lists!$B$32:$B$40, MATCH(YEAR(TODAY())-C86906, Lists!$C$32:$C$40,1))","v":"51-60"},286.47889756541161,{"$f":"INDEX(Data!$E$24:$E$47, MATCH(F86906&D86906, Data!$B$24:$B$47,0))","v":1.0684339161496522E-3},{"$f":"SUMPRODUCT((Data!$B$58:$B$60=Model!$F86906)*(Data!$C$57:$K$57=Model!$O86906)*(Data!$C$58:$K$60))","v":2.6564859251595059},53.43514074840494,2,{"$f":"IF(E86906<>\"Serviceable\",E86906,INDEX(Lists!$D$6:$D$8, MATCH(T86906,Lists!$C$6:$C$8,0)))","v":"Limited Life"},{"$f":"INDEX(Lists!$C$12:$C$26, MATCH(H86906, Lists!$B$12:$B$26,0))","v":"LV"}]
[null,202125,1974,"Wood Creos Impregnated","Serviceable","Class 1",0,"pl",870,2022,90,"No",false,10,{"$f":"INDEX(Lists!$B$32:$B$40, MATCH(YEAR(TODAY())-C86923, Lists!$C$32:$C$40,1))","v":"51-60"},276.92960097989788,{"$f":"INDEX(Data!$E$24:$E$47, MATCH(F86923&D86923, Data!$B$24:$B$47,0))","v":9.9474993092014377E-4},{"$f":"SUMPRODUCT((Data!$B$58:$B$60=Model!$F86923)*(Data!$C$57:$K$57=Model!$O86923)*(Data!$C$58:$K$60))","v":1.3557210085184006},76.44278991481599,1,{"$f":"IF(E86923<>\"Serviceable\",E86923,INDEX(Lists!$D$6:$D$8, MATCH(T86923,Lists!$C$6:$C$8,0)))","v":"Serviceable"},{"$f":"INDEX(Lists!$C$12:$C$26, MATCH(H86923, Lists!$B$12:$B$26,0))","v":"LV"}]
[null,202636,1962,"Wood Creos Impregnated","Serviceable","Class 3",0,"lv",942,2023,110,"No",false,10,{"$f":"INDEX(Lists!$B$32:$B$40, MATCH(YEAR(TODAY())-C87028, Lists!$C$32:$C$40,1))","v":"61-70"},299.8479127851308,{"$f":"INDEX(Data!$E$24:$E$47, MATCH(F87028&D87028, Data!$B$24:$B$47,0))","v":1.0684339161496522E-3},{"$f":"SUMPRODUCT((Data!$B$58:$B$60=Model!$F87028)*(Data!$C$57:$K$57=Model!$O87028)*(Data!$C$58:$K$60))","v":1.9802031311051838},90.197968688948166,1,{"$f":"IF(E87028<>\"Serviceable\",E87028,INDEX(Lists!$D$6:$D$8, MATCH(T87028,Lists!$C$6:$C$8,0)))","v":"Serviceable"},{"$f":"INDEX(Lists!$C$12:$C$26, MATCH(H87028, Lists!$B$12:$B$26,0))","v":"LV"}]
[null,202697,1938,"Wood Creos Impregnated","Serviceable","Class 1",0,"lv/hv/sub-transmission",1240,2020,80,"No",false,10,{"$f":"INDEX(Lists!$B$32:$B$40, MATCH(YEAR(TODAY())-C87047, Lists!$C$32:$C$40,1))","v":"81-90"},394.70425886790042,{"$f":"INDEX(Data!$E$24:$E$47, MATCH(F87047&D87047, Data!$B$24:$B$47,0))","v":9.9474993092014377E-4},{"$f":"SUMPRODUCT((Data!$B$58:$B$60=Model!$F87047)*(Data!$C$57:$K$57=Model!$O87047)*(Data!$C$58:$K$60))","v":2.8392735823590045},51.607264176409956,1,{"$f":"IF(E87047<>\"Serviceable\",E87047,INDEX(Lists!$D$6:$D$8, MATCH(T87047,Lists!$C$6:$C$8,0)))","v":"Serviceable"},{"$f":"INDEX(Lists!$C$12:$C$26, MATCH(H87047, Lists!$B$12:$B$26,0))","v":"Sub-T"}]
[null,202803,1968,"Wood Creos Impregnated","Serviceable","Class 2",0,"lv",750,2020,100,"No",false,10,{"$f":"INDEX(Lists!$B$32:$B$40, MATCH(YEAR(TODAY())-C87098, Lists!$C$32:$C$40,1))","v":"51-60"},238.73241463784302,{"$f":"INDEX(Data!$E$24:$E$47, MATCH(F87098&D87098, Data!$B$24:$B$47,0))","v":1.6118836915297091E-3},{"$f":"SUMPRODUCT((Data!$B$58:$B$60=Model!$F87098)*(Data!$C$57:$K$57=Model!$O87098)*(Data!$C$58:$K$60))","v":2.6773548093458861},73.226451906541143,1,{"$f":"IF(E87098<>\"Serviceable\",E87098,INDEX(Lists!$D$6:$D$8, MATCH(T87098,Lists!$C$6:$C$8,0)))","v":"Serviceable"},{"$f":"INDEX(Lists!$C$12:$C$26, MATCH(H87098, Lists!$B$12:$B$26,0))","v":"LV"}]
[null,203043,1961,"Wood Creos Impregnated","Serviceable","Class 3",0,"pl",840,2022,70,"No",false,10,{"$f":"INDEX(Lists!$B$32:$B$40, MATCH(YEAR(TODAY())-C87148, Lists!$C$32:$C$40,1))","v":"61-70"},267.38030439438415,{"$f":"INDEX(Data!$E$24:$E$47, MATCH(F87148&D87148, Data!$B$24:$B$47,0))","v":1.0684339161496522E-3},{"$f":"SUMPRODUCT((Data!$B$58:$B$60=Model!$F87148)*(Data!$C$57:$K$57=Model!$O87148)*(Data!$C$58:$K$60))","v":1.9802031311051838},50.197968688948166,2,{"$f":"IF(E87148<>\"Serviceable\",E87148,INDEX(Lists!$D$6:$D$8, MATCH(T87148,Lists!$C$6:$C$8,0)))","v":"Limited Life"},{"$f":"INDEX(Lists!$C$12:$C$26, MATCH(H87148, Lists!$B$12:$B$26,0))","v":"LV"}]
[null,203626,1968,"Wood Creos Impregnated","Serviceable","Class 3",0,"lv/hv/sub-transmission",970,2023,100,"Yes",false,9,{"$f":"INDEX(Lists!$B$32:$B$40, MATCH(YEAR(TODAY())-C87210, Lists!$C$32:$C$40,1))","v":"51-60"},308.76058959827697,{"$f":"INDEX(Data!$E$24:$E$47, MATCH(F87210&D87210, Data!$B$24:$B$47,0))","v":1.0684339161496522E-3},{"$f":"SUMPRODUCT((Data!$B$58:$B$60=Model!$F87210)*(Data!$C$57:$K$57=Model!$O87210)*(Data!$C$58:$K$60))","v":2.6564859251595059},76.091626673564448,1,{"$f":"IF(E87210<>\"Serviceable\",E87210,INDEX(Lists!$D$6:$D$8, MATCH(T87210,Lists!$C$6:$C$8,0)))","v":"Serviceable"},{"$f":"INDEX(Lists!$C$12:$C$26, MATCH(H87210, Lists!$B$12:$B$26,0))","v":"Sub-T"}]
[null,208564,1980,"Wood Untreated Dressed","Serviceable","Class 1",0,"lv",870,2021,110,"No",false,10,{"$f":"INDEX(Lists!$B$32:$B$40, MATCH(YEAR(TODAY())-C87273, Lists!$C$32:$C$40,1))","v":"41-50"},276.92960097989788,{"$f":"INDEX(Data!$E$24:$E$47, MATCH(F87273&D87273, Data!$B$24:$B$47,0))","v":1.9964561142097742E-3},{"$f":"SUMPRODUCT((Data!$B$58:$B$60=Model!$F87273)*(Data!$C$57:$K$57=Model!$O87273)*(Data!$C$58:$K$60))","v":1.7977578417715214},92.022421582284778,1,{"$f":"IF(E87273<>\"Serviceable\",E87273,INDEX(Lists!$D$6:$D$8, MATCH(T87273,Lists!$C$6:$C$8,0)))","v":"Serviceable"},{"$f":"INDEX(Lists!$C$12:$C$26, MATCH(H87273, Lists!$B$12:$B$26,0))","v":"LV"}]
[null,208696,1990,"Wood Creos Impregnated","Serviceable","Class 3",0,"lv",800,2023,80,"No",false,10,{"$f":"INDEX(Lists!$B$32:$B$40, MATCH(YEAR(TODAY())-C87323, Lists!$C$32:$C$40,1))","v":"31-40"},254.64790894703253,{"$f":"INDEX(Data!$E$24:$E$47, MATCH(F87323&D87323, Data!$B$24:$B$47,0))","v":1.0684339161496522E-3},{"$f":"SUMPRODUCT((Data!$B$58:$B$60=Model!$F87323)*(Data!$C$57:$K$57=Model!$O87323)*(Data!$C$58:$K$60))","v":3.6307860245411354},43.692139754588645,2,{"$f":"IF(E87323<>\"Serviceable\",E87323,INDEX(Lists!$D$6:$D$8, MATCH(T87323,Lists!$C$6:$C$8,0)))","v":"Limited Life"},{"$f":"INDEX(Lists!$C$12:$C$26, MATCH(H87323, Lists!$B$12:$B$26,0))","v":"LV"}]
[null,208859,1965,"Wood Creos Impregnated","Serviceable","Class 3",0,"lv",800,2020,90,"No",false,10,{"$f":"INDEX(Lists!$B$32:$B$40, MATCH(YEAR(TODAY())-C87405, Lists!$C$32:$C$40,1))","v":"51-60"},254.64790894703253,{"$f":"INDEX(Data!$E$24:$E$47, MATCH(F87405&D87405, Data!$B$24:$B$47,0))","v":1.0684339161496522E-3},{"$f":"SUMPRODUCT((Data!$B$58:$B$60=Model!$F87405)*(Data!$C$57:$K$57=Model!$O87405)*(Data!$C$58:$K$60))","v":2.6564859251595059},63.43514074840494,2,{"$f":"IF(E87405<>\"Serviceable\",E87405,INDEX(Lists!$D$6:$D$8, MATCH(T87405,Lists!$C$6:$C$8,0)))","v":"Limited Life"},{"$f":"INDEX(Lists!$C$12:$C$26, MATCH(H87405, Lists!$B$12:$B$26,0))","v":"LV"}]
[null,208938,1982,"Wood Creos Impregnated","Serviceable","Class 3",0,"lv",999,2023,50,"No",false,10,{"$f":"INDEX(Lists!$B$32:$B$40, MATCH(YEAR(TODAY())-C87448, Lists!$C$32:$C$40,1))","v":"41-50"},317.99157629760691,{"$f":"INDEX(Data!$E$24:$E$47, MATCH(F87448&D87448, Data!$B$24:$B$47,0))","v":1.0684339161496522E-3},{"$f":"SUMPRODUCT((Data!$B$58:$B$60=Model!$F87448)*(Data!$C$57:$K$57=Model!$O87448)*(Data!$C$58:$K$60))","v":3.2595928155551883},17.404071844448119,3,{"$f":"IF(E87448<>\"Serviceable\",E87448,INDEX(Lists!$D$6:$D$8, MATCH(T87448,Lists!$C$6:$C$8,0)))","v":"Unserviceable"},{"$f":"INDEX(Lists!$C$12:$C$26, MATCH(H87448, Lists!$B$12:$B$26,0))","v":"LV"}]
[null,208977,1980,"Wood Untreated Dressed","Serviceable","Class 1",0,"lv",920,2023,120,"No",false,10,{"$f":"INDEX(Lists!$B$32:$B$40, MATCH(YEAR(TODAY())-C87469, Lists!$C$32:$C$40,1))","v":"41-50"},292.84509528908745,{"$f":"INDEX(Data!$E$24:$E$47, MATCH(F87469&D87469, Data!$B$24:$B$47,0))","v":1.9964561142097742E-3},{"$f":"SUMPRODUCT((Data!$B$58:$B$60=Model!$F87469)*(Data!$C$57:$K$57=Model!$O87469)*(Data!$C$58:$K$60))","v":1.7977578417715214},102.02242158228478,1,{"$f":"IF(E87469<>\"Serviceable\",E87469,INDEX(Lists!$D$6:$D$8, MATCH(T87469,Lists!$C$6:$C$8,0)))","v":"Serviceable"},{"$f":"INDEX(Lists!$C$12:$C$26, MATCH(H87469, Lists!$B$12:$B$26,0))","v":"LV"}]
[null,209159,1970,"Wood Creos Impregnated","Serviceable","Class 3",0,"lv/hv",1100,2020,80,"No",false,10,{"$f":"INDEX(Lists!$B$32:$B$40, MATCH(YEAR(TODAY())-C87546, Lists!$C$32:$C$40,1))","v":"51-60"},350.14087480216978,{"$f":"INDEX(Data!$E$24:$E$47, MATCH(F87546&D87546, Data!$B$24:$B$47,0))","v":1.0684339161496522E-3},{"$f":"SUMPRODUCT((Data!$B$58:$B$60=Model!$F87546)*(Data!$C$57:$K$57=Model!$O87546)*(Data!$C$58:$K$60))","v":2.6564859251595059},53.43514074840494,2,{"$f":"IF(E87546<>\"Serviceable\",E87546,INDEX(Lists!$D$6:$D$8, MATCH(T87546,Lists!$C$6:$C$8,0)))","v":"Limited Life"},{"$f":"INDEX(Lists!$C$12:$C$26, MATCH(H87546, Lists!$B$12:$B$26,0))","v":"HV"}]
[null,209479,1967,"Wood Creos Impregnated","Serviceable","Class 3",0,"lv/hv",970,2021,100,"No",false,10,{"$f":"INDEX(Lists!$B$32:$B$40, MATCH(YEAR(TODAY())-C87623, Lists!$C$32:$C$40,1))","v":"51-60"},308.76058959827697,{"$f":"INDEX(Data!$E$24:$E$47, MATCH(F87623&D87623, Data!$B$24:$B$47,0))","v":1.0684339161496522E-3},{"$f":"SUMPRODUCT((Data!$B$58:$B$60=Model!$F87623)*(Data!$C$57:$K$57=Model!$O87623)*(Data!$C$58:$K$60))","v":2.6564859251595059},73.435140748404933,1,{"$f":"IF(E87623<>\"Serviceable\",E87623,INDEX(Lists!$D$6:$D$8, MATCH(T87623,Lists!$C$6:$C$8,0)))","v":"Serviceable"},{"$f":"INDEX(Lists!$C$12:$C$26, MATCH(H87623, Lists!$B$12:$B$26,0))","v":"HV"}]
[null,209508,1980,"Wood Creos Impregnated","Serviceable","Class 3",0,"lv/hv",1100,2022,90,"No",false,10,{"$f":"INDEX(Lists!$B$32:$B$40, MATCH(YEAR(TODAY())-C87644, Lists!$C$32:$C$40,1))","v":"41-50"},350.14087480216978,{"$f":"INDEX(Data!$E$24:$E$47, MATCH(F87644&D87644, Data!$B$24:$B$47,0))","v":1.0684339161496522E-3},{"$f":"SUMPRODUCT((Data!$B$58:$B$60=Model!$F87644)*(Data!$C$57:$K$57=Model!$O87644)*(Data!$C$58:$K$60))","v":3.2595928155551883},57.404071844448119,2,{"$f":"IF(E87644<>\"Serviceable\",E87644,INDEX(Lists!$D$6:$D$8, MATCH(T87644,Lists!$C$6:$C$8,0)))","v":"Limited Life"},{"$f":"INDEX(Lists!$C$12:$C$26, MATCH(H87644, Lists!$B$12:$B$26,0))","v":"HV"}]
[null,209630,1973,"Wood Creos Impregnated","Serviceable","Class 1",0,"lv/hv",950,2023,140,"No",false,10,{"$f":"INDEX(Lists!$B$32:$B$40, MATCH(YEAR(TODAY())-C87694, Lists!$C$32:$C$40,1))","v":"51-60"},302.39439187460113,{"$f":"INDEX(Data!$E$24:$E$47, MATCH(F87694&D87694, Data!$B$24:$B$47,0))","v":9.9474993092014377E-4},{"$f":"SUMPRODUCT((Data!$B$58:$B$60=Model!$F87694)*(Data!$C$57:$K$57=Model!$O87694)*(Data!$C$58:$K$60))","v":1.3557210085184006},126.44278991481599,1,{"$f":"IF(E87694<>\"Serviceable\",E87694,INDEX(Lists!$D$6:$D$8, MATCH(T87694,Lists!$C$6:$C$8,0)))","v":"Serviceable"},{"$f":"INDEX(Lists!$C$12:$C$26, MATCH(H87694, Lists!$B$12:$B$26,0))","v":"HV"}]
[null,209846,1977,"Wood Creos Impregnated","Serviceable","Class 3",0,"lv/hv",1180,2021,75,"No",false,10,{"$f":"INDEX(Lists!$B$32:$B$40, MATCH(YEAR(TODAY())-C87763, Lists!$C$32:$C$40,1))","v":"41-50"},375.60566569687302,{"$f":"INDEX(Data!$E$24:$E$47, MATCH(F87763&D87763, Data!$B$24:$B$47,0))","v":1.0684339161496522E-3},{"$f":"SUMPRODUCT((Data!$B$58:$B$60=Model!$F87763)*(Data!$C$57:$K$57=Model!$O87763)*(Data!$C$58:$K$60))","v":3.2595928155551883},42.404071844448119,2,{"$f":"IF(E87763<>\"Serviceable\",E87763,INDEX(Lists!$D$6:$D$8, MATCH(T87763,Lists!$C$6:$C$8,0)))","v":"Limited Life"},{"$f":"INDEX(Lists!$C$12:$C$26, MATCH(H87763, Lists!$B$12:$B$26,0))","v":"HV"}]
[null,209991,1940,"Wood Untreated Round","Serviceable","Unknown",0,"lv/hv",970,2023,130,"No",false,10,{"$f":"INDEX(Lists!$B$32:$B$40, MATCH(YEAR(TODAY())-C87819, Lists!$C$32:$C$40,1))","v":"81-90"},308.76058959827697,{"$f":"INDEX(Data!$E$24:$E$47, MATCH(F87819&D87819, Data!$B$24:$B$47,0))","v":1.8301435406698563E-3},{"$f":"SUMPRODUCT((Data!$B$58:$B$60=Model!$F87819)*(Data!$C$57:$K$57=Model!$O87819)*(Data!$C$58:$K$60))","v":0},130,1,{"$f":"IF(E87819<>\"Serviceable\",E87819,INDEX(Lists!$D$6:$D$8, MATCH(T87819,Lists!$C$6:$C$8,0)))","v":"Serviceable"},{"$f":"INDEX(Lists!$C$12:$C$26, MATCH(H87819, Lists!$B$12:$B$26,0))","v":"HV"}]
[null,210093,1970,"Wood Creos Impregnated","Serviceable","Class 3",0,"lv",1070,2021,130,"No",false,10,{"$f":"INDEX(Lists!$B$32:$B$40, MATCH(YEAR(TODAY())-C87869, Lists!$C$32:$C$40,1))","v":"51-60"},340.59157821665605,{"$f":"INDEX(Data!$E$24:$E$47, MATCH(F87869&D87869, Data!$B$24:$B$47,0))","v":1.0684339161496522E-3},{"$f":"SUMPRODUCT((Data!$B$58:$B$60=Model!$F87869)*(Data!$C$57:$K$57=Model!$O87869)*(Data!$C$58:$K$60))","v":2.6564859251595059},103.43514074840493,1,{"$f":"IF(E87869<>\"Serviceable\",E87869,INDEX(Lists!$D$6:$D$8, MATCH(T87869,Lists!$C$6:$C$8,0)))","v":"Serviceable"},{"$f":"INDEX(Lists!$C$12:$C$26, MATCH(H87869, Lists!$B$12:$B$26,0))","v":"LV"}]
[null,210295,1983,"Wood Creos Impregnated","Serviceable","Class 3",0,"hv/sub-transmission",950,2023,130,"Yes",false,9,{"$f":"INDEX(Lists!$B$32:$B$40, MATCH(YEAR(TODAY())-C87926, Lists!$C$32:$C$40,1))","v":"41-50"},302.39439187460113,{"$f":"INDEX(Data!$E$24:$E$47, MATCH(F87926&D87926, Data!$B$24:$B$47,0))","v":1.0684339161496522E-3},{"$f":"SUMPRODUCT((Data!$B$58:$B$60=Model!$F87926)*(Data!$C$57:$K$57=Model!$O87926)*(Data!$C$58:$K$60))","v":3.2595928155551883},100.66366466000331,1,{"$f":"IF(E87926<>\"Serviceable\",E87926,INDEX(Lists!$D$6:$D$8, MATCH(T87926,Lists!$C$6:$C$8,0)))","v":"Serviceable"},{"$f":"INDEX(Lists!$C$12:$C$26, MATCH(H87926, Lists!$B$12:$B$26,0))","v":"Sub-T"}]
[null,210483,1984,"Wood Untreated Dressed","Serviceable","Class 1",0,"lv",950,2019,140,"No",false,10,{"$f":"INDEX(Lists!$B$32:$B$40, MATCH(YEAR(TODAY())-C87994, Lists!$C$32:$C$40,1))","v":"41-50"},302.39439187460113,{"$f":"INDEX(Data!$E$24:$E$47, MATCH(F87994&D87994, Data!$B$24:$B$47,0))","v":1.9964561142097742E-3},{"$f":"SUMPRODUCT((Data!$B$58:$B$60=Model!$F87994)*(Data!$C$57:$K$57=Model!$O87994)*(Data!$C$58:$K$60))","v":1.7977578417715214},122.02242158228478,1,{"$f":"IF(E87994<>\"Serviceable\",E87994,INDEX(Lists!$D$6:$D$8, MATCH(T87994,Lists!$C$6:$C$8,0)))","v":"Serviceable"},{"$f":"INDEX(Lists!$C$12:$C$26, MATCH(H87994, Lists!$B$12:$B$26,0))","v":"LV"}]
[null,210609,1983,"Wood Creos Impregnated","Serviceable","Class 3",0,"hv",930,2023,100,"Yes",false,9,{"$f":"INDEX(Lists!$B$32:$B$40, MATCH(YEAR(TODAY())-C88044, Lists!$C$32:$C$40,1))","v":"41-50"},296.02819415092534,{"$f":"INDEX(Data!$E$24:$E$47, MATCH(F88044&D88044, Data!$B$24:$B$47,0))","v":1.0684339161496522E-3},{"$f":"SUMPRODUCT((Data!$B$58:$B$60=Model!$F88044)*(Data!$C$57:$K$57=Model!$O88044)*(Data!$C$58:$K$60))","v":3.2595928155551883},70.663664660003306,1,{"$f":"IF(E88044<>\"Serviceable\",E88044,INDEX(Lists!$D$6:$D$8, MATCH(T88044,Lists!$C$6:$C$8,0)))","v":"Serviceable"},{"$f":"INDEX(Lists!$C$12:$C$26, MATCH(H88044, Lists!$B$12:$B$26,0))","v":"HV"}]
[null,210792,1970,"Wood Creos Impregnated","Serviceable","Class 3",0,"lv/hv",1050,2023,90,"No",false,10,{"$f":"INDEX(Lists!$B$32:$B$40, MATCH(YEAR(TODAY())-C88121, Lists!$C$32:$C$40,1))","v":"51-60"},334.22538049298021,{"$f":"INDEX(Data!$E$24:$E$47, MATCH(F88121&D88121, Data!$B$24:$B$47,0))","v":1.0684339161496522E-3},{"$f":"SUMPRODUCT((Data!$B$58:$B$60=Model!$F88121)*(Data!$C$57:$K$57=Model!$O88121)*(Data!$C$58:$K$60))","v":2.6564859251595059},63.43514074840494,2,{"$f":"IF(E88121<>\"Serviceable\",E88121,INDEX(Lists!$D$6:$D$8, MATCH(T88121,Lists!$C$6:$C$8,0)))","v":"Limited Life"},{"$f":"INDEX(Lists!$C$12:$C$26, MATCH(H88121, Lists!$B$12:$B$26,0))","v":"HV"}]
[null,210884,1952,"Wood Untreated Round","Serviceable","Class 1",0,"lv/hv",900,2019,100,"No",false,10,{"$f":"INDEX(Lists!$B$32:$B$40, MATCH(YEAR(TODAY())-C88169, Lists!$C$32:$C$40,1))","v":"71-80"},286.47889756541161,{"$f":"INDEX(Data!$E$24:$E$47, MATCH(F88169&D88169, Data!$B$24:$B$47,0))","v":1.9964561142097742E-3},{"$f":"SUMPRODUCT((Data!$B$58:$B$60=Model!$F88169)*(Data!$C$57:$K$57=Model!$O88169)*(Data!$C$58:$K$60))","v":2.0707751244791428},79.292248755208576,1,{"$f":"IF(E88169<>\"Serviceable\",E88169,INDEX(Lists!$D$6:$D$8, MATCH(T88169,Lists!$C$6:$C$8,0)))","v":"Serviceable"},{"$f":"INDEX(Lists!$C$12:$C$26, MATCH(H88169, Lists!$B$12:$B$26,0))","v":"HV"}]
[null,210969,1962,"Wood Creos Impregnated","Serviceable","Class 3",0,"lv",820,2021,100,"No",false,10,{"$f":"INDEX(Lists!$B$32:$B$40, MATCH(YEAR(TODAY())-C88219, Lists!$C$32:$C$40,1))","v":"61-70"},261.01410667070837,{"$f":"INDEX(Data!$E$24:$E$47, MATCH(F88219&D88219, Data!$B$24:$B$47,0))","v":1.0684339161496522E-3},{"$f":"SUMPRODUCT((Data!$B$58:$B$60=Model!$F88219)*(Data!$C$57:$K$57=Model!$O88219)*(Data!$C$58:$K$60))","v":1.9802031311051838},80.197968688948166,1,{"$f":"IF(E88219<>\"Serviceable\",E88219,INDEX(Lists!$D$6:$D$8, MATCH(T88219,Lists!$C$6:$C$8,0)))","v":"Serviceable"},{"$f":"INDEX(Lists!$C$12:$C$26, MATCH(H88219, Lists!$B$12:$B$26,0))","v":"LV"}]
[null,211026,1957,"Wood Creos Impregnated","Serviceable","Class 3",0,"lv",900,2018,90,"No",false,15,{"$f":"INDEX(Lists!$B$32:$B$40, MATCH(YEAR(TODAY())-C88262, Lists!$C$32:$C$40,1))","v":"61-70"},286.47889756541161,{"$f":"INDEX(Data!$E$24:$E$47, MATCH(F88262&D88262, Data!$B$24:$B$47,0))","v":1.0684339161496522E-3},{"$f":"SUMPRODUCT((Data!$B$58:$B$60=Model!$F88262)*(Data!$C$57:$K$57=Model!$O88262)*(Data!$C$58:$K$60))","v":1.9802031311051838},60.296953033422241,2,{"$f":"IF(E88262<>\"Serviceable\",E88262,INDEX(Lists!$D$6:$D$8, MATCH(T88262,Lists!$C$6:$C$8,0)))","v":"Limited Life"},{"$f":"INDEX(Lists!$C$12:$C$26, MATCH(H88262, Lists!$B$12:$B$26,0))","v":"LV"}]
[null,211075,1957,"Wood Creos Impregnated","Serviceable","Class 3",0,"lv",800,2022,100,"No",false,10,{"$f":"INDEX(Lists!$B$32:$B$40, MATCH(YEAR(TODAY())-C88289, Lists!$C$32:$C$40,1))","v":"61-70"},254.64790894703253,{"$f":"INDEX(Data!$E$24:$E$47, MATCH(F88289&D88289, Data!$B$24:$B$47,0))","v":1.0684339161496522E-3},{"$f":"SUMPRODUCT((Data!$B$58:$B$60=Model!$F88289)*(Data!$C$57:$K$57=Model!$O88289)*(Data!$C$58:$K$60))","v":1.9802031311051838},80.197968688948166,1,{"$f":"IF(E88289<>\"Serviceable\",E88289,INDEX(Lists!$D$6:$D$8, MATCH(T88289,Lists!$C$6:$C$8,0)))","v":"Serviceable"},{"$f":"INDEX(Lists!$C$12:$C$26, MATCH(H88289, Lists!$B$12:$B$26,0))","v":"LV"}]
[null,211197,1964,"Wood Creos Impregnated","Serviceable","Class 3",0,"lv/hv",840,2020,100,"No",false,10,{"$f":"INDEX(Lists!$B$32:$B$40, MATCH(YEAR(TODAY())-C88365, Lists!$C$32:$C$40,1))","v":"61-70"},267.38030439438415,{"$f":"INDEX(Data!$E$24:$E$47, MATCH(F88365&D88365, Data!$B$24:$B$47,0))","v":1.0684339161496522E-3},{"$f":"SUMPRODUCT((Data!$B$58:$B$60=Model!$F88365)*(Data!$C$57:$K$57=Model!$O88365)*(Data!$C$58:$K$60))","v":1.9802031311051838},80.197968688948166,1,{"$f":"IF(E88365<>\"Serviceable\",E88365,INDEX(Lists!$D$6:$D$8, MATCH(T88365,Lists!$C$6:$C$8,0)))","v":"Serviceable"},{"$f":"INDEX(Lists!$C$12:$C$26, MATCH(H88365, Lists!$B$12:$B$26,0))","v":"HV"}]
[null,211261,1957,"Wood Untreated Round","Serviceable","Class 1",0,"lv",740,2021,120,"No",false,10,{"$f":"INDEX(Lists!$B$32:$B$40, MATCH(YEAR(TODAY())-C88403, Lists!$C$32:$C$40,1))","v":"61-70"},235.5493157760051,{"$f":"INDEX(Data!$E$24:$E$47, MATCH(F88403&D88403, Data!$B$24:$B$47,0))","v":1.9964561142097742E-3},{"$f":"SUMPRODUCT((Data!$B$58:$B$60=Model!$F88403)*(Data!$C$57:$K$57=Model!$O88403)*(Data!$C$58:$K$60))","v":2.3795837981601728},96.204162018398279,1,{"$f":"IF(E88403<>\"Serviceable\",E88403,INDEX(Lists!$D$6:$D$8, MATCH(T88403,Lists!$C$6:$C$8,0)))","v":"Serviceable"},{"$f":"INDEX(Lists!$C$12:$C$26, MATCH(H88403, Lists!$B$12:$B$26,0))","v":"LV"}]
[null,211378,1977,"Wood Creos Impregnated","Serviceable","Class 1",0,"lv/hv/sub-transmission",940,2019,130,"No",false,10,{"$f":"INDEX(Lists!$B$32:$B$40, MATCH(YEAR(TODAY())-C88464, Lists!$C$32:$C$40,1))","v":"41-50"},299.21129301276324,{"$f":"INDEX(Data!$E$24:$E$47, MATCH(F88464&D88464, Data!$B$24:$B$47,0))","v":9.9474993092014377E-4},{"$f":"SUMPRODUCT((Data!$B$58:$B$60=Model!$F88464)*(Data!$C$57:$K$57=Model!$O88464)*(Data!$C$58:$K$60))","v":1.7977578417715214},112.02242158228478,1,{"$f":"IF(E88464<>\"Serviceable\",E88464,INDEX(Lists!$D$6:$D$8, MATCH(T88464,Lists!$C$6:$C$8,0)))","v":"Serviceable"},{"$f":"INDEX(Lists!$C$12:$C$26, MATCH(H88464, Lists!$B$12:$B$26,0))","v":"Sub-T"}]
[null,211768,1977,"Wood Untreated Dressed","Serviceable","Class 1",0,"lv/hv",1068,2020,130,"No",false,10,{"$f":"INDEX(Lists!$B$32:$B$40, MATCH(YEAR(TODAY())-C88540, Lists!$C$32:$C$40,1))","v":"41-50"},339.95495844428842,{"$f":"INDEX(Data!$E$24:$E$47, MATCH(F88540&D88540, Data!$B$24:$B$47,0))","v":1.9964561142097742E-3},{"$f":"SUMPRODUCT((Data!$B$58:$B$60=Model!$F88540)*(Data!$C$57:$K$57=Model!$O88540)*(Data!$C$58:$K$60))","v":1.7977578417715214},112.02242158228478,1,{"$f":"IF(E88540<>\"Serviceable\",E88540,INDEX(Lists!$D$6:$D$8, MATCH(T88540,Lists!$C$6:$C$8,0)))","v":"Serviceable"},{"$f":"INDEX(Lists!$C$12:$C$26, MATCH(H88540, Lists!$B$12:$B$26,0))","v":"HV"}]
[null,212198,1941,"Wood Untreated Round","Serviceable","Class 1",0,"lv",890,2021,100,"No",false,10,{"$f":"INDEX(Lists!$B$32:$B$40, MATCH(YEAR(TODAY())-C88598, Lists!$C$32:$C$40,1))","v":"81-90"},283.29579870357372,{"$f":"INDEX(Data!$E$24:$E$47, MATCH(F88598&D88598, Data!$B$24:$B$47,0))","v":1.9964561142097742E-3},{"$f":"SUMPRODUCT((Data!$B$58:$B$60=Model!$F88598)*(Data!$C$57:$K$57=Model!$O88598)*(Data!$C$58:$K$60))","v":2.8392735823590045},71.607264176409956,1,{"$f":"IF(E88598<>\"Serviceable\",E88598,INDEX(Lists!$D$6:$D$8, MATCH(T88598,Lists!$C$6:$C$8,0)))","v":"Serviceable"},{"$f":"INDEX(Lists!$C$12:$C$26, MATCH(H88598, Lists!$B$12:$B$26,0))","v":"LV"}]
[null,212634,1983,"Wood Untreated Dressed","Serviceable","Class 1",0,"lv",800,2021,110,"No",false,10,{"$f":"INDEX(Lists!$B$32:$B$40, MATCH(YEAR(TODAY())-C88665, Lists!$C$32:$C$40,1))","v":"41-50"},254.64790894703253,{"$f":"INDEX(Data!$E$24:$E$47, MATCH(F88665&D88665, Data!$B$24:$B$47,0))","v":1.9964561142097742E-3},{"$f":"SUMPRODUCT((Data!$B$58:$B$60=Model!$F88665)*(Data!$C$57:$K$57=Model!$O88665)*(Data!$C$58:$K$60))","v":1.7977578417715214},92.022421582284778,1,{"$f":"IF(E88665<>\"Serviceable\",E88665,INDEX(Lists!$D$6:$D$8, MATCH(T88665,Lists!$C$6:$C$8,0)))","v":"Serviceable"},{"$f":"INDEX(Lists!$C$12:$C$26, MATCH(H88665, Lists!$B$12:$B$26,0))","v":"LV"}]
[null,213157,1988,"Wood Untreated Dressed","Serviceable","Class 1",0,"lv/hv",920,2023,100,"Yes",false,9,{"$f":"INDEX(Lists!$B$32:$B$40, MATCH(YEAR(TODAY())-C88715, Lists!$C$32:$C$40,1))","v":"31-40"},292.84509528908745,{"$f":"INDEX(Data!$E$24:$E$47, MATCH(F88715&D88715, Data!$B$24:$B$47,0))","v":1.9964561142097742E-3},{"$f":"SUMPRODUCT((Data!$B$58:$B$60=Model!$F88715)*(Data!$C$57:$K$57=Model!$O88715)*(Data!$C$58:$K$60))","v":3.0038452968326621},72.965392328506042,1,{"$f":"IF(E88715<>\"Serviceable\",E88715,INDEX(Lists!$D$6:$D$8, MATCH(T88715,Lists!$C$6:$C$8,0)))","v":"Serviceable"},{"$f":"INDEX(Lists!$C$12:$C$26, MATCH(H88715, Lists!$B$12:$B$26,0))","v":"HV"}]
[null,213634,1981,"Wood Untreated Dressed","Serviceable","Class 1",0,"lv",750,2021,110,"No",false,10,{"$f":"INDEX(Lists!$B$32:$B$40, MATCH(YEAR(TODAY())-C88739, Lists!$C$32:$C$40,1))","v":"41-50"},238.73241463784302,{"$f":"INDEX(Data!$E$24:$E$47, MATCH(F88739&D88739, Data!$B$24:$B$47,0))","v":1.9964561142097742E-3},{"$f":"SUMPRODUCT((Data!$B$58:$B$60=Model!$F88739)*(Data!$C$57:$K$57=Model!$O88739)*(Data!$C$58:$K$60))","v":1.7977578417715214},92.022421582284778,1,{"$f":"IF(E88739<>\"Serviceable\",E88739,INDEX(Lists!$D$6:$D$8, MATCH(T88739,Lists!$C$6:$C$8,0)))","v":"Serviceable"},{"$f":"INDEX(Lists!$C$12:$C$26, MATCH(H88739, Lists!$B$12:$B$26,0))","v":"LV"}]
[null,213999,1982,"Wood Untreated Dressed","Serviceable","Class 1",0,"lv",785,2021,110,"No",false,10,{"$f":"INDEX(Lists!$B$32:$B$40, MATCH(YEAR(TODAY())-C88785, Lists!$C$32:$C$40,1))","v":"41-50"},249.8732606542757,{"$f":"INDEX(Data!$E$24:$E$47, MATCH(F88785&D88785, Data!$B$24:$B$47,0))","v":1.9964561142097742E-3},{"$f":"SUMPRODUCT((Data!$B$58:$B$60=Model!$F88785)*(Data!$C$57:$K$57=Model!$O88785)*(Data!$C$58:$K$60))","v":1.7977578417715214},92.022421582284778,1,{"$f":"IF(E88785<>\"Serviceable\",E88785,INDEX(Lists!$D$6:$D$8, MATCH(T88785,Lists!$C$6:$C$8,0)))","v":"Serviceable"},{"$f":"INDEX(Lists!$C$12:$C$26, MATCH(H88785, Lists!$B$12:$B$26,0))","v":"LV"}]
[null,214380,1984,"Wood Untreated Dressed","Serviceable","Class 1",0,"lv/hv",910,2020,100,"No",false,10,{"$f":"INDEX(Lists!$B$32:$B$40, MATCH(YEAR(TODAY())-C88835, Lists!$C$32:$C$40,1))","v":"41-50"},289.66199642724951,{"$f":"INDEX(Data!$E$24:$E$47, MATCH(F88835&D88835, Data!$B$24:$B$47,0))","v":1.9964561142097742E-3},{"$f":"SUMPRODUCT((Data!$B$58:$B$60=Model!$F88835)*(Data!$C$57:$K$57=Model!$O88835)*(Data!$C$58:$K$60))","v":1.7977578417715214},82.022421582284778,1,{"$f":"IF(E88835<>\"Serviceable\",E88835,INDEX(Lists!$D$6:$D$8, MATCH(T88835,Lists!$C$6:$C$8,0)))","v":"Serviceable"},{"$f":"INDEX(Lists!$C$12:$C$26, MATCH(H88835, Lists!$B$12:$B$26,0))","v":"HV"}]
[null,215452,1976,"Wood Creos Impregnated","Serviceable","Class 3",0,"sub-transmission",1351,2023,100,"Yes",false,9,{"$f":"INDEX(Lists!$B$32:$B$40, MATCH(YEAR(TODAY())-C88934, Lists!$C$32:$C$40,1))","v":"41-50"},430.03665623430123,{"$f":"INDEX(Data!$E$24:$E$47, MATCH(F88934&D88934, Data!$B$24:$B$47,0))","v":1.0684339161496522E-3},{"$f":"SUMPRODUCT((Data!$B$58:$B$60=Model!$F88934)*(Data!$C$57:$K$57=Model!$O88934)*(Data!$C$58:$K$60))","v":3.2595928155551883},70.663664660003306,1,{"$f":"IF(E88934<>\"Serviceable\",E88934,INDEX(Lists!$D$6:$D$8, MATCH(T88934,Lists!$C$6:$C$8,0)))","v":"Serviceable"},{"$f":"INDEX(Lists!$C$12:$C$26, MATCH(H88934, Lists!$B$12:$B$26,0))","v":"Sub-T"}]
[null,215687,1950,"Wood Untreated Dressed","Serviceable","Class 1",0,"lv",760,2021,90,"No",false,10,{"$f":"INDEX(Lists!$B$32:$B$40, MATCH(YEAR(TODAY())-C88960, Lists!$C$32:$C$40,1))","v":"71-80"},241.91551349968091,{"$f":"INDEX(Data!$E$24:$E$47, MATCH(F88960&D88960, Data!$B$24:$B$47,0))","v":1.9964561142097742E-3},{"$f":"SUMPRODUCT((Data!$B$58:$B$60=Model!$F88960)*(Data!$C$57:$K$57=Model!$O88960)*(Data!$C$58:$K$60))","v":2.0707751244791428},69.292248755208576,1,{"$f":"IF(E88960<>\"Serviceable\",E88960,INDEX(Lists!$D$6:$D$8, MATCH(T88960,Lists!$C$6:$C$8,0)))","v":"Serviceable"},{"$f":"INDEX(Lists!$C$12:$C$26, MATCH(H88960, Lists!$B$12:$B$26,0))","v":"LV"}]
[null,216132,1967,"Wood Creos Impregnated","Serviceable","Class 3",0,"lv/sub-transmission",940,2020,100,"No",false,10,{"$f":"INDEX(Lists!$B$32:$B$40, MATCH(YEAR(TODAY())-C89010, Lists!$C$32:$C$40,1))","v":"51-60"},299.21129301276324,{"$f":"INDEX(Data!$E$24:$E$47, MATCH(F89010&D89010, Data!$B$24:$B$47,0))","v":1.0684339161496522E-3},{"$f":"SUMPRODUCT((Data!$B$58:$B$60=Model!$F89010)*(Data!$C$57:$K$57=Model!$O89010)*(Data!$C$58:$K$60))","v":2.6564859251595059},73.435140748404933,1,{"$f":"IF(E89010<>\"Serviceable\",E89010,INDEX(Lists!$D$6:$D$8, MATCH(T89010,Lists!$C$6:$C$8,0)))","v":"Serviceable"},{"$f":"INDEX(Lists!$C$12:$C$26, MATCH(H89010, Lists!$B$12:$B$26,0))","v":"Sub-T"}]
[null,216660,1990,"Wood Untreated Round","Serviceable","Class 1",0,"lv/sub-transmission",1190,2020,140,"No",false,10,{"$f":"INDEX(Lists!$B$32:$B$40, MATCH(YEAR(TODAY())-C89086, Lists!$C$32:$C$40,1))","v":"31-40"},378.78876455871091,{"$f":"INDEX(Data!$E$24:$E$47, MATCH(F89086&D89086, Data!$B$24:$B$47,0))","v":1.9964561142097742E-3},{"$f":"SUMPRODUCT((Data!$B$58:$B$60=Model!$F89086)*(Data!$C$57:$K$57=Model!$O89086)*(Data!$C$58:$K$60))","v":3.0038452968326621},109.96154703167338,1,{"$f":"IF(E89086<>\"Serviceable\",E89086,INDEX(Lists!$D$6:$D$8, MATCH(T89086,Lists!$C$6:$C$8,0)))","v":"Serviceable"},{"$f":"INDEX(Lists!$C$12:$C$26, MATCH(H89086, Lists!$B$12:$B$26,0))","v":"Sub-T"}]
[null,216706,1984,"Wood Untreated Dressed","Serviceable","Class 1",0,"lv/sub-transmission",1280,2020,150,"No",false,10,{"$f":"INDEX(Lists!$B$32:$B$40, MATCH(YEAR(TODAY())-C89119, Lists!$C$32:$C$40,1))","v":"41-50"},407.4366543152521,{"$f":"INDEX(Data!$E$24:$E$47, MATCH(F89119&D89119, Data!$B$24:$B$47,0))","v":1.9964561142097742E-3},{"$f":"SUMPRODUCT((Data!$B$58:$B$60=Model!$F89119)*(Data!$C$57:$K$57=Model!$O89119)*(Data!$C$58:$K$60))","v":1.7977578417715214},132.02242158228478,1,{"$f":"IF(E89119<>\"Serviceable\",E89119,INDEX(Lists!$D$6:$D$8, MATCH(T89119,Lists!$C$6:$C$8,0)))","v":"Serviceable"},{"$f":"INDEX(Lists!$C$12:$C$26, MATCH(H89119, Lists!$B$12:$B$26,0))","v":"Sub-T"}]
[null,216979,1961,"Wood Creos Impregnated","Serviceable","Class 3",0,"lv/hv/sub-transmission",1194,2020,90,"No",false,10,{"$f":"INDEX(Lists!$B$32:$B$40, MATCH(YEAR(TODAY())-C89185, Lists!$C$32:$C$40,1))","v":"61-70"},380.0620041034461,{"$f":"INDEX(Data!$E$24:$E$47, MATCH(F89185&D89185, Data!$B$24:$B$47,0))","v":1.0684339161496522E-3},{"$f":"SUMPRODUCT((Data!$B$58:$B$60=Model!$F89185)*(Data!$C$57:$K$57=Model!$O89185)*(Data!$C$58:$K$60))","v":1.9802031311051838},70.197968688948166,1,{"$f":"IF(E89185<>\"Serviceable\",E89185,INDEX(Lists!$D$6:$D$8, MATCH(T89185,Lists!$C$6:$C$8,0)))","v":"Serviceable"},{"$f":"INDEX(Lists!$C$12:$C$26, MATCH(H89185, Lists!$B$12:$B$26,0))","v":"Sub-T"}]
[null,217077,1969,"Wood Creos Impregnated","Serviceable","Class 3",0,"sub-transmission",1060,2019,90,"No",false,10,{"$f":"INDEX(Lists!$B$32:$B$40, MATCH(YEAR(TODAY())-C89261, Lists!$C$32:$C$40,1))","v":"51-60"},337.4084793548181,{"$f":"INDEX(Data!$E$24:$E$47, MATCH(F89261&D89261, Data!$B$24:$B$47,0))","v":1.0684339161496522E-3},{"$f":"SUMPRODUCT((Data!$B$58:$B$60=Model!$F89261)*(Data!$C$57:$K$57=Model!$O89261)*(Data!$C$58:$K$60))","v":2.6564859251595059},63.43514074840494,2,{"$f":"IF(E89261<>\"Serviceable\",E89261,INDEX(Lists!$D$6:$D$8, MATCH(T89261,Lists!$C$6:$C$8,0)))","v":"Limited Life"},{"$f":"INDEX(Lists!$C$12:$C$26, MATCH(H89261, Lists!$B$12:$B$26,0))","v":"Sub-T"}]
[null,217405,1983,"Wood Creos Impregnated","Serviceable","Class 3",0,"lv",890,2023,100,"No",false,10,{"$f":"INDEX(Lists!$B$32:$B$40, MATCH(YEAR(TODAY())-C89314, Lists!$C$32:$C$40,1))","v":"41-50"},283.29579870357372,{"$f":"INDEX(Data!$E$24:$E$47, MATCH(F89314&D89314, Data!$B$24:$B$47,0))","v":1.0684339161496522E-3},{"$f":"SUMPRODUCT((Data!$B$58:$B$60=Model!$F89314)*(Data!$C$57:$K$57=Model!$O89314)*(Data!$C$58:$K$60))","v":3.2595928155551883},67.404071844448112,2,{"$f":"IF(E89314<>\"Serviceable\",E89314,INDEX(Lists!$D$6:$D$8, MATCH(T89314,Lists!$C$6:$C$8,0)))","v":"Limited Life"},{"$f":"INDEX(Lists!$C$12:$C$26, MATCH(H89314, Lists!$B$12:$B$26,0))","v":"LV"}]
[null,217673,1970,"Wood Creos Impregnated","Serviceable","Class 3",0,"hv",810,2020,100,"No",false,10,{"$f":"INDEX(Lists!$B$32:$B$40, MATCH(YEAR(TODAY())-C89360, Lists!$C$32:$C$40,1))","v":"51-60"},257.83100780887048,{"$f":"INDEX(Data!$E$24:$E$47, MATCH(F89360&D89360, Data!$B$24:$B$47,0))","v":1.0684339161496522E-3},{"$f":"SUMPRODUCT((Data!$B$58:$B$60=Model!$F89360)*(Data!$C$57:$K$57=Model!$O89360)*(Data!$C$58:$K$60))","v":2.6564859251595059},73.435140748404933,1,{"$f":"IF(E89360<>\"Serviceable\",E89360,INDEX(Lists!$D$6:$D$8, MATCH(T89360,Lists!$C$6:$C$8,0)))","v":"Serviceable"},{"$f":"INDEX(Lists!$C$12:$C$26, MATCH(H89360, Lists!$B$12:$B$26,0))","v":"HV"}]
[null,217919,1975,"Wood Creos Impregnated","Serviceable","Class 1",0,"lv/hv",1120,2022,110,"No",false,10,{"$f":"INDEX(Lists!$B$32:$B$40, MATCH(YEAR(TODAY())-C89381, Lists!$C$32:$C$40,1))","v":"41-50"},356.50707252584556,{"$f":"INDEX(Data!$E$24:$E$47, MATCH(F89381&D89381, Data!$B$24:$B$47,0))","v":9.9474993092014377E-4},{"$f":"SUMPRODUCT((Data!$B$58:$B$60=Model!$F89381)*(Data!$C$57:$K$57=Model!$O89381)*(Data!$C$58:$K$60))","v":1.7977578417715214},92.022421582284778,1,{"$f":"IF(E89381<>\"Serviceable\",E89381,INDEX(Lists!$D$6:$D$8, MATCH(T89381,Lists!$C$6:$C$8,0)))","v":"Serviceable"},{"$f":"INDEX(Lists!$C$12:$C$26, MATCH(H89381, Lists!$B$12:$B$26,0))","v":"HV"}]
[null,218091,1983,"Wood Untreated Dressed","Serviceable","Class 1",0,"lv",1120,2022,100,"No",false,10,{"$f":"INDEX(Lists!$B$32:$B$40, MATCH(YEAR(TODAY())-C89455, Lists!$C$32:$C$40,1))","v":"41-50"},356.50707252584556,{"$f":"INDEX(Data!$E$24:$E$47, MATCH(F89455&D89455, Data!$B$24:$B$47,0))","v":1.9964561142097742E-3},{"$f":"SUMPRODUCT((Data!$B$58:$B$60=Model!$F89455)*(Data!$C$57:$K$57=Model!$O89455)*(Data!$C$58:$K$60))","v":1.7977578417715214},82.022421582284778,1,{"$f":"IF(E89455<>\"Serviceable\",E89455,INDEX(Lists!$D$6:$D$8, MATCH(T89455,Lists!$C$6:$C$8,0)))","v":"Serviceable"},{"$f":"INDEX(Lists!$C$12:$C$26, MATCH(H89455, Lists!$B$12:$B$26,0))","v":"LV"}]
[null,218627,1965,"Wood Creos Impregnated","Serviceable","Class 4",0,"lv/hv",880,2023,90,"No",false,10,{"$f":"INDEX(Lists!$B$32:$B$40, MATCH(YEAR(TODAY())-C89506, Lists!$C$32:$C$40,1))","v":"51-60"},280.11269984173578,{"$f":"INDEX(Data!$E$24:$E$47, MATCH(F89506&D89506, Data!$B$24:$B$47,0))","v":{"$error":"#N/A"}},{"$f":"SUMPRODUCT((Data!$B$58:$B$60=Model!$F89506)*(Data!$C$57:$K$57=Model!$O89506)*(Data!$C$58:$K$60))","v":0},90,1,{"$f":"IF(E89506<>\"Serviceable\",E89506,INDEX(Lists!$D$6:$D$8, MATCH(T89506,Lists!$C$6:$C$8,0)))","v":"Serviceable"},{"$f":"INDEX(Lists!$C$12:$C$26, MATCH(H89506, Lists!$B$12:$B$26,0))","v":"HV"}]
[null,219397,1969,"Wood Creos Impregnated","Serviceable","Class 3",0,"sub-transmission",1388,2023,90,"No",false,10,{"$f":"INDEX(Lists!$B$32:$B$40, MATCH(YEAR(TODAY())-C89556, Lists!$C$32:$C$40,1))","v":"51-60"},441.81412202310145,{"$f":"INDEX(Data!$E$24:$E$47, MATCH(F89556&D89556, Data!$B$24:$B$47,0))","v":1.0684339161496522E-3},{"$f":"SUMPRODUCT((Data!$B$58:$B$60=Model!$F89556)*(Data!$C$57:$K$57=Model!$O89556)*(Data!$C$58:$K$60))","v":2.6564859251595059},63.43514074840494,2,{"$f":"IF(E89556<>\"Serviceable\",E89556,INDEX(Lists!$D$6:$D$8, MATCH(T89556,Lists!$C$6:$C$8,0)))","v":"Limited Life"},{"$f":"INDEX(Lists!$C$12:$C$26, MATCH(H89556, Lists!$B$12:$B$26,0))","v":"Sub-T"}]
[null,220324,1972,"Wood Creos Impregnated","Serviceable","Class 3",0,"lv/hv",1520,2023,95,"No",false,10,{"$f":"INDEX(Lists!$B$32:$B$40, MATCH(YEAR(TODAY())-C89650, Lists!$C$32:$C$40,1))","v":"51-60"},483.83102699936182,{"$f":"INDEX(Data!$E$24:$E$47, MATCH(F89650&D89650, Data!$B$24:$B$47,0))","v":1.0684339161496522E-3},{"$f":"SUMPRODUCT((Data!$B$58:$B$60=Model!$F89650)*(Data!$C$57:$K$57=Model!$O89650)*(Data!$C$58:$K$60))","v":2.6564859251595059},68.435140748404933,2,{"$f":"IF(E89650<>\"Serviceable\",E89650,INDEX(Lists!$D$6:$D$8, MATCH(T89650,Lists!$C$6:$C$8,0)))","v":"Limited Life"},{"$f":"INDEX(Lists!$C$12:$C$26, MATCH(H89650, Lists!$B$12:$B$26,0))","v":"HV"}]
[null,220402,1967,"Wood Creos Impregnated","Serviceable","Class 3",0,"lv",690,2022,90,"No",false,10,{"$f":"INDEX(Lists!$B$32:$B$40, MATCH(YEAR(TODAY())-C89681, Lists!$C$32:$C$40,1))","v":"51-60"},219.63382146681556,{"$f":"INDEX(Data!$E$24:$E$47, MATCH(F89681&D89681, Data!$B$24:$B$47,0))","v":1.0684339161496522E-3},{"$f":"SUMPRODUCT((Data!$B$58:$B$60=Model!$F89681)*(Data!$C$57:$K$57=Model!$O89681)*(Data!$C$58:$K$60))","v":2.6564859251595059},63.43514074840494,2,{"$f":"IF(E89681<>\"Serviceable\",E89681,INDEX(Lists!$D$6:$D$8, MATCH(T89681,Lists!$C$6:$C$8,0)))","v":"Limited Life"},{"$f":"INDEX(Lists!$C$12:$C$26, MATCH(H89681, Lists!$B$12:$B$26,0))","v":"LV"}]
[null,220830,1977,"Wood Creos Impregnated","Serviceable","Class 1",0,"pl",830,2023,110,"No",false,10,{"$f":"INDEX(Lists!$B$32:$B$40, MATCH(YEAR(TODAY())-C89731, Lists!$C$32:$C$40,1))","v":"41-50"},264.19720553254626,{"$f":"INDEX(Data!$E$24:$E$47, MATCH(F89731&D89731, Data!$B$24:$B$47,0))","v":9.9474993092014377E-4},{"$f":"SUMPRODUCT((Data!$B$58:$B$60=Model!$F89731)*(Data!$C$57:$K$57=Model!$O89731)*(Data!$C$58:$K$60))","v":1.7977578417715214},92.022421582284778,1,{"$f":"IF(E89731<>\"Serviceable\",E89731,INDEX(Lists!$D$6:$D$8, MATCH(T89731,Lists!$C$6:$C$8,0)))","v":"Serviceable"},{"$f":"INDEX(Lists!$C$12:$C$26, MATCH(H89731, Lists!$B$12:$B$26,0))","v":"LV"}]
[null,221161,1978,"Wood Untreated Dressed","Serviceable","Class 1",0,"lv",911,2023,110,"No",false,10,{"$f":"INDEX(Lists!$B$32:$B$40, MATCH(YEAR(TODAY())-C89813, Lists!$C$32:$C$40,1))","v":"41-50"},289.98030631343329,{"$f":"INDEX(Data!$E$24:$E$47, MATCH(F89813&D89813, Data!$B$24:$B$47,0))","v":1.9964561142097742E-3},{"$f":"SUMPRODUCT((Data!$B$58:$B$60=Model!$F89813)*(Data!$C$57:$K$57=Model!$O89813)*(Data!$C$58:$K$60))","v":1.7977578417715214},92.022421582284778,1,{"$f":"IF(E89813<>\"Serviceable\",E89813,INDEX(Lists!$D$6:$D$8, MATCH(T89813,Lists!$C$6:$C$8,0)))","v":"Serviceable"},{"$f":"INDEX(Lists!$C$12:$C$26, MATCH(H89813, Lists!$B$12:$B$26,0))","v":"LV"}]
[null,221492,1977,"Wood Untreated Dressed","Serviceable","Class 1",0,"lv/hv",1100,2019,140,"No",false,10,{"$f":"INDEX(Lists!$B$32:$B$40, MATCH(YEAR(TODAY())-C89856, Lists!$C$32:$C$40,1))","v":"41-50"},350.14087480216978,{"$f":"INDEX(Data!$E$24:$E$47, MATCH(F89856&D89856, Data!$B$24:$B$47,0))","v":1.9964561142097742E-3},{"$f":"SUMPRODUCT((Data!$B$58:$B$60=Model!$F89856)*(Data!$C$57:$K$57=Model!$O89856)*(Data!$C$58:$K$60))","v":1.7977578417715214},122.02242158228478,1,{"$f":"IF(E89856<>\"Serviceable\",E89856,INDEX(Lists!$D$6:$D$8, MATCH(T89856,Lists!$C$6:$C$8,0)))","v":"Serviceable"},{"$f":"INDEX(Lists!$C$12:$C$26, MATCH(H89856, Lists!$B$12:$B$26,0))","v":"HV"}]
[null,222587,1938,"Wood Untreated Dressed","Serviceable","Class 1",0,"lv",900,2023,120,"No",false,10,{"$f":"INDEX(Lists!$B$32:$B$40, MATCH(YEAR(TODAY())-C89906, Lists!$C$32:$C$40,1))","v":"81-90"},286.47889756541161,{"$f":"INDEX(Data!$E$24:$E$47, MATCH(F89906&D89906, Data!$B$24:$B$47,0))","v":1.9964561142097742E-3},{"$f":"SUMPRODUCT((Data!$B$58:$B$60=Model!$F89906)*(Data!$C$57:$K$57=Model!$O89906)*(Data!$C$58:$K$60))","v":2.8392735823590045},91.607264176409956,1,{"$f":"IF(E89906<>\"Serviceable\",E89906,INDEX(Lists!$D$6:$D$8, MATCH(T89906,Lists!$C$6:$C$8,0)))","v":"Serviceable"},{"$f":"INDEX(Lists!$C$12:$C$26, MATCH(H89906, Lists!$B$12:$B$26,0))","v":"LV"}]
[null,223263,1999,"Wood Salt Impregnated (Green)","Serviceable","Class 2",0,"hv/sub-transmission",1100,2023,150,"Yes",false,9,{"$f":"INDEX(Lists!$B$32:$B$40, MATCH(YEAR(TODAY())-C89954, Lists!$C$32:$C$40,1))","v":"21-30"},350.14087480216978,{"$f":"INDEX(Data!$E$24:$E$47, MATCH(F89954&D89954, Data!$B$24:$B$47,0))","v":1.6118836915297091E-3},{"$f":"SUMPRODUCT((Data!$B$58:$B$60=Model!$F89954)*(Data!$C$57:$K$57=Model!$O89954)*(Data!$C$58:$K$60))","v":1.9003299563977134},132.89703039242059,1,{"$f":"IF(E89954<>\"Serviceable\",E89954,INDEX(Lists!$D$6:$D$8, MATCH(T89954,Lists!$C$6:$C$8,0)))","v":"Serviceable"},{"$f":"INDEX(Lists!$C$12:$C$26, MATCH(H89954, Lists!$B$12:$B$26,0))","v":"Sub-T"}]
[null,223834,2001,"Wood Untreated Dressed","Serviceable","Class 1",0,"lv",910,2020,110,"No",false,10,{"$f":"INDEX(Lists!$B$32:$B$40, MATCH(YEAR(TODAY())-C90031, Lists!$C$32:$C$40,1))","v":"21-30"},289.66199642724951,{"$f":"INDEX(Data!$E$24:$E$47, MATCH(F90031&D90031, Data!$B$24:$B$47,0))","v":1.9964561142097742E-3},{"$f":"SUMPRODUCT((Data!$B$58:$B$60=Model!$F90031)*(Data!$C$57:$K$57=Model!$O90031)*(Data!$C$58:$K$60))","v":2.1651652228345815},88.34834777165419,1,{"$f":"IF(E90031<>\"Serviceable\",E90031,INDEX(Lists!$D$6:$D$8, MATCH(T90031,Lists!$C$6:$C$8,0)))","v":"Serviceable"},{"$f":"INDEX(Lists!$C$12:$C$26, MATCH(H90031, Lists!$B$12:$B$26,0))","v":"LV"}]
[null,224565,2001,"Wood Creos Impregnated","Serviceable","Class 3",0,"lv/hv",1351,2020,110,"No",false,10,{"$f":"INDEX(Lists!$B$32:$B$40, MATCH(YEAR(TODAY())-C90081, Lists!$C$32:$C$40,1))","v":"21-30"},430.03665623430123,{"$f":"INDEX(Data!$E$24:$E$47, MATCH(F90081&D90081, Data!$B$24:$B$47,0))","v":1.0684339161496522E-3},{"$f":"SUMPRODUCT((Data!$B$58:$B$60=Model!$F90081)*(Data!$C$57:$K$57=Model!$O90081)*(Data!$C$58:$K$60))","v":1.964589315203191},90.354106847968097,1,{"$f":"IF(E90081<>\"Serviceable\",E90081,INDEX(Lists!$D$6:$D$8, MATCH(T90081,Lists!$C$6:$C$8,0)))","v":"Serviceable"},{"$f":"INDEX(Lists!$C$12:$C$26, MATCH(H90081, Lists!$B$12:$B$26,0))","v":"HV"}]
[null,224668,1978,"Wood Untreated Dressed","Serviceable","Class 1",0,"lv",700,2020,110,"No",false,10,{"$f":"INDEX(Lists!$B$32:$B$40, MATCH(YEAR(TODAY())-C90095, Lists!$C$32:$C$40,1))","v":"41-50"},222.81692032865348,{"$f":"INDEX(Data!$E$24:$E$47, MATCH(F90095&D90095, Data!$B$24:$B$47,0))","v":1.9964561142097742E-3},{"$f":"SUMPRODUCT((Data!$B$58:$B$60=Model!$F90095)*(Data!$C$57:$K$57=Model!$O90095)*(Data!$C$58:$K$60))","v":1.7977578417715214},92.022421582284778,1,{"$f":"IF(E90095<>\"Serviceable\",E90095,INDEX(Lists!$D$6:$D$8, MATCH(T90095,Lists!$C$6:$C$8,0)))","v":"Serviceable"},{"$f":"INDEX(Lists!$C$12:$C$26, MATCH(H90095, Lists!$B$12:$B$26,0))","v":"LV"}]
[null,225998,1965,"Wood Creos Impregnated","Serviceable","Class 3",0,"lv",880,2023,90,"Yes",false,9,{"$f":"INDEX(Lists!$B$32:$B$40, MATCH(YEAR(TODAY())-C90151, Lists!$C$32:$C$40,1))","v":"51-60"},280.11269984173578,{"$f":"INDEX(Data!$E$24:$E$47, MATCH(F90151&D90151, Data!$B$24:$B$47,0))","v":1.0684339161496522E-3},{"$f":"SUMPRODUCT((Data!$B$58:$B$60=Model!$F90151)*(Data!$C$57:$K$57=Model!$O90151)*(Data!$C$58:$K$60))","v":2.6564859251595059},66.091626673564448,2,{"$f":"IF(E90151<>\"Serviceable\",E90151,INDEX(Lists!$D$6:$D$8, MATCH(T90151,Lists!$C$6:$C$8,0)))","v":"Limited Life"},{"$f":"INDEX(Lists!$C$12:$C$26, MATCH(H90151, Lists!$B$12:$B$26,0))","v":"LV"}]
[null,228450,2002,"Wood Untreated Dressed","Serviceable","Class 1",0,"lv",880,2023,130,"No",false,10,{"$f":"INDEX(Lists!$B$32:$B$40, MATCH(YEAR(TODAY())-C90227, Lists!$C$32:$C$40,1))","v":"21-30"},280.11269984173578,{"$f":"INDEX(Data!$E$24:$E$47, MATCH(F90227&D90227, Data!$B$24:$B$47,0))","v":1.9964561142097742E-3},{"$f":"SUMPRODUCT((Data!$B$58:$B$60=Model!$F90227)*(Data!$C$57:$K$57=Model!$O90227)*(Data!$C$58:$K$60))","v":2.1651652228345815},108.34834777165419,1,{"$f":"IF(E90227<>\"Serviceable\",E90227,INDEX(Lists!$D$6:$D$8, MATCH(T90227,Lists!$C$6:$C$8,0)))","v":"Serviceable"},{"$f":"INDEX(Lists!$C$12:$C$26, MATCH(H90227, Lists!$B$12:$B$26,0))","v":"LV"}]
[null,229837,1969,"Wood Creos Impregnated","Serviceable","Class 3",0,"lv/hv",848,2021,90,"No",false,10,{"$f":"INDEX(Lists!$B$32:$B$40, MATCH(YEAR(TODAY())-C90277, Lists!$C$32:$C$40,1))","v":"51-60"},269.92678348385448,{"$f":"INDEX(Data!$E$24:$E$47, MATCH(F90277&D90277, Data!$B$24:$B$47,0))","v":1.0684339161496522E-3},{"$f":"SUMPRODUCT((Data!$B$58:$B$60=Model!$F90277)*(Data!$C$57:$K$57=Model!$O90277)*(Data!$C$58:$K$60))","v":2.6564859251595059},63.43514074840494,2,{"$f":"IF(E90277<>\"Serviceable\",E90277,INDEX(Lists!$D$6:$D$8, MATCH(T90277,Lists!$C$6:$C$8,0)))","v":"Limited Life"},{"$f":"INDEX(Lists!$C$12:$C$26, MATCH(H90277, Lists!$B$12:$B$26,0))","v":"HV"}]
[null,231363,1994,"Wood Untreated Dressed","Serviceable","Class 1",0,"lv/hv",1220,2019,150,"No",false,{"$f":"IF(L90312=\"No\",ROUND((End_year-J90312)/5,0)*5,ROUND((End_year-J90312)/3,0)*3)","v":10},{"$f":"INDEX(Lists!$B$32:$B$40, MATCH(YEAR(TODAY())-C90312, Lists!$C$32:$C$40,1))","v":"31-40"},388.33806114422464,{"$f":"INDEX(Data!$E$24:$E$47, MATCH(F90312&D90312, Data!$B$24:$B$47,0))","v":1.9964561142097742E-3},{"$f":"SUMPRODUCT((Data!$B$58:$B$60=Model!$F90312)*(Data!$C$57:$K$57=Model!$O90312)*(Data!$C$58:$K$60))","v":3.0038452968326621},{"$f":"IF(IF(K90312>=700,999,(K90312-R90312*N90312))<0,0,IF(K90312>=700,999,(K90312-R90312*N90312)))","v":119.96154703167338},{"$f":"IF(S90312<30,3,IF(AND(F90312=\"Class 1\",S90312<50),2,IF(AND(F90312=\"Class 1\",S90312>=50),1,IF(S90312<70,2,1))))","v":1},{"$f":"IF(E90312<>\"Serviceable\",E90312,INDEX(Lists!$D$6:$D$8, MATCH(T90312,Lists!$C$6:$C$8,0)))","v":"Serviceable"},{"$f":"INDEX(Lists!$C$12:$C$26, MATCH(H90312, Lists!$B$12:$B$26,0))","v":"HV"}]
[null,239374,2007,"Wood Untreated Dressed","Serviceable","Class 1",0,"lv",930,2019,130,"No",false,10,{"$f":"INDEX(Lists!$B$32:$B$40, MATCH(YEAR(TODAY())-C90402, Lists!$C$32:$C$40,1))","v":"0-20"},296.02819415092534,{"$f":"INDEX(Data!$E$24:$E$47, MATCH(F90402&D90402, Data!$B$24:$B$47,0))","v":1.9964561142097742E-3},{"$f":"SUMPRODUCT((Data!$B$58:$B$60=Model!$F90402)*(Data!$C$57:$K$57=Model!$O90402)*(Data!$C$58:$K$60))","v":1.3477151645848988},116.52284835415101,1,{"$f":"IF(E90402<>\"Serviceable\",E90402,INDEX(Lists!$D$6:$D$8, MATCH(T90402,Lists!$C$6:$C$8,0)))","v":"Serviceable"},{"$f":"INDEX(Lists!$C$12:$C$26, MATCH(H90402, Lists!$B$12:$B$26,0))","v":"LV"}]
[null,242047,2008,"Wood Salt Impregnated (Green)","Serviceable","Class 4",0,"pl",660,2019,999,"No",false,10,{"$f":"INDEX(Lists!$B$32:$B$40, MATCH(YEAR(TODAY())-C90452, Lists!$C$32:$C$40,1))","v":"0-20"},210.08452488130186,{"$f":"INDEX(Data!$E$24:$E$47, MATCH(F90452&D90452, Data!$B$24:$B$47,0))","v":{"$error":"#N/A"}},{"$f":"SUMPRODUCT((Data!$B$58:$B$60=Model!$F90452)*(Data!$C$57:$K$57=Model!$O90452)*(Data!$C$58:$K$60))","v":0},999,1,{"$f":"IF(E90452<>\"Serviceable\",E90452,INDEX(Lists!$D$6:$D$8, MATCH(T90452,Lists!$C$6:$C$8,0)))","v":"Serviceable"},{"$f":"INDEX(Lists!$C$12:$C$26, MATCH(H90452, Lists!$B$12:$B$26,0))","v":"LV"}]
[null,243334,2008,"Wood Untreated Dressed","Serviceable","Class 1",0,"sub-transmission",1240,2023,150,"Yes",false,9,{"$f":"INDEX(Lists!$B$32:$B$40, MATCH(YEAR(TODAY())-C90475, Lists!$C$32:$C$40,1))","v":"0-20"},394.70425886790042,{"$f":"INDEX(Data!$E$24:$E$47, MATCH(F90475&D90475, Data!$B$24:$B$47,0))","v":1.9964561142097742E-3},{"$f":"SUMPRODUCT((Data!$B$58:$B$60=Model!$F90475)*(Data!$C$57:$K$57=Model!$O90475)*(Data!$C$58:$K$60))","v":1.3477151645848988},137.87056351873591,1,{"$f":"IF(E90475<>\"Serviceable\",E90475,INDEX(Lists!$D$6:$D$8, MATCH(T90475,Lists!$C$6:$C$8,0)))","v":"Serviceable"},{"$f":"INDEX(Lists!$C$12:$C$26, MATCH(H90475, Lists!$B$12:$B$26,0))","v":"Sub-T"}]
[null,247109,2010,"Wood Creos Impregnated","Serviceable","Class 2",0,"lv",910,2020,140,"No",false,10,{"$f":"INDEX(Lists!$B$32:$B$40, MATCH(YEAR(TODAY())-C90577, Lists!$C$32:$C$40,1))","v":"0-20"},289.66199642724951,{"$f":"INDEX(Data!$E$24:$E$47, MATCH(F90577&D90577, Data!$B$24:$B$47,0))","v":1.6118836915297091E-3},{"$f":"SUMPRODUCT((Data!$B$58:$B$60=Model!$F90577)*(Data!$C$57:$K$57=Model!$O90577)*(Data!$C$58:$K$60))","v":1.4303410669288035},125.69658933071196,1,{"$f":"IF(E90577<>\"Serviceable\",E90577,INDEX(Lists!$D$6:$D$8, MATCH(T90577,Lists!$C$6:$C$8,0)))","v":"Serviceable"},{"$f":"INDEX(Lists!$C$12:$C$26, MATCH(H90577, Lists!$B$12:$B$26,0))","v":"LV"}]
[null,248749,2011,"Wood Creos Impregnated","Serviceable","Class 3",0,"lv",940,2020,90,"No",false,10,{"$f":"INDEX(Lists!$B$32:$B$40, MATCH(YEAR(TODAY())-C90627, Lists!$C$32:$C$40,1))","v":"0-20"},299.21129301276324,{"$f":"INDEX(Data!$E$24:$E$47, MATCH(F90627&D90627, Data!$B$24:$B$47,0))","v":1.0684339161496522E-3},{"$f":"SUMPRODUCT((Data!$B$58:$B$60=Model!$F90627)*(Data!$C$57:$K$57=Model!$O90627)*(Data!$C$58:$K$60))","v":1.7833496665670392},72.166503334329605,1,{"$f":"IF(E90627<>\"Serviceable\",E90627,INDEX(Lists!$D$6:$D$8, MATCH(T90627,Lists!$C$6:$C$8,0)))","v":"Serviceable"},{"$f":"INDEX(Lists!$C$12:$C$26, MATCH(H90627, Lists!$B$12:$B$26,0))","v":"LV"}]
[null,249954,2011,"Wood Untreated Dressed","Unserviceable","Unknown",0,"lv",560,2023,100,"No",false,10,{"$f":"INDEX(Lists!$B$32:$B$40, MATCH(YEAR(TODAY())-C90670, Lists!$C$32:$C$40,1))","v":"0-20"},178.25353626292278,{"$f":"INDEX(Data!$E$24:$E$47, MATCH(F90670&D90670, Data!$B$24:$B$47,0))","v":1.8301435406698563E-3},{"$f":"SUMPRODUCT((Data!$B$58:$B$60=Model!$F90670)*(Data!$C$57:$K$57=Model!$O90670)*(Data!$C$58:$K$60))","v":0},100,1,{"$f":"IF(E90670<>\"Serviceable\",E90670,INDEX(Lists!$D$6:$D$8, MATCH(T90670,Lists!$C$6:$C$8,0)))","v":"Unserviceable"},{"$f":"INDEX(Lists!$C$12:$C$26, MATCH(H90670, Lists!$B$12:$B$26,0))","v":"LV"}]
[null,252262,2011,"Wood Creos Impregnated","Limited Life","Class 1",0,"lv",840,2023,50,"No",{"$f":"IF(G90697=0,FALSE,TRUE)","v":false},10,{"$f":"INDEX(Lists!$B$32:$B$40, MATCH(YEAR(TODAY())-C90697, Lists!$C$32:$C$40,1))","v":"0-20"},{"$f":"I90697/PI()","v":267.38030439438415},{"$f":"INDEX(Data!$E$24:$E$47, MATCH(F90697&D90697, Data!$B$24:$B$47,0))","v":9.9474993092014377E-4},{"$f":"SUMPRODUCT((Data!$B$58:$B$60=Model!$F90697)*(Data!$C$57:$K$57=Model!$O90697)*(Data!$C$58:$K$60))","v":1.3477151645848988},36.522848354151009,2,{"$f":"IF(E90697<>\"Serviceable\",E90697,INDEX(Lists!$D$6:$D$8, MATCH(T90697,Lists!$C$6:$C$8,0)))","v":"Limited Life"},{"$f":"INDEX(Lists!$C$12:$C$26, MATCH(H90697, Lists!$B$12:$B$26,0))","v":"LV"}]
[null,257255,2013,"Wood Untreated Dressed","Serviceable","Class 1",0,"lv",970,2022,120,"No",false,10,{"$f":"INDEX(Lists!$B$32:$B$40, MATCH(YEAR(TODAY())-C90747, Lists!$C$32:$C$40,1))","v":"0-20"},308.76058959827697,{"$f":"INDEX(Data!$E$24:$E$47, MATCH(F90747&D90747, Data!$B$24:$B$47,0))","v":1.9964561142097742E-3},{"$f":"SUMPRODUCT((Data!$B$58:$B$60=Model!$F90747)*(Data!$C$57:$K$57=Model!$O90747)*(Data!$C$58:$K$60))","v":1.3477151645848988},106.52284835415101,1,{"$f":"IF(E90747<>\"Serviceable\",E90747,INDEX(Lists!$D$6:$D$8, MATCH(T90747,Lists!$C$6:$C$8,0)))","v":"Serviceable"},{"$f":"INDEX(Lists!$C$12:$C$26, MATCH(H90747, Lists!$B$12:$B$26,0))","v":"LV"}]
[null,262352,2014,"Wood Other","Serviceable","Class 1",0,"lv/hv",950,2019,999,"No",false,10,{"$f":"INDEX(Lists!$B$32:$B$40, MATCH(YEAR(TODAY())-C90811, Lists!$C$32:$C$40,1))","v":"0-20"},302.39439187460113,{"$f":"INDEX(Data!$E$24:$E$47, MATCH(F90811&D90811, Data!$B$24:$B$47,0))","v":1.9964561142097742E-3},{"$f":"SUMPRODUCT((Data!$B$58:$B$60=Model!$F90811)*(Data!$C$57:$K$57=Model!$O90811)*(Data!$C$58:$K$60))","v":1.3477151645848988},999,1,{"$f":"IF(E90811<>\"Serviceable\",E90811,INDEX(Lists!$D$6:$D$8, MATCH(T90811,Lists!$C$6:$C$8,0)))","v":"Serviceable"},{"$f":"INDEX(Lists!$C$12:$C$26, MATCH(H90811, Lists!$B$12:$B$26,0))","v":"HV"}]
[null,272072,2014,"Wood Untreated Dressed","Serviceable","Class 2",0,"hv",980,2019,999,"No",false,10,{"$f":"INDEX(Lists!$B$32:$B$40, MATCH(YEAR(TODAY())-C90872, Lists!$C$32:$C$40,1))","v":"0-20"},311.94368846011486,{"$f":"INDEX(Data!$E$24:$E$47, MATCH(F90872&D90872, Data!$B$24:$B$47,0))","v":2.1997700016428453E-3},{"$f":"SUMPRODUCT((Data!$B$58:$B$60=Model!$F90872)*(Data!$C$57:$K$57=Model!$O90872)*(Data!$C$58:$K$60))","v":1.4303410669288035},999,1,{"$f":"IF(E90872<>\"Serviceable\",E90872,INDEX(Lists!$D$6:$D$8, MATCH(T90872,Lists!$C$6:$C$8,0)))","v":"Serviceable"},{"$f":"INDEX(Lists!$C$12:$C$26, MATCH(H90872, Lists!$B$12:$B$26,0))","v":"HV"}]
[null,298089,2014,"Wood Other","Serviceable","Class 2",0,"lv/hv",1080,2019,999,"No",false,10,{"$f":"INDEX(Lists!$B$32:$B$40, MATCH(YEAR(TODAY())-C90948, Lists!$C$32:$C$40,1))","v":"0-20"},343.77467707849394,{"$f":"INDEX(Data!$E$24:$E$47, MATCH(F90948&D90948, Data!$B$24:$B$47,0))","v":2.1997700016428453E-3},{"$f":"SUMPRODUCT((Data!$B$58:$B$60=Model!$F90948)*(Data!$C$57:$K$57=Model!$O90948)*(Data!$C$58:$K$60))","v":1.4303410669288035},999,1,{"$f":"IF(E90948<>\"Serviceable\",E90948,INDEX(Lists!$D$6:$D$8, MATCH(T90948,Lists!$C$6:$C$8,0)))","v":"Serviceable"},{"$f":"INDEX(Lists!$C$12:$C$26, MATCH(H90948, Lists!$B$12:$B$26,0))","v":"HV"}]
[null,351073,2015,"Wood Salt Impregnated (Green)","Serviceable","Class 2",0,"lv/hv",890,2020,999,"No",false,10,{"$f":"INDEX(Lists!$B$32:$B$40, MATCH(YEAR(TODAY())-C91006, Lists!$C$32:$C$40,1))","v":"0-20"},283.29579870357372,{"$f":"INDEX(Data!$E$24:$E$47, MATCH(F91006&D91006, Data!$B$24:$B$47,0))","v":1.6118836915297091E-3},{"$f":"SUMPRODUCT((Data!$B$58:$B$60=Model!$F91006)*(Data!$C$57:$K$57=Model!$O91006)*(Data!$C$58:$K$60))","v":1.4303410669288035},999,1,{"$f":"IF(E91006<>\"Serviceable\",E91006,INDEX(Lists!$D$6:$D$8, MATCH(T91006,Lists!$C$6:$C$8,0)))","v":"Serviceable"},{"$f":"INDEX(Lists!$C$12:$C$26, MATCH(H91006, Lists!$B$12:$B$26,0))","v":"HV"}]
[null,361268,2015,"Wood Salt Impregnated (Green)","Serviceable","Class 1",0,"lv/hv",1070,2020,999,"No",false,10,{"$f":"INDEX(Lists!$B$32:$B$40, MATCH(YEAR(TODAY())-C91047, Lists!$C$32:$C$40,1))","v":"0-20"},340.59157821665605,{"$f":"INDEX(Data!$E$24:$E$47, MATCH(F91047&D91047, Data!$B$24:$B$47,0))","v":9.9474993092014377E-4},{"$f":"SUMPRODUCT((Data!$B$58:$B$60=Model!$F91047)*(Data!$C$57:$K$57=Model!$O91047)*(Data!$C$58:$K$60))","v":1.3477151645848988},999,1,{"$f":"IF(E91047<>\"Serviceable\",E91047,INDEX(Lists!$D$6:$D$8, MATCH(T91047,Lists!$C$6:$C$8,0)))","v":"Serviceable"},{"$f":"INDEX(Lists!$C$12:$C$26, MATCH(H91047, Lists!$B$12:$B$26,0))","v":"HV"}]
[null,393091,2016,"Wood Salt Impregnated (Green)","Serviceable","Class 2",0,"lv",970,2021,999,"No",false,10,{"$f":"INDEX(Lists!$B$32:$B$40, MATCH(YEAR(TODAY())-C91123, Lists!$C$32:$C$40,1))","v":"0-20"},308.76058959827697,{"$f":"INDEX(Data!$E$24:$E$47, MATCH(F91123&D91123, Data!$B$24:$B$47,0))","v":1.6118836915297091E-3},{"$f":"SUMPRODUCT((Data!$B$58:$B$60=Model!$F91123)*(Data!$C$57:$K$57=Model!$O91123)*(Data!$C$58:$K$60))","v":1.4303410669288035},999,1,{"$f":"IF(E91123<>\"Serviceable\",E91123,INDEX(Lists!$D$6:$D$8, MATCH(T91123,Lists!$C$6:$C$8,0)))","v":"Serviceable"},{"$f":"INDEX(Lists!$C$12:$C$26, MATCH(H91123, Lists!$B$12:$B$26,0))","v":"LV"}]
[null,394195,2016,"Wood Salt Impregnated (Green)","Serviceable","Class 1",0,"lv/hv",940,2021,999,"No",false,10,{"$f":"INDEX(Lists!$B$32:$B$40, MATCH(YEAR(TODAY())-C91147, Lists!$C$32:$C$40,1))","v":"0-20"},299.21129301276324,{"$f":"INDEX(Data!$E$24:$E$47, MATCH(F91147&D91147, Data!$B$24:$B$47,0))","v":9.9474993092014377E-4},{"$f":"SUMPRODUCT((Data!$B$58:$B$60=Model!$F91147)*(Data!$C$57:$K$57=Model!$O91147)*(Data!$C$58:$K$60))","v":1.3477151645848988},999,1,{"$f":"IF(E91147<>\"Serviceable\",E91147,INDEX(Lists!$D$6:$D$8, MATCH(T91147,Lists!$C$6:$C$8,0)))","v":"Serviceable"},{"$f":"INDEX(Lists!$C$12:$C$26, MATCH(H91147, Lists!$B$12:$B$26,0))","v":"HV"}]
[null,411089,2017,"Wood Other","Serviceable","Class 1",0,"lv",1070,2021,999,"No",false,10,{"$f":"INDEX(Lists!$B$32:$B$40, MATCH(YEAR(TODAY())-C91222, Lists!$C$32:$C$40,1))","v":"0-20"},340.59157821665605,{"$f":"INDEX(Data!$E$24:$E$47, MATCH(F91222&D91222, Data!$B$24:$B$47,0))","v":1.9964561142097742E-3},{"$f":"SUMPRODUCT((Data!$B$58:$B$60=Model!$F91222)*(Data!$C$57:$K$57=Model!$O91222)*(Data!$C$58:$K$60))","v":1.3477151645848988},999,1,{"$f":"IF(E91222<>\"Serviceable\",E91222,INDEX(Lists!$D$6:$D$8, MATCH(T91222,Lists!$C$6:$C$8,0)))","v":"Serviceable"},{"$f":"INDEX(Lists!$C$12:$C$26, MATCH(H91222, Lists!$B$12:$B$26,0))","v":"LV"}]
[null,411141,2016,"Wood Salt Impregnated (Green)","Serviceable","Class 1",0,"lv/hv",910,2021,999,"No",false,10,{"$f":"INDEX(Lists!$B$32:$B$40, MATCH(YEAR(TODAY())-C91243, Lists!$C$32:$C$40,1))","v":"0-20"},289.66199642724951,{"$f":"INDEX(Data!$E$24:$E$47, MATCH(F91243&D91243, Data!$B$24:$B$47,0))","v":9.9474993092014377E-4},{"$f":"SUMPRODUCT((Data!$B$58:$B$60=Model!$F91243)*(Data!$C$57:$K$57=Model!$O91243)*(Data!$C$58:$K$60))","v":1.3477151645848988},999,1,{"$f":"IF(E91243<>\"Serviceable\",E91243,INDEX(Lists!$D$6:$D$8, MATCH(T91243,Lists!$C$6:$C$8,0)))","v":"Serviceable"},{"$f":"INDEX(Lists!$C$12:$C$26, MATCH(H91243, Lists!$B$12:$B$26,0))","v":"HV"}]
[null,435979,2019,"Wood Untreated Dressed","Serviceable","Class 1",0,"lv/hv/sub-transmission",1030,2023,999,"No",false,10,{"$f":"INDEX(Lists!$B$32:$B$40, MATCH(YEAR(TODAY())-C91342, Lists!$C$32:$C$40,1))","v":"0-20"},327.85918276930443,{"$f":"INDEX(Data!$E$24:$E$47, MATCH(F91342&D91342, Data!$B$24:$B$47,0))","v":1.9964561142097742E-3},{"$f":"SUMPRODUCT((Data!$B$58:$B$60=Model!$F91342)*(Data!$C$57:$K$57=Model!$O91342)*(Data!$C$58:$K$60))","v":1.3477151645848988},999,1,{"$f":"IF(E91342<>\"Serviceable\",E91342,INDEX(Lists!$D$6:$D$8, MATCH(T91342,Lists!$C$6:$C$8,0)))","v":"Serviceable"},{"$f":"INDEX(Lists!$C$12:$C$26, MATCH(H91342, Lists!$B$12:$B$26,0))","v":"Sub-T"}]
[null,454221,2019,"Wood Penta Impregnated","Serviceable","Class 2",0,"lv/hv",1068,2020,999,"No",false,10,{"$f":"INDEX(Lists!$B$32:$B$40, MATCH(YEAR(TODAY())-C91368, Lists!$C$32:$C$40,1))","v":"0-20"},339.95495844428842,{"$f":"INDEX(Data!$E$24:$E$47, MATCH(F91368&D91368, Data!$B$24:$B$47,0))","v":1.6118836915297091E-3},{"$f":"SUMPRODUCT((Data!$B$58:$B$60=Model!$F91368)*(Data!$C$57:$K$57=Model!$O91368)*(Data!$C$58:$K$60))","v":1.4303410669288035},999,1,{"$f":"IF(E91368<>\"Serviceable\",E91368,INDEX(Lists!$D$6:$D$8, MATCH(T91368,Lists!$C$6:$C$8,0)))","v":"Serviceable"},{"$f":"INDEX(Lists!$C$12:$C$26, MATCH(H91368, Lists!$B$12:$B$26,0))","v":"HV"}]
[null,232,2014,"Wood Untreated Dressed","Serviceable","Class 1",20140603,"lv",999,2022,100,"No",true,10,{"$f":"INDEX(Lists!$B$32:$B$40, MATCH(YEAR(TODAY())-C91418, Lists!$C$32:$C$40,1))","v":"0-20"},317.99157629760691,{"$f":"INDEX(Data!$E$24:$E$47, MATCH(F91418&D91418, Data!$B$24:$B$47,0))","v":1.9964561142097742E-3},{"$f":"SUMPRODUCT((Data!$B$58:$B$60=Model!$F91418)*(Data!$C$57:$K$57=Model!$O91418)*(Data!$C$58:$K$60))","v":1.3477151645848988},86.522848354151009,1,{"$f":"IF(E91418<>\"Serviceable\",E91418,INDEX(Lists!$D$6:$D$8, MATCH(T91418,Lists!$C$6:$C$8,0)))","v":"Serviceable"},{"$f":"INDEX(Lists!$C$12:$C$26, MATCH(H91418, Lists!$B$12:$B$26,0))","v":"LV"}]
[null,670,1975,"Wood Untreated Dressed","Serviceable","Class 1",20150731,"lv",999,2020,100,"No",true,10,{"$f":"INDEX(Lists!$B$32:$B$40, MATCH(YEAR(TODAY())-C91483, Lists!$C$32:$C$40,1))","v":"41-50"},317.99157629760691,{"$f":"INDEX(Data!$E$24:$E$47, MATCH(F91483&D91483, Data!$B$24:$B$47,0))","v":1.9964561142097742E-3},{"$f":"SUMPRODUCT((Data!$B$58:$B$60=Model!$F91483)*(Data!$C$57:$K$57=Model!$O91483)*(Data!$C$58:$K$60))","v":1.7977578417715214},82.022421582284778,1,{"$f":"IF(E91483<>\"Serviceable\",E91483,INDEX(Lists!$D$6:$D$8, MATCH(T91483,Lists!$C$6:$C$8,0)))","v":"Serviceable"},{"$f":"INDEX(Lists!$C$12:$C$26, MATCH(H91483, Lists!$B$12:$B$26,0))","v":"LV"}]
[null,1118,2014,"Wood Untreated Dressed","Serviceable","Class 1",20140610,"lv",999,2023,100,"No",true,10,{"$f":"INDEX(Lists!$B$32:$B$40, MATCH(YEAR(TODAY())-C91543, Lists!$C$32:$C$40,1))","v":"0-20"},317.99157629760691,{"$f":"INDEX(Data!$E$24:$E$47, MATCH(F91543&D91543, Data!$B$24:$B$47,0))","v":1.9964561142097742E-3},{"$f":"SUMPRODUCT((Data!$B$58:$B$60=Model!$F91543)*(Data!$C$57:$K$57=Model!$O91543)*(Data!$C$58:$K$60))","v":1.3477151645848988},86.522848354151009,1,{"$f":"IF(E91543<>\"Serviceable\",E91543,INDEX(Lists!$D$6:$D$8, MATCH(T91543,Lists!$C$6:$C$8,0)))","v":"Serviceable"},{"$f":"INDEX(Lists!$C$12:$C$26, MATCH(H91543, Lists!$B$12:$B$26,0))","v":"LV"}]
[null,1454,1940,"Wood Untreated Dressed","Serviceable","Class 1",20190103,"lv",999,2023,100,"No",{"$f":"IF(G91593=0,FALSE,TRUE)","v":true},10,{"$f":"INDEX(Lists!$B$32:$B$40, MATCH(YEAR(TODAY())-C91593, Lists!$C$32:$C$40,1))","v":"81-90"},{"$f":"I91593/PI()","v":317.99157629760691},{"$f":"INDEX(Data!$E$24:$E$47, MATCH(F91593&D91593, Data!$B$24:$B$47,0))","v":1.9964561142097742E-3},{"$f":"SUMPRODUCT((Data!$B$58:$B$60=Model!$F91593)*(Data!$C$57:$K$57=Model!$O91593)*(Data!$C$58:$K$60))","v":2.8392735823590045},71.607264176409956,1,{"$f":"IF(E91593<>\"Serviceable\",E91593,INDEX(Lists!$D$6:$D$8, MATCH(T91593,Lists!$C$6:$C$8,0)))","v":"Serviceable"},{"$f":"INDEX(Lists!$C$12:$C$26, MATCH(H91593, Lists!$B$12:$B$26,0))","v":"LV"}]
[null,2071,1966,"Wood Creos Impregnated","Serviceable","Class 3",20170310,"lv",900,2020,90,"No",true,10,{"$f":"INDEX(Lists!$B$32:$B$40, MATCH(YEAR(TODAY())-C91669, Lists!$C$32:$C$40,1))","v":"51-60"},286.47889756541161,{"$f":"INDEX(Data!$E$24:$E$47, MATCH(F91669&D91669, Data!$B$24:$B$47,0))","v":1.0684339161496522E-3},{"$f":"SUMPRODUCT((Data!$B$58:$B$60=Model!$F91669)*(Data!$C$57:$K$57=Model!$O91669)*(Data!$C$58:$K$60))","v":2.6564859251595059},63.43514074840494,2,{"$f":"IF(E91669<>\"Serviceable\",E91669,INDEX(Lists!$D$6:$D$8, MATCH(T91669,Lists!$C$6:$C$8,0)))","v":"Limited Life"},{"$f":"INDEX(Lists!$C$12:$C$26, MATCH(H91669, Lists!$B$12:$B$26,0))","v":"LV"}]
[null,2458,1970,"Wood Creos Impregnated","Serviceable","Class 2",20170531,"lv/hv",890,2022,100,"No",true,10,{"$f":"INDEX(Lists!$B$32:$B$40, MATCH(YEAR(TODAY())-C91722, Lists!$C$32:$C$40,1))","v":"51-60"},283.29579870357372,{"$f":"INDEX(Data!$E$24:$E$47, MATCH(F91722&D91722, Data!$B$24:$B$47,0))","v":1.6118836915297091E-3},{"$f":"SUMPRODUCT((Data!$B$58:$B$60=Model!$F91722)*(Data!$C$57:$K$57=Model!$O91722)*(Data!$C$58:$K$60))","v":2.6773548093458861},73.226451906541143,1,{"$f":"IF(E91722<>\"Serviceable\",E91722,INDEX(Lists!$D$6:$D$8, MATCH(T91722,Lists!$C$6:$C$8,0)))","v":"Serviceable"},{"$f":"INDEX(Lists!$C$12:$C$26, MATCH(H91722, Lists!$B$12:$B$26,0))","v":"HV"}]
[null,2919,2013,"Wood Creos Impregnated","Serviceable","Class 3",20130720,"lv/hv",999,2021,100,"No",true,10,{"$f":"INDEX(Lists!$B$32:$B$40, MATCH(YEAR(TODAY())-C91768, Lists!$C$32:$C$40,1))","v":"0-20"},317.99157629760691,{"$f":"INDEX(Data!$E$24:$E$47, MATCH(F91768&D91768, Data!$B$24:$B$47,0))","v":1.0684339161496522E-3},{"$f":"SUMPRODUCT((Data!$B$58:$B$60=Model!$F91768)*(Data!$C$57:$K$57=Model!$O91768)*(Data!$C$58:$K$60))","v":1.7833496665670392},82.166503334329605,1,{"$f":"IF(E91768<>\"Serviceable\",E91768,INDEX(Lists!$D$6:$D$8, MATCH(T91768,Lists!$C$6:$C$8,0)))","v":"Serviceable"},{"$f":"INDEX(Lists!$C$12:$C$26, MATCH(H91768, Lists!$B$12:$B$26,0))","v":"HV"}]
[null,3065,1968,"Wood Creos Impregnated","Serviceable","Class 3",20150428,"lv/hv",830,2021,100,"No",true,10,{"$f":"INDEX(Lists!$B$32:$B$40, MATCH(YEAR(TODAY())-C91789, Lists!$C$32:$C$40,1))","v":"51-60"},264.19720553254626,{"$f":"INDEX(Data!$E$24:$E$47, MATCH(F91789&D91789, Data!$B$24:$B$47,0))","v":1.0684339161496522E-3},{"$f":"SUMPRODUCT((Data!$B$58:$B$60=Model!$F91789)*(Data!$C$57:$K$57=Model!$O91789)*(Data!$C$58:$K$60))","v":2.6564859251595059},73.435140748404933,1,{"$f":"IF(E91789<>\"Serviceable\",E91789,INDEX(Lists!$D$6:$D$8, MATCH(T91789,Lists!$C$6:$C$8,0)))","v":"Serviceable"},{"$f":"INDEX(Lists!$C$12:$C$26, MATCH(H91789, Lists!$B$12:$B$26,0))","v":"HV"}]
[null,3614,1961,"Wood Salt Impregnated (Green)","Serviceable","Class 3",20091002,"lv/hv",620,2020,100,"No",true,10,{"$f":"INDEX(Lists!$B$32:$B$40, MATCH(YEAR(TODAY())-C91863, Lists!$C$32:$C$40,1))","v":"61-70"},197.35212943395021,{"$f":"INDEX(Data!$E$24:$E$47, MATCH(F91863&D91863, Data!$B$24:$B$47,0))","v":1.0684339161496522E-3},{"$f":"SUMPRODUCT((Data!$B$58:$B$60=Model!$F91863)*(Data!$C$57:$K$57=Model!$O91863)*(Data!$C$58:$K$60))","v":1.9802031311051838},80.197968688948166,1,{"$f":"IF(E91863<>\"Serviceable\",E91863,INDEX(Lists!$D$6:$D$8, MATCH(T91863,Lists!$C$6:$C$8,0)))","v":"Serviceable"},{"$f":"INDEX(Lists!$C$12:$C$26, MATCH(H91863, Lists!$B$12:$B$26,0))","v":"HV"}]
[null,4279,1965,"Wood Creos Impregnated","Serviceable","Class 3",20200609,"lv/hv",1000,2020,100,"No",true,10,{"$f":"INDEX(Lists!$B$32:$B$40, MATCH(YEAR(TODAY())-C91943, Lists!$C$32:$C$40,1))","v":"51-60"},318.3098861837907,{"$f":"INDEX(Data!$E$24:$E$47, MATCH(F91943&D91943, Data!$B$24:$B$47,0))","v":1.0684339161496522E-3},{"$f":"SUMPRODUCT((Data!$B$58:$B$60=Model!$F91943)*(Data!$C$57:$K$57=Model!$O91943)*(Data!$C$58:$K$60))","v":2.6564859251595059},73.435140748404933,1,{"$f":"IF(E91943<>\"Serviceable\",E91943,INDEX(Lists!$D$6:$D$8, MATCH(T91943,Lists!$C$6:$C$8,0)))","v":"Serviceable"},{"$f":"INDEX(Lists!$C$12:$C$26, MATCH(H91943, Lists!$B$12:$B$26,0))","v":"HV"}]
[null,4474,1970,"Wood Creos Impregnated","Serviceable","Class 3",20220519,"lv",1070,2022,100,"No",true,10,{"$f":"INDEX(Lists!$B$32:$B$40, MATCH(YEAR(TODAY())-C91964, Lists!$C$32:$C$40,1))","v":"51-60"},340.59157821665605,{"$f":"INDEX(Data!$E$24:$E$47, MATCH(F91964&D91964, Data!$B$24:$B$47,0))","v":1.0684339161496522E-3},{"$f":"SUMPRODUCT((Data!$B$58:$B$60=Model!$F91964)*(Data!$C$57:$K$57=Model!$O91964)*(Data!$C$58:$K$60))","v":2.6564859251595059},73.435140748404933,1,{"$f":"IF(E91964<>\"Serviceable\",E91964,INDEX(Lists!$D$6:$D$8, MATCH(T91964,Lists!$C$6:$C$8,0)))","v":"Serviceable"},{"$f":"INDEX(Lists!$C$12:$C$26, MATCH(H91964, Lists!$B$12:$B$26,0))","v":"LV"}]
[null,5451,1982,"Wood Creos Impregnated","Serviceable","Class 3",20220519,"lv",1050,2022,60,"No",true,10,{"$f":"INDEX(Lists!$B$32:$B$40, MATCH(YEAR(TODAY())-C92058, Lists!$C$32:$C$40,1))","v":"41-50"},334.22538049298021,{"$f":"INDEX(Data!$E$24:$E$47, MATCH(F92058&D92058, Data!$B$24:$B$47,0))","v":1.0684339161496522E-3},{"$f":"SUMPRODUCT((Data!$B$58:$B$60=Model!$F92058)*(Data!$C$57:$K$57=Model!$O92058)*(Data!$C$58:$K$60))","v":3.2595928155551883},27.404071844448119,3,{"$f":"IF(E92058<>\"Serviceable\",E92058,INDEX(Lists!$D$6:$D$8, MATCH(T92058,Lists!$C$6:$C$8,0)))","v":"Unserviceable"},{"$f":"INDEX(Lists!$C$12:$C$26, MATCH(H92058, Lists!$B$12:$B$26,0))","v":"LV"}]
[null,5789,1993,"Wood Creos Impregnated","Serviceable","Class 3",19930907,"lv",880,2021,90,"No",true,10,{"$f":"INDEX(Lists!$B$32:$B$40, MATCH(YEAR(TODAY())-C92089, Lists!$C$32:$C$40,1))","v":"31-40"},280.11269984173578,{"$f":"INDEX(Data!$E$24:$E$47, MATCH(F92089&D92089, Data!$B$24:$B$47,0))","v":1.0684339161496522E-3},{"$f":"SUMPRODUCT((Data!$B$58:$B$60=Model!$F92089)*(Data!$C$57:$K$57=Model!$O92089)*(Data!$C$58:$K$60))","v":3.6307860245411354},53.692139754588645,2,{"$f":"IF(E92089<>\"Serviceable\",E92089,INDEX(Lists!$D$6:$D$8, MATCH(T92089,Lists!$C$6:$C$8,0)))","v":"Limited Life"},{"$f":"INDEX(Lists!$C$12:$C$26, MATCH(H92089, Lists!$B$12:$B$26,0))","v":"LV"}]
[null,6367,1975,"Wood Creos Impregnated","Serviceable","Class 3",20180820,"lv",942,2023,90,"No",true,10,{"$f":"INDEX(Lists!$B$32:$B$40, MATCH(YEAR(TODAY())-C92139, Lists!$C$32:$C$40,1))","v":"41-50"},299.8479127851308,{"$f":"INDEX(Data!$E$24:$E$47, MATCH(F92139&D92139, Data!$B$24:$B$47,0))","v":1.0684339161496522E-3},{"$f":"SUMPRODUCT((Data!$B$58:$B$60=Model!$F92139)*(Data!$C$57:$K$57=Model!$O92139)*(Data!$C$58:$K$60))","v":3.2595928155551883},57.404071844448119,2,{"$f":"IF(E92139<>\"Serviceable\",E92139,INDEX(Lists!$D$6:$D$8, MATCH(T92139,Lists!$C$6:$C$8,0)))","v":"Limited Life"},{"$f":"INDEX(Lists!$C$12:$C$26, MATCH(H92139, Lists!$B$12:$B$26,0))","v":"LV"}]
[null,6682,1938,"Wood Untreated Dressed","Serviceable","Class 1",20160914,"lv/hv",780,2021,100,"No",true,10,{"$f":"INDEX(Lists!$B$32:$B$40, MATCH(YEAR(TODAY())-C92199, Lists!$C$32:$C$40,1))","v":"81-90"},248.28171122335672,{"$f":"INDEX(Data!$E$24:$E$47, MATCH(F92199&D92199, Data!$B$24:$B$47,0))","v":1.9964561142097742E-3},{"$f":"SUMPRODUCT((Data!$B$58:$B$60=Model!$F92199)*(Data!$C$57:$K$57=Model!$O92199)*(Data!$C$58:$K$60))","v":2.8392735823590045},71.607264176409956,1,{"$f":"IF(E92199<>\"Serviceable\",E92199,INDEX(Lists!$D$6:$D$8, MATCH(T92199,Lists!$C$6:$C$8,0)))","v":"Serviceable"},{"$f":"INDEX(Lists!$C$12:$C$26, MATCH(H92199, Lists!$B$12:$B$26,0))","v":"HV"}]
[null,7243,2001,"Wood Untreated Round","Serviceable","Class 1",20010803,"lv",999,2022,100,"No",true,10,{"$f":"INDEX(Lists!$B$32:$B$40, MATCH(YEAR(TODAY())-C92264, Lists!$C$32:$C$40,1))","v":"21-30"},317.99157629760691,{"$f":"INDEX(Data!$E$24:$E$47, MATCH(F92264&D92264, Data!$B$24:$B$47,0))","v":1.9964561142097742E-3},{"$f":"SUMPRODUCT((Data!$B$58:$B$60=Model!$F92264)*(Data!$C$57:$K$57=Model!$O92264)*(Data!$C$58:$K$60))","v":2.1651652228345815},78.34834777165419,1,{"$f":"IF(E92264<>\"Serviceable\",E92264,INDEX(Lists!$D$6:$D$8, MATCH(T92264,Lists!$C$6:$C$8,0)))","v":"Serviceable"},{"$f":"INDEX(Lists!$C$12:$C$26, MATCH(H92264, Lists!$B$12:$B$26,0))","v":"LV"}]
[null,7571,2012,"Wood Untreated Dressed","Serviceable","Class 1",20120903,"lv",999,2022,100,"No",true,10,{"$f":"INDEX(Lists!$B$32:$B$40, MATCH(YEAR(TODAY())-C92314, Lists!$C$32:$C$40,1))","v":"0-20"},317.99157629760691,{"$f":"INDEX(Data!$E$24:$E$47, MATCH(F92314&D92314, Data!$B$24:$B$47,0))","v":1.9964561142097742E-3},{"$f":"SUMPRODUCT((Data!$B$58:$B$60=Model!$F92314)*(Data!$C$57:$K$57=Model!$O92314)*(Data!$C$58:$K$60))","v":1.3477151645848988},86.522848354151009,1,{"$f":"IF(E92314<>\"Serviceable\",E92314,INDEX(Lists!$D$6:$D$8, MATCH(T92314,Lists!$C$6:$C$8,0)))","v":"Serviceable"},{"$f":"INDEX(Lists!$C$12:$C$26, MATCH(H92314, Lists!$B$12:$B$26,0))","v":"LV"}]
[null,7919,1966,"Wood Creos Impregnated","Serviceable","Class 3",20150804,"lv/hv/sub-transmission",1050,2020,80,"No",true,10,{"$f":"INDEX(Lists!$B$32:$B$40, MATCH(YEAR(TODAY())-C92362, Lists!$C$32:$C$40,1))","v":"51-60"},334.22538049298021,{"$f":"INDEX(Data!$E$24:$E$47, MATCH(F92362&D92362, Data!$B$24:$B$47,0))","v":1.0684339161496522E-3},{"$f":"SUMPRODUCT((Data!$B$58:$B$60=Model!$F92362)*(Data!$C$57:$K$57=Model!$O92362)*(Data!$C$58:$K$60))","v":2.6564859251595059},53.43514074840494,2,{"$f":"IF(E92362<>\"Serviceable\",E92362,INDEX(Lists!$D$6:$D$8, MATCH(T92362,Lists!$C$6:$C$8,0)))","v":"Limited Life"},{"$f":"INDEX(Lists!$C$12:$C$26, MATCH(H92362, Lists!$B$12:$B$26,0))","v":"Sub-T"}]
[null,8480,2002,"Wood Untreated Round","Serviceable","Class 2",20020930,"lv",1040,2022,100,"No",true,10,{"$f":"INDEX(Lists!$B$32:$B$40, MATCH(YEAR(TODAY())-C92439, Lists!$C$32:$C$40,1))","v":"21-30"},331.04228163114232,{"$f":"INDEX(Data!$E$24:$E$47, MATCH(F92439&D92439, Data!$B$24:$B$47,0))","v":2.1997700016428453E-3},{"$f":"SUMPRODUCT((Data!$B$58:$B$60=Model!$F92439)*(Data!$C$57:$K$57=Model!$O92439)*(Data!$C$58:$K$60))","v":1.9003299563977134},80.996700436022863,1,{"$f":"IF(E92439<>\"Serviceable\",E92439,INDEX(Lists!$D$6:$D$8, MATCH(T92439,Lists!$C$6:$C$8,0)))","v":"Serviceable"},{"$f":"INDEX(Lists!$C$12:$C$26, MATCH(H92439, Lists!$B$12:$B$26,0))","v":"LV"}]
[null,8824,1938,"Wood Untreated Dressed","Serviceable","Class 1",20150805,"lv",560,2020,100,"No",{"$f":"IF(G92489=0,FALSE,TRUE)","v":true},10,{"$f":"INDEX(Lists!$B$32:$B$40, MATCH(YEAR(TODAY())-C92489, Lists!$C$32:$C$40,1))","v":"81-90"},{"$f":"I92489/PI()","v":178.25353626292278},{"$f":"INDEX(Data!$E$24:$E$47, MATCH(F92489&D92489, Data!$B$24:$B$47,0))","v":1.9964561142097742E-3},{"$f":"SUMPRODUCT((Data!$B$58:$B$60=Model!$F92489)*(Data!$C$57:$K$57=Model!$O92489)*(Data!$C$58:$K$60))","v":2.8392735823590045},71.607264176409956,1,{"$f":"IF(E92489<>\"Serviceable\",E92489,INDEX(Lists!$D$6:$D$8, MATCH(T92489,Lists!$C$6:$C$8,0)))","v":"Serviceable"},{"$f":"INDEX(Lists!$C$12:$C$26, MATCH(H92489, Lists!$B$12:$B$26,0))","v":"LV"}]
[null,8876,1993,"Wood Creos Impregnated","Serviceable","Class 3",19931117,"lv",820,2020,90,"No",true,10,{"$f":"INDEX(Lists!$B$32:$B$40, MATCH(YEAR(TODAY())-C92503, Lists!$C$32:$C$40,1))","v":"31-40"},261.01410667070837,{"$f":"INDEX(Data!$E$24:$E$47, MATCH(F92503&D92503, Data!$B$24:$B$47,0))","v":1.0684339161496522E-3},{"$f":"SUMPRODUCT((Data!$B$58:$B$60=Model!$F92503)*(Data!$C$57:$K$57=Model!$O92503)*(Data!$C$58:$K$60))","v":3.6307860245411354},53.692139754588645,2,{"$f":"IF(E92503<>\"Serviceable\",E92503,INDEX(Lists!$D$6:$D$8, MATCH(T92503,Lists!$C$6:$C$8,0)))","v":"Limited Life"},{"$f":"INDEX(Lists!$C$12:$C$26, MATCH(H92503, Lists!$B$12:$B$26,0))","v":"LV"}]
[null,9434,1968,"Wood Creos Impregnated","Serviceable","Class 3",20200801,"lv/hv",1030,2020,130,"No",true,10,{"$f":"INDEX(Lists!$B$32:$B$40, MATCH(YEAR(TODAY())-C92559, Lists!$C$32:$C$40,1))","v":"51-60"},327.85918276930443,{"$f":"INDEX(Data!$E$24:$E$47, MATCH(F92559&D92559, Data!$B$24:$B$47,0))","v":1.0684339161496522E-3},{"$f":"SUMPRODUCT((Data!$B$58:$B$60=Model!$F92559)*(Data!$C$57:$K$57=Model!$O92559)*(Data!$C$58:$K$60))","v":2.6564859251595059},103.43514074840493,1,{"$f":"IF(E92559<>\"Serviceable\",E92559,INDEX(Lists!$D$6:$D$8, MATCH(T92559,Lists!$C$6:$C$8,0)))","v":"Serviceable"},{"$f":"INDEX(Lists!$C$12:$C$26, MATCH(H92559, Lists!$B$12:$B$26,0))","v":"HV"}]
[null,9845,1962,"Wood Creos Impregnated","Serviceable","Class 3",20150408,"lv",900,2020,100,"No",true,10,{"$f":"INDEX(Lists!$B$32:$B$40, MATCH(YEAR(TODAY())-C92609, Lists!$C$32:$C$40,1))","v":"61-70"},286.47889756541161,{"$f":"INDEX(Data!$E$24:$E$47, MATCH(F92609&D92609, Data!$B$24:$B$47,0))","v":1.0684339161496522E-3},{"$f":"SUMPRODUCT((Data!$B$58:$B$60=Model!$F92609)*(Data!$C$57:$K$57=Model!$O92609)*(Data!$C$58:$K$60))","v":1.9802031311051838},80.197968688948166,1,{"$f":"IF(E92609<>\"Serviceable\",E92609,INDEX(Lists!$D$6:$D$8, MATCH(T92609,Lists!$C$6:$C$8,0)))","v":"Serviceable"},{"$f":"INDEX(Lists!$C$12:$C$26, MATCH(H92609, Lists!$B$12:$B$26,0))","v":"LV"}]
[null,10721,1975,"Wood Untreated Dressed","Serviceable","Class 1",20160119,"lv/hv",999,2020,100,"No",true,10,{"$f":"INDEX(Lists!$B$32:$B$40, MATCH(YEAR(TODAY())-C92698, Lists!$C$32:$C$40,1))","v":"41-50"},317.99157629760691,{"$f":"INDEX(Data!$E$24:$E$47, MATCH(F92698&D92698, Data!$B$24:$B$47,0))","v":1.9964561142097742E-3},{"$f":"SUMPRODUCT((Data!$B$58:$B$60=Model!$F92698)*(Data!$C$57:$K$57=Model!$O92698)*(Data!$C$58:$K$60))","v":1.7977578417715214},82.022421582284778,1,{"$f":"IF(E92698<>\"Serviceable\",E92698,INDEX(Lists!$D$6:$D$8, MATCH(T92698,Lists!$C$6:$C$8,0)))","v":"Serviceable"},{"$f":"INDEX(Lists!$C$12:$C$26, MATCH(H92698, Lists!$B$12:$B$26,0))","v":"HV"}]
[null,10992,1991,"Wood Untreated Dressed","Serviceable","Class 1",20221104,"lv/hv",935,2022,140,"No",true,10,{"$f":"INDEX(Lists!$B$32:$B$40, MATCH(YEAR(TODAY())-C92734, Lists!$C$32:$C$40,1))","v":"31-40"},297.61974358184426,{"$f":"INDEX(Data!$E$24:$E$47, MATCH(F92734&D92734, Data!$B$24:$B$47,0))","v":1.9964561142097742E-3},{"$f":"SUMPRODUCT((Data!$B$58:$B$60=Model!$F92734)*(Data!$C$57:$K$57=Model!$O92734)*(Data!$C$58:$K$60))","v":3.0038452968326621},109.96154703167338,1,{"$f":"IF(E92734<>\"Serviceable\",E92734,INDEX(Lists!$D$6:$D$8, MATCH(T92734,Lists!$C$6:$C$8,0)))","v":"Serviceable"},{"$f":"INDEX(Lists!$C$12:$C$26, MATCH(H92734, Lists!$B$12:$B$26,0))","v":"HV"}]
[null,11582,1998,"Wood Untreated Dressed","Serviceable","Class 1",19980121,"lv",999,2022,100,"No",true,10,{"$f":"INDEX(Lists!$B$32:$B$40, MATCH(YEAR(TODAY())-C92810, Lists!$C$32:$C$40,1))","v":"21-30"},317.99157629760691,{"$f":"INDEX(Data!$E$24:$E$47, MATCH(F92810&D92810, Data!$B$24:$B$47,0))","v":1.9964561142097742E-3},{"$f":"SUMPRODUCT((Data!$B$58:$B$60=Model!$F92810)*(Data!$C$57:$K$57=Model!$O92810)*(Data!$C$58:$K$60))","v":2.1651652228345815},78.34834777165419,1,{"$f":"IF(E92810<>\"Serviceable\",E92810,INDEX(Lists!$D$6:$D$8, MATCH(T92810,Lists!$C$6:$C$8,0)))","v":"Serviceable"},{"$f":"INDEX(Lists!$C$12:$C$26, MATCH(H92810, Lists!$B$12:$B$26,0))","v":"LV"}]
[null,11759,1996,"Wood Creos Impregnated","Limited Life","Class 3",19960516,"lv",999,2023,40,"No",true,10,{"$f":"INDEX(Lists!$B$32:$B$40, MATCH(YEAR(TODAY())-C92839, Lists!$C$32:$C$40,1))","v":"21-30"},317.99157629760691,{"$f":"INDEX(Data!$E$24:$E$47, MATCH(F92839&D92839, Data!$B$24:$B$47,0))","v":1.0684339161496522E-3},{"$f":"SUMPRODUCT((Data!$B$58:$B$60=Model!$F92839)*(Data!$C$57:$K$57=Model!$O92839)*(Data!$C$58:$K$60))","v":1.964589315203191},20.35410684796809,3,{"$f":"IF(E92839<>\"Serviceable\",E92839,INDEX(Lists!$D$6:$D$8, MATCH(T92839,Lists!$C$6:$C$8,0)))","v":"Limited Life"},{"$f":"INDEX(Lists!$C$12:$C$26, MATCH(H92839, Lists!$B$12:$B$26,0))","v":"LV"}]
[null,12289,1993,"Wood Untreated Dressed","Serviceable","Class 1",19931119,"lv",999,2021,100,"No",true,10,{"$f":"INDEX(Lists!$B$32:$B$40, MATCH(YEAR(TODAY())-C92909, Lists!$C$32:$C$40,1))","v":"31-40"},317.99157629760691,{"$f":"INDEX(Data!$E$24:$E$47, MATCH(F92909&D92909, Data!$B$24:$B$47,0))","v":1.9964561142097742E-3},{"$f":"SUMPRODUCT((Data!$B$58:$B$60=Model!$F92909)*(Data!$C$57:$K$57=Model!$O92909)*(Data!$C$58:$K$60))","v":3.0038452968326621},69.961547031673376,1,{"$f":"IF(E92909<>\"Serviceable\",E92909,INDEX(Lists!$D$6:$D$8, MATCH(T92909,Lists!$C$6:$C$8,0)))","v":"Serviceable"},{"$f":"INDEX(Lists!$C$12:$C$26, MATCH(H92909, Lists!$B$12:$B$26,0))","v":"LV"}]
[null,12932,1966,"Wood Creos Impregnated","Serviceable","Class 4",20201118,"lv",740,2020,100,"No",true,10,{"$f":"INDEX(Lists!$B$32:$B$40, MATCH(YEAR(TODAY())-C92985, Lists!$C$32:$C$40,1))","v":"51-60"},235.5493157760051,{"$f":"INDEX(Data!$E$24:$E$47, MATCH(F92985&D92985, Data!$B$24:$B$47,0))","v":{"$error":"#N/A"}},{"$f":"SUMPRODUCT((Data!$B$58:$B$60=Model!$F92985)*(Data!$C$57:$K$57=Model!$O92985)*(Data!$C$58:$K$60))","v":0},100,1,{"$f":"IF(E92985<>\"Serviceable\",E92985,INDEX(Lists!$D$6:$D$8, MATCH(T92985,Lists!$C$6:$C$8,0)))","v":"Serviceable"},{"$f":"INDEX(Lists!$C$12:$C$26, MATCH(H92985, Lists!$B$12:$B$26,0))","v":"LV"}]
[null,13298,1994,"Wood Untreated Dressed","Serviceable","Class 1",19940302,"lv",999,2022,100,"No",true,10,{"$f":"INDEX(Lists!$B$32:$B$40, MATCH(YEAR(TODAY())-C93035, Lists!$C$32:$C$40,1))","v":"31-40"},317.99157629760691,{"$f":"INDEX(Data!$E$24:$E$47, MATCH(F93035&D93035, Data!$B$24:$B$47,0))","v":1.9964561142097742E-3},{"$f":"SUMPRODUCT((Data!$B$58:$B$60=Model!$F93035)*(Data!$C$57:$K$57=Model!$O93035)*(Data!$C$58:$K$60))","v":3.0038452968326621},69.961547031673376,1,{"$f":"IF(E93035<>\"Serviceable\",E93035,INDEX(Lists!$D$6:$D$8, MATCH(T93035,Lists!$C$6:$C$8,0)))","v":"Serviceable"},{"$f":"INDEX(Lists!$C$12:$C$26, MATCH(H93035, Lists!$B$12:$B$26,0))","v":"LV"}]
[null,13463,1939,"Wood Untreated Dressed","Serviceable","Class 1",20150826,"lv",910,2020,100,"No",true,10,{"$f":"INDEX(Lists!$B$32:$B$40, MATCH(YEAR(TODAY())-C93056, Lists!$C$32:$C$40,1))","v":"81-90"},289.66199642724951,{"$f":"INDEX(Data!$E$24:$E$47, MATCH(F93056&D93056, Data!$B$24:$B$47,0))","v":1.9964561142097742E-3},{"$f":"SUMPRODUCT((Data!$B$58:$B$60=Model!$F93056)*(Data!$C$57:$K$57=Model!$O93056)*(Data!$C$58:$K$60))","v":2.8392735823590045},71.607264176409956,1,{"$f":"IF(E93056<>\"Serviceable\",E93056,INDEX(Lists!$D$6:$D$8, MATCH(T93056,Lists!$C$6:$C$8,0)))","v":"Serviceable"},{"$f":"INDEX(Lists!$C$12:$C$26, MATCH(H93056, Lists!$B$12:$B$26,0))","v":"LV"}]
[null,13808,1961,"Wood Creos Impregnated","Serviceable","Class 3",20180912,"lv/hv",1050,2019,100,"No",true,10,{"$f":"INDEX(Lists!$B$32:$B$40, MATCH(YEAR(TODAY())-C93105, Lists!$C$32:$C$40,1))","v":"61-70"},334.22538049298021,{"$f":"INDEX(Data!$E$24:$E$47, MATCH(F93105&D93105, Data!$B$24:$B$47,0))","v":1.0684339161496522E-3},{"$f":"SUMPRODUCT((Data!$B$58:$B$60=Model!$F93105)*(Data!$C$57:$K$57=Model!$O93105)*(Data!$C$58:$K$60))","v":1.9802031311051838},80.197968688948166,1,{"$f":"IF(E93105<>\"Serviceable\",E93105,INDEX(Lists!$D$6:$D$8, MATCH(T93105,Lists!$C$6:$C$8,0)))","v":"Serviceable"},{"$f":"INDEX(Lists!$C$12:$C$26, MATCH(H93105, Lists!$B$12:$B$26,0))","v":"HV"}]
[null,14157,2001,"Wood Creos Impregnated","Serviceable","Class 3",20010625,"lv",999,2019,100,"No",true,10,{"$f":"INDEX(Lists!$B$32:$B$40, MATCH(YEAR(TODAY())-C93155, Lists!$C$32:$C$40,1))","v":"21-30"},317.99157629760691,{"$f":"INDEX(Data!$E$24:$E$47, MATCH(F93155&D93155, Data!$B$24:$B$47,0))","v":1.0684339161496522E-3},{"$f":"SUMPRODUCT((Data!$B$58:$B$60=Model!$F93155)*(Data!$C$57:$K$57=Model!$O93155)*(Data!$C$58:$K$60))","v":1.964589315203191},80.354106847968097,1,{"$f":"IF(E93155<>\"Serviceable\",E93155,INDEX(Lists!$D$6:$D$8, MATCH(T93155,Lists!$C$6:$C$8,0)))","v":"Serviceable"},{"$f":"INDEX(Lists!$C$12:$C$26, MATCH(H93155, Lists!$B$12:$B$26,0))","v":"LV"}]
[null,14537,1994,"Wood Creos Impregnated","Serviceable","Class 3",19941111,"lv",999,2022,100,"No",true,10,{"$f":"INDEX(Lists!$B$32:$B$40, MATCH(YEAR(TODAY())-C93219, Lists!$C$32:$C$40,1))","v":"31-40"},317.99157629760691,{"$f":"INDEX(Data!$E$24:$E$47, MATCH(F93219&D93219, Data!$B$24:$B$47,0))","v":1.0684339161496522E-3},{"$f":"SUMPRODUCT((Data!$B$58:$B$60=Model!$F93219)*(Data!$C$57:$K$57=Model!$O93219)*(Data!$C$58:$K$60))","v":3.6307860245411354},63.692139754588645,2,{"$f":"IF(E93219<>\"Serviceable\",E93219,INDEX(Lists!$D$6:$D$8, MATCH(T93219,Lists!$C$6:$C$8,0)))","v":"Limited Life"},{"$f":"INDEX(Lists!$C$12:$C$26, MATCH(H93219, Lists!$B$12:$B$26,0))","v":"LV"}]
[null,15102,1960,"Wood Creos Impregnated","Serviceable","Class 3",20221122,"lv",800,2022,80,"No",true,10,{"$f":"INDEX(Lists!$B$32:$B$40, MATCH(YEAR(TODAY())-C93280, Lists!$C$32:$C$40,1))","v":"61-70"},254.64790894703253,{"$f":"INDEX(Data!$E$24:$E$47, MATCH(F93280&D93280, Data!$B$24:$B$47,0))","v":1.0684339161496522E-3},{"$f":"SUMPRODUCT((Data!$B$58:$B$60=Model!$F93280)*(Data!$C$57:$K$57=Model!$O93280)*(Data!$C$58:$K$60))","v":1.9802031311051838},60.197968688948166,2,{"$f":"IF(E93280<>\"Serviceable\",E93280,INDEX(Lists!$D$6:$D$8, MATCH(T93280,Lists!$C$6:$C$8,0)))","v":"Limited Life"},{"$f":"INDEX(Lists!$C$12:$C$26, MATCH(H93280, Lists!$B$12:$B$26,0))","v":"LV"}]
[null,15538,2000,"Wood Untreated Dressed","Serviceable","Class 1",20000619,"lv",999,2022,100,"No",true,10,{"$f":"INDEX(Lists!$B$32:$B$40, MATCH(YEAR(TODAY())-C93330, Lists!$C$32:$C$40,1))","v":"21-30"},317.99157629760691,{"$f":"INDEX(Data!$E$24:$E$47, MATCH(F93330&D93330, Data!$B$24:$B$47,0))","v":1.9964561142097742E-3},{"$f":"SUMPRODUCT((Data!$B$58:$B$60=Model!$F93330)*(Data!$C$57:$K$57=Model!$O93330)*(Data!$C$58:$K$60))","v":2.1651652228345815},78.34834777165419,1,{"$f":"IF(E93330<>\"Serviceable\",E93330,INDEX(Lists!$D$6:$D$8, MATCH(T93330,Lists!$C$6:$C$8,0)))","v":"Serviceable"},{"$f":"INDEX(Lists!$C$12:$C$26, MATCH(H93330, Lists!$B$12:$B$26,0))","v":"LV"}]
[null,16112,1993,"Wood Creos Impregnated","Serviceable","Class 3",19931123,"lv/hv",999,2021,90,"No",true,10,{"$f":"INDEX(Lists!$B$32:$B$40, MATCH(YEAR(TODAY())-C93414, Lists!$C$32:$C$40,1))","v":"31-40"},317.99157629760691,{"$f":"INDEX(Data!$E$24:$E$47, MATCH(F93414&D93414, Data!$B$24:$B$47,0))","v":1.0684339161496522E-3},{"$f":"SUMPRODUCT((Data!$B$58:$B$60=Model!$F93414)*(Data!$C$57:$K$57=Model!$O93414)*(Data!$C$58:$K$60))","v":3.6307860245411354},53.692139754588645,2,{"$f":"IF(E93414<>\"Serviceable\",E93414,INDEX(Lists!$D$6:$D$8, MATCH(T93414,Lists!$C$6:$C$8,0)))","v":"Limited Life"},{"$f":"INDEX(Lists!$C$12:$C$26, MATCH(H93414, Lists!$B$12:$B$26,0))","v":"HV"}]
[null,16374,1986,"Wood Untreated Dressed","Serviceable","Class 1",19860218,"lv",999,2021,110,"No",true,10,{"$f":"INDEX(Lists!$B$32:$B$40, MATCH(YEAR(TODAY())-C93455, Lists!$C$32:$C$40,1))","v":"31-40"},317.99157629760691,{"$f":"INDEX(Data!$E$24:$E$47, MATCH(F93455&D93455, Data!$B$24:$B$47,0))","v":1.9964561142097742E-3},{"$f":"SUMPRODUCT((Data!$B$58:$B$60=Model!$F93455)*(Data!$C$57:$K$57=Model!$O93455)*(Data!$C$58:$K$60))","v":3.0038452968326621},79.961547031673376,1,{"$f":"IF(E93455<>\"Serviceable\",E93455,INDEX(Lists!$D$6:$D$8, MATCH(T93455,Lists!$C$6:$C$8,0)))","v":"Serviceable"},{"$f":"INDEX(Lists!$C$12:$C$26, MATCH(H93455, Lists!$B$12:$B$26,0))","v":"LV"}]
[null,16984,1986,"Wood Untreated Dressed","Serviceable","Class 1",19860118,"lv",999,2021,100,"No",true,10,{"$f":"INDEX(Lists!$B$32:$B$40, MATCH(YEAR(TODAY())-C93531, Lists!$C$32:$C$40,1))","v":"31-40"},317.99157629760691,{"$f":"INDEX(Data!$E$24:$E$47, MATCH(F93531&D93531, Data!$B$24:$B$47,0))","v":1.9964561142097742E-3},{"$f":"SUMPRODUCT((Data!$B$58:$B$60=Model!$F93531)*(Data!$C$57:$K$57=Model!$O93531)*(Data!$C$58:$K$60))","v":3.0038452968326621},69.961547031673376,1,{"$f":"IF(E93531<>\"Serviceable\",E93531,INDEX(Lists!$D$6:$D$8, MATCH(T93531,Lists!$C$6:$C$8,0)))","v":"Serviceable"},{"$f":"INDEX(Lists!$C$12:$C$26, MATCH(H93531, Lists!$B$12:$B$26,0))","v":"LV"}]
[null,17172,1999,"Wood Creos Impregnated","Serviceable","Class 3",19990217,"lv",999,2023,100,"No",true,10,{"$f":"INDEX(Lists!$B$32:$B$40, MATCH(YEAR(TODAY())-C93555, Lists!$C$32:$C$40,1))","v":"21-30"},317.99157629760691,{"$f":"INDEX(Data!$E$24:$E$47, MATCH(F93555&D93555, Data!$B$24:$B$47,0))","v":1.0684339161496522E-3},{"$f":"SUMPRODUCT((Data!$B$58:$B$60=Model!$F93555)*(Data!$C$57:$K$57=Model!$O93555)*(Data!$C$58:$K$60))","v":1.964589315203191},80.354106847968097,1,{"$f":"IF(E93555<>\"Serviceable\",E93555,INDEX(Lists!$D$6:$D$8, MATCH(T93555,Lists!$C$6:$C$8,0)))","v":"Serviceable"},{"$f":"INDEX(Lists!$C$12:$C$26, MATCH(H93555, Lists!$B$12:$B$26,0))","v":"LV"}]
[null,17986,1996,"Wood Creos Impregnated","Serviceable","Class 3",19960630,"lv",999,2022,70,"No",true,10,{"$f":"INDEX(Lists!$B$32:$B$40, MATCH(YEAR(TODAY())-C93630, Lists!$C$32:$C$40,1))","v":"21-30"},317.99157629760691,{"$f":"INDEX(Data!$E$24:$E$47, MATCH(F93630&D93630, Data!$B$24:$B$47,0))","v":1.0684339161496522E-3},{"$f":"SUMPRODUCT((Data!$B$58:$B$60=Model!$F93630)*(Data!$C$57:$K$57=Model!$O93630)*(Data!$C$58:$K$60))","v":1.964589315203191},50.35410684796809,2,{"$f":"IF(E93630<>\"Serviceable\",E93630,INDEX(Lists!$D$6:$D$8, MATCH(T93630,Lists!$C$6:$C$8,0)))","v":"Limited Life"},{"$f":"INDEX(Lists!$C$12:$C$26, MATCH(H93630, Lists!$B$12:$B$26,0))","v":"LV"}]
[null,18181,1967,"Wood Creos Impregnated","Serviceable","Class 3",20230118,"lv",820,2022,100,"No",true,10,{"$f":"INDEX(Lists!$B$32:$B$40, MATCH(YEAR(TODAY())-C93651, Lists!$C$32:$C$40,1))","v":"51-60"},261.01410667070837,{"$f":"INDEX(Data!$E$24:$E$47, MATCH(F93651&D93651, Data!$B$24:$B$47,0))","v":1.0684339161496522E-3},{"$f":"SUMPRODUCT((Data!$B$58:$B$60=Model!$F93651)*(Data!$C$57:$K$57=Model!$O93651)*(Data!$C$58:$K$60))","v":2.6564859251595059},73.435140748404933,1,{"$f":"IF(E93651<>\"Serviceable\",E93651,INDEX(Lists!$D$6:$D$8, MATCH(T93651,Lists!$C$6:$C$8,0)))","v":"Serviceable"},{"$f":"INDEX(Lists!$C$12:$C$26, MATCH(H93651, Lists!$B$12:$B$26,0))","v":"LV"}]
[null,19455,2013,"Wood Creos Impregnated","Serviceable","Class 3",20130521,"lv/hv",999,2022,100,"No",true,10,{"$f":"INDEX(Lists!$B$32:$B$40, MATCH(YEAR(TODAY())-C93750, Lists!$C$32:$C$40,1))","v":"0-20"},317.99157629760691,{"$f":"INDEX(Data!$E$24:$E$47, MATCH(F93750&D93750, Data!$B$24:$B$47,0))","v":1.0684339161496522E-3},{"$f":"SUMPRODUCT((Data!$B$58:$B$60=Model!$F93750)*(Data!$C$57:$K$57=Model!$O93750)*(Data!$C$58:$K$60))","v":1.7833496665670392},82.166503334329605,1,{"$f":"IF(E93750<>\"Serviceable\",E93750,INDEX(Lists!$D$6:$D$8, MATCH(T93750,Lists!$C$6:$C$8,0)))","v":"Serviceable"},{"$f":"INDEX(Lists!$C$12:$C$26, MATCH(H93750, Lists!$B$12:$B$26,0))","v":"HV"}]
[null,19996,1976,"Wood Untreated Dressed","Serviceable","Class 1",20171212,"lv/hv/sub-transmission",999,2022,100,"No",true,10,{"$f":"INDEX(Lists!$B$32:$B$40, MATCH(YEAR(TODAY())-C93805, Lists!$C$32:$C$40,1))","v":"41-50"},317.99157629760691,{"$f":"INDEX(Data!$E$24:$E$47, MATCH(F93805&D93805, Data!$B$24:$B$47,0))","v":1.9964561142097742E-3},{"$f":"SUMPRODUCT((Data!$B$58:$B$60=Model!$F93805)*(Data!$C$57:$K$57=Model!$O93805)*(Data!$C$58:$K$60))","v":1.7977578417715214},82.022421582284778,1,{"$f":"IF(E93805<>\"Serviceable\",E93805,INDEX(Lists!$D$6:$D$8, MATCH(T93805,Lists!$C$6:$C$8,0)))","v":"Serviceable"},{"$f":"INDEX(Lists!$C$12:$C$26, MATCH(H93805, Lists!$B$12:$B$26,0))","v":"Sub-T"}]
[null,20266,1996,"Wood Creos Impregnated","Serviceable","Class 3",19960504,"lv",999,2021,100,"No",true,10,{"$f":"INDEX(Lists!$B$32:$B$40, MATCH(YEAR(TODAY())-C93826, Lists!$C$32:$C$40,1))","v":"21-30"},317.99157629760691,{"$f":"INDEX(Data!$E$24:$E$47, MATCH(F93826&D93826, Data!$B$24:$B$47,0))","v":1.0684339161496522E-3},{"$f":"SUMPRODUCT((Data!$B$58:$B$60=Model!$F93826)*(Data!$C$57:$K$57=Model!$O93826)*(Data!$C$58:$K$60))","v":1.964589315203191},80.354106847968097,1,{"$f":"IF(E93826<>\"Serviceable\",E93826,INDEX(Lists!$D$6:$D$8, MATCH(T93826,Lists!$C$6:$C$8,0)))","v":"Serviceable"},{"$f":"INDEX(Lists!$C$12:$C$26, MATCH(H93826, Lists!$B$12:$B$26,0))","v":"LV"}]
[null,21202,1979,"Wood Untreated Dressed","Serviceable","Class 1",20210917,"lv",700,2021,120,"No",true,10,{"$f":"INDEX(Lists!$B$32:$B$40, MATCH(YEAR(TODAY())-C93891, Lists!$C$32:$C$40,1))","v":"41-50"},222.81692032865348,{"$f":"INDEX(Data!$E$24:$E$47, MATCH(F93891&D93891, Data!$B$24:$B$47,0))","v":1.9964561142097742E-3},{"$f":"SUMPRODUCT((Data!$B$58:$B$60=Model!$F93891)*(Data!$C$57:$K$57=Model!$O93891)*(Data!$C$58:$K$60))","v":1.7977578417715214},102.02242158228478,1,{"$f":"IF(E93891<>\"Serviceable\",E93891,INDEX(Lists!$D$6:$D$8, MATCH(T93891,Lists!$C$6:$C$8,0)))","v":"Serviceable"},{"$f":"INDEX(Lists!$C$12:$C$26, MATCH(H93891, Lists!$B$12:$B$26,0))","v":"LV"}]
[null,21973,1989,"Wood Creos Impregnated","Serviceable","Class 3",19890927,"lv/hv",999,2023,100,"No",true,10,{"$f":"INDEX(Lists!$B$32:$B$40, MATCH(YEAR(TODAY())-C93951, Lists!$C$32:$C$40,1))","v":"31-40"},317.99157629760691,{"$f":"INDEX(Data!$E$24:$E$47, MATCH(F93951&D93951, Data!$B$24:$B$47,0))","v":1.0684339161496522E-3},{"$f":"SUMPRODUCT((Data!$B$58:$B$60=Model!$F93951)*(Data!$C$57:$K$57=Model!$O93951)*(Data!$C$58:$K$60))","v":3.6307860245411354},63.692139754588645,2,{"$f":"IF(E93951<>\"Serviceable\",E93951,INDEX(Lists!$D$6:$D$8, MATCH(T93951,Lists!$C$6:$C$8,0)))","v":"Limited Life"},{"$f":"INDEX(Lists!$C$12:$C$26, MATCH(H93951, Lists!$B$12:$B$26,0))","v":"HV"}]
[null,22298,2014,"Wood Creos Impregnated","Serviceable","Class 3",20140212,"lv",754,2023,100,"No",true,10,{"$f":"INDEX(Lists!$B$32:$B$40, MATCH(YEAR(TODAY())-C94001, Lists!$C$32:$C$40,1))","v":"0-20"},240.00565418257818,{"$f":"INDEX(Data!$E$24:$E$47, MATCH(F94001&D94001, Data!$B$24:$B$47,0))","v":1.0684339161496522E-3},{"$f":"SUMPRODUCT((Data!$B$58:$B$60=Model!$F94001)*(Data!$C$57:$K$57=Model!$O94001)*(Data!$C$58:$K$60))","v":1.7833496665670392},82.166503334329605,1,{"$f":"IF(E94001<>\"Serviceable\",E94001,INDEX(Lists!$D$6:$D$8, MATCH(T94001,Lists!$C$6:$C$8,0)))","v":"Serviceable"},{"$f":"INDEX(Lists!$C$12:$C$26, MATCH(H94001, Lists!$B$12:$B$26,0))","v":"LV"}]
[null,22540,1957,"Wood Untreated Round","Serviceable","Class 2",20180711,"lv",723,2018,100,"No",true,15,{"$f":"INDEX(Lists!$B$32:$B$40, MATCH(YEAR(TODAY())-C94032, Lists!$C$32:$C$40,1))","v":"61-70"},230.13804771088067,{"$f":"INDEX(Data!$E$24:$E$47, MATCH(F94032&D94032, Data!$B$24:$B$47,0))","v":2.1997700016428453E-3},{"$f":"SUMPRODUCT((Data!$B$58:$B$60=Model!$F94032)*(Data!$C$57:$K$57=Model!$O94032)*(Data!$C$58:$K$60))","v":2.227481027604485},66.587784585932724,2,{"$f":"IF(E94032<>\"Serviceable\",E94032,INDEX(Lists!$D$6:$D$8, MATCH(T94032,Lists!$C$6:$C$8,0)))","v":"Limited Life"},{"$f":"INDEX(Lists!$C$12:$C$26, MATCH(H94032, Lists!$B$12:$B$26,0))","v":"LV"}]
[null,23221,1989,"Wood Creos Impregnated","Serviceable","Class 3",19890911,"lv/hv",999,2019,70,"No",true,10,{"$f":"INDEX(Lists!$B$32:$B$40, MATCH(YEAR(TODAY())-C94126, Lists!$C$32:$C$40,1))","v":"31-40"},317.99157629760691,{"$f":"INDEX(Data!$E$24:$E$47, MATCH(F94126&D94126, Data!$B$24:$B$47,0))","v":1.0684339161496522E-3},{"$f":"SUMPRODUCT((Data!$B$58:$B$60=Model!$F94126)*(Data!$C$57:$K$57=Model!$O94126)*(Data!$C$58:$K$60))","v":3.6307860245411354},33.692139754588645,2,{"$f":"IF(E94126<>\"Serviceable\",E94126,INDEX(Lists!$D$6:$D$8, MATCH(T94126,Lists!$C$6:$C$8,0)))","v":"Limited Life"},{"$f":"INDEX(Lists!$C$12:$C$26, MATCH(H94126, Lists!$B$12:$B$26,0))","v":"HV"}]
[null,23619,1993,"Wood Creos Impregnated","Serviceable","Class 3",19931207,"lv/hv",999,2022,90,"No",true,10,{"$f":"INDEX(Lists!$B$32:$B$40, MATCH(YEAR(TODAY())-C94176, Lists!$C$32:$C$40,1))","v":"31-40"},317.99157629760691,{"$f":"INDEX(Data!$E$24:$E$47, MATCH(F94176&D94176, Data!$B$24:$B$47,0))","v":1.0684339161496522E-3},{"$f":"SUMPRODUCT((Data!$B$58:$B$60=Model!$F94176)*(Data!$C$57:$K$57=Model!$O94176)*(Data!$C$58:$K$60))","v":3.6307860245411354},53.692139754588645,2,{"$f":"IF(E94176<>\"Serviceable\",E94176,INDEX(Lists!$D$6:$D$8, MATCH(T94176,Lists!$C$6:$C$8,0)))","v":"Limited Life"},{"$f":"INDEX(Lists!$C$12:$C$26, MATCH(H94176, Lists!$B$12:$B$26,0))","v":"HV"}]
[null,23933,1943,"Wood Untreated Dressed","Serviceable","Class 1",20221026,"lv",730,2022,90,"No",true,10,{"$f":"INDEX(Lists!$B$32:$B$40, MATCH(YEAR(TODAY())-C94226, Lists!$C$32:$C$40,1))","v":"81-90"},232.36621691416721,{"$f":"INDEX(Data!$E$24:$E$47, MATCH(F94226&D94226, Data!$B$24:$B$47,0))","v":1.9964561142097742E-3},{"$f":"SUMPRODUCT((Data!$B$58:$B$60=Model!$F94226)*(Data!$C$57:$K$57=Model!$O94226)*(Data!$C$58:$K$60))","v":2.8392735823590045},61.607264176409956,1,{"$f":"IF(E94226<>\"Serviceable\",E94226,INDEX(Lists!$D$6:$D$8, MATCH(T94226,Lists!$C$6:$C$8,0)))","v":"Serviceable"},{"$f":"INDEX(Lists!$C$12:$C$26, MATCH(H94226, Lists!$B$12:$B$26,0))","v":"LV"}]
[null,24295,2005,"Wood Creos Impregnated","Serviceable","Class 3",20050629,"lv/hv",999,2020,100,"No",true,10,{"$f":"INDEX(Lists!$B$32:$B$40, MATCH(YEAR(TODAY())-C94271, Lists!$C$32:$C$40,1))","v":"0-20"},317.99157629760691,{"$f":"INDEX(Data!$E$24:$E$47, MATCH(F94271&D94271, Data!$B$24:$B$47,0))","v":1.0684339161496522E-3},{"$f":"SUMPRODUCT((Data!$B$58:$B$60=Model!$F94271)*(Data!$C$57:$K$57=Model!$O94271)*(Data!$C$58:$K$60))","v":1.7833496665670392},82.166503334329605,1,{"$f":"IF(E94271<>\"Serviceable\",E94271,INDEX(Lists!$D$6:$D$8, MATCH(T94271,Lists!$C$6:$C$8,0)))","v":"Serviceable"},{"$f":"INDEX(Lists!$C$12:$C$26, MATCH(H94271, Lists!$B$12:$B$26,0))","v":"HV"}]
[null,25195,1989,"Wood Creos Impregnated","Serviceable","Class 3",19890914,"lv/hv",999,2023,100,"No",true,10,{"$f":"INDEX(Lists!$B$32:$B$40, MATCH(YEAR(TODAY())-C94351, Lists!$C$32:$C$40,1))","v":"31-40"},317.99157629760691,{"$f":"INDEX(Data!$E$24:$E$47, MATCH(F94351&D94351, Data!$B$24:$B$47,0))","v":1.0684339161496522E-3},{"$f":"SUMPRODUCT((Data!$B$58:$B$60=Model!$F94351)*(Data!$C$57:$K$57=Model!$O94351)*(Data!$C$58:$K$60))","v":3.6307860245411354},63.692139754588645,2,{"$f":"IF(E94351<>\"Serviceable\",E94351,INDEX(Lists!$D$6:$D$8, MATCH(T94351,Lists!$C$6:$C$8,0)))","v":"Limited Life"},{"$f":"INDEX(Lists!$C$12:$C$26, MATCH(H94351, Lists!$B$12:$B$26,0))","v":"HV"}]
[null,25292,2013,"Wood Creos Impregnated","Serviceable","Class 3",20131021,"lv",999,2023,90,"No",true,10,{"$f":"INDEX(Lists!$B$32:$B$40, MATCH(YEAR(TODAY())-C94372, Lists!$C$32:$C$40,1))","v":"0-20"},317.99157629760691,{"$f":"INDEX(Data!$E$24:$E$47, MATCH(F94372&D94372, Data!$B$24:$B$47,0))","v":1.0684339161496522E-3},{"$f":"SUMPRODUCT((Data!$B$58:$B$60=Model!$F94372)*(Data!$C$57:$K$57=Model!$O94372)*(Data!$C$58:$K$60))","v":1.7833496665670392},72.166503334329605,1,{"$f":"IF(E94372<>\"Serviceable\",E94372,INDEX(Lists!$D$6:$D$8, MATCH(T94372,Lists!$C$6:$C$8,0)))","v":"Serviceable"},{"$f":"INDEX(Lists!$C$12:$C$26, MATCH(H94372, Lists!$B$12:$B$26,0))","v":"LV"}]
[null,25571,1989,"Wood Creos Impregnated","Serviceable","Class 3",19890922,"lv",900,2018,100,"No",true,15,{"$f":"INDEX(Lists!$B$32:$B$40, MATCH(YEAR(TODAY())-C94412, Lists!$C$32:$C$40,1))","v":"31-40"},286.47889756541161,{"$f":"INDEX(Data!$E$24:$E$47, MATCH(F94412&D94412, Data!$B$24:$B$47,0))","v":1.0684339161496522E-3},{"$f":"SUMPRODUCT((Data!$B$58:$B$60=Model!$F94412)*(Data!$C$57:$K$57=Model!$O94412)*(Data!$C$58:$K$60))","v":3.6307860245411354},45.538209631882971,2,{"$f":"IF(E94412<>\"Serviceable\",E94412,INDEX(Lists!$D$6:$D$8, MATCH(T94412,Lists!$C$6:$C$8,0)))","v":"Limited Life"},{"$f":"INDEX(Lists!$C$12:$C$26, MATCH(H94412, Lists!$B$12:$B$26,0))","v":"LV"}]
[null,25943,1965,"Wood Creos Impregnated","Serviceable","Class 3",20190401,"lv/hv",880,2023,80,"No",true,10,{"$f":"INDEX(Lists!$B$32:$B$40, MATCH(YEAR(TODAY())-C94471, Lists!$C$32:$C$40,1))","v":"51-60"},280.11269984173578,{"$f":"INDEX(Data!$E$24:$E$47, MATCH(F94471&D94471, Data!$B$24:$B$47,0))","v":1.0684339161496522E-3},{"$f":"SUMPRODUCT((Data!$B$58:$B$60=Model!$F94471)*(Data!$C$57:$K$57=Model!$O94471)*(Data!$C$58:$K$60))","v":2.6564859251595059},53.43514074840494,2,{"$f":"IF(E94471<>\"Serviceable\",E94471,INDEX(Lists!$D$6:$D$8, MATCH(T94471,Lists!$C$6:$C$8,0)))","v":"Limited Life"},{"$f":"INDEX(Lists!$C$12:$C$26, MATCH(H94471, Lists!$B$12:$B$26,0))","v":"HV"}]
[null,26465,2014,"Wood Creos Impregnated","Serviceable","Class 3",20140710,"lv",999,2023,110,"No",true,10,{"$f":"INDEX(Lists!$B$32:$B$40, MATCH(YEAR(TODAY())-C94547, Lists!$C$32:$C$40,1))","v":"0-20"},317.99157629760691,{"$f":"INDEX(Data!$E$24:$E$47, MATCH(F94547&D94547, Data!$B$24:$B$47,0))","v":1.0684339161496522E-3},{"$f":"SUMPRODUCT((Data!$B$58:$B$60=Model!$F94547)*(Data!$C$57:$K$57=Model!$O94547)*(Data!$C$58:$K$60))","v":1.7833496665670392},92.166503334329605,1,{"$f":"IF(E94547<>\"Serviceable\",E94547,INDEX(Lists!$D$6:$D$8, MATCH(T94547,Lists!$C$6:$C$8,0)))","v":"Serviceable"},{"$f":"INDEX(Lists!$C$12:$C$26, MATCH(H94547, Lists!$B$12:$B$26,0))","v":"LV"}]
[null,26817,1965,"Wood Creos Impregnated","Serviceable","Class 3",20171026,"lv",860,2022,110,"Yes",true,9,{"$f":"INDEX(Lists!$B$32:$B$40, MATCH(YEAR(TODAY())-C94607, Lists!$C$32:$C$40,1))","v":"51-60"},273.74650211805999,{"$f":"INDEX(Data!$E$24:$E$47, MATCH(F94607&D94607, Data!$B$24:$B$47,0))","v":1.0684339161496522E-3},{"$f":"SUMPRODUCT((Data!$B$58:$B$60=Model!$F94607)*(Data!$C$57:$K$57=Model!$O94607)*(Data!$C$58:$K$60))","v":2.6564859251595059},86.091626673564448,1,{"$f":"IF(E94607<>\"Serviceable\",E94607,INDEX(Lists!$D$6:$D$8, MATCH(T94607,Lists!$C$6:$C$8,0)))","v":"Serviceable"},{"$f":"INDEX(Lists!$C$12:$C$26, MATCH(H94607, Lists!$B$12:$B$26,0))","v":"LV"}]
[null,27257,2004,"Wood Creos Impregnated","Serviceable","Class 3",20041203,"lv/hv",850,2022,90,"No",true,10,{"$f":"INDEX(Lists!$B$32:$B$40, MATCH(YEAR(TODAY())-C94672, Lists!$C$32:$C$40,1))","v":"21-30"},270.5634032562221,{"$f":"INDEX(Data!$E$24:$E$47, MATCH(F94672&D94672, Data!$B$24:$B$47,0))","v":1.0684339161496522E-3},{"$f":"SUMPRODUCT((Data!$B$58:$B$60=Model!$F94672)*(Data!$C$57:$K$57=Model!$O94672)*(Data!$C$58:$K$60))","v":1.964589315203191},70.354106847968097,1,{"$f":"IF(E94672<>\"Serviceable\",E94672,INDEX(Lists!$D$6:$D$8, MATCH(T94672,Lists!$C$6:$C$8,0)))","v":"Serviceable"},{"$f":"INDEX(Lists!$C$12:$C$26, MATCH(H94672, Lists!$B$12:$B$26,0))","v":"HV"}]
[null,27587,2014,"Wood Creos Impregnated","Serviceable","Class 3",20140708,"lv",911,2020,50,"No",true,10,{"$f":"INDEX(Lists!$B$32:$B$40, MATCH(YEAR(TODAY())-C94722, Lists!$C$32:$C$40,1))","v":"0-20"},289.98030631343329,{"$f":"INDEX(Data!$E$24:$E$47, MATCH(F94722&D94722, Data!$B$24:$B$47,0))","v":1.0684339161496522E-3},{"$f":"SUMPRODUCT((Data!$B$58:$B$60=Model!$F94722)*(Data!$C$57:$K$57=Model!$O94722)*(Data!$C$58:$K$60))","v":1.7833496665670392},32.166503334329605,2,{"$f":"IF(E94722<>\"Serviceable\",E94722,INDEX(Lists!$D$6:$D$8, MATCH(T94722,Lists!$C$6:$C$8,0)))","v":"Limited Life"},{"$f":"INDEX(Lists!$C$12:$C$26, MATCH(H94722, Lists!$B$12:$B$26,0))","v":"LV"}]
[null,27736,2014,"Wood Creos Impregnated","Serviceable","Class 3",20140214,"lv/future hv",999,2023,100,"No",true,10,{"$f":"INDEX(Lists!$B$32:$B$40, MATCH(YEAR(TODAY())-C94748, Lists!$C$32:$C$40,1))","v":"0-20"},317.99157629760691,{"$f":"INDEX(Data!$E$24:$E$47, MATCH(F94748&D94748, Data!$B$24:$B$47,0))","v":1.0684339161496522E-3},{"$f":"SUMPRODUCT((Data!$B$58:$B$60=Model!$F94748)*(Data!$C$57:$K$57=Model!$O94748)*(Data!$C$58:$K$60))","v":1.7833496665670392},82.166503334329605,1,{"$f":"IF(E94748<>\"Serviceable\",E94748,INDEX(Lists!$D$6:$D$8, MATCH(T94748,Lists!$C$6:$C$8,0)))","v":"Serviceable"},{"$f":"INDEX(Lists!$C$12:$C$26, MATCH(H94748, Lists!$B$12:$B$26,0))","v":"LV"}]
[null,28539,1970,"Wood Creos Impregnated","Serviceable","Class 3",19990705,"lv/hv",1280,2019,100,"No",true,10,{"$f":"INDEX(Lists!$B$32:$B$40, MATCH(YEAR(TODAY())-C94847, Lists!$C$32:$C$40,1))","v":"51-60"},407.4366543152521,{"$f":"INDEX(Data!$E$24:$E$47, MATCH(F94847&D94847, Data!$B$24:$B$47,0))","v":1.0684339161496522E-3},{"$f":"SUMPRODUCT((Data!$B$58:$B$60=Model!$F94847)*(Data!$C$57:$K$57=Model!$O94847)*(Data!$C$58:$K$60))","v":2.6564859251595059},73.435140748404933,1,{"$f":"IF(E94847<>\"Serviceable\",E94847,INDEX(Lists!$D$6:$D$8, MATCH(T94847,Lists!$C$6:$C$8,0)))","v":"Serviceable"},{"$f":"INDEX(Lists!$C$12:$C$26, MATCH(H94847, Lists!$B$12:$B$26,0))","v":"HV"}]
[null,28842,1967,"Wood Creos Impregnated","Serviceable","Class 3",20190214,"lv/hv",999,2023,100,"No",true,10,{"$f":"INDEX(Lists!$B$32:$B$40, MATCH(YEAR(TODAY())-C94897, Lists!$C$32:$C$40,1))","v":"51-60"},317.99157629760691,{"$f":"INDEX(Data!$E$24:$E$47, MATCH(F94897&D94897, Data!$B$24:$B$47,0))","v":1.0684339161496522E-3},{"$f":"SUMPRODUCT((Data!$B$58:$B$60=Model!$F94897)*(Data!$C$57:$K$57=Model!$O94897)*(Data!$C$58:$K$60))","v":2.6564859251595059},73.435140748404933,1,{"$f":"IF(E94897<>\"Serviceable\",E94897,INDEX(Lists!$D$6:$D$8, MATCH(T94897,Lists!$C$6:$C$8,0)))","v":"Serviceable"},{"$f":"INDEX(Lists!$C$12:$C$26, MATCH(H94897, Lists!$B$12:$B$26,0))","v":"HV"}]
[null,29159,2002,"Wood Creos Impregnated","Serviceable","Class 3",20021003,"lv/hv",1005,2022,90,"No",true,10,{"$f":"INDEX(Lists!$B$32:$B$40, MATCH(YEAR(TODAY())-C94943, Lists!$C$32:$C$40,1))","v":"21-30"},319.90143561470961,{"$f":"INDEX(Data!$E$24:$E$47, MATCH(F94943&D94943, Data!$B$24:$B$47,0))","v":1.0684339161496522E-3},{"$f":"SUMPRODUCT((Data!$B$58:$B$60=Model!$F94943)*(Data!$C$57:$K$57=Model!$O94943)*(Data!$C$58:$K$60))","v":1.964589315203191},70.354106847968097,1,{"$f":"IF(E94943<>\"Serviceable\",E94943,INDEX(Lists!$D$6:$D$8, MATCH(T94943,Lists!$C$6:$C$8,0)))","v":"Serviceable"},{"$f":"INDEX(Lists!$C$12:$C$26, MATCH(H94943, Lists!$B$12:$B$26,0))","v":"HV"}]
[null,29346,1991,"Wood Creos Impregnated","Serviceable","Class 2",19911018,"lv",999,2021,100,"No",true,10,{"$f":"INDEX(Lists!$B$32:$B$40, MATCH(YEAR(TODAY())-C94967, Lists!$C$32:$C$40,1))","v":"31-40"},317.99157629760691,{"$f":"INDEX(Data!$E$24:$E$47, MATCH(F94967&D94967, Data!$B$24:$B$47,0))","v":1.6118836915297091E-3},{"$f":"SUMPRODUCT((Data!$B$58:$B$60=Model!$F94967)*(Data!$C$57:$K$57=Model!$O94967)*(Data!$C$58:$K$60))","v":2.6204462517795317},73.795537482204679,1,{"$f":"IF(E94967<>\"Serviceable\",E94967,INDEX(Lists!$D$6:$D$8, MATCH(T94967,Lists!$C$6:$C$8,0)))","v":"Serviceable"},{"$f":"INDEX(Lists!$C$12:$C$26, MATCH(H94967, Lists!$B$12:$B$26,0))","v":"LV"}]
[null,29806,1999,"Wood Creos Impregnated","Serviceable","Class 3",19990311,"lv/hv",999,2022,100,"No",true,10,{"$f":"INDEX(Lists!$B$32:$B$40, MATCH(YEAR(TODAY())-C95017, Lists!$C$32:$C$40,1))","v":"21-30"},317.99157629760691,{"$f":"INDEX(Data!$E$24:$E$47, MATCH(F95017&D95017, Data!$B$24:$B$47,0))","v":1.0684339161496522E-3},{"$f":"SUMPRODUCT((Data!$B$58:$B$60=Model!$F95017)*(Data!$C$57:$K$57=Model!$O95017)*(Data!$C$58:$K$60))","v":1.964589315203191},80.354106847968097,1,{"$f":"IF(E95017<>\"Serviceable\",E95017,INDEX(Lists!$D$6:$D$8, MATCH(T95017,Lists!$C$6:$C$8,0)))","v":"Serviceable"},{"$f":"INDEX(Lists!$C$12:$C$26, MATCH(H95017, Lists!$B$12:$B$26,0))","v":"HV"}]
[null,30485,2006,"Wood Creos Impregnated","Serviceable","Class 3",20061024,"hv",999,2022,100,"Yes",true,9,{"$f":"INDEX(Lists!$B$32:$B$40, MATCH(YEAR(TODAY())-C95106, Lists!$C$32:$C$40,1))","v":"0-20"},317.99157629760691,{"$f":"INDEX(Data!$E$24:$E$47, MATCH(F95106&D95106, Data!$B$24:$B$47,0))","v":1.0684339161496522E-3},{"$f":"SUMPRODUCT((Data!$B$58:$B$60=Model!$F95106)*(Data!$C$57:$K$57=Model!$O95106)*(Data!$C$58:$K$60))","v":1.7833496665670392},83.949853000896638,1,{"$f":"IF(E95106<>\"Serviceable\",E95106,INDEX(Lists!$D$6:$D$8, MATCH(T95106,Lists!$C$6:$C$8,0)))","v":"Serviceable"},{"$f":"INDEX(Lists!$C$12:$C$26, MATCH(H95106, Lists!$B$12:$B$26,0))","v":"HV"}]
[null,30814,1990,"Wood Creos Impregnated","Serviceable","Class 3",19900214,"lv",999,2022,100,"No",true,10,{"$f":"INDEX(Lists!$B$32:$B$40, MATCH(YEAR(TODAY())-C95142, Lists!$C$32:$C$40,1))","v":"31-40"},317.99157629760691,{"$f":"INDEX(Data!$E$24:$E$47, MATCH(F95142&D95142, Data!$B$24:$B$47,0))","v":1.0684339161496522E-3},{"$f":"SUMPRODUCT((Data!$B$58:$B$60=Model!$F95142)*(Data!$C$57:$K$57=Model!$O95142)*(Data!$C$58:$K$60))","v":3.6307860245411354},63.692139754588645,2,{"$f":"IF(E95142<>\"Serviceable\",E95142,INDEX(Lists!$D$6:$D$8, MATCH(T95142,Lists!$C$6:$C$8,0)))","v":"Limited Life"},{"$f":"INDEX(Lists!$C$12:$C$26, MATCH(H95142, Lists!$B$12:$B$26,0))","v":"LV"}]
[null,31314,1971,"Wood Creos Impregnated","Serviceable","Class 3",20171209,"lv/hv",999,2022,100,"No",true,10,{"$f":"INDEX(Lists!$B$32:$B$40, MATCH(YEAR(TODAY())-C95192, Lists!$C$32:$C$40,1))","v":"51-60"},317.99157629760691,{"$f":"INDEX(Data!$E$24:$E$47, MATCH(F95192&D95192, Data!$B$24:$B$47,0))","v":1.0684339161496522E-3},{"$f":"SUMPRODUCT((Data!$B$58:$B$60=Model!$F95192)*(Data!$C$57:$K$57=Model!$O95192)*(Data!$C$58:$K$60))","v":2.6564859251595059},73.435140748404933,1,{"$f":"IF(E95192<>\"Serviceable\",E95192,INDEX(Lists!$D$6:$D$8, MATCH(T95192,Lists!$C$6:$C$8,0)))","v":"Serviceable"},{"$f":"INDEX(Lists!$C$12:$C$26, MATCH(H95192, Lists!$B$12:$B$26,0))","v":"HV"}]
[null,31821,1972,"Wood Creos Impregnated","Serviceable","Class 2",20181004,"lv",900,2023,70,"No",true,10,{"$f":"INDEX(Lists!$B$32:$B$40, MATCH(YEAR(TODAY())-C95247, Lists!$C$32:$C$40,1))","v":"51-60"},286.47889756541161,{"$f":"INDEX(Data!$E$24:$E$47, MATCH(F95247&D95247, Data!$B$24:$B$47,0))","v":1.6118836915297091E-3},{"$f":"SUMPRODUCT((Data!$B$58:$B$60=Model!$F95247)*(Data!$C$57:$K$57=Model!$O95247)*(Data!$C$58:$K$60))","v":2.6773548093458861},43.226451906541143,2,{"$f":"IF(E95247<>\"Serviceable\",E95247,INDEX(Lists!$D$6:$D$8, MATCH(T95247,Lists!$C$6:$C$8,0)))","v":"Limited Life"},{"$f":"INDEX(Lists!$C$12:$C$26, MATCH(H95247, Lists!$B$12:$B$26,0))","v":"LV"}]
[null,32413,2014,"Wood Creos Impregnated","Serviceable","Class 3",20140529,"lv",999,2022,70,"No",true,10,{"$f":"INDEX(Lists!$B$32:$B$40, MATCH(YEAR(TODAY())-C95317, Lists!$C$32:$C$40,1))","v":"0-20"},317.99157629760691,{"$f":"INDEX(Data!$E$24:$E$47, MATCH(F95317&D95317, Data!$B$24:$B$47,0))","v":1.0684339161496522E-3},{"$f":"SUMPRODUCT((Data!$B$58:$B$60=Model!$F95317)*(Data!$C$57:$K$57=Model!$O95317)*(Data!$C$58:$K$60))","v":1.7833496665670392},52.166503334329605,2,{"$f":"IF(E95317<>\"Serviceable\",E95317,INDEX(Lists!$D$6:$D$8, MATCH(T95317,Lists!$C$6:$C$8,0)))","v":"Limited Life"},{"$f":"INDEX(Lists!$C$12:$C$26, MATCH(H95317, Lists!$B$12:$B$26,0))","v":"LV"}]
[null,33276,2002,"Wood Creos Impregnated","Serviceable","Class 3",20020711,"lv/hv",999,2022,90,"No",true,10,{"$f":"INDEX(Lists!$B$32:$B$40, MATCH(YEAR(TODAY())-C95393, Lists!$C$32:$C$40,1))","v":"21-30"},317.99157629760691,{"$f":"INDEX(Data!$E$24:$E$47, MATCH(F95393&D95393, Data!$B$24:$B$47,0))","v":1.0684339161496522E-3},{"$f":"SUMPRODUCT((Data!$B$58:$B$60=Model!$F95393)*(Data!$C$57:$K$57=Model!$O95393)*(Data!$C$58:$K$60))","v":1.964589315203191},70.354106847968097,1,{"$f":"IF(E95393<>\"Serviceable\",E95393,INDEX(Lists!$D$6:$D$8, MATCH(T95393,Lists!$C$6:$C$8,0)))","v":"Serviceable"},{"$f":"INDEX(Lists!$C$12:$C$26, MATCH(H95393, Lists!$B$12:$B$26,0))","v":"HV"}]
[null,33895,1993,"Wood Creos Impregnated","Serviceable","Class 3",19931123,"lv",999,2019,100,"No",true,10,{"$f":"INDEX(Lists!$B$32:$B$40, MATCH(YEAR(TODAY())-C95442, Lists!$C$32:$C$40,1))","v":"31-40"},317.99157629760691,{"$f":"INDEX(Data!$E$24:$E$47, MATCH(F95442&D95442, Data!$B$24:$B$47,0))","v":1.0684339161496522E-3},{"$f":"SUMPRODUCT((Data!$B$58:$B$60=Model!$F95442)*(Data!$C$57:$K$57=Model!$O95442)*(Data!$C$58:$K$60))","v":3.6307860245411354},63.692139754588645,2,{"$f":"IF(E95442<>\"Serviceable\",E95442,INDEX(Lists!$D$6:$D$8, MATCH(T95442,Lists!$C$6:$C$8,0)))","v":"Limited Life"},{"$f":"INDEX(Lists!$C$12:$C$26, MATCH(H95442, Lists!$B$12:$B$26,0))","v":"LV"}]
[null,34339,1992,"Wood Untreated Round","Serviceable","Class 1",19920701,"lv",999,2023,100,"No",true,10,{"$f":"INDEX(Lists!$B$32:$B$40, MATCH(YEAR(TODAY())-C95492, Lists!$C$32:$C$40,1))","v":"31-40"},317.99157629760691,{"$f":"INDEX(Data!$E$24:$E$47, MATCH(F95492&D95492, Data!$B$24:$B$47,0))","v":1.9964561142097742E-3},{"$f":"SUMPRODUCT((Data!$B$58:$B$60=Model!$F95492)*(Data!$C$57:$K$57=Model!$O95492)*(Data!$C$58:$K$60))","v":3.0038452968326621},69.961547031673376,1,{"$f":"IF(E95492<>\"Serviceable\",E95492,INDEX(Lists!$D$6:$D$8, MATCH(T95492,Lists!$C$6:$C$8,0)))","v":"Serviceable"},{"$f":"INDEX(Lists!$C$12:$C$26, MATCH(H95492, Lists!$B$12:$B$26,0))","v":"LV"}]
[null,34618,1973,"Wood Creos Impregnated","Serviceable","Class 3",20181003,"lv",800,2023,100,"No",true,10,{"$f":"INDEX(Lists!$B$32:$B$40, MATCH(YEAR(TODAY())-C95513, Lists!$C$32:$C$40,1))","v":"51-60"},254.64790894703253,{"$f":"INDEX(Data!$E$24:$E$47, MATCH(F95513&D95513, Data!$B$24:$B$47,0))","v":1.0684339161496522E-3},{"$f":"SUMPRODUCT((Data!$B$58:$B$60=Model!$F95513)*(Data!$C$57:$K$57=Model!$O95513)*(Data!$C$58:$K$60))","v":2.6564859251595059},73.435140748404933,1,{"$f":"IF(E95513<>\"Serviceable\",E95513,INDEX(Lists!$D$6:$D$8, MATCH(T95513,Lists!$C$6:$C$8,0)))","v":"Serviceable"},{"$f":"INDEX(Lists!$C$12:$C$26, MATCH(H95513, Lists!$B$12:$B$26,0))","v":"LV"}]
[null,35184,2014,"Wood Untreated Round","Serviceable","Class 2",20140212,"lv/hv",999,2023,100,"No",true,10,{"$f":"INDEX(Lists!$B$32:$B$40, MATCH(YEAR(TODAY())-C95563, Lists!$C$32:$C$40,1))","v":"0-20"},317.99157629760691,{"$f":"INDEX(Data!$E$24:$E$47, MATCH(F95563&D95563, Data!$B$24:$B$47,0))","v":2.1997700016428453E-3},{"$f":"SUMPRODUCT((Data!$B$58:$B$60=Model!$F95563)*(Data!$C$57:$K$57=Model!$O95563)*(Data!$C$58:$K$60))","v":1.4303410669288035},85.696589330711959,1,{"$f":"IF(E95563<>\"Serviceable\",E95563,INDEX(Lists!$D$6:$D$8, MATCH(T95563,Lists!$C$6:$C$8,0)))","v":"Serviceable"},{"$f":"INDEX(Lists!$C$12:$C$26, MATCH(H95563, Lists!$B$12:$B$26,0))","v":"HV"}]
[null,36359,1975,"Wood Creos Impregnated","Serviceable","Class 3",20220620,"lv/hv",950,2022,100,"No",true,10,{"$f":"INDEX(Lists!$B$32:$B$40, MATCH(YEAR(TODAY())-C95659, Lists!$C$32:$C$40,1))","v":"41-50"},302.39439187460113,{"$f":"INDEX(Data!$E$24:$E$47, MATCH(F95659&D95659, Data!$B$24:$B$47,0))","v":1.0684339161496522E-3},{"$f":"SUMPRODUCT((Data!$B$58:$B$60=Model!$F95659)*(Data!$C$57:$K$57=Model!$O95659)*(Data!$C$58:$K$60))","v":3.2595928155551883},67.404071844448112,2,{"$f":"IF(E95659<>\"Serviceable\",E95659,INDEX(Lists!$D$6:$D$8, MATCH(T95659,Lists!$C$6:$C$8,0)))","v":"Limited Life"},{"$f":"INDEX(Lists!$C$12:$C$26, MATCH(H95659, Lists!$B$12:$B$26,0))","v":"HV"}]
[null,36571,1969,"Wood Creos Impregnated","Serviceable","Class 2",20220622,"lv",800,2022,90,"No",true,{"$f":"IF(L95688=\"No\",ROUND((End_year-J95688)/5,0)*5,ROUND((End_year-J95688)/3,0)*3)","v":10},{"$f":"INDEX(Lists!$B$32:$B$40, MATCH(YEAR(TODAY())-C95688, Lists!$C$32:$C$40,1))","v":"51-60"},254.64790894703253,{"$f":"INDEX(Data!$E$24:$E$47, MATCH(F95688&D95688, Data!$B$24:$B$47,0))","v":1.6118836915297091E-3},{"$f":"SUMPRODUCT((Data!$B$58:$B$60=Model!$F95688)*(Data!$C$57:$K$57=Model!$O95688)*(Data!$C$58:$K$60))","v":2.6773548093458861},{"$f":"IF(IF(K95688>=700,999,(K95688-R95688*N95688))<0,0,IF(K95688>=700,999,(K95688-R95688*N95688)))","v":63.226451906541143},{"$f":"IF(S95688<30,3,IF(AND(F95688=\"Class 1\",S95688<50),2,IF(AND(F95688=\"Class 1\",S95688>=50),1,IF(S95688<70,2,1))))","v":2},{"$f":"IF(E95688<>\"Serviceable\",E95688,INDEX(Lists!$D$6:$D$8, MATCH(T95688,Lists!$C$6:$C$8,0)))","v":"Limited Life"},{"$f":"INDEX(Lists!$C$12:$C$26, MATCH(H95688, Lists!$B$12:$B$26,0))","v":"LV"}]
[null,36943,1967,"Wood Creos Impregnated","Serviceable","Class 3",20210622,"lv/hv/sub-transmission",990,2021,999,"Yes",true,9,{"$f":"INDEX(Lists!$B$32:$B$40, MATCH(YEAR(TODAY())-C95738, Lists!$C$32:$C$40,1))","v":"51-60"},315.1267873219528,{"$f":"INDEX(Data!$E$24:$E$47, MATCH(F95738&D95738, Data!$B$24:$B$47,0))","v":1.0684339161496522E-3},{"$f":"SUMPRODUCT((Data!$B$58:$B$60=Model!$F95738)*(Data!$C$57:$K$57=Model!$O95738)*(Data!$C$58:$K$60))","v":2.6564859251595059},999,1,{"$f":"IF(E95738<>\"Serviceable\",E95738,INDEX(Lists!$D$6:$D$8, MATCH(T95738,Lists!$C$6:$C$8,0)))","v":"Serviceable"},{"$f":"INDEX(Lists!$C$12:$C$26, MATCH(H95738, Lists!$B$12:$B$26,0))","v":"Sub-T"}]
[null,37695,1991,"Wood Creos Impregnated","Serviceable","Class 3",19910805,"lv/hv",755,2019,100,"No",true,10,{"$f":"INDEX(Lists!$B$32:$B$40, MATCH(YEAR(TODAY())-C95822, Lists!$C$32:$C$40,1))","v":"31-40"},240.32396406876197,{"$f":"INDEX(Data!$E$24:$E$47, MATCH(F95822&D95822, Data!$B$24:$B$47,0))","v":1.0684339161496522E-3},{"$f":"SUMPRODUCT((Data!$B$58:$B$60=Model!$F95822)*(Data!$C$57:$K$57=Model!$O95822)*(Data!$C$58:$K$60))","v":3.6307860245411354},63.692139754588645,2,{"$f":"IF(E95822<>\"Serviceable\",E95822,INDEX(Lists!$D$6:$D$8, MATCH(T95822,Lists!$C$6:$C$8,0)))","v":"Limited Life"},{"$f":"INDEX(Lists!$C$12:$C$26, MATCH(H95822, Lists!$B$12:$B$26,0))","v":"HV"}]
[null,37993,1990,"Wood Creos Impregnated","Serviceable","Class 3",19900711,"lv",999,2023,100,"No",true,10,{"$f":"INDEX(Lists!$B$32:$B$40, MATCH(YEAR(TODAY())-C95863, Lists!$C$32:$C$40,1))","v":"31-40"},317.99157629760691,{"$f":"INDEX(Data!$E$24:$E$47, MATCH(F95863&D95863, Data!$B$24:$B$47,0))","v":1.0684339161496522E-3},{"$f":"SUMPRODUCT((Data!$B$58:$B$60=Model!$F95863)*(Data!$C$57:$K$57=Model!$O95863)*(Data!$C$58:$K$60))","v":3.6307860245411354},63.692139754588645,2,{"$f":"IF(E95863<>\"Serviceable\",E95863,INDEX(Lists!$D$6:$D$8, MATCH(T95863,Lists!$C$6:$C$8,0)))","v":"Limited Life"},{"$f":"INDEX(Lists!$C$12:$C$26, MATCH(H95863, Lists!$B$12:$B$26,0))","v":"LV"}]
[null,38330,1990,"Wood Creos Impregnated","Serviceable","Class 3",19900702,"lv",999,2023,100,"No",true,10,{"$f":"INDEX(Lists!$B$32:$B$40, MATCH(YEAR(TODAY())-C95913, Lists!$C$32:$C$40,1))","v":"31-40"},317.99157629760691,{"$f":"INDEX(Data!$E$24:$E$47, MATCH(F95913&D95913, Data!$B$24:$B$47,0))","v":1.0684339161496522E-3},{"$f":"SUMPRODUCT((Data!$B$58:$B$60=Model!$F95913)*(Data!$C$57:$K$57=Model!$O95913)*(Data!$C$58:$K$60))","v":3.6307860245411354},63.692139754588645,2,{"$f":"IF(E95913<>\"Serviceable\",E95913,INDEX(Lists!$D$6:$D$8, MATCH(T95913,Lists!$C$6:$C$8,0)))","v":"Limited Life"},{"$f":"INDEX(Lists!$C$12:$C$26, MATCH(H95913, Lists!$B$12:$B$26,0))","v":"LV"}]
[null,38566,1982,"Wood Untreated Dressed","Serviceable","Class 1",20150320,"lv",999,2020,100,"No",true,10,{"$f":"INDEX(Lists!$B$32:$B$40, MATCH(YEAR(TODAY())-C95963, Lists!$C$32:$C$40,1))","v":"41-50"},317.99157629760691,{"$f":"INDEX(Data!$E$24:$E$47, MATCH(F95963&D95963, Data!$B$24:$B$47,0))","v":1.9964561142097742E-3},{"$f":"SUMPRODUCT((Data!$B$58:$B$60=Model!$F95963)*(Data!$C$57:$K$57=Model!$O95963)*(Data!$C$58:$K$60))","v":1.7977578417715214},82.022421582284778,1,{"$f":"IF(E95963<>\"Serviceable\",E95963,INDEX(Lists!$D$6:$D$8, MATCH(T95963,Lists!$C$6:$C$8,0)))","v":"Serviceable"},{"$f":"INDEX(Lists!$C$12:$C$26, MATCH(H95963, Lists!$B$12:$B$26,0))","v":"LV"}]
[null,39002,1986,"Wood Creos Impregnated","Serviceable","Class 3",19860615,"lv",999,2023,100,"No",true,10,{"$f":"INDEX(Lists!$B$32:$B$40, MATCH(YEAR(TODAY())-C96038, Lists!$C$32:$C$40,1))","v":"31-40"},317.99157629760691,{"$f":"INDEX(Data!$E$24:$E$47, MATCH(F96038&D96038, Data!$B$24:$B$47,0))","v":1.0684339161496522E-3},{"$f":"SUMPRODUCT((Data!$B$58:$B$60=Model!$F96038)*(Data!$C$57:$K$57=Model!$O96038)*(Data!$C$58:$K$60))","v":3.6307860245411354},63.692139754588645,2,{"$f":"IF(E96038<>\"Serviceable\",E96038,INDEX(Lists!$D$6:$D$8, MATCH(T96038,Lists!$C$6:$C$8,0)))","v":"Limited Life"},{"$f":"INDEX(Lists!$C$12:$C$26, MATCH(H96038, Lists!$B$12:$B$26,0))","v":"LV"}]
[null,39351,1992,"Wood Creos Impregnated","Serviceable","Class 3",19920618,"lv/hv",920,2022,100,"No",true,10,{"$f":"INDEX(Lists!$B$32:$B$40, MATCH(YEAR(TODAY())-C96088, Lists!$C$32:$C$40,1))","v":"31-40"},292.84509528908745,{"$f":"INDEX(Data!$E$24:$E$47, MATCH(F96088&D96088, Data!$B$24:$B$47,0))","v":1.0684339161496522E-3},{"$f":"SUMPRODUCT((Data!$B$58:$B$60=Model!$F96088)*(Data!$C$57:$K$57=Model!$O96088)*(Data!$C$58:$K$60))","v":3.6307860245411354},63.692139754588645,2,{"$f":"IF(E96088<>\"Serviceable\",E96088,INDEX(Lists!$D$6:$D$8, MATCH(T96088,Lists!$C$6:$C$8,0)))","v":"Limited Life"},{"$f":"INDEX(Lists!$C$12:$C$26, MATCH(H96088, Lists!$B$12:$B$26,0))","v":"HV"}]
[null,39816,1965,"Wood Creos Impregnated","Serviceable","Class 3",20211028,"lv/hv",850,2021,100,"No",true,10,{"$f":"INDEX(Lists!$B$32:$B$40, MATCH(YEAR(TODAY())-C96158, Lists!$C$32:$C$40,1))","v":"51-60"},270.5634032562221,{"$f":"INDEX(Data!$E$24:$E$47, MATCH(F96158&D96158, Data!$B$24:$B$47,0))","v":1.0684339161496522E-3},{"$f":"SUMPRODUCT((Data!$B$58:$B$60=Model!$F96158)*(Data!$C$57:$K$57=Model!$O96158)*(Data!$C$58:$K$60))","v":2.6564859251595059},73.435140748404933,1,{"$f":"IF(E96158<>\"Serviceable\",E96158,INDEX(Lists!$D$6:$D$8, MATCH(T96158,Lists!$C$6:$C$8,0)))","v":"Serviceable"},{"$f":"INDEX(Lists!$C$12:$C$26, MATCH(H96158, Lists!$B$12:$B$26,0))","v":"HV"}]
[null,40497,1971,"Wood Creos Impregnated","Serviceable","Class 3",20170322,"lv/hv/sub-transmission",974,2021,100,"No",true,10,{"$f":"INDEX(Lists!$B$32:$B$40, MATCH(YEAR(TODAY())-C96213, Lists!$C$32:$C$40,1))","v":"51-60"},310.0338291430121,{"$f":"INDEX(Data!$E$24:$E$47, MATCH(F96213&D96213, Data!$B$24:$B$47,0))","v":1.0684339161496522E-3},{"$f":"SUMPRODUCT((Data!$B$58:$B$60=Model!$F96213)*(Data!$C$57:$K$57=Model!$O96213)*(Data!$C$58:$K$60))","v":2.6564859251595059},73.435140748404933,1,{"$f":"IF(E96213<>\"Serviceable\",E96213,INDEX(Lists!$D$6:$D$8, MATCH(T96213,Lists!$C$6:$C$8,0)))","v":"Serviceable"},{"$f":"INDEX(Lists!$C$12:$C$26, MATCH(H96213, Lists!$B$12:$B$26,0))","v":"Sub-T"}]
[null,40699,2010,"Wood Creos Impregnated","Serviceable","Class 3",20100429,"lv/hv",950,2019,100,"No",true,10,{"$f":"INDEX(Lists!$B$32:$B$40, MATCH(YEAR(TODAY())-C96234, Lists!$C$32:$C$40,1))","v":"0-20"},302.39439187460113,{"$f":"INDEX(Data!$E$24:$E$47, MATCH(F96234&D96234, Data!$B$24:$B$47,0))","v":1.0684339161496522E-3},{"$f":"SUMPRODUCT((Data!$B$58:$B$60=Model!$F96234)*(Data!$C$57:$K$57=Model!$O96234)*(Data!$C$58:$K$60))","v":1.7833496665670392},82.166503334329605,1,{"$f":"IF(E96234<>\"Serviceable\",E96234,INDEX(Lists!$D$6:$D$8, MATCH(T96234,Lists!$C$6:$C$8,0)))","v":"Serviceable"},{"$f":"INDEX(Lists!$C$12:$C$26, MATCH(H96234, Lists!$B$12:$B$26,0))","v":"HV"}]
[null,41444,1961,"Wood Creos Impregnated","Serviceable","Class 3",20181012,"lv/hv",940,2023,100,"Yes",true,9,{"$f":"INDEX(Lists!$B$32:$B$40, MATCH(YEAR(TODAY())-C96299, Lists!$C$32:$C$40,1))","v":"61-70"},299.21129301276324,{"$f":"INDEX(Data!$E$24:$E$47, MATCH(F96299&D96299, Data!$B$24:$B$47,0))","v":1.0684339161496522E-3},{"$f":"SUMPRODUCT((Data!$B$58:$B$60=Model!$F96299)*(Data!$C$57:$K$57=Model!$O96299)*(Data!$C$58:$K$60))","v":1.9802031311051838},82.17817182005335,1,{"$f":"IF(E96299<>\"Serviceable\",E96299,INDEX(Lists!$D$6:$D$8, MATCH(T96299,Lists!$C$6:$C$8,0)))","v":"Serviceable"},{"$f":"INDEX(Lists!$C$12:$C$26, MATCH(H96299, Lists!$B$12:$B$26,0))","v":"HV"}]
[null,41948,2008,"Wood Untreated Round","Serviceable","Class 1",20080320,"lv/hv",999,2022,90,"No",true,10,{"$f":"INDEX(Lists!$B$32:$B$40, MATCH(YEAR(TODAY())-C96333, Lists!$C$32:$C$40,1))","v":"0-20"},317.99157629760691,{"$f":"INDEX(Data!$E$24:$E$47, MATCH(F96333&D96333, Data!$B$24:$B$47,0))","v":1.9964561142097742E-3},{"$f":"SUMPRODUCT((Data!$B$58:$B$60=Model!$F96333)*(Data!$C$57:$K$57=Model!$O96333)*(Data!$C$58:$K$60))","v":1.3477151645848988},76.522848354151009,1,{"$f":"IF(E96333<>\"Serviceable\",E96333,INDEX(Lists!$D$6:$D$8, MATCH(T96333,Lists!$C$6:$C$8,0)))","v":"Serviceable"},{"$f":"INDEX(Lists!$C$12:$C$26, MATCH(H96333, Lists!$B$12:$B$26,0))","v":"HV"}]
[null,42393,1964,"Wood Creos Impregnated","Serviceable","Class 3",20181218,"lv",999,2023,100,"No",true,10,{"$f":"INDEX(Lists!$B$32:$B$40, MATCH(YEAR(TODAY())-C96409, Lists!$C$32:$C$40,1))","v":"61-70"},317.99157629760691,{"$f":"INDEX(Data!$E$24:$E$47, MATCH(F96409&D96409, Data!$B$24:$B$47,0))","v":1.0684339161496522E-3},{"$f":"SUMPRODUCT((Data!$B$58:$B$60=Model!$F96409)*(Data!$C$57:$K$57=Model!$O96409)*(Data!$C$58:$K$60))","v":1.9802031311051838},80.197968688948166,1,{"$f":"IF(E96409<>\"Serviceable\",E96409,INDEX(Lists!$D$6:$D$8, MATCH(T96409,Lists!$C$6:$C$8,0)))","v":"Serviceable"},{"$f":"INDEX(Lists!$C$12:$C$26, MATCH(H96409, Lists!$B$12:$B$26,0))","v":"LV"}]
[null,42598,1976,"Wood Untreated Dressed","Serviceable","Class 1",20231014,"lv",580,2023,100,"No",true,10,{"$f":"INDEX(Lists!$B$32:$B$40, MATCH(YEAR(TODAY())-C96440, Lists!$C$32:$C$40,1))","v":"41-50"},184.61973398659859,{"$f":"INDEX(Data!$E$24:$E$47, MATCH(F96440&D96440, Data!$B$24:$B$47,0))","v":1.9964561142097742E-3},{"$f":"SUMPRODUCT((Data!$B$58:$B$60=Model!$F96440)*(Data!$C$57:$K$57=Model!$O96440)*(Data!$C$58:$K$60))","v":1.7977578417715214},82.022421582284778,1,{"$f":"IF(E96440<>\"Serviceable\",E96440,INDEX(Lists!$D$6:$D$8, MATCH(T96440,Lists!$C$6:$C$8,0)))","v":"Serviceable"},{"$f":"INDEX(Lists!$C$12:$C$26, MATCH(H96440, Lists!$B$12:$B$26,0))","v":"LV"}]
[null,43380,1970,"Wood Creos Impregnated","Serviceable","Class 3",20231007,"lv",911,2023,100,"No",true,10,{"$f":"INDEX(Lists!$B$32:$B$40, MATCH(YEAR(TODAY())-C96534, Lists!$C$32:$C$40,1))","v":"51-60"},289.98030631343329,{"$f":"INDEX(Data!$E$24:$E$47, MATCH(F96534&D96534, Data!$B$24:$B$47,0))","v":1.0684339161496522E-3},{"$f":"SUMPRODUCT((Data!$B$58:$B$60=Model!$F96534)*(Data!$C$57:$K$57=Model!$O96534)*(Data!$C$58:$K$60))","v":2.6564859251595059},73.435140748404933,1,{"$f":"IF(E96534<>\"Serviceable\",E96534,INDEX(Lists!$D$6:$D$8, MATCH(T96534,Lists!$C$6:$C$8,0)))","v":"Serviceable"},{"$f":"INDEX(Lists!$C$12:$C$26, MATCH(H96534, Lists!$B$12:$B$26,0))","v":"LV"}]
[null,43772,1993,"Wood Creos Impregnated","Serviceable","Class 3",19931101,"lv",999,2020,100,"No",true,{"$f":"IF(L96584=\"No\",ROUND((End_year-J96584)/5,0)*5,ROUND((End_year-J96584)/3,0)*3)","v":10},{"$f":"INDEX(Lists!$B$32:$B$40, MATCH(YEAR(TODAY())-C96584, Lists!$C$32:$C$40,1))","v":"31-40"},317.99157629760691,{"$f":"INDEX(Data!$E$24:$E$47, MATCH(F96584&D96584, Data!$B$24:$B$47,0))","v":1.0684339161496522E-3},{"$f":"SUMPRODUCT((Data!$B$58:$B$60=Model!$F96584)*(Data!$C$57:$K$57=Model!$O96584)*(Data!$C$58:$K$60))","v":3.6307860245411354},{"$f":"IF(IF(K96584>=700,999,(K96584-R96584*N96584))<0,0,IF(K96584>=700,999,(K96584-R96584*N96584)))","v":63.692139754588645},{"$f":"IF(S96584<30,3,IF(AND(F96584=\"Class 1\",S96584<50),2,IF(AND(F96584=\"Class 1\",S96584>=50),1,IF(S96584<70,2,1))))","v":2},{"$f":"IF(E96584<>\"Serviceable\",E96584,INDEX(Lists!$D$6:$D$8, MATCH(T96584,Lists!$C$6:$C$8,0)))","v":"Limited Life"},{"$f":"INDEX(Lists!$C$12:$C$26, MATCH(H96584, Lists!$B$12:$B$26,0))","v":"LV"}]
[null,44090,1991,"Wood Creos Impregnated","Serviceable","Class 3",19910829,"lv",999,2023,100,"No",true,10,{"$f":"INDEX(Lists!$B$32:$B$40, MATCH(YEAR(TODAY())-C96635, Lists!$C$32:$C$40,1))","v":"31-40"},317.99157629760691,{"$f":"INDEX(Data!$E$24:$E$47, MATCH(F96635&D96635, Data!$B$24:$B$47,0))","v":1.0684339161496522E-3},{"$f":"SUMPRODUCT((Data!$B$58:$B$60=Model!$F96635)*(Data!$C$57:$K$57=Model!$O96635)*(Data!$C$58:$K$60))","v":3.6307860245411354},63.692139754588645,2,{"$f":"IF(E96635<>\"Serviceable\",E96635,INDEX(Lists!$D$6:$D$8, MATCH(T96635,Lists!$C$6:$C$8,0)))","v":"Limited Life"},{"$f":"INDEX(Lists!$C$12:$C$26, MATCH(H96635, Lists!$B$12:$B$26,0))","v":"LV"}]
[null,44209,2013,"Wood Creos Impregnated","Serviceable","Class 3",20131010,"lv",999,2023,100,"No",true,10,{"$f":"INDEX(Lists!$B$32:$B$40, MATCH(YEAR(TODAY())-C96654, Lists!$C$32:$C$40,1))","v":"0-20"},317.99157629760691,{"$f":"INDEX(Data!$E$24:$E$47, MATCH(F96654&D96654, Data!$B$24:$B$47,0))","v":1.0684339161496522E-3},{"$f":"SUMPRODUCT((Data!$B$58:$B$60=Model!$F96654)*(Data!$C$57:$K$57=Model!$O96654)*(Data!$C$58:$K$60))","v":1.7833496665670392},82.166503334329605,1,{"$f":"IF(E96654<>\"Serviceable\",E96654,INDEX(Lists!$D$6:$D$8, MATCH(T96654,Lists!$C$6:$C$8,0)))","v":"Serviceable"},{"$f":"INDEX(Lists!$C$12:$C$26, MATCH(H96654, Lists!$B$12:$B$26,0))","v":"LV"}]
[null,44830,1950,"Wood Untreated Round","Serviceable","Class 1",20200907,"lv",730,2020,100,"No",true,10,{"$f":"INDEX(Lists!$B$32:$B$40, MATCH(YEAR(TODAY())-C96759, Lists!$C$32:$C$40,1))","v":"71-80"},232.36621691416721,{"$f":"INDEX(Data!$E$24:$E$47, MATCH(F96759&D96759, Data!$B$24:$B$47,0))","v":1.9964561142097742E-3},{"$f":"SUMPRODUCT((Data!$B$58:$B$60=Model!$F96759)*(Data!$C$57:$K$57=Model!$O96759)*(Data!$C$58:$K$60))","v":2.0707751244791428},79.292248755208576,1,{"$f":"IF(E96759<>\"Serviceable\",E96759,INDEX(Lists!$D$6:$D$8, MATCH(T96759,Lists!$C$6:$C$8,0)))","v":"Serviceable"},{"$f":"INDEX(Lists!$C$12:$C$26, MATCH(H96759, Lists!$B$12:$B$26,0))","v":"LV"}]
[null,44923,1990,"Wood Creos Impregnated","Serviceable","Class 3",19901204,"lv",999,2022,100,"No",true,{"$f":"IF(L96776=\"No\",ROUND((End_year-J96776)/5,0)*5,ROUND((End_year-J96776)/3,0)*3)","v":10},{"$f":"INDEX(Lists!$B$32:$B$40, MATCH(YEAR(TODAY())-C96776, Lists!$C$32:$C$40,1))","v":"31-40"},317.99157629760691,{"$f":"INDEX(Data!$E$24:$E$47, MATCH(F96776&D96776, Data!$B$24:$B$47,0))","v":1.0684339161496522E-3},{"$f":"SUMPRODUCT((Data!$B$58:$B$60=Model!$F96776)*(Data!$C$57:$K$57=Model!$O96776)*(Data!$C$58:$K$60))","v":3.6307860245411354},{"$f":"IF(IF(K96776>=700,999,(K96776-R96776*N96776))<0,0,IF(K96776>=700,999,(K96776-R96776*N96776)))","v":63.692139754588645},{"$f":"IF(S96776<30,3,IF(AND(F96776=\"Class 1\",S96776<50),2,IF(AND(F96776=\"Class 1\",S96776>=50),1,IF(S96776<70,2,1))))","v":2},{"$f":"IF(E96776<>\"Serviceable\",E96776,INDEX(Lists!$D$6:$D$8, MATCH(T96776,Lists!$C$6:$C$8,0)))","v":"Limited Life"},{"$f":"INDEX(Lists!$C$12:$C$26, MATCH(H96776, Lists!$B$12:$B$26,0))","v":"LV"}]
[null,45308,1990,"Wood Creos Impregnated","Serviceable","Class 3",19901210,"lv/hv",999,2023,100,"No",true,10,{"$f":"INDEX(Lists!$B$32:$B$40, MATCH(YEAR(TODAY())-C96829, Lists!$C$32:$C$40,1))","v":"31-40"},317.99157629760691,{"$f":"INDEX(Data!$E$24:$E$47, MATCH(F96829&D96829, Data!$B$24:$B$47,0))","v":1.0684339161496522E-3},{"$f":"SUMPRODUCT((Data!$B$58:$B$60=Model!$F96829)*(Data!$C$57:$K$57=Model!$O96829)*(Data!$C$58:$K$60))","v":3.6307860245411354},63.692139754588645,2,{"$f":"IF(E96829<>\"Serviceable\",E96829,INDEX(Lists!$D$6:$D$8, MATCH(T96829,Lists!$C$6:$C$8,0)))","v":"Limited Life"},{"$f":"INDEX(Lists!$C$12:$C$26, MATCH(H96829, Lists!$B$12:$B$26,0))","v":"HV"}]
[null,45639,2014,"Wood Creos Impregnated","Serviceable","Class 3",20140406,"lv/sub-transmission",999,2023,90,"No",true,10,{"$f":"INDEX(Lists!$B$32:$B$40, MATCH(YEAR(TODAY())-C96879, Lists!$C$32:$C$40,1))","v":"0-20"},317.99157629760691,{"$f":"INDEX(Data!$E$24:$E$47, MATCH(F96879&D96879, Data!$B$24:$B$47,0))","v":1.0684339161496522E-3},{"$f":"SUMPRODUCT((Data!$B$58:$B$60=Model!$F96879)*(Data!$C$57:$K$57=Model!$O96879)*(Data!$C$58:$K$60))","v":1.7833496665670392},72.166503334329605,1,{"$f":"IF(E96879<>\"Serviceable\",E96879,INDEX(Lists!$D$6:$D$8, MATCH(T96879,Lists!$C$6:$C$8,0)))","v":"Serviceable"},{"$f":"INDEX(Lists!$C$12:$C$26, MATCH(H96879, Lists!$B$12:$B$26,0))","v":"Sub-T"}]
[null,46062,1969,"Wood Creos Impregnated","Serviceable","Class 3",20230901,"lv/hv",880,2023,120,"No",true,10,{"$f":"INDEX(Lists!$B$32:$B$40, MATCH(YEAR(TODAY())-C96955, Lists!$C$32:$C$40,1))","v":"51-60"},280.11269984173578,{"$f":"INDEX(Data!$E$24:$E$47, MATCH(F96955&D96955, Data!$B$24:$B$47,0))","v":1.0684339161496522E-3},{"$f":"SUMPRODUCT((Data!$B$58:$B$60=Model!$F96955)*(Data!$C$57:$K$57=Model!$O96955)*(Data!$C$58:$K$60))","v":2.6564859251595059},93.435140748404933,1,{"$f":"IF(E96955<>\"Serviceable\",E96955,INDEX(Lists!$D$6:$D$8, MATCH(T96955,Lists!$C$6:$C$8,0)))","v":"Serviceable"},{"$f":"INDEX(Lists!$C$12:$C$26, MATCH(H96955, Lists!$B$12:$B$26,0))","v":"HV"}]
[null,46409,2004,"Wood Creos Impregnated","Serviceable","Class 3",20040721,"lv",999,2023,90,"No",true,10,{"$f":"INDEX(Lists!$B$32:$B$40, MATCH(YEAR(TODAY())-C97015, Lists!$C$32:$C$40,1))","v":"21-30"},317.99157629760691,{"$f":"INDEX(Data!$E$24:$E$47, MATCH(F97015&D97015, Data!$B$24:$B$47,0))","v":1.0684339161496522E-3},{"$f":"SUMPRODUCT((Data!$B$58:$B$60=Model!$F97015)*(Data!$C$57:$K$57=Model!$O97015)*(Data!$C$58:$K$60))","v":1.964589315203191},70.354106847968097,1,{"$f":"IF(E97015<>\"Serviceable\",E97015,INDEX(Lists!$D$6:$D$8, MATCH(T97015,Lists!$C$6:$C$8,0)))","v":"Serviceable"},{"$f":"INDEX(Lists!$C$12:$C$26, MATCH(H97015, Lists!$B$12:$B$26,0))","v":"LV"}]
[null,46590,1990,"Wood Creos Impregnated","Serviceable","Class 3",19901009,"lv",723,2023,80,"No",true,10,{"$f":"INDEX(Lists!$B$32:$B$40, MATCH(YEAR(TODAY())-C97054, Lists!$C$32:$C$40,1))","v":"31-40"},230.13804771088067,{"$f":"INDEX(Data!$E$24:$E$47, MATCH(F97054&D97054, Data!$B$24:$B$47,0))","v":1.0684339161496522E-3},{"$f":"SUMPRODUCT((Data!$B$58:$B$60=Model!$F97054)*(Data!$C$57:$K$57=Model!$O97054)*(Data!$C$58:$K$60))","v":3.6307860245411354},43.692139754588645,2,{"$f":"IF(E97054<>\"Serviceable\",E97054,INDEX(Lists!$D$6:$D$8, MATCH(T97054,Lists!$C$6:$C$8,0)))","v":"Limited Life"},{"$f":"INDEX(Lists!$C$12:$C$26, MATCH(H97054, Lists!$B$12:$B$26,0))","v":"LV"}]
[null,46969,2013,"Wood Untreated Dressed","Serviceable","Class 1",20131009,"lv/hv",999,2023,100,"No",true,10,{"$f":"INDEX(Lists!$B$32:$B$40, MATCH(YEAR(TODAY())-C97130, Lists!$C$32:$C$40,1))","v":"0-20"},317.99157629760691,{"$f":"INDEX(Data!$E$24:$E$47, MATCH(F97130&D97130, Data!$B$24:$B$47,0))","v":1.9964561142097742E-3},{"$f":"SUMPRODUCT((Data!$B$58:$B$60=Model!$F97130)*(Data!$C$57:$K$57=Model!$O97130)*(Data!$C$58:$K$60))","v":1.3477151645848988},86.522848354151009,1,{"$f":"IF(E97130<>\"Serviceable\",E97130,INDEX(Lists!$D$6:$D$8, MATCH(T97130,Lists!$C$6:$C$8,0)))","v":"Serviceable"},{"$f":"INDEX(Lists!$C$12:$C$26, MATCH(H97130, Lists!$B$12:$B$26,0))","v":"HV"}]
[null,47108,1990,"Wood Creos Impregnated","Serviceable","Class 3",19900919,"lv/future hv",999,2023,100,"No",true,10,{"$f":"INDEX(Lists!$B$32:$B$40, MATCH(YEAR(TODAY())-C97156, Lists!$C$32:$C$40,1))","v":"31-40"},317.99157629760691,{"$f":"INDEX(Data!$E$24:$E$47, MATCH(F97156&D97156, Data!$B$24:$B$47,0))","v":1.0684339161496522E-3},{"$f":"SUMPRODUCT((Data!$B$58:$B$60=Model!$F97156)*(Data!$C$57:$K$57=Model!$O97156)*(Data!$C$58:$K$60))","v":3.6307860245411354},63.692139754588645,2,{"$f":"IF(E97156<>\"Serviceable\",E97156,INDEX(Lists!$D$6:$D$8, MATCH(T97156,Lists!$C$6:$C$8,0)))","v":"Limited Life"},{"$f":"INDEX(Lists!$C$12:$C$26, MATCH(H97156, Lists!$B$12:$B$26,0))","v":"LV"}]
[null,47414,1979,"Wood Untreated Dressed","Serviceable","Class 1",20191017,"lv/hv",865,2019,140,"No",true,10,{"$f":"INDEX(Lists!$B$32:$B$40, MATCH(YEAR(TODAY())-C97200, Lists!$C$32:$C$40,1))","v":"41-50"},275.33805154897897,{"$f":"INDEX(Data!$E$24:$E$47, MATCH(F97200&D97200, Data!$B$24:$B$47,0))","v":1.9964561142097742E-3},{"$f":"SUMPRODUCT((Data!$B$58:$B$60=Model!$F97200)*(Data!$C$57:$K$57=Model!$O97200)*(Data!$C$58:$K$60))","v":1.7977578417715214},122.02242158228478,1,{"$f":"IF(E97200<>\"Serviceable\",E97200,INDEX(Lists!$D$6:$D$8, MATCH(T97200,Lists!$C$6:$C$8,0)))","v":"Serviceable"},{"$f":"INDEX(Lists!$C$12:$C$26, MATCH(H97200, Lists!$B$12:$B$26,0))","v":"HV"}]
[null,48086,1990,"Wood Creos Impregnated","Limited Life","Class 3",19900913,"lv",999,2023,60,"No",true,10,{"$f":"INDEX(Lists!$B$32:$B$40, MATCH(YEAR(TODAY())-C97305, Lists!$C$32:$C$40,1))","v":"31-40"},317.99157629760691,{"$f":"INDEX(Data!$E$24:$E$47, MATCH(F97305&D97305, Data!$B$24:$B$47,0))","v":1.0684339161496522E-3},{"$f":"SUMPRODUCT((Data!$B$58:$B$60=Model!$F97305)*(Data!$C$57:$K$57=Model!$O97305)*(Data!$C$58:$K$60))","v":3.6307860245411354},23.692139754588645,3,{"$f":"IF(E97305<>\"Serviceable\",E97305,INDEX(Lists!$D$6:$D$8, MATCH(T97305,Lists!$C$6:$C$8,0)))","v":"Limited Life"},{"$f":"INDEX(Lists!$C$12:$C$26, MATCH(H97305, Lists!$B$12:$B$26,0))","v":"LV"}]
[null,48304,1991,"Wood Creos Impregnated","Serviceable","Class 3",19910124,"lv",785,2023,100,"No",true,10,{"$f":"INDEX(Lists!$B$32:$B$40, MATCH(YEAR(TODAY())-C97351, Lists!$C$32:$C$40,1))","v":"31-40"},249.8732606542757,{"$f":"INDEX(Data!$E$24:$E$47, MATCH(F97351&D97351, Data!$B$24:$B$47,0))","v":1.0684339161496522E-3},{"$f":"SUMPRODUCT((Data!$B$58:$B$60=Model!$F97351)*(Data!$C$57:$K$57=Model!$O97351)*(Data!$C$58:$K$60))","v":3.6307860245411354},63.692139754588645,2,{"$f":"IF(E97351<>\"Serviceable\",E97351,INDEX(Lists!$D$6:$D$8, MATCH(T97351,Lists!$C$6:$C$8,0)))","v":"Limited Life"},{"$f":"INDEX(Lists!$C$12:$C$26, MATCH(H97351, Lists!$B$12:$B$26,0))","v":"LV"}]
[null,48527,1990,"Wood Creos Impregnated","Limited Life","Class 3",19900426,"lv",999,2023,50,"No",true,10,{"$f":"INDEX(Lists!$B$32:$B$40, MATCH(YEAR(TODAY())-C97375, Lists!$C$32:$C$40,1))","v":"31-40"},317.99157629760691,{"$f":"INDEX(Data!$E$24:$E$47, MATCH(F97375&D97375, Data!$B$24:$B$47,0))","v":1.0684339161496522E-3},{"$f":"SUMPRODUCT((Data!$B$58:$B$60=Model!$F97375)*(Data!$C$57:$K$57=Model!$O97375)*(Data!$C$58:$K$60))","v":3.6307860245411354},13.692139754588645,3,{"$f":"IF(E97375<>\"Serviceable\",E97375,INDEX(Lists!$D$6:$D$8, MATCH(T97375,Lists!$C$6:$C$8,0)))","v":"Limited Life"},{"$f":"INDEX(Lists!$C$12:$C$26, MATCH(H97375, Lists!$B$12:$B$26,0))","v":"LV"}]
[null,48918,1994,"Wood Creos Impregnated","Serviceable","Class 3",19940301,"lv",999,2019,100,"No",true,10,{"$f":"INDEX(Lists!$B$32:$B$40, MATCH(YEAR(TODAY())-C97425, Lists!$C$32:$C$40,1))","v":"31-40"},317.99157629760691,{"$f":"INDEX(Data!$E$24:$E$47, MATCH(F97425&D97425, Data!$B$24:$B$47,0))","v":1.0684339161496522E-3},{"$f":"SUMPRODUCT((Data!$B$58:$B$60=Model!$F97425)*(Data!$C$57:$K$57=Model!$O97425)*(Data!$C$58:$K$60))","v":3.6307860245411354},63.692139754588645,2,{"$f":"IF(E97425<>\"Serviceable\",E97425,INDEX(Lists!$D$6:$D$8, MATCH(T97425,Lists!$C$6:$C$8,0)))","v":"Limited Life"},{"$f":"INDEX(Lists!$C$12:$C$26, MATCH(H97425, Lists!$B$12:$B$26,0))","v":"LV"}]
[null,49306,1973,"Wood Creos Impregnated","Serviceable","Class 3",20191202,"lv/hv",780,2019,100,"No",true,10,{"$f":"INDEX(Lists!$B$32:$B$40, MATCH(YEAR(TODAY())-C97492, Lists!$C$32:$C$40,1))","v":"51-60"},248.28171122335672,{"$f":"INDEX(Data!$E$24:$E$47, MATCH(F97492&D97492, Data!$B$24:$B$47,0))","v":1.0684339161496522E-3},{"$f":"SUMPRODUCT((Data!$B$58:$B$60=Model!$F97492)*(Data!$C$57:$K$57=Model!$O97492)*(Data!$C$58:$K$60))","v":2.6564859251595059},73.435140748404933,1,{"$f":"IF(E97492<>\"Serviceable\",E97492,INDEX(Lists!$D$6:$D$8, MATCH(T97492,Lists!$C$6:$C$8,0)))","v":"Serviceable"},{"$f":"INDEX(Lists!$C$12:$C$26, MATCH(H97492, Lists!$B$12:$B$26,0))","v":"HV"}]
[null,49638,1967,"Wood Creos Impregnated","Serviceable","Class 3",20150409,"lv",780,2019,90,"No",true,10,{"$f":"INDEX(Lists!$B$32:$B$40, MATCH(YEAR(TODAY())-C97550, Lists!$C$32:$C$40,1))","v":"51-60"},248.28171122335672,{"$f":"INDEX(Data!$E$24:$E$47, MATCH(F97550&D97550, Data!$B$24:$B$47,0))","v":1.0684339161496522E-3},{"$f":"SUMPRODUCT((Data!$B$58:$B$60=Model!$F97550)*(Data!$C$57:$K$57=Model!$O97550)*(Data!$C$58:$K$60))","v":2.6564859251595059},63.43514074840494,2,{"$f":"IF(E97550<>\"Serviceable\",E97550,INDEX(Lists!$D$6:$D$8, MATCH(T97550,Lists!$C$6:$C$8,0)))","v":"Limited Life"},{"$f":"INDEX(Lists!$C$12:$C$26, MATCH(H97550, Lists!$B$12:$B$26,0))","v":"LV"}]
[null,49995,2008,"Wood Creos Impregnated","Serviceable","Class 3",20080825,"lv",970,2023,100,"No",true,10,{"$f":"INDEX(Lists!$B$32:$B$40, MATCH(YEAR(TODAY())-C97600, Lists!$C$32:$C$40,1))","v":"0-20"},308.76058959827697,{"$f":"INDEX(Data!$E$24:$E$47, MATCH(F97600&D97600, Data!$B$24:$B$47,0))","v":1.0684339161496522E-3},{"$f":"SUMPRODUCT((Data!$B$58:$B$60=Model!$F97600)*(Data!$C$57:$K$57=Model!$O97600)*(Data!$C$58:$K$60))","v":1.7833496665670392},82.166503334329605,1,{"$f":"IF(E97600<>\"Serviceable\",E97600,INDEX(Lists!$D$6:$D$8, MATCH(T97600,Lists!$C$6:$C$8,0)))","v":"Serviceable"},{"$f":"INDEX(Lists!$C$12:$C$26, MATCH(H97600, Lists!$B$12:$B$26,0))","v":"LV"}]
[null,50345,2006,"Wood Untreated Dressed","Serviceable","Class 1",20060717,"lv/hv",780,2020,100,"No",true,10,{"$f":"INDEX(Lists!$B$32:$B$40, MATCH(YEAR(TODAY())-C97655, Lists!$C$32:$C$40,1))","v":"0-20"},248.28171122335672,{"$f":"INDEX(Data!$E$24:$E$47, MATCH(F97655&D97655, Data!$B$24:$B$47,0))","v":1.9964561142097742E-3},{"$f":"SUMPRODUCT((Data!$B$58:$B$60=Model!$F97655)*(Data!$C$57:$K$57=Model!$O97655)*(Data!$C$58:$K$60))","v":1.3477151645848988},86.522848354151009,1,{"$f":"IF(E97655<>\"Serviceable\",E97655,INDEX(Lists!$D$6:$D$8, MATCH(T97655,Lists!$C$6:$C$8,0)))","v":"Serviceable"},{"$f":"INDEX(Lists!$C$12:$C$26, MATCH(H97655, Lists!$B$12:$B$26,0))","v":"HV"}]
[null,50782,1966,"Wood Creos Impregnated","Serviceable","Class 2",20181218,"lv/hv",999,2023,100,"No",true,10,{"$f":"INDEX(Lists!$B$32:$B$40, MATCH(YEAR(TODAY())-C97725, Lists!$C$32:$C$40,1))","v":"51-60"},317.99157629760691,{"$f":"INDEX(Data!$E$24:$E$47, MATCH(F97725&D97725, Data!$B$24:$B$47,0))","v":1.6118836915297091E-3},{"$f":"SUMPRODUCT((Data!$B$58:$B$60=Model!$F97725)*(Data!$C$57:$K$57=Model!$O97725)*(Data!$C$58:$K$60))","v":2.6773548093458861},73.226451906541143,1,{"$f":"IF(E97725<>\"Serviceable\",E97725,INDEX(Lists!$D$6:$D$8, MATCH(T97725,Lists!$C$6:$C$8,0)))","v":"Serviceable"},{"$f":"INDEX(Lists!$C$12:$C$26, MATCH(H97725, Lists!$B$12:$B$26,0))","v":"HV"}]
[null,51072,1994,"Wood Creos Impregnated","Serviceable","Class 3",19940418,"lv/hv",999,2023,100,"No",true,10,{"$f":"INDEX(Lists!$B$32:$B$40, MATCH(YEAR(TODAY())-C97775, Lists!$C$32:$C$40,1))","v":"31-40"},317.99157629760691,{"$f":"INDEX(Data!$E$24:$E$47, MATCH(F97775&D97775, Data!$B$24:$B$47,0))","v":1.0684339161496522E-3},{"$f":"SUMPRODUCT((Data!$B$58:$B$60=Model!$F97775)*(Data!$C$57:$K$57=Model!$O97775)*(Data!$C$58:$K$60))","v":3.6307860245411354},63.692139754588645,2,{"$f":"IF(E97775<>\"Serviceable\",E97775,INDEX(Lists!$D$6:$D$8, MATCH(T97775,Lists!$C$6:$C$8,0)))","v":"Limited Life"},{"$f":"INDEX(Lists!$C$12:$C$26, MATCH(H97775, Lists!$B$12:$B$26,0))","v":"HV"}]
[null,51585,1990,"Wood Untreated Round","Serviceable","Class 3",19900727,"lv/hv",999,2023,70,"No",true,10,{"$f":"INDEX(Lists!$B$32:$B$40, MATCH(YEAR(TODAY())-C97850, Lists!$C$32:$C$40,1))","v":"31-40"},317.99157629760691,{"$f":"INDEX(Data!$E$24:$E$47, MATCH(F97850&D97850, Data!$B$24:$B$47,0))","v":1.8301435406698563E-3},{"$f":"SUMPRODUCT((Data!$B$58:$B$60=Model!$F97850)*(Data!$C$57:$K$57=Model!$O97850)*(Data!$C$58:$K$60))","v":3.6307860245411354},33.692139754588645,2,{"$f":"IF(E97850<>\"Serviceable\",E97850,INDEX(Lists!$D$6:$D$8, MATCH(T97850,Lists!$C$6:$C$8,0)))","v":"Limited Life"},{"$f":"INDEX(Lists!$C$12:$C$26, MATCH(H97850, Lists!$B$12:$B$26,0))","v":"HV"}]
[null,51962,1967,"Wood Creos Impregnated","Serviceable","Class 3",20181219,"lv/hv",999,2023,100,"No",true,10,{"$f":"INDEX(Lists!$B$32:$B$40, MATCH(YEAR(TODAY())-C97900, Lists!$C$32:$C$40,1))","v":"51-60"},317.99157629760691,{"$f":"INDEX(Data!$E$24:$E$47, MATCH(F97900&D97900, Data!$B$24:$B$47,0))","v":1.0684339161496522E-3},{"$f":"SUMPRODUCT((Data!$B$58:$B$60=Model!$F97900)*(Data!$C$57:$K$57=Model!$O97900)*(Data!$C$58:$K$60))","v":2.6564859251595059},73.435140748404933,1,{"$f":"IF(E97900<>\"Serviceable\",E97900,INDEX(Lists!$D$6:$D$8, MATCH(T97900,Lists!$C$6:$C$8,0)))","v":"Serviceable"},{"$f":"INDEX(Lists!$C$12:$C$26, MATCH(H97900, Lists!$B$12:$B$26,0))","v":"HV"}]
[null,52308,2006,"Wood Creos Impregnated","Serviceable","Class 3",20061207,"lv",999,2020,100,"No",true,10,{"$f":"INDEX(Lists!$B$32:$B$40, MATCH(YEAR(TODAY())-C97950, Lists!$C$32:$C$40,1))","v":"0-20"},317.99157629760691,{"$f":"INDEX(Data!$E$24:$E$47, MATCH(F97950&D97950, Data!$B$24:$B$47,0))","v":1.0684339161496522E-3},{"$f":"SUMPRODUCT((Data!$B$58:$B$60=Model!$F97950)*(Data!$C$57:$K$57=Model!$O97950)*(Data!$C$58:$K$60))","v":1.7833496665670392},82.166503334329605,1,{"$f":"IF(E97950<>\"Serviceable\",E97950,INDEX(Lists!$D$6:$D$8, MATCH(T97950,Lists!$C$6:$C$8,0)))","v":"Serviceable"},{"$f":"INDEX(Lists!$C$12:$C$26, MATCH(H97950, Lists!$B$12:$B$26,0))","v":"LV"}]
[null,52588,1958,"Wood Creos Impregnated","Serviceable","Class 3",20150323,"lv",999,2019,100,"No",true,10,{"$f":"INDEX(Lists!$B$32:$B$40, MATCH(YEAR(TODAY())-C97991, Lists!$C$32:$C$40,1))","v":"61-70"},317.99157629760691,{"$f":"INDEX(Data!$E$24:$E$47, MATCH(F97991&D97991, Data!$B$24:$B$47,0))","v":1.0684339161496522E-3},{"$f":"SUMPRODUCT((Data!$B$58:$B$60=Model!$F97991)*(Data!$C$57:$K$57=Model!$O97991)*(Data!$C$58:$K$60))","v":1.9802031311051838},80.197968688948166,1,{"$f":"IF(E97991<>\"Serviceable\",E97991,INDEX(Lists!$D$6:$D$8, MATCH(T97991,Lists!$C$6:$C$8,0)))","v":"Serviceable"},{"$f":"INDEX(Lists!$C$12:$C$26, MATCH(H97991, Lists!$B$12:$B$26,0))","v":"LV"}]
[null,52827,1992,"Wood Untreated Dressed","Serviceable","Class 1",19920408,"lv",999,2019,100,"No",true,10,{"$f":"INDEX(Lists!$B$32:$B$40, MATCH(YEAR(TODAY())-C98020, Lists!$C$32:$C$40,1))","v":"31-40"},317.99157629760691,{"$f":"INDEX(Data!$E$24:$E$47, MATCH(F98020&D98020, Data!$B$24:$B$47,0))","v":1.9964561142097742E-3},{"$f":"SUMPRODUCT((Data!$B$58:$B$60=Model!$F98020)*(Data!$C$57:$K$57=Model!$O98020)*(Data!$C$58:$K$60))","v":3.0038452968326621},69.961547031673376,1,{"$f":"IF(E98020<>\"Serviceable\",E98020,INDEX(Lists!$D$6:$D$8, MATCH(T98020,Lists!$C$6:$C$8,0)))","v":"Serviceable"},{"$f":"INDEX(Lists!$C$12:$C$26, MATCH(H98020, Lists!$B$12:$B$26,0))","v":"LV"}]
[null,53856,1983,"Wood Untreated Dressed","Serviceable","Class 1",20150112,"lv/hv",999,2019,110,"No",true,10,{"$f":"INDEX(Lists!$B$32:$B$40, MATCH(YEAR(TODAY())-C98096, Lists!$C$32:$C$40,1))","v":"41-50"},317.99157629760691,{"$f":"INDEX(Data!$E$24:$E$47, MATCH(F98096&D98096, Data!$B$24:$B$47,0))","v":1.9964561142097742E-3},{"$f":"SUMPRODUCT((Data!$B$58:$B$60=Model!$F98096)*(Data!$C$57:$K$57=Model!$O98096)*(Data!$C$58:$K$60))","v":1.7977578417715214},92.022421582284778,1,{"$f":"IF(E98096<>\"Serviceable\",E98096,INDEX(Lists!$D$6:$D$8, MATCH(T98096,Lists!$C$6:$C$8,0)))","v":"Serviceable"},{"$f":"INDEX(Lists!$C$12:$C$26, MATCH(H98096, Lists!$B$12:$B$26,0))","v":"HV"}]
[null,54304,2006,"Wood Creos Impregnated","Serviceable","Class 3",20060912,"lv/hv/sub-transmission",999,2019,100,"No",true,10,{"$f":"INDEX(Lists!$B$32:$B$40, MATCH(YEAR(TODAY())-C98132, Lists!$C$32:$C$40,1))","v":"0-20"},317.99157629760691,{"$f":"INDEX(Data!$E$24:$E$47, MATCH(F98132&D98132, Data!$B$24:$B$47,0))","v":1.0684339161496522E-3},{"$f":"SUMPRODUCT((Data!$B$58:$B$60=Model!$F98132)*(Data!$C$57:$K$57=Model!$O98132)*(Data!$C$58:$K$60))","v":1.7833496665670392},82.166503334329605,1,{"$f":"IF(E98132<>\"Serviceable\",E98132,INDEX(Lists!$D$6:$D$8, MATCH(T98132,Lists!$C$6:$C$8,0)))","v":"Serviceable"},{"$f":"INDEX(Lists!$C$12:$C$26, MATCH(H98132, Lists!$B$12:$B$26,0))","v":"Sub-T"}]
[null,54851,2008,"Wood Untreated Round","Serviceable","Class 1",20080825,"lv",999,2023,100,"No",true,10,{"$f":"INDEX(Lists!$B$32:$B$40, MATCH(YEAR(TODAY())-C98195, Lists!$C$32:$C$40,1))","v":"0-20"},317.99157629760691,{"$f":"INDEX(Data!$E$24:$E$47, MATCH(F98195&D98195, Data!$B$24:$B$47,0))","v":1.9964561142097742E-3},{"$f":"SUMPRODUCT((Data!$B$58:$B$60=Model!$F98195)*(Data!$C$57:$K$57=Model!$O98195)*(Data!$C$58:$K$60))","v":1.3477151645848988},86.522848354151009,1,{"$f":"IF(E98195<>\"Serviceable\",E98195,INDEX(Lists!$D$6:$D$8, MATCH(T98195,Lists!$C$6:$C$8,0)))","v":"Serviceable"},{"$f":"INDEX(Lists!$C$12:$C$26, MATCH(H98195, Lists!$B$12:$B$26,0))","v":"LV"}]
[null,55393,1990,"Wood Creos Impregnated","Serviceable","Class 3",19900920,"pl",999,2023,100,"No",true,10,{"$f":"INDEX(Lists!$B$32:$B$40, MATCH(YEAR(TODAY())-C98271, Lists!$C$32:$C$40,1))","v":"31-40"},317.99157629760691,{"$f":"INDEX(Data!$E$24:$E$47, MATCH(F98271&D98271, Data!$B$24:$B$47,0))","v":1.0684339161496522E-3},{"$f":"SUMPRODUCT((Data!$B$58:$B$60=Model!$F98271)*(Data!$C$57:$K$57=Model!$O98271)*(Data!$C$58:$K$60))","v":3.6307860245411354},63.692139754588645,2,{"$f":"IF(E98271<>\"Serviceable\",E98271,INDEX(Lists!$D$6:$D$8, MATCH(T98271,Lists!$C$6:$C$8,0)))","v":"Limited Life"},{"$f":"INDEX(Lists!$C$12:$C$26, MATCH(H98271, Lists!$B$12:$B$26,0))","v":"LV"}]
[null,55904,1959,"Wood Creos Impregnated","Serviceable","Class 3",20200227,"lv",950,2020,100,"No",true,10,{"$f":"INDEX(Lists!$B$32:$B$40, MATCH(YEAR(TODAY())-C98321, Lists!$C$32:$C$40,1))","v":"61-70"},302.39439187460113,{"$f":"INDEX(Data!$E$24:$E$47, MATCH(F98321&D98321, Data!$B$24:$B$47,0))","v":1.0684339161496522E-3},{"$f":"SUMPRODUCT((Data!$B$58:$B$60=Model!$F98321)*(Data!$C$57:$K$57=Model!$O98321)*(Data!$C$58:$K$60))","v":1.9802031311051838},80.197968688948166,1,{"$f":"IF(E98321<>\"Serviceable\",E98321,INDEX(Lists!$D$6:$D$8, MATCH(T98321,Lists!$C$6:$C$8,0)))","v":"Serviceable"},{"$f":"INDEX(Lists!$C$12:$C$26, MATCH(H98321, Lists!$B$12:$B$26,0))","v":"LV"}]
[null,56345,1989,"Wood Creos Impregnated","Serviceable","Class 3",19890712,"lv/hv",999,2022,100,"No",true,10,{"$f":"INDEX(Lists!$B$32:$B$40, MATCH(YEAR(TODAY())-C98371, Lists!$C$32:$C$40,1))","v":"31-40"},317.99157629760691,{"$f":"INDEX(Data!$E$24:$E$47, MATCH(F98371&D98371, Data!$B$24:$B$47,0))","v":1.0684339161496522E-3},{"$f":"SUMPRODUCT((Data!$B$58:$B$60=Model!$F98371)*(Data!$C$57:$K$57=Model!$O98371)*(Data!$C$58:$K$60))","v":3.6307860245411354},63.692139754588645,2,{"$f":"IF(E98371<>\"Serviceable\",E98371,INDEX(Lists!$D$6:$D$8, MATCH(T98371,Lists!$C$6:$C$8,0)))","v":"Limited Life"},{"$f":"INDEX(Lists!$C$12:$C$26, MATCH(H98371, Lists!$B$12:$B$26,0))","v":"HV"}]
[null,56750,1960,"Wood Creos Impregnated","Serviceable","Class 3",20150420,"lv",999,2019,100,"No",true,10,{"$f":"INDEX(Lists!$B$32:$B$40, MATCH(YEAR(TODAY())-C98446, Lists!$C$32:$C$40,1))","v":"61-70"},317.99157629760691,{"$f":"INDEX(Data!$E$24:$E$47, MATCH(F98446&D98446, Data!$B$24:$B$47,0))","v":1.0684339161496522E-3},{"$f":"SUMPRODUCT((Data!$B$58:$B$60=Model!$F98446)*(Data!$C$57:$K$57=Model!$O98446)*(Data!$C$58:$K$60))","v":1.9802031311051838},80.197968688948166,1,{"$f":"IF(E98446<>\"Serviceable\",E98446,INDEX(Lists!$D$6:$D$8, MATCH(T98446,Lists!$C$6:$C$8,0)))","v":"Serviceable"},{"$f":"INDEX(Lists!$C$12:$C$26, MATCH(H98446, Lists!$B$12:$B$26,0))","v":"LV"}]
[null,57154,1961,"Wood Creos Impregnated","Serviceable","Class 3",20220523,"lv",900,2022,100,"No",true,10,{"$f":"INDEX(Lists!$B$32:$B$40, MATCH(YEAR(TODAY())-C98496, Lists!$C$32:$C$40,1))","v":"61-70"},286.47889756541161,{"$f":"INDEX(Data!$E$24:$E$47, MATCH(F98496&D98496, Data!$B$24:$B$47,0))","v":1.0684339161496522E-3},{"$f":"SUMPRODUCT((Data!$B$58:$B$60=Model!$F98496)*(Data!$C$57:$K$57=Model!$O98496)*(Data!$C$58:$K$60))","v":1.9802031311051838},80.197968688948166,1,{"$f":"IF(E98496<>\"Serviceable\",E98496,INDEX(Lists!$D$6:$D$8, MATCH(T98496,Lists!$C$6:$C$8,0)))","v":"Serviceable"},{"$f":"INDEX(Lists!$C$12:$C$26, MATCH(H98496, Lists!$B$12:$B$26,0))","v":"LV"}]
[null,57257,1959,"Wood Creos Impregnated","Serviceable","Class 3",20220523,"lv/hv",1150,2022,60,"No",true,10,{"$f":"INDEX(Lists!$B$32:$B$40, MATCH(YEAR(TODAY())-C98512, Lists!$C$32:$C$40,1))","v":"61-70"},366.05636911135929,{"$f":"INDEX(Data!$E$24:$E$47, MATCH(F98512&D98512, Data!$B$24:$B$47,0))","v":1.0684339161496522E-3},{"$f":"SUMPRODUCT((Data!$B$58:$B$60=Model!$F98512)*(Data!$C$57:$K$57=Model!$O98512)*(Data!$C$58:$K$60))","v":1.9802031311051838},40.197968688948166,2,{"$f":"IF(E98512<>\"Serviceable\",E98512,INDEX(Lists!$D$6:$D$8, MATCH(T98512,Lists!$C$6:$C$8,0)))","v":"Limited Life"},{"$f":"INDEX(Lists!$C$12:$C$26, MATCH(H98512, Lists!$B$12:$B$26,0))","v":"HV"}]
[null,57558,1986,"Wood Creos Impregnated","Serviceable","Class 3",19860502,"lv/hv",740,2019,90,"No",true,10,{"$f":"INDEX(Lists!$B$32:$B$40, MATCH(YEAR(TODAY())-C98566, Lists!$C$32:$C$40,1))","v":"31-40"},235.5493157760051,{"$f":"INDEX(Data!$E$24:$E$47, MATCH(F98566&D98566, Data!$B$24:$B$47,0))","v":1.0684339161496522E-3},{"$f":"SUMPRODUCT((Data!$B$58:$B$60=Model!$F98566)*(Data!$C$57:$K$57=Model!$O98566)*(Data!$C$58:$K$60))","v":3.6307860245411354},53.692139754588645,2,{"$f":"IF(E98566<>\"Serviceable\",E98566,INDEX(Lists!$D$6:$D$8, MATCH(T98566,Lists!$C$6:$C$8,0)))","v":"Limited Life"},{"$f":"INDEX(Lists!$C$12:$C$26, MATCH(H98566, Lists!$B$12:$B$26,0))","v":"HV"}]
[null,58224,1973,"Wood Creos Impregnated","Serviceable","Class 3",20180326,"lv",670,2022,100,"No",true,10,{"$f":"INDEX(Lists!$B$32:$B$40, MATCH(YEAR(TODAY())-C98671, Lists!$C$32:$C$40,1))","v":"51-60"},213.26762374313975,{"$f":"INDEX(Data!$E$24:$E$47, MATCH(F98671&D98671, Data!$B$24:$B$47,0))","v":1.0684339161496522E-3},{"$f":"SUMPRODUCT((Data!$B$58:$B$60=Model!$F98671)*(Data!$C$57:$K$57=Model!$O98671)*(Data!$C$58:$K$60))","v":2.6564859251595059},73.435140748404933,1,{"$f":"IF(E98671<>\"Serviceable\",E98671,INDEX(Lists!$D$6:$D$8, MATCH(T98671,Lists!$C$6:$C$8,0)))","v":"Serviceable"},{"$f":"INDEX(Lists!$C$12:$C$26, MATCH(H98671, Lists!$B$12:$B$26,0))","v":"LV"}]
[null,58477,1992,"Wood Creos Impregnated","Serviceable","Class 3",19920722,"lv/hv",815,2019,100,"No",true,10,{"$f":"INDEX(Lists!$B$32:$B$40, MATCH(YEAR(TODAY())-C98707, Lists!$C$32:$C$40,1))","v":"31-40"},259.4225572397894,{"$f":"INDEX(Data!$E$24:$E$47, MATCH(F98707&D98707, Data!$B$24:$B$47,0))","v":1.0684339161496522E-3},{"$f":"SUMPRODUCT((Data!$B$58:$B$60=Model!$F98707)*(Data!$C$57:$K$57=Model!$O98707)*(Data!$C$58:$K$60))","v":3.6307860245411354},63.692139754588645,2,{"$f":"IF(E98707<>\"Serviceable\",E98707,INDEX(Lists!$D$6:$D$8, MATCH(T98707,Lists!$C$6:$C$8,0)))","v":"Limited Life"},{"$f":"INDEX(Lists!$C$12:$C$26, MATCH(H98707, Lists!$B$12:$B$26,0))","v":"HV"}]
[null,58716,2014,"Wood Creos Impregnated","Serviceable","Class 3",20140522,"lv/hv",999,2019,90,"No",true,10,{"$f":"INDEX(Lists!$B$32:$B$40, MATCH(YEAR(TODAY())-C98741, Lists!$C$32:$C$40,1))","v":"0-20"},317.99157629760691,{"$f":"INDEX(Data!$E$24:$E$47, MATCH(F98741&D98741, Data!$B$24:$B$47,0))","v":1.0684339161496522E-3},{"$f":"SUMPRODUCT((Data!$B$58:$B$60=Model!$F98741)*(Data!$C$57:$K$57=Model!$O98741)*(Data!$C$58:$K$60))","v":1.7833496665670392},72.166503334329605,1,{"$f":"IF(E98741<>\"Serviceable\",E98741,INDEX(Lists!$D$6:$D$8, MATCH(T98741,Lists!$C$6:$C$8,0)))","v":"Serviceable"},{"$f":"INDEX(Lists!$C$12:$C$26, MATCH(H98741, Lists!$B$12:$B$26,0))","v":"HV"}]
[null,59298,2001,"Wood Creos Impregnated","Serviceable","Class 3",20010221,"lv",999,2019,100,"No",true,10,{"$f":"INDEX(Lists!$B$32:$B$40, MATCH(YEAR(TODAY())-C98817, Lists!$C$32:$C$40,1))","v":"21-30"},317.99157629760691,{"$f":"INDEX(Data!$E$24:$E$47, MATCH(F98817&D98817, Data!$B$24:$B$47,0))","v":1.0684339161496522E-3},{"$f":"SUMPRODUCT((Data!$B$58:$B$60=Model!$F98817)*(Data!$C$57:$K$57=Model!$O98817)*(Data!$C$58:$K$60))","v":1.964589315203191},80.354106847968097,1,{"$f":"IF(E98817<>\"Serviceable\",E98817,INDEX(Lists!$D$6:$D$8, MATCH(T98817,Lists!$C$6:$C$8,0)))","v":"Serviceable"},{"$f":"INDEX(Lists!$C$12:$C$26, MATCH(H98817, Lists!$B$12:$B$26,0))","v":"LV"}]
[null,59441,1992,"Wood Creos Impregnated","Serviceable","Class 3",19920723,"lv",999,2019,90,"No",true,10,{"$f":"INDEX(Lists!$B$32:$B$40, MATCH(YEAR(TODAY())-C98848, Lists!$C$32:$C$40,1))","v":"31-40"},317.99157629760691,{"$f":"INDEX(Data!$E$24:$E$47, MATCH(F98848&D98848, Data!$B$24:$B$47,0))","v":1.0684339161496522E-3},{"$f":"SUMPRODUCT((Data!$B$58:$B$60=Model!$F98848)*(Data!$C$57:$K$57=Model!$O98848)*(Data!$C$58:$K$60))","v":3.6307860245411354},53.692139754588645,2,{"$f":"IF(E98848<>\"Serviceable\",E98848,INDEX(Lists!$D$6:$D$8, MATCH(T98848,Lists!$C$6:$C$8,0)))","v":"Limited Life"},{"$f":"INDEX(Lists!$C$12:$C$26, MATCH(H98848, Lists!$B$12:$B$26,0))","v":"LV"}]
[null,59878,1969,"Wood Creos Impregnated","Serviceable","Class 3",20141125,"lv",690,2019,90,"No",true,10,{"$f":"INDEX(Lists!$B$32:$B$40, MATCH(YEAR(TODAY())-C98916, Lists!$C$32:$C$40,1))","v":"51-60"},219.63382146681556,{"$f":"INDEX(Data!$E$24:$E$47, MATCH(F98916&D98916, Data!$B$24:$B$47,0))","v":1.0684339161496522E-3},{"$f":"SUMPRODUCT((Data!$B$58:$B$60=Model!$F98916)*(Data!$C$57:$K$57=Model!$O98916)*(Data!$C$58:$K$60))","v":2.6564859251595059},63.43514074840494,2,{"$f":"IF(E98916<>\"Serviceable\",E98916,INDEX(Lists!$D$6:$D$8, MATCH(T98916,Lists!$C$6:$C$8,0)))","v":"Limited Life"},{"$f":"INDEX(Lists!$C$12:$C$26, MATCH(H98916, Lists!$B$12:$B$26,0))","v":"LV"}]
[null,60268,2007,"Wood Creos Impregnated","Serviceable","Class 3",20070801,"lv",999,2019,110,"No",true,10,{"$f":"INDEX(Lists!$B$32:$B$40, MATCH(YEAR(TODAY())-C98992, Lists!$C$32:$C$40,1))","v":"0-20"},317.99157629760691,{"$f":"INDEX(Data!$E$24:$E$47, MATCH(F98992&D98992, Data!$B$24:$B$47,0))","v":1.0684339161496522E-3},{"$f":"SUMPRODUCT((Data!$B$58:$B$60=Model!$F98992)*(Data!$C$57:$K$57=Model!$O98992)*(Data!$C$58:$K$60))","v":1.7833496665670392},92.166503334329605,1,{"$f":"IF(E98992<>\"Serviceable\",E98992,INDEX(Lists!$D$6:$D$8, MATCH(T98992,Lists!$C$6:$C$8,0)))","v":"Serviceable"},{"$f":"INDEX(Lists!$C$12:$C$26, MATCH(H98992, Lists!$B$12:$B$26,0))","v":"LV"}]
[null,60633,1995,"Wood Untreated Round","Serviceable","Class 1",19950606,"lv",999,2019,100,"No",true,10,{"$f":"INDEX(Lists!$B$32:$B$40, MATCH(YEAR(TODAY())-C99043, Lists!$C$32:$C$40,1))","v":"21-30"},317.99157629760691,{"$f":"INDEX(Data!$E$24:$E$47, MATCH(F99043&D99043, Data!$B$24:$B$47,0))","v":1.9964561142097742E-3},{"$f":"SUMPRODUCT((Data!$B$58:$B$60=Model!$F99043)*(Data!$C$57:$K$57=Model!$O99043)*(Data!$C$58:$K$60))","v":2.1651652228345815},78.34834777165419,1,{"$f":"IF(E99043<>\"Serviceable\",E99043,INDEX(Lists!$D$6:$D$8, MATCH(T99043,Lists!$C$6:$C$8,0)))","v":"Serviceable"},{"$f":"INDEX(Lists!$C$12:$C$26, MATCH(H99043, Lists!$B$12:$B$26,0))","v":"LV"}]
[null,60957,1962,"Wood Creos Impregnated","Serviceable","Class 3",20191208,"pl",975,2020,130,"No",true,10,{"$f":"INDEX(Lists!$B$32:$B$40, MATCH(YEAR(TODAY())-C99091, Lists!$C$32:$C$40,1))","v":"61-70"},310.35213902919594,{"$f":"INDEX(Data!$E$24:$E$47, MATCH(F99091&D99091, Data!$B$24:$B$47,0))","v":1.0684339161496522E-3},{"$f":"SUMPRODUCT((Data!$B$58:$B$60=Model!$F99091)*(Data!$C$57:$K$57=Model!$O99091)*(Data!$C$58:$K$60))","v":1.9802031311051838},110.19796868894817,1,{"$f":"IF(E99091<>\"Serviceable\",E99091,INDEX(Lists!$D$6:$D$8, MATCH(T99091,Lists!$C$6:$C$8,0)))","v":"Serviceable"},{"$f":"INDEX(Lists!$C$12:$C$26, MATCH(H99091, Lists!$B$12:$B$26,0))","v":"LV"}]
[null,61594,1955,"Wood Untreated Round","Serviceable","Class 2",19971121,"lv/hv",999,2022,100,"No",true,10,{"$f":"INDEX(Lists!$B$32:$B$40, MATCH(YEAR(TODAY())-C99167, Lists!$C$32:$C$40,1))","v":"61-70"},317.99157629760691,{"$f":"INDEX(Data!$E$24:$E$47, MATCH(F99167&D99167, Data!$B$24:$B$47,0))","v":2.1997700016428453E-3},{"$f":"SUMPRODUCT((Data!$B$58:$B$60=Model!$F99167)*(Data!$C$57:$K$57=Model!$O99167)*(Data!$C$58:$K$60))","v":2.227481027604485},77.725189723955154,1,{"$f":"IF(E99167<>\"Serviceable\",E99167,INDEX(Lists!$D$6:$D$8, MATCH(T99167,Lists!$C$6:$C$8,0)))","v":"Serviceable"},{"$f":"INDEX(Lists!$C$12:$C$26, MATCH(H99167, Lists!$B$12:$B$26,0))","v":"HV"}]
[null,61716,1981,"Wood Untreated Dressed","Serviceable","Class 1",20200908,"lv/sub-transmission",1010,2020,120,"No",true,10,{"$f":"INDEX(Lists!$B$32:$B$40, MATCH(YEAR(TODAY())-C99184, Lists!$C$32:$C$40,1))","v":"41-50"},321.49298504562859,{"$f":"INDEX(Data!$E$24:$E$47, MATCH(F99184&D99184, Data!$B$24:$B$47,0))","v":1.9964561142097742E-3},{"$f":"SUMPRODUCT((Data!$B$58:$B$60=Model!$F99184)*(Data!$C$57:$K$57=Model!$O99184)*(Data!$C$58:$K$60))","v":1.7977578417715214},102.02242158228478,1,{"$f":"IF(E99184<>\"Serviceable\",E99184,INDEX(Lists!$D$6:$D$8, MATCH(T99184,Lists!$C$6:$C$8,0)))","v":"Serviceable"},{"$f":"INDEX(Lists!$C$12:$C$26, MATCH(H99184, Lists!$B$12:$B$26,0))","v":"Sub-T"}]
[null,62080,1941,"Wood Untreated Dressed","Serviceable","Class 1",19981106,"lv",999,2022,100,"No",true,10,{"$f":"INDEX(Lists!$B$32:$B$40, MATCH(YEAR(TODAY())-C99237, Lists!$C$32:$C$40,1))","v":"81-90"},317.99157629760691,{"$f":"INDEX(Data!$E$24:$E$47, MATCH(F99237&D99237, Data!$B$24:$B$47,0))","v":1.9964561142097742E-3},{"$f":"SUMPRODUCT((Data!$B$58:$B$60=Model!$F99237)*(Data!$C$57:$K$57=Model!$O99237)*(Data!$C$58:$K$60))","v":2.8392735823590045},71.607264176409956,1,{"$f":"IF(E99237<>\"Serviceable\",E99237,INDEX(Lists!$D$6:$D$8, MATCH(T99237,Lists!$C$6:$C$8,0)))","v":"Serviceable"},{"$f":"INDEX(Lists!$C$12:$C$26, MATCH(H99237, Lists!$B$12:$B$26,0))","v":"LV"}]
[null,62331,1971,"Wood Creos Impregnated","Serviceable","Class 3",20191015,"lv",911,2019,90,"No",true,10,{"$f":"INDEX(Lists!$B$32:$B$40, MATCH(YEAR(TODAY())-C99287, Lists!$C$32:$C$40,1))","v":"51-60"},289.98030631343329,{"$f":"INDEX(Data!$E$24:$E$47, MATCH(F99287&D99287, Data!$B$24:$B$47,0))","v":1.0684339161496522E-3},{"$f":"SUMPRODUCT((Data!$B$58:$B$60=Model!$F99287)*(Data!$C$57:$K$57=Model!$O99287)*(Data!$C$58:$K$60))","v":2.6564859251595059},63.43514074840494,2,{"$f":"IF(E99287<>\"Serviceable\",E99287,INDEX(Lists!$D$6:$D$8, MATCH(T99287,Lists!$C$6:$C$8,0)))","v":"Limited Life"},{"$f":"INDEX(Lists!$C$12:$C$26, MATCH(H99287, Lists!$B$12:$B$26,0))","v":"LV"}]
[null,63080,1938,"Wood Untreated Dressed","Serviceable","Class 1",20181105,"lv",900,2022,100,"No",true,10,{"$f":"INDEX(Lists!$B$32:$B$40, MATCH(YEAR(TODAY())-C99379, Lists!$C$32:$C$40,1))","v":"81-90"},286.47889756541161,{"$f":"INDEX(Data!$E$24:$E$47, MATCH(F99379&D99379, Data!$B$24:$B$47,0))","v":1.9964561142097742E-3},{"$f":"SUMPRODUCT((Data!$B$58:$B$60=Model!$F99379)*(Data!$C$57:$K$57=Model!$O99379)*(Data!$C$58:$K$60))","v":2.8392735823590045},71.607264176409956,1,{"$f":"IF(E99379<>\"Serviceable\",E99379,INDEX(Lists!$D$6:$D$8, MATCH(T99379,Lists!$C$6:$C$8,0)))","v":"Serviceable"},{"$f":"INDEX(Lists!$C$12:$C$26, MATCH(H99379, Lists!$B$12:$B$26,0))","v":"LV"}]
[null,63489,2007,"Wood Creos Impregnated","Serviceable","Class 3",20070124,"lv",999,2023,100,"No",true,10,{"$f":"INDEX(Lists!$B$32:$B$40, MATCH(YEAR(TODAY())-C99412, Lists!$C$32:$C$40,1))","v":"0-20"},317.99157629760691,{"$f":"INDEX(Data!$E$24:$E$47, MATCH(F99412&D99412, Data!$B$24:$B$47,0))","v":1.0684339161496522E-3},{"$f":"SUMPRODUCT((Data!$B$58:$B$60=Model!$F99412)*(Data!$C$57:$K$57=Model!$O99412)*(Data!$C$58:$K$60))","v":1.7833496665670392},82.166503334329605,1,{"$f":"IF(E99412<>\"Serviceable\",E99412,INDEX(Lists!$D$6:$D$8, MATCH(T99412,Lists!$C$6:$C$8,0)))","v":"Serviceable"},{"$f":"INDEX(Lists!$C$12:$C$26, MATCH(H99412, Lists!$B$12:$B$26,0))","v":"LV"}]
[null,63969,1940,"Wood Untreated Round","Serviceable","Class 1",20221208,"lv",690,2022,100,"No",true,10,{"$f":"INDEX(Lists!$B$32:$B$40, MATCH(YEAR(TODAY())-C99462, Lists!$C$32:$C$40,1))","v":"81-90"},219.63382146681556,{"$f":"INDEX(Data!$E$24:$E$47, MATCH(F99462&D99462, Data!$B$24:$B$47,0))","v":1.9964561142097742E-3},{"$f":"SUMPRODUCT((Data!$B$58:$B$60=Model!$F99462)*(Data!$C$57:$K$57=Model!$O99462)*(Data!$C$58:$K$60))","v":2.8392735823590045},71.607264176409956,1,{"$f":"IF(E99462<>\"Serviceable\",E99462,INDEX(Lists!$D$6:$D$8, MATCH(T99462,Lists!$C$6:$C$8,0)))","v":"Serviceable"},{"$f":"INDEX(Lists!$C$12:$C$26, MATCH(H99462, Lists!$B$12:$B$26,0))","v":"LV"}]
[null,64558,1955,"Wood Untreated Round","Serviceable","Class 1",20180511,"lv",754,2023,100,"No",true,10,{"$f":"INDEX(Lists!$B$32:$B$40, MATCH(YEAR(TODAY())-C99538, Lists!$C$32:$C$40,1))","v":"61-70"},240.00565418257818,{"$f":"INDEX(Data!$E$24:$E$47, MATCH(F99538&D99538, Data!$B$24:$B$47,0))","v":1.9964561142097742E-3},{"$f":"SUMPRODUCT((Data!$B$58:$B$60=Model!$F99538)*(Data!$C$57:$K$57=Model!$O99538)*(Data!$C$58:$K$60))","v":2.3795837981601728},76.204162018398279,1,{"$f":"IF(E99538<>\"Serviceable\",E99538,INDEX(Lists!$D$6:$D$8, MATCH(T99538,Lists!$C$6:$C$8,0)))","v":"Serviceable"},{"$f":"INDEX(Lists!$C$12:$C$26, MATCH(H99538, Lists!$B$12:$B$26,0))","v":"LV"}]
[null,64843,1967,"Wood Creos Impregnated","Serviceable","Class 3",20230921,"lv/hv",850,2023,100,"Yes",true,9,{"$f":"INDEX(Lists!$B$32:$B$40, MATCH(YEAR(TODAY())-C99564, Lists!$C$32:$C$40,1))","v":"51-60"},270.5634032562221,{"$f":"INDEX(Data!$E$24:$E$47, MATCH(F99564&D99564, Data!$B$24:$B$47,0))","v":1.0684339161496522E-3},{"$f":"SUMPRODUCT((Data!$B$58:$B$60=Model!$F99564)*(Data!$C$57:$K$57=Model!$O99564)*(Data!$C$58:$K$60))","v":2.6564859251595059},76.091626673564448,1,{"$f":"IF(E99564<>\"Serviceable\",E99564,INDEX(Lists!$D$6:$D$8, MATCH(T99564,Lists!$C$6:$C$8,0)))","v":"Serviceable"},{"$f":"INDEX(Lists!$C$12:$C$26, MATCH(H99564, Lists!$B$12:$B$26,0))","v":"HV"}]
[null,65352,1948,"Wood Untreated Round","Serviceable","Class 1",20180409,"lv",570,2022,130,"No",true,10,{"$f":"INDEX(Lists!$B$32:$B$40, MATCH(YEAR(TODAY())-C99637, Lists!$C$32:$C$40,1))","v":"71-80"},181.4366351247607,{"$f":"INDEX(Data!$E$24:$E$47, MATCH(F99637&D99637, Data!$B$24:$B$47,0))","v":1.9964561142097742E-3},{"$f":"SUMPRODUCT((Data!$B$58:$B$60=Model!$F99637)*(Data!$C$57:$K$57=Model!$O99637)*(Data!$C$58:$K$60))","v":2.0707751244791428},109.29224875520858,1,{"$f":"IF(E99637<>\"Serviceable\",E99637,INDEX(Lists!$D$6:$D$8, MATCH(T99637,Lists!$C$6:$C$8,0)))","v":"Serviceable"},{"$f":"INDEX(Lists!$C$12:$C$26, MATCH(H99637, Lists!$B$12:$B$26,0))","v":"LV"}]
[null,65919,2004,"Wood Creos Impregnated","Serviceable","Class 3",20041008,"lv/hv",999,2023,100,"No",true,10,{"$f":"INDEX(Lists!$B$32:$B$40, MATCH(YEAR(TODAY())-C99713, Lists!$C$32:$C$40,1))","v":"21-30"},317.99157629760691,{"$f":"INDEX(Data!$E$24:$E$47, MATCH(F99713&D99713, Data!$B$24:$B$47,0))","v":1.0684339161496522E-3},{"$f":"SUMPRODUCT((Data!$B$58:$B$60=Model!$F99713)*(Data!$C$57:$K$57=Model!$O99713)*(Data!$C$58:$K$60))","v":1.964589315203191},80.354106847968097,1,{"$f":"IF(E99713<>\"Serviceable\",E99713,INDEX(Lists!$D$6:$D$8, MATCH(T99713,Lists!$C$6:$C$8,0)))","v":"Serviceable"},{"$f":"INDEX(Lists!$C$12:$C$26, MATCH(H99713, Lists!$B$12:$B$26,0))","v":"HV"}]
[null,66147,1968,"Wood Creos Impregnated","Serviceable","Class 3",19991101,"lv",1005,2019,999,"No",true,10,{"$f":"INDEX(Lists!$B$32:$B$40, MATCH(YEAR(TODAY())-C99759, Lists!$C$32:$C$40,1))","v":"51-60"},319.90143561470961,{"$f":"INDEX(Data!$E$24:$E$47, MATCH(F99759&D99759, Data!$B$24:$B$47,0))","v":1.0684339161496522E-3},{"$f":"SUMPRODUCT((Data!$B$58:$B$60=Model!$F99759)*(Data!$C$57:$K$57=Model!$O99759)*(Data!$C$58:$K$60))","v":2.6564859251595059},999,1,{"$f":"IF(E99759<>\"Serviceable\",E99759,INDEX(Lists!$D$6:$D$8, MATCH(T99759,Lists!$C$6:$C$8,0)))","v":"Serviceable"},{"$f":"INDEX(Lists!$C$12:$C$26, MATCH(H99759, Lists!$B$12:$B$26,0))","v":"LV"}]
[null,66569,1990,"Wood Creos Impregnated","Serviceable","Class 3",19900901,"lv",974,2020,80,"No",true,10,{"$f":"INDEX(Lists!$B$32:$B$40, MATCH(YEAR(TODAY())-C99812, Lists!$C$32:$C$40,1))","v":"31-40"},310.0338291430121,{"$f":"INDEX(Data!$E$24:$E$47, MATCH(F99812&D99812, Data!$B$24:$B$47,0))","v":1.0684339161496522E-3},{"$f":"SUMPRODUCT((Data!$B$58:$B$60=Model!$F99812)*(Data!$C$57:$K$57=Model!$O99812)*(Data!$C$58:$K$60))","v":3.6307860245411354},43.692139754588645,2,{"$f":"IF(E99812<>\"Serviceable\",E99812,INDEX(Lists!$D$6:$D$8, MATCH(T99812,Lists!$C$6:$C$8,0)))","v":"Limited Life"},{"$f":"INDEX(Lists!$C$12:$C$26, MATCH(H99812, Lists!$B$12:$B$26,0))","v":"LV"}]
[null,66719,2013,"Wood Untreated Dressed","Serviceable","Class 1",20130328,"lv",999,2022,100,"No",true,10,{"$f":"INDEX(Lists!$B$32:$B$40, MATCH(YEAR(TODAY())-C99833, Lists!$C$32:$C$40,1))","v":"0-20"},317.99157629760691,{"$f":"INDEX(Data!$E$24:$E$47, MATCH(F99833&D99833, Data!$B$24:$B$47,0))","v":1.9964561142097742E-3},{"$f":"SUMPRODUCT((Data!$B$58:$B$60=Model!$F99833)*(Data!$C$57:$K$57=Model!$O99833)*(Data!$C$58:$K$60))","v":1.3477151645848988},86.522848354151009,1,{"$f":"IF(E99833<>\"Serviceable\",E99833,INDEX(Lists!$D$6:$D$8, MATCH(T99833,Lists!$C$6:$C$8,0)))","v":"Serviceable"},{"$f":"INDEX(Lists!$C$12:$C$26, MATCH(H99833, Lists!$B$12:$B$26,0))","v":"LV"}]
[null,67260,2010,"Wood Untreated Round","Serviceable","Class 2",20100326,"stay",999,2023,70,"No",true,10,{"$f":"INDEX(Lists!$B$32:$B$40, MATCH(YEAR(TODAY())-C99900, Lists!$C$32:$C$40,1))","v":"0-20"},317.99157629760691,{"$f":"INDEX(Data!$E$24:$E$47, MATCH(F99900&D99900, Data!$B$24:$B$47,0))","v":2.1997700016428453E-3},{"$f":"SUMPRODUCT((Data!$B$58:$B$60=Model!$F99900)*(Data!$C$57:$K$57=Model!$O99900)*(Data!$C$58:$K$60))","v":1.4303410669288035},55.696589330711966,2,{"$f":"IF(E99900<>\"Serviceable\",E99900,INDEX(Lists!$D$6:$D$8, MATCH(T99900,Lists!$C$6:$C$8,0)))","v":"Limited Life"},{"$f":"INDEX(Lists!$C$12:$C$26, MATCH(H99900, Lists!$B$12:$B$26,0))","v":"LV"}]
[null,67745,1964,"Wood Creos Impregnated","Serviceable","Class 3",20190104,"lv/hv/sub-transmission",910,2023,100,"No",true,10,{"$f":"INDEX(Lists!$B$32:$B$40, MATCH(YEAR(TODAY())-C99958, Lists!$C$32:$C$40,1))","v":"61-70"},289.66199642724951,{"$f":"INDEX(Data!$E$24:$E$47, MATCH(F99958&D99958, Data!$B$24:$B$47,0))","v":1.0684339161496522E-3},{"$f":"SUMPRODUCT((Data!$B$58:$B$60=Model!$F99958)*(Data!$C$57:$K$57=Model!$O99958)*(Data!$C$58:$K$60))","v":1.9802031311051838},80.197968688948166,1,{"$f":"IF(E99958<>\"Serviceable\",E99958,INDEX(Lists!$D$6:$D$8, MATCH(T99958,Lists!$C$6:$C$8,0)))","v":"Serviceable"},{"$f":"INDEX(Lists!$C$12:$C$26, MATCH(H99958, Lists!$B$12:$B$26,0))","v":"Sub-T"}]
[null,68345,1947,"Wood Untreated Dressed","Serviceable","Class 1",20230519,"lv",840,2022,100,"No",true,10,{"$f":"INDEX(Lists!$B$32:$B$40, MATCH(YEAR(TODAY())-C100008, Lists!$C$32:$C$40,1))","v":"71-80"},267.38030439438415,{"$f":"INDEX(Data!$E$24:$E$47, MATCH(F100008&D100008, Data!$B$24:$B$47,0))","v":1.9964561142097742E-3},{"$f":"SUMPRODUCT((Data!$B$58:$B$60=Model!$F100008)*(Data!$C$57:$K$57=Model!$O100008)*(Data!$C$58:$K$60))","v":2.0707751244791428},79.292248755208576,1,{"$f":"IF(E100008<>\"Serviceable\",E100008,INDEX(Lists!$D$6:$D$8, MATCH(T100008,Lists!$C$6:$C$8,0)))","v":"Serviceable"},{"$f":"INDEX(Lists!$C$12:$C$26, MATCH(H100008, Lists!$B$12:$B$26,0))","v":"LV"}]
[null,69128,1962,"Wood Creos Impregnated","Serviceable","Class 3",20191113,"lv",870,2019,100,"No",true,10,{"$f":"INDEX(Lists!$B$32:$B$40, MATCH(YEAR(TODAY())-C100095, Lists!$C$32:$C$40,1))","v":"61-70"},276.92960097989788,{"$f":"INDEX(Data!$E$24:$E$47, MATCH(F100095&D100095, Data!$B$24:$B$47,0))","v":1.0684339161496522E-3},{"$f":"SUMPRODUCT((Data!$B$58:$B$60=Model!$F100095)*(Data!$C$57:$K$57=Model!$O100095)*(Data!$C$58:$K$60))","v":1.9802031311051838},80.197968688948166,1,{"$f":"IF(E100095<>\"Serviceable\",E100095,INDEX(Lists!$D$6:$D$8, MATCH(T100095,Lists!$C$6:$C$8,0)))","v":"Serviceable"},{"$f":"INDEX(Lists!$C$12:$C$26, MATCH(H100095, Lists!$B$12:$B$26,0))","v":"LV"}]
[null,69469,1993,"Wood Creos Impregnated","Serviceable","Class 3",19930601,"lv/hv",999,2019,100,"No",true,10,{"$f":"INDEX(Lists!$B$32:$B$40, MATCH(YEAR(TODAY())-C100133, Lists!$C$32:$C$40,1))","v":"31-40"},317.99157629760691,{"$f":"INDEX(Data!$E$24:$E$47, MATCH(F100133&D100133, Data!$B$24:$B$47,0))","v":1.0684339161496522E-3},{"$f":"SUMPRODUCT((Data!$B$58:$B$60=Model!$F100133)*(Data!$C$57:$K$57=Model!$O100133)*(Data!$C$58:$K$60))","v":3.6307860245411354},63.692139754588645,2,{"$f":"IF(E100133<>\"Serviceable\",E100133,INDEX(Lists!$D$6:$D$8, MATCH(T100133,Lists!$C$6:$C$8,0)))","v":"Limited Life"},{"$f":"INDEX(Lists!$C$12:$C$26, MATCH(H100133, Lists!$B$12:$B$26,0))","v":"HV"}]
[null,69970,1968,"Wood Creos Impregnated","Serviceable","Class 3",20180720,"lv",999,2020,70,"No",true,10,{"$f":"INDEX(Lists!$B$32:$B$40, MATCH(YEAR(TODAY())-C100183, Lists!$C$32:$C$40,1))","v":"51-60"},317.99157629760691,{"$f":"INDEX(Data!$E$24:$E$47, MATCH(F100183&D100183, Data!$B$24:$B$47,0))","v":1.0684339161496522E-3},{"$f":"SUMPRODUCT((Data!$B$58:$B$60=Model!$F100183)*(Data!$C$57:$K$57=Model!$O100183)*(Data!$C$58:$K$60))","v":2.6564859251595059},43.43514074840494,2,{"$f":"IF(E100183<>\"Serviceable\",E100183,INDEX(Lists!$D$6:$D$8, MATCH(T100183,Lists!$C$6:$C$8,0)))","v":"Limited Life"},{"$f":"INDEX(Lists!$C$12:$C$26, MATCH(H100183, Lists!$B$12:$B$26,0))","v":"LV"}]
[null,70512,1968,"Wood Creos Impregnated","Serviceable","Class 2",20220711,"lv/hv",970,2022,999,"No",true,10,{"$f":"INDEX(Lists!$B$32:$B$40, MATCH(YEAR(TODAY())-C100258, Lists!$C$32:$C$40,1))","v":"51-60"},308.76058959827697,{"$f":"INDEX(Data!$E$24:$E$47, MATCH(F100258&D100258, Data!$B$24:$B$47,0))","v":1.6118836915297091E-3},{"$f":"SUMPRODUCT((Data!$B$58:$B$60=Model!$F100258)*(Data!$C$57:$K$57=Model!$O100258)*(Data!$C$58:$K$60))","v":2.6773548093458861},999,1,{"$f":"IF(E100258<>\"Serviceable\",E100258,INDEX(Lists!$D$6:$D$8, MATCH(T100258,Lists!$C$6:$C$8,0)))","v":"Serviceable"},{"$f":"INDEX(Lists!$C$12:$C$26, MATCH(H100258, Lists!$B$12:$B$26,0))","v":"HV"}]
[null,71100,1960,"Wood Creos Impregnated","Serviceable","Class 3",20191115,"lv",820,2019,80,"No",true,10,{"$f":"INDEX(Lists!$B$32:$B$40, MATCH(YEAR(TODAY())-C100308, Lists!$C$32:$C$40,1))","v":"61-70"},261.01410667070837,{"$f":"INDEX(Data!$E$24:$E$47, MATCH(F100308&D100308, Data!$B$24:$B$47,0))","v":1.0684339161496522E-3},{"$f":"SUMPRODUCT((Data!$B$58:$B$60=Model!$F100308)*(Data!$C$57:$K$57=Model!$O100308)*(Data!$C$58:$K$60))","v":1.9802031311051838},60.197968688948166,2,{"$f":"IF(E100308<>\"Serviceable\",E100308,INDEX(Lists!$D$6:$D$8, MATCH(T100308,Lists!$C$6:$C$8,0)))","v":"Limited Life"},{"$f":"INDEX(Lists!$C$12:$C$26, MATCH(H100308, Lists!$B$12:$B$26,0))","v":"LV"}]
[null,71602,1962,"Wood Creos Impregnated","Serviceable","Class 3",20200514,"lv",890,2020,110,"No",true,10,{"$f":"INDEX(Lists!$B$32:$B$40, MATCH(YEAR(TODAY())-C100358, Lists!$C$32:$C$40,1))","v":"61-70"},283.29579870357372,{"$f":"INDEX(Data!$E$24:$E$47, MATCH(F100358&D100358, Data!$B$24:$B$47,0))","v":1.0684339161496522E-3},{"$f":"SUMPRODUCT((Data!$B$58:$B$60=Model!$F100358)*(Data!$C$57:$K$57=Model!$O100358)*(Data!$C$58:$K$60))","v":1.9802031311051838},90.197968688948166,1,{"$f":"IF(E100358<>\"Serviceable\",E100358,INDEX(Lists!$D$6:$D$8, MATCH(T100358,Lists!$C$6:$C$8,0)))","v":"Serviceable"},{"$f":"INDEX(Lists!$C$12:$C$26, MATCH(H100358, Lists!$B$12:$B$26,0))","v":"LV"}]
[null,71987,2008,"Wood Untreated Round","Serviceable","Class 1",20080320,"lv",999,2022,100,"No",true,10,{"$f":"INDEX(Lists!$B$32:$B$40, MATCH(YEAR(TODAY())-C100399, Lists!$C$32:$C$40,1))","v":"0-20"},317.99157629760691,{"$f":"INDEX(Data!$E$24:$E$47, MATCH(F100399&D100399, Data!$B$24:$B$47,0))","v":1.9964561142097742E-3},{"$f":"SUMPRODUCT((Data!$B$58:$B$60=Model!$F100399)*(Data!$C$57:$K$57=Model!$O100399)*(Data!$C$58:$K$60))","v":1.3477151645848988},86.522848354151009,1,{"$f":"IF(E100399<>\"Serviceable\",E100399,INDEX(Lists!$D$6:$D$8, MATCH(T100399,Lists!$C$6:$C$8,0)))","v":"Serviceable"},{"$f":"INDEX(Lists!$C$12:$C$26, MATCH(H100399, Lists!$B$12:$B$26,0))","v":"LV"}]
[null,72325,1986,"Wood Untreated Round","Serviceable","Class 2",19860502,"lv",785,2019,80,"No",true,10,{"$f":"INDEX(Lists!$B$32:$B$40, MATCH(YEAR(TODAY())-C100428, Lists!$C$32:$C$40,1))","v":"31-40"},249.8732606542757,{"$f":"INDEX(Data!$E$24:$E$47, MATCH(F100428&D100428, Data!$B$24:$B$47,0))","v":2.1997700016428453E-3},{"$f":"SUMPRODUCT((Data!$B$58:$B$60=Model!$F100428)*(Data!$C$57:$K$57=Model!$O100428)*(Data!$C$58:$K$60))","v":2.6204462517795317},53.795537482204679,2,{"$f":"IF(E100428<>\"Serviceable\",E100428,INDEX(Lists!$D$6:$D$8, MATCH(T100428,Lists!$C$6:$C$8,0)))","v":"Limited Life"},{"$f":"INDEX(Lists!$C$12:$C$26, MATCH(H100428, Lists!$B$12:$B$26,0))","v":"LV"}]
[null,73394,1964,"Wood Creos Impregnated","Serviceable","Class 3",20230517,"lv/hv",920,2022,100,"No",true,10,{"$f":"INDEX(Lists!$B$32:$B$40, MATCH(YEAR(TODAY())-C100533, Lists!$C$32:$C$40,1))","v":"61-70"},292.84509528908745,{"$f":"INDEX(Data!$E$24:$E$47, MATCH(F100533&D100533, Data!$B$24:$B$47,0))","v":1.0684339161496522E-3},{"$f":"SUMPRODUCT((Data!$B$58:$B$60=Model!$F100533)*(Data!$C$57:$K$57=Model!$O100533)*(Data!$C$58:$K$60))","v":1.9802031311051838},80.197968688948166,1,{"$f":"IF(E100533<>\"Serviceable\",E100533,INDEX(Lists!$D$6:$D$8, MATCH(T100533,Lists!$C$6:$C$8,0)))","v":"Serviceable"},{"$f":"INDEX(Lists!$C$12:$C$26, MATCH(H100533, Lists!$B$12:$B$26,0))","v":"HV"}]
[null,73429,2005,"Wood Creos Impregnated","Serviceable","Class 3",20050201,"lv",999,2022,90,"No",true,10,{"$f":"INDEX(Lists!$B$32:$B$40, MATCH(YEAR(TODAY())-C100540, Lists!$C$32:$C$40,1))","v":"0-20"},317.99157629760691,{"$f":"INDEX(Data!$E$24:$E$47, MATCH(F100540&D100540, Data!$B$24:$B$47,0))","v":1.0684339161496522E-3},{"$f":"SUMPRODUCT((Data!$B$58:$B$60=Model!$F100540)*(Data!$C$57:$K$57=Model!$O100540)*(Data!$C$58:$K$60))","v":1.7833496665670392},72.166503334329605,1,{"$f":"IF(E100540<>\"Serviceable\",E100540,INDEX(Lists!$D$6:$D$8, MATCH(T100540,Lists!$C$6:$C$8,0)))","v":"Serviceable"},{"$f":"INDEX(Lists!$C$12:$C$26, MATCH(H100540, Lists!$B$12:$B$26,0))","v":"LV"}]
[null,74027,1957,"Wood Untreated Round","Serviceable","Class 1",20180321,"lv",999,2022,120,"No",true,10,{"$f":"INDEX(Lists!$B$32:$B$40, MATCH(YEAR(TODAY())-C100603, Lists!$C$32:$C$40,1))","v":"61-70"},317.99157629760691,{"$f":"INDEX(Data!$E$24:$E$47, MATCH(F100603&D100603, Data!$B$24:$B$47,0))","v":1.9964561142097742E-3},{"$f":"SUMPRODUCT((Data!$B$58:$B$60=Model!$F100603)*(Data!$C$57:$K$57=Model!$O100603)*(Data!$C$58:$K$60))","v":2.3795837981601728},96.204162018398279,1,{"$f":"IF(E100603<>\"Serviceable\",E100603,INDEX(Lists!$D$6:$D$8, MATCH(T100603,Lists!$C$6:$C$8,0)))","v":"Serviceable"},{"$f":"INDEX(Lists!$C$12:$C$26, MATCH(H100603, Lists!$B$12:$B$26,0))","v":"LV"}]
[null,74990,2004,"Wood Creos Impregnated","Serviceable","Class 3",20041029,"lv",817,2020,90,"No",true,10,{"$f":"INDEX(Lists!$B$32:$B$40, MATCH(YEAR(TODAY())-C100679, Lists!$C$32:$C$40,1))","v":"21-30"},260.05917701215697,{"$f":"INDEX(Data!$E$24:$E$47, MATCH(F100679&D100679, Data!$B$24:$B$47,0))","v":1.0684339161496522E-3},{"$f":"SUMPRODUCT((Data!$B$58:$B$60=Model!$F100679)*(Data!$C$57:$K$57=Model!$O100679)*(Data!$C$58:$K$60))","v":1.964589315203191},70.354106847968097,1,{"$f":"IF(E100679<>\"Serviceable\",E100679,INDEX(Lists!$D$6:$D$8, MATCH(T100679,Lists!$C$6:$C$8,0)))","v":"Serviceable"},{"$f":"INDEX(Lists!$C$12:$C$26, MATCH(H100679, Lists!$B$12:$B$26,0))","v":"LV"}]
[null,75603,2008,"Wood Creos Impregnated","Serviceable","Class 3",20080320,"lv/hv/sub-transmission",999,2022,90,"No",true,10,{"$f":"INDEX(Lists!$B$32:$B$40, MATCH(YEAR(TODAY())-C100735, Lists!$C$32:$C$40,1))","v":"0-20"},317.99157629760691,{"$f":"INDEX(Data!$E$24:$E$47, MATCH(F100735&D100735, Data!$B$24:$B$47,0))","v":1.0684339161496522E-3},{"$f":"SUMPRODUCT((Data!$B$58:$B$60=Model!$F100735)*(Data!$C$57:$K$57=Model!$O100735)*(Data!$C$58:$K$60))","v":1.7833496665670392},72.166503334329605,1,{"$f":"IF(E100735<>\"Serviceable\",E100735,INDEX(Lists!$D$6:$D$8, MATCH(T100735,Lists!$C$6:$C$8,0)))","v":"Serviceable"},{"$f":"INDEX(Lists!$C$12:$C$26, MATCH(H100735, Lists!$B$12:$B$26,0))","v":"Sub-T"}]
[null,76006,2007,"Wood Creos Impregnated","Serviceable","Class 3",20071010,"lv",999,2022,90,"No",true,10,{"$f":"INDEX(Lists!$B$32:$B$40, MATCH(YEAR(TODAY())-C100778, Lists!$C$32:$C$40,1))","v":"0-20"},317.99157629760691,{"$f":"INDEX(Data!$E$24:$E$47, MATCH(F100778&D100778, Data!$B$24:$B$47,0))","v":1.0684339161496522E-3},{"$f":"SUMPRODUCT((Data!$B$58:$B$60=Model!$F100778)*(Data!$C$57:$K$57=Model!$O100778)*(Data!$C$58:$K$60))","v":1.7833496665670392},72.166503334329605,1,{"$f":"IF(E100778<>\"Serviceable\",E100778,INDEX(Lists!$D$6:$D$8, MATCH(T100778,Lists!$C$6:$C$8,0)))","v":"Serviceable"},{"$f":"INDEX(Lists!$C$12:$C$26, MATCH(H100778, Lists!$B$12:$B$26,0))","v":"LV"}]
[null,76720,1993,"Wood Creos Impregnated","Serviceable","Class 3",19931203,"lv/hv",1050,2019,100,"No",true,10,{"$f":"INDEX(Lists!$B$32:$B$40, MATCH(YEAR(TODAY())-C100854, Lists!$C$32:$C$40,1))","v":"31-40"},334.22538049298021,{"$f":"INDEX(Data!$E$24:$E$47, MATCH(F100854&D100854, Data!$B$24:$B$47,0))","v":1.0684339161496522E-3},{"$f":"SUMPRODUCT((Data!$B$58:$B$60=Model!$F100854)*(Data!$C$57:$K$57=Model!$O100854)*(Data!$C$58:$K$60))","v":3.6307860245411354},63.692139754588645,2,{"$f":"IF(E100854<>\"Serviceable\",E100854,INDEX(Lists!$D$6:$D$8, MATCH(T100854,Lists!$C$6:$C$8,0)))","v":"Limited Life"},{"$f":"INDEX(Lists!$C$12:$C$26, MATCH(H100854, Lists!$B$12:$B$26,0))","v":"HV"}]
[null,77124,1961,"Wood Creos Impregnated","Serviceable","Class 3",20201001,"lv",850,2020,100,"No",true,10,{"$f":"INDEX(Lists!$B$32:$B$40, MATCH(YEAR(TODAY())-C100904, Lists!$C$32:$C$40,1))","v":"61-70"},270.5634032562221,{"$f":"INDEX(Data!$E$24:$E$47, MATCH(F100904&D100904, Data!$B$24:$B$47,0))","v":1.0684339161496522E-3},{"$f":"SUMPRODUCT((Data!$B$58:$B$60=Model!$F100904)*(Data!$C$57:$K$57=Model!$O100904)*(Data!$C$58:$K$60))","v":1.9802031311051838},80.197968688948166,1,{"$f":"IF(E100904<>\"Serviceable\",E100904,INDEX(Lists!$D$6:$D$8, MATCH(T100904,Lists!$C$6:$C$8,0)))","v":"Serviceable"},{"$f":"INDEX(Lists!$C$12:$C$26, MATCH(H100904, Lists!$B$12:$B$26,0))","v":"LV"}]
[null,77462,1966,"Wood Creos Impregnated","Serviceable","Class 3",20230630,"lv/hv",850,2022,120,"No",true,10,{"$f":"INDEX(Lists!$B$32:$B$40, MATCH(YEAR(TODAY())-C100952, Lists!$C$32:$C$40,1))","v":"51-60"},270.5634032562221,{"$f":"INDEX(Data!$E$24:$E$47, MATCH(F100952&D100952, Data!$B$24:$B$47,0))","v":1.0684339161496522E-3},{"$f":"SUMPRODUCT((Data!$B$58:$B$60=Model!$F100952)*(Data!$C$57:$K$57=Model!$O100952)*(Data!$C$58:$K$60))","v":2.6564859251595059},93.435140748404933,1,{"$f":"IF(E100952<>\"Serviceable\",E100952,INDEX(Lists!$D$6:$D$8, MATCH(T100952,Lists!$C$6:$C$8,0)))","v":"Serviceable"},{"$f":"INDEX(Lists!$C$12:$C$26, MATCH(H100952, Lists!$B$12:$B$26,0))","v":"HV"}]
[null,77613,1993,"Wood Untreated Round","Serviceable","Class 2",19930401,"lv/hv",970,2020,90,"No",true,10,{"$f":"INDEX(Lists!$B$32:$B$40, MATCH(YEAR(TODAY())-C100974, Lists!$C$32:$C$40,1))","v":"31-40"},308.76058959827697,{"$f":"INDEX(Data!$E$24:$E$47, MATCH(F100974&D100974, Data!$B$24:$B$47,0))","v":2.1997700016428453E-3},{"$f":"SUMPRODUCT((Data!$B$58:$B$60=Model!$F100974)*(Data!$C$57:$K$57=Model!$O100974)*(Data!$C$58:$K$60))","v":2.6204462517795317},63.795537482204679,2,{"$f":"IF(E100974<>\"Serviceable\",E100974,INDEX(Lists!$D$6:$D$8, MATCH(T100974,Lists!$C$6:$C$8,0)))","v":"Limited Life"},{"$f":"INDEX(Lists!$C$12:$C$26, MATCH(H100974, Lists!$B$12:$B$26,0))","v":"HV"}]
[null,78557,1979,"Wood Untreated Dressed","Serviceable","Class 1",20191113,"lv",660,2019,140,"No",true,10,{"$f":"INDEX(Lists!$B$32:$B$40, MATCH(YEAR(TODAY())-C101079, Lists!$C$32:$C$40,1))","v":"41-50"},210.08452488130186,{"$f":"INDEX(Data!$E$24:$E$47, MATCH(F101079&D101079, Data!$B$24:$B$47,0))","v":1.9964561142097742E-3},{"$f":"SUMPRODUCT((Data!$B$58:$B$60=Model!$F101079)*(Data!$C$57:$K$57=Model!$O101079)*(Data!$C$58:$K$60))","v":1.7977578417715214},122.02242158228478,1,{"$f":"IF(E101079<>\"Serviceable\",E101079,INDEX(Lists!$D$6:$D$8, MATCH(T101079,Lists!$C$6:$C$8,0)))","v":"Serviceable"},{"$f":"INDEX(Lists!$C$12:$C$26, MATCH(H101079, Lists!$B$12:$B$26,0))","v":"LV"}]
[null,78868,1955,"Wood Untreated Round","Serviceable","Class 1",20180816,"lv",999,2023,100,"No",true,10,{"$f":"INDEX(Lists!$B$32:$B$40, MATCH(YEAR(TODAY())-C101115, Lists!$C$32:$C$40,1))","v":"61-70"},317.99157629760691,{"$f":"INDEX(Data!$E$24:$E$47, MATCH(F101115&D101115, Data!$B$24:$B$47,0))","v":1.9964561142097742E-3},{"$f":"SUMPRODUCT((Data!$B$58:$B$60=Model!$F101115)*(Data!$C$57:$K$57=Model!$O101115)*(Data!$C$58:$K$60))","v":2.3795837981601728},76.204162018398279,1,{"$f":"IF(E101115<>\"Serviceable\",E101115,INDEX(Lists!$D$6:$D$8, MATCH(T101115,Lists!$C$6:$C$8,0)))","v":"Serviceable"},{"$f":"INDEX(Lists!$C$12:$C$26, MATCH(H101115, Lists!$B$12:$B$26,0))","v":"LV"}]
[null,79149,1987,"Wood Creos Impregnated","Serviceable","Class 3",19870216,"lv",999,2023,90,"No",true,10,{"$f":"INDEX(Lists!$B$32:$B$40, MATCH(YEAR(TODAY())-C101149, Lists!$C$32:$C$40,1))","v":"31-40"},317.99157629760691,{"$f":"INDEX(Data!$E$24:$E$47, MATCH(F101149&D101149, Data!$B$24:$B$47,0))","v":1.0684339161496522E-3},{"$f":"SUMPRODUCT((Data!$B$58:$B$60=Model!$F101149)*(Data!$C$57:$K$57=Model!$O101149)*(Data!$C$58:$K$60))","v":3.6307860245411354},53.692139754588645,2,{"$f":"IF(E101149<>\"Serviceable\",E101149,INDEX(Lists!$D$6:$D$8, MATCH(T101149,Lists!$C$6:$C$8,0)))","v":"Limited Life"},{"$f":"INDEX(Lists!$C$12:$C$26, MATCH(H101149, Lists!$B$12:$B$26,0))","v":"LV"}]
[null,79518,1990,"Wood Creos Impregnated","Serviceable","Class 3",19901004,"lv",999,2023,100,"No",true,10,{"$f":"INDEX(Lists!$B$32:$B$40, MATCH(YEAR(TODAY())-C101199, Lists!$C$32:$C$40,1))","v":"31-40"},317.99157629760691,{"$f":"INDEX(Data!$E$24:$E$47, MATCH(F101199&D101199, Data!$B$24:$B$47,0))","v":1.0684339161496522E-3},{"$f":"SUMPRODUCT((Data!$B$58:$B$60=Model!$F101199)*(Data!$C$57:$K$57=Model!$O101199)*(Data!$C$58:$K$60))","v":3.6307860245411354},63.692139754588645,2,{"$f":"IF(E101199<>\"Serviceable\",E101199,INDEX(Lists!$D$6:$D$8, MATCH(T101199,Lists!$C$6:$C$8,0)))","v":"Limited Life"},{"$f":"INDEX(Lists!$C$12:$C$26, MATCH(H101199, Lists!$B$12:$B$26,0))","v":"LV"}]
[null,79939,1974,"Wood Untreated Round","Serviceable","Class 2",20180730,"lv/hv",999,2023,90,"No",true,{"$f":"IF(L101256=\"No\",ROUND((End_year-J101256)/5,0)*5,ROUND((End_year-J101256)/3,0)*3)","v":10},{"$f":"INDEX(Lists!$B$32:$B$40, MATCH(YEAR(TODAY())-C101256, Lists!$C$32:$C$40,1))","v":"51-60"},317.99157629760691,{"$f":"INDEX(Data!$E$24:$E$47, MATCH(F101256&D101256, Data!$B$24:$B$47,0))","v":2.1997700016428453E-3},{"$f":"SUMPRODUCT((Data!$B$58:$B$60=Model!$F101256)*(Data!$C$57:$K$57=Model!$O101256)*(Data!$C$58:$K$60))","v":2.6773548093458861},{"$f":"IF(IF(K101256>=700,999,(K101256-R101256*N101256))<0,0,IF(K101256>=700,999,(K101256-R101256*N101256)))","v":63.226451906541143},{"$f":"IF(S101256<30,3,IF(AND(F101256=\"Class 1\",S101256<50),2,IF(AND(F101256=\"Class 1\",S101256>=50),1,IF(S101256<70,2,1))))","v":2},{"$f":"IF(E101256<>\"Serviceable\",E101256,INDEX(Lists!$D$6:$D$8, MATCH(T101256,Lists!$C$6:$C$8,0)))","v":"Limited Life"},{"$f":"INDEX(Lists!$C$12:$C$26, MATCH(H101256, Lists!$B$12:$B$26,0))","v":"HV"}]
[null,80435,2010,"Wood Untreated Round","Serviceable","Class 1",20100812,"lv/hv",999,2019,110,"No",true,10,{"$f":"INDEX(Lists!$B$32:$B$40, MATCH(YEAR(TODAY())-C101324, Lists!$C$32:$C$40,1))","v":"0-20"},317.99157629760691,{"$f":"INDEX(Data!$E$24:$E$47, MATCH(F101324&D101324, Data!$B$24:$B$47,0))","v":1.9964561142097742E-3},{"$f":"SUMPRODUCT((Data!$B$58:$B$60=Model!$F101324)*(Data!$C$57:$K$57=Model!$O101324)*(Data!$C$58:$K$60))","v":1.3477151645848988},96.522848354151009,1,{"$f":"IF(E101324<>\"Serviceable\",E101324,INDEX(Lists!$D$6:$D$8, MATCH(T101324,Lists!$C$6:$C$8,0)))","v":"Serviceable"},{"$f":"INDEX(Lists!$C$12:$C$26, MATCH(H101324, Lists!$B$12:$B$26,0))","v":"HV"}]
[null,80981,2000,"Wood Creos Impregnated","Serviceable","Class 3",20001220,"hv/sub-transmission",1100,2020,90,"No",true,10,{"$f":"INDEX(Lists!$B$32:$B$40, MATCH(YEAR(TODAY())-C101400, Lists!$C$32:$C$40,1))","v":"21-30"},350.14087480216978,{"$f":"INDEX(Data!$E$24:$E$47, MATCH(F101400&D101400, Data!$B$24:$B$47,0))","v":1.0684339161496522E-3},{"$f":"SUMPRODUCT((Data!$B$58:$B$60=Model!$F101400)*(Data!$C$57:$K$57=Model!$O101400)*(Data!$C$58:$K$60))","v":1.964589315203191},70.354106847968097,1,{"$f":"IF(E101400<>\"Serviceable\",E101400,INDEX(Lists!$D$6:$D$8, MATCH(T101400,Lists!$C$6:$C$8,0)))","v":"Serviceable"},{"$f":"INDEX(Lists!$C$12:$C$26, MATCH(H101400, Lists!$B$12:$B$26,0))","v":"Sub-T"}]
[null,81297,2013,"Wood Untreated Round","Serviceable","Class 2",20131008,"lv",999,2022,80,"No",true,10,{"$f":"INDEX(Lists!$B$32:$B$40, MATCH(YEAR(TODAY())-C101451, Lists!$C$32:$C$40,1))","v":"0-20"},317.99157629760691,{"$f":"INDEX(Data!$E$24:$E$47, MATCH(F101451&D101451, Data!$B$24:$B$47,0))","v":2.1997700016428453E-3},{"$f":"SUMPRODUCT((Data!$B$58:$B$60=Model!$F101451)*(Data!$C$57:$K$57=Model!$O101451)*(Data!$C$58:$K$60))","v":1.4303410669288035},65.696589330711959,2,{"$f":"IF(E101451<>\"Serviceable\",E101451,INDEX(Lists!$D$6:$D$8, MATCH(T101451,Lists!$C$6:$C$8,0)))","v":"Limited Life"},{"$f":"INDEX(Lists!$C$12:$C$26, MATCH(H101451, Lists!$B$12:$B$26,0))","v":"LV"}]
[null,81644,1993,"Wood Creos Impregnated","Limited Life","Class 3",19930827,"lv",1037,2023,60,"No",true,10,{"$f":"INDEX(Lists!$B$32:$B$40, MATCH(YEAR(TODAY())-C101499, Lists!$C$32:$C$40,1))","v":"31-40"},330.08735197259097,{"$f":"INDEX(Data!$E$24:$E$47, MATCH(F101499&D101499, Data!$B$24:$B$47,0))","v":1.0684339161496522E-3},{"$f":"SUMPRODUCT((Data!$B$58:$B$60=Model!$F101499)*(Data!$C$57:$K$57=Model!$O101499)*(Data!$C$58:$K$60))","v":3.6307860245411354},23.692139754588645,3,{"$f":"IF(E101499<>\"Serviceable\",E101499,INDEX(Lists!$D$6:$D$8, MATCH(T101499,Lists!$C$6:$C$8,0)))","v":"Limited Life"},{"$f":"INDEX(Lists!$C$12:$C$26, MATCH(H101499, Lists!$B$12:$B$26,0))","v":"LV"}]
[null,81765,1990,"Wood Creos Impregnated","Serviceable","Class 3",19901018,"lv",999,2019,100,"No",true,10,{"$f":"INDEX(Lists!$B$32:$B$40, MATCH(YEAR(TODAY())-C101520, Lists!$C$32:$C$40,1))","v":"31-40"},317.99157629760691,{"$f":"INDEX(Data!$E$24:$E$47, MATCH(F101520&D101520, Data!$B$24:$B$47,0))","v":1.0684339161496522E-3},{"$f":"SUMPRODUCT((Data!$B$58:$B$60=Model!$F101520)*(Data!$C$57:$K$57=Model!$O101520)*(Data!$C$58:$K$60))","v":3.6307860245411354},63.692139754588645,2,{"$f":"IF(E101520<>\"Serviceable\",E101520,INDEX(Lists!$D$6:$D$8, MATCH(T101520,Lists!$C$6:$C$8,0)))","v":"Limited Life"},{"$f":"INDEX(Lists!$C$12:$C$26, MATCH(H101520, Lists!$B$12:$B$26,0))","v":"LV"}]
[null,82186,1990,"Wood Salt Impregnated (Green)","Serviceable","Class 3",19900910,"lv",900,2020,100,"No",true,10,{"$f":"INDEX(Lists!$B$32:$B$40, MATCH(YEAR(TODAY())-C101592, Lists!$C$32:$C$40,1))","v":"31-40"},286.47889756541161,{"$f":"INDEX(Data!$E$24:$E$47, MATCH(F101592&D101592, Data!$B$24:$B$47,0))","v":1.0684339161496522E-3},{"$f":"SUMPRODUCT((Data!$B$58:$B$60=Model!$F101592)*(Data!$C$57:$K$57=Model!$O101592)*(Data!$C$58:$K$60))","v":3.6307860245411354},63.692139754588645,2,{"$f":"IF(E101592<>\"Serviceable\",E101592,INDEX(Lists!$D$6:$D$8, MATCH(T101592,Lists!$C$6:$C$8,0)))","v":"Limited Life"},{"$f":"INDEX(Lists!$C$12:$C$26, MATCH(H101592, Lists!$B$12:$B$26,0))","v":"LV"}]
[null,82727,2009,"Wood Creos Impregnated","Serviceable","Class 3",20091013,"lv/hv",780,2019,90,"No",true,10,{"$f":"INDEX(Lists!$B$32:$B$40, MATCH(YEAR(TODAY())-C101674, Lists!$C$32:$C$40,1))","v":"0-20"},248.28171122335672,{"$f":"INDEX(Data!$E$24:$E$47, MATCH(F101674&D101674, Data!$B$24:$B$47,0))","v":1.0684339161496522E-3},{"$f":"SUMPRODUCT((Data!$B$58:$B$60=Model!$F101674)*(Data!$C$57:$K$57=Model!$O101674)*(Data!$C$58:$K$60))","v":1.7833496665670392},72.166503334329605,1,{"$f":"IF(E101674<>\"Serviceable\",E101674,INDEX(Lists!$D$6:$D$8, MATCH(T101674,Lists!$C$6:$C$8,0)))","v":"Serviceable"},{"$f":"INDEX(Lists!$C$12:$C$26, MATCH(H101674, Lists!$B$12:$B$26,0))","v":"HV"}]
[null,82844,1969,"Wood Creos Impregnated","Serviceable","Class 2",20190910,"lv",860,2019,110,"No",true,10,{"$f":"INDEX(Lists!$B$32:$B$40, MATCH(YEAR(TODAY())-C101695, Lists!$C$32:$C$40,1))","v":"51-60"},273.74650211805999,{"$f":"INDEX(Data!$E$24:$E$47, MATCH(F101695&D101695, Data!$B$24:$B$47,0))","v":1.6118836915297091E-3},{"$f":"SUMPRODUCT((Data!$B$58:$B$60=Model!$F101695)*(Data!$C$57:$K$57=Model!$O101695)*(Data!$C$58:$K$60))","v":2.6773548093458861},83.226451906541143,1,{"$f":"IF(E101695<>\"Serviceable\",E101695,INDEX(Lists!$D$6:$D$8, MATCH(T101695,Lists!$C$6:$C$8,0)))","v":"Serviceable"},{"$f":"INDEX(Lists!$C$12:$C$26, MATCH(H101695, Lists!$B$12:$B$26,0))","v":"LV"}]
[null,83332,1991,"Wood Untreated Dressed","Serviceable","Class 1",19910716,"lv/hv",999,2019,100,"No",true,10,{"$f":"INDEX(Lists!$B$32:$B$40, MATCH(YEAR(TODAY())-C101787, Lists!$C$32:$C$40,1))","v":"31-40"},317.99157629760691,{"$f":"INDEX(Data!$E$24:$E$47, MATCH(F101787&D101787, Data!$B$24:$B$47,0))","v":1.9964561142097742E-3},{"$f":"SUMPRODUCT((Data!$B$58:$B$60=Model!$F101787)*(Data!$C$57:$K$57=Model!$O101787)*(Data!$C$58:$K$60))","v":3.0038452968326621},69.961547031673376,1,{"$f":"IF(E101787<>\"Serviceable\",E101787,INDEX(Lists!$D$6:$D$8, MATCH(T101787,Lists!$C$6:$C$8,0)))","v":"Serviceable"},{"$f":"INDEX(Lists!$C$12:$C$26, MATCH(H101787, Lists!$B$12:$B$26,0))","v":"HV"}]
[null,83507,2005,"Wood Creos Impregnated","Serviceable","Class 3",20051201,"lv",999,2020,80,"No",true,10,{"$f":"INDEX(Lists!$B$32:$B$40, MATCH(YEAR(TODAY())-C101820, Lists!$C$32:$C$40,1))","v":"0-20"},317.99157629760691,{"$f":"INDEX(Data!$E$24:$E$47, MATCH(F101820&D101820, Data!$B$24:$B$47,0))","v":1.0684339161496522E-3},{"$f":"SUMPRODUCT((Data!$B$58:$B$60=Model!$F101820)*(Data!$C$57:$K$57=Model!$O101820)*(Data!$C$58:$K$60))","v":1.7833496665670392},62.166503334329605,2,{"$f":"IF(E101820<>\"Serviceable\",E101820,INDEX(Lists!$D$6:$D$8, MATCH(T101820,Lists!$C$6:$C$8,0)))","v":"Limited Life"},{"$f":"INDEX(Lists!$C$12:$C$26, MATCH(H101820, Lists!$B$12:$B$26,0))","v":"LV"}]
[null,83997,1963,"Wood Creos Impregnated","Serviceable","Unknown",20210605,"lv/future hv",1005,2021,999,"No",true,10,{"$f":"INDEX(Lists!$B$32:$B$40, MATCH(YEAR(TODAY())-C101870, Lists!$C$32:$C$40,1))","v":"61-70"},319.90143561470961,{"$f":"INDEX(Data!$E$24:$E$47, MATCH(F101870&D101870, Data!$B$24:$B$47,0))","v":1.0684339161496522E-3},{"$f":"SUMPRODUCT((Data!$B$58:$B$60=Model!$F101870)*(Data!$C$57:$K$57=Model!$O101870)*(Data!$C$58:$K$60))","v":0},999,1,{"$f":"IF(E101870<>\"Serviceable\",E101870,INDEX(Lists!$D$6:$D$8, MATCH(T101870,Lists!$C$6:$C$8,0)))","v":"Serviceable"},{"$f":"INDEX(Lists!$C$12:$C$26, MATCH(H101870, Lists!$B$12:$B$26,0))","v":"LV"}]
[null,84369,2014,"Wood Creos Impregnated","Serviceable","Class 3",20140306,"lv",1040,2019,100,"No",true,10,{"$f":"INDEX(Lists!$B$32:$B$40, MATCH(YEAR(TODAY())-C101928, Lists!$C$32:$C$40,1))","v":"0-20"},331.04228163114232,{"$f":"INDEX(Data!$E$24:$E$47, MATCH(F101928&D101928, Data!$B$24:$B$47,0))","v":1.0684339161496522E-3},{"$f":"SUMPRODUCT((Data!$B$58:$B$60=Model!$F101928)*(Data!$C$57:$K$57=Model!$O101928)*(Data!$C$58:$K$60))","v":1.7833496665670392},82.166503334329605,1,{"$f":"IF(E101928<>\"Serviceable\",E101928,INDEX(Lists!$D$6:$D$8, MATCH(T101928,Lists!$C$6:$C$8,0)))","v":"Serviceable"},{"$f":"INDEX(Lists!$C$12:$C$26, MATCH(H101928, Lists!$B$12:$B$26,0))","v":"LV"}]
[null,84806,1998,"Wood Untreated Dressed","Serviceable","Class 1",19980331,"lv/hv",999,2022,120,"No",true,10,{"$f":"INDEX(Lists!$B$32:$B$40, MATCH(YEAR(TODAY())-C101995, Lists!$C$32:$C$40,1))","v":"21-30"},317.99157629760691,{"$f":"INDEX(Data!$E$24:$E$47, MATCH(F101995&D101995, Data!$B$24:$B$47,0))","v":1.9964561142097742E-3},{"$f":"SUMPRODUCT((Data!$B$58:$B$60=Model!$F101995)*(Data!$C$57:$K$57=Model!$O101995)*(Data!$C$58:$K$60))","v":2.1651652228345815},98.34834777165419,1,{"$f":"IF(E101995<>\"Serviceable\",E101995,INDEX(Lists!$D$6:$D$8, MATCH(T101995,Lists!$C$6:$C$8,0)))","v":"Serviceable"},{"$f":"INDEX(Lists!$C$12:$C$26, MATCH(H101995, Lists!$B$12:$B$26,0))","v":"HV"}]
[null,85158,1944,"Wood Untreated Round","Serviceable","Class 2",20230323,"lv/hv",1040,2022,100,"No",true,10,{"$f":"INDEX(Lists!$B$32:$B$40, MATCH(YEAR(TODAY())-C102045, Lists!$C$32:$C$40,1))","v":"81-90"},331.04228163114232,{"$f":"INDEX(Data!$E$24:$E$47, MATCH(F102045&D102045, Data!$B$24:$B$47,0))","v":2.1997700016428453E-3},{"$f":"SUMPRODUCT((Data!$B$58:$B$60=Model!$F102045)*(Data!$C$57:$K$57=Model!$O102045)*(Data!$C$58:$K$60))","v":3.7373518625535924},62.626481374464078,2,{"$f":"IF(E102045<>\"Serviceable\",E102045,INDEX(Lists!$D$6:$D$8, MATCH(T102045,Lists!$C$6:$C$8,0)))","v":"Limited Life"},{"$f":"INDEX(Lists!$C$12:$C$26, MATCH(H102045, Lists!$B$12:$B$26,0))","v":"HV"}]
[null,85351,2014,"Wood Creos Impregnated","Serviceable","Class 3",20140122,"lv",1000,2019,100,"No",true,10,{"$f":"INDEX(Lists!$B$32:$B$40, MATCH(YEAR(TODAY())-C102069, Lists!$C$32:$C$40,1))","v":"0-20"},318.3098861837907,{"$f":"INDEX(Data!$E$24:$E$47, MATCH(F102069&D102069, Data!$B$24:$B$47,0))","v":1.0684339161496522E-3},{"$f":"SUMPRODUCT((Data!$B$58:$B$60=Model!$F102069)*(Data!$C$57:$K$57=Model!$O102069)*(Data!$C$58:$K$60))","v":1.7833496665670392},82.166503334329605,1,{"$f":"IF(E102069<>\"Serviceable\",E102069,INDEX(Lists!$D$6:$D$8, MATCH(T102069,Lists!$C$6:$C$8,0)))","v":"Serviceable"},{"$f":"INDEX(Lists!$C$12:$C$26, MATCH(H102069, Lists!$B$12:$B$26,0))","v":"LV"}]
[null,86354,1990,"Wood Untreated Round","Serviceable","Class 1",19900913,"lv",940,2020,80,"No",true,10,{"$f":"INDEX(Lists!$B$32:$B$40, MATCH(YEAR(TODAY())-C102170, Lists!$C$32:$C$40,1))","v":"31-40"},299.21129301276324,{"$f":"INDEX(Data!$E$24:$E$47, MATCH(F102170&D102170, Data!$B$24:$B$47,0))","v":1.9964561142097742E-3},{"$f":"SUMPRODUCT((Data!$B$58:$B$60=Model!$F102170)*(Data!$C$57:$K$57=Model!$O102170)*(Data!$C$58:$K$60))","v":3.0038452968326621},49.961547031673376,2,{"$f":"IF(E102170<>\"Serviceable\",E102170,INDEX(Lists!$D$6:$D$8, MATCH(T102170,Lists!$C$6:$C$8,0)))","v":"Limited Life"},{"$f":"INDEX(Lists!$C$12:$C$26, MATCH(H102170, Lists!$B$12:$B$26,0))","v":"LV"}]
[null,86662,1958,"Wood Creos Impregnated","Serviceable","Class 3",20200910,"lv",1131,2020,100,"No",true,10,{"$f":"INDEX(Lists!$B$32:$B$40, MATCH(YEAR(TODAY())-C102220, Lists!$C$32:$C$40,1))","v":"61-70"},360.00848127386729,{"$f":"INDEX(Data!$E$24:$E$47, MATCH(F102220&D102220, Data!$B$24:$B$47,0))","v":1.0684339161496522E-3},{"$f":"SUMPRODUCT((Data!$B$58:$B$60=Model!$F102220)*(Data!$C$57:$K$57=Model!$O102220)*(Data!$C$58:$K$60))","v":1.9802031311051838},80.197968688948166,1,{"$f":"IF(E102220<>\"Serviceable\",E102220,INDEX(Lists!$D$6:$D$8, MATCH(T102220,Lists!$C$6:$C$8,0)))","v":"Serviceable"},{"$f":"INDEX(Lists!$C$12:$C$26, MATCH(H102220, Lists!$B$12:$B$26,0))","v":"LV"}]
[null,86784,1993,"Wood Creos Impregnated","Serviceable","Class 2",19930329,"lv/hv",1445,2020,100,"No",true,10,{"$f":"INDEX(Lists!$B$32:$B$40, MATCH(YEAR(TODAY())-C102241, Lists!$C$32:$C$40,1))","v":"31-40"},459.95778553557756,{"$f":"INDEX(Data!$E$24:$E$47, MATCH(F102241&D102241, Data!$B$24:$B$47,0))","v":1.6118836915297091E-3},{"$f":"SUMPRODUCT((Data!$B$58:$B$60=Model!$F102241)*(Data!$C$57:$K$57=Model!$O102241)*(Data!$C$58:$K$60))","v":2.6204462517795317},73.795537482204679,1,{"$f":"IF(E102241<>\"Serviceable\",E102241,INDEX(Lists!$D$6:$D$8, MATCH(T102241,Lists!$C$6:$C$8,0)))","v":"Serviceable"},{"$f":"INDEX(Lists!$C$12:$C$26, MATCH(H102241, Lists!$B$12:$B$26,0))","v":"HV"}]
[null,87205,1959,"Wood Creos Impregnated","Serviceable","Class 3",20220218,"lv",1020,2021,100,"No",true,10,{"$f":"INDEX(Lists!$B$32:$B$40, MATCH(YEAR(TODAY())-C102308, Lists!$C$32:$C$40,1))","v":"61-70"},324.67608390746648,{"$f":"INDEX(Data!$E$24:$E$47, MATCH(F102308&D102308, Data!$B$24:$B$47,0))","v":1.0684339161496522E-3},{"$f":"SUMPRODUCT((Data!$B$58:$B$60=Model!$F102308)*(Data!$C$57:$K$57=Model!$O102308)*(Data!$C$58:$K$60))","v":1.9802031311051838},80.197968688948166,1,{"$f":"IF(E102308<>\"Serviceable\",E102308,INDEX(Lists!$D$6:$D$8, MATCH(T102308,Lists!$C$6:$C$8,0)))","v":"Serviceable"},{"$f":"INDEX(Lists!$C$12:$C$26, MATCH(H102308, Lists!$B$12:$B$26,0))","v":"LV"}]
[null,87400,1990,"Wood Creos Impregnated","Serviceable","Class 3",19900906,"lv/hv",999,2019,100,"No",true,10,{"$f":"INDEX(Lists!$B$32:$B$40, MATCH(YEAR(TODAY())-C102340, Lists!$C$32:$C$40,1))","v":"31-40"},317.99157629760691,{"$f":"INDEX(Data!$E$24:$E$47, MATCH(F102340&D102340, Data!$B$24:$B$47,0))","v":1.0684339161496522E-3},{"$f":"SUMPRODUCT((Data!$B$58:$B$60=Model!$F102340)*(Data!$C$57:$K$57=Model!$O102340)*(Data!$C$58:$K$60))","v":3.6307860245411354},63.692139754588645,2,{"$f":"IF(E102340<>\"Serviceable\",E102340,INDEX(Lists!$D$6:$D$8, MATCH(T102340,Lists!$C$6:$C$8,0)))","v":"Limited Life"},{"$f":"INDEX(Lists!$C$12:$C$26, MATCH(H102340, Lists!$B$12:$B$26,0))","v":"HV"}]
[null,87979,1965,"Wood Creos Impregnated","Serviceable","Class 3",20190328,"lv",845,2019,80,"No",true,10,{"$f":"INDEX(Lists!$B$32:$B$40, MATCH(YEAR(TODAY())-C102416, Lists!$C$32:$C$40,1))","v":"51-60"},268.97185382530313,{"$f":"INDEX(Data!$E$24:$E$47, MATCH(F102416&D102416, Data!$B$24:$B$47,0))","v":1.0684339161496522E-3},{"$f":"SUMPRODUCT((Data!$B$58:$B$60=Model!$F102416)*(Data!$C$57:$K$57=Model!$O102416)*(Data!$C$58:$K$60))","v":2.6564859251595059},53.43514074840494,2,{"$f":"IF(E102416<>\"Serviceable\",E102416,INDEX(Lists!$D$6:$D$8, MATCH(T102416,Lists!$C$6:$C$8,0)))","v":"Limited Life"},{"$f":"INDEX(Lists!$C$12:$C$26, MATCH(H102416, Lists!$B$12:$B$26,0))","v":"LV"}]
[null,88282,1992,"Wood Creos Impregnated","Serviceable","Class 3",19920427,"lv",999,2021,70,"No",true,10,{"$f":"INDEX(Lists!$B$32:$B$40, MATCH(YEAR(TODAY())-C102449, Lists!$C$32:$C$40,1))","v":"31-40"},317.99157629760691,{"$f":"INDEX(Data!$E$24:$E$47, MATCH(F102449&D102449, Data!$B$24:$B$47,0))","v":1.0684339161496522E-3},{"$f":"SUMPRODUCT((Data!$B$58:$B$60=Model!$F102449)*(Data!$C$57:$K$57=Model!$O102449)*(Data!$C$58:$K$60))","v":3.6307860245411354},33.692139754588645,2,{"$f":"IF(E102449<>\"Serviceable\",E102449,INDEX(Lists!$D$6:$D$8, MATCH(T102449,Lists!$C$6:$C$8,0)))","v":"Limited Life"},{"$f":"INDEX(Lists!$C$12:$C$26, MATCH(H102449, Lists!$B$12:$B$26,0))","v":"LV"}]
[null,89122,1966,"Wood Creos Impregnated","Serviceable","Class 3",19990812,"lv/hv",999,2019,80,"No",true,10,{"$f":"INDEX(Lists!$B$32:$B$40, MATCH(YEAR(TODAY())-C102541, Lists!$C$32:$C$40,1))","v":"51-60"},317.99157629760691,{"$f":"INDEX(Data!$E$24:$E$47, MATCH(F102541&D102541, Data!$B$24:$B$47,0))","v":1.0684339161496522E-3},{"$f":"SUMPRODUCT((Data!$B$58:$B$60=Model!$F102541)*(Data!$C$57:$K$57=Model!$O102541)*(Data!$C$58:$K$60))","v":2.6564859251595059},53.43514074840494,2,{"$f":"IF(E102541<>\"Serviceable\",E102541,INDEX(Lists!$D$6:$D$8, MATCH(T102541,Lists!$C$6:$C$8,0)))","v":"Limited Life"},{"$f":"INDEX(Lists!$C$12:$C$26, MATCH(H102541, Lists!$B$12:$B$26,0))","v":"HV"}]
[null,89815,1962,"Wood Creos Impregnated","Serviceable","Class 3",20211020,"lv/hv",800,2021,100,"No",true,10,{"$f":"INDEX(Lists!$B$32:$B$40, MATCH(YEAR(TODAY())-C102591, Lists!$C$32:$C$40,1))","v":"61-70"},254.64790894703253,{"$f":"INDEX(Data!$E$24:$E$47, MATCH(F102591&D102591, Data!$B$24:$B$47,0))","v":1.0684339161496522E-3},{"$f":"SUMPRODUCT((Data!$B$58:$B$60=Model!$F102591)*(Data!$C$57:$K$57=Model!$O102591)*(Data!$C$58:$K$60))","v":1.9802031311051838},80.197968688948166,1,{"$f":"IF(E102591<>\"Serviceable\",E102591,INDEX(Lists!$D$6:$D$8, MATCH(T102591,Lists!$C$6:$C$8,0)))","v":"Serviceable"},{"$f":"INDEX(Lists!$C$12:$C$26, MATCH(H102591, Lists!$B$12:$B$26,0))","v":"HV"}]
[null,90289,2013,"Wood Creos Impregnated","Serviceable","Class 3",20130731,"lv",740,2023,100,"No",true,10,{"$f":"INDEX(Lists!$B$32:$B$40, MATCH(YEAR(TODAY())-C102644, Lists!$C$32:$C$40,1))","v":"0-20"},235.5493157760051,{"$f":"INDEX(Data!$E$24:$E$47, MATCH(F102644&D102644, Data!$B$24:$B$47,0))","v":1.0684339161496522E-3},{"$f":"SUMPRODUCT((Data!$B$58:$B$60=Model!$F102644)*(Data!$C$57:$K$57=Model!$O102644)*(Data!$C$58:$K$60))","v":1.7833496665670392},82.166503334329605,1,{"$f":"IF(E102644<>\"Serviceable\",E102644,INDEX(Lists!$D$6:$D$8, MATCH(T102644,Lists!$C$6:$C$8,0)))","v":"Serviceable"},{"$f":"INDEX(Lists!$C$12:$C$26, MATCH(H102644, Lists!$B$12:$B$26,0))","v":"LV"}]
[null,90972,2010,"Wood Untreated Round","Serviceable","Class 1",20100908,"lv",999,2020,100,"No",true,10,{"$f":"INDEX(Lists!$B$32:$B$40, MATCH(YEAR(TODAY())-C102716, Lists!$C$32:$C$40,1))","v":"0-20"},317.99157629760691,{"$f":"INDEX(Data!$E$24:$E$47, MATCH(F102716&D102716, Data!$B$24:$B$47,0))","v":1.9964561142097742E-3},{"$f":"SUMPRODUCT((Data!$B$58:$B$60=Model!$F102716)*(Data!$C$57:$K$57=Model!$O102716)*(Data!$C$58:$K$60))","v":1.3477151645848988},86.522848354151009,1,{"$f":"IF(E102716<>\"Serviceable\",E102716,INDEX(Lists!$D$6:$D$8, MATCH(T102716,Lists!$C$6:$C$8,0)))","v":"Serviceable"},{"$f":"INDEX(Lists!$C$12:$C$26, MATCH(H102716, Lists!$B$12:$B$26,0))","v":"LV"}]
[null,91597,1984,"Wood Untreated Dressed","Serviceable","Class 1",20171212,"lv",999,2022,150,"No",true,10,{"$f":"INDEX(Lists!$B$32:$B$40, MATCH(YEAR(TODAY())-C102766, Lists!$C$32:$C$40,1))","v":"41-50"},317.99157629760691,{"$f":"INDEX(Data!$E$24:$E$47, MATCH(F102766&D102766, Data!$B$24:$B$47,0))","v":1.9964561142097742E-3},{"$f":"SUMPRODUCT((Data!$B$58:$B$60=Model!$F102766)*(Data!$C$57:$K$57=Model!$O102766)*(Data!$C$58:$K$60))","v":1.7977578417715214},132.02242158228478,1,{"$f":"IF(E102766<>\"Serviceable\",E102766,INDEX(Lists!$D$6:$D$8, MATCH(T102766,Lists!$C$6:$C$8,0)))","v":"Serviceable"},{"$f":"INDEX(Lists!$C$12:$C$26, MATCH(H102766, Lists!$B$12:$B$26,0))","v":"LV"}]
[null,91732,2003,"Wood Untreated Round","Serviceable","Class 2",20030714,"lv/hv",1160,2020,100,"No",true,10,{"$f":"INDEX(Lists!$B$32:$B$40, MATCH(YEAR(TODAY())-C102785, Lists!$C$32:$C$40,1))","v":"21-30"},369.23946797319718,{"$f":"INDEX(Data!$E$24:$E$47, MATCH(F102785&D102785, Data!$B$24:$B$47,0))","v":2.1997700016428453E-3},{"$f":"SUMPRODUCT((Data!$B$58:$B$60=Model!$F102785)*(Data!$C$57:$K$57=Model!$O102785)*(Data!$C$58:$K$60))","v":1.9003299563977134},80.996700436022863,1,{"$f":"IF(E102785<>\"Serviceable\",E102785,INDEX(Lists!$D$6:$D$8, MATCH(T102785,Lists!$C$6:$C$8,0)))","v":"Serviceable"},{"$f":"INDEX(Lists!$C$12:$C$26, MATCH(H102785, Lists!$B$12:$B$26,0))","v":"HV"}]
[null,92220,2006,"Wood Untreated Dressed","Serviceable","Class 1",20060823,"lv",880,2021,130,"No",true,10,{"$f":"INDEX(Lists!$B$32:$B$40, MATCH(YEAR(TODAY())-C102836, Lists!$C$32:$C$40,1))","v":"0-20"},280.11269984173578,{"$f":"INDEX(Data!$E$24:$E$47, MATCH(F102836&D102836, Data!$B$24:$B$47,0))","v":1.9964561142097742E-3},{"$f":"SUMPRODUCT((Data!$B$58:$B$60=Model!$F102836)*(Data!$C$57:$K$57=Model!$O102836)*(Data!$C$58:$K$60))","v":1.3477151645848988},116.52284835415101,1,{"$f":"IF(E102836<>\"Serviceable\",E102836,INDEX(Lists!$D$6:$D$8, MATCH(T102836,Lists!$C$6:$C$8,0)))","v":"Serviceable"},{"$f":"INDEX(Lists!$C$12:$C$26, MATCH(H102836, Lists!$B$12:$B$26,0))","v":"LV"}]
[null,92590,1972,"Wood Creos Impregnated","Serviceable","Class 3",20221130,"lv",870,2022,90,"No",true,10,{"$f":"INDEX(Lists!$B$32:$B$40, MATCH(YEAR(TODAY())-C102886, Lists!$C$32:$C$40,1))","v":"51-60"},276.92960097989788,{"$f":"INDEX(Data!$E$24:$E$47, MATCH(F102886&D102886, Data!$B$24:$B$47,0))","v":1.0684339161496522E-3},{"$f":"SUMPRODUCT((Data!$B$58:$B$60=Model!$F102886)*(Data!$C$57:$K$57=Model!$O102886)*(Data!$C$58:$K$60))","v":2.6564859251595059},63.43514074840494,2,{"$f":"IF(E102886<>\"Serviceable\",E102886,INDEX(Lists!$D$6:$D$8, MATCH(T102886,Lists!$C$6:$C$8,0)))","v":"Limited Life"},{"$f":"INDEX(Lists!$C$12:$C$26, MATCH(H102886, Lists!$B$12:$B$26,0))","v":"LV"}]
[null,93041,1965,"Wood Creos Impregnated","Serviceable","Class 3",20211020,"lv",1200,2022,75,"No",true,10,{"$f":"INDEX(Lists!$B$32:$B$40, MATCH(YEAR(TODAY())-C102948, Lists!$C$32:$C$40,1))","v":"51-60"},381.9718634205488,{"$f":"INDEX(Data!$E$24:$E$47, MATCH(F102948&D102948, Data!$B$24:$B$47,0))","v":1.0684339161496522E-3},{"$f":"SUMPRODUCT((Data!$B$58:$B$60=Model!$F102948)*(Data!$C$57:$K$57=Model!$O102948)*(Data!$C$58:$K$60))","v":2.6564859251595059},48.43514074840494,2,{"$f":"IF(E102948<>\"Serviceable\",E102948,INDEX(Lists!$D$6:$D$8, MATCH(T102948,Lists!$C$6:$C$8,0)))","v":"Limited Life"},{"$f":"INDEX(Lists!$C$12:$C$26, MATCH(H102948, Lists!$B$12:$B$26,0))","v":"LV"}]
[null,93570,1960,"Wood Salt Impregnated (Green)","Serviceable","Class 3",20201014,"lv",848,2020,100,"No",true,10,{"$f":"INDEX(Lists!$B$32:$B$40, MATCH(YEAR(TODAY())-C103011, Lists!$C$32:$C$40,1))","v":"61-70"},269.92678348385448,{"$f":"INDEX(Data!$E$24:$E$47, MATCH(F103011&D103011, Data!$B$24:$B$47,0))","v":1.0684339161496522E-3},{"$f":"SUMPRODUCT((Data!$B$58:$B$60=Model!$F103011)*(Data!$C$57:$K$57=Model!$O103011)*(Data!$C$58:$K$60))","v":1.9802031311051838},80.197968688948166,1,{"$f":"IF(E103011<>\"Serviceable\",E103011,INDEX(Lists!$D$6:$D$8, MATCH(T103011,Lists!$C$6:$C$8,0)))","v":"Serviceable"},{"$f":"INDEX(Lists!$C$12:$C$26, MATCH(H103011, Lists!$B$12:$B$26,0))","v":"LV"}]
[null,94148,2005,"Wood Untreated Dressed","Serviceable","Class 1",20050318,"lv",999,2020,100,"No",true,10,{"$f":"INDEX(Lists!$B$32:$B$40, MATCH(YEAR(TODAY())-C103061, Lists!$C$32:$C$40,1))","v":"0-20"},317.99157629760691,{"$f":"INDEX(Data!$E$24:$E$47, MATCH(F103061&D103061, Data!$B$24:$B$47,0))","v":1.9964561142097742E-3},{"$f":"SUMPRODUCT((Data!$B$58:$B$60=Model!$F103061)*(Data!$C$57:$K$57=Model!$O103061)*(Data!$C$58:$K$60))","v":1.3477151645848988},86.522848354151009,1,{"$f":"IF(E103061<>\"Serviceable\",E103061,INDEX(Lists!$D$6:$D$8, MATCH(T103061,Lists!$C$6:$C$8,0)))","v":"Serviceable"},{"$f":"INDEX(Lists!$C$12:$C$26, MATCH(H103061, Lists!$B$12:$B$26,0))","v":"LV"}]
[null,95079,2007,"Wood Creos Impregnated","Serviceable","Class 3",20070815,"lv",999,2023,100,"No",true,10,{"$f":"INDEX(Lists!$B$32:$B$40, MATCH(YEAR(TODAY())-C103143, Lists!$C$32:$C$40,1))","v":"0-20"},317.99157629760691,{"$f":"INDEX(Data!$E$24:$E$47, MATCH(F103143&D103143, Data!$B$24:$B$47,0))","v":1.0684339161496522E-3},{"$f":"SUMPRODUCT((Data!$B$58:$B$60=Model!$F103143)*(Data!$C$57:$K$57=Model!$O103143)*(Data!$C$58:$K$60))","v":1.7833496665670392},82.166503334329605,1,{"$f":"IF(E103143<>\"Serviceable\",E103143,INDEX(Lists!$D$6:$D$8, MATCH(T103143,Lists!$C$6:$C$8,0)))","v":"Serviceable"},{"$f":"INDEX(Lists!$C$12:$C$26, MATCH(H103143, Lists!$B$12:$B$26,0))","v":"LV"}]
[null,95539,2006,"Wood Untreated Round","Serviceable","Class 2",20061109,"lv",880,2021,100,"No",true,10,{"$f":"INDEX(Lists!$B$32:$B$40, MATCH(YEAR(TODAY())-C103186, Lists!$C$32:$C$40,1))","v":"0-20"},280.11269984173578,{"$f":"INDEX(Data!$E$24:$E$47, MATCH(F103186&D103186, Data!$B$24:$B$47,0))","v":2.1997700016428453E-3},{"$f":"SUMPRODUCT((Data!$B$58:$B$60=Model!$F103186)*(Data!$C$57:$K$57=Model!$O103186)*(Data!$C$58:$K$60))","v":1.4303410669288035},85.696589330711959,1,{"$f":"IF(E103186<>\"Serviceable\",E103186,INDEX(Lists!$D$6:$D$8, MATCH(T103186,Lists!$C$6:$C$8,0)))","v":"Serviceable"},{"$f":"INDEX(Lists!$C$12:$C$26, MATCH(H103186, Lists!$B$12:$B$26,0))","v":"LV"}]
[null,96283,1990,"Wood Creos Impregnated","Serviceable","Class 3",19900212,"lv/hv",999,2023,100,"No",true,10,{"$f":"INDEX(Lists!$B$32:$B$40, MATCH(YEAR(TODAY())-C103262, Lists!$C$32:$C$40,1))","v":"31-40"},317.99157629760691,{"$f":"INDEX(Data!$E$24:$E$47, MATCH(F103262&D103262, Data!$B$24:$B$47,0))","v":1.0684339161496522E-3},{"$f":"SUMPRODUCT((Data!$B$58:$B$60=Model!$F103262)*(Data!$C$57:$K$57=Model!$O103262)*(Data!$C$58:$K$60))","v":3.6307860245411354},63.692139754588645,2,{"$f":"IF(E103262<>\"Serviceable\",E103262,INDEX(Lists!$D$6:$D$8, MATCH(T103262,Lists!$C$6:$C$8,0)))","v":"Limited Life"},{"$f":"INDEX(Lists!$C$12:$C$26, MATCH(H103262, Lists!$B$12:$B$26,0))","v":"HV"}]
[null,96547,2011,"Wood Untreated Round","Serviceable","Class 1",20110920,"hv/sub-transmission",999,2023,100,"Yes",true,9,{"$f":"INDEX(Lists!$B$32:$B$40, MATCH(YEAR(TODAY())-C103284, Lists!$C$32:$C$40,1))","v":"0-20"},317.99157629760691,{"$f":"INDEX(Data!$E$24:$E$47, MATCH(F103284&D103284, Data!$B$24:$B$47,0))","v":1.9964561142097742E-3},{"$f":"SUMPRODUCT((Data!$B$58:$B$60=Model!$F103284)*(Data!$C$57:$K$57=Model!$O103284)*(Data!$C$58:$K$60))","v":1.3477151645848988},87.870563518735906,1,{"$f":"IF(E103284<>\"Serviceable\",E103284,INDEX(Lists!$D$6:$D$8, MATCH(T103284,Lists!$C$6:$C$8,0)))","v":"Serviceable"},{"$f":"INDEX(Lists!$C$12:$C$26, MATCH(H103284, Lists!$B$12:$B$26,0))","v":"Sub-T"}]
[null,97483,2014,"Wood Untreated Dressed","Serviceable","Class 1",20140501,"lv",999,2022,100,"No",true,10,{"$f":"INDEX(Lists!$B$32:$B$40, MATCH(YEAR(TODAY())-C103361, Lists!$C$32:$C$40,1))","v":"0-20"},317.99157629760691,{"$f":"INDEX(Data!$E$24:$E$47, MATCH(F103361&D103361, Data!$B$24:$B$47,0))","v":1.9964561142097742E-3},{"$f":"SUMPRODUCT((Data!$B$58:$B$60=Model!$F103361)*(Data!$C$57:$K$57=Model!$O103361)*(Data!$C$58:$K$60))","v":1.3477151645848988},86.522848354151009,1,{"$f":"IF(E103361<>\"Serviceable\",E103361,INDEX(Lists!$D$6:$D$8, MATCH(T103361,Lists!$C$6:$C$8,0)))","v":"Serviceable"},{"$f":"INDEX(Lists!$C$12:$C$26, MATCH(H103361, Lists!$B$12:$B$26,0))","v":"LV"}]
[null,97628,1976,"Wood Untreated Dressed","Serviceable","Class 1",20220711,"lv",590,2022,100,"No",true,10,{"$f":"INDEX(Lists!$B$32:$B$40, MATCH(YEAR(TODAY())-C103382, Lists!$C$32:$C$40,1))","v":"41-50"},187.80283284843651,{"$f":"INDEX(Data!$E$24:$E$47, MATCH(F103382&D103382, Data!$B$24:$B$47,0))","v":1.9964561142097742E-3},{"$f":"SUMPRODUCT((Data!$B$58:$B$60=Model!$F103382)*(Data!$C$57:$K$57=Model!$O103382)*(Data!$C$58:$K$60))","v":1.7977578417715214},82.022421582284778,1,{"$f":"IF(E103382<>\"Serviceable\",E103382,INDEX(Lists!$D$6:$D$8, MATCH(T103382,Lists!$C$6:$C$8,0)))","v":"Serviceable"},{"$f":"INDEX(Lists!$C$12:$C$26, MATCH(H103382, Lists!$B$12:$B$26,0))","v":"LV"}]
[null,98615,2011,"Wood Creos Impregnated","Serviceable","Class 3",20110817,"lv",750,2022,100,"No",true,10,{"$f":"INDEX(Lists!$B$32:$B$40, MATCH(YEAR(TODAY())-C103487, Lists!$C$32:$C$40,1))","v":"0-20"},238.73241463784302,{"$f":"INDEX(Data!$E$24:$E$47, MATCH(F103487&D103487, Data!$B$24:$B$47,0))","v":1.0684339161496522E-3},{"$f":"SUMPRODUCT((Data!$B$58:$B$60=Model!$F103487)*(Data!$C$57:$K$57=Model!$O103487)*(Data!$C$58:$K$60))","v":1.7833496665670392},82.166503334329605,1,{"$f":"IF(E103487<>\"Serviceable\",E103487,INDEX(Lists!$D$6:$D$8, MATCH(T103487,Lists!$C$6:$C$8,0)))","v":"Serviceable"},{"$f":"INDEX(Lists!$C$12:$C$26, MATCH(H103487, Lists!$B$12:$B$26,0))","v":"LV"}]
[null,98746,1964,"Wood Creos Impregnated","Serviceable","Class 3",20141126,"lv/future hv",920,2020,999,"No",true,10,{"$f":"INDEX(Lists!$B$32:$B$40, MATCH(YEAR(TODAY())-C103501, Lists!$C$32:$C$40,1))","v":"61-70"},292.84509528908745,{"$f":"INDEX(Data!$E$24:$E$47, MATCH(F103501&D103501, Data!$B$24:$B$47,0))","v":1.0684339161496522E-3},{"$f":"SUMPRODUCT((Data!$B$58:$B$60=Model!$F103501)*(Data!$C$57:$K$57=Model!$O103501)*(Data!$C$58:$K$60))","v":1.9802031311051838},999,1,{"$f":"IF(E103501<>\"Serviceable\",E103501,INDEX(Lists!$D$6:$D$8, MATCH(T103501,Lists!$C$6:$C$8,0)))","v":"Serviceable"},{"$f":"INDEX(Lists!$C$12:$C$26, MATCH(H103501, Lists!$B$12:$B$26,0))","v":"LV"}]
[null,99396,1996,"Wood Untreated Round","Serviceable","Class 2",19960521,"lv/hv",1100,2021,100,"Yes",true,9,{"$f":"INDEX(Lists!$B$32:$B$40, MATCH(YEAR(TODAY())-C103557, Lists!$C$32:$C$40,1))","v":"21-30"},350.14087480216978,{"$f":"INDEX(Data!$E$24:$E$47, MATCH(F103557&D103557, Data!$B$24:$B$47,0))","v":2.1997700016428453E-3},{"$f":"SUMPRODUCT((Data!$B$58:$B$60=Model!$F103557)*(Data!$C$57:$K$57=Model!$O103557)*(Data!$C$58:$K$60))","v":1.9003299563977134},82.897030392420575,1,{"$f":"IF(E103557<>\"Serviceable\",E103557,INDEX(Lists!$D$6:$D$8, MATCH(T103557,Lists!$C$6:$C$8,0)))","v":"Serviceable"},{"$f":"INDEX(Lists!$C$12:$C$26, MATCH(H103557, Lists!$B$12:$B$26,0))","v":"HV"}]
[null,99786,1993,"Wood Creos Impregnated","Serviceable","Class 3",19930210,"lv",999,2023,100,"No",true,10,{"$f":"INDEX(Lists!$B$32:$B$40, MATCH(YEAR(TODAY())-C103607, Lists!$C$32:$C$40,1))","v":"31-40"},317.99157629760691,{"$f":"INDEX(Data!$E$24:$E$47, MATCH(F103607&D103607, Data!$B$24:$B$47,0))","v":1.0684339161496522E-3},{"$f":"SUMPRODUCT((Data!$B$58:$B$60=Model!$F103607)*(Data!$C$57:$K$57=Model!$O103607)*(Data!$C$58:$K$60))","v":3.6307860245411354},63.692139754588645,2,{"$f":"IF(E103607<>\"Serviceable\",E103607,INDEX(Lists!$D$6:$D$8, MATCH(T103607,Lists!$C$6:$C$8,0)))","v":"Limited Life"},{"$f":"INDEX(Lists!$C$12:$C$26, MATCH(H103607, Lists!$B$12:$B$26,0))","v":"LV"}]
[null,100382,2008,"Wood Creos Impregnated","Serviceable","Class 3",20080829,"lv",999,2023,80,"No",true,10,{"$f":"INDEX(Lists!$B$32:$B$40, MATCH(YEAR(TODAY())-C103664, Lists!$C$32:$C$40,1))","v":"0-20"},317.99157629760691,{"$f":"INDEX(Data!$E$24:$E$47, MATCH(F103664&D103664, Data!$B$24:$B$47,0))","v":1.0684339161496522E-3},{"$f":"SUMPRODUCT((Data!$B$58:$B$60=Model!$F103664)*(Data!$C$57:$K$57=Model!$O103664)*(Data!$C$58:$K$60))","v":1.7833496665670392},62.166503334329605,2,{"$f":"IF(E103664<>\"Serviceable\",E103664,INDEX(Lists!$D$6:$D$8, MATCH(T103664,Lists!$C$6:$C$8,0)))","v":"Limited Life"},{"$f":"INDEX(Lists!$C$12:$C$26, MATCH(H103664, Lists!$B$12:$B$26,0))","v":"LV"}]
[null,100943,2005,"Wood Untreated Round","Serviceable","Class 2",20050712,"lv",920,2022,90,"No",true,10,{"$f":"INDEX(Lists!$B$32:$B$40, MATCH(YEAR(TODAY())-C103732, Lists!$C$32:$C$40,1))","v":"0-20"},292.84509528908745,{"$f":"INDEX(Data!$E$24:$E$47, MATCH(F103732&D103732, Data!$B$24:$B$47,0))","v":2.1997700016428453E-3},{"$f":"SUMPRODUCT((Data!$B$58:$B$60=Model!$F103732)*(Data!$C$57:$K$57=Model!$O103732)*(Data!$C$58:$K$60))","v":1.4303410669288035},75.696589330711959,1,{"$f":"IF(E103732<>\"Serviceable\",E103732,INDEX(Lists!$D$6:$D$8, MATCH(T103732,Lists!$C$6:$C$8,0)))","v":"Serviceable"},{"$f":"INDEX(Lists!$C$12:$C$26, MATCH(H103732, Lists!$B$12:$B$26,0))","v":"LV"}]
[null,101356,1995,"Wood Untreated Round","Serviceable","Class 2",19950918,"lv",999,2023,100,"No",true,10,{"$f":"INDEX(Lists!$B$32:$B$40, MATCH(YEAR(TODAY())-C103782, Lists!$C$32:$C$40,1))","v":"21-30"},317.99157629760691,{"$f":"INDEX(Data!$E$24:$E$47, MATCH(F103782&D103782, Data!$B$24:$B$47,0))","v":2.1997700016428453E-3},{"$f":"SUMPRODUCT((Data!$B$58:$B$60=Model!$F103782)*(Data!$C$57:$K$57=Model!$O103782)*(Data!$C$58:$K$60))","v":1.9003299563977134},80.996700436022863,1,{"$f":"IF(E103782<>\"Serviceable\",E103782,INDEX(Lists!$D$6:$D$8, MATCH(T103782,Lists!$C$6:$C$8,0)))","v":"Serviceable"},{"$f":"INDEX(Lists!$C$12:$C$26, MATCH(H103782, Lists!$B$12:$B$26,0))","v":"LV"}]
[null,102167,1989,"Wood Creos Impregnated","Serviceable","Class 3",19890919,"lv/future hv",999,2023,90,"No",true,10,{"$f":"INDEX(Lists!$B$32:$B$40, MATCH(YEAR(TODAY())-C103859, Lists!$C$32:$C$40,1))","v":"31-40"},317.99157629760691,{"$f":"INDEX(Data!$E$24:$E$47, MATCH(F103859&D103859, Data!$B$24:$B$47,0))","v":1.0684339161496522E-3},{"$f":"SUMPRODUCT((Data!$B$58:$B$60=Model!$F103859)*(Data!$C$57:$K$57=Model!$O103859)*(Data!$C$58:$K$60))","v":3.6307860245411354},53.692139754588645,2,{"$f":"IF(E103859<>\"Serviceable\",E103859,INDEX(Lists!$D$6:$D$8, MATCH(T103859,Lists!$C$6:$C$8,0)))","v":"Limited Life"},{"$f":"INDEX(Lists!$C$12:$C$26, MATCH(H103859, Lists!$B$12:$B$26,0))","v":"LV"}]
[null,102649,1993,"Wood Creos Impregnated","Serviceable","Class 3",19931201,"lv/future hv",999,2019,100,"No",true,10,{"$f":"INDEX(Lists!$B$32:$B$40, MATCH(YEAR(TODAY())-C103907, Lists!$C$32:$C$40,1))","v":"31-40"},317.99157629760691,{"$f":"INDEX(Data!$E$24:$E$47, MATCH(F103907&D103907, Data!$B$24:$B$47,0))","v":1.0684339161496522E-3},{"$f":"SUMPRODUCT((Data!$B$58:$B$60=Model!$F103907)*(Data!$C$57:$K$57=Model!$O103907)*(Data!$C$58:$K$60))","v":3.6307860245411354},63.692139754588645,2,{"$f":"IF(E103907<>\"Serviceable\",E103907,INDEX(Lists!$D$6:$D$8, MATCH(T103907,Lists!$C$6:$C$8,0)))","v":"Limited Life"},{"$f":"INDEX(Lists!$C$12:$C$26, MATCH(H103907, Lists!$B$12:$B$26,0))","v":"LV"}]
[null,103229,1964,"Wood Creos Impregnated","Serviceable","Class 3",20171125,"hv",999,2022,80,"No",true,10,{"$f":"INDEX(Lists!$B$32:$B$40, MATCH(YEAR(TODAY())-C103957, Lists!$C$32:$C$40,1))","v":"61-70"},317.99157629760691,{"$f":"INDEX(Data!$E$24:$E$47, MATCH(F103957&D103957, Data!$B$24:$B$47,0))","v":1.0684339161496522E-3},{"$f":"SUMPRODUCT((Data!$B$58:$B$60=Model!$F103957)*(Data!$C$57:$K$57=Model!$O103957)*(Data!$C$58:$K$60))","v":1.9802031311051838},60.197968688948166,2,{"$f":"IF(E103957<>\"Serviceable\",E103957,INDEX(Lists!$D$6:$D$8, MATCH(T103957,Lists!$C$6:$C$8,0)))","v":"Limited Life"},{"$f":"INDEX(Lists!$C$12:$C$26, MATCH(H103957, Lists!$B$12:$B$26,0))","v":"HV"}]
[null,103695,1963,"Wood Other","Serviceable","Class 3",20181006,"lv/hv",999,2021,100,"No",true,10,{"$f":"INDEX(Lists!$B$32:$B$40, MATCH(YEAR(TODAY())-C104000, Lists!$C$32:$C$40,1))","v":"61-70"},317.99157629760691,{"$f":"INDEX(Data!$E$24:$E$47, MATCH(F104000&D104000, Data!$B$24:$B$47,0))","v":1.8301435406698563E-3},{"$f":"SUMPRODUCT((Data!$B$58:$B$60=Model!$F104000)*(Data!$C$57:$K$57=Model!$O104000)*(Data!$C$58:$K$60))","v":1.9802031311051838},80.197968688948166,1,{"$f":"IF(E104000<>\"Serviceable\",E104000,INDEX(Lists!$D$6:$D$8, MATCH(T104000,Lists!$C$6:$C$8,0)))","v":"Serviceable"},{"$f":"INDEX(Lists!$C$12:$C$26, MATCH(H104000, Lists!$B$12:$B$26,0))","v":"HV"}]
[null,104884,1992,"Wood Creos Impregnated","Limited Life","Class 3",19921216,"lv",999,2023,60,"No",true,10,{"$f":"INDEX(Lists!$B$32:$B$40, MATCH(YEAR(TODAY())-C104082, Lists!$C$32:$C$40,1))","v":"31-40"},317.99157629760691,{"$f":"INDEX(Data!$E$24:$E$47, MATCH(F104082&D104082, Data!$B$24:$B$47,0))","v":1.0684339161496522E-3},{"$f":"SUMPRODUCT((Data!$B$58:$B$60=Model!$F104082)*(Data!$C$57:$K$57=Model!$O104082)*(Data!$C$58:$K$60))","v":3.6307860245411354},23.692139754588645,3,{"$f":"IF(E104082<>\"Serviceable\",E104082,INDEX(Lists!$D$6:$D$8, MATCH(T104082,Lists!$C$6:$C$8,0)))","v":"Limited Life"},{"$f":"INDEX(Lists!$C$12:$C$26, MATCH(H104082, Lists!$B$12:$B$26,0))","v":"LV"}]
[null,105124,2011,"Wood Creos Impregnated","Serviceable","Class 3",20111122,"lv/hv",999,2023,100,"Yes",true,9,{"$f":"INDEX(Lists!$B$32:$B$40, MATCH(YEAR(TODAY())-C104103, Lists!$C$32:$C$40,1))","v":"0-20"},317.99157629760691,{"$f":"INDEX(Data!$E$24:$E$47, MATCH(F104103&D104103, Data!$B$24:$B$47,0))","v":1.0684339161496522E-3},{"$f":"SUMPRODUCT((Data!$B$58:$B$60=Model!$F104103)*(Data!$C$57:$K$57=Model!$O104103)*(Data!$C$58:$K$60))","v":1.7833496665670392},83.949853000896638,1,{"$f":"IF(E104103<>\"Serviceable\",E104103,INDEX(Lists!$D$6:$D$8, MATCH(T104103,Lists!$C$6:$C$8,0)))","v":"Serviceable"},{"$f":"INDEX(Lists!$C$12:$C$26, MATCH(H104103, Lists!$B$12:$B$26,0))","v":"HV"}]
[null,106386,1967,"Wood Creos Impregnated","Serviceable","Class 3",20211021,"lv",700,2022,100,"No",true,10,{"$f":"INDEX(Lists!$B$32:$B$40, MATCH(YEAR(TODAY())-C104195, Lists!$C$32:$C$40,1))","v":"51-60"},222.81692032865348,{"$f":"INDEX(Data!$E$24:$E$47, MATCH(F104195&D104195, Data!$B$24:$B$47,0))","v":1.0684339161496522E-3},{"$f":"SUMPRODUCT((Data!$B$58:$B$60=Model!$F104195)*(Data!$C$57:$K$57=Model!$O104195)*(Data!$C$58:$K$60))","v":2.6564859251595059},73.435140748404933,1,{"$f":"IF(E104195<>\"Serviceable\",E104195,INDEX(Lists!$D$6:$D$8, MATCH(T104195,Lists!$C$6:$C$8,0)))","v":"Serviceable"},{"$f":"INDEX(Lists!$C$12:$C$26, MATCH(H104195, Lists!$B$12:$B$26,0))","v":"LV"}]
[null,106501,1974,"Wood Creos Impregnated","Serviceable","Class 3",20180314,"lv/hv",1100,2022,70,"No",true,10,{"$f":"INDEX(Lists!$B$32:$B$40, MATCH(YEAR(TODAY())-C104202, Lists!$C$32:$C$40,1))","v":"51-60"},350.14087480216978,{"$f":"INDEX(Data!$E$24:$E$47, MATCH(F104202&D104202, Data!$B$24:$B$47,0))","v":1.0684339161496522E-3},{"$f":"SUMPRODUCT((Data!$B$58:$B$60=Model!$F104202)*(Data!$C$57:$K$57=Model!$O104202)*(Data!$C$58:$K$60))","v":2.6564859251595059},43.43514074840494,2,{"$f":"IF(E104202<>\"Serviceable\",E104202,INDEX(Lists!$D$6:$D$8, MATCH(T104202,Lists!$C$6:$C$8,0)))","v":"Limited Life"},{"$f":"INDEX(Lists!$C$12:$C$26, MATCH(H104202, Lists!$B$12:$B$26,0))","v":"HV"}]
[null,107355,2007,"Wood Creos Impregnated","Serviceable","Class 3",20070123,"lv",860,2020,100,"No",true,10,{"$f":"INDEX(Lists!$B$32:$B$40, MATCH(YEAR(TODAY())-C104278, Lists!$C$32:$C$40,1))","v":"0-20"},273.74650211805999,{"$f":"INDEX(Data!$E$24:$E$47, MATCH(F104278&D104278, Data!$B$24:$B$47,0))","v":1.0684339161496522E-3},{"$f":"SUMPRODUCT((Data!$B$58:$B$60=Model!$F104278)*(Data!$C$57:$K$57=Model!$O104278)*(Data!$C$58:$K$60))","v":1.7833496665670392},82.166503334329605,1,{"$f":"IF(E104278<>\"Serviceable\",E104278,INDEX(Lists!$D$6:$D$8, MATCH(T104278,Lists!$C$6:$C$8,0)))","v":"Serviceable"},{"$f":"INDEX(Lists!$C$12:$C$26, MATCH(H104278, Lists!$B$12:$B$26,0))","v":"LV"}]
[null,108603,2005,"Wood Creos Impregnated","Serviceable","Class 3",20050809,"lv",900,2019,100,"No",true,10,{"$f":"INDEX(Lists!$B$32:$B$40, MATCH(YEAR(TODAY())-C104336, Lists!$C$32:$C$40,1))","v":"0-20"},286.47889756541161,{"$f":"INDEX(Data!$E$24:$E$47, MATCH(F104336&D104336, Data!$B$24:$B$47,0))","v":1.0684339161496522E-3},{"$f":"SUMPRODUCT((Data!$B$58:$B$60=Model!$F104336)*(Data!$C$57:$K$57=Model!$O104336)*(Data!$C$58:$K$60))","v":1.7833496665670392},82.166503334329605,1,{"$f":"IF(E104336<>\"Serviceable\",E104336,INDEX(Lists!$D$6:$D$8, MATCH(T104336,Lists!$C$6:$C$8,0)))","v":"Serviceable"},{"$f":"INDEX(Lists!$C$12:$C$26, MATCH(H104336, Lists!$B$12:$B$26,0))","v":"LV"}]
[null,109590,1997,"Wood Creos Impregnated","Serviceable","Class 3",19971008,"lv/hv",999,2019,100,"No",true,10,{"$f":"INDEX(Lists!$B$32:$B$40, MATCH(YEAR(TODAY())-C104403, Lists!$C$32:$C$40,1))","v":"21-30"},317.99157629760691,{"$f":"INDEX(Data!$E$24:$E$47, MATCH(F104403&D104403, Data!$B$24:$B$47,0))","v":1.0684339161496522E-3},{"$f":"SUMPRODUCT((Data!$B$58:$B$60=Model!$F104403)*(Data!$C$57:$K$57=Model!$O104403)*(Data!$C$58:$K$60))","v":1.964589315203191},80.354106847968097,1,{"$f":"IF(E104403<>\"Serviceable\",E104403,INDEX(Lists!$D$6:$D$8, MATCH(T104403,Lists!$C$6:$C$8,0)))","v":"Serviceable"},{"$f":"INDEX(Lists!$C$12:$C$26, MATCH(H104403, Lists!$B$12:$B$26,0))","v":"HV"}]
[null,109932,1958,"Wood Creos Impregnated","Serviceable","Class 3",20220601,"lv",810,2022,140,"Yes",true,9,{"$f":"INDEX(Lists!$B$32:$B$40, MATCH(YEAR(TODAY())-C104453, Lists!$C$32:$C$40,1))","v":"61-70"},257.83100780887048,{"$f":"INDEX(Data!$E$24:$E$47, MATCH(F104453&D104453, Data!$B$24:$B$47,0))","v":1.0684339161496522E-3},{"$f":"SUMPRODUCT((Data!$B$58:$B$60=Model!$F104453)*(Data!$C$57:$K$57=Model!$O104453)*(Data!$C$58:$K$60))","v":1.9802031311051838},122.17817182005335,1,{"$f":"IF(E104453<>\"Serviceable\",E104453,INDEX(Lists!$D$6:$D$8, MATCH(T104453,Lists!$C$6:$C$8,0)))","v":"Serviceable"},{"$f":"INDEX(Lists!$C$12:$C$26, MATCH(H104453, Lists!$B$12:$B$26,0))","v":"LV"}]
[null,110269,1979,"Wood Creos Impregnated","Serviceable","Class 3",20230725,"lv",800,2023,100,"Yes",true,9,{"$f":"INDEX(Lists!$B$32:$B$40, MATCH(YEAR(TODAY())-C104477, Lists!$C$32:$C$40,1))","v":"41-50"},254.64790894703253,{"$f":"INDEX(Data!$E$24:$E$47, MATCH(F104477&D104477, Data!$B$24:$B$47,0))","v":1.0684339161496522E-3},{"$f":"SUMPRODUCT((Data!$B$58:$B$60=Model!$F104477)*(Data!$C$57:$K$57=Model!$O104477)*(Data!$C$58:$K$60))","v":3.2595928155551883},70.663664660003306,1,{"$f":"IF(E104477<>\"Serviceable\",E104477,INDEX(Lists!$D$6:$D$8, MATCH(T104477,Lists!$C$6:$C$8,0)))","v":"Serviceable"},{"$f":"INDEX(Lists!$C$12:$C$26, MATCH(H104477, Lists!$B$12:$B$26,0))","v":"LV"}]
[null,111266,1956,"Wood Untreated Round","Serviceable","Class 2",20160229,"lv",999,2020,100,"No",true,10,{"$f":"INDEX(Lists!$B$32:$B$40, MATCH(YEAR(TODAY())-C104578, Lists!$C$32:$C$40,1))","v":"61-70"},317.99157629760691,{"$f":"INDEX(Data!$E$24:$E$47, MATCH(F104578&D104578, Data!$B$24:$B$47,0))","v":2.1997700016428453E-3},{"$f":"SUMPRODUCT((Data!$B$58:$B$60=Model!$F104578)*(Data!$C$57:$K$57=Model!$O104578)*(Data!$C$58:$K$60))","v":2.227481027604485},77.725189723955154,1,{"$f":"IF(E104578<>\"Serviceable\",E104578,INDEX(Lists!$D$6:$D$8, MATCH(T104578,Lists!$C$6:$C$8,0)))","v":"Serviceable"},{"$f":"INDEX(Lists!$C$12:$C$26, MATCH(H104578, Lists!$B$12:$B$26,0))","v":"LV"}]
[null,111524,1946,"Wood Untreated Round","Serviceable","Class 2",20010615,"lv",1060,2020,100,"No",true,10,{"$f":"INDEX(Lists!$B$32:$B$40, MATCH(YEAR(TODAY())-C104628, Lists!$C$32:$C$40,1))","v":"71-80"},337.4084793548181,{"$f":"INDEX(Data!$E$24:$E$47, MATCH(F104628&D104628, Data!$B$24:$B$47,0))","v":2.1997700016428453E-3},{"$f":"SUMPRODUCT((Data!$B$58:$B$60=Model!$F104628)*(Data!$C$57:$K$57=Model!$O104628)*(Data!$C$58:$K$60))","v":3.8603406961656446},61.396593038343553,2,{"$f":"IF(E104628<>\"Serviceable\",E104628,INDEX(Lists!$D$6:$D$8, MATCH(T104628,Lists!$C$6:$C$8,0)))","v":"Limited Life"},{"$f":"INDEX(Lists!$C$12:$C$26, MATCH(H104628, Lists!$B$12:$B$26,0))","v":"LV"}]
[null,111800,1957,"Wood Creos Impregnated","Serviceable","Class 3",20160229,"lv",999,2020,100,"No",true,10,{"$f":"INDEX(Lists!$B$32:$B$40, MATCH(YEAR(TODAY())-C104672, Lists!$C$32:$C$40,1))","v":"61-70"},317.99157629760691,{"$f":"INDEX(Data!$E$24:$E$47, MATCH(F104672&D104672, Data!$B$24:$B$47,0))","v":1.0684339161496522E-3},{"$f":"SUMPRODUCT((Data!$B$58:$B$60=Model!$F104672)*(Data!$C$57:$K$57=Model!$O104672)*(Data!$C$58:$K$60))","v":1.9802031311051838},80.197968688948166,1,{"$f":"IF(E104672<>\"Serviceable\",E104672,INDEX(Lists!$D$6:$D$8, MATCH(T104672,Lists!$C$6:$C$8,0)))","v":"Serviceable"},{"$f":"INDEX(Lists!$C$12:$C$26, MATCH(H104672, Lists!$B$12:$B$26,0))","v":"LV"}]
[null,112155,1965,"Wood Creos Impregnated","Serviceable","Class 3",20170524,"lv",690,2020,100,"No",true,10,{"$f":"INDEX(Lists!$B$32:$B$40, MATCH(YEAR(TODAY())-C104698, Lists!$C$32:$C$40,1))","v":"51-60"},219.63382146681556,{"$f":"INDEX(Data!$E$24:$E$47, MATCH(F104698&D104698, Data!$B$24:$B$47,0))","v":1.0684339161496522E-3},{"$f":"SUMPRODUCT((Data!$B$58:$B$60=Model!$F104698)*(Data!$C$57:$K$57=Model!$O104698)*(Data!$C$58:$K$60))","v":2.6564859251595059},73.435140748404933,1,{"$f":"IF(E104698<>\"Serviceable\",E104698,INDEX(Lists!$D$6:$D$8, MATCH(T104698,Lists!$C$6:$C$8,0)))","v":"Serviceable"},{"$f":"INDEX(Lists!$C$12:$C$26, MATCH(H104698, Lists!$B$12:$B$26,0))","v":"LV"}]
[null,112443,1994,"Wood Untreated Round","Serviceable","Class 1",19940802,"lv",999,2023,100,"No",true,10,{"$f":"INDEX(Lists!$B$32:$B$40, MATCH(YEAR(TODAY())-C104748, Lists!$C$32:$C$40,1))","v":"31-40"},317.99157629760691,{"$f":"INDEX(Data!$E$24:$E$47, MATCH(F104748&D104748, Data!$B$24:$B$47,0))","v":1.9964561142097742E-3},{"$f":"SUMPRODUCT((Data!$B$58:$B$60=Model!$F104748)*(Data!$C$57:$K$57=Model!$O104748)*(Data!$C$58:$K$60))","v":3.0038452968326621},69.961547031673376,1,{"$f":"IF(E104748<>\"Serviceable\",E104748,INDEX(Lists!$D$6:$D$8, MATCH(T104748,Lists!$C$6:$C$8,0)))","v":"Serviceable"},{"$f":"INDEX(Lists!$C$12:$C$26, MATCH(H104748, Lists!$B$12:$B$26,0))","v":"LV"}]
[null,113519,1967,"Wood Creos Impregnated","Serviceable","Class 3",20201012,"lv",960,2020,100,"No",true,10,{"$f":"INDEX(Lists!$B$32:$B$40, MATCH(YEAR(TODAY())-C104824, Lists!$C$32:$C$40,1))","v":"51-60"},305.57749073643907,{"$f":"INDEX(Data!$E$24:$E$47, MATCH(F104824&D104824, Data!$B$24:$B$47,0))","v":1.0684339161496522E-3},{"$f":"SUMPRODUCT((Data!$B$58:$B$60=Model!$F104824)*(Data!$C$57:$K$57=Model!$O104824)*(Data!$C$58:$K$60))","v":2.6564859251595059},73.435140748404933,1,{"$f":"IF(E104824<>\"Serviceable\",E104824,INDEX(Lists!$D$6:$D$8, MATCH(T104824,Lists!$C$6:$C$8,0)))","v":"Serviceable"},{"$f":"INDEX(Lists!$C$12:$C$26, MATCH(H104824, Lists!$B$12:$B$26,0))","v":"LV"}]
[null,114020,1978,"Wood Creos Impregnated","Serviceable","Class 3",20200521,"pl",999,2023,100,"Yes",true,9,{"$f":"INDEX(Lists!$B$32:$B$40, MATCH(YEAR(TODAY())-C104857, Lists!$C$32:$C$40,1))","v":"41-50"},317.99157629760691,{"$f":"INDEX(Data!$E$24:$E$47, MATCH(F104857&D104857, Data!$B$24:$B$47,0))","v":1.0684339161496522E-3},{"$f":"SUMPRODUCT((Data!$B$58:$B$60=Model!$F104857)*(Data!$C$57:$K$57=Model!$O104857)*(Data!$C$58:$K$60))","v":3.2595928155551883},70.663664660003306,1,{"$f":"IF(E104857<>\"Serviceable\",E104857,INDEX(Lists!$D$6:$D$8, MATCH(T104857,Lists!$C$6:$C$8,0)))","v":"Serviceable"},{"$f":"INDEX(Lists!$C$12:$C$26, MATCH(H104857, Lists!$B$12:$B$26,0))","v":"LV"}]
[null,114966,1952,"Wood Untreated Round","Serviceable","Class 2",20200703,"hv",920,2023,130,"Yes",true,9,{"$f":"INDEX(Lists!$B$32:$B$40, MATCH(YEAR(TODAY())-C104923, Lists!$C$32:$C$40,1))","v":"71-80"},292.84509528908745,{"$f":"INDEX(Data!$E$24:$E$47, MATCH(F104923&D104923, Data!$B$24:$B$47,0))","v":2.1997700016428453E-3},{"$f":"SUMPRODUCT((Data!$B$58:$B$60=Model!$F104923)*(Data!$C$57:$K$57=Model!$O104923)*(Data!$C$58:$K$60))","v":3.8603406961656446},95.256933734509204,1,{"$f":"IF(E104923<>\"Serviceable\",E104923,INDEX(Lists!$D$6:$D$8, MATCH(T104923,Lists!$C$6:$C$8,0)))","v":"Serviceable"},{"$f":"INDEX(Lists!$C$12:$C$26, MATCH(H104923, Lists!$B$12:$B$26,0))","v":"HV"}]
[null,117148,2003,"Wood Creos Impregnated","Serviceable","Class 3",20030729,"lv/hv",785,2020,100,"No",true,10,{"$f":"INDEX(Lists!$B$32:$B$40, MATCH(YEAR(TODAY())-C104999, Lists!$C$32:$C$40,1))","v":"21-30"},249.8732606542757,{"$f":"INDEX(Data!$E$24:$E$47, MATCH(F104999&D104999, Data!$B$24:$B$47,0))","v":1.0684339161496522E-3},{"$f":"SUMPRODUCT((Data!$B$58:$B$60=Model!$F104999)*(Data!$C$57:$K$57=Model!$O104999)*(Data!$C$58:$K$60))","v":1.964589315203191},80.354106847968097,1,{"$f":"IF(E104999<>\"Serviceable\",E104999,INDEX(Lists!$D$6:$D$8, MATCH(T104999,Lists!$C$6:$C$8,0)))","v":"Serviceable"},{"$f":"INDEX(Lists!$C$12:$C$26, MATCH(H104999, Lists!$B$12:$B$26,0))","v":"HV"}]
[null,118506,2009,"Wood Creos Impregnated","Serviceable","Class 3",20090721,"lv/future hv",900,2019,70,"No",true,10,{"$f":"INDEX(Lists!$B$32:$B$40, MATCH(YEAR(TODAY())-C105052, Lists!$C$32:$C$40,1))","v":"0-20"},286.47889756541161,{"$f":"INDEX(Data!$E$24:$E$47, MATCH(F105052&D105052, Data!$B$24:$B$47,0))","v":1.0684339161496522E-3},{"$f":"SUMPRODUCT((Data!$B$58:$B$60=Model!$F105052)*(Data!$C$57:$K$57=Model!$O105052)*(Data!$C$58:$K$60))","v":1.7833496665670392},52.166503334329605,2,{"$f":"IF(E105052<>\"Serviceable\",E105052,INDEX(Lists!$D$6:$D$8, MATCH(T105052,Lists!$C$6:$C$8,0)))","v":"Limited Life"},{"$f":"INDEX(Lists!$C$12:$C$26, MATCH(H105052, Lists!$B$12:$B$26,0))","v":"LV"}]
[null,119709,2007,"Wood Creos Impregnated","Serviceable","Class 3",20070912,"lv",999,2022,100,"No",true,10,{"$f":"INDEX(Lists!$B$32:$B$40, MATCH(YEAR(TODAY())-C105124, Lists!$C$32:$C$40,1))","v":"0-20"},317.99157629760691,{"$f":"INDEX(Data!$E$24:$E$47, MATCH(F105124&D105124, Data!$B$24:$B$47,0))","v":1.0684339161496522E-3},{"$f":"SUMPRODUCT((Data!$B$58:$B$60=Model!$F105124)*(Data!$C$57:$K$57=Model!$O105124)*(Data!$C$58:$K$60))","v":1.7833496665670392},82.166503334329605,1,{"$f":"IF(E105124<>\"Serviceable\",E105124,INDEX(Lists!$D$6:$D$8, MATCH(T105124,Lists!$C$6:$C$8,0)))","v":"Serviceable"},{"$f":"INDEX(Lists!$C$12:$C$26, MATCH(H105124, Lists!$B$12:$B$26,0))","v":"LV"}]
[null,120537,2014,"Wood Untreated Dressed","Serviceable","Class 1",20140515,"lv",999,2023,110,"No",true,10,{"$f":"INDEX(Lists!$B$32:$B$40, MATCH(YEAR(TODAY())-C105174, Lists!$C$32:$C$40,1))","v":"0-20"},317.99157629760691,{"$f":"INDEX(Data!$E$24:$E$47, MATCH(F105174&D105174, Data!$B$24:$B$47,0))","v":1.9964561142097742E-3},{"$f":"SUMPRODUCT((Data!$B$58:$B$60=Model!$F105174)*(Data!$C$57:$K$57=Model!$O105174)*(Data!$C$58:$K$60))","v":1.3477151645848988},96.522848354151009,1,{"$f":"IF(E105174<>\"Serviceable\",E105174,INDEX(Lists!$D$6:$D$8, MATCH(T105174,Lists!$C$6:$C$8,0)))","v":"Serviceable"},{"$f":"INDEX(Lists!$C$12:$C$26, MATCH(H105174, Lists!$B$12:$B$26,0))","v":"LV"}]
[null,120832,1967,"Wood Creos Impregnated","Serviceable","Class 3",20220930,"lv",1070,2022,90,"No",true,10,{"$f":"INDEX(Lists!$B$32:$B$40, MATCH(YEAR(TODAY())-C105193, Lists!$C$32:$C$40,1))","v":"51-60"},340.59157821665605,{"$f":"INDEX(Data!$E$24:$E$47, MATCH(F105193&D105193, Data!$B$24:$B$47,0))","v":1.0684339161496522E-3},{"$f":"SUMPRODUCT((Data!$B$58:$B$60=Model!$F105193)*(Data!$C$57:$K$57=Model!$O105193)*(Data!$C$58:$K$60))","v":2.6564859251595059},63.43514074840494,2,{"$f":"IF(E105193<>\"Serviceable\",E105193,INDEX(Lists!$D$6:$D$8, MATCH(T105193,Lists!$C$6:$C$8,0)))","v":"Limited Life"},{"$f":"INDEX(Lists!$C$12:$C$26, MATCH(H105193, Lists!$B$12:$B$26,0))","v":"LV"}]
[null,121661,2006,"Wood Creos Impregnated","Serviceable","Class 3",20060825,"lv/hv",999,2021,80,"Yes",true,9,{"$f":"INDEX(Lists!$B$32:$B$40, MATCH(YEAR(TODAY())-C105244, Lists!$C$32:$C$40,1))","v":"0-20"},317.99157629760691,{"$f":"INDEX(Data!$E$24:$E$47, MATCH(F105244&D105244, Data!$B$24:$B$47,0))","v":1.0684339161496522E-3},{"$f":"SUMPRODUCT((Data!$B$58:$B$60=Model!$F105244)*(Data!$C$57:$K$57=Model!$O105244)*(Data!$C$58:$K$60))","v":1.7833496665670392},63.949853000896645,2,{"$f":"IF(E105244<>\"Serviceable\",E105244,INDEX(Lists!$D$6:$D$8, MATCH(T105244,Lists!$C$6:$C$8,0)))","v":"Limited Life"},{"$f":"INDEX(Lists!$C$12:$C$26, MATCH(H105244, Lists!$B$12:$B$26,0))","v":"HV"}]
[null,122390,1967,"Wood Creos Impregnated","Serviceable","Class 3",20150722,"lv/hv",840,2020,100,"No",true,10,{"$f":"INDEX(Lists!$B$32:$B$40, MATCH(YEAR(TODAY())-C105294, Lists!$C$32:$C$40,1))","v":"51-60"},267.38030439438415,{"$f":"INDEX(Data!$E$24:$E$47, MATCH(F105294&D105294, Data!$B$24:$B$47,0))","v":1.0684339161496522E-3},{"$f":"SUMPRODUCT((Data!$B$58:$B$60=Model!$F105294)*(Data!$C$57:$K$57=Model!$O105294)*(Data!$C$58:$K$60))","v":2.6564859251595059},73.435140748404933,1,{"$f":"IF(E105294<>\"Serviceable\",E105294,INDEX(Lists!$D$6:$D$8, MATCH(T105294,Lists!$C$6:$C$8,0)))","v":"Serviceable"},{"$f":"INDEX(Lists!$C$12:$C$26, MATCH(H105294, Lists!$B$12:$B$26,0))","v":"HV"}]
[null,123423,1986,"Wood Untreated Dressed","Serviceable","Class 1",20160203,"lv",999,2020,100,"No",true,10,{"$f":"INDEX(Lists!$B$32:$B$40, MATCH(YEAR(TODAY())-C105388, Lists!$C$32:$C$40,1))","v":"31-40"},317.99157629760691,{"$f":"INDEX(Data!$E$24:$E$47, MATCH(F105388&D105388, Data!$B$24:$B$47,0))","v":1.9964561142097742E-3},{"$f":"SUMPRODUCT((Data!$B$58:$B$60=Model!$F105388)*(Data!$C$57:$K$57=Model!$O105388)*(Data!$C$58:$K$60))","v":3.0038452968326621},69.961547031673376,1,{"$f":"IF(E105388<>\"Serviceable\",E105388,INDEX(Lists!$D$6:$D$8, MATCH(T105388,Lists!$C$6:$C$8,0)))","v":"Serviceable"},{"$f":"INDEX(Lists!$C$12:$C$26, MATCH(H105388, Lists!$B$12:$B$26,0))","v":"LV"}]
[null,123825,1971,"Wood Creos Impregnated","Serviceable","Class 2",20210816,"lv/future hv",880,2021,90,"No",true,10,{"$f":"INDEX(Lists!$B$32:$B$40, MATCH(YEAR(TODAY())-C105419, Lists!$C$32:$C$40,1))","v":"51-60"},280.11269984173578,{"$f":"INDEX(Data!$E$24:$E$47, MATCH(F105419&D105419, Data!$B$24:$B$47,0))","v":1.6118836915297091E-3},{"$f":"SUMPRODUCT((Data!$B$58:$B$60=Model!$F105419)*(Data!$C$57:$K$57=Model!$O105419)*(Data!$C$58:$K$60))","v":2.6773548093458861},63.226451906541143,2,{"$f":"IF(E105419<>\"Serviceable\",E105419,INDEX(Lists!$D$6:$D$8, MATCH(T105419,Lists!$C$6:$C$8,0)))","v":"Limited Life"},{"$f":"INDEX(Lists!$C$12:$C$26, MATCH(H105419, Lists!$B$12:$B$26,0))","v":"LV"}]
[null,124316,1966,"Wood Creos Impregnated","Serviceable","Class 3",20200725,"lv/hv",911,2020,100,"No",true,10,{"$f":"INDEX(Lists!$B$32:$B$40, MATCH(YEAR(TODAY())-C105469, Lists!$C$32:$C$40,1))","v":"51-60"},289.98030631343329,{"$f":"INDEX(Data!$E$24:$E$47, MATCH(F105469&D105469, Data!$B$24:$B$47,0))","v":1.0684339161496522E-3},{"$f":"SUMPRODUCT((Data!$B$58:$B$60=Model!$F105469)*(Data!$C$57:$K$57=Model!$O105469)*(Data!$C$58:$K$60))","v":2.6564859251595059},73.435140748404933,1,{"$f":"IF(E105469<>\"Serviceable\",E105469,INDEX(Lists!$D$6:$D$8, MATCH(T105469,Lists!$C$6:$C$8,0)))","v":"Serviceable"},{"$f":"INDEX(Lists!$C$12:$C$26, MATCH(H105469, Lists!$B$12:$B$26,0))","v":"HV"}]
[null,125844,1954,"Wood Untreated Round","Serviceable","Class 2",19960518,"lv",1100,2020,100,"No",true,10,{"$f":"INDEX(Lists!$B$32:$B$40, MATCH(YEAR(TODAY())-C105551, Lists!$C$32:$C$40,1))","v":"71-80"},350.14087480216978,{"$f":"INDEX(Data!$E$24:$E$47, MATCH(F105551&D105551, Data!$B$24:$B$47,0))","v":2.1997700016428453E-3},{"$f":"SUMPRODUCT((Data!$B$58:$B$60=Model!$F105551)*(Data!$C$57:$K$57=Model!$O105551)*(Data!$C$58:$K$60))","v":3.8603406961656446},61.396593038343553,2,{"$f":"IF(E105551<>\"Serviceable\",E105551,INDEX(Lists!$D$6:$D$8, MATCH(T105551,Lists!$C$6:$C$8,0)))","v":"Limited Life"},{"$f":"INDEX(Lists!$C$12:$C$26, MATCH(H105551, Lists!$B$12:$B$26,0))","v":"LV"}]
[null,126514,1990,"Wood Creos Impregnated","Serviceable","Class 3",19900709,"lv",999,2019,90,"No",true,10,{"$f":"INDEX(Lists!$B$32:$B$40, MATCH(YEAR(TODAY())-C105594, Lists!$C$32:$C$40,1))","v":"31-40"},317.99157629760691,{"$f":"INDEX(Data!$E$24:$E$47, MATCH(F105594&D105594, Data!$B$24:$B$47,0))","v":1.0684339161496522E-3},{"$f":"SUMPRODUCT((Data!$B$58:$B$60=Model!$F105594)*(Data!$C$57:$K$57=Model!$O105594)*(Data!$C$58:$K$60))","v":3.6307860245411354},53.692139754588645,2,{"$f":"IF(E105594<>\"Serviceable\",E105594,INDEX(Lists!$D$6:$D$8, MATCH(T105594,Lists!$C$6:$C$8,0)))","v":"Limited Life"},{"$f":"INDEX(Lists!$C$12:$C$26, MATCH(H105594, Lists!$B$12:$B$26,0))","v":"LV"}]
[null,126965,1998,"Wood Untreated Dressed","Serviceable","Class 1",19981109,"lv",999,2020,100,"No",true,10,{"$f":"INDEX(Lists!$B$32:$B$40, MATCH(YEAR(TODAY())-C105644, Lists!$C$32:$C$40,1))","v":"21-30"},317.99157629760691,{"$f":"INDEX(Data!$E$24:$E$47, MATCH(F105644&D105644, Data!$B$24:$B$47,0))","v":1.9964561142097742E-3},{"$f":"SUMPRODUCT((Data!$B$58:$B$60=Model!$F105644)*(Data!$C$57:$K$57=Model!$O105644)*(Data!$C$58:$K$60))","v":2.1651652228345815},78.34834777165419,1,{"$f":"IF(E105644<>\"Serviceable\",E105644,INDEX(Lists!$D$6:$D$8, MATCH(T105644,Lists!$C$6:$C$8,0)))","v":"Serviceable"},{"$f":"INDEX(Lists!$C$12:$C$26, MATCH(H105644, Lists!$B$12:$B$26,0))","v":"LV"}]
[null,127640,1967,"Wood Creos Impregnated","Serviceable","Class 3",20181214,"lv",999,2023,100,"No",true,10,{"$f":"INDEX(Lists!$B$32:$B$40, MATCH(YEAR(TODAY())-C105692, Lists!$C$32:$C$40,1))","v":"51-60"},317.99157629760691,{"$f":"INDEX(Data!$E$24:$E$47, MATCH(F105692&D105692, Data!$B$24:$B$47,0))","v":1.0684339161496522E-3},{"$f":"SUMPRODUCT((Data!$B$58:$B$60=Model!$F105692)*(Data!$C$57:$K$57=Model!$O105692)*(Data!$C$58:$K$60))","v":2.6564859251595059},73.435140748404933,1,{"$f":"IF(E105692<>\"Serviceable\",E105692,INDEX(Lists!$D$6:$D$8, MATCH(T105692,Lists!$C$6:$C$8,0)))","v":"Serviceable"},{"$f":"INDEX(Lists!$C$12:$C$26, MATCH(H105692, Lists!$B$12:$B$26,0))","v":"LV"}]
[null,128405,1990,"Wood Creos Impregnated","Serviceable","Class 3",19900815,"lv",910,2020,80,"No",true,10,{"$f":"INDEX(Lists!$B$32:$B$40, MATCH(YEAR(TODAY())-C105769, Lists!$C$32:$C$40,1))","v":"31-40"},289.66199642724951,{"$f":"INDEX(Data!$E$24:$E$47, MATCH(F105769&D105769, Data!$B$24:$B$47,0))","v":1.0684339161496522E-3},{"$f":"SUMPRODUCT((Data!$B$58:$B$60=Model!$F105769)*(Data!$C$57:$K$57=Model!$O105769)*(Data!$C$58:$K$60))","v":3.6307860245411354},43.692139754588645,2,{"$f":"IF(E105769<>\"Serviceable\",E105769,INDEX(Lists!$D$6:$D$8, MATCH(T105769,Lists!$C$6:$C$8,0)))","v":"Limited Life"},{"$f":"INDEX(Lists!$C$12:$C$26, MATCH(H105769, Lists!$B$12:$B$26,0))","v":"LV"}]
[null,128949,1996,"Wood Creos Impregnated","Serviceable","Class 3",19960301,"lv/hv/sub-transmission",1100,2022,100,"Yes",true,9,{"$f":"INDEX(Lists!$B$32:$B$40, MATCH(YEAR(TODAY())-C105819, Lists!$C$32:$C$40,1))","v":"21-30"},350.14087480216978,{"$f":"INDEX(Data!$E$24:$E$47, MATCH(F105819&D105819, Data!$B$24:$B$47,0))","v":1.0684339161496522E-3},{"$f":"SUMPRODUCT((Data!$B$58:$B$60=Model!$F105819)*(Data!$C$57:$K$57=Model!$O105819)*(Data!$C$58:$K$60))","v":1.964589315203191},82.318696163171282,1,{"$f":"IF(E105819<>\"Serviceable\",E105819,INDEX(Lists!$D$6:$D$8, MATCH(T105819,Lists!$C$6:$C$8,0)))","v":"Serviceable"},{"$f":"INDEX(Lists!$C$12:$C$26, MATCH(H105819, Lists!$B$12:$B$26,0))","v":"Sub-T"}]
[null,129887,2014,"Wood Untreated Dressed","Serviceable","Class 1",20140211,"lv/sub-transmission",880,2018,130,"No",true,15,{"$f":"INDEX(Lists!$B$32:$B$40, MATCH(YEAR(TODAY())-C105887, Lists!$C$32:$C$40,1))","v":"0-20"},280.11269984173578,{"$f":"INDEX(Data!$E$24:$E$47, MATCH(F105887&D105887, Data!$B$24:$B$47,0))","v":1.9964561142097742E-3},{"$f":"SUMPRODUCT((Data!$B$58:$B$60=Model!$F105887)*(Data!$C$57:$K$57=Model!$O105887)*(Data!$C$58:$K$60))","v":1.3477151645848988},109.78427253122652,1,{"$f":"IF(E105887<>\"Serviceable\",E105887,INDEX(Lists!$D$6:$D$8, MATCH(T105887,Lists!$C$6:$C$8,0)))","v":"Serviceable"},{"$f":"INDEX(Lists!$C$12:$C$26, MATCH(H105887, Lists!$B$12:$B$26,0))","v":"Sub-T"}]
[null,130768,1958,"Wood Creos Impregnated","Serviceable","Class 3",20210622,"hv",980,2023,100,"Yes",true,9,{"$f":"INDEX(Lists!$B$32:$B$40, MATCH(YEAR(TODAY())-C105944, Lists!$C$32:$C$40,1))","v":"61-70"},311.94368846011486,{"$f":"INDEX(Data!$E$24:$E$47, MATCH(F105944&D105944, Data!$B$24:$B$47,0))","v":1.0684339161496522E-3},{"$f":"SUMPRODUCT((Data!$B$58:$B$60=Model!$F105944)*(Data!$C$57:$K$57=Model!$O105944)*(Data!$C$58:$K$60))","v":1.9802031311051838},82.17817182005335,1,{"$f":"IF(E105944<>\"Serviceable\",E105944,INDEX(Lists!$D$6:$D$8, MATCH(T105944,Lists!$C$6:$C$8,0)))","v":"Serviceable"},{"$f":"INDEX(Lists!$C$12:$C$26, MATCH(H105944, Lists!$B$12:$B$26,0))","v":"HV"}]
[null,131053,1998,"Wood Untreated Round","Serviceable","Class 2",19980120,"lv/hv",999,2021,100,"No",true,10,{"$f":"INDEX(Lists!$B$32:$B$40, MATCH(YEAR(TODAY())-C105965, Lists!$C$32:$C$40,1))","v":"21-30"},317.99157629760691,{"$f":"INDEX(Data!$E$24:$E$47, MATCH(F105965&D105965, Data!$B$24:$B$47,0))","v":2.1997700016428453E-3},{"$f":"SUMPRODUCT((Data!$B$58:$B$60=Model!$F105965)*(Data!$C$57:$K$57=Model!$O105965)*(Data!$C$58:$K$60))","v":1.9003299563977134},80.996700436022863,1,{"$f":"IF(E105965<>\"Serviceable\",E105965,INDEX(Lists!$D$6:$D$8, MATCH(T105965,Lists!$C$6:$C$8,0)))","v":"Serviceable"},{"$f":"INDEX(Lists!$C$12:$C$26, MATCH(H105965, Lists!$B$12:$B$26,0))","v":"HV"}]
[null,131953,1960,"Wood Salt Impregnated (Green)","Serviceable","Class 3",20180514,"lv",999,2023,100,"No",true,10,{"$f":"INDEX(Lists!$B$32:$B$40, MATCH(YEAR(TODAY())-C106028, Lists!$C$32:$C$40,1))","v":"61-70"},317.99157629760691,{"$f":"INDEX(Data!$E$24:$E$47, MATCH(F106028&D106028, Data!$B$24:$B$47,0))","v":1.0684339161496522E-3},{"$f":"SUMPRODUCT((Data!$B$58:$B$60=Model!$F106028)*(Data!$C$57:$K$57=Model!$O106028)*(Data!$C$58:$K$60))","v":1.9802031311051838},80.197968688948166,1,{"$f":"IF(E106028<>\"Serviceable\",E106028,INDEX(Lists!$D$6:$D$8, MATCH(T106028,Lists!$C$6:$C$8,0)))","v":"Serviceable"},{"$f":"INDEX(Lists!$C$12:$C$26, MATCH(H106028, Lists!$B$12:$B$26,0))","v":"LV"}]
[null,132281,1996,"Wood Creos Impregnated","Serviceable","Class 3",19960404,"lv",999,2020,100,"No",true,10,{"$f":"INDEX(Lists!$B$32:$B$40, MATCH(YEAR(TODAY())-C106064, Lists!$C$32:$C$40,1))","v":"21-30"},317.99157629760691,{"$f":"INDEX(Data!$E$24:$E$47, MATCH(F106064&D106064, Data!$B$24:$B$47,0))","v":1.0684339161496522E-3},{"$f":"SUMPRODUCT((Data!$B$58:$B$60=Model!$F106064)*(Data!$C$57:$K$57=Model!$O106064)*(Data!$C$58:$K$60))","v":1.964589315203191},80.354106847968097,1,{"$f":"IF(E106064<>\"Serviceable\",E106064,INDEX(Lists!$D$6:$D$8, MATCH(T106064,Lists!$C$6:$C$8,0)))","v":"Serviceable"},{"$f":"INDEX(Lists!$C$12:$C$26, MATCH(H106064, Lists!$B$12:$B$26,0))","v":"LV"}]
[null,133415,1990,"Wood Creos Impregnated","Serviceable","Class 3",19900221,"lv",785,2020,100,"No",true,10,{"$f":"INDEX(Lists!$B$32:$B$40, MATCH(YEAR(TODAY())-C106140, Lists!$C$32:$C$40,1))","v":"31-40"},249.8732606542757,{"$f":"INDEX(Data!$E$24:$E$47, MATCH(F106140&D106140, Data!$B$24:$B$47,0))","v":1.0684339161496522E-3},{"$f":"SUMPRODUCT((Data!$B$58:$B$60=Model!$F106140)*(Data!$C$57:$K$57=Model!$O106140)*(Data!$C$58:$K$60))","v":3.6307860245411354},63.692139754588645,2,{"$f":"IF(E106140<>\"Serviceable\",E106140,INDEX(Lists!$D$6:$D$8, MATCH(T106140,Lists!$C$6:$C$8,0)))","v":"Limited Life"},{"$f":"INDEX(Lists!$C$12:$C$26, MATCH(H106140, Lists!$B$12:$B$26,0))","v":"LV"}]
[null,134015,2009,"Wood Creos Impregnated","Serviceable","Class 3",20090721,"pl",999,2021,100,"No",true,10,{"$f":"INDEX(Lists!$B$32:$B$40, MATCH(YEAR(TODAY())-C106190, Lists!$C$32:$C$40,1))","v":"0-20"},317.99157629760691,{"$f":"INDEX(Data!$E$24:$E$47, MATCH(F106190&D106190, Data!$B$24:$B$47,0))","v":1.0684339161496522E-3},{"$f":"SUMPRODUCT((Data!$B$58:$B$60=Model!$F106190)*(Data!$C$57:$K$57=Model!$O106190)*(Data!$C$58:$K$60))","v":1.7833496665670392},82.166503334329605,1,{"$f":"IF(E106190<>\"Serviceable\",E106190,INDEX(Lists!$D$6:$D$8, MATCH(T106190,Lists!$C$6:$C$8,0)))","v":"Serviceable"},{"$f":"INDEX(Lists!$C$12:$C$26, MATCH(H106190, Lists!$B$12:$B$26,0))","v":"LV"}]
[null,135225,1967,"Wood Creos Impregnated","Serviceable","Class 3",20230516,"lv/hv",930,2022,120,"No",true,10,{"$f":"INDEX(Lists!$B$32:$B$40, MATCH(YEAR(TODAY())-C106267, Lists!$C$32:$C$40,1))","v":"51-60"},296.02819415092534,{"$f":"INDEX(Data!$E$24:$E$47, MATCH(F106267&D106267, Data!$B$24:$B$47,0))","v":1.0684339161496522E-3},{"$f":"SUMPRODUCT((Data!$B$58:$B$60=Model!$F106267)*(Data!$C$57:$K$57=Model!$O106267)*(Data!$C$58:$K$60))","v":2.6564859251595059},93.435140748404933,1,{"$f":"IF(E106267<>\"Serviceable\",E106267,INDEX(Lists!$D$6:$D$8, MATCH(T106267,Lists!$C$6:$C$8,0)))","v":"Serviceable"},{"$f":"INDEX(Lists!$C$12:$C$26, MATCH(H106267, Lists!$B$12:$B$26,0))","v":"HV"}]
[null,135769,2009,"Wood Creos Impregnated","Serviceable","Class 3",20090615,"lv/hv",999,2019,100,"No",true,10,{"$f":"INDEX(Lists!$B$32:$B$40, MATCH(YEAR(TODAY())-C106315, Lists!$C$32:$C$40,1))","v":"0-20"},317.99157629760691,{"$f":"INDEX(Data!$E$24:$E$47, MATCH(F106315&D106315, Data!$B$24:$B$47,0))","v":1.0684339161496522E-3},{"$f":"SUMPRODUCT((Data!$B$58:$B$60=Model!$F106315)*(Data!$C$57:$K$57=Model!$O106315)*(Data!$C$58:$K$60))","v":1.7833496665670392},82.166503334329605,1,{"$f":"IF(E106315<>\"Serviceable\",E106315,INDEX(Lists!$D$6:$D$8, MATCH(T106315,Lists!$C$6:$C$8,0)))","v":"Serviceable"},{"$f":"INDEX(Lists!$C$12:$C$26, MATCH(H106315, Lists!$B$12:$B$26,0))","v":"HV"}]
[null,136795,2010,"Wood Creos Impregnated","Serviceable","Class 3",20100324,"lv/hv",999,2019,90,"No",true,10,{"$f":"INDEX(Lists!$B$32:$B$40, MATCH(YEAR(TODAY())-C106365, Lists!$C$32:$C$40,1))","v":"0-20"},317.99157629760691,{"$f":"INDEX(Data!$E$24:$E$47, MATCH(F106365&D106365, Data!$B$24:$B$47,0))","v":1.0684339161496522E-3},{"$f":"SUMPRODUCT((Data!$B$58:$B$60=Model!$F106365)*(Data!$C$57:$K$57=Model!$O106365)*(Data!$C$58:$K$60))","v":1.7833496665670392},72.166503334329605,1,{"$f":"IF(E106365<>\"Serviceable\",E106365,INDEX(Lists!$D$6:$D$8, MATCH(T106365,Lists!$C$6:$C$8,0)))","v":"Serviceable"},{"$f":"INDEX(Lists!$C$12:$C$26, MATCH(H106365, Lists!$B$12:$B$26,0))","v":"HV"}]
[null,137963,1961,"Wood Creos Impregnated","Serviceable","Class 3",20150306,"lv",780,2019,100,"No",true,10,{"$f":"INDEX(Lists!$B$32:$B$40, MATCH(YEAR(TODAY())-C106408, Lists!$C$32:$C$40,1))","v":"61-70"},248.28171122335672,{"$f":"INDEX(Data!$E$24:$E$47, MATCH(F106408&D106408, Data!$B$24:$B$47,0))","v":1.0684339161496522E-3},{"$f":"SUMPRODUCT((Data!$B$58:$B$60=Model!$F106408)*(Data!$C$57:$K$57=Model!$O106408)*(Data!$C$58:$K$60))","v":1.9802031311051838},80.197968688948166,1,{"$f":"IF(E106408<>\"Serviceable\",E106408,INDEX(Lists!$D$6:$D$8, MATCH(T106408,Lists!$C$6:$C$8,0)))","v":"Serviceable"},{"$f":"INDEX(Lists!$C$12:$C$26, MATCH(H106408, Lists!$B$12:$B$26,0))","v":"LV"}]
[null,140228,1968,"Wood Creos Impregnated","Serviceable","Class 3",20141117,"lv",850,2019,100,"No",true,10,{"$f":"INDEX(Lists!$B$32:$B$40, MATCH(YEAR(TODAY())-C106490, Lists!$C$32:$C$40,1))","v":"51-60"},270.5634032562221,{"$f":"INDEX(Data!$E$24:$E$47, MATCH(F106490&D106490, Data!$B$24:$B$47,0))","v":1.0684339161496522E-3},{"$f":"SUMPRODUCT((Data!$B$58:$B$60=Model!$F106490)*(Data!$C$57:$K$57=Model!$O106490)*(Data!$C$58:$K$60))","v":2.6564859251595059},73.435140748404933,1,{"$f":"IF(E106490<>\"Serviceable\",E106490,INDEX(Lists!$D$6:$D$8, MATCH(T106490,Lists!$C$6:$C$8,0)))","v":"Serviceable"},{"$f":"INDEX(Lists!$C$12:$C$26, MATCH(H106490, Lists!$B$12:$B$26,0))","v":"LV"}]
[null,141110,1977,"Wood Untreated Round","Serviceable","Unknown",20181217,"lv",999,2023,80,"No",true,10,{"$f":"INDEX(Lists!$B$32:$B$40, MATCH(YEAR(TODAY())-C106540, Lists!$C$32:$C$40,1))","v":"41-50"},317.99157629760691,{"$f":"INDEX(Data!$E$24:$E$47, MATCH(F106540&D106540, Data!$B$24:$B$47,0))","v":1.8301435406698563E-3},{"$f":"SUMPRODUCT((Data!$B$58:$B$60=Model!$F106540)*(Data!$C$57:$K$57=Model!$O106540)*(Data!$C$58:$K$60))","v":0},80,1,{"$f":"IF(E106540<>\"Serviceable\",E106540,INDEX(Lists!$D$6:$D$8, MATCH(T106540,Lists!$C$6:$C$8,0)))","v":"Serviceable"},{"$f":"INDEX(Lists!$C$12:$C$26, MATCH(H106540, Lists!$B$12:$B$26,0))","v":"LV"}]
[null,142416,2013,"Wood Creos Impregnated","Serviceable","Class 3",20130420,"lv",999,2020,75,"No",true,10,{"$f":"INDEX(Lists!$B$32:$B$40, MATCH(YEAR(TODAY())-C106603, Lists!$C$32:$C$40,1))","v":"0-20"},317.99157629760691,{"$f":"INDEX(Data!$E$24:$E$47, MATCH(F106603&D106603, Data!$B$24:$B$47,0))","v":1.0684339161496522E-3},{"$f":"SUMPRODUCT((Data!$B$58:$B$60=Model!$F106603)*(Data!$C$57:$K$57=Model!$O106603)*(Data!$C$58:$K$60))","v":1.7833496665670392},57.166503334329605,2,{"$f":"IF(E106603<>\"Serviceable\",E106603,INDEX(Lists!$D$6:$D$8, MATCH(T106603,Lists!$C$6:$C$8,0)))","v":"Limited Life"},{"$f":"INDEX(Lists!$C$12:$C$26, MATCH(H106603, Lists!$B$12:$B$26,0))","v":"LV"}]
[null,142646,1968,"Wood Untreated Round","Serviceable","Class 2",20000216,"lv",999,2019,100,"No",true,10,{"$f":"INDEX(Lists!$B$32:$B$40, MATCH(YEAR(TODAY())-C106610, Lists!$C$32:$C$40,1))","v":"51-60"},317.99157629760691,{"$f":"INDEX(Data!$E$24:$E$47, MATCH(F106610&D106610, Data!$B$24:$B$47,0))","v":2.1997700016428453E-3},{"$f":"SUMPRODUCT((Data!$B$58:$B$60=Model!$F106610)*(Data!$C$57:$K$57=Model!$O106610)*(Data!$C$58:$K$60))","v":2.6773548093458861},73.226451906541143,1,{"$f":"IF(E106610<>\"Serviceable\",E106610,INDEX(Lists!$D$6:$D$8, MATCH(T106610,Lists!$C$6:$C$8,0)))","v":"Serviceable"},{"$f":"INDEX(Lists!$C$12:$C$26, MATCH(H106610, Lists!$B$12:$B$26,0))","v":"LV"}]
[null,144169,1960,"Wood Creos Impregnated","Serviceable","Class 3",20181206,"lv",999,2023,110,"No",true,10,{"$f":"INDEX(Lists!$B$32:$B$40, MATCH(YEAR(TODAY())-C106686, Lists!$C$32:$C$40,1))","v":"61-70"},317.99157629760691,{"$f":"INDEX(Data!$E$24:$E$47, MATCH(F106686&D106686, Data!$B$24:$B$47,0))","v":1.0684339161496522E-3},{"$f":"SUMPRODUCT((Data!$B$58:$B$60=Model!$F106686)*(Data!$C$57:$K$57=Model!$O106686)*(Data!$C$58:$K$60))","v":1.9802031311051838},90.197968688948166,1,{"$f":"IF(E106686<>\"Serviceable\",E106686,INDEX(Lists!$D$6:$D$8, MATCH(T106686,Lists!$C$6:$C$8,0)))","v":"Serviceable"},{"$f":"INDEX(Lists!$C$12:$C$26, MATCH(H106686, Lists!$B$12:$B$26,0))","v":"LV"}]
[null,145049,1990,"Wood Creos Impregnated","Serviceable","Class 3",19900911,"lv",800,2023,100,"No",true,10,{"$f":"INDEX(Lists!$B$32:$B$40, MATCH(YEAR(TODAY())-C106744, Lists!$C$32:$C$40,1))","v":"31-40"},254.64790894703253,{"$f":"INDEX(Data!$E$24:$E$47, MATCH(F106744&D106744, Data!$B$24:$B$47,0))","v":1.0684339161496522E-3},{"$f":"SUMPRODUCT((Data!$B$58:$B$60=Model!$F106744)*(Data!$C$57:$K$57=Model!$O106744)*(Data!$C$58:$K$60))","v":3.6307860245411354},63.692139754588645,2,{"$f":"IF(E106744<>\"Serviceable\",E106744,INDEX(Lists!$D$6:$D$8, MATCH(T106744,Lists!$C$6:$C$8,0)))","v":"Limited Life"},{"$f":"INDEX(Lists!$C$12:$C$26, MATCH(H106744, Lists!$B$12:$B$26,0))","v":"LV"}]
[null,146601,1982,"Wood Untreated Dressed","Serviceable","Class 1",20220329,"pl",595,2022,130,"No",true,10,{"$f":"INDEX(Lists!$B$32:$B$40, MATCH(YEAR(TODAY())-C106785, Lists!$C$32:$C$40,1))","v":"41-50"},189.39438227935545,{"$f":"INDEX(Data!$E$24:$E$47, MATCH(F106785&D106785, Data!$B$24:$B$47,0))","v":1.9964561142097742E-3},{"$f":"SUMPRODUCT((Data!$B$58:$B$60=Model!$F106785)*(Data!$C$57:$K$57=Model!$O106785)*(Data!$C$58:$K$60))","v":1.7977578417715214},112.02242158228478,1,{"$f":"IF(E106785<>\"Serviceable\",E106785,INDEX(Lists!$D$6:$D$8, MATCH(T106785,Lists!$C$6:$C$8,0)))","v":"Serviceable"},{"$f":"INDEX(Lists!$C$12:$C$26, MATCH(H106785, Lists!$B$12:$B$26,0))","v":"LV"}]
[null,149490,1997,"Wood Creos Impregnated","Serviceable","Class 3",19970912,"lv",999,2021,80,"No",true,10,{"$f":"INDEX(Lists!$B$32:$B$40, MATCH(YEAR(TODAY())-C106861, Lists!$C$32:$C$40,1))","v":"21-30"},317.99157629760691,{"$f":"INDEX(Data!$E$24:$E$47, MATCH(F106861&D106861, Data!$B$24:$B$47,0))","v":1.0684339161496522E-3},{"$f":"SUMPRODUCT((Data!$B$58:$B$60=Model!$F106861)*(Data!$C$57:$K$57=Model!$O106861)*(Data!$C$58:$K$60))","v":1.964589315203191},60.35410684796809,2,{"$f":"IF(E106861<>\"Serviceable\",E106861,INDEX(Lists!$D$6:$D$8, MATCH(T106861,Lists!$C$6:$C$8,0)))","v":"Limited Life"},{"$f":"INDEX(Lists!$C$12:$C$26, MATCH(H106861, Lists!$B$12:$B$26,0))","v":"LV"}]
[null,154177,2007,"Wood Creos Impregnated","Serviceable","Class 3",20070510,"lv",820,2019,60,"No",true,10,{"$f":"INDEX(Lists!$B$32:$B$40, MATCH(YEAR(TODAY())-C106885, Lists!$C$32:$C$40,1))","v":"0-20"},261.01410667070837,{"$f":"INDEX(Data!$E$24:$E$47, MATCH(F106885&D106885, Data!$B$24:$B$47,0))","v":1.0684339161496522E-3},{"$f":"SUMPRODUCT((Data!$B$58:$B$60=Model!$F106885)*(Data!$C$57:$K$57=Model!$O106885)*(Data!$C$58:$K$60))","v":1.7833496665670392},42.166503334329605,2,{"$f":"IF(E106885<>\"Serviceable\",E106885,INDEX(Lists!$D$6:$D$8, MATCH(T106885,Lists!$C$6:$C$8,0)))","v":"Limited Life"},{"$f":"INDEX(Lists!$C$12:$C$26, MATCH(H106885, Lists!$B$12:$B$26,0))","v":"LV"}]
[null,165643,1969,"Wood Creos Impregnated","Serviceable","Class 2",20180612,"lv",999,2022,100,"No",true,10,{"$f":"INDEX(Lists!$B$32:$B$40, MATCH(YEAR(TODAY())-C106960, Lists!$C$32:$C$40,1))","v":"51-60"},317.99157629760691,{"$f":"INDEX(Data!$E$24:$E$47, MATCH(F106960&D106960, Data!$B$24:$B$47,0))","v":1.6118836915297091E-3},{"$f":"SUMPRODUCT((Data!$B$58:$B$60=Model!$F106960)*(Data!$C$57:$K$57=Model!$O106960)*(Data!$C$58:$K$60))","v":2.6773548093458861},73.226451906541143,1,{"$f":"IF(E106960<>\"Serviceable\",E106960,INDEX(Lists!$D$6:$D$8, MATCH(T106960,Lists!$C$6:$C$8,0)))","v":"Serviceable"},{"$f":"INDEX(Lists!$C$12:$C$26, MATCH(H106960, Lists!$B$12:$B$26,0))","v":"LV"}]
[null,166109,1975,"Wood Creos Impregnated","Serviceable","Class 3",19980820,"lv/hv",999,2021,80,"No",true,10,{"$f":"INDEX(Lists!$B$32:$B$40, MATCH(YEAR(TODAY())-C107036, Lists!$C$32:$C$40,1))","v":"41-50"},317.99157629760691,{"$f":"INDEX(Data!$E$24:$E$47, MATCH(F107036&D107036, Data!$B$24:$B$47,0))","v":1.0684339161496522E-3},{"$f":"SUMPRODUCT((Data!$B$58:$B$60=Model!$F107036)*(Data!$C$57:$K$57=Model!$O107036)*(Data!$C$58:$K$60))","v":3.2595928155551883},47.404071844448119,2,{"$f":"IF(E107036<>\"Serviceable\",E107036,INDEX(Lists!$D$6:$D$8, MATCH(T107036,Lists!$C$6:$C$8,0)))","v":"Limited Life"},{"$f":"INDEX(Lists!$C$12:$C$26, MATCH(H107036, Lists!$B$12:$B$26,0))","v":"HV"}]
[null,166349,1973,"Wood Untreated Dressed","Serviceable","Class 1",20010112,"lv/hv",999,2020,100,"No",true,{"$f":"IF(L107080=\"No\",ROUND((End_year-J107080)/5,0)*5,ROUND((End_year-J107080)/3,0)*3)","v":10},{"$f":"INDEX(Lists!$B$32:$B$40, MATCH(YEAR(TODAY())-C107080, Lists!$C$32:$C$40,1))","v":"51-60"},317.99157629760691,{"$f":"INDEX(Data!$E$24:$E$47, MATCH(F107080&D107080, Data!$B$24:$B$47,0))","v":1.9964561142097742E-3},{"$f":"SUMPRODUCT((Data!$B$58:$B$60=Model!$F107080)*(Data!$C$57:$K$57=Model!$O107080)*(Data!$C$58:$K$60))","v":1.3557210085184006},{"$f":"IF(IF(K107080>=700,999,(K107080-R107080*N107080))<0,0,IF(K107080>=700,999,(K107080-R107080*N107080)))","v":86.44278991481599},{"$f":"IF(S107080<30,3,IF(AND(F107080=\"Class 1\",S107080<50),2,IF(AND(F107080=\"Class 1\",S107080>=50),1,IF(S107080<70,2,1))))","v":1},{"$f":"IF(E107080<>\"Serviceable\",E107080,INDEX(Lists!$D$6:$D$8, MATCH(T107080,Lists!$C$6:$C$8,0)))","v":"Serviceable"},{"$f":"INDEX(Lists!$C$12:$C$26, MATCH(H107080, Lists!$B$12:$B$26,0))","v":"HV"}]
[null,166580,1969,"Wood Creos Impregnated","Serviceable","Class 3",20220506,"lv",940,2021,100,"No",true,10,{"$f":"INDEX(Lists!$B$32:$B$40, MATCH(YEAR(TODAY())-C107106, Lists!$C$32:$C$40,1))","v":"51-60"},299.21129301276324,{"$f":"INDEX(Data!$E$24:$E$47, MATCH(F107106&D107106, Data!$B$24:$B$47,0))","v":1.0684339161496522E-3},{"$f":"SUMPRODUCT((Data!$B$58:$B$60=Model!$F107106)*(Data!$C$57:$K$57=Model!$O107106)*(Data!$C$58:$K$60))","v":2.6564859251595059},73.435140748404933,1,{"$f":"IF(E107106<>\"Serviceable\",E107106,INDEX(Lists!$D$6:$D$8, MATCH(T107106,Lists!$C$6:$C$8,0)))","v":"Serviceable"},{"$f":"INDEX(Lists!$C$12:$C$26, MATCH(H107106, Lists!$B$12:$B$26,0))","v":"LV"}]
[null,166957,2014,"Wood Untreated Dressed","Serviceable","Class 1",20140304,"lv",999,2023,100,"No",true,10,{"$f":"INDEX(Lists!$B$32:$B$40, MATCH(YEAR(TODAY())-C107156, Lists!$C$32:$C$40,1))","v":"0-20"},317.99157629760691,{"$f":"INDEX(Data!$E$24:$E$47, MATCH(F107156&D107156, Data!$B$24:$B$47,0))","v":1.9964561142097742E-3},{"$f":"SUMPRODUCT((Data!$B$58:$B$60=Model!$F107156)*(Data!$C$57:$K$57=Model!$O107156)*(Data!$C$58:$K$60))","v":1.3477151645848988},86.522848354151009,1,{"$f":"IF(E107156<>\"Serviceable\",E107156,INDEX(Lists!$D$6:$D$8, MATCH(T107156,Lists!$C$6:$C$8,0)))","v":"Serviceable"},{"$f":"INDEX(Lists!$C$12:$C$26, MATCH(H107156, Lists!$B$12:$B$26,0))","v":"LV"}]
[null,167367,1982,"Wood Untreated Dressed","Serviceable","Class 1",20001116,"lv",999,2020,100,"No",true,10,{"$f":"INDEX(Lists!$B$32:$B$40, MATCH(YEAR(TODAY())-C107221, Lists!$C$32:$C$40,1))","v":"41-50"},317.99157629760691,{"$f":"INDEX(Data!$E$24:$E$47, MATCH(F107221&D107221, Data!$B$24:$B$47,0))","v":1.9964561142097742E-3},{"$f":"SUMPRODUCT((Data!$B$58:$B$60=Model!$F107221)*(Data!$C$57:$K$57=Model!$O107221)*(Data!$C$58:$K$60))","v":1.7977578417715214},82.022421582284778,1,{"$f":"IF(E107221<>\"Serviceable\",E107221,INDEX(Lists!$D$6:$D$8, MATCH(T107221,Lists!$C$6:$C$8,0)))","v":"Serviceable"},{"$f":"INDEX(Lists!$C$12:$C$26, MATCH(H107221, Lists!$B$12:$B$26,0))","v":"LV"}]
[null,167648,1975,"Wood Untreated Dressed","Serviceable","Class 1",19970408,"lv/hv",999,2021,100,"No",true,10,{"$f":"INDEX(Lists!$B$32:$B$40, MATCH(YEAR(TODAY())-C107281, Lists!$C$32:$C$40,1))","v":"41-50"},317.99157629760691,{"$f":"INDEX(Data!$E$24:$E$47, MATCH(F107281&D107281, Data!$B$24:$B$47,0))","v":1.9964561142097742E-3},{"$f":"SUMPRODUCT((Data!$B$58:$B$60=Model!$F107281)*(Data!$C$57:$K$57=Model!$O107281)*(Data!$C$58:$K$60))","v":1.7977578417715214},82.022421582284778,1,{"$f":"IF(E107281<>\"Serviceable\",E107281,INDEX(Lists!$D$6:$D$8, MATCH(T107281,Lists!$C$6:$C$8,0)))","v":"Serviceable"},{"$f":"INDEX(Lists!$C$12:$C$26, MATCH(H107281, Lists!$B$12:$B$26,0))","v":"HV"}]
[null,167992,2006,"Wood Untreated Dressed","Serviceable","Class 2",20061031,"lv",999,2020,100,"No",true,10,{"$f":"INDEX(Lists!$B$32:$B$40, MATCH(YEAR(TODAY())-C107331, Lists!$C$32:$C$40,1))","v":"0-20"},317.99157629760691,{"$f":"INDEX(Data!$E$24:$E$47, MATCH(F107331&D107331, Data!$B$24:$B$47,0))","v":2.1997700016428453E-3},{"$f":"SUMPRODUCT((Data!$B$58:$B$60=Model!$F107331)*(Data!$C$57:$K$57=Model!$O107331)*(Data!$C$58:$K$60))","v":1.4303410669288035},85.696589330711959,1,{"$f":"IF(E107331<>\"Serviceable\",E107331,INDEX(Lists!$D$6:$D$8, MATCH(T107331,Lists!$C$6:$C$8,0)))","v":"Serviceable"},{"$f":"INDEX(Lists!$C$12:$C$26, MATCH(H107331, Lists!$B$12:$B$26,0))","v":"LV"}]
[null,168636,1980,"Wood Untreated Dressed","Serviceable","Class 1",20191030,"lv/hv",580,2019,140,"No",true,10,{"$f":"INDEX(Lists!$B$32:$B$40, MATCH(YEAR(TODAY())-C107407, Lists!$C$32:$C$40,1))","v":"41-50"},184.61973398659859,{"$f":"INDEX(Data!$E$24:$E$47, MATCH(F107407&D107407, Data!$B$24:$B$47,0))","v":1.9964561142097742E-3},{"$f":"SUMPRODUCT((Data!$B$58:$B$60=Model!$F107407)*(Data!$C$57:$K$57=Model!$O107407)*(Data!$C$58:$K$60))","v":1.7977578417715214},122.02242158228478,1,{"$f":"IF(E107407<>\"Serviceable\",E107407,INDEX(Lists!$D$6:$D$8, MATCH(T107407,Lists!$C$6:$C$8,0)))","v":"Serviceable"},{"$f":"INDEX(Lists!$C$12:$C$26, MATCH(H107407, Lists!$B$12:$B$26,0))","v":"HV"}]
[null,169070,2003,"Wood Untreated Dressed","Serviceable","Class 1",20030321,"lv",999,2021,100,"No",true,10,{"$f":"INDEX(Lists!$B$32:$B$40, MATCH(YEAR(TODAY())-C107460, Lists!$C$32:$C$40,1))","v":"21-30"},317.99157629760691,{"$f":"INDEX(Data!$E$24:$E$47, MATCH(F107460&D107460, Data!$B$24:$B$47,0))","v":1.9964561142097742E-3},{"$f":"SUMPRODUCT((Data!$B$58:$B$60=Model!$F107460)*(Data!$C$57:$K$57=Model!$O107460)*(Data!$C$58:$K$60))","v":2.1651652228345815},78.34834777165419,1,{"$f":"IF(E107460<>\"Serviceable\",E107460,INDEX(Lists!$D$6:$D$8, MATCH(T107460,Lists!$C$6:$C$8,0)))","v":"Serviceable"},{"$f":"INDEX(Lists!$C$12:$C$26, MATCH(H107460, Lists!$B$12:$B$26,0))","v":"LV"}]
[null,169503,2012,"Wood Untreated Dressed","Serviceable","Class 2",20120703,"lv/hv",999,2020,100,"No",true,10,{"$f":"INDEX(Lists!$B$32:$B$40, MATCH(YEAR(TODAY())-C107506, Lists!$C$32:$C$40,1))","v":"0-20"},317.99157629760691,{"$f":"INDEX(Data!$E$24:$E$47, MATCH(F107506&D107506, Data!$B$24:$B$47,0))","v":2.1997700016428453E-3},{"$f":"SUMPRODUCT((Data!$B$58:$B$60=Model!$F107506)*(Data!$C$57:$K$57=Model!$O107506)*(Data!$C$58:$K$60))","v":1.4303410669288035},85.696589330711959,1,{"$f":"IF(E107506<>\"Serviceable\",E107506,INDEX(Lists!$D$6:$D$8, MATCH(T107506,Lists!$C$6:$C$8,0)))","v":"Serviceable"},{"$f":"INDEX(Lists!$C$12:$C$26, MATCH(H107506, Lists!$B$12:$B$26,0))","v":"HV"}]
[null,170009,2001,"Wood Creos Impregnated","Serviceable","Class 3",20010402,"lv/hv",999,2019,100,"No",true,10,{"$f":"INDEX(Lists!$B$32:$B$40, MATCH(YEAR(TODAY())-C107582, Lists!$C$32:$C$40,1))","v":"21-30"},317.99157629760691,{"$f":"INDEX(Data!$E$24:$E$47, MATCH(F107582&D107582, Data!$B$24:$B$47,0))","v":1.0684339161496522E-3},{"$f":"SUMPRODUCT((Data!$B$58:$B$60=Model!$F107582)*(Data!$C$57:$K$57=Model!$O107582)*(Data!$C$58:$K$60))","v":1.964589315203191},80.354106847968097,1,{"$f":"IF(E107582<>\"Serviceable\",E107582,INDEX(Lists!$D$6:$D$8, MATCH(T107582,Lists!$C$6:$C$8,0)))","v":"Serviceable"},{"$f":"INDEX(Lists!$C$12:$C$26, MATCH(H107582, Lists!$B$12:$B$26,0))","v":"HV"}]
[null,170129,2000,"Wood Untreated Dressed","Serviceable","Class 1",20000314,"lv",999,2019,100,"No",true,10,{"$f":"INDEX(Lists!$B$32:$B$40, MATCH(YEAR(TODAY())-C107601, Lists!$C$32:$C$40,1))","v":"21-30"},317.99157629760691,{"$f":"INDEX(Data!$E$24:$E$47, MATCH(F107601&D107601, Data!$B$24:$B$47,0))","v":1.9964561142097742E-3},{"$f":"SUMPRODUCT((Data!$B$58:$B$60=Model!$F107601)*(Data!$C$57:$K$57=Model!$O107601)*(Data!$C$58:$K$60))","v":2.1651652228345815},78.34834777165419,1,{"$f":"IF(E107601<>\"Serviceable\",E107601,INDEX(Lists!$D$6:$D$8, MATCH(T107601,Lists!$C$6:$C$8,0)))","v":"Serviceable"},{"$f":"INDEX(Lists!$C$12:$C$26, MATCH(H107601, Lists!$B$12:$B$26,0))","v":"LV"}]
[null,170638,2006,"Wood Untreated Dressed","Serviceable","Class 2",20060726,"lv",999,2020,100,"No",true,10,{"$f":"INDEX(Lists!$B$32:$B$40, MATCH(YEAR(TODAY())-C107681, Lists!$C$32:$C$40,1))","v":"0-20"},317.99157629760691,{"$f":"INDEX(Data!$E$24:$E$47, MATCH(F107681&D107681, Data!$B$24:$B$47,0))","v":2.1997700016428453E-3},{"$f":"SUMPRODUCT((Data!$B$58:$B$60=Model!$F107681)*(Data!$C$57:$K$57=Model!$O107681)*(Data!$C$58:$K$60))","v":1.4303410669288035},85.696589330711959,1,{"$f":"IF(E107681<>\"Serviceable\",E107681,INDEX(Lists!$D$6:$D$8, MATCH(T107681,Lists!$C$6:$C$8,0)))","v":"Serviceable"},{"$f":"INDEX(Lists!$C$12:$C$26, MATCH(H107681, Lists!$B$12:$B$26,0))","v":"LV"}]
[null,170769,1997,"Wood Untreated Dressed","Serviceable","Class 1",19971209,"lv/hv",999,2021,100,"No",true,10,{"$f":"INDEX(Lists!$B$32:$B$40, MATCH(YEAR(TODAY())-C107702, Lists!$C$32:$C$40,1))","v":"21-30"},317.99157629760691,{"$f":"INDEX(Data!$E$24:$E$47, MATCH(F107702&D107702, Data!$B$24:$B$47,0))","v":1.9964561142097742E-3},{"$f":"SUMPRODUCT((Data!$B$58:$B$60=Model!$F107702)*(Data!$C$57:$K$57=Model!$O107702)*(Data!$C$58:$K$60))","v":2.1651652228345815},78.34834777165419,1,{"$f":"IF(E107702<>\"Serviceable\",E107702,INDEX(Lists!$D$6:$D$8, MATCH(T107702,Lists!$C$6:$C$8,0)))","v":"Serviceable"},{"$f":"INDEX(Lists!$C$12:$C$26, MATCH(H107702, Lists!$B$12:$B$26,0))","v":"HV"}]
[null,171493,2007,"Wood Untreated Dressed","Serviceable","Class 2",20070925,"lv/hv",999,2021,100,"No",true,10,{"$f":"INDEX(Lists!$B$32:$B$40, MATCH(YEAR(TODAY())-C107796, Lists!$C$32:$C$40,1))","v":"0-20"},317.99157629760691,{"$f":"INDEX(Data!$E$24:$E$47, MATCH(F107796&D107796, Data!$B$24:$B$47,0))","v":2.1997700016428453E-3},{"$f":"SUMPRODUCT((Data!$B$58:$B$60=Model!$F107796)*(Data!$C$57:$K$57=Model!$O107796)*(Data!$C$58:$K$60))","v":1.4303410669288035},85.696589330711959,1,{"$f":"IF(E107796<>\"Serviceable\",E107796,INDEX(Lists!$D$6:$D$8, MATCH(T107796,Lists!$C$6:$C$8,0)))","v":"Serviceable"},{"$f":"INDEX(Lists!$C$12:$C$26, MATCH(H107796, Lists!$B$12:$B$26,0))","v":"HV"}]
[null,171632,1978,"Wood Untreated Dressed","Serviceable","Class 1",20151204,"lv",999,2020,100,"No",true,10,{"$f":"INDEX(Lists!$B$32:$B$40, MATCH(YEAR(TODAY())-C107827, Lists!$C$32:$C$40,1))","v":"41-50"},317.99157629760691,{"$f":"INDEX(Data!$E$24:$E$47, MATCH(F107827&D107827, Data!$B$24:$B$47,0))","v":1.9964561142097742E-3},{"$f":"SUMPRODUCT((Data!$B$58:$B$60=Model!$F107827)*(Data!$C$57:$K$57=Model!$O107827)*(Data!$C$58:$K$60))","v":1.7977578417715214},82.022421582284778,1,{"$f":"IF(E107827<>\"Serviceable\",E107827,INDEX(Lists!$D$6:$D$8, MATCH(T107827,Lists!$C$6:$C$8,0)))","v":"Serviceable"},{"$f":"INDEX(Lists!$C$12:$C$26, MATCH(H107827, Lists!$B$12:$B$26,0))","v":"LV"}]
[null,171989,1979,"Wood Untreated Dressed","Serviceable","Class 1",20160401,"lv",720,2021,140,"No",true,10,{"$f":"INDEX(Lists!$B$32:$B$40, MATCH(YEAR(TODAY())-C107877, Lists!$C$32:$C$40,1))","v":"41-50"},229.18311805232929,{"$f":"INDEX(Data!$E$24:$E$47, MATCH(F107877&D107877, Data!$B$24:$B$47,0))","v":1.9964561142097742E-3},{"$f":"SUMPRODUCT((Data!$B$58:$B$60=Model!$F107877)*(Data!$C$57:$K$57=Model!$O107877)*(Data!$C$58:$K$60))","v":1.7977578417715214},122.02242158228478,1,{"$f":"IF(E107877<>\"Serviceable\",E107877,INDEX(Lists!$D$6:$D$8, MATCH(T107877,Lists!$C$6:$C$8,0)))","v":"Serviceable"},{"$f":"INDEX(Lists!$C$12:$C$26, MATCH(H107877, Lists!$B$12:$B$26,0))","v":"LV"}]
[null,172364,1980,"Wood Untreated Dressed","Serviceable","Class 1",20200923,"lv/hv",999,2020,100,"No",true,10,{"$f":"INDEX(Lists!$B$32:$B$40, MATCH(YEAR(TODAY())-C107937, Lists!$C$32:$C$40,1))","v":"41-50"},317.99157629760691,{"$f":"INDEX(Data!$E$24:$E$47, MATCH(F107937&D107937, Data!$B$24:$B$47,0))","v":1.9964561142097742E-3},{"$f":"SUMPRODUCT((Data!$B$58:$B$60=Model!$F107937)*(Data!$C$57:$K$57=Model!$O107937)*(Data!$C$58:$K$60))","v":1.7977578417715214},82.022421582284778,1,{"$f":"IF(E107937<>\"Serviceable\",E107937,INDEX(Lists!$D$6:$D$8, MATCH(T107937,Lists!$C$6:$C$8,0)))","v":"Serviceable"},{"$f":"INDEX(Lists!$C$12:$C$26, MATCH(H107937, Lists!$B$12:$B$26,0))","v":"HV"}]
[null,172862,2002,"Wood Untreated Dressed","Serviceable","Class 2",20021217,"lv",890,2020,100,"No",true,10,{"$f":"INDEX(Lists!$B$32:$B$40, MATCH(YEAR(TODAY())-C108002, Lists!$C$32:$C$40,1))","v":"21-30"},283.29579870357372,{"$f":"INDEX(Data!$E$24:$E$47, MATCH(F108002&D108002, Data!$B$24:$B$47,0))","v":2.1997700016428453E-3},{"$f":"SUMPRODUCT((Data!$B$58:$B$60=Model!$F108002)*(Data!$C$57:$K$57=Model!$O108002)*(Data!$C$58:$K$60))","v":1.9003299563977134},80.996700436022863,1,{"$f":"IF(E108002<>\"Serviceable\",E108002,INDEX(Lists!$D$6:$D$8, MATCH(T108002,Lists!$C$6:$C$8,0)))","v":"Serviceable"},{"$f":"INDEX(Lists!$C$12:$C$26, MATCH(H108002, Lists!$B$12:$B$26,0))","v":"LV"}]
[null,173211,1980,"Wood Untreated Dressed","Serviceable","Class 1",20201209,"lv/hv",820,2020,100,"No",true,10,{"$f":"INDEX(Lists!$B$32:$B$40, MATCH(YEAR(TODAY())-C108052, Lists!$C$32:$C$40,1))","v":"41-50"},261.01410667070837,{"$f":"INDEX(Data!$E$24:$E$47, MATCH(F108052&D108052, Data!$B$24:$B$47,0))","v":1.9964561142097742E-3},{"$f":"SUMPRODUCT((Data!$B$58:$B$60=Model!$F108052)*(Data!$C$57:$K$57=Model!$O108052)*(Data!$C$58:$K$60))","v":1.7977578417715214},82.022421582284778,1,{"$f":"IF(E108052<>\"Serviceable\",E108052,INDEX(Lists!$D$6:$D$8, MATCH(T108052,Lists!$C$6:$C$8,0)))","v":"Serviceable"},{"$f":"INDEX(Lists!$C$12:$C$26, MATCH(H108052, Lists!$B$12:$B$26,0))","v":"HV"}]
[null,173798,1997,"Wood Untreated Dressed","Serviceable","Class 1",19970604,"lv",999,2021,100,"No",true,10,{"$f":"INDEX(Lists!$B$32:$B$40, MATCH(YEAR(TODAY())-C108100, Lists!$C$32:$C$40,1))","v":"21-30"},317.99157629760691,{"$f":"INDEX(Data!$E$24:$E$47, MATCH(F108100&D108100, Data!$B$24:$B$47,0))","v":1.9964561142097742E-3},{"$f":"SUMPRODUCT((Data!$B$58:$B$60=Model!$F108100)*(Data!$C$57:$K$57=Model!$O108100)*(Data!$C$58:$K$60))","v":2.1651652228345815},78.34834777165419,1,{"$f":"IF(E108100<>\"Serviceable\",E108100,INDEX(Lists!$D$6:$D$8, MATCH(T108100,Lists!$C$6:$C$8,0)))","v":"Serviceable"},{"$f":"INDEX(Lists!$C$12:$C$26, MATCH(H108100, Lists!$B$12:$B$26,0))","v":"LV"}]
[null,174635,1978,"Wood Untreated Dressed","Serviceable","Class 1",20181010,"lv/hv",999,2023,100,"No",true,10,{"$f":"INDEX(Lists!$B$32:$B$40, MATCH(YEAR(TODAY())-C108177, Lists!$C$32:$C$40,1))","v":"41-50"},317.99157629760691,{"$f":"INDEX(Data!$E$24:$E$47, MATCH(F108177&D108177, Data!$B$24:$B$47,0))","v":1.9964561142097742E-3},{"$f":"SUMPRODUCT((Data!$B$58:$B$60=Model!$F108177)*(Data!$C$57:$K$57=Model!$O108177)*(Data!$C$58:$K$60))","v":1.7977578417715214},82.022421582284778,1,{"$f":"IF(E108177<>\"Serviceable\",E108177,INDEX(Lists!$D$6:$D$8, MATCH(T108177,Lists!$C$6:$C$8,0)))","v":"Serviceable"},{"$f":"INDEX(Lists!$C$12:$C$26, MATCH(H108177, Lists!$B$12:$B$26,0))","v":"HV"}]
[null,175116,1972,"Wood Creos Impregnated","Serviceable","Class 3",20150716,"lv",999,2019,90,"No",true,10,{"$f":"INDEX(Lists!$B$32:$B$40, MATCH(YEAR(TODAY())-C108227, Lists!$C$32:$C$40,1))","v":"51-60"},317.99157629760691,{"$f":"INDEX(Data!$E$24:$E$47, MATCH(F108227&D108227, Data!$B$24:$B$47,0))","v":1.0684339161496522E-3},{"$f":"SUMPRODUCT((Data!$B$58:$B$60=Model!$F108227)*(Data!$C$57:$K$57=Model!$O108227)*(Data!$C$58:$K$60))","v":2.6564859251595059},63.43514074840494,2,{"$f":"IF(E108227<>\"Serviceable\",E108227,INDEX(Lists!$D$6:$D$8, MATCH(T108227,Lists!$C$6:$C$8,0)))","v":"Limited Life"},{"$f":"INDEX(Lists!$C$12:$C$26, MATCH(H108227, Lists!$B$12:$B$26,0))","v":"LV"}]
[null,175616,1999,"Wood Creos Impregnated","Serviceable","Class 3",20180526,"lv/hv/sub-transmission",999,2023,100,"No",true,10,{"$f":"INDEX(Lists!$B$32:$B$40, MATCH(YEAR(TODAY())-C108295, Lists!$C$32:$C$40,1))","v":"21-30"},317.99157629760691,{"$f":"INDEX(Data!$E$24:$E$47, MATCH(F108295&D108295, Data!$B$24:$B$47,0))","v":1.0684339161496522E-3},{"$f":"SUMPRODUCT((Data!$B$58:$B$60=Model!$F108295)*(Data!$C$57:$K$57=Model!$O108295)*(Data!$C$58:$K$60))","v":1.964589315203191},80.354106847968097,1,{"$f":"IF(E108295<>\"Serviceable\",E108295,INDEX(Lists!$D$6:$D$8, MATCH(T108295,Lists!$C$6:$C$8,0)))","v":"Serviceable"},{"$f":"INDEX(Lists!$C$12:$C$26, MATCH(H108295, Lists!$B$12:$B$26,0))","v":"Sub-T"}]
[null,176067,2000,"Wood Creos Impregnated","Serviceable","Class 3",20000418,"lv/hv",999,2019,100,"No",true,10,{"$f":"INDEX(Lists!$B$32:$B$40, MATCH(YEAR(TODAY())-C108352, Lists!$C$32:$C$40,1))","v":"21-30"},317.99157629760691,{"$f":"INDEX(Data!$E$24:$E$47, MATCH(F108352&D108352, Data!$B$24:$B$47,0))","v":1.0684339161496522E-3},{"$f":"SUMPRODUCT((Data!$B$58:$B$60=Model!$F108352)*(Data!$C$57:$K$57=Model!$O108352)*(Data!$C$58:$K$60))","v":1.964589315203191},80.354106847968097,1,{"$f":"IF(E108352<>\"Serviceable\",E108352,INDEX(Lists!$D$6:$D$8, MATCH(T108352,Lists!$C$6:$C$8,0)))","v":"Serviceable"},{"$f":"INDEX(Lists!$C$12:$C$26, MATCH(H108352, Lists!$B$12:$B$26,0))","v":"HV"}]
[null,176368,1973,"Wood Creos Impregnated","Serviceable","Class 3",20160509,"lv",999,2020,100,"No",true,10,{"$f":"INDEX(Lists!$B$32:$B$40, MATCH(YEAR(TODAY())-C108402, Lists!$C$32:$C$40,1))","v":"51-60"},317.99157629760691,{"$f":"INDEX(Data!$E$24:$E$47, MATCH(F108402&D108402, Data!$B$24:$B$47,0))","v":1.0684339161496522E-3},{"$f":"SUMPRODUCT((Data!$B$58:$B$60=Model!$F108402)*(Data!$C$57:$K$57=Model!$O108402)*(Data!$C$58:$K$60))","v":2.6564859251595059},73.435140748404933,1,{"$f":"IF(E108402<>\"Serviceable\",E108402,INDEX(Lists!$D$6:$D$8, MATCH(T108402,Lists!$C$6:$C$8,0)))","v":"Serviceable"},{"$f":"INDEX(Lists!$C$12:$C$26, MATCH(H108402, Lists!$B$12:$B$26,0))","v":"LV"}]
[null,176550,2004,"Wood Creos Impregnated","Serviceable","Class 3",20041115,"lv/hv",999,2020,80,"No",true,10,{"$f":"INDEX(Lists!$B$32:$B$40, MATCH(YEAR(TODAY())-C108436, Lists!$C$32:$C$40,1))","v":"21-30"},317.99157629760691,{"$f":"INDEX(Data!$E$24:$E$47, MATCH(F108436&D108436, Data!$B$24:$B$47,0))","v":1.0684339161496522E-3},{"$f":"SUMPRODUCT((Data!$B$58:$B$60=Model!$F108436)*(Data!$C$57:$K$57=Model!$O108436)*(Data!$C$58:$K$60))","v":1.964589315203191},60.35410684796809,2,{"$f":"IF(E108436<>\"Serviceable\",E108436,INDEX(Lists!$D$6:$D$8, MATCH(T108436,Lists!$C$6:$C$8,0)))","v":"Limited Life"},{"$f":"INDEX(Lists!$C$12:$C$26, MATCH(H108436, Lists!$B$12:$B$26,0))","v":"HV"}]
[null,176691,1997,"Wood Creos Impregnated","Serviceable","Class 3",19970717,"lv/hv",999,2019,100,"No",true,10,{"$f":"INDEX(Lists!$B$32:$B$40, MATCH(YEAR(TODAY())-C108472, Lists!$C$32:$C$40,1))","v":"21-30"},317.99157629760691,{"$f":"INDEX(Data!$E$24:$E$47, MATCH(F108472&D108472, Data!$B$24:$B$47,0))","v":1.0684339161496522E-3},{"$f":"SUMPRODUCT((Data!$B$58:$B$60=Model!$F108472)*(Data!$C$57:$K$57=Model!$O108472)*(Data!$C$58:$K$60))","v":1.964589315203191},80.354106847968097,1,{"$f":"IF(E108472<>\"Serviceable\",E108472,INDEX(Lists!$D$6:$D$8, MATCH(T108472,Lists!$C$6:$C$8,0)))","v":"Serviceable"},{"$f":"INDEX(Lists!$C$12:$C$26, MATCH(H108472, Lists!$B$12:$B$26,0))","v":"HV"}]
[null,177491,2006,"Wood Untreated Dressed","Serviceable","Class 2",20060307,"lv",999,2020,100,"No",true,10,{"$f":"INDEX(Lists!$B$32:$B$40, MATCH(YEAR(TODAY())-C108548, Lists!$C$32:$C$40,1))","v":"0-20"},317.99157629760691,{"$f":"INDEX(Data!$E$24:$E$47, MATCH(F108548&D108548, Data!$B$24:$B$47,0))","v":2.1997700016428453E-3},{"$f":"SUMPRODUCT((Data!$B$58:$B$60=Model!$F108548)*(Data!$C$57:$K$57=Model!$O108548)*(Data!$C$58:$K$60))","v":1.4303410669288035},85.696589330711959,1,{"$f":"IF(E108548<>\"Serviceable\",E108548,INDEX(Lists!$D$6:$D$8, MATCH(T108548,Lists!$C$6:$C$8,0)))","v":"Serviceable"},{"$f":"INDEX(Lists!$C$12:$C$26, MATCH(H108548, Lists!$B$12:$B$26,0))","v":"LV"}]
[null,177709,1999,"Wood Untreated Dressed","Serviceable","Class 1",19990112,"lv/hv",999,2020,90,"No",true,10,{"$f":"INDEX(Lists!$B$32:$B$40, MATCH(YEAR(TODAY())-C108577, Lists!$C$32:$C$40,1))","v":"21-30"},317.99157629760691,{"$f":"INDEX(Data!$E$24:$E$47, MATCH(F108577&D108577, Data!$B$24:$B$47,0))","v":1.9964561142097742E-3},{"$f":"SUMPRODUCT((Data!$B$58:$B$60=Model!$F108577)*(Data!$C$57:$K$57=Model!$O108577)*(Data!$C$58:$K$60))","v":2.1651652228345815},68.34834777165419,1,{"$f":"IF(E108577<>\"Serviceable\",E108577,INDEX(Lists!$D$6:$D$8, MATCH(T108577,Lists!$C$6:$C$8,0)))","v":"Serviceable"},{"$f":"INDEX(Lists!$C$12:$C$26, MATCH(H108577, Lists!$B$12:$B$26,0))","v":"HV"}]
[null,178305,2001,"Wood Untreated Dressed","Serviceable","Class 2",20010418,"lv/hv",999,2020,100,"No",true,10,{"$f":"INDEX(Lists!$B$32:$B$40, MATCH(YEAR(TODAY())-C108647, Lists!$C$32:$C$40,1))","v":"21-30"},317.99157629760691,{"$f":"INDEX(Data!$E$24:$E$47, MATCH(F108647&D108647, Data!$B$24:$B$47,0))","v":2.1997700016428453E-3},{"$f":"SUMPRODUCT((Data!$B$58:$B$60=Model!$F108647)*(Data!$C$57:$K$57=Model!$O108647)*(Data!$C$58:$K$60))","v":1.9003299563977134},80.996700436022863,1,{"$f":"IF(E108647<>\"Serviceable\",E108647,INDEX(Lists!$D$6:$D$8, MATCH(T108647,Lists!$C$6:$C$8,0)))","v":"Serviceable"},{"$f":"INDEX(Lists!$C$12:$C$26, MATCH(H108647, Lists!$B$12:$B$26,0))","v":"HV"}]
[null,178847,1984,"Wood Untreated Dressed","Serviceable","Class 1",20181010,"lv/hv",999,2023,110,"Yes",true,9,{"$f":"INDEX(Lists!$B$32:$B$40, MATCH(YEAR(TODAY())-C108723, Lists!$C$32:$C$40,1))","v":"41-50"},317.99157629760691,{"$f":"INDEX(Data!$E$24:$E$47, MATCH(F108723&D108723, Data!$B$24:$B$47,0))","v":1.9964561142097742E-3},{"$f":"SUMPRODUCT((Data!$B$58:$B$60=Model!$F108723)*(Data!$C$57:$K$57=Model!$O108723)*(Data!$C$58:$K$60))","v":1.7977578417715214},93.820179424056306,1,{"$f":"IF(E108723<>\"Serviceable\",E108723,INDEX(Lists!$D$6:$D$8, MATCH(T108723,Lists!$C$6:$C$8,0)))","v":"Serviceable"},{"$f":"INDEX(Lists!$C$12:$C$26, MATCH(H108723, Lists!$B$12:$B$26,0))","v":"HV"}]
[null,179258,2011,"Wood Untreated Dressed","Serviceable","Class 3",20110802,"lv/hv",999,2020,100,"No",true,10,{"$f":"INDEX(Lists!$B$32:$B$40, MATCH(YEAR(TODAY())-C108773, Lists!$C$32:$C$40,1))","v":"0-20"},317.99157629760691,{"$f":"INDEX(Data!$E$24:$E$47, MATCH(F108773&D108773, Data!$B$24:$B$47,0))","v":1.8301435406698563E-3},{"$f":"SUMPRODUCT((Data!$B$58:$B$60=Model!$F108773)*(Data!$C$57:$K$57=Model!$O108773)*(Data!$C$58:$K$60))","v":1.7833496665670392},82.166503334329605,1,{"$f":"IF(E108773<>\"Serviceable\",E108773,INDEX(Lists!$D$6:$D$8, MATCH(T108773,Lists!$C$6:$C$8,0)))","v":"Serviceable"},{"$f":"INDEX(Lists!$C$12:$C$26, MATCH(H108773, Lists!$B$12:$B$26,0))","v":"HV"}]
[null,179447,2004,"Wood Creos Impregnated","Serviceable","Class 3",20041221,"lv/hv",999,2019,100,"No",true,10,{"$f":"INDEX(Lists!$B$32:$B$40, MATCH(YEAR(TODAY())-C108794, Lists!$C$32:$C$40,1))","v":"21-30"},317.99157629760691,{"$f":"INDEX(Data!$E$24:$E$47, MATCH(F108794&D108794, Data!$B$24:$B$47,0))","v":1.0684339161496522E-3},{"$f":"SUMPRODUCT((Data!$B$58:$B$60=Model!$F108794)*(Data!$C$57:$K$57=Model!$O108794)*(Data!$C$58:$K$60))","v":1.964589315203191},80.354106847968097,1,{"$f":"IF(E108794<>\"Serviceable\",E108794,INDEX(Lists!$D$6:$D$8, MATCH(T108794,Lists!$C$6:$C$8,0)))","v":"Serviceable"},{"$f":"INDEX(Lists!$C$12:$C$26, MATCH(H108794, Lists!$B$12:$B$26,0))","v":"HV"}]
[null,180289,1938,"Wood Untreated Dressed","Serviceable","Class 1",19970801,"lv",999,2021,100,"No",true,10,{"$f":"INDEX(Lists!$B$32:$B$40, MATCH(YEAR(TODAY())-C108898, Lists!$C$32:$C$40,1))","v":"81-90"},317.99157629760691,{"$f":"INDEX(Data!$E$24:$E$47, MATCH(F108898&D108898, Data!$B$24:$B$47,0))","v":1.9964561142097742E-3},{"$f":"SUMPRODUCT((Data!$B$58:$B$60=Model!$F108898)*(Data!$C$57:$K$57=Model!$O108898)*(Data!$C$58:$K$60))","v":2.8392735823590045},71.607264176409956,1,{"$f":"IF(E108898<>\"Serviceable\",E108898,INDEX(Lists!$D$6:$D$8, MATCH(T108898,Lists!$C$6:$C$8,0)))","v":"Serviceable"},{"$f":"INDEX(Lists!$C$12:$C$26, MATCH(H108898, Lists!$B$12:$B$26,0))","v":"LV"}]
[null,180679,2004,"Wood Creos Impregnated","Serviceable","Class 3",20040720,"lv",1300,2020,70,"No",true,10,{"$f":"INDEX(Lists!$B$32:$B$40, MATCH(YEAR(TODAY())-C108948, Lists!$C$32:$C$40,1))","v":"21-30"},413.80285203892788,{"$f":"INDEX(Data!$E$24:$E$47, MATCH(F108948&D108948, Data!$B$24:$B$47,0))","v":1.0684339161496522E-3},{"$f":"SUMPRODUCT((Data!$B$58:$B$60=Model!$F108948)*(Data!$C$57:$K$57=Model!$O108948)*(Data!$C$58:$K$60))","v":1.964589315203191},50.35410684796809,2,{"$f":"IF(E108948<>\"Serviceable\",E108948,INDEX(Lists!$D$6:$D$8, MATCH(T108948,Lists!$C$6:$C$8,0)))","v":"Limited Life"},{"$f":"INDEX(Lists!$C$12:$C$26, MATCH(H108948, Lists!$B$12:$B$26,0))","v":"LV"}]
[null,180815,1966,"Wood Untreated Dressed","Serviceable","Class 3",19990903,"lv",999,2019,100,"No",true,10,{"$f":"INDEX(Lists!$B$32:$B$40, MATCH(YEAR(TODAY())-C108957, Lists!$C$32:$C$40,1))","v":"51-60"},317.99157629760691,{"$f":"INDEX(Data!$E$24:$E$47, MATCH(F108957&D108957, Data!$B$24:$B$47,0))","v":1.8301435406698563E-3},{"$f":"SUMPRODUCT((Data!$B$58:$B$60=Model!$F108957)*(Data!$C$57:$K$57=Model!$O108957)*(Data!$C$58:$K$60))","v":2.6564859251595059},73.435140748404933,1,{"$f":"IF(E108957<>\"Serviceable\",E108957,INDEX(Lists!$D$6:$D$8, MATCH(T108957,Lists!$C$6:$C$8,0)))","v":"Serviceable"},{"$f":"INDEX(Lists!$C$12:$C$26, MATCH(H108957, Lists!$B$12:$B$26,0))","v":"LV"}]
[null,181389,2007,"Wood Creos Impregnated","Serviceable","Class 3",20071107,"lv/hv/sub-transmission",999,2021,90,"No",true,10,{"$f":"INDEX(Lists!$B$32:$B$40, MATCH(YEAR(TODAY())-C109018, Lists!$C$32:$C$40,1))","v":"0-20"},317.99157629760691,{"$f":"INDEX(Data!$E$24:$E$47, MATCH(F109018&D109018, Data!$B$24:$B$47,0))","v":1.0684339161496522E-3},{"$f":"SUMPRODUCT((Data!$B$58:$B$60=Model!$F109018)*(Data!$C$57:$K$57=Model!$O109018)*(Data!$C$58:$K$60))","v":1.7833496665670392},72.166503334329605,1,{"$f":"IF(E109018<>\"Serviceable\",E109018,INDEX(Lists!$D$6:$D$8, MATCH(T109018,Lists!$C$6:$C$8,0)))","v":"Serviceable"},{"$f":"INDEX(Lists!$C$12:$C$26, MATCH(H109018, Lists!$B$12:$B$26,0))","v":"Sub-T"}]
[null,181650,1997,"Wood Untreated Dressed","Serviceable","Class 1",19970603,"lv/hv",970,2021,100,"No",true,10,{"$f":"INDEX(Lists!$B$32:$B$40, MATCH(YEAR(TODAY())-C109068, Lists!$C$32:$C$40,1))","v":"21-30"},308.76058959827697,{"$f":"INDEX(Data!$E$24:$E$47, MATCH(F109068&D109068, Data!$B$24:$B$47,0))","v":1.9964561142097742E-3},{"$f":"SUMPRODUCT((Data!$B$58:$B$60=Model!$F109068)*(Data!$C$57:$K$57=Model!$O109068)*(Data!$C$58:$K$60))","v":2.1651652228345815},78.34834777165419,1,{"$f":"IF(E109068<>\"Serviceable\",E109068,INDEX(Lists!$D$6:$D$8, MATCH(T109068,Lists!$C$6:$C$8,0)))","v":"Serviceable"},{"$f":"INDEX(Lists!$C$12:$C$26, MATCH(H109068, Lists!$B$12:$B$26,0))","v":"HV"}]
[null,182168,2012,"Wood Creos Impregnated","Serviceable","Class 3",20120629,"lv",999,2022,100,"No",true,10,{"$f":"INDEX(Lists!$B$32:$B$40, MATCH(YEAR(TODAY())-C109152, Lists!$C$32:$C$40,1))","v":"0-20"},317.99157629760691,{"$f":"INDEX(Data!$E$24:$E$47, MATCH(F109152&D109152, Data!$B$24:$B$47,0))","v":1.0684339161496522E-3},{"$f":"SUMPRODUCT((Data!$B$58:$B$60=Model!$F109152)*(Data!$C$57:$K$57=Model!$O109152)*(Data!$C$58:$K$60))","v":1.7833496665670392},82.166503334329605,1,{"$f":"IF(E109152<>\"Serviceable\",E109152,INDEX(Lists!$D$6:$D$8, MATCH(T109152,Lists!$C$6:$C$8,0)))","v":"Serviceable"},{"$f":"INDEX(Lists!$C$12:$C$26, MATCH(H109152, Lists!$B$12:$B$26,0))","v":"LV"}]
[null,182633,2007,"Wood Creos Impregnated","Serviceable","Class 3",20070831,"lv",999,2019,90,"No",{"$f":"IF(G109193=0,FALSE,TRUE)","v":true},10,{"$f":"INDEX(Lists!$B$32:$B$40, MATCH(YEAR(TODAY())-C109193, Lists!$C$32:$C$40,1))","v":"0-20"},{"$f":"I109193/PI()","v":317.99157629760691},{"$f":"INDEX(Data!$E$24:$E$47, MATCH(F109193&D109193, Data!$B$24:$B$47,0))","v":1.0684339161496522E-3},{"$f":"SUMPRODUCT((Data!$B$58:$B$60=Model!$F109193)*(Data!$C$57:$K$57=Model!$O109193)*(Data!$C$58:$K$60))","v":1.7833496665670392},72.166503334329605,1,{"$f":"IF(E109193<>\"Serviceable\",E109193,INDEX(Lists!$D$6:$D$8, MATCH(T109193,Lists!$C$6:$C$8,0)))","v":"Serviceable"},{"$f":"INDEX(Lists!$C$12:$C$26, MATCH(H109193, Lists!$B$12:$B$26,0))","v":"LV"}]
[null,183783,1963,"Wood Creos Impregnated","Serviceable","Class 3",20210525,"lv",980,2021,999,"No",true,10,{"$f":"INDEX(Lists!$B$32:$B$40, MATCH(YEAR(TODAY())-C109269, Lists!$C$32:$C$40,1))","v":"61-70"},311.94368846011486,{"$f":"INDEX(Data!$E$24:$E$47, MATCH(F109269&D109269, Data!$B$24:$B$47,0))","v":1.0684339161496522E-3},{"$f":"SUMPRODUCT((Data!$B$58:$B$60=Model!$F109269)*(Data!$C$57:$K$57=Model!$O109269)*(Data!$C$58:$K$60))","v":1.9802031311051838},999,1,{"$f":"IF(E109269<>\"Serviceable\",E109269,INDEX(Lists!$D$6:$D$8, MATCH(T109269,Lists!$C$6:$C$8,0)))","v":"Serviceable"},{"$f":"INDEX(Lists!$C$12:$C$26, MATCH(H109269, Lists!$B$12:$B$26,0))","v":"LV"}]
[null,184172,2007,"Wood Creos Impregnated","Serviceable","Class 3",20071211,"lv",999,2021,100,"No",true,10,{"$f":"INDEX(Lists!$B$32:$B$40, MATCH(YEAR(TODAY())-C109293, Lists!$C$32:$C$40,1))","v":"0-20"},317.99157629760691,{"$f":"INDEX(Data!$E$24:$E$47, MATCH(F109293&D109293, Data!$B$24:$B$47,0))","v":1.0684339161496522E-3},{"$f":"SUMPRODUCT((Data!$B$58:$B$60=Model!$F109293)*(Data!$C$57:$K$57=Model!$O109293)*(Data!$C$58:$K$60))","v":1.7833496665670392},82.166503334329605,1,{"$f":"IF(E109293<>\"Serviceable\",E109293,INDEX(Lists!$D$6:$D$8, MATCH(T109293,Lists!$C$6:$C$8,0)))","v":"Serviceable"},{"$f":"INDEX(Lists!$C$12:$C$26, MATCH(H109293, Lists!$B$12:$B$26,0))","v":"LV"}]
[null,185292,2012,"Wood Creos Impregnated","Serviceable","Class 3",20121217,"lv",999,2021,80,"No",true,10,{"$f":"INDEX(Lists!$B$32:$B$40, MATCH(YEAR(TODAY())-C109368, Lists!$C$32:$C$40,1))","v":"0-20"},317.99157629760691,{"$f":"INDEX(Data!$E$24:$E$47, MATCH(F109368&D109368, Data!$B$24:$B$47,0))","v":1.0684339161496522E-3},{"$f":"SUMPRODUCT((Data!$B$58:$B$60=Model!$F109368)*(Data!$C$57:$K$57=Model!$O109368)*(Data!$C$58:$K$60))","v":1.7833496665670392},62.166503334329605,2,{"$f":"IF(E109368<>\"Serviceable\",E109368,INDEX(Lists!$D$6:$D$8, MATCH(T109368,Lists!$C$6:$C$8,0)))","v":"Limited Life"},{"$f":"INDEX(Lists!$C$12:$C$26, MATCH(H109368, Lists!$B$12:$B$26,0))","v":"LV"}]
[null,186451,1967,"Wood Creos Impregnated","Serviceable","Class 3",20151104,"lv",999,2020,100,"No",true,10,{"$f":"INDEX(Lists!$B$32:$B$40, MATCH(YEAR(TODAY())-C109444, Lists!$C$32:$C$40,1))","v":"51-60"},317.99157629760691,{"$f":"INDEX(Data!$E$24:$E$47, MATCH(F109444&D109444, Data!$B$24:$B$47,0))","v":1.0684339161496522E-3},{"$f":"SUMPRODUCT((Data!$B$58:$B$60=Model!$F109444)*(Data!$C$57:$K$57=Model!$O109444)*(Data!$C$58:$K$60))","v":2.6564859251595059},73.435140748404933,1,{"$f":"IF(E109444<>\"Serviceable\",E109444,INDEX(Lists!$D$6:$D$8, MATCH(T109444,Lists!$C$6:$C$8,0)))","v":"Serviceable"},{"$f":"INDEX(Lists!$C$12:$C$26, MATCH(H109444, Lists!$B$12:$B$26,0))","v":"LV"}]
[null,187008,2009,"Wood Creos Impregnated","Serviceable","Class 3",20090901,"lv",999,2021,100,"No",true,10,{"$f":"INDEX(Lists!$B$32:$B$40, MATCH(YEAR(TODAY())-C109488, Lists!$C$32:$C$40,1))","v":"0-20"},317.99157629760691,{"$f":"INDEX(Data!$E$24:$E$47, MATCH(F109488&D109488, Data!$B$24:$B$47,0))","v":1.0684339161496522E-3},{"$f":"SUMPRODUCT((Data!$B$58:$B$60=Model!$F109488)*(Data!$C$57:$K$57=Model!$O109488)*(Data!$C$58:$K$60))","v":1.7833496665670392},82.166503334329605,1,{"$f":"IF(E109488<>\"Serviceable\",E109488,INDEX(Lists!$D$6:$D$8, MATCH(T109488,Lists!$C$6:$C$8,0)))","v":"Serviceable"},{"$f":"INDEX(Lists!$C$12:$C$26, MATCH(H109488, Lists!$B$12:$B$26,0))","v":"LV"}]
[null,187470,2003,"Wood Creos Impregnated","Serviceable","Class 3",20031223,"lv",999,2020,120,"No",true,10,{"$f":"INDEX(Lists!$B$32:$B$40, MATCH(YEAR(TODAY())-C109543, Lists!$C$32:$C$40,1))","v":"21-30"},317.99157629760691,{"$f":"INDEX(Data!$E$24:$E$47, MATCH(F109543&D109543, Data!$B$24:$B$47,0))","v":1.0684339161496522E-3},{"$f":"SUMPRODUCT((Data!$B$58:$B$60=Model!$F109543)*(Data!$C$57:$K$57=Model!$O109543)*(Data!$C$58:$K$60))","v":1.964589315203191},100.3541068479681,1,{"$f":"IF(E109543<>\"Serviceable\",E109543,INDEX(Lists!$D$6:$D$8, MATCH(T109543,Lists!$C$6:$C$8,0)))","v":"Serviceable"},{"$f":"INDEX(Lists!$C$12:$C$26, MATCH(H109543, Lists!$B$12:$B$26,0))","v":"LV"}]
[null,187756,2003,"Wood Creos Impregnated","Serviceable","Class 3",20030618,"lv/hv",999,2020,80,"No",true,10,{"$f":"INDEX(Lists!$B$32:$B$40, MATCH(YEAR(TODAY())-C109564, Lists!$C$32:$C$40,1))","v":"21-30"},317.99157629760691,{"$f":"INDEX(Data!$E$24:$E$47, MATCH(F109564&D109564, Data!$B$24:$B$47,0))","v":1.0684339161496522E-3},{"$f":"SUMPRODUCT((Data!$B$58:$B$60=Model!$F109564)*(Data!$C$57:$K$57=Model!$O109564)*(Data!$C$58:$K$60))","v":1.964589315203191},60.35410684796809,2,{"$f":"IF(E109564<>\"Serviceable\",E109564,INDEX(Lists!$D$6:$D$8, MATCH(T109564,Lists!$C$6:$C$8,0)))","v":"Limited Life"},{"$f":"INDEX(Lists!$C$12:$C$26, MATCH(H109564, Lists!$B$12:$B$26,0))","v":"HV"}]
[null,188556,1970,"Wood Creos Impregnated","Serviceable","Class 3",20150917,"lv",880,2020,90,"No",true,10,{"$f":"INDEX(Lists!$B$32:$B$40, MATCH(YEAR(TODAY())-C109629, Lists!$C$32:$C$40,1))","v":"51-60"},280.11269984173578,{"$f":"INDEX(Data!$E$24:$E$47, MATCH(F109629&D109629, Data!$B$24:$B$47,0))","v":1.0684339161496522E-3},{"$f":"SUMPRODUCT((Data!$B$58:$B$60=Model!$F109629)*(Data!$C$57:$K$57=Model!$O109629)*(Data!$C$58:$K$60))","v":2.6564859251595059},63.43514074840494,2,{"$f":"IF(E109629<>\"Serviceable\",E109629,INDEX(Lists!$D$6:$D$8, MATCH(T109629,Lists!$C$6:$C$8,0)))","v":"Limited Life"},{"$f":"INDEX(Lists!$C$12:$C$26, MATCH(H109629, Lists!$B$12:$B$26,0))","v":"LV"}]
[null,189208,1971,"Wood Creos Impregnated","Serviceable","Class 3",20180518,"lv/hv",942,2022,50,"No",true,10,{"$f":"INDEX(Lists!$B$32:$B$40, MATCH(YEAR(TODAY())-C109689, Lists!$C$32:$C$40,1))","v":"51-60"},299.8479127851308,{"$f":"INDEX(Data!$E$24:$E$47, MATCH(F109689&D109689, Data!$B$24:$B$47,0))","v":1.0684339161496522E-3},{"$f":"SUMPRODUCT((Data!$B$58:$B$60=Model!$F109689)*(Data!$C$57:$K$57=Model!$O109689)*(Data!$C$58:$K$60))","v":2.6564859251595059},23.43514074840494,3,{"$f":"IF(E109689<>\"Serviceable\",E109689,INDEX(Lists!$D$6:$D$8, MATCH(T109689,Lists!$C$6:$C$8,0)))","v":"Unserviceable"},{"$f":"INDEX(Lists!$C$12:$C$26, MATCH(H109689, Lists!$B$12:$B$26,0))","v":"HV"}]
[null,189804,2002,"Wood Creos Impregnated","Serviceable","Class 3",20021216,"lv",810,2021,70,"No",true,10,{"$f":"INDEX(Lists!$B$32:$B$40, MATCH(YEAR(TODAY())-C109739, Lists!$C$32:$C$40,1))","v":"21-30"},257.83100780887048,{"$f":"INDEX(Data!$E$24:$E$47, MATCH(F109739&D109739, Data!$B$24:$B$47,0))","v":1.0684339161496522E-3},{"$f":"SUMPRODUCT((Data!$B$58:$B$60=Model!$F109739)*(Data!$C$57:$K$57=Model!$O109739)*(Data!$C$58:$K$60))","v":1.964589315203191},50.35410684796809,2,{"$f":"IF(E109739<>\"Serviceable\",E109739,INDEX(Lists!$D$6:$D$8, MATCH(T109739,Lists!$C$6:$C$8,0)))","v":"Limited Life"},{"$f":"INDEX(Lists!$C$12:$C$26, MATCH(H109739, Lists!$B$12:$B$26,0))","v":"LV"}]
[null,190759,1973,"Wood Untreated Dressed","Serviceable","Class 1",20151029,"lv",999,2020,100,"No",true,10,{"$f":"INDEX(Lists!$B$32:$B$40, MATCH(YEAR(TODAY())-C109824, Lists!$C$32:$C$40,1))","v":"51-60"},317.99157629760691,{"$f":"INDEX(Data!$E$24:$E$47, MATCH(F109824&D109824, Data!$B$24:$B$47,0))","v":1.9964561142097742E-3},{"$f":"SUMPRODUCT((Data!$B$58:$B$60=Model!$F109824)*(Data!$C$57:$K$57=Model!$O109824)*(Data!$C$58:$K$60))","v":1.3557210085184006},86.44278991481599,1,{"$f":"IF(E109824<>\"Serviceable\",E109824,INDEX(Lists!$D$6:$D$8, MATCH(T109824,Lists!$C$6:$C$8,0)))","v":"Serviceable"},{"$f":"INDEX(Lists!$C$12:$C$26, MATCH(H109824, Lists!$B$12:$B$26,0))","v":"LV"}]
[null,191052,2009,"Wood Untreated Dressed","Serviceable","Class 1",20090901,"lv",999,2021,100,"No",true,10,{"$f":"INDEX(Lists!$B$32:$B$40, MATCH(YEAR(TODAY())-C109864, Lists!$C$32:$C$40,1))","v":"0-20"},317.99157629760691,{"$f":"INDEX(Data!$E$24:$E$47, MATCH(F109864&D109864, Data!$B$24:$B$47,0))","v":1.9964561142097742E-3},{"$f":"SUMPRODUCT((Data!$B$58:$B$60=Model!$F109864)*(Data!$C$57:$K$57=Model!$O109864)*(Data!$C$58:$K$60))","v":1.3477151645848988},86.522848354151009,1,{"$f":"IF(E109864<>\"Serviceable\",E109864,INDEX(Lists!$D$6:$D$8, MATCH(T109864,Lists!$C$6:$C$8,0)))","v":"Serviceable"},{"$f":"INDEX(Lists!$C$12:$C$26, MATCH(H109864, Lists!$B$12:$B$26,0))","v":"LV"}]
[null,192401,1975,"Wood Creos Impregnated","Serviceable","Class 3",20200612,"lv",950,2020,100,"No",true,10,{"$f":"INDEX(Lists!$B$32:$B$40, MATCH(YEAR(TODAY())-C109914, Lists!$C$32:$C$40,1))","v":"41-50"},302.39439187460113,{"$f":"INDEX(Data!$E$24:$E$47, MATCH(F109914&D109914, Data!$B$24:$B$47,0))","v":1.0684339161496522E-3},{"$f":"SUMPRODUCT((Data!$B$58:$B$60=Model!$F109914)*(Data!$C$57:$K$57=Model!$O109914)*(Data!$C$58:$K$60))","v":3.2595928155551883},67.404071844448112,2,{"$f":"IF(E109914<>\"Serviceable\",E109914,INDEX(Lists!$D$6:$D$8, MATCH(T109914,Lists!$C$6:$C$8,0)))","v":"Limited Life"},{"$f":"INDEX(Lists!$C$12:$C$26, MATCH(H109914, Lists!$B$12:$B$26,0))","v":"LV"}]
[null,193169,1981,"Wood Untreated Dressed","Serviceable","Class 1",20150914,"lv",999,2020,100,"No",true,10,{"$f":"INDEX(Lists!$B$32:$B$40, MATCH(YEAR(TODAY())-C109987, Lists!$C$32:$C$40,1))","v":"41-50"},317.99157629760691,{"$f":"INDEX(Data!$E$24:$E$47, MATCH(F109987&D109987, Data!$B$24:$B$47,0))","v":1.9964561142097742E-3},{"$f":"SUMPRODUCT((Data!$B$58:$B$60=Model!$F109987)*(Data!$C$57:$K$57=Model!$O109987)*(Data!$C$58:$K$60))","v":1.7977578417715214},82.022421582284778,1,{"$f":"IF(E109987<>\"Serviceable\",E109987,INDEX(Lists!$D$6:$D$8, MATCH(T109987,Lists!$C$6:$C$8,0)))","v":"Serviceable"},{"$f":"INDEX(Lists!$C$12:$C$26, MATCH(H109987, Lists!$B$12:$B$26,0))","v":"LV"}]
[null,193722,1983,"Wood Untreated Dressed","Serviceable","Class 1",20170627,"lv/hv",880,2022,100,"No",true,10,{"$f":"INDEX(Lists!$B$32:$B$40, MATCH(YEAR(TODAY())-C110039, Lists!$C$32:$C$40,1))","v":"41-50"},280.11269984173578,{"$f":"INDEX(Data!$E$24:$E$47, MATCH(F110039&D110039, Data!$B$24:$B$47,0))","v":1.9964561142097742E-3},{"$f":"SUMPRODUCT((Data!$B$58:$B$60=Model!$F110039)*(Data!$C$57:$K$57=Model!$O110039)*(Data!$C$58:$K$60))","v":1.7977578417715214},82.022421582284778,1,{"$f":"IF(E110039<>\"Serviceable\",E110039,INDEX(Lists!$D$6:$D$8, MATCH(T110039,Lists!$C$6:$C$8,0)))","v":"Serviceable"},{"$f":"INDEX(Lists!$C$12:$C$26, MATCH(H110039, Lists!$B$12:$B$26,0))","v":"HV"}]
[null,194438,1983,"Wood Untreated Dressed","Serviceable","Class 1",20160211,"lv/future hv",790,2020,100,"No",{"$f":"IF(G110089=0,FALSE,TRUE)","v":true},10,{"$f":"INDEX(Lists!$B$32:$B$40, MATCH(YEAR(TODAY())-C110089, Lists!$C$32:$C$40,1))","v":"41-50"},{"$f":"I110089/PI()","v":251.46481008519464},{"$f":"INDEX(Data!$E$24:$E$47, MATCH(F110089&D110089, Data!$B$24:$B$47,0))","v":1.9964561142097742E-3},{"$f":"SUMPRODUCT((Data!$B$58:$B$60=Model!$F110089)*(Data!$C$57:$K$57=Model!$O110089)*(Data!$C$58:$K$60))","v":1.7977578417715214},82.022421582284778,1,{"$f":"IF(E110089<>\"Serviceable\",E110089,INDEX(Lists!$D$6:$D$8, MATCH(T110089,Lists!$C$6:$C$8,0)))","v":"Serviceable"},{"$f":"INDEX(Lists!$C$12:$C$26, MATCH(H110089, Lists!$B$12:$B$26,0))","v":"LV"}]
[null,194824,2003,"Wood Untreated Dressed","Serviceable","Class 1",20030818,"lv/hv",999,2021,100,"No",true,10,{"$f":"INDEX(Lists!$B$32:$B$40, MATCH(YEAR(TODAY())-C110110, Lists!$C$32:$C$40,1))","v":"21-30"},317.99157629760691,{"$f":"INDEX(Data!$E$24:$E$47, MATCH(F110110&D110110, Data!$B$24:$B$47,0))","v":1.9964561142097742E-3},{"$f":"SUMPRODUCT((Data!$B$58:$B$60=Model!$F110110)*(Data!$C$57:$K$57=Model!$O110110)*(Data!$C$58:$K$60))","v":2.1651652228345815},78.34834777165419,1,{"$f":"IF(E110110<>\"Serviceable\",E110110,INDEX(Lists!$D$6:$D$8, MATCH(T110110,Lists!$C$6:$C$8,0)))","v":"Serviceable"},{"$f":"INDEX(Lists!$C$12:$C$26, MATCH(H110110, Lists!$B$12:$B$26,0))","v":"HV"}]
[null,196373,2005,"Wood Creos Impregnated","Serviceable","Class 3",20050622,"lv",999,2023,100,"No",true,10,{"$f":"INDEX(Lists!$B$32:$B$40, MATCH(YEAR(TODAY())-C110204, Lists!$C$32:$C$40,1))","v":"0-20"},317.99157629760691,{"$f":"INDEX(Data!$E$24:$E$47, MATCH(F110204&D110204, Data!$B$24:$B$47,0))","v":1.0684339161496522E-3},{"$f":"SUMPRODUCT((Data!$B$58:$B$60=Model!$F110204)*(Data!$C$57:$K$57=Model!$O110204)*(Data!$C$58:$K$60))","v":1.7833496665670392},82.166503334329605,1,{"$f":"IF(E110204<>\"Serviceable\",E110204,INDEX(Lists!$D$6:$D$8, MATCH(T110204,Lists!$C$6:$C$8,0)))","v":"Serviceable"},{"$f":"INDEX(Lists!$C$12:$C$26, MATCH(H110204, Lists!$B$12:$B$26,0))","v":"LV"}]
[null,196651,1961,"Wood Creos Impregnated","Serviceable","Class 3",20190816,"lv",911,2019,90,"No",true,10,{"$f":"INDEX(Lists!$B$32:$B$40, MATCH(YEAR(TODAY())-C110264, Lists!$C$32:$C$40,1))","v":"61-70"},289.98030631343329,{"$f":"INDEX(Data!$E$24:$E$47, MATCH(F110264&D110264, Data!$B$24:$B$47,0))","v":1.0684339161496522E-3},{"$f":"SUMPRODUCT((Data!$B$58:$B$60=Model!$F110264)*(Data!$C$57:$K$57=Model!$O110264)*(Data!$C$58:$K$60))","v":1.9802031311051838},70.197968688948166,1,{"$f":"IF(E110264<>\"Serviceable\",E110264,INDEX(Lists!$D$6:$D$8, MATCH(T110264,Lists!$C$6:$C$8,0)))","v":"Serviceable"},{"$f":"INDEX(Lists!$C$12:$C$26, MATCH(H110264, Lists!$B$12:$B$26,0))","v":"LV"}]
[null,196749,1963,"Wood Creos Impregnated","Serviceable","Class 3",20160105,"lv",980,2020,100,"No",true,10,{"$f":"INDEX(Lists!$B$32:$B$40, MATCH(YEAR(TODAY())-C110285, Lists!$C$32:$C$40,1))","v":"61-70"},311.94368846011486,{"$f":"INDEX(Data!$E$24:$E$47, MATCH(F110285&D110285, Data!$B$24:$B$47,0))","v":1.0684339161496522E-3},{"$f":"SUMPRODUCT((Data!$B$58:$B$60=Model!$F110285)*(Data!$C$57:$K$57=Model!$O110285)*(Data!$C$58:$K$60))","v":1.9802031311051838},80.197968688948166,1,{"$f":"IF(E110285<>\"Serviceable\",E110285,INDEX(Lists!$D$6:$D$8, MATCH(T110285,Lists!$C$6:$C$8,0)))","v":"Serviceable"},{"$f":"INDEX(Lists!$C$12:$C$26, MATCH(H110285, Lists!$B$12:$B$26,0))","v":"LV"}]
[null,197055,1992,"Wood Creos Impregnated","Serviceable","Class 3",19920724,"lv/hv",999,2019,80,"No",{"$f":"IF(G110345=0,FALSE,TRUE)","v":true},10,{"$f":"INDEX(Lists!$B$32:$B$40, MATCH(YEAR(TODAY())-C110345, Lists!$C$32:$C$40,1))","v":"31-40"},{"$f":"I110345/PI()","v":317.99157629760691},{"$f":"INDEX(Data!$E$24:$E$47, MATCH(F110345&D110345, Data!$B$24:$B$47,0))","v":1.0684339161496522E-3},{"$f":"SUMPRODUCT((Data!$B$58:$B$60=Model!$F110345)*(Data!$C$57:$K$57=Model!$O110345)*(Data!$C$58:$K$60))","v":3.6307860245411354},43.692139754588645,2,{"$f":"IF(E110345<>\"Serviceable\",E110345,INDEX(Lists!$D$6:$D$8, MATCH(T110345,Lists!$C$6:$C$8,0)))","v":"Limited Life"},{"$f":"INDEX(Lists!$C$12:$C$26, MATCH(H110345, Lists!$B$12:$B$26,0))","v":"HV"}]
[null,197333,1959,"Wood Creos Impregnated","Serviceable","Class 3",20180608,"lv",999,2023,90,"No",true,10,{"$f":"INDEX(Lists!$B$32:$B$40, MATCH(YEAR(TODAY())-C110410, Lists!$C$32:$C$40,1))","v":"61-70"},317.99157629760691,{"$f":"INDEX(Data!$E$24:$E$47, MATCH(F110410&D110410, Data!$B$24:$B$47,0))","v":1.0684339161496522E-3},{"$f":"SUMPRODUCT((Data!$B$58:$B$60=Model!$F110410)*(Data!$C$57:$K$57=Model!$O110410)*(Data!$C$58:$K$60))","v":1.9802031311051838},70.197968688948166,1,{"$f":"IF(E110410<>\"Serviceable\",E110410,INDEX(Lists!$D$6:$D$8, MATCH(T110410,Lists!$C$6:$C$8,0)))","v":"Serviceable"},{"$f":"INDEX(Lists!$C$12:$C$26, MATCH(H110410, Lists!$B$12:$B$26,0))","v":"LV"}]
[null,197554,1963,"Wood Creos Impregnated","Serviceable","Class 3",20171018,"lv/sub-transmission",1200,2020,100,"No",true,10,{"$f":"INDEX(Lists!$B$32:$B$40, MATCH(YEAR(TODAY())-C110460, Lists!$C$32:$C$40,1))","v":"61-70"},381.9718634205488,{"$f":"INDEX(Data!$E$24:$E$47, MATCH(F110460&D110460, Data!$B$24:$B$47,0))","v":1.0684339161496522E-3},{"$f":"SUMPRODUCT((Data!$B$58:$B$60=Model!$F110460)*(Data!$C$57:$K$57=Model!$O110460)*(Data!$C$58:$K$60))","v":1.9802031311051838},80.197968688948166,1,{"$f":"IF(E110460<>\"Serviceable\",E110460,INDEX(Lists!$D$6:$D$8, MATCH(T110460,Lists!$C$6:$C$8,0)))","v":"Serviceable"},{"$f":"INDEX(Lists!$C$12:$C$26, MATCH(H110460, Lists!$B$12:$B$26,0))","v":"Sub-T"}]
[null,197868,1999,"Wood Creos Impregnated","Serviceable","Class 3",19990129,"lv",999,2020,100,"No",true,10,{"$f":"INDEX(Lists!$B$32:$B$40, MATCH(YEAR(TODAY())-C110540, Lists!$C$32:$C$40,1))","v":"21-30"},317.99157629760691,{"$f":"INDEX(Data!$E$24:$E$47, MATCH(F110540&D110540, Data!$B$24:$B$47,0))","v":1.0684339161496522E-3},{"$f":"SUMPRODUCT((Data!$B$58:$B$60=Model!$F110540)*(Data!$C$57:$K$57=Model!$O110540)*(Data!$C$58:$K$60))","v":1.964589315203191},80.354106847968097,1,{"$f":"IF(E110540<>\"Serviceable\",E110540,INDEX(Lists!$D$6:$D$8, MATCH(T110540,Lists!$C$6:$C$8,0)))","v":"Serviceable"},{"$f":"INDEX(Lists!$C$12:$C$26, MATCH(H110540, Lists!$B$12:$B$26,0))","v":"LV"}]
[null,198064,1967,"Wood Creos Impregnated","Serviceable","Class 3",20171113,"lv/hv",830,2022,100,"No",true,10,{"$f":"INDEX(Lists!$B$32:$B$40, MATCH(YEAR(TODAY())-C110585, Lists!$C$32:$C$40,1))","v":"51-60"},264.19720553254626,{"$f":"INDEX(Data!$E$24:$E$47, MATCH(F110585&D110585, Data!$B$24:$B$47,0))","v":1.0684339161496522E-3},{"$f":"SUMPRODUCT((Data!$B$58:$B$60=Model!$F110585)*(Data!$C$57:$K$57=Model!$O110585)*(Data!$C$58:$K$60))","v":2.6564859251595059},73.435140748404933,1,{"$f":"IF(E110585<>\"Serviceable\",E110585,INDEX(Lists!$D$6:$D$8, MATCH(T110585,Lists!$C$6:$C$8,0)))","v":"Serviceable"},{"$f":"INDEX(Lists!$C$12:$C$26, MATCH(H110585, Lists!$B$12:$B$26,0))","v":"HV"}]
[null,198359,2008,"Wood Untreated Dressed","Serviceable","Class 1",20080522,"lv",480,2022,100,"No",true,10,{"$f":"INDEX(Lists!$B$32:$B$40, MATCH(YEAR(TODAY())-C110635, Lists!$C$32:$C$40,1))","v":"0-20"},152.78874536821954,{"$f":"INDEX(Data!$E$24:$E$47, MATCH(F110635&D110635, Data!$B$24:$B$47,0))","v":1.9964561142097742E-3},{"$f":"SUMPRODUCT((Data!$B$58:$B$60=Model!$F110635)*(Data!$C$57:$K$57=Model!$O110635)*(Data!$C$58:$K$60))","v":1.3477151645848988},86.522848354151009,1,{"$f":"IF(E110635<>\"Serviceable\",E110635,INDEX(Lists!$D$6:$D$8, MATCH(T110635,Lists!$C$6:$C$8,0)))","v":"Serviceable"},{"$f":"INDEX(Lists!$C$12:$C$26, MATCH(H110635, Lists!$B$12:$B$26,0))","v":"LV"}]
[null,198500,1958,"Wood Creos Impregnated","Serviceable","Class 3",20160803,"lv",780,2021,110,"No",true,10,{"$f":"INDEX(Lists!$B$32:$B$40, MATCH(YEAR(TODAY())-C110681, Lists!$C$32:$C$40,1))","v":"61-70"},248.28171122335672,{"$f":"INDEX(Data!$E$24:$E$47, MATCH(F110681&D110681, Data!$B$24:$B$47,0))","v":1.0684339161496522E-3},{"$f":"SUMPRODUCT((Data!$B$58:$B$60=Model!$F110681)*(Data!$C$57:$K$57=Model!$O110681)*(Data!$C$58:$K$60))","v":1.9802031311051838},90.197968688948166,1,{"$f":"IF(E110681<>\"Serviceable\",E110681,INDEX(Lists!$D$6:$D$8, MATCH(T110681,Lists!$C$6:$C$8,0)))","v":"Serviceable"},{"$f":"INDEX(Lists!$C$12:$C$26, MATCH(H110681, Lists!$B$12:$B$26,0))","v":"LV"}]
[null,198572,1998,"Wood Untreated Dressed","Serviceable","Class 1",19980506,"lv/hv",999,2023,110,"No",true,10,{"$f":"INDEX(Lists!$B$32:$B$40, MATCH(YEAR(TODAY())-C110705, Lists!$C$32:$C$40,1))","v":"21-30"},317.99157629760691,{"$f":"INDEX(Data!$E$24:$E$47, MATCH(F110705&D110705, Data!$B$24:$B$47,0))","v":1.9964561142097742E-3},{"$f":"SUMPRODUCT((Data!$B$58:$B$60=Model!$F110705)*(Data!$C$57:$K$57=Model!$O110705)*(Data!$C$58:$K$60))","v":2.1651652228345815},88.34834777165419,1,{"$f":"IF(E110705<>\"Serviceable\",E110705,INDEX(Lists!$D$6:$D$8, MATCH(T110705,Lists!$C$6:$C$8,0)))","v":"Serviceable"},{"$f":"INDEX(Lists!$C$12:$C$26, MATCH(H110705, Lists!$B$12:$B$26,0))","v":"HV"}]
[null,199426,2007,"Wood Creos Impregnated","Serviceable","Class 3",20070913,"lv",999,2021,90,"No",true,10,{"$f":"INDEX(Lists!$B$32:$B$40, MATCH(YEAR(TODAY())-C110810, Lists!$C$32:$C$40,1))","v":"0-20"},317.99157629760691,{"$f":"INDEX(Data!$E$24:$E$47, MATCH(F110810&D110810, Data!$B$24:$B$47,0))","v":1.0684339161496522E-3},{"$f":"SUMPRODUCT((Data!$B$58:$B$60=Model!$F110810)*(Data!$C$57:$K$57=Model!$O110810)*(Data!$C$58:$K$60))","v":1.7833496665670392},72.166503334329605,1,{"$f":"IF(E110810<>\"Serviceable\",E110810,INDEX(Lists!$D$6:$D$8, MATCH(T110810,Lists!$C$6:$C$8,0)))","v":"Serviceable"},{"$f":"INDEX(Lists!$C$12:$C$26, MATCH(H110810, Lists!$B$12:$B$26,0))","v":"LV"}]
[null,199646,1997,"Wood Creos Impregnated","Serviceable","Class 2",19970919,"lv",999,2020,100,"No",true,10,{"$f":"INDEX(Lists!$B$32:$B$40, MATCH(YEAR(TODAY())-C110844, Lists!$C$32:$C$40,1))","v":"21-30"},317.99157629760691,{"$f":"INDEX(Data!$E$24:$E$47, MATCH(F110844&D110844, Data!$B$24:$B$47,0))","v":1.6118836915297091E-3},{"$f":"SUMPRODUCT((Data!$B$58:$B$60=Model!$F110844)*(Data!$C$57:$K$57=Model!$O110844)*(Data!$C$58:$K$60))","v":1.9003299563977134},80.996700436022863,1,{"$f":"IF(E110844<>\"Serviceable\",E110844,INDEX(Lists!$D$6:$D$8, MATCH(T110844,Lists!$C$6:$C$8,0)))","v":"Serviceable"},{"$f":"INDEX(Lists!$C$12:$C$26, MATCH(H110844, Lists!$B$12:$B$26,0))","v":"LV"}]
[null,199924,1989,"Wood Untreated Dressed","Serviceable","Class 1",19890510,"lv/hv",999,2020,100,"No",true,10,{"$f":"INDEX(Lists!$B$32:$B$40, MATCH(YEAR(TODAY())-C110880, Lists!$C$32:$C$40,1))","v":"31-40"},317.99157629760691,{"$f":"INDEX(Data!$E$24:$E$47, MATCH(F110880&D110880, Data!$B$24:$B$47,0))","v":1.9964561142097742E-3},{"$f":"SUMPRODUCT((Data!$B$58:$B$60=Model!$F110880)*(Data!$C$57:$K$57=Model!$O110880)*(Data!$C$58:$K$60))","v":3.0038452968326621},69.961547031673376,1,{"$f":"IF(E110880<>\"Serviceable\",E110880,INDEX(Lists!$D$6:$D$8, MATCH(T110880,Lists!$C$6:$C$8,0)))","v":"Serviceable"},{"$f":"INDEX(Lists!$C$12:$C$26, MATCH(H110880, Lists!$B$12:$B$26,0))","v":"HV"}]
[null,200346,1974,"Wood Creos Impregnated","Serviceable","Class 3",20220411,"lv",870,2021,90,"No",true,10,{"$f":"INDEX(Lists!$B$32:$B$40, MATCH(YEAR(TODAY())-C110930, Lists!$C$32:$C$40,1))","v":"51-60"},276.92960097989788,{"$f":"INDEX(Data!$E$24:$E$47, MATCH(F110930&D110930, Data!$B$24:$B$47,0))","v":1.0684339161496522E-3},{"$f":"SUMPRODUCT((Data!$B$58:$B$60=Model!$F110930)*(Data!$C$57:$K$57=Model!$O110930)*(Data!$C$58:$K$60))","v":2.6564859251595059},63.43514074840494,2,{"$f":"IF(E110930<>\"Serviceable\",E110930,INDEX(Lists!$D$6:$D$8, MATCH(T110930,Lists!$C$6:$C$8,0)))","v":"Limited Life"},{"$f":"INDEX(Lists!$C$12:$C$26, MATCH(H110930, Lists!$B$12:$B$26,0))","v":"LV"}]
[null,200737,1968,"Wood Creos Impregnated","Serviceable","Class 3",20220324,"lv",850,2021,100,"No",{"$f":"IF(G110985=0,FALSE,TRUE)","v":true},10,{"$f":"INDEX(Lists!$B$32:$B$40, MATCH(YEAR(TODAY())-C110985, Lists!$C$32:$C$40,1))","v":"51-60"},{"$f":"I110985/PI()","v":270.5634032562221},{"$f":"INDEX(Data!$E$24:$E$47, MATCH(F110985&D110985, Data!$B$24:$B$47,0))","v":1.0684339161496522E-3},{"$f":"SUMPRODUCT((Data!$B$58:$B$60=Model!$F110985)*(Data!$C$57:$K$57=Model!$O110985)*(Data!$C$58:$K$60))","v":2.6564859251595059},73.435140748404933,1,{"$f":"IF(E110985<>\"Serviceable\",E110985,INDEX(Lists!$D$6:$D$8, MATCH(T110985,Lists!$C$6:$C$8,0)))","v":"Serviceable"},{"$f":"INDEX(Lists!$C$12:$C$26, MATCH(H110985, Lists!$B$12:$B$26,0))","v":"LV"}]
[null,201245,1964,"Wood Creos Impregnated","Serviceable","Class 3",20180109,"lv",860,2022,100,"No",true,10,{"$f":"INDEX(Lists!$B$32:$B$40, MATCH(YEAR(TODAY())-C111055, Lists!$C$32:$C$40,1))","v":"61-70"},273.74650211805999,{"$f":"INDEX(Data!$E$24:$E$47, MATCH(F111055&D111055, Data!$B$24:$B$47,0))","v":1.0684339161496522E-3},{"$f":"SUMPRODUCT((Data!$B$58:$B$60=Model!$F111055)*(Data!$C$57:$K$57=Model!$O111055)*(Data!$C$58:$K$60))","v":1.9802031311051838},80.197968688948166,1,{"$f":"IF(E111055<>\"Serviceable\",E111055,INDEX(Lists!$D$6:$D$8, MATCH(T111055,Lists!$C$6:$C$8,0)))","v":"Serviceable"},{"$f":"INDEX(Lists!$C$12:$C$26, MATCH(H111055, Lists!$B$12:$B$26,0))","v":"LV"}]
[null,201692,1962,"Wood Creos Impregnated","Serviceable","Class 3",20000823,"lv/hv",999,2023,100,"No",true,10,{"$f":"INDEX(Lists!$B$32:$B$40, MATCH(YEAR(TODAY())-C111131, Lists!$C$32:$C$40,1))","v":"61-70"},317.99157629760691,{"$f":"INDEX(Data!$E$24:$E$47, MATCH(F111131&D111131, Data!$B$24:$B$47,0))","v":1.0684339161496522E-3},{"$f":"SUMPRODUCT((Data!$B$58:$B$60=Model!$F111131)*(Data!$C$57:$K$57=Model!$O111131)*(Data!$C$58:$K$60))","v":1.9802031311051838},80.197968688948166,1,{"$f":"IF(E111131<>\"Serviceable\",E111131,INDEX(Lists!$D$6:$D$8, MATCH(T111131,Lists!$C$6:$C$8,0)))","v":"Serviceable"},{"$f":"INDEX(Lists!$C$12:$C$26, MATCH(H111131, Lists!$B$12:$B$26,0))","v":"HV"}]
[null,202014,1991,"Wood Untreated Round","Serviceable","Class 2",19911216,"lv",999,2023,90,"No",true,10,{"$f":"INDEX(Lists!$B$32:$B$40, MATCH(YEAR(TODAY())-C111180, Lists!$C$32:$C$40,1))","v":"31-40"},317.99157629760691,{"$f":"INDEX(Data!$E$24:$E$47, MATCH(F111180&D111180, Data!$B$24:$B$47,0))","v":2.1997700016428453E-3},{"$f":"SUMPRODUCT((Data!$B$58:$B$60=Model!$F111180)*(Data!$C$57:$K$57=Model!$O111180)*(Data!$C$58:$K$60))","v":2.6204462517795317},63.795537482204679,2,{"$f":"IF(E111180<>\"Serviceable\",E111180,INDEX(Lists!$D$6:$D$8, MATCH(T111180,Lists!$C$6:$C$8,0)))","v":"Limited Life"},{"$f":"INDEX(Lists!$C$12:$C$26, MATCH(H111180, Lists!$B$12:$B$26,0))","v":"LV"}]
[null,202695,1998,"Wood Creos Impregnated","Serviceable","Class 3",19980318,"lv/hv/sub-transmission",999,2020,80,"No",true,10,{"$f":"INDEX(Lists!$B$32:$B$40, MATCH(YEAR(TODAY())-C111230, Lists!$C$32:$C$40,1))","v":"21-30"},317.99157629760691,{"$f":"INDEX(Data!$E$24:$E$47, MATCH(F111230&D111230, Data!$B$24:$B$47,0))","v":1.0684339161496522E-3},{"$f":"SUMPRODUCT((Data!$B$58:$B$60=Model!$F111230)*(Data!$C$57:$K$57=Model!$O111230)*(Data!$C$58:$K$60))","v":1.964589315203191},60.35410684796809,2,{"$f":"IF(E111230<>\"Serviceable\",E111230,INDEX(Lists!$D$6:$D$8, MATCH(T111230,Lists!$C$6:$C$8,0)))","v":"Limited Life"},{"$f":"INDEX(Lists!$C$12:$C$26, MATCH(H111230, Lists!$B$12:$B$26,0))","v":"Sub-T"}]
[null,208720,1993,"Wood Creos Impregnated","Serviceable","Class 3",19990224,"lv/future hv",999,2023,90,"No",true,10,{"$f":"INDEX(Lists!$B$32:$B$40, MATCH(YEAR(TODAY())-C111306, Lists!$C$32:$C$40,1))","v":"31-40"},317.99157629760691,{"$f":"INDEX(Data!$E$24:$E$47, MATCH(F111306&D111306, Data!$B$24:$B$47,0))","v":1.0684339161496522E-3},{"$f":"SUMPRODUCT((Data!$B$58:$B$60=Model!$F111306)*(Data!$C$57:$K$57=Model!$O111306)*(Data!$C$58:$K$60))","v":3.6307860245411354},53.692139754588645,2,{"$f":"IF(E111306<>\"Serviceable\",E111306,INDEX(Lists!$D$6:$D$8, MATCH(T111306,Lists!$C$6:$C$8,0)))","v":"Limited Life"},{"$f":"INDEX(Lists!$C$12:$C$26, MATCH(H111306, Lists!$B$12:$B$26,0))","v":"LV"}]
[null,209165,1972,"Wood Creos Impregnated","Serviceable","Class 3",20201216,"lv",700,2020,100,"No",true,10,{"$f":"INDEX(Lists!$B$32:$B$40, MATCH(YEAR(TODAY())-C111356, Lists!$C$32:$C$40,1))","v":"51-60"},222.81692032865348,{"$f":"INDEX(Data!$E$24:$E$47, MATCH(F111356&D111356, Data!$B$24:$B$47,0))","v":1.0684339161496522E-3},{"$f":"SUMPRODUCT((Data!$B$58:$B$60=Model!$F111356)*(Data!$C$57:$K$57=Model!$O111356)*(Data!$C$58:$K$60))","v":2.6564859251595059},73.435140748404933,1,{"$f":"IF(E111356<>\"Serviceable\",E111356,INDEX(Lists!$D$6:$D$8, MATCH(T111356,Lists!$C$6:$C$8,0)))","v":"Serviceable"},{"$f":"INDEX(Lists!$C$12:$C$26, MATCH(H111356, Lists!$B$12:$B$26,0))","v":"LV"}]
[null,209227,1935,"Wood Untreated Dressed","Serviceable","Class 1",20150911,"lv",999,2020,100,"No",true,10,{"$f":"INDEX(Lists!$B$32:$B$40, MATCH(YEAR(TODAY())-C111362, Lists!$C$32:$C$40,1))","v":"81-90"},317.99157629760691,{"$f":"INDEX(Data!$E$24:$E$47, MATCH(F111362&D111362, Data!$B$24:$B$47,0))","v":1.9964561142097742E-3},{"$f":"SUMPRODUCT((Data!$B$58:$B$60=Model!$F111362)*(Data!$C$57:$K$57=Model!$O111362)*(Data!$C$58:$K$60))","v":2.8392735823590045},71.607264176409956,1,{"$f":"IF(E111362<>\"Serviceable\",E111362,INDEX(Lists!$D$6:$D$8, MATCH(T111362,Lists!$C$6:$C$8,0)))","v":"Serviceable"},{"$f":"INDEX(Lists!$C$12:$C$26, MATCH(H111362, Lists!$B$12:$B$26,0))","v":"LV"}]
[null,209229,1979,"Wood Untreated Dressed","Serviceable","Class 1",20150805,"lv",999,2020,100,"No",true,10,{"$f":"INDEX(Lists!$B$32:$B$40, MATCH(YEAR(TODAY())-C111363, Lists!$C$32:$C$40,1))","v":"41-50"},317.99157629760691,{"$f":"INDEX(Data!$E$24:$E$47, MATCH(F111363&D111363, Data!$B$24:$B$47,0))","v":1.9964561142097742E-3},{"$f":"SUMPRODUCT((Data!$B$58:$B$60=Model!$F111363)*(Data!$C$57:$K$57=Model!$O111363)*(Data!$C$58:$K$60))","v":1.7977578417715214},82.022421582284778,1,{"$f":"IF(E111363<>\"Serviceable\",E111363,INDEX(Lists!$D$6:$D$8, MATCH(T111363,Lists!$C$6:$C$8,0)))","v":"Serviceable"},{"$f":"INDEX(Lists!$C$12:$C$26, MATCH(H111363, Lists!$B$12:$B$26,0))","v":"LV"}]
[null,209231,1963,"Wood Creos Impregnated","Serviceable","Class 3",20010521,"lv",999,2020,90,"No",true,10,{"$f":"INDEX(Lists!$B$32:$B$40, MATCH(YEAR(TODAY())-C111364, Lists!$C$32:$C$40,1))","v":"61-70"},317.99157629760691,{"$f":"INDEX(Data!$E$24:$E$47, MATCH(F111364&D111364, Data!$B$24:$B$47,0))","v":1.0684339161496522E-3},{"$f":"SUMPRODUCT((Data!$B$58:$B$60=Model!$F111364)*(Data!$C$57:$K$57=Model!$O111364)*(Data!$C$58:$K$60))","v":1.9802031311051838},70.197968688948166,1,{"$f":"IF(E111364<>\"Serviceable\",E111364,INDEX(Lists!$D$6:$D$8, MATCH(T111364,Lists!$C$6:$C$8,0)))","v":"Serviceable"},{"$f":"INDEX(Lists!$C$12:$C$26, MATCH(H111364, Lists!$B$12:$B$26,0))","v":"LV"}]
[null,209234,1970,"Wood Creos Impregnated","Serviceable","Class 3",20150911,"lv",999,2020,100,"No",true,10,{"$f":"INDEX(Lists!$B$32:$B$40, MATCH(YEAR(TODAY())-C111365, Lists!$C$32:$C$40,1))","v":"51-60"},317.99157629760691,{"$f":"INDEX(Data!$E$24:$E$47, MATCH(F111365&D111365, Data!$B$24:$B$47,0))","v":1.0684339161496522E-3},{"$f":"SUMPRODUCT((Data!$B$58:$B$60=Model!$F111365)*(Data!$C$57:$K$57=Model!$O111365)*(Data!$C$58:$K$60))","v":2.6564859251595059},73.435140748404933,1,{"$f":"IF(E111365<>\"Serviceable\",E111365,INDEX(Lists!$D$6:$D$8, MATCH(T111365,Lists!$C$6:$C$8,0)))","v":"Serviceable"},{"$f":"INDEX(Lists!$C$12:$C$26, MATCH(H111365, Lists!$B$12:$B$26,0))","v":"LV"}]
[null,209236,2009,"Wood Creos Impregnated","Serviceable","Class 3",20090522,"lv",999,2020,90,"No",true,10,{"$f":"INDEX(Lists!$B$32:$B$40, MATCH(YEAR(TODAY())-C111366, Lists!$C$32:$C$40,1))","v":"0-20"},317.99157629760691,{"$f":"INDEX(Data!$E$24:$E$47, MATCH(F111366&D111366, Data!$B$24:$B$47,0))","v":1.0684339161496522E-3},{"$f":"SUMPRODUCT((Data!$B$58:$B$60=Model!$F111366)*(Data!$C$57:$K$57=Model!$O111366)*(Data!$C$58:$K$60))","v":1.7833496665670392},72.166503334329605,1,{"$f":"IF(E111366<>\"Serviceable\",E111366,INDEX(Lists!$D$6:$D$8, MATCH(T111366,Lists!$C$6:$C$8,0)))","v":"Serviceable"},{"$f":"INDEX(Lists!$C$12:$C$26, MATCH(H111366, Lists!$B$12:$B$26,0))","v":"LV"}]
[null,209245,1965,"Wood Creos Impregnated","Serviceable","Class 3",20210412,"lv/hv",890,2021,100,"No",true,10,{"$f":"INDEX(Lists!$B$32:$B$40, MATCH(YEAR(TODAY())-C111367, Lists!$C$32:$C$40,1))","v":"51-60"},283.29579870357372,{"$f":"INDEX(Data!$E$24:$E$47, MATCH(F111367&D111367, Data!$B$24:$B$47,0))","v":1.0684339161496522E-3},{"$f":"SUMPRODUCT((Data!$B$58:$B$60=Model!$F111367)*(Data!$C$57:$K$57=Model!$O111367)*(Data!$C$58:$K$60))","v":2.6564859251595059},73.435140748404933,1,{"$f":"IF(E111367<>\"Serviceable\",E111367,INDEX(Lists!$D$6:$D$8, MATCH(T111367,Lists!$C$6:$C$8,0)))","v":"Serviceable"},{"$f":"INDEX(Lists!$C$12:$C$26, MATCH(H111367, Lists!$B$12:$B$26,0))","v":"HV"}]
[null,209264,1975,"Wood Creos Impregnated","Serviceable","Class 3",20000310,"lv/hv",999,2019,100,"No",true,{"$f":"IF(L111368=\"No\",ROUND((End_year-J111368)/5,0)*5,ROUND((End_year-J111368)/3,0)*3)","v":10},{"$f":"INDEX(Lists!$B$32:$B$40, MATCH(YEAR(TODAY())-C111368, Lists!$C$32:$C$40,1))","v":"41-50"},317.99157629760691,{"$f":"INDEX(Data!$E$24:$E$47, MATCH(F111368&D111368, Data!$B$24:$B$47,0))","v":1.0684339161496522E-3},{"$f":"SUMPRODUCT((Data!$B$58:$B$60=Model!$F111368)*(Data!$C$57:$K$57=Model!$O111368)*(Data!$C$58:$K$60))","v":3.2595928155551883},{"$f":"IF(IF(K111368>=700,999,(K111368-R111368*N111368))<0,0,IF(K111368>=700,999,(K111368-R111368*N111368)))","v":67.404071844448112},{"$f":"IF(S111368<30,3,IF(AND(F111368=\"Class 1\",S111368<50),2,IF(AND(F111368=\"Class 1\",S111368>=50),1,IF(S111368<70,2,1))))","v":2},{"$f":"IF(E111368<>\"Serviceable\",E111368,INDEX(Lists!$D$6:$D$8, MATCH(T111368,Lists!$C$6:$C$8,0)))","v":"Limited Life"},{"$f":"INDEX(Lists!$C$12:$C$26, MATCH(H111368, Lists!$B$12:$B$26,0))","v":"HV"}]
[null,209271,1983,"Wood Untreated Dressed","Serviceable","Class 1",20220324,"lv/hv",880,2021,100,"No",{"$f":"IF(G111369=0,FALSE,TRUE)","v":true},10,{"$f":"INDEX(Lists!$B$32:$B$40, MATCH(YEAR(TODAY())-C111369, Lists!$C$32:$C$40,1))","v":"41-50"},{"$f":"I111369/PI()","v":280.11269984173578},{"$f":"INDEX(Data!$E$24:$E$47, MATCH(F111369&D111369, Data!$B$24:$B$47,0))","v":1.9964561142097742E-3},{"$f":"SUMPRODUCT((Data!$B$58:$B$60=Model!$F111369)*(Data!$C$57:$K$57=Model!$O111369)*(Data!$C$58:$K$60))","v":1.7977578417715214},82.022421582284778,1,{"$f":"IF(E111369<>\"Serviceable\",E111369,INDEX(Lists!$D$6:$D$8, MATCH(T111369,Lists!$C$6:$C$8,0)))","v":"Serviceable"},{"$f":"INDEX(Lists!$C$12:$C$26, MATCH(H111369, Lists!$B$12:$B$26,0))","v":"HV"}]
[null,209274,2007,"Wood Untreated Dressed","Serviceable","Class 1",20070214,"lv/hv",999,2020,100,"No",true,10,{"$f":"INDEX(Lists!$B$32:$B$40, MATCH(YEAR(TODAY())-C111370, Lists!$C$32:$C$40,1))","v":"0-20"},317.99157629760691,{"$f":"INDEX(Data!$E$24:$E$47, MATCH(F111370&D111370, Data!$B$24:$B$47,0))","v":1.9964561142097742E-3},{"$f":"SUMPRODUCT((Data!$B$58:$B$60=Model!$F111370)*(Data!$C$57:$K$57=Model!$O111370)*(Data!$C$58:$K$60))","v":1.3477151645848988},86.522848354151009,1,{"$f":"IF(E111370<>\"Serviceable\",E111370,INDEX(Lists!$D$6:$D$8, MATCH(T111370,Lists!$C$6:$C$8,0)))","v":"Serviceable"},{"$f":"INDEX(Lists!$C$12:$C$26, MATCH(H111370, Lists!$B$12:$B$26,0))","v":"HV"}]
[null,209276,1964,"Wood Creos Impregnated","Serviceable","Class 3",20201118,"lv",1000,2020,90,"No",true,10,{"$f":"INDEX(Lists!$B$32:$B$40, MATCH(YEAR(TODAY())-C111371, Lists!$C$32:$C$40,1))","v":"61-70"},318.3098861837907,{"$f":"INDEX(Data!$E$24:$E$47, MATCH(F111371&D111371, Data!$B$24:$B$47,0))","v":1.0684339161496522E-3},{"$f":"SUMPRODUCT((Data!$B$58:$B$60=Model!$F111371)*(Data!$C$57:$K$57=Model!$O111371)*(Data!$C$58:$K$60))","v":1.9802031311051838},70.197968688948166,1,{"$f":"IF(E111371<>\"Serviceable\",E111371,INDEX(Lists!$D$6:$D$8, MATCH(T111371,Lists!$C$6:$C$8,0)))","v":"Serviceable"},{"$f":"INDEX(Lists!$C$12:$C$26, MATCH(H111371, Lists!$B$12:$B$26,0))","v":"LV"}]
[null,209279,2010,"Wood Creos Impregnated","Serviceable","Class 3",20100324,"lv/hv",999,2020,100,"No",true,10,{"$f":"INDEX(Lists!$B$32:$B$40, MATCH(YEAR(TODAY())-C111372, Lists!$C$32:$C$40,1))","v":"0-20"},317.99157629760691,{"$f":"INDEX(Data!$E$24:$E$47, MATCH(F111372&D111372, Data!$B$24:$B$47,0))","v":1.0684339161496522E-3},{"$f":"SUMPRODUCT((Data!$B$58:$B$60=Model!$F111372)*(Data!$C$57:$K$57=Model!$O111372)*(Data!$C$58:$K$60))","v":1.7833496665670392},82.166503334329605,1,{"$f":"IF(E111372<>\"Serviceable\",E111372,INDEX(Lists!$D$6:$D$8, MATCH(T111372,Lists!$C$6:$C$8,0)))","v":"Serviceable"},{"$f":"INDEX(Lists!$C$12:$C$26, MATCH(H111372, Lists!$B$12:$B$26,0))","v":"HV"}]
[null,209280,1993,"Wood Creos Impregnated","Serviceable","Class 3",19971030,"lv/hv",999,2021,100,"No",true,10,{"$f":"INDEX(Lists!$B$32:$B$40, MATCH(YEAR(TODAY())-C111373, Lists!$C$32:$C$40,1))","v":"31-40"},317.99157629760691,{"$f":"INDEX(Data!$E$24:$E$47, MATCH(F111373&D111373, Data!$B$24:$B$47,0))","v":1.0684339161496522E-3},{"$f":"SUMPRODUCT((Data!$B$58:$B$60=Model!$F111373)*(Data!$C$57:$K$57=Model!$O111373)*(Data!$C$58:$K$60))","v":3.6307860245411354},63.692139754588645,2,{"$f":"IF(E111373<>\"Serviceable\",E111373,INDEX(Lists!$D$6:$D$8, MATCH(T111373,Lists!$C$6:$C$8,0)))","v":"Limited Life"},{"$f":"INDEX(Lists!$C$12:$C$26, MATCH(H111373, Lists!$B$12:$B$26,0))","v":"HV"}]
[null,209281,1997,"Wood Untreated Dressed","Serviceable","Class 1",19970510,"lv",999,2021,100,"No",true,10,{"$f":"INDEX(Lists!$B$32:$B$40, MATCH(YEAR(TODAY())-C111374, Lists!$C$32:$C$40,1))","v":"21-30"},317.99157629760691,{"$f":"INDEX(Data!$E$24:$E$47, MATCH(F111374&D111374, Data!$B$24:$B$47,0))","v":1.9964561142097742E-3},{"$f":"SUMPRODUCT((Data!$B$58:$B$60=Model!$F111374)*(Data!$C$57:$K$57=Model!$O111374)*(Data!$C$58:$K$60))","v":2.1651652228345815},78.34834777165419,1,{"$f":"IF(E111374<>\"Serviceable\",E111374,INDEX(Lists!$D$6:$D$8, MATCH(T111374,Lists!$C$6:$C$8,0)))","v":"Serviceable"},{"$f":"INDEX(Lists!$C$12:$C$26, MATCH(H111374, Lists!$B$12:$B$26,0))","v":"LV"}]
[null,209390,1973,"Wood Creos Impregnated","Serviceable","Class 3",19990823,"lv",999,2023,70,"No",true,10,{"$f":"INDEX(Lists!$B$32:$B$40, MATCH(YEAR(TODAY())-C111375, Lists!$C$32:$C$40,1))","v":"51-60"},317.99157629760691,{"$f":"INDEX(Data!$E$24:$E$47, MATCH(F111375&D111375, Data!$B$24:$B$47,0))","v":1.0684339161496522E-3},{"$f":"SUMPRODUCT((Data!$B$58:$B$60=Model!$F111375)*(Data!$C$57:$K$57=Model!$O111375)*(Data!$C$58:$K$60))","v":2.6564859251595059},43.43514074840494,2,{"$f":"IF(E111375<>\"Serviceable\",E111375,INDEX(Lists!$D$6:$D$8, MATCH(T111375,Lists!$C$6:$C$8,0)))","v":"Limited Life"},{"$f":"INDEX(Lists!$C$12:$C$26, MATCH(H111375, Lists!$B$12:$B$26,0))","v":"LV"}]
[null,209392,1974,"Wood Creos Impregnated","Serviceable","Class 3",19990901,"lv/hv",999,2023,100,"No",true,10,{"$f":"INDEX(Lists!$B$32:$B$40, MATCH(YEAR(TODAY())-C111376, Lists!$C$32:$C$40,1))","v":"51-60"},317.99157629760691,{"$f":"INDEX(Data!$E$24:$E$47, MATCH(F111376&D111376, Data!$B$24:$B$47,0))","v":1.0684339161496522E-3},{"$f":"SUMPRODUCT((Data!$B$58:$B$60=Model!$F111376)*(Data!$C$57:$K$57=Model!$O111376)*(Data!$C$58:$K$60))","v":2.6564859251595059},73.435140748404933,1,{"$f":"IF(E111376<>\"Serviceable\",E111376,INDEX(Lists!$D$6:$D$8, MATCH(T111376,Lists!$C$6:$C$8,0)))","v":"Serviceable"},{"$f":"INDEX(Lists!$C$12:$C$26, MATCH(H111376, Lists!$B$12:$B$26,0))","v":"HV"}]
[null,209404,1976,"Wood Creos Impregnated","Serviceable","Class 3",19990830,"lv",1030,2019,100,"No",true,10,{"$f":"INDEX(Lists!$B$32:$B$40, MATCH(YEAR(TODAY())-C111377, Lists!$C$32:$C$40,1))","v":"41-50"},327.85918276930443,{"$f":"INDEX(Data!$E$24:$E$47, MATCH(F111377&D111377, Data!$B$24:$B$47,0))","v":1.0684339161496522E-3},{"$f":"SUMPRODUCT((Data!$B$58:$B$60=Model!$F111377)*(Data!$C$57:$K$57=Model!$O111377)*(Data!$C$58:$K$60))","v":3.2595928155551883},67.404071844448112,2,{"$f":"IF(E111377<>\"Serviceable\",E111377,INDEX(Lists!$D$6:$D$8, MATCH(T111377,Lists!$C$6:$C$8,0)))","v":"Limited Life"},{"$f":"INDEX(Lists!$C$12:$C$26, MATCH(H111377, Lists!$B$12:$B$26,0))","v":"LV"}]
[null,209407,2007,"Wood Creos Impregnated","Serviceable","Class 3",20070910,"lv/future hv",999,2022,90,"No",true,10,{"$f":"INDEX(Lists!$B$32:$B$40, MATCH(YEAR(TODAY())-C111378, Lists!$C$32:$C$40,1))","v":"0-20"},317.99157629760691,{"$f":"INDEX(Data!$E$24:$E$47, MATCH(F111378&D111378, Data!$B$24:$B$47,0))","v":1.0684339161496522E-3},{"$f":"SUMPRODUCT((Data!$B$58:$B$60=Model!$F111378)*(Data!$C$57:$K$57=Model!$O111378)*(Data!$C$58:$K$60))","v":1.7833496665670392},72.166503334329605,1,{"$f":"IF(E111378<>\"Serviceable\",E111378,INDEX(Lists!$D$6:$D$8, MATCH(T111378,Lists!$C$6:$C$8,0)))","v":"Serviceable"},{"$f":"INDEX(Lists!$C$12:$C$26, MATCH(H111378, Lists!$B$12:$B$26,0))","v":"LV"}]
[null,209411,1957,"Wood Creos Impregnated","Serviceable","Class 3",20150320,"lv/hv",999,2019,100,"No",true,10,{"$f":"INDEX(Lists!$B$32:$B$40, MATCH(YEAR(TODAY())-C111379, Lists!$C$32:$C$40,1))","v":"61-70"},317.99157629760691,{"$f":"INDEX(Data!$E$24:$E$47, MATCH(F111379&D111379, Data!$B$24:$B$47,0))","v":1.0684339161496522E-3},{"$f":"SUMPRODUCT((Data!$B$58:$B$60=Model!$F111379)*(Data!$C$57:$K$57=Model!$O111379)*(Data!$C$58:$K$60))","v":1.9802031311051838},80.197968688948166,1,{"$f":"IF(E111379<>\"Serviceable\",E111379,INDEX(Lists!$D$6:$D$8, MATCH(T111379,Lists!$C$6:$C$8,0)))","v":"Serviceable"},{"$f":"INDEX(Lists!$C$12:$C$26, MATCH(H111379, Lists!$B$12:$B$26,0))","v":"HV"}]
[null,209417,1970,"Wood Creos Impregnated","Serviceable","Class 3",20170614,"lv",999,2022,100,"No",true,10,{"$f":"INDEX(Lists!$B$32:$B$40, MATCH(YEAR(TODAY())-C111380, Lists!$C$32:$C$40,1))","v":"51-60"},317.99157629760691,{"$f":"INDEX(Data!$E$24:$E$47, MATCH(F111380&D111380, Data!$B$24:$B$47,0))","v":1.0684339161496522E-3},{"$f":"SUMPRODUCT((Data!$B$58:$B$60=Model!$F111380)*(Data!$C$57:$K$57=Model!$O111380)*(Data!$C$58:$K$60))","v":2.6564859251595059},73.435140748404933,1,{"$f":"IF(E111380<>\"Serviceable\",E111380,INDEX(Lists!$D$6:$D$8, MATCH(T111380,Lists!$C$6:$C$8,0)))","v":"Serviceable"},{"$f":"INDEX(Lists!$C$12:$C$26, MATCH(H111380, Lists!$B$12:$B$26,0))","v":"LV"}]
[null,209418,1973,"Wood Creos Impregnated","Serviceable","Class 3",19971106,"lv",999,2022,100,"No",true,10,{"$f":"INDEX(Lists!$B$32:$B$40, MATCH(YEAR(TODAY())-C111381, Lists!$C$32:$C$40,1))","v":"51-60"},317.99157629760691,{"$f":"INDEX(Data!$E$24:$E$47, MATCH(F111381&D111381, Data!$B$24:$B$47,0))","v":1.0684339161496522E-3},{"$f":"SUMPRODUCT((Data!$B$58:$B$60=Model!$F111381)*(Data!$C$57:$K$57=Model!$O111381)*(Data!$C$58:$K$60))","v":2.6564859251595059},73.435140748404933,1,{"$f":"IF(E111381<>\"Serviceable\",E111381,INDEX(Lists!$D$6:$D$8, MATCH(T111381,Lists!$C$6:$C$8,0)))","v":"Serviceable"},{"$f":"INDEX(Lists!$C$12:$C$26, MATCH(H111381, Lists!$B$12:$B$26,0))","v":"LV"}]
[null,209421,1977,"Wood Creos Impregnated","Serviceable","Class 3",20210222,"lv/hv",817,2021,100,"No",true,10,{"$f":"INDEX(Lists!$B$32:$B$40, MATCH(YEAR(TODAY())-C111382, Lists!$C$32:$C$40,1))","v":"41-50"},260.05917701215697,{"$f":"INDEX(Data!$E$24:$E$47, MATCH(F111382&D111382, Data!$B$24:$B$47,0))","v":1.0684339161496522E-3},{"$f":"SUMPRODUCT((Data!$B$58:$B$60=Model!$F111382)*(Data!$C$57:$K$57=Model!$O111382)*(Data!$C$58:$K$60))","v":3.2595928155551883},67.404071844448112,2,{"$f":"IF(E111382<>\"Serviceable\",E111382,INDEX(Lists!$D$6:$D$8, MATCH(T111382,Lists!$C$6:$C$8,0)))","v":"Limited Life"},{"$f":"INDEX(Lists!$C$12:$C$26, MATCH(H111382, Lists!$B$12:$B$26,0))","v":"HV"}]
[null,209428,1976,"Wood Untreated Dressed","Serviceable","Class 1",20190528,"lv/hv/sub-transmission",930,2019,100,"No",true,10,{"$f":"INDEX(Lists!$B$32:$B$40, MATCH(YEAR(TODAY())-C111383, Lists!$C$32:$C$40,1))","v":"41-50"},296.02819415092534,{"$f":"INDEX(Data!$E$24:$E$47, MATCH(F111383&D111383, Data!$B$24:$B$47,0))","v":1.9964561142097742E-3},{"$f":"SUMPRODUCT((Data!$B$58:$B$60=Model!$F111383)*(Data!$C$57:$K$57=Model!$O111383)*(Data!$C$58:$K$60))","v":1.7977578417715214},82.022421582284778,1,{"$f":"IF(E111383<>\"Serviceable\",E111383,INDEX(Lists!$D$6:$D$8, MATCH(T111383,Lists!$C$6:$C$8,0)))","v":"Serviceable"},{"$f":"INDEX(Lists!$C$12:$C$26, MATCH(H111383, Lists!$B$12:$B$26,0))","v":"Sub-T"}]
[null,209495,1970,"Wood Creos Impregnated","Serviceable","Class 4",20220413,"lv/future hv",974,2022,100,"No",true,10,{"$f":"INDEX(Lists!$B$32:$B$40, MATCH(YEAR(TODAY())-C111384, Lists!$C$32:$C$40,1))","v":"51-60"},310.0338291430121,{"$f":"INDEX(Data!$E$24:$E$47, MATCH(F111384&D111384, Data!$B$24:$B$47,0))","v":{"$error":"#N/A"}},{"$f":"SUMPRODUCT((Data!$B$58:$B$60=Model!$F111384)*(Data!$C$57:$K$57=Model!$O111384)*(Data!$C$58:$K$60))","v":0},100,1,{"$f":"IF(E111384<>\"Serviceable\",E111384,INDEX(Lists!$D$6:$D$8, MATCH(T111384,Lists!$C$6:$C$8,0)))","v":"Serviceable"},{"$f":"INDEX(Lists!$C$12:$C$26, MATCH(H111384, Lists!$B$12:$B$26,0))","v":"LV"}]
[null,209497,1971,"Wood Creos Impregnated","Serviceable","Class 3",20220413,"lv/future hv",942,2022,120,"No",true,10,{"$f":"INDEX(Lists!$B$32:$B$40, MATCH(YEAR(TODAY())-C111385, Lists!$C$32:$C$40,1))","v":"51-60"},299.8479127851308,{"$f":"INDEX(Data!$E$24:$E$47, MATCH(F111385&D111385, Data!$B$24:$B$47,0))","v":1.0684339161496522E-3},{"$f":"SUMPRODUCT((Data!$B$58:$B$60=Model!$F111385)*(Data!$C$57:$K$57=Model!$O111385)*(Data!$C$58:$K$60))","v":2.6564859251595059},93.435140748404933,1,{"$f":"IF(E111385<>\"Serviceable\",E111385,INDEX(Lists!$D$6:$D$8, MATCH(T111385,Lists!$C$6:$C$8,0)))","v":"Serviceable"},{"$f":"INDEX(Lists!$C$12:$C$26, MATCH(H111385, Lists!$B$12:$B$26,0))","v":"LV"}]
[null,209523,1996,"Wood Creos Impregnated","Limited Life","Class 3",19961010,"lv",999,2023,40,"No",true,10,{"$f":"INDEX(Lists!$B$32:$B$40, MATCH(YEAR(TODAY())-C111386, Lists!$C$32:$C$40,1))","v":"21-30"},317.99157629760691,{"$f":"INDEX(Data!$E$24:$E$47, MATCH(F111386&D111386, Data!$B$24:$B$47,0))","v":1.0684339161496522E-3},{"$f":"SUMPRODUCT((Data!$B$58:$B$60=Model!$F111386)*(Data!$C$57:$K$57=Model!$O111386)*(Data!$C$58:$K$60))","v":1.964589315203191},20.35410684796809,3,{"$f":"IF(E111386<>\"Serviceable\",E111386,INDEX(Lists!$D$6:$D$8, MATCH(T111386,Lists!$C$6:$C$8,0)))","v":"Limited Life"},{"$f":"INDEX(Lists!$C$12:$C$26, MATCH(H111386, Lists!$B$12:$B$26,0))","v":"LV"}]
[null,209526,1978,"Wood Creos Impregnated","Serviceable","Class 3",20180820,"lv",750,2018,100,"No",true,15,{"$f":"INDEX(Lists!$B$32:$B$40, MATCH(YEAR(TODAY())-C111387, Lists!$C$32:$C$40,1))","v":"41-50"},238.73241463784302,{"$f":"INDEX(Data!$E$24:$E$47, MATCH(F111387&D111387, Data!$B$24:$B$47,0))","v":1.0684339161496522E-3},{"$f":"SUMPRODUCT((Data!$B$58:$B$60=Model!$F111387)*(Data!$C$57:$K$57=Model!$O111387)*(Data!$C$58:$K$60))","v":3.2595928155551883},51.106107766672174,2,{"$f":"IF(E111387<>\"Serviceable\",E111387,INDEX(Lists!$D$6:$D$8, MATCH(T111387,Lists!$C$6:$C$8,0)))","v":"Limited Life"},{"$f":"INDEX(Lists!$C$12:$C$26, MATCH(H111387, Lists!$B$12:$B$26,0))","v":"LV"}]
[null,209527,1974,"Wood Creos Impregnated","Serviceable","Class 3",20200215,"lv",800,2021,80,"No",true,10,{"$f":"INDEX(Lists!$B$32:$B$40, MATCH(YEAR(TODAY())-C111388, Lists!$C$32:$C$40,1))","v":"51-60"},254.64790894703253,{"$f":"INDEX(Data!$E$24:$E$47, MATCH(F111388&D111388, Data!$B$24:$B$47,0))","v":1.0684339161496522E-3},{"$f":"SUMPRODUCT((Data!$B$58:$B$60=Model!$F111388)*(Data!$C$57:$K$57=Model!$O111388)*(Data!$C$58:$K$60))","v":2.6564859251595059},53.43514074840494,2,{"$f":"IF(E111388<>\"Serviceable\",E111388,INDEX(Lists!$D$6:$D$8, MATCH(T111388,Lists!$C$6:$C$8,0)))","v":"Limited Life"},{"$f":"INDEX(Lists!$C$12:$C$26, MATCH(H111388, Lists!$B$12:$B$26,0))","v":"LV"}]
[null,209551,1959,"Wood Creos Impregnated","Serviceable","Class 3",20171122,"lv",999,2022,100,"No",true,10,{"$f":"INDEX(Lists!$B$32:$B$40, MATCH(YEAR(TODAY())-C111389, Lists!$C$32:$C$40,1))","v":"61-70"},317.99157629760691,{"$f":"INDEX(Data!$E$24:$E$47, MATCH(F111389&D111389, Data!$B$24:$B$47,0))","v":1.0684339161496522E-3},{"$f":"SUMPRODUCT((Data!$B$58:$B$60=Model!$F111389)*(Data!$C$57:$K$57=Model!$O111389)*(Data!$C$58:$K$60))","v":1.9802031311051838},80.197968688948166,1,{"$f":"IF(E111389<>\"Serviceable\",E111389,INDEX(Lists!$D$6:$D$8, MATCH(T111389,Lists!$C$6:$C$8,0)))","v":"Serviceable"},{"$f":"INDEX(Lists!$C$12:$C$26, MATCH(H111389, Lists!$B$12:$B$26,0))","v":"LV"}]
[null,209555,2008,"Wood Creos Impregnated","Serviceable","Class 3",20080701,"lv/hv",850,2023,80,"No",true,10,{"$f":"INDEX(Lists!$B$32:$B$40, MATCH(YEAR(TODAY())-C111390, Lists!$C$32:$C$40,1))","v":"0-20"},270.5634032562221,{"$f":"INDEX(Data!$E$24:$E$47, MATCH(F111390&D111390, Data!$B$24:$B$47,0))","v":1.0684339161496522E-3},{"$f":"SUMPRODUCT((Data!$B$58:$B$60=Model!$F111390)*(Data!$C$57:$K$57=Model!$O111390)*(Data!$C$58:$K$60))","v":1.7833496665670392},62.166503334329605,2,{"$f":"IF(E111390<>\"Serviceable\",E111390,INDEX(Lists!$D$6:$D$8, MATCH(T111390,Lists!$C$6:$C$8,0)))","v":"Limited Life"},{"$f":"INDEX(Lists!$C$12:$C$26, MATCH(H111390, Lists!$B$12:$B$26,0))","v":"HV"}]
[null,209556,1965,"Wood Creos Impregnated","Serviceable","Class 3",20180507,"lv",999,2022,0,"No",true,10,{"$f":"INDEX(Lists!$B$32:$B$40, MATCH(YEAR(TODAY())-C111391, Lists!$C$32:$C$40,1))","v":"51-60"},317.99157629760691,{"$f":"INDEX(Data!$E$24:$E$47, MATCH(F111391&D111391, Data!$B$24:$B$47,0))","v":1.0684339161496522E-3},{"$f":"SUMPRODUCT((Data!$B$58:$B$60=Model!$F111391)*(Data!$C$57:$K$57=Model!$O111391)*(Data!$C$58:$K$60))","v":2.6564859251595059},0,3,{"$f":"IF(E111391<>\"Serviceable\",E111391,INDEX(Lists!$D$6:$D$8, MATCH(T111391,Lists!$C$6:$C$8,0)))","v":"Unserviceable"},{"$f":"INDEX(Lists!$C$12:$C$26, MATCH(H111391, Lists!$B$12:$B$26,0))","v":"LV"}]
[null,209560,1998,"Wood Untreated Round","Serviceable","Class 1",19980310,"lv",630,2022,100,"No",true,10,{"$f":"INDEX(Lists!$B$32:$B$40, MATCH(YEAR(TODAY())-C111392, Lists!$C$32:$C$40,1))","v":"21-30"},200.53522829578813,{"$f":"INDEX(Data!$E$24:$E$47, MATCH(F111392&D111392, Data!$B$24:$B$47,0))","v":1.9964561142097742E-3},{"$f":"SUMPRODUCT((Data!$B$58:$B$60=Model!$F111392)*(Data!$C$57:$K$57=Model!$O111392)*(Data!$C$58:$K$60))","v":2.1651652228345815},78.34834777165419,1,{"$f":"IF(E111392<>\"Serviceable\",E111392,INDEX(Lists!$D$6:$D$8, MATCH(T111392,Lists!$C$6:$C$8,0)))","v":"Serviceable"},{"$f":"INDEX(Lists!$C$12:$C$26, MATCH(H111392, Lists!$B$12:$B$26,0))","v":"LV"}]
[null,209572,1992,"Wood Creos Impregnated","Limited Life","Class 3",19920720,"lv",999,2023,40,"No",true,10,{"$f":"INDEX(Lists!$B$32:$B$40, MATCH(YEAR(TODAY())-C111393, Lists!$C$32:$C$40,1))","v":"31-40"},317.99157629760691,{"$f":"INDEX(Data!$E$24:$E$47, MATCH(F111393&D111393, Data!$B$24:$B$47,0))","v":1.0684339161496522E-3},{"$f":"SUMPRODUCT((Data!$B$58:$B$60=Model!$F111393)*(Data!$C$57:$K$57=Model!$O111393)*(Data!$C$58:$K$60))","v":3.6307860245411354},3.692139754588645,3,{"$f":"IF(E111393<>\"Serviceable\",E111393,INDEX(Lists!$D$6:$D$8, MATCH(T111393,Lists!$C$6:$C$8,0)))","v":"Limited Life"},{"$f":"INDEX(Lists!$C$12:$C$26, MATCH(H111393, Lists!$B$12:$B$26,0))","v":"LV"}]
[null,209574,1992,"Wood Creos Impregnated","Serviceable","Class 3",19920720,"lv/future hv",999,2022,100,"No",true,10,{"$f":"INDEX(Lists!$B$32:$B$40, MATCH(YEAR(TODAY())-C111394, Lists!$C$32:$C$40,1))","v":"31-40"},317.99157629760691,{"$f":"INDEX(Data!$E$24:$E$47, MATCH(F111394&D111394, Data!$B$24:$B$47,0))","v":1.0684339161496522E-3},{"$f":"SUMPRODUCT((Data!$B$58:$B$60=Model!$F111394)*(Data!$C$57:$K$57=Model!$O111394)*(Data!$C$58:$K$60))","v":3.6307860245411354},63.692139754588645,2,{"$f":"IF(E111394<>\"Serviceable\",E111394,INDEX(Lists!$D$6:$D$8, MATCH(T111394,Lists!$C$6:$C$8,0)))","v":"Limited Life"},{"$f":"INDEX(Lists!$C$12:$C$26, MATCH(H111394, Lists!$B$12:$B$26,0))","v":"LV"}]
[null,209576,1970,"Wood Creos Impregnated","Serviceable","Class 2",20180104,"lv/hv",911,2022,120,"No",true,10,{"$f":"INDEX(Lists!$B$32:$B$40, MATCH(YEAR(TODAY())-C111395, Lists!$C$32:$C$40,1))","v":"51-60"},289.98030631343329,{"$f":"INDEX(Data!$E$24:$E$47, MATCH(F111395&D111395, Data!$B$24:$B$47,0))","v":1.6118836915297091E-3},{"$f":"SUMPRODUCT((Data!$B$58:$B$60=Model!$F111395)*(Data!$C$57:$K$57=Model!$O111395)*(Data!$C$58:$K$60))","v":2.6773548093458861},93.226451906541143,1,{"$f":"IF(E111395<>\"Serviceable\",E111395,INDEX(Lists!$D$6:$D$8, MATCH(T111395,Lists!$C$6:$C$8,0)))","v":"Serviceable"},{"$f":"INDEX(Lists!$C$12:$C$26, MATCH(H111395, Lists!$B$12:$B$26,0))","v":"HV"}]
[null,209578,2007,"Wood Untreated Round","Serviceable","Class 2",20070814,"lv",999,2022,80,"No",true,10,{"$f":"INDEX(Lists!$B$32:$B$40, MATCH(YEAR(TODAY())-C111396, Lists!$C$32:$C$40,1))","v":"0-20"},317.99157629760691,{"$f":"INDEX(Data!$E$24:$E$47, MATCH(F111396&D111396, Data!$B$24:$B$47,0))","v":2.1997700016428453E-3},{"$f":"SUMPRODUCT((Data!$B$58:$B$60=Model!$F111396)*(Data!$C$57:$K$57=Model!$O111396)*(Data!$C$58:$K$60))","v":1.4303410669288035},65.696589330711959,2,{"$f":"IF(E111396<>\"Serviceable\",E111396,INDEX(Lists!$D$6:$D$8, MATCH(T111396,Lists!$C$6:$C$8,0)))","v":"Limited Life"},{"$f":"INDEX(Lists!$C$12:$C$26, MATCH(H111396, Lists!$B$12:$B$26,0))","v":"LV"}]
[null,209582,1998,"Wood Untreated Round","Serviceable","Class 3",19981008,"lv/hv",999,2022,100,"No",true,10,{"$f":"INDEX(Lists!$B$32:$B$40, MATCH(YEAR(TODAY())-C111397, Lists!$C$32:$C$40,1))","v":"21-30"},317.99157629760691,{"$f":"INDEX(Data!$E$24:$E$47, MATCH(F111397&D111397, Data!$B$24:$B$47,0))","v":1.8301435406698563E-3},{"$f":"SUMPRODUCT((Data!$B$58:$B$60=Model!$F111397)*(Data!$C$57:$K$57=Model!$O111397)*(Data!$C$58:$K$60))","v":1.964589315203191},80.354106847968097,1,{"$f":"IF(E111397<>\"Serviceable\",E111397,INDEX(Lists!$D$6:$D$8, MATCH(T111397,Lists!$C$6:$C$8,0)))","v":"Serviceable"},{"$f":"INDEX(Lists!$C$12:$C$26, MATCH(H111397, Lists!$B$12:$B$26,0))","v":"HV"}]
[null,209584,1980,"Wood Creos Impregnated","Serviceable","Class 3",19981009,"lv",999,2023,100,"No",true,10,{"$f":"INDEX(Lists!$B$32:$B$40, MATCH(YEAR(TODAY())-C111398, Lists!$C$32:$C$40,1))","v":"41-50"},317.99157629760691,{"$f":"INDEX(Data!$E$24:$E$47, MATCH(F111398&D111398, Data!$B$24:$B$47,0))","v":1.0684339161496522E-3},{"$f":"SUMPRODUCT((Data!$B$58:$B$60=Model!$F111398)*(Data!$C$57:$K$57=Model!$O111398)*(Data!$C$58:$K$60))","v":3.2595928155551883},67.404071844448112,2,{"$f":"IF(E111398<>\"Serviceable\",E111398,INDEX(Lists!$D$6:$D$8, MATCH(T111398,Lists!$C$6:$C$8,0)))","v":"Limited Life"},{"$f":"INDEX(Lists!$C$12:$C$26, MATCH(H111398, Lists!$B$12:$B$26,0))","v":"LV"}]
[null,209594,1981,"Wood Creos Impregnated","Serviceable","Class 3",20000331,"lv/hv",999,2022,100,"No",true,10,{"$f":"INDEX(Lists!$B$32:$B$40, MATCH(YEAR(TODAY())-C111399, Lists!$C$32:$C$40,1))","v":"41-50"},317.99157629760691,{"$f":"INDEX(Data!$E$24:$E$47, MATCH(F111399&D111399, Data!$B$24:$B$47,0))","v":1.0684339161496522E-3},{"$f":"SUMPRODUCT((Data!$B$58:$B$60=Model!$F111399)*(Data!$C$57:$K$57=Model!$O111399)*(Data!$C$58:$K$60))","v":3.2595928155551883},67.404071844448112,2,{"$f":"IF(E111399<>\"Serviceable\",E111399,INDEX(Lists!$D$6:$D$8, MATCH(T111399,Lists!$C$6:$C$8,0)))","v":"Limited Life"},{"$f":"INDEX(Lists!$C$12:$C$26, MATCH(H111399, Lists!$B$12:$B$26,0))","v":"HV"}]
[null,209606,2013,"Wood Untreated Round","Serviceable","Class 1",20130626,"lv",999,2023,100,"No",true,10,{"$f":"INDEX(Lists!$B$32:$B$40, MATCH(YEAR(TODAY())-C111400, Lists!$C$32:$C$40,1))","v":"0-20"},317.99157629760691,{"$f":"INDEX(Data!$E$24:$E$47, MATCH(F111400&D111400, Data!$B$24:$B$47,0))","v":1.9964561142097742E-3},{"$f":"SUMPRODUCT((Data!$B$58:$B$60=Model!$F111400)*(Data!$C$57:$K$57=Model!$O111400)*(Data!$C$58:$K$60))","v":1.3477151645848988},86.522848354151009,1,{"$f":"IF(E111400<>\"Serviceable\",E111400,INDEX(Lists!$D$6:$D$8, MATCH(T111400,Lists!$C$6:$C$8,0)))","v":"Serviceable"},{"$f":"INDEX(Lists!$C$12:$C$26, MATCH(H111400, Lists!$B$12:$B$26,0))","v":"LV"}]
[null,209683,1955,"Wood Untreated Round","Serviceable","Class 1",20200520,"lv/hv",880,2023,100,"Yes",true,9,{"$f":"INDEX(Lists!$B$32:$B$40, MATCH(YEAR(TODAY())-C111401, Lists!$C$32:$C$40,1))","v":"61-70"},280.11269984173578,{"$f":"INDEX(Data!$E$24:$E$47, MATCH(F111401&D111401, Data!$B$24:$B$47,0))","v":1.9964561142097742E-3},{"$f":"SUMPRODUCT((Data!$B$58:$B$60=Model!$F111401)*(Data!$C$57:$K$57=Model!$O111401)*(Data!$C$58:$K$60))","v":2.3795837981601728},78.583745816558448,1,{"$f":"IF(E111401<>\"Serviceable\",E111401,INDEX(Lists!$D$6:$D$8, MATCH(T111401,Lists!$C$6:$C$8,0)))","v":"Serviceable"},{"$f":"INDEX(Lists!$C$12:$C$26, MATCH(H111401, Lists!$B$12:$B$26,0))","v":"HV"}]
[null,209699,1993,"Wood Untreated Round","Serviceable","Class 1",20170622,"hv",999,2023,100,"Yes",true,9,{"$f":"INDEX(Lists!$B$32:$B$40, MATCH(YEAR(TODAY())-C111402, Lists!$C$32:$C$40,1))","v":"31-40"},317.99157629760691,{"$f":"INDEX(Data!$E$24:$E$47, MATCH(F111402&D111402, Data!$B$24:$B$47,0))","v":1.9964561142097742E-3},{"$f":"SUMPRODUCT((Data!$B$58:$B$60=Model!$F111402)*(Data!$C$57:$K$57=Model!$O111402)*(Data!$C$58:$K$60))","v":3.0038452968326621},72.965392328506042,1,{"$f":"IF(E111402<>\"Serviceable\",E111402,INDEX(Lists!$D$6:$D$8, MATCH(T111402,Lists!$C$6:$C$8,0)))","v":"Serviceable"},{"$f":"INDEX(Lists!$C$12:$C$26, MATCH(H111402, Lists!$B$12:$B$26,0))","v":"HV"}]
[null,209727,1973,"Wood Creos Impregnated","Unserviceable","Class 3",19990219,"lv",999,2023,100,"No",true,10,{"$f":"INDEX(Lists!$B$32:$B$40, MATCH(YEAR(TODAY())-C111403, Lists!$C$32:$C$40,1))","v":"51-60"},317.99157629760691,{"$f":"INDEX(Data!$E$24:$E$47, MATCH(F111403&D111403, Data!$B$24:$B$47,0))","v":1.0684339161496522E-3},{"$f":"SUMPRODUCT((Data!$B$58:$B$60=Model!$F111403)*(Data!$C$57:$K$57=Model!$O111403)*(Data!$C$58:$K$60))","v":2.6564859251595059},73.435140748404933,1,{"$f":"IF(E111403<>\"Serviceable\",E111403,INDEX(Lists!$D$6:$D$8, MATCH(T111403,Lists!$C$6:$C$8,0)))","v":"Unserviceable"},{"$f":"INDEX(Lists!$C$12:$C$26, MATCH(H111403, Lists!$B$12:$B$26,0))","v":"LV"}]
[null,209728,1970,"Wood Creos Impregnated","Serviceable","Class 3",20211019,"lv",1120,2022,70,"No",true,10,{"$f":"INDEX(Lists!$B$32:$B$40, MATCH(YEAR(TODAY())-C111404, Lists!$C$32:$C$40,1))","v":"51-60"},356.50707252584556,{"$f":"INDEX(Data!$E$24:$E$47, MATCH(F111404&D111404, Data!$B$24:$B$47,0))","v":1.0684339161496522E-3},{"$f":"SUMPRODUCT((Data!$B$58:$B$60=Model!$F111404)*(Data!$C$57:$K$57=Model!$O111404)*(Data!$C$58:$K$60))","v":2.6564859251595059},43.43514074840494,2,{"$f":"IF(E111404<>\"Serviceable\",E111404,INDEX(Lists!$D$6:$D$8, MATCH(T111404,Lists!$C$6:$C$8,0)))","v":"Limited Life"},{"$f":"INDEX(Lists!$C$12:$C$26, MATCH(H111404, Lists!$B$12:$B$26,0))","v":"LV"}]
[null,209738,1972,"Wood Creos Impregnated","Serviceable","Class 2",20211018,"lv/hv",999,2021,120,"No",true,10,{"$f":"INDEX(Lists!$B$32:$B$40, MATCH(YEAR(TODAY())-C111405, Lists!$C$32:$C$40,1))","v":"51-60"},317.99157629760691,{"$f":"INDEX(Data!$E$24:$E$47, MATCH(F111405&D111405, Data!$B$24:$B$47,0))","v":1.6118836915297091E-3},{"$f":"SUMPRODUCT((Data!$B$58:$B$60=Model!$F111405)*(Data!$C$57:$K$57=Model!$O111405)*(Data!$C$58:$K$60))","v":2.6773548093458861},93.226451906541143,1,{"$f":"IF(E111405<>\"Serviceable\",E111405,INDEX(Lists!$D$6:$D$8, MATCH(T111405,Lists!$C$6:$C$8,0)))","v":"Serviceable"},{"$f":"INDEX(Lists!$C$12:$C$26, MATCH(H111405, Lists!$B$12:$B$26,0))","v":"HV"}]
[null,209747,1957,"Wood Untreated Round","Serviceable","Class 2",20170714,"lv/hv",999,2023,80,"Yes",true,9,{"$f":"INDEX(Lists!$B$32:$B$40, MATCH(YEAR(TODAY())-C111406, Lists!$C$32:$C$40,1))","v":"61-70"},317.99157629760691,{"$f":"INDEX(Data!$E$24:$E$47, MATCH(F111406&D111406, Data!$B$24:$B$47,0))","v":2.1997700016428453E-3},{"$f":"SUMPRODUCT((Data!$B$58:$B$60=Model!$F111406)*(Data!$C$57:$K$57=Model!$O111406)*(Data!$C$58:$K$60))","v":2.227481027604485},59.952670751559637,2,{"$f":"IF(E111406<>\"Serviceable\",E111406,INDEX(Lists!$D$6:$D$8, MATCH(T111406,Lists!$C$6:$C$8,0)))","v":"Limited Life"},{"$f":"INDEX(Lists!$C$12:$C$26, MATCH(H111406, Lists!$B$12:$B$26,0))","v":"HV"}]
[null,209752,1974,"Wood Creos Impregnated","Serviceable","Class 3",20200331,"lv",880,2020,140,"No",true,10,{"$f":"INDEX(Lists!$B$32:$B$40, MATCH(YEAR(TODAY())-C111407, Lists!$C$32:$C$40,1))","v":"51-60"},280.11269984173578,{"$f":"INDEX(Data!$E$24:$E$47, MATCH(F111407&D111407, Data!$B$24:$B$47,0))","v":1.0684339161496522E-3},{"$f":"SUMPRODUCT((Data!$B$58:$B$60=Model!$F111407)*(Data!$C$57:$K$57=Model!$O111407)*(Data!$C$58:$K$60))","v":2.6564859251595059},113.43514074840493,1,{"$f":"IF(E111407<>\"Serviceable\",E111407,INDEX(Lists!$D$6:$D$8, MATCH(T111407,Lists!$C$6:$C$8,0)))","v":"Serviceable"},{"$f":"INDEX(Lists!$C$12:$C$26, MATCH(H111407, Lists!$B$12:$B$26,0))","v":"LV"}]
[null,209754,1957,"Wood Untreated Round","Serviceable","Class 2",20230807,"lv/hv",820,2023,110,"Yes",true,9,{"$f":"INDEX(Lists!$B$32:$B$40, MATCH(YEAR(TODAY())-C111408, Lists!$C$32:$C$40,1))","v":"61-70"},261.01410667070837,{"$f":"INDEX(Data!$E$24:$E$47, MATCH(F111408&D111408, Data!$B$24:$B$47,0))","v":2.1997700016428453E-3},{"$f":"SUMPRODUCT((Data!$B$58:$B$60=Model!$F111408)*(Data!$C$57:$K$57=Model!$O111408)*(Data!$C$58:$K$60))","v":2.227481027604485},89.952670751559637,1,{"$f":"IF(E111408<>\"Serviceable\",E111408,INDEX(Lists!$D$6:$D$8, MATCH(T111408,Lists!$C$6:$C$8,0)))","v":"Serviceable"},{"$f":"INDEX(Lists!$C$12:$C$26, MATCH(H111408, Lists!$B$12:$B$26,0))","v":"HV"}]
[null,209762,1957,"Wood Untreated Round","Serviceable","Class 2",20230112,"lv/hv",999,2023,100,"Yes",true,9,{"$f":"INDEX(Lists!$B$32:$B$40, MATCH(YEAR(TODAY())-C111409, Lists!$C$32:$C$40,1))","v":"61-70"},317.99157629760691,{"$f":"INDEX(Data!$E$24:$E$47, MATCH(F111409&D111409, Data!$B$24:$B$47,0))","v":2.1997700016428453E-3},{"$f":"SUMPRODUCT((Data!$B$58:$B$60=Model!$F111409)*(Data!$C$57:$K$57=Model!$O111409)*(Data!$C$58:$K$60))","v":2.227481027604485},79.952670751559637,1,{"$f":"IF(E111409<>\"Serviceable\",E111409,INDEX(Lists!$D$6:$D$8, MATCH(T111409,Lists!$C$6:$C$8,0)))","v":"Serviceable"},{"$f":"INDEX(Lists!$C$12:$C$26, MATCH(H111409, Lists!$B$12:$B$26,0))","v":"HV"}]
[null,209827,1965,"Wood Creos Impregnated","Serviceable","Class 3",20220610,"lv/hv/sub-transmission",1037,2022,100,"Yes",true,9,{"$f":"INDEX(Lists!$B$32:$B$40, MATCH(YEAR(TODAY())-C111410, Lists!$C$32:$C$40,1))","v":"51-60"},330.08735197259097,{"$f":"INDEX(Data!$E$24:$E$47, MATCH(F111410&D111410, Data!$B$24:$B$47,0))","v":1.0684339161496522E-3},{"$f":"SUMPRODUCT((Data!$B$58:$B$60=Model!$F111410)*(Data!$C$57:$K$57=Model!$O111410)*(Data!$C$58:$K$60))","v":2.6564859251595059},76.091626673564448,1,{"$f":"IF(E111410<>\"Serviceable\",E111410,INDEX(Lists!$D$6:$D$8, MATCH(T111410,Lists!$C$6:$C$8,0)))","v":"Serviceable"},{"$f":"INDEX(Lists!$C$12:$C$26, MATCH(H111410, Lists!$B$12:$B$26,0))","v":"Sub-T"}]
[null,209829,1975,"Wood Creos Impregnated","Serviceable","Class 3",20210602,"lv",1190,2021,999,"Yes",true,9,{"$f":"INDEX(Lists!$B$32:$B$40, MATCH(YEAR(TODAY())-C111411, Lists!$C$32:$C$40,1))","v":"41-50"},378.78876455871091,{"$f":"INDEX(Data!$E$24:$E$47, MATCH(F111411&D111411, Data!$B$24:$B$47,0))","v":1.0684339161496522E-3},{"$f":"SUMPRODUCT((Data!$B$58:$B$60=Model!$F111411)*(Data!$C$57:$K$57=Model!$O111411)*(Data!$C$58:$K$60))","v":3.2595928155551883},999,1,{"$f":"IF(E111411<>\"Serviceable\",E111411,INDEX(Lists!$D$6:$D$8, MATCH(T111411,Lists!$C$6:$C$8,0)))","v":"Serviceable"},{"$f":"INDEX(Lists!$C$12:$C$26, MATCH(H111411, Lists!$B$12:$B$26,0))","v":"LV"}]
[null,209851,1999,"Wood Untreated Round","Serviceable","Class 1",20190212,"lv",570,2023,100,"No",true,10,{"$f":"INDEX(Lists!$B$32:$B$40, MATCH(YEAR(TODAY())-C111412, Lists!$C$32:$C$40,1))","v":"21-30"},181.4366351247607,{"$f":"INDEX(Data!$E$24:$E$47, MATCH(F111412&D111412, Data!$B$24:$B$47,0))","v":1.9964561142097742E-3},{"$f":"SUMPRODUCT((Data!$B$58:$B$60=Model!$F111412)*(Data!$C$57:$K$57=Model!$O111412)*(Data!$C$58:$K$60))","v":2.1651652228345815},78.34834777165419,1,{"$f":"IF(E111412<>\"Serviceable\",E111412,INDEX(Lists!$D$6:$D$8, MATCH(T111412,Lists!$C$6:$C$8,0)))","v":"Serviceable"},{"$f":"INDEX(Lists!$C$12:$C$26, MATCH(H111412, Lists!$B$12:$B$26,0))","v":"LV"}]
[null,209852,1975,"Wood Creos Impregnated","Serviceable","Class 3",19980530,"lv/future hv",1100,2022,80,"No",true,10,{"$f":"INDEX(Lists!$B$32:$B$40, MATCH(YEAR(TODAY())-C111413, Lists!$C$32:$C$40,1))","v":"41-50"},350.14087480216978,{"$f":"INDEX(Data!$E$24:$E$47, MATCH(F111413&D111413, Data!$B$24:$B$47,0))","v":1.0684339161496522E-3},{"$f":"SUMPRODUCT((Data!$B$58:$B$60=Model!$F111413)*(Data!$C$57:$K$57=Model!$O111413)*(Data!$C$58:$K$60))","v":3.2595928155551883},47.404071844448119,2,{"$f":"IF(E111413<>\"Serviceable\",E111413,INDEX(Lists!$D$6:$D$8, MATCH(T111413,Lists!$C$6:$C$8,0)))","v":"Limited Life"},{"$f":"INDEX(Lists!$C$12:$C$26, MATCH(H111413, Lists!$B$12:$B$26,0))","v":"LV"}]
[null,209882,1998,"Wood Creos Impregnated","Serviceable","Class 3",19980811,"lv/hv/sub-transmission",1005,2022,100,"No",true,10,{"$f":"INDEX(Lists!$B$32:$B$40, MATCH(YEAR(TODAY())-C111414, Lists!$C$32:$C$40,1))","v":"21-30"},319.90143561470961,{"$f":"INDEX(Data!$E$24:$E$47, MATCH(F111414&D111414, Data!$B$24:$B$47,0))","v":1.0684339161496522E-3},{"$f":"SUMPRODUCT((Data!$B$58:$B$60=Model!$F111414)*(Data!$C$57:$K$57=Model!$O111414)*(Data!$C$58:$K$60))","v":1.964589315203191},80.354106847968097,1,{"$f":"IF(E111414<>\"Serviceable\",E111414,INDEX(Lists!$D$6:$D$8, MATCH(T111414,Lists!$C$6:$C$8,0)))","v":"Serviceable"},{"$f":"INDEX(Lists!$C$12:$C$26, MATCH(H111414, Lists!$B$12:$B$26,0))","v":"Sub-T"}]
[null,209911,1951,"Wood Untreated Dressed","Serviceable","Class 2",20170111,"lv",900,2020,90,"No",true,10,{"$f":"INDEX(Lists!$B$32:$B$40, MATCH(YEAR(TODAY())-C111415, Lists!$C$32:$C$40,1))","v":"71-80"},286.47889756541161,{"$f":"INDEX(Data!$E$24:$E$47, MATCH(F111415&D111415, Data!$B$24:$B$47,0))","v":2.1997700016428453E-3},{"$f":"SUMPRODUCT((Data!$B$58:$B$60=Model!$F111415)*(Data!$C$57:$K$57=Model!$O111415)*(Data!$C$58:$K$60))","v":3.8603406961656446},51.396593038343553,2,{"$f":"IF(E111415<>\"Serviceable\",E111415,INDEX(Lists!$D$6:$D$8, MATCH(T111415,Lists!$C$6:$C$8,0)))","v":"Limited Life"},{"$f":"INDEX(Lists!$C$12:$C$26, MATCH(H111415, Lists!$B$12:$B$26,0))","v":"LV"}]
[null,209915,1965,"Wood Creos Impregnated","Serviceable","Class 3",20200910,"lv",820,2020,100,"No",true,10,{"$f":"INDEX(Lists!$B$32:$B$40, MATCH(YEAR(TODAY())-C111416, Lists!$C$32:$C$40,1))","v":"51-60"},261.01410667070837,{"$f":"INDEX(Data!$E$24:$E$47, MATCH(F111416&D111416, Data!$B$24:$B$47,0))","v":1.0684339161496522E-3},{"$f":"SUMPRODUCT((Data!$B$58:$B$60=Model!$F111416)*(Data!$C$57:$K$57=Model!$O111416)*(Data!$C$58:$K$60))","v":2.6564859251595059},73.435140748404933,1,{"$f":"IF(E111416<>\"Serviceable\",E111416,INDEX(Lists!$D$6:$D$8, MATCH(T111416,Lists!$C$6:$C$8,0)))","v":"Serviceable"},{"$f":"INDEX(Lists!$C$12:$C$26, MATCH(H111416, Lists!$B$12:$B$26,0))","v":"LV"}]
[null,209930,1970,"Wood Creos Impregnated","Serviceable","Class 3",20170113,"lv",940,2020,100,"No",true,10,{"$f":"INDEX(Lists!$B$32:$B$40, MATCH(YEAR(TODAY())-C111417, Lists!$C$32:$C$40,1))","v":"51-60"},299.21129301276324,{"$f":"INDEX(Data!$E$24:$E$47, MATCH(F111417&D111417, Data!$B$24:$B$47,0))","v":1.0684339161496522E-3},{"$f":"SUMPRODUCT((Data!$B$58:$B$60=Model!$F111417)*(Data!$C$57:$K$57=Model!$O111417)*(Data!$C$58:$K$60))","v":2.6564859251595059},73.435140748404933,1,{"$f":"IF(E111417<>\"Serviceable\",E111417,INDEX(Lists!$D$6:$D$8, MATCH(T111417,Lists!$C$6:$C$8,0)))","v":"Serviceable"},{"$f":"INDEX(Lists!$C$12:$C$26, MATCH(H111417, Lists!$B$12:$B$26,0))","v":"LV"}]
[null,209931,2005,"Wood Creos Impregnated","Serviceable","Class 3",20050502,"lv/hv",999,2023,80,"No",true,10,{"$f":"INDEX(Lists!$B$32:$B$40, MATCH(YEAR(TODAY())-C111418, Lists!$C$32:$C$40,1))","v":"0-20"},317.99157629760691,{"$f":"INDEX(Data!$E$24:$E$47, MATCH(F111418&D111418, Data!$B$24:$B$47,0))","v":1.0684339161496522E-3},{"$f":"SUMPRODUCT((Data!$B$58:$B$60=Model!$F111418)*(Data!$C$57:$K$57=Model!$O111418)*(Data!$C$58:$K$60))","v":1.7833496665670392},62.166503334329605,2,{"$f":"IF(E111418<>\"Serviceable\",E111418,INDEX(Lists!$D$6:$D$8, MATCH(T111418,Lists!$C$6:$C$8,0)))","v":"Limited Life"},{"$f":"INDEX(Lists!$C$12:$C$26, MATCH(H111418, Lists!$B$12:$B$26,0))","v":"HV"}]
[null,209934,2014,"Wood Untreated Round","Serviceable","Class 2",20140313,"lv",900,2023,90,"No",true,10,{"$f":"INDEX(Lists!$B$32:$B$40, MATCH(YEAR(TODAY())-C111419, Lists!$C$32:$C$40,1))","v":"0-20"},286.47889756541161,{"$f":"INDEX(Data!$E$24:$E$47, MATCH(F111419&D111419, Data!$B$24:$B$47,0))","v":2.1997700016428453E-3},{"$f":"SUMPRODUCT((Data!$B$58:$B$60=Model!$F111419)*(Data!$C$57:$K$57=Model!$O111419)*(Data!$C$58:$K$60))","v":1.4303410669288035},75.696589330711959,1,{"$f":"IF(E111419<>\"Serviceable\",E111419,INDEX(Lists!$D$6:$D$8, MATCH(T111419,Lists!$C$6:$C$8,0)))","v":"Serviceable"},{"$f":"INDEX(Lists!$C$12:$C$26, MATCH(H111419, Lists!$B$12:$B$26,0))","v":"LV"}]
[null,209948,2012,"Wood Creos Impregnated","Serviceable","Class 3",20120612,"lv",999,2022,90,"No",true,10,{"$f":"INDEX(Lists!$B$32:$B$40, MATCH(YEAR(TODAY())-C111420, Lists!$C$32:$C$40,1))","v":"0-20"},317.99157629760691,{"$f":"INDEX(Data!$E$24:$E$47, MATCH(F111420&D111420, Data!$B$24:$B$47,0))","v":1.0684339161496522E-3},{"$f":"SUMPRODUCT((Data!$B$58:$B$60=Model!$F111420)*(Data!$C$57:$K$57=Model!$O111420)*(Data!$C$58:$K$60))","v":1.7833496665670392},72.166503334329605,1,{"$f":"IF(E111420<>\"Serviceable\",E111420,INDEX(Lists!$D$6:$D$8, MATCH(T111420,Lists!$C$6:$C$8,0)))","v":"Serviceable"},{"$f":"INDEX(Lists!$C$12:$C$26, MATCH(H111420, Lists!$B$12:$B$26,0))","v":"LV"}]
[null,209952,1962,"Wood Untreated Round","Serviceable","Class 3",20190213,"lv",1040,2023,110,"No",true,10,{"$f":"INDEX(Lists!$B$32:$B$40, MATCH(YEAR(TODAY())-C111421, Lists!$C$32:$C$40,1))","v":"61-70"},331.04228163114232,{"$f":"INDEX(Data!$E$24:$E$47, MATCH(F111421&D111421, Data!$B$24:$B$47,0))","v":1.8301435406698563E-3},{"$f":"SUMPRODUCT((Data!$B$58:$B$60=Model!$F111421)*(Data!$C$57:$K$57=Model!$O111421)*(Data!$C$58:$K$60))","v":1.9802031311051838},90.197968688948166,1,{"$f":"IF(E111421<>\"Serviceable\",E111421,INDEX(Lists!$D$6:$D$8, MATCH(T111421,Lists!$C$6:$C$8,0)))","v":"Serviceable"},{"$f":"INDEX(Lists!$C$12:$C$26, MATCH(H111421, Lists!$B$12:$B$26,0))","v":"LV"}]
[null,209958,2003,"Wood Creos Impregnated","Serviceable","Class 3",20030728,"lv/hv",999,2021,100,"No",true,10,{"$f":"INDEX(Lists!$B$32:$B$40, MATCH(YEAR(TODAY())-C111422, Lists!$C$32:$C$40,1))","v":"21-30"},317.99157629760691,{"$f":"INDEX(Data!$E$24:$E$47, MATCH(F111422&D111422, Data!$B$24:$B$47,0))","v":1.0684339161496522E-3},{"$f":"SUMPRODUCT((Data!$B$58:$B$60=Model!$F111422)*(Data!$C$57:$K$57=Model!$O111422)*(Data!$C$58:$K$60))","v":1.964589315203191},80.354106847968097,1,{"$f":"IF(E111422<>\"Serviceable\",E111422,INDEX(Lists!$D$6:$D$8, MATCH(T111422,Lists!$C$6:$C$8,0)))","v":"Serviceable"},{"$f":"INDEX(Lists!$C$12:$C$26, MATCH(H111422, Lists!$B$12:$B$26,0))","v":"HV"}]
[null,209959,2004,"Wood Creos Impregnated","Serviceable","Class 3",20041127,"lv/future hv",999,2021,90,"No",true,10,{"$f":"INDEX(Lists!$B$32:$B$40, MATCH(YEAR(TODAY())-C111423, Lists!$C$32:$C$40,1))","v":"21-30"},317.99157629760691,{"$f":"INDEX(Data!$E$24:$E$47, MATCH(F111423&D111423, Data!$B$24:$B$47,0))","v":1.0684339161496522E-3},{"$f":"SUMPRODUCT((Data!$B$58:$B$60=Model!$F111423)*(Data!$C$57:$K$57=Model!$O111423)*(Data!$C$58:$K$60))","v":1.964589315203191},70.354106847968097,1,{"$f":"IF(E111423<>\"Serviceable\",E111423,INDEX(Lists!$D$6:$D$8, MATCH(T111423,Lists!$C$6:$C$8,0)))","v":"Serviceable"},{"$f":"INDEX(Lists!$C$12:$C$26, MATCH(H111423, Lists!$B$12:$B$26,0))","v":"LV"}]
[null,209970,1992,"Wood Untreated Round","Serviceable","Class 2",19920113,"lv",950,2019,90,"No",true,10,{"$f":"INDEX(Lists!$B$32:$B$40, MATCH(YEAR(TODAY())-C111424, Lists!$C$32:$C$40,1))","v":"31-40"},302.39439187460113,{"$f":"INDEX(Data!$E$24:$E$47, MATCH(F111424&D111424, Data!$B$24:$B$47,0))","v":2.1997700016428453E-3},{"$f":"SUMPRODUCT((Data!$B$58:$B$60=Model!$F111424)*(Data!$C$57:$K$57=Model!$O111424)*(Data!$C$58:$K$60))","v":2.6204462517795317},63.795537482204679,2,{"$f":"IF(E111424<>\"Serviceable\",E111424,INDEX(Lists!$D$6:$D$8, MATCH(T111424,Lists!$C$6:$C$8,0)))","v":"Limited Life"},{"$f":"INDEX(Lists!$C$12:$C$26, MATCH(H111424, Lists!$B$12:$B$26,0))","v":"LV"}]
[null,209972,1969,"Wood Creos Impregnated","Serviceable","Class 3",20190308,"lv/hv",999,2023,110,"No",true,10,{"$f":"INDEX(Lists!$B$32:$B$40, MATCH(YEAR(TODAY())-C111425, Lists!$C$32:$C$40,1))","v":"51-60"},317.99157629760691,{"$f":"INDEX(Data!$E$24:$E$47, MATCH(F111425&D111425, Data!$B$24:$B$47,0))","v":1.0684339161496522E-3},{"$f":"SUMPRODUCT((Data!$B$58:$B$60=Model!$F111425)*(Data!$C$57:$K$57=Model!$O111425)*(Data!$C$58:$K$60))","v":2.6564859251595059},83.435140748404933,1,{"$f":"IF(E111425<>\"Serviceable\",E111425,INDEX(Lists!$D$6:$D$8, MATCH(T111425,Lists!$C$6:$C$8,0)))","v":"Serviceable"},{"$f":"INDEX(Lists!$C$12:$C$26, MATCH(H111425, Lists!$B$12:$B$26,0))","v":"HV"}]
[null,209974,1959,"Wood Creos Impregnated","Serviceable","Class 3",20170407,"lv",999,2022,100,"No",true,10,{"$f":"INDEX(Lists!$B$32:$B$40, MATCH(YEAR(TODAY())-C111426, Lists!$C$32:$C$40,1))","v":"61-70"},317.99157629760691,{"$f":"INDEX(Data!$E$24:$E$47, MATCH(F111426&D111426, Data!$B$24:$B$47,0))","v":1.0684339161496522E-3},{"$f":"SUMPRODUCT((Data!$B$58:$B$60=Model!$F111426)*(Data!$C$57:$K$57=Model!$O111426)*(Data!$C$58:$K$60))","v":1.9802031311051838},80.197968688948166,1,{"$f":"IF(E111426<>\"Serviceable\",E111426,INDEX(Lists!$D$6:$D$8, MATCH(T111426,Lists!$C$6:$C$8,0)))","v":"Serviceable"},{"$f":"INDEX(Lists!$C$12:$C$26, MATCH(H111426, Lists!$B$12:$B$26,0))","v":"LV"}]
[null,209983,2004,"Wood Untreated Round","Serviceable","Class 2",20041120,"lv",999,2023,100,"No",true,10,{"$f":"INDEX(Lists!$B$32:$B$40, MATCH(YEAR(TODAY())-C111427, Lists!$C$32:$C$40,1))","v":"21-30"},317.99157629760691,{"$f":"INDEX(Data!$E$24:$E$47, MATCH(F111427&D111427, Data!$B$24:$B$47,0))","v":2.1997700016428453E-3},{"$f":"SUMPRODUCT((Data!$B$58:$B$60=Model!$F111427)*(Data!$C$57:$K$57=Model!$O111427)*(Data!$C$58:$K$60))","v":1.9003299563977134},80.996700436022863,1,{"$f":"IF(E111427<>\"Serviceable\",E111427,INDEX(Lists!$D$6:$D$8, MATCH(T111427,Lists!$C$6:$C$8,0)))","v":"Serviceable"},{"$f":"INDEX(Lists!$C$12:$C$26, MATCH(H111427, Lists!$B$12:$B$26,0))","v":"LV"}]
[null,210007,1998,"Wood Creos Impregnated","Serviceable","Class 3",19980919,"lv",999,2023,100,"No",true,10,{"$f":"INDEX(Lists!$B$32:$B$40, MATCH(YEAR(TODAY())-C111428, Lists!$C$32:$C$40,1))","v":"21-30"},317.99157629760691,{"$f":"INDEX(Data!$E$24:$E$47, MATCH(F111428&D111428, Data!$B$24:$B$47,0))","v":1.0684339161496522E-3},{"$f":"SUMPRODUCT((Data!$B$58:$B$60=Model!$F111428)*(Data!$C$57:$K$57=Model!$O111428)*(Data!$C$58:$K$60))","v":1.964589315203191},80.354106847968097,1,{"$f":"IF(E111428<>\"Serviceable\",E111428,INDEX(Lists!$D$6:$D$8, MATCH(T111428,Lists!$C$6:$C$8,0)))","v":"Serviceable"},{"$f":"INDEX(Lists!$C$12:$C$26, MATCH(H111428, Lists!$B$12:$B$26,0))","v":"LV"}]
[null,210010,1970,"Wood Creos Impregnated","Serviceable","Class 3",20150925,"lv",890,2020,90,"No",true,10,{"$f":"INDEX(Lists!$B$32:$B$40, MATCH(YEAR(TODAY())-C111429, Lists!$C$32:$C$40,1))","v":"51-60"},283.29579870357372,{"$f":"INDEX(Data!$E$24:$E$47, MATCH(F111429&D111429, Data!$B$24:$B$47,0))","v":1.0684339161496522E-3},{"$f":"SUMPRODUCT((Data!$B$58:$B$60=Model!$F111429)*(Data!$C$57:$K$57=Model!$O111429)*(Data!$C$58:$K$60))","v":2.6564859251595059},63.43514074840494,2,{"$f":"IF(E111429<>\"Serviceable\",E111429,INDEX(Lists!$D$6:$D$8, MATCH(T111429,Lists!$C$6:$C$8,0)))","v":"Limited Life"},{"$f":"INDEX(Lists!$C$12:$C$26, MATCH(H111429, Lists!$B$12:$B$26,0))","v":"LV"}]
[null,210035,2005,"Wood Creos Impregnated","Serviceable","Class 3",20050419,"lv",1040,2019,100,"No",true,10,{"$f":"INDEX(Lists!$B$32:$B$40, MATCH(YEAR(TODAY())-C111430, Lists!$C$32:$C$40,1))","v":"0-20"},331.04228163114232,{"$f":"INDEX(Data!$E$24:$E$47, MATCH(F111430&D111430, Data!$B$24:$B$47,0))","v":1.0684339161496522E-3},{"$f":"SUMPRODUCT((Data!$B$58:$B$60=Model!$F111430)*(Data!$C$57:$K$57=Model!$O111430)*(Data!$C$58:$K$60))","v":1.7833496665670392},82.166503334329605,1,{"$f":"IF(E111430<>\"Serviceable\",E111430,INDEX(Lists!$D$6:$D$8, MATCH(T111430,Lists!$C$6:$C$8,0)))","v":"Serviceable"},{"$f":"INDEX(Lists!$C$12:$C$26, MATCH(H111430, Lists!$B$12:$B$26,0))","v":"LV"}]
[null,210037,1963,"Wood Creos Impregnated","Serviceable","Class 3",20150925,"lv",848,2020,100,"No",true,10,{"$f":"INDEX(Lists!$B$32:$B$40, MATCH(YEAR(TODAY())-C111431, Lists!$C$32:$C$40,1))","v":"61-70"},269.92678348385448,{"$f":"INDEX(Data!$E$24:$E$47, MATCH(F111431&D111431, Data!$B$24:$B$47,0))","v":1.0684339161496522E-3},{"$f":"SUMPRODUCT((Data!$B$58:$B$60=Model!$F111431)*(Data!$C$57:$K$57=Model!$O111431)*(Data!$C$58:$K$60))","v":1.9802031311051838},80.197968688948166,1,{"$f":"IF(E111431<>\"Serviceable\",E111431,INDEX(Lists!$D$6:$D$8, MATCH(T111431,Lists!$C$6:$C$8,0)))","v":"Serviceable"},{"$f":"INDEX(Lists!$C$12:$C$26, MATCH(H111431, Lists!$B$12:$B$26,0))","v":"LV"}]
[null,210040,1970,"Wood Untreated Dressed","Serviceable","Class 3",20000515,"lv",750,2019,70,"No",true,{"$f":"IF(L111432=\"No\",ROUND((End_year-J111432)/5,0)*5,ROUND((End_year-J111432)/3,0)*3)","v":10},{"$f":"INDEX(Lists!$B$32:$B$40, MATCH(YEAR(TODAY())-C111432, Lists!$C$32:$C$40,1))","v":"51-60"},238.73241463784302,{"$f":"INDEX(Data!$E$24:$E$47, MATCH(F111432&D111432, Data!$B$24:$B$47,0))","v":1.8301435406698563E-3},{"$f":"SUMPRODUCT((Data!$B$58:$B$60=Model!$F111432)*(Data!$C$57:$K$57=Model!$O111432)*(Data!$C$58:$K$60))","v":2.6564859251595059},{"$f":"IF(IF(K111432>=700,999,(K111432-R111432*N111432))<0,0,IF(K111432>=700,999,(K111432-R111432*N111432)))","v":43.43514074840494},{"$f":"IF(S111432<30,3,IF(AND(F111432=\"Class 1\",S111432<50),2,IF(AND(F111432=\"Class 1\",S111432>=50),1,IF(S111432<70,2,1))))","v":2},{"$f":"IF(E111432<>\"Serviceable\",E111432,INDEX(Lists!$D$6:$D$8, MATCH(T111432,Lists!$C$6:$C$8,0)))","v":"Limited Life"},{"$f":"INDEX(Lists!$C$12:$C$26, MATCH(H111432, Lists!$B$12:$B$26,0))","v":"LV"}]
[null,210046,1970,"Wood Creos Impregnated","Serviceable","Class 3",20000517,"lv",999,2019,100,"No",{"$f":"IF(G111433=0,FALSE,TRUE)","v":true},10,{"$f":"INDEX(Lists!$B$32:$B$40, MATCH(YEAR(TODAY())-C111433, Lists!$C$32:$C$40,1))","v":"51-60"},{"$f":"I111433/PI()","v":317.99157629760691},{"$f":"INDEX(Data!$E$24:$E$47, MATCH(F111433&D111433, Data!$B$24:$B$47,0))","v":1.0684339161496522E-3},{"$f":"SUMPRODUCT((Data!$B$58:$B$60=Model!$F111433)*(Data!$C$57:$K$57=Model!$O111433)*(Data!$C$58:$K$60))","v":2.6564859251595059},73.435140748404933,1,{"$f":"IF(E111433<>\"Serviceable\",E111433,INDEX(Lists!$D$6:$D$8, MATCH(T111433,Lists!$C$6:$C$8,0)))","v":"Serviceable"},{"$f":"INDEX(Lists!$C$12:$C$26, MATCH(H111433, Lists!$B$12:$B$26,0))","v":"LV"}]
[null,210054,1970,"Wood Creos Impregnated","Serviceable","Class 3",20000518,"lv",910,2019,100,"No",true,10,{"$f":"INDEX(Lists!$B$32:$B$40, MATCH(YEAR(TODAY())-C111434, Lists!$C$32:$C$40,1))","v":"51-60"},289.66199642724951,{"$f":"INDEX(Data!$E$24:$E$47, MATCH(F111434&D111434, Data!$B$24:$B$47,0))","v":1.0684339161496522E-3},{"$f":"SUMPRODUCT((Data!$B$58:$B$60=Model!$F111434)*(Data!$C$57:$K$57=Model!$O111434)*(Data!$C$58:$K$60))","v":2.6564859251595059},73.435140748404933,1,{"$f":"IF(E111434<>\"Serviceable\",E111434,INDEX(Lists!$D$6:$D$8, MATCH(T111434,Lists!$C$6:$C$8,0)))","v":"Serviceable"},{"$f":"INDEX(Lists!$C$12:$C$26, MATCH(H111434, Lists!$B$12:$B$26,0))","v":"LV"}]
[null,210055,1970,"Wood Creos Impregnated","Serviceable","Class 3",20000518,"lv",999,2019,100,"No",true,10,{"$f":"INDEX(Lists!$B$32:$B$40, MATCH(YEAR(TODAY())-C111435, Lists!$C$32:$C$40,1))","v":"51-60"},317.99157629760691,{"$f":"INDEX(Data!$E$24:$E$47, MATCH(F111435&D111435, Data!$B$24:$B$47,0))","v":1.0684339161496522E-3},{"$f":"SUMPRODUCT((Data!$B$58:$B$60=Model!$F111435)*(Data!$C$57:$K$57=Model!$O111435)*(Data!$C$58:$K$60))","v":2.6564859251595059},73.435140748404933,1,{"$f":"IF(E111435<>\"Serviceable\",E111435,INDEX(Lists!$D$6:$D$8, MATCH(T111435,Lists!$C$6:$C$8,0)))","v":"Serviceable"},{"$f":"INDEX(Lists!$C$12:$C$26, MATCH(H111435, Lists!$B$12:$B$26,0))","v":"LV"}]
[null,210074,2001,"Wood Untreated Dressed","Serviceable","Class 1",20010501,"lv",860,2020,90,"No",true,10,{"$f":"INDEX(Lists!$B$32:$B$40, MATCH(YEAR(TODAY())-C111436, Lists!$C$32:$C$40,1))","v":"21-30"},273.74650211805999,{"$f":"INDEX(Data!$E$24:$E$47, MATCH(F111436&D111436, Data!$B$24:$B$47,0))","v":1.9964561142097742E-3},{"$f":"SUMPRODUCT((Data!$B$58:$B$60=Model!$F111436)*(Data!$C$57:$K$57=Model!$O111436)*(Data!$C$58:$K$60))","v":2.1651652228345815},68.34834777165419,1,{"$f":"IF(E111436<>\"Serviceable\",E111436,INDEX(Lists!$D$6:$D$8, MATCH(T111436,Lists!$C$6:$C$8,0)))","v":"Serviceable"},{"$f":"INDEX(Lists!$C$12:$C$26, MATCH(H111436, Lists!$B$12:$B$26,0))","v":"LV"}]
[null,210079,1987,"Wood Creos Impregnated","Serviceable","Class 2",20140421,"lv",880,2019,999,"No",true,10,{"$f":"INDEX(Lists!$B$32:$B$40, MATCH(YEAR(TODAY())-C111437, Lists!$C$32:$C$40,1))","v":"31-40"},280.11269984173578,{"$f":"INDEX(Data!$E$24:$E$47, MATCH(F111437&D111437, Data!$B$24:$B$47,0))","v":1.6118836915297091E-3},{"$f":"SUMPRODUCT((Data!$B$58:$B$60=Model!$F111437)*(Data!$C$57:$K$57=Model!$O111437)*(Data!$C$58:$K$60))","v":2.6204462517795317},999,1,{"$f":"IF(E111437<>\"Serviceable\",E111437,INDEX(Lists!$D$6:$D$8, MATCH(T111437,Lists!$C$6:$C$8,0)))","v":"Serviceable"},{"$f":"INDEX(Lists!$C$12:$C$26, MATCH(H111437, Lists!$B$12:$B$26,0))","v":"LV"}]
[null,210084,2014,"Wood Creos Impregnated","Serviceable","Class 3",20140303,"lv/hv",900,2019,90,"No",true,10,{"$f":"INDEX(Lists!$B$32:$B$40, MATCH(YEAR(TODAY())-C111438, Lists!$C$32:$C$40,1))","v":"0-20"},286.47889756541161,{"$f":"INDEX(Data!$E$24:$E$47, MATCH(F111438&D111438, Data!$B$24:$B$47,0))","v":1.0684339161496522E-3},{"$f":"SUMPRODUCT((Data!$B$58:$B$60=Model!$F111438)*(Data!$C$57:$K$57=Model!$O111438)*(Data!$C$58:$K$60))","v":1.7833496665670392},72.166503334329605,1,{"$f":"IF(E111438<>\"Serviceable\",E111438,INDEX(Lists!$D$6:$D$8, MATCH(T111438,Lists!$C$6:$C$8,0)))","v":"Serviceable"},{"$f":"INDEX(Lists!$C$12:$C$26, MATCH(H111438, Lists!$B$12:$B$26,0))","v":"HV"}]
[null,210189,1985,"Wood Untreated Dressed","Serviceable","Class 1",20220811,"lv/hv",860,2022,100,"Yes",true,9,{"$f":"INDEX(Lists!$B$32:$B$40, MATCH(YEAR(TODAY())-C111439, Lists!$C$32:$C$40,1))","v":"31-40"},273.74650211805999,{"$f":"INDEX(Data!$E$24:$E$47, MATCH(F111439&D111439, Data!$B$24:$B$47,0))","v":1.9964561142097742E-3},{"$f":"SUMPRODUCT((Data!$B$58:$B$60=Model!$F111439)*(Data!$C$57:$K$57=Model!$O111439)*(Data!$C$58:$K$60))","v":3.0038452968326621},72.965392328506042,1,{"$f":"IF(E111439<>\"Serviceable\",E111439,INDEX(Lists!$D$6:$D$8, MATCH(T111439,Lists!$C$6:$C$8,0)))","v":"Serviceable"},{"$f":"INDEX(Lists!$C$12:$C$26, MATCH(H111439, Lists!$B$12:$B$26,0))","v":"HV"}]
[null,210206,2002,"Wood Creos Impregnated","Serviceable","Class 3",20020516,"lv",999,2023,100,"No",true,10,{"$f":"INDEX(Lists!$B$32:$B$40, MATCH(YEAR(TODAY())-C111440, Lists!$C$32:$C$40,1))","v":"21-30"},317.99157629760691,{"$f":"INDEX(Data!$E$24:$E$47, MATCH(F111440&D111440, Data!$B$24:$B$47,0))","v":1.0684339161496522E-3},{"$f":"SUMPRODUCT((Data!$B$58:$B$60=Model!$F111440)*(Data!$C$57:$K$57=Model!$O111440)*(Data!$C$58:$K$60))","v":1.964589315203191},80.354106847968097,1,{"$f":"IF(E111440<>\"Serviceable\",E111440,INDEX(Lists!$D$6:$D$8, MATCH(T111440,Lists!$C$6:$C$8,0)))","v":"Serviceable"},{"$f":"INDEX(Lists!$C$12:$C$26, MATCH(H111440, Lists!$B$12:$B$26,0))","v":"LV"}]
[null,210210,1970,"Wood Creos Impregnated","Serviceable","Class 3",19990527,"lv",760,2019,100,"No",true,10,{"$f":"INDEX(Lists!$B$32:$B$40, MATCH(YEAR(TODAY())-C111441, Lists!$C$32:$C$40,1))","v":"51-60"},241.91551349968091,{"$f":"INDEX(Data!$E$24:$E$47, MATCH(F111441&D111441, Data!$B$24:$B$47,0))","v":1.0684339161496522E-3},{"$f":"SUMPRODUCT((Data!$B$58:$B$60=Model!$F111441)*(Data!$C$57:$K$57=Model!$O111441)*(Data!$C$58:$K$60))","v":2.6564859251595059},73.435140748404933,1,{"$f":"IF(E111441<>\"Serviceable\",E111441,INDEX(Lists!$D$6:$D$8, MATCH(T111441,Lists!$C$6:$C$8,0)))","v":"Serviceable"},{"$f":"INDEX(Lists!$C$12:$C$26, MATCH(H111441, Lists!$B$12:$B$26,0))","v":"LV"}]
[null,210231,1965,"Wood Creos Impregnated","Serviceable","Class 3",19980107,"lv",990,2022,80,"No",true,10,{"$f":"INDEX(Lists!$B$32:$B$40, MATCH(YEAR(TODAY())-C111442, Lists!$C$32:$C$40,1))","v":"51-60"},315.1267873219528,{"$f":"INDEX(Data!$E$24:$E$47, MATCH(F111442&D111442, Data!$B$24:$B$47,0))","v":1.0684339161496522E-3},{"$f":"SUMPRODUCT((Data!$B$58:$B$60=Model!$F111442)*(Data!$C$57:$K$57=Model!$O111442)*(Data!$C$58:$K$60))","v":2.6564859251595059},53.43514074840494,2,{"$f":"IF(E111442<>\"Serviceable\",E111442,INDEX(Lists!$D$6:$D$8, MATCH(T111442,Lists!$C$6:$C$8,0)))","v":"Limited Life"},{"$f":"INDEX(Lists!$C$12:$C$26, MATCH(H111442, Lists!$B$12:$B$26,0))","v":"LV"}]
[null,210236,1970,"Wood Creos Impregnated","Limited Life","Class 3",20171025,"lv",999,2023,50,"No",true,10,{"$f":"INDEX(Lists!$B$32:$B$40, MATCH(YEAR(TODAY())-C111443, Lists!$C$32:$C$40,1))","v":"51-60"},317.99157629760691,{"$f":"INDEX(Data!$E$24:$E$47, MATCH(F111443&D111443, Data!$B$24:$B$47,0))","v":1.0684339161496522E-3},{"$f":"SUMPRODUCT((Data!$B$58:$B$60=Model!$F111443)*(Data!$C$57:$K$57=Model!$O111443)*(Data!$C$58:$K$60))","v":2.6564859251595059},23.43514074840494,3,{"$f":"IF(E111443<>\"Serviceable\",E111443,INDEX(Lists!$D$6:$D$8, MATCH(T111443,Lists!$C$6:$C$8,0)))","v":"Limited Life"},{"$f":"INDEX(Lists!$C$12:$C$26, MATCH(H111443, Lists!$B$12:$B$26,0))","v":"LV"}]
[null,210237,1998,"Wood Creos Impregnated","Serviceable","Class 3",19980513,"lv/hv",999,2022,80,"No",true,10,{"$f":"INDEX(Lists!$B$32:$B$40, MATCH(YEAR(TODAY())-C111444, Lists!$C$32:$C$40,1))","v":"21-30"},317.99157629760691,{"$f":"INDEX(Data!$E$24:$E$47, MATCH(F111444&D111444, Data!$B$24:$B$47,0))","v":1.0684339161496522E-3},{"$f":"SUMPRODUCT((Data!$B$58:$B$60=Model!$F111444)*(Data!$C$57:$K$57=Model!$O111444)*(Data!$C$58:$K$60))","v":1.964589315203191},60.35410684796809,2,{"$f":"IF(E111444<>\"Serviceable\",E111444,INDEX(Lists!$D$6:$D$8, MATCH(T111444,Lists!$C$6:$C$8,0)))","v":"Limited Life"},{"$f":"INDEX(Lists!$C$12:$C$26, MATCH(H111444, Lists!$B$12:$B$26,0))","v":"HV"}]
[null,210254,1998,"Wood Untreated Dressed","Serviceable","Class 1",19980204,"lv",723,2020,100,"No",true,10,{"$f":"INDEX(Lists!$B$32:$B$40, MATCH(YEAR(TODAY())-C111445, Lists!$C$32:$C$40,1))","v":"21-30"},230.13804771088067,{"$f":"INDEX(Data!$E$24:$E$47, MATCH(F111445&D111445, Data!$B$24:$B$47,0))","v":1.9964561142097742E-3},{"$f":"SUMPRODUCT((Data!$B$58:$B$60=Model!$F111445)*(Data!$C$57:$K$57=Model!$O111445)*(Data!$C$58:$K$60))","v":2.1651652228345815},78.34834777165419,1,{"$f":"IF(E111445<>\"Serviceable\",E111445,INDEX(Lists!$D$6:$D$8, MATCH(T111445,Lists!$C$6:$C$8,0)))","v":"Serviceable"},{"$f":"INDEX(Lists!$C$12:$C$26, MATCH(H111445, Lists!$B$12:$B$26,0))","v":"LV"}]
[null,210262,2008,"Wood Creos Impregnated","Serviceable","Class 3",20080828,"lv/future hv",999,2020,100,"No",true,10,{"$f":"INDEX(Lists!$B$32:$B$40, MATCH(YEAR(TODAY())-C111446, Lists!$C$32:$C$40,1))","v":"0-20"},317.99157629760691,{"$f":"INDEX(Data!$E$24:$E$47, MATCH(F111446&D111446, Data!$B$24:$B$47,0))","v":1.0684339161496522E-3},{"$f":"SUMPRODUCT((Data!$B$58:$B$60=Model!$F111446)*(Data!$C$57:$K$57=Model!$O111446)*(Data!$C$58:$K$60))","v":1.7833496665670392},82.166503334329605,1,{"$f":"IF(E111446<>\"Serviceable\",E111446,INDEX(Lists!$D$6:$D$8, MATCH(T111446,Lists!$C$6:$C$8,0)))","v":"Serviceable"},{"$f":"INDEX(Lists!$C$12:$C$26, MATCH(H111446, Lists!$B$12:$B$26,0))","v":"LV"}]
[null,210270,2010,"Wood Untreated Round","Serviceable","Class 1",20100623,"lv/hv",700,2020,100,"No",true,10,{"$f":"INDEX(Lists!$B$32:$B$40, MATCH(YEAR(TODAY())-C111447, Lists!$C$32:$C$40,1))","v":"0-20"},222.81692032865348,{"$f":"INDEX(Data!$E$24:$E$47, MATCH(F111447&D111447, Data!$B$24:$B$47,0))","v":1.9964561142097742E-3},{"$f":"SUMPRODUCT((Data!$B$58:$B$60=Model!$F111447)*(Data!$C$57:$K$57=Model!$O111447)*(Data!$C$58:$K$60))","v":1.3477151645848988},86.522848354151009,1,{"$f":"IF(E111447<>\"Serviceable\",E111447,INDEX(Lists!$D$6:$D$8, MATCH(T111447,Lists!$C$6:$C$8,0)))","v":"Serviceable"},{"$f":"INDEX(Lists!$C$12:$C$26, MATCH(H111447, Lists!$B$12:$B$26,0))","v":"HV"}]
[null,210301,1969,"Wood Creos Impregnated","Serviceable","Class 3",20160216,"lv",754,2020,100,"No",true,10,{"$f":"INDEX(Lists!$B$32:$B$40, MATCH(YEAR(TODAY())-C111448, Lists!$C$32:$C$40,1))","v":"51-60"},240.00565418257818,{"$f":"INDEX(Data!$E$24:$E$47, MATCH(F111448&D111448, Data!$B$24:$B$47,0))","v":1.0684339161496522E-3},{"$f":"SUMPRODUCT((Data!$B$58:$B$60=Model!$F111448)*(Data!$C$57:$K$57=Model!$O111448)*(Data!$C$58:$K$60))","v":2.6564859251595059},73.435140748404933,1,{"$f":"IF(E111448<>\"Serviceable\",E111448,INDEX(Lists!$D$6:$D$8, MATCH(T111448,Lists!$C$6:$C$8,0)))","v":"Serviceable"},{"$f":"INDEX(Lists!$C$12:$C$26, MATCH(H111448, Lists!$B$12:$B$26,0))","v":"LV"}]
[null,210356,2014,"Wood Creos Impregnated","Serviceable","Class 3",20140704,"lv",999,2023,80,"Yes",true,9,{"$f":"INDEX(Lists!$B$32:$B$40, MATCH(YEAR(TODAY())-C111449, Lists!$C$32:$C$40,1))","v":"0-20"},317.99157629760691,{"$f":"INDEX(Data!$E$24:$E$47, MATCH(F111449&D111449, Data!$B$24:$B$47,0))","v":1.0684339161496522E-3},{"$f":"SUMPRODUCT((Data!$B$58:$B$60=Model!$F111449)*(Data!$C$57:$K$57=Model!$O111449)*(Data!$C$58:$K$60))","v":1.7833496665670392},63.949853000896645,2,{"$f":"IF(E111449<>\"Serviceable\",E111449,INDEX(Lists!$D$6:$D$8, MATCH(T111449,Lists!$C$6:$C$8,0)))","v":"Limited Life"},{"$f":"INDEX(Lists!$C$12:$C$26, MATCH(H111449, Lists!$B$12:$B$26,0))","v":"LV"}]
[null,210452,1963,"Wood Creos Impregnated","Serviceable","Class 3",20230921,"lv/hv/sub-transmission",1068,2023,100,"Yes",true,9,{"$f":"INDEX(Lists!$B$32:$B$40, MATCH(YEAR(TODAY())-C111450, Lists!$C$32:$C$40,1))","v":"61-70"},339.95495844428842,{"$f":"INDEX(Data!$E$24:$E$47, MATCH(F111450&D111450, Data!$B$24:$B$47,0))","v":1.0684339161496522E-3},{"$f":"SUMPRODUCT((Data!$B$58:$B$60=Model!$F111450)*(Data!$C$57:$K$57=Model!$O111450)*(Data!$C$58:$K$60))","v":1.9802031311051838},82.17817182005335,1,{"$f":"IF(E111450<>\"Serviceable\",E111450,INDEX(Lists!$D$6:$D$8, MATCH(T111450,Lists!$C$6:$C$8,0)))","v":"Serviceable"},{"$f":"INDEX(Lists!$C$12:$C$26, MATCH(H111450, Lists!$B$12:$B$26,0))","v":"Sub-T"}]
[null,210462,1962,"Wood Creos Impregnated","Serviceable","Class 3",20210416,"lv/hv",1000,2021,120,"Yes",true,9,{"$f":"INDEX(Lists!$B$32:$B$40, MATCH(YEAR(TODAY())-C111451, Lists!$C$32:$C$40,1))","v":"61-70"},318.3098861837907,{"$f":"INDEX(Data!$E$24:$E$47, MATCH(F111451&D111451, Data!$B$24:$B$47,0))","v":1.0684339161496522E-3},{"$f":"SUMPRODUCT((Data!$B$58:$B$60=Model!$F111451)*(Data!$C$57:$K$57=Model!$O111451)*(Data!$C$58:$K$60))","v":1.9802031311051838},102.17817182005335,1,{"$f":"IF(E111451<>\"Serviceable\",E111451,INDEX(Lists!$D$6:$D$8, MATCH(T111451,Lists!$C$6:$C$8,0)))","v":"Serviceable"},{"$f":"INDEX(Lists!$C$12:$C$26, MATCH(H111451, Lists!$B$12:$B$26,0))","v":"HV"}]
[null,210482,2005,"Wood Untreated Round","Serviceable","Class 2",20050713,"lv",754,2020,80,"No",true,10,{"$f":"INDEX(Lists!$B$32:$B$40, MATCH(YEAR(TODAY())-C111452, Lists!$C$32:$C$40,1))","v":"0-20"},240.00565418257818,{"$f":"INDEX(Data!$E$24:$E$47, MATCH(F111452&D111452, Data!$B$24:$B$47,0))","v":2.1997700016428453E-3},{"$f":"SUMPRODUCT((Data!$B$58:$B$60=Model!$F111452)*(Data!$C$57:$K$57=Model!$O111452)*(Data!$C$58:$K$60))","v":1.4303410669288035},65.696589330711959,2,{"$f":"IF(E111452<>\"Serviceable\",E111452,INDEX(Lists!$D$6:$D$8, MATCH(T111452,Lists!$C$6:$C$8,0)))","v":"Limited Life"},{"$f":"INDEX(Lists!$C$12:$C$26, MATCH(H111452, Lists!$B$12:$B$26,0))","v":"LV"}]
[null,210496,1965,"Wood Creos Impregnated","Serviceable","Class 3",20190522,"lv/hv",848,2019,100,"No",true,10,{"$f":"INDEX(Lists!$B$32:$B$40, MATCH(YEAR(TODAY())-C111453, Lists!$C$32:$C$40,1))","v":"51-60"},269.92678348385448,{"$f":"INDEX(Data!$E$24:$E$47, MATCH(F111453&D111453, Data!$B$24:$B$47,0))","v":1.0684339161496522E-3},{"$f":"SUMPRODUCT((Data!$B$58:$B$60=Model!$F111453)*(Data!$C$57:$K$57=Model!$O111453)*(Data!$C$58:$K$60))","v":2.6564859251595059},73.435140748404933,1,{"$f":"IF(E111453<>\"Serviceable\",E111453,INDEX(Lists!$D$6:$D$8, MATCH(T111453,Lists!$C$6:$C$8,0)))","v":"Serviceable"},{"$f":"INDEX(Lists!$C$12:$C$26, MATCH(H111453, Lists!$B$12:$B$26,0))","v":"HV"}]
[null,210505,1990,"Wood Untreated Dressed","Serviceable","Class 2",19900510,"lv/hv",999,2022,80,"No",true,10,{"$f":"INDEX(Lists!$B$32:$B$40, MATCH(YEAR(TODAY())-C111454, Lists!$C$32:$C$40,1))","v":"31-40"},317.99157629760691,{"$f":"INDEX(Data!$E$24:$E$47, MATCH(F111454&D111454, Data!$B$24:$B$47,0))","v":2.1997700016428453E-3},{"$f":"SUMPRODUCT((Data!$B$58:$B$60=Model!$F111454)*(Data!$C$57:$K$57=Model!$O111454)*(Data!$C$58:$K$60))","v":2.6204462517795317},53.795537482204679,2,{"$f":"IF(E111454<>\"Serviceable\",E111454,INDEX(Lists!$D$6:$D$8, MATCH(T111454,Lists!$C$6:$C$8,0)))","v":"Limited Life"},{"$f":"INDEX(Lists!$C$12:$C$26, MATCH(H111454, Lists!$B$12:$B$26,0))","v":"HV"}]
[null,210506,1966,"Wood Creos Impregnated","Serviceable","Class 3",19990624,"lv",628,2019,90,"No",true,10,{"$f":"INDEX(Lists!$B$32:$B$40, MATCH(YEAR(TODAY())-C111455, Lists!$C$32:$C$40,1))","v":"51-60"},199.89860852342056,{"$f":"INDEX(Data!$E$24:$E$47, MATCH(F111455&D111455, Data!$B$24:$B$47,0))","v":1.0684339161496522E-3},{"$f":"SUMPRODUCT((Data!$B$58:$B$60=Model!$F111455)*(Data!$C$57:$K$57=Model!$O111455)*(Data!$C$58:$K$60))","v":2.6564859251595059},63.43514074840494,2,{"$f":"IF(E111455<>\"Serviceable\",E111455,INDEX(Lists!$D$6:$D$8, MATCH(T111455,Lists!$C$6:$C$8,0)))","v":"Limited Life"},{"$f":"INDEX(Lists!$C$12:$C$26, MATCH(H111455, Lists!$B$12:$B$26,0))","v":"LV"}]
[null,210510,1965,"Wood Creos Impregnated","Serviceable","Class 3",20190522,"lv/future hv",880,2019,100,"No",true,10,{"$f":"INDEX(Lists!$B$32:$B$40, MATCH(YEAR(TODAY())-C111456, Lists!$C$32:$C$40,1))","v":"51-60"},280.11269984173578,{"$f":"INDEX(Data!$E$24:$E$47, MATCH(F111456&D111456, Data!$B$24:$B$47,0))","v":1.0684339161496522E-3},{"$f":"SUMPRODUCT((Data!$B$58:$B$60=Model!$F111456)*(Data!$C$57:$K$57=Model!$O111456)*(Data!$C$58:$K$60))","v":2.6564859251595059},73.435140748404933,1,{"$f":"IF(E111456<>\"Serviceable\",E111456,INDEX(Lists!$D$6:$D$8, MATCH(T111456,Lists!$C$6:$C$8,0)))","v":"Serviceable"},{"$f":"INDEX(Lists!$C$12:$C$26, MATCH(H111456, Lists!$B$12:$B$26,0))","v":"LV"}]
[null,210560,2004,"Wood Creos Impregnated","Serviceable","Class 3",20040702,"lv/hv",1185,2022,100,"Yes",true,9,{"$f":"INDEX(Lists!$B$32:$B$40, MATCH(YEAR(TODAY())-C111457, Lists!$C$32:$C$40,1))","v":"21-30"},377.19721512779194,{"$f":"INDEX(Data!$E$24:$E$47, MATCH(F111457&D111457, Data!$B$24:$B$47,0))","v":1.0684339161496522E-3},{"$f":"SUMPRODUCT((Data!$B$58:$B$60=Model!$F111457)*(Data!$C$57:$K$57=Model!$O111457)*(Data!$C$58:$K$60))","v":1.964589315203191},82.318696163171282,1,{"$f":"IF(E111457<>\"Serviceable\",E111457,INDEX(Lists!$D$6:$D$8, MATCH(T111457,Lists!$C$6:$C$8,0)))","v":"Serviceable"},{"$f":"INDEX(Lists!$C$12:$C$26, MATCH(H111457, Lists!$B$12:$B$26,0))","v":"HV"}]
[null,210577,1958,"Wood Creos Impregnated","Serviceable","Class 3",20170926,"lv/hv",999,2023,90,"Yes",true,9,{"$f":"INDEX(Lists!$B$32:$B$40, MATCH(YEAR(TODAY())-C111458, Lists!$C$32:$C$40,1))","v":"61-70"},317.99157629760691,{"$f":"INDEX(Data!$E$24:$E$47, MATCH(F111458&D111458, Data!$B$24:$B$47,0))","v":1.0684339161496522E-3},{"$f":"SUMPRODUCT((Data!$B$58:$B$60=Model!$F111458)*(Data!$C$57:$K$57=Model!$O111458)*(Data!$C$58:$K$60))","v":1.9802031311051838},72.17817182005335,1,{"$f":"IF(E111458<>\"Serviceable\",E111458,INDEX(Lists!$D$6:$D$8, MATCH(T111458,Lists!$C$6:$C$8,0)))","v":"Serviceable"},{"$f":"INDEX(Lists!$C$12:$C$26, MATCH(H111458, Lists!$B$12:$B$26,0))","v":"HV"}]
[null,210579,2011,"Wood Creos Impregnated","Serviceable","Class 3",20110825,"lv/hv",999,2023,90,"Yes",true,9,{"$f":"INDEX(Lists!$B$32:$B$40, MATCH(YEAR(TODAY())-C111459, Lists!$C$32:$C$40,1))","v":"0-20"},317.99157629760691,{"$f":"INDEX(Data!$E$24:$E$47, MATCH(F111459&D111459, Data!$B$24:$B$47,0))","v":1.0684339161496522E-3},{"$f":"SUMPRODUCT((Data!$B$58:$B$60=Model!$F111459)*(Data!$C$57:$K$57=Model!$O111459)*(Data!$C$58:$K$60))","v":1.7833496665670392},73.949853000896638,1,{"$f":"IF(E111459<>\"Serviceable\",E111459,INDEX(Lists!$D$6:$D$8, MATCH(T111459,Lists!$C$6:$C$8,0)))","v":"Serviceable"},{"$f":"INDEX(Lists!$C$12:$C$26, MATCH(H111459, Lists!$B$12:$B$26,0))","v":"HV"}]
[null,210586,2007,"Wood Creos Impregnated","Serviceable","Class 2",20070511,"hv",999,2023,80,"Yes",true,9,{"$f":"INDEX(Lists!$B$32:$B$40, MATCH(YEAR(TODAY())-C111460, Lists!$C$32:$C$40,1))","v":"0-20"},317.99157629760691,{"$f":"INDEX(Data!$E$24:$E$47, MATCH(F111460&D111460, Data!$B$24:$B$47,0))","v":1.6118836915297091E-3},{"$f":"SUMPRODUCT((Data!$B$58:$B$60=Model!$F111460)*(Data!$C$57:$K$57=Model!$O111460)*(Data!$C$58:$K$60))","v":1.4303410669288035},67.126930397640763,2,{"$f":"IF(E111460<>\"Serviceable\",E111460,INDEX(Lists!$D$6:$D$8, MATCH(T111460,Lists!$C$6:$C$8,0)))","v":"Limited Life"},{"$f":"INDEX(Lists!$C$12:$C$26, MATCH(H111460, Lists!$B$12:$B$26,0))","v":"HV"}]
[null,210603,1959,"Wood Creos Impregnated","Serviceable","Class 3",20230921,"lv/hv",910,2023,90,"Yes",true,9,{"$f":"INDEX(Lists!$B$32:$B$40, MATCH(YEAR(TODAY())-C111461, Lists!$C$32:$C$40,1))","v":"61-70"},289.66199642724951,{"$f":"INDEX(Data!$E$24:$E$47, MATCH(F111461&D111461, Data!$B$24:$B$47,0))","v":1.0684339161496522E-3},{"$f":"SUMPRODUCT((Data!$B$58:$B$60=Model!$F111461)*(Data!$C$57:$K$57=Model!$O111461)*(Data!$C$58:$K$60))","v":1.9802031311051838},72.17817182005335,1,{"$f":"IF(E111461<>\"Serviceable\",E111461,INDEX(Lists!$D$6:$D$8, MATCH(T111461,Lists!$C$6:$C$8,0)))","v":"Serviceable"},{"$f":"INDEX(Lists!$C$12:$C$26, MATCH(H111461, Lists!$B$12:$B$26,0))","v":"HV"}]
[null,210634,2007,"Wood Creos Impregnated","Serviceable","Class 3",20070912,"lv",999,2022,100,"Yes",true,9,{"$f":"INDEX(Lists!$B$32:$B$40, MATCH(YEAR(TODAY())-C111462, Lists!$C$32:$C$40,1))","v":"0-20"},317.99157629760691,{"$f":"INDEX(Data!$E$24:$E$47, MATCH(F111462&D111462, Data!$B$24:$B$47,0))","v":1.0684339161496522E-3},{"$f":"SUMPRODUCT((Data!$B$58:$B$60=Model!$F111462)*(Data!$C$57:$K$57=Model!$O111462)*(Data!$C$58:$K$60))","v":1.7833496665670392},83.949853000896638,1,{"$f":"IF(E111462<>\"Serviceable\",E111462,INDEX(Lists!$D$6:$D$8, MATCH(T111462,Lists!$C$6:$C$8,0)))","v":"Serviceable"},{"$f":"INDEX(Lists!$C$12:$C$26, MATCH(H111462, Lists!$B$12:$B$26,0))","v":"LV"}]
[null,210636,1974,"Wood Creos Impregnated","Serviceable","Class 3",19980903,"hv",999,2022,90,"Yes",true,9,{"$f":"INDEX(Lists!$B$32:$B$40, MATCH(YEAR(TODAY())-C111463, Lists!$C$32:$C$40,1))","v":"51-60"},317.99157629760691,{"$f":"INDEX(Data!$E$24:$E$47, MATCH(F111463&D111463, Data!$B$24:$B$47,0))","v":1.0684339161496522E-3},{"$f":"SUMPRODUCT((Data!$B$58:$B$60=Model!$F111463)*(Data!$C$57:$K$57=Model!$O111463)*(Data!$C$58:$K$60))","v":2.6564859251595059},66.091626673564448,2,{"$f":"IF(E111463<>\"Serviceable\",E111463,INDEX(Lists!$D$6:$D$8, MATCH(T111463,Lists!$C$6:$C$8,0)))","v":"Limited Life"},{"$f":"INDEX(Lists!$C$12:$C$26, MATCH(H111463, Lists!$B$12:$B$26,0))","v":"HV"}]
[null,210645,1971,"Wood Creos Impregnated","Serviceable","Class 3",20210416,"lv/hv",1000,2021,140,"Yes",true,9,{"$f":"INDEX(Lists!$B$32:$B$40, MATCH(YEAR(TODAY())-C111464, Lists!$C$32:$C$40,1))","v":"51-60"},318.3098861837907,{"$f":"INDEX(Data!$E$24:$E$47, MATCH(F111464&D111464, Data!$B$24:$B$47,0))","v":1.0684339161496522E-3},{"$f":"SUMPRODUCT((Data!$B$58:$B$60=Model!$F111464)*(Data!$C$57:$K$57=Model!$O111464)*(Data!$C$58:$K$60))","v":2.6564859251595059},116.09162667356445,1,{"$f":"IF(E111464<>\"Serviceable\",E111464,INDEX(Lists!$D$6:$D$8, MATCH(T111464,Lists!$C$6:$C$8,0)))","v":"Serviceable"},{"$f":"INDEX(Lists!$C$12:$C$26, MATCH(H111464, Lists!$B$12:$B$26,0))","v":"HV"}]
[null,210659,2012,"Wood Creos Impregnated","Serviceable","Class 3",20121116,"lv",800,2022,90,"No",true,10,{"$f":"INDEX(Lists!$B$32:$B$40, MATCH(YEAR(TODAY())-C111465, Lists!$C$32:$C$40,1))","v":"0-20"},254.64790894703253,{"$f":"INDEX(Data!$E$24:$E$47, MATCH(F111465&D111465, Data!$B$24:$B$47,0))","v":1.0684339161496522E-3},{"$f":"SUMPRODUCT((Data!$B$58:$B$60=Model!$F111465)*(Data!$C$57:$K$57=Model!$O111465)*(Data!$C$58:$K$60))","v":1.7833496665670392},72.166503334329605,1,{"$f":"IF(E111465<>\"Serviceable\",E111465,INDEX(Lists!$D$6:$D$8, MATCH(T111465,Lists!$C$6:$C$8,0)))","v":"Serviceable"},{"$f":"INDEX(Lists!$C$12:$C$26, MATCH(H111465, Lists!$B$12:$B$26,0))","v":"LV"}]
[null,210660,2014,"Wood Creos Impregnated","Serviceable","Class 3",20140604,"lv/hv",945,2019,100,"No",true,10,{"$f":"INDEX(Lists!$B$32:$B$40, MATCH(YEAR(TODAY())-C111466, Lists!$C$32:$C$40,1))","v":"0-20"},300.80284244368221,{"$f":"INDEX(Data!$E$24:$E$47, MATCH(F111466&D111466, Data!$B$24:$B$47,0))","v":1.0684339161496522E-3},{"$f":"SUMPRODUCT((Data!$B$58:$B$60=Model!$F111466)*(Data!$C$57:$K$57=Model!$O111466)*(Data!$C$58:$K$60))","v":1.7833496665670392},82.166503334329605,1,{"$f":"IF(E111466<>\"Serviceable\",E111466,INDEX(Lists!$D$6:$D$8, MATCH(T111466,Lists!$C$6:$C$8,0)))","v":"Serviceable"},{"$f":"INDEX(Lists!$C$12:$C$26, MATCH(H111466, Lists!$B$12:$B$26,0))","v":"HV"}]
[null,210668,1993,"Wood Creos Impregnated","Serviceable","Class 3",19930715,"lv/hv",999,2019,100,"No",true,10,{"$f":"INDEX(Lists!$B$32:$B$40, MATCH(YEAR(TODAY())-C111467, Lists!$C$32:$C$40,1))","v":"31-40"},317.99157629760691,{"$f":"INDEX(Data!$E$24:$E$47, MATCH(F111467&D111467, Data!$B$24:$B$47,0))","v":1.0684339161496522E-3},{"$f":"SUMPRODUCT((Data!$B$58:$B$60=Model!$F111467)*(Data!$C$57:$K$57=Model!$O111467)*(Data!$C$58:$K$60))","v":3.6307860245411354},63.692139754588645,2,{"$f":"IF(E111467<>\"Serviceable\",E111467,INDEX(Lists!$D$6:$D$8, MATCH(T111467,Lists!$C$6:$C$8,0)))","v":"Limited Life"},{"$f":"INDEX(Lists!$C$12:$C$26, MATCH(H111467, Lists!$B$12:$B$26,0))","v":"HV"}]
[null,210670,1961,"Wood Creos Impregnated","Serviceable","Class 3",20160104,"lv",590,2020,90,"No",true,10,{"$f":"INDEX(Lists!$B$32:$B$40, MATCH(YEAR(TODAY())-C111468, Lists!$C$32:$C$40,1))","v":"61-70"},187.80283284843651,{"$f":"INDEX(Data!$E$24:$E$47, MATCH(F111468&D111468, Data!$B$24:$B$47,0))","v":1.0684339161496522E-3},{"$f":"SUMPRODUCT((Data!$B$58:$B$60=Model!$F111468)*(Data!$C$57:$K$57=Model!$O111468)*(Data!$C$58:$K$60))","v":1.9802031311051838},70.197968688948166,1,{"$f":"IF(E111468<>\"Serviceable\",E111468,INDEX(Lists!$D$6:$D$8, MATCH(T111468,Lists!$C$6:$C$8,0)))","v":"Serviceable"},{"$f":"INDEX(Lists!$C$12:$C$26, MATCH(H111468, Lists!$B$12:$B$26,0))","v":"LV"}]
[null,210671,1959,"Wood Creos Impregnated","Serviceable","Class 3",20160112,"lv/future hv",900,2020,100,"No",true,10,{"$f":"INDEX(Lists!$B$32:$B$40, MATCH(YEAR(TODAY())-C111469, Lists!$C$32:$C$40,1))","v":"61-70"},286.47889756541161,{"$f":"INDEX(Data!$E$24:$E$47, MATCH(F111469&D111469, Data!$B$24:$B$47,0))","v":1.0684339161496522E-3},{"$f":"SUMPRODUCT((Data!$B$58:$B$60=Model!$F111469)*(Data!$C$57:$K$57=Model!$O111469)*(Data!$C$58:$K$60))","v":1.9802031311051838},80.197968688948166,1,{"$f":"IF(E111469<>\"Serviceable\",E111469,INDEX(Lists!$D$6:$D$8, MATCH(T111469,Lists!$C$6:$C$8,0)))","v":"Serviceable"},{"$f":"INDEX(Lists!$C$12:$C$26, MATCH(H111469, Lists!$B$12:$B$26,0))","v":"LV"}]
[null,210688,2007,"Wood Untreated Round","Serviceable","Class 2",20070309,"lv/hv",1110,2020,100,"No",true,10,{"$f":"INDEX(Lists!$B$32:$B$40, MATCH(YEAR(TODAY())-C111470, Lists!$C$32:$C$40,1))","v":"0-20"},353.32397366400767,{"$f":"INDEX(Data!$E$24:$E$47, MATCH(F111470&D111470, Data!$B$24:$B$47,0))","v":2.1997700016428453E-3},{"$f":"SUMPRODUCT((Data!$B$58:$B$60=Model!$F111470)*(Data!$C$57:$K$57=Model!$O111470)*(Data!$C$58:$K$60))","v":1.4303410669288035},85.696589330711959,1,{"$f":"IF(E111470<>\"Serviceable\",E111470,INDEX(Lists!$D$6:$D$8, MATCH(T111470,Lists!$C$6:$C$8,0)))","v":"Serviceable"},{"$f":"INDEX(Lists!$C$12:$C$26, MATCH(H111470, Lists!$B$12:$B$26,0))","v":"HV"}]
[null,210692,1957,"Wood Creos Impregnated","Serviceable","Class 3",20151207,"lv",850,2020,100,"No",true,10,{"$f":"INDEX(Lists!$B$32:$B$40, MATCH(YEAR(TODAY())-C111471, Lists!$C$32:$C$40,1))","v":"61-70"},270.5634032562221,{"$f":"INDEX(Data!$E$24:$E$47, MATCH(F111471&D111471, Data!$B$24:$B$47,0))","v":1.0684339161496522E-3},{"$f":"SUMPRODUCT((Data!$B$58:$B$60=Model!$F111471)*(Data!$C$57:$K$57=Model!$O111471)*(Data!$C$58:$K$60))","v":1.9802031311051838},80.197968688948166,1,{"$f":"IF(E111471<>\"Serviceable\",E111471,INDEX(Lists!$D$6:$D$8, MATCH(T111471,Lists!$C$6:$C$8,0)))","v":"Serviceable"},{"$f":"INDEX(Lists!$C$12:$C$26, MATCH(H111471, Lists!$B$12:$B$26,0))","v":"LV"}]
[null,210695,2011,"Wood Creos Impregnated","Serviceable","Class 3",20111208,"lv",999,2020,100,"No",true,10,{"$f":"INDEX(Lists!$B$32:$B$40, MATCH(YEAR(TODAY())-C111472, Lists!$C$32:$C$40,1))","v":"0-20"},317.99157629760691,{"$f":"INDEX(Data!$E$24:$E$47, MATCH(F111472&D111472, Data!$B$24:$B$47,0))","v":1.0684339161496522E-3},{"$f":"SUMPRODUCT((Data!$B$58:$B$60=Model!$F111472)*(Data!$C$57:$K$57=Model!$O111472)*(Data!$C$58:$K$60))","v":1.7833496665670392},82.166503334329605,1,{"$f":"IF(E111472<>\"Serviceable\",E111472,INDEX(Lists!$D$6:$D$8, MATCH(T111472,Lists!$C$6:$C$8,0)))","v":"Serviceable"},{"$f":"INDEX(Lists!$C$12:$C$26, MATCH(H111472, Lists!$B$12:$B$26,0))","v":"LV"}]
[null,210734,1965,"Wood Creos Impregnated","Serviceable","Class 3",20230807,"hv",840,2023,100,"Yes",true,9,{"$f":"INDEX(Lists!$B$32:$B$40, MATCH(YEAR(TODAY())-C111473, Lists!$C$32:$C$40,1))","v":"51-60"},267.38030439438415,{"$f":"INDEX(Data!$E$24:$E$47, MATCH(F111473&D111473, Data!$B$24:$B$47,0))","v":1.0684339161496522E-3},{"$f":"SUMPRODUCT((Data!$B$58:$B$60=Model!$F111473)*(Data!$C$57:$K$57=Model!$O111473)*(Data!$C$58:$K$60))","v":2.6564859251595059},76.091626673564448,1,{"$f":"IF(E111473<>\"Serviceable\",E111473,INDEX(Lists!$D$6:$D$8, MATCH(T111473,Lists!$C$6:$C$8,0)))","v":"Serviceable"},{"$f":"INDEX(Lists!$C$12:$C$26, MATCH(H111473, Lists!$B$12:$B$26,0))","v":"HV"}]
[null,210759,1985,"Wood Untreated Dressed","Serviceable","Class 1",20200518,"hv",999,2023,150,"Yes",true,9,{"$f":"INDEX(Lists!$B$32:$B$40, MATCH(YEAR(TODAY())-C111474, Lists!$C$32:$C$40,1))","v":"31-40"},317.99157629760691,{"$f":"INDEX(Data!$E$24:$E$47, MATCH(F111474&D111474, Data!$B$24:$B$47,0))","v":1.9964561142097742E-3},{"$f":"SUMPRODUCT((Data!$B$58:$B$60=Model!$F111474)*(Data!$C$57:$K$57=Model!$O111474)*(Data!$C$58:$K$60))","v":3.0038452968326621},122.96539232850604,1,{"$f":"IF(E111474<>\"Serviceable\",E111474,INDEX(Lists!$D$6:$D$8, MATCH(T111474,Lists!$C$6:$C$8,0)))","v":"Serviceable"},{"$f":"INDEX(Lists!$C$12:$C$26, MATCH(H111474, Lists!$B$12:$B$26,0))","v":"HV"}]
[null,210767,1957,"Wood Creos Impregnated","Serviceable","Class 3",20200625,"lv/hv",999,2023,100,"Yes",true,9,{"$f":"INDEX(Lists!$B$32:$B$40, MATCH(YEAR(TODAY())-C111475, Lists!$C$32:$C$40,1))","v":"61-70"},317.99157629760691,{"$f":"INDEX(Data!$E$24:$E$47, MATCH(F111475&D111475, Data!$B$24:$B$47,0))","v":1.0684339161496522E-3},{"$f":"SUMPRODUCT((Data!$B$58:$B$60=Model!$F111475)*(Data!$C$57:$K$57=Model!$O111475)*(Data!$C$58:$K$60))","v":1.9802031311051838},82.17817182005335,1,{"$f":"IF(E111475<>\"Serviceable\",E111475,INDEX(Lists!$D$6:$D$8, MATCH(T111475,Lists!$C$6:$C$8,0)))","v":"Serviceable"},{"$f":"INDEX(Lists!$C$12:$C$26, MATCH(H111475, Lists!$B$12:$B$26,0))","v":"HV"}]
[null,210800,1961,"Wood Untreated Round","Serviceable","Class 2",20170412,"lv/hv",999,2023,100,"Yes",true,9,{"$f":"INDEX(Lists!$B$32:$B$40, MATCH(YEAR(TODAY())-C111476, Lists!$C$32:$C$40,1))","v":"61-70"},317.99157629760691,{"$f":"INDEX(Data!$E$24:$E$47, MATCH(F111476&D111476, Data!$B$24:$B$47,0))","v":2.1997700016428453E-3},{"$f":"SUMPRODUCT((Data!$B$58:$B$60=Model!$F111476)*(Data!$C$57:$K$57=Model!$O111476)*(Data!$C$58:$K$60))","v":2.227481027604485},79.952670751559637,1,{"$f":"IF(E111476<>\"Serviceable\",E111476,INDEX(Lists!$D$6:$D$8, MATCH(T111476,Lists!$C$6:$C$8,0)))","v":"Serviceable"},{"$f":"INDEX(Lists!$C$12:$C$26, MATCH(H111476, Lists!$B$12:$B$26,0))","v":"HV"}]
[null,210808,1991,"Wood Creos Impregnated","Serviceable","Class 3",19910908,"lv/hv",999,2019,60,"No",true,10,{"$f":"INDEX(Lists!$B$32:$B$40, MATCH(YEAR(TODAY())-C111477, Lists!$C$32:$C$40,1))","v":"31-40"},317.99157629760691,{"$f":"INDEX(Data!$E$24:$E$47, MATCH(F111477&D111477, Data!$B$24:$B$47,0))","v":1.0684339161496522E-3},{"$f":"SUMPRODUCT((Data!$B$58:$B$60=Model!$F111477)*(Data!$C$57:$K$57=Model!$O111477)*(Data!$C$58:$K$60))","v":3.6307860245411354},23.692139754588645,3,{"$f":"IF(E111477<>\"Serviceable\",E111477,INDEX(Lists!$D$6:$D$8, MATCH(T111477,Lists!$C$6:$C$8,0)))","v":"Unserviceable"},{"$f":"INDEX(Lists!$C$12:$C$26, MATCH(H111477, Lists!$B$12:$B$26,0))","v":"HV"}]
[null,210813,1974,"Wood Untreated Round","Serviceable","Class 1",20150310,"lv/future hv",780,2019,100,"No",true,10,{"$f":"INDEX(Lists!$B$32:$B$40, MATCH(YEAR(TODAY())-C111478, Lists!$C$32:$C$40,1))","v":"51-60"},248.28171122335672,{"$f":"INDEX(Data!$E$24:$E$47, MATCH(F111478&D111478, Data!$B$24:$B$47,0))","v":1.9964561142097742E-3},{"$f":"SUMPRODUCT((Data!$B$58:$B$60=Model!$F111478)*(Data!$C$57:$K$57=Model!$O111478)*(Data!$C$58:$K$60))","v":1.3557210085184006},86.44278991481599,1,{"$f":"IF(E111478<>\"Serviceable\",E111478,INDEX(Lists!$D$6:$D$8, MATCH(T111478,Lists!$C$6:$C$8,0)))","v":"Serviceable"},{"$f":"INDEX(Lists!$C$12:$C$26, MATCH(H111478, Lists!$B$12:$B$26,0))","v":"LV"}]
[null,210814,1961,"Wood Creos Impregnated","Serviceable","Class 3",20150305,"lv",760,2019,100,"No",true,10,{"$f":"INDEX(Lists!$B$32:$B$40, MATCH(YEAR(TODAY())-C111479, Lists!$C$32:$C$40,1))","v":"61-70"},241.91551349968091,{"$f":"INDEX(Data!$E$24:$E$47, MATCH(F111479&D111479, Data!$B$24:$B$47,0))","v":1.0684339161496522E-3},{"$f":"SUMPRODUCT((Data!$B$58:$B$60=Model!$F111479)*(Data!$C$57:$K$57=Model!$O111479)*(Data!$C$58:$K$60))","v":1.9802031311051838},80.197968688948166,1,{"$f":"IF(E111479<>\"Serviceable\",E111479,INDEX(Lists!$D$6:$D$8, MATCH(T111479,Lists!$C$6:$C$8,0)))","v":"Serviceable"},{"$f":"INDEX(Lists!$C$12:$C$26, MATCH(H111479, Lists!$B$12:$B$26,0))","v":"LV"}]
[null,210815,1932,"Wood Untreated Dressed","Serviceable","Class 1",20150310,"lv",570,2019,100,"No",true,10,{"$f":"INDEX(Lists!$B$32:$B$40, MATCH(YEAR(TODAY())-C111480, Lists!$C$32:$C$40,1))","v":"90+"},181.4366351247607,{"$f":"INDEX(Data!$E$24:$E$47, MATCH(F111480&D111480, Data!$B$24:$B$47,0))","v":1.9964561142097742E-3},{"$f":"SUMPRODUCT((Data!$B$58:$B$60=Model!$F111480)*(Data!$C$57:$K$57=Model!$O111480)*(Data!$C$58:$K$60))","v":1.4835341045333483},85.164658954666521,1,{"$f":"IF(E111480<>\"Serviceable\",E111480,INDEX(Lists!$D$6:$D$8, MATCH(T111480,Lists!$C$6:$C$8,0)))","v":"Serviceable"},{"$f":"INDEX(Lists!$C$12:$C$26, MATCH(H111480, Lists!$B$12:$B$26,0))","v":"LV"}]
[null,210819,2000,"Wood Untreated Round","Serviceable","Class 1",20000725,"lv",850,2019,100,"No",true,10,{"$f":"INDEX(Lists!$B$32:$B$40, MATCH(YEAR(TODAY())-C111481, Lists!$C$32:$C$40,1))","v":"21-30"},270.5634032562221,{"$f":"INDEX(Data!$E$24:$E$47, MATCH(F111481&D111481, Data!$B$24:$B$47,0))","v":1.9964561142097742E-3},{"$f":"SUMPRODUCT((Data!$B$58:$B$60=Model!$F111481)*(Data!$C$57:$K$57=Model!$O111481)*(Data!$C$58:$K$60))","v":2.1651652228345815},78.34834777165419,1,{"$f":"IF(E111481<>\"Serviceable\",E111481,INDEX(Lists!$D$6:$D$8, MATCH(T111481,Lists!$C$6:$C$8,0)))","v":"Serviceable"},{"$f":"INDEX(Lists!$C$12:$C$26, MATCH(H111481, Lists!$B$12:$B$26,0))","v":"LV"}]
[null,210820,1929,"Wood Untreated Round","Serviceable","Class 1",20210601,"lv",999,2023,100,"Yes",true,9,{"$f":"INDEX(Lists!$B$32:$B$40, MATCH(YEAR(TODAY())-C111482, Lists!$C$32:$C$40,1))","v":"90+"},317.99157629760691,{"$f":"INDEX(Data!$E$24:$E$47, MATCH(F111482&D111482, Data!$B$24:$B$47,0))","v":1.9964561142097742E-3},{"$f":"SUMPRODUCT((Data!$B$58:$B$60=Model!$F111482)*(Data!$C$57:$K$57=Model!$O111482)*(Data!$C$58:$K$60))","v":1.4835341045333483},86.648193059199869,1,{"$f":"IF(E111482<>\"Serviceable\",E111482,INDEX(Lists!$D$6:$D$8, MATCH(T111482,Lists!$C$6:$C$8,0)))","v":"Serviceable"},{"$f":"INDEX(Lists!$C$12:$C$26, MATCH(H111482, Lists!$B$12:$B$26,0))","v":"LV"}]
[null,210833,2006,"Wood Untreated Dressed","Limited Life","Class 3",20060825,"lv",900,2023,50,"Yes",true,9,{"$f":"INDEX(Lists!$B$32:$B$40, MATCH(YEAR(TODAY())-C111483, Lists!$C$32:$C$40,1))","v":"0-20"},286.47889756541161,{"$f":"INDEX(Data!$E$24:$E$47, MATCH(F111483&D111483, Data!$B$24:$B$47,0))","v":1.8301435406698563E-3},{"$f":"SUMPRODUCT((Data!$B$58:$B$60=Model!$F111483)*(Data!$C$57:$K$57=Model!$O111483)*(Data!$C$58:$K$60))","v":1.7833496665670392},33.949853000896645,2,{"$f":"IF(E111483<>\"Serviceable\",E111483,INDEX(Lists!$D$6:$D$8, MATCH(T111483,Lists!$C$6:$C$8,0)))","v":"Limited Life"},{"$f":"INDEX(Lists!$C$12:$C$26, MATCH(H111483, Lists!$B$12:$B$26,0))","v":"LV"}]
[null,210849,1998,"Wood Creos Impregnated","Serviceable","Class 3",20000620,"lv",999,2023,100,"Yes",true,9,{"$f":"INDEX(Lists!$B$32:$B$40, MATCH(YEAR(TODAY())-C111484, Lists!$C$32:$C$40,1))","v":"21-30"},317.99157629760691,{"$f":"INDEX(Data!$E$24:$E$47, MATCH(F111484&D111484, Data!$B$24:$B$47,0))","v":1.0684339161496522E-3},{"$f":"SUMPRODUCT((Data!$B$58:$B$60=Model!$F111484)*(Data!$C$57:$K$57=Model!$O111484)*(Data!$C$58:$K$60))","v":1.964589315203191},82.318696163171282,1,{"$f":"IF(E111484<>\"Serviceable\",E111484,INDEX(Lists!$D$6:$D$8, MATCH(T111484,Lists!$C$6:$C$8,0)))","v":"Serviceable"},{"$f":"INDEX(Lists!$C$12:$C$26, MATCH(H111484, Lists!$B$12:$B$26,0))","v":"LV"}]
[null,210851,2014,"Wood Untreated Round","Serviceable","Class 1",20140507,"lv",670,2019,100,"No",true,10,{"$f":"INDEX(Lists!$B$32:$B$40, MATCH(YEAR(TODAY())-C111485, Lists!$C$32:$C$40,1))","v":"0-20"},213.26762374313975,{"$f":"INDEX(Data!$E$24:$E$47, MATCH(F111485&D111485, Data!$B$24:$B$47,0))","v":1.9964561142097742E-3},{"$f":"SUMPRODUCT((Data!$B$58:$B$60=Model!$F111485)*(Data!$C$57:$K$57=Model!$O111485)*(Data!$C$58:$K$60))","v":1.3477151645848988},86.522848354151009,1,{"$f":"IF(E111485<>\"Serviceable\",E111485,INDEX(Lists!$D$6:$D$8, MATCH(T111485,Lists!$C$6:$C$8,0)))","v":"Serviceable"},{"$f":"INDEX(Lists!$C$12:$C$26, MATCH(H111485, Lists!$B$12:$B$26,0))","v":"LV"}]
[null,210858,1966,"Wood Creos Impregnated","Serviceable","Class 3",20190612,"lv/hv",1050,2019,120,"No",true,10,{"$f":"INDEX(Lists!$B$32:$B$40, MATCH(YEAR(TODAY())-C111486, Lists!$C$32:$C$40,1))","v":"51-60"},334.22538049298021,{"$f":"INDEX(Data!$E$24:$E$47, MATCH(F111486&D111486, Data!$B$24:$B$47,0))","v":1.0684339161496522E-3},{"$f":"SUMPRODUCT((Data!$B$58:$B$60=Model!$F111486)*(Data!$C$57:$K$57=Model!$O111486)*(Data!$C$58:$K$60))","v":2.6564859251595059},93.435140748404933,1,{"$f":"IF(E111486<>\"Serviceable\",E111486,INDEX(Lists!$D$6:$D$8, MATCH(T111486,Lists!$C$6:$C$8,0)))","v":"Serviceable"},{"$f":"INDEX(Lists!$C$12:$C$26, MATCH(H111486, Lists!$B$12:$B$26,0))","v":"HV"}]
[null,210889,1965,"Wood Creos Impregnated","Serviceable","Class 3",20181008,"hv",980,2023,100,"Yes",true,9,{"$f":"INDEX(Lists!$B$32:$B$40, MATCH(YEAR(TODAY())-C111487, Lists!$C$32:$C$40,1))","v":"51-60"},311.94368846011486,{"$f":"INDEX(Data!$E$24:$E$47, MATCH(F111487&D111487, Data!$B$24:$B$47,0))","v":1.0684339161496522E-3},{"$f":"SUMPRODUCT((Data!$B$58:$B$60=Model!$F111487)*(Data!$C$57:$K$57=Model!$O111487)*(Data!$C$58:$K$60))","v":2.6564859251595059},76.091626673564448,1,{"$f":"IF(E111487<>\"Serviceable\",E111487,INDEX(Lists!$D$6:$D$8, MATCH(T111487,Lists!$C$6:$C$8,0)))","v":"Serviceable"},{"$f":"INDEX(Lists!$C$12:$C$26, MATCH(H111487, Lists!$B$12:$B$26,0))","v":"HV"}]
[null,210890,1961,"Wood Creos Impregnated","Serviceable","Class 3",20230620,"lv/hv",900,2022,100,"Yes",true,9,{"$f":"INDEX(Lists!$B$32:$B$40, MATCH(YEAR(TODAY())-C111488, Lists!$C$32:$C$40,1))","v":"61-70"},286.47889756541161,{"$f":"INDEX(Data!$E$24:$E$47, MATCH(F111488&D111488, Data!$B$24:$B$47,0))","v":1.0684339161496522E-3},{"$f":"SUMPRODUCT((Data!$B$58:$B$60=Model!$F111488)*(Data!$C$57:$K$57=Model!$O111488)*(Data!$C$58:$K$60))","v":1.9802031311051838},82.17817182005335,1,{"$f":"IF(E111488<>\"Serviceable\",E111488,INDEX(Lists!$D$6:$D$8, MATCH(T111488,Lists!$C$6:$C$8,0)))","v":"Serviceable"},{"$f":"INDEX(Lists!$C$12:$C$26, MATCH(H111488, Lists!$B$12:$B$26,0))","v":"HV"}]
[null,210922,2013,"Wood Untreated Round","Serviceable","Class 1",20130926,"lv",840,2021,100,"No",true,10,{"$f":"INDEX(Lists!$B$32:$B$40, MATCH(YEAR(TODAY())-C111489, Lists!$C$32:$C$40,1))","v":"0-20"},267.38030439438415,{"$f":"INDEX(Data!$E$24:$E$47, MATCH(F111489&D111489, Data!$B$24:$B$47,0))","v":1.9964561142097742E-3},{"$f":"SUMPRODUCT((Data!$B$58:$B$60=Model!$F111489)*(Data!$C$57:$K$57=Model!$O111489)*(Data!$C$58:$K$60))","v":1.3477151645848988},86.522848354151009,1,{"$f":"IF(E111489<>\"Serviceable\",E111489,INDEX(Lists!$D$6:$D$8, MATCH(T111489,Lists!$C$6:$C$8,0)))","v":"Serviceable"},{"$f":"INDEX(Lists!$C$12:$C$26, MATCH(H111489, Lists!$B$12:$B$26,0))","v":"LV"}]
[null,210939,2006,"Wood Untreated Round","Serviceable","Class 2",20061109,"lv",810,2021,70,"No",true,10,{"$f":"INDEX(Lists!$B$32:$B$40, MATCH(YEAR(TODAY())-C111490, Lists!$C$32:$C$40,1))","v":"0-20"},257.83100780887048,{"$f":"INDEX(Data!$E$24:$E$47, MATCH(F111490&D111490, Data!$B$24:$B$47,0))","v":2.1997700016428453E-3},{"$f":"SUMPRODUCT((Data!$B$58:$B$60=Model!$F111490)*(Data!$C$57:$K$57=Model!$O111490)*(Data!$C$58:$K$60))","v":1.4303410669288035},55.696589330711966,2,{"$f":"IF(E111490<>\"Serviceable\",E111490,INDEX(Lists!$D$6:$D$8, MATCH(T111490,Lists!$C$6:$C$8,0)))","v":"Limited Life"},{"$f":"INDEX(Lists!$C$12:$C$26, MATCH(H111490, Lists!$B$12:$B$26,0))","v":"LV"}]
[null,210941,2013,"Wood Untreated Round","Serviceable","Class 1",20130924,"lv",660,2021,100,"No",true,10,{"$f":"INDEX(Lists!$B$32:$B$40, MATCH(YEAR(TODAY())-C111491, Lists!$C$32:$C$40,1))","v":"0-20"},210.08452488130186,{"$f":"INDEX(Data!$E$24:$E$47, MATCH(F111491&D111491, Data!$B$24:$B$47,0))","v":1.9964561142097742E-3},{"$f":"SUMPRODUCT((Data!$B$58:$B$60=Model!$F111491)*(Data!$C$57:$K$57=Model!$O111491)*(Data!$C$58:$K$60))","v":1.3477151645848988},86.522848354151009,1,{"$f":"IF(E111491<>\"Serviceable\",E111491,INDEX(Lists!$D$6:$D$8, MATCH(T111491,Lists!$C$6:$C$8,0)))","v":"Serviceable"},{"$f":"INDEX(Lists!$C$12:$C$26, MATCH(H111491, Lists!$B$12:$B$26,0))","v":"LV"}]
[null,210942,2013,"Wood Untreated Round","Serviceable","Class 2",20130924,"lv",830,2021,100,"No",true,10,{"$f":"INDEX(Lists!$B$32:$B$40, MATCH(YEAR(TODAY())-C111492, Lists!$C$32:$C$40,1))","v":"0-20"},264.19720553254626,{"$f":"INDEX(Data!$E$24:$E$47, MATCH(F111492&D111492, Data!$B$24:$B$47,0))","v":2.1997700016428453E-3},{"$f":"SUMPRODUCT((Data!$B$58:$B$60=Model!$F111492)*(Data!$C$57:$K$57=Model!$O111492)*(Data!$C$58:$K$60))","v":1.4303410669288035},85.696589330711959,1,{"$f":"IF(E111492<>\"Serviceable\",E111492,INDEX(Lists!$D$6:$D$8, MATCH(T111492,Lists!$C$6:$C$8,0)))","v":"Serviceable"},{"$f":"INDEX(Lists!$C$12:$C$26, MATCH(H111492, Lists!$B$12:$B$26,0))","v":"LV"}]
[null,210948,1998,"Wood Creos Impregnated","Serviceable","Class 3",19980821,"lv",780,2021,90,"No",true,10,{"$f":"INDEX(Lists!$B$32:$B$40, MATCH(YEAR(TODAY())-C111493, Lists!$C$32:$C$40,1))","v":"21-30"},248.28171122335672,{"$f":"INDEX(Data!$E$24:$E$47, MATCH(F111493&D111493, Data!$B$24:$B$47,0))","v":1.0684339161496522E-3},{"$f":"SUMPRODUCT((Data!$B$58:$B$60=Model!$F111493)*(Data!$C$57:$K$57=Model!$O111493)*(Data!$C$58:$K$60))","v":1.964589315203191},70.354106847968097,1,{"$f":"IF(E111493<>\"Serviceable\",E111493,INDEX(Lists!$D$6:$D$8, MATCH(T111493,Lists!$C$6:$C$8,0)))","v":"Serviceable"},{"$f":"INDEX(Lists!$C$12:$C$26, MATCH(H111493, Lists!$B$12:$B$26,0))","v":"LV"}]
[null,210964,2007,"Wood Salt Impregnated (Green)","Serviceable","Class 3",20070829,"lv",999,2021,90,"No",true,10,{"$f":"INDEX(Lists!$B$32:$B$40, MATCH(YEAR(TODAY())-C111494, Lists!$C$32:$C$40,1))","v":"0-20"},317.99157629760691,{"$f":"INDEX(Data!$E$24:$E$47, MATCH(F111494&D111494, Data!$B$24:$B$47,0))","v":1.0684339161496522E-3},{"$f":"SUMPRODUCT((Data!$B$58:$B$60=Model!$F111494)*(Data!$C$57:$K$57=Model!$O111494)*(Data!$C$58:$K$60))","v":1.7833496665670392},72.166503334329605,1,{"$f":"IF(E111494<>\"Serviceable\",E111494,INDEX(Lists!$D$6:$D$8, MATCH(T111494,Lists!$C$6:$C$8,0)))","v":"Serviceable"},{"$f":"INDEX(Lists!$C$12:$C$26, MATCH(H111494, Lists!$B$12:$B$26,0))","v":"LV"}]
[null,210965,1962,"Wood Salt Impregnated (Green)","Serviceable","Class 3",20211008,"lv",890,2021,90,"No",true,10,{"$f":"INDEX(Lists!$B$32:$B$40, MATCH(YEAR(TODAY())-C111495, Lists!$C$32:$C$40,1))","v":"61-70"},283.29579870357372,{"$f":"INDEX(Data!$E$24:$E$47, MATCH(F111495&D111495, Data!$B$24:$B$47,0))","v":1.0684339161496522E-3},{"$f":"SUMPRODUCT((Data!$B$58:$B$60=Model!$F111495)*(Data!$C$57:$K$57=Model!$O111495)*(Data!$C$58:$K$60))","v":1.9802031311051838},70.197968688948166,1,{"$f":"IF(E111495<>\"Serviceable\",E111495,INDEX(Lists!$D$6:$D$8, MATCH(T111495,Lists!$C$6:$C$8,0)))","v":"Serviceable"},{"$f":"INDEX(Lists!$C$12:$C$26, MATCH(H111495, Lists!$B$12:$B$26,0))","v":"LV"}]
[null,210977,1962,"Wood Creos Impregnated","Serviceable","Class 3",20211025,"lv",860,2022,90,"No",true,{"$f":"IF(L111496=\"No\",ROUND((End_year-J111496)/5,0)*5,ROUND((End_year-J111496)/3,0)*3)","v":10},{"$f":"INDEX(Lists!$B$32:$B$40, MATCH(YEAR(TODAY())-C111496, Lists!$C$32:$C$40,1))","v":"61-70"},273.74650211805999,{"$f":"INDEX(Data!$E$24:$E$47, MATCH(F111496&D111496, Data!$B$24:$B$47,0))","v":1.0684339161496522E-3},{"$f":"SUMPRODUCT((Data!$B$58:$B$60=Model!$F111496)*(Data!$C$57:$K$57=Model!$O111496)*(Data!$C$58:$K$60))","v":1.9802031311051838},{"$f":"IF(IF(K111496>=700,999,(K111496-R111496*N111496))<0,0,IF(K111496>=700,999,(K111496-R111496*N111496)))","v":70.197968688948166},{"$f":"IF(S111496<30,3,IF(AND(F111496=\"Class 1\",S111496<50),2,IF(AND(F111496=\"Class 1\",S111496>=50),1,IF(S111496<70,2,1))))","v":1},{"$f":"IF(E111496<>\"Serviceable\",E111496,INDEX(Lists!$D$6:$D$8, MATCH(T111496,Lists!$C$6:$C$8,0)))","v":"Serviceable"},{"$f":"INDEX(Lists!$C$12:$C$26, MATCH(H111496, Lists!$B$12:$B$26,0))","v":"LV"}]
[null,210984,2013,"Wood Creos Impregnated","Serviceable","Class 3",20130924,"lv",999,2021,70,"No",{"$f":"IF(G111497=0,FALSE,TRUE)","v":true},10,{"$f":"INDEX(Lists!$B$32:$B$40, MATCH(YEAR(TODAY())-C111497, Lists!$C$32:$C$40,1))","v":"0-20"},{"$f":"I111497/PI()","v":317.99157629760691},{"$f":"INDEX(Data!$E$24:$E$47, MATCH(F111497&D111497, Data!$B$24:$B$47,0))","v":1.0684339161496522E-3},{"$f":"SUMPRODUCT((Data!$B$58:$B$60=Model!$F111497)*(Data!$C$57:$K$57=Model!$O111497)*(Data!$C$58:$K$60))","v":1.7833496665670392},52.166503334329605,2,{"$f":"IF(E111497<>\"Serviceable\",E111497,INDEX(Lists!$D$6:$D$8, MATCH(T111497,Lists!$C$6:$C$8,0)))","v":"Limited Life"},{"$f":"INDEX(Lists!$C$12:$C$26, MATCH(H111497, Lists!$B$12:$B$26,0))","v":"LV"}]
[null,211006,1957,"Wood Creos Impregnated","Serviceable","Class 3",20180315,"lv",999,2022,100,"No",true,10,{"$f":"INDEX(Lists!$B$32:$B$40, MATCH(YEAR(TODAY())-C111498, Lists!$C$32:$C$40,1))","v":"61-70"},317.99157629760691,{"$f":"INDEX(Data!$E$24:$E$47, MATCH(F111498&D111498, Data!$B$24:$B$47,0))","v":1.0684339161496522E-3},{"$f":"SUMPRODUCT((Data!$B$58:$B$60=Model!$F111498)*(Data!$C$57:$K$57=Model!$O111498)*(Data!$C$58:$K$60))","v":1.9802031311051838},80.197968688948166,1,{"$f":"IF(E111498<>\"Serviceable\",E111498,INDEX(Lists!$D$6:$D$8, MATCH(T111498,Lists!$C$6:$C$8,0)))","v":"Serviceable"},{"$f":"INDEX(Lists!$C$12:$C$26, MATCH(H111498, Lists!$B$12:$B$26,0))","v":"LV"}]
[null,211020,1965,"Wood Creos Impregnated","Serviceable","Class 3",20211015,"lv",750,2021,100,"No",true,10,{"$f":"INDEX(Lists!$B$32:$B$40, MATCH(YEAR(TODAY())-C111499, Lists!$C$32:$C$40,1))","v":"51-60"},238.73241463784302,{"$f":"INDEX(Data!$E$24:$E$47, MATCH(F111499&D111499, Data!$B$24:$B$47,0))","v":1.0684339161496522E-3},{"$f":"SUMPRODUCT((Data!$B$58:$B$60=Model!$F111499)*(Data!$C$57:$K$57=Model!$O111499)*(Data!$C$58:$K$60))","v":2.6564859251595059},73.435140748404933,1,{"$f":"IF(E111499<>\"Serviceable\",E111499,INDEX(Lists!$D$6:$D$8, MATCH(T111499,Lists!$C$6:$C$8,0)))","v":"Serviceable"},{"$f":"INDEX(Lists!$C$12:$C$26, MATCH(H111499, Lists!$B$12:$B$26,0))","v":"LV"}]
[null,211027,2006,"Wood Creos Impregnated","Serviceable","Class 3",20060718,"lv",999,2021,100,"No",true,10,{"$f":"INDEX(Lists!$B$32:$B$40, MATCH(YEAR(TODAY())-C111500, Lists!$C$32:$C$40,1))","v":"0-20"},317.99157629760691,{"$f":"INDEX(Data!$E$24:$E$47, MATCH(F111500&D111500, Data!$B$24:$B$47,0))","v":1.0684339161496522E-3},{"$f":"SUMPRODUCT((Data!$B$58:$B$60=Model!$F111500)*(Data!$C$57:$K$57=Model!$O111500)*(Data!$C$58:$K$60))","v":1.7833496665670392},82.166503334329605,1,{"$f":"IF(E111500<>\"Serviceable\",E111500,INDEX(Lists!$D$6:$D$8, MATCH(T111500,Lists!$C$6:$C$8,0)))","v":"Serviceable"},{"$f":"INDEX(Lists!$C$12:$C$26, MATCH(H111500, Lists!$B$12:$B$26,0))","v":"LV"}]
[null,211030,2011,"Wood Untreated Round","Serviceable","Class 2",20110606,"lv",840,2021,90,"No",true,10,{"$f":"INDEX(Lists!$B$32:$B$40, MATCH(YEAR(TODAY())-C111501, Lists!$C$32:$C$40,1))","v":"0-20"},267.38030439438415,{"$f":"INDEX(Data!$E$24:$E$47, MATCH(F111501&D111501, Data!$B$24:$B$47,0))","v":2.1997700016428453E-3},{"$f":"SUMPRODUCT((Data!$B$58:$B$60=Model!$F111501)*(Data!$C$57:$K$57=Model!$O111501)*(Data!$C$58:$K$60))","v":1.4303410669288035},75.696589330711959,1,{"$f":"IF(E111501<>\"Serviceable\",E111501,INDEX(Lists!$D$6:$D$8, MATCH(T111501,Lists!$C$6:$C$8,0)))","v":"Serviceable"},{"$f":"INDEX(Lists!$C$12:$C$26, MATCH(H111501, Lists!$B$12:$B$26,0))","v":"LV"}]
[null,211033,1957,"Wood Creos Impregnated","Serviceable","Class 3",20170324,"lv",880,2021,100,"No",true,10,{"$f":"INDEX(Lists!$B$32:$B$40, MATCH(YEAR(TODAY())-C111502, Lists!$C$32:$C$40,1))","v":"61-70"},280.11269984173578,{"$f":"INDEX(Data!$E$24:$E$47, MATCH(F111502&D111502, Data!$B$24:$B$47,0))","v":1.0684339161496522E-3},{"$f":"SUMPRODUCT((Data!$B$58:$B$60=Model!$F111502)*(Data!$C$57:$K$57=Model!$O111502)*(Data!$C$58:$K$60))","v":1.9802031311051838},80.197968688948166,1,{"$f":"IF(E111502<>\"Serviceable\",E111502,INDEX(Lists!$D$6:$D$8, MATCH(T111502,Lists!$C$6:$C$8,0)))","v":"Serviceable"},{"$f":"INDEX(Lists!$C$12:$C$26, MATCH(H111502, Lists!$B$12:$B$26,0))","v":"LV"}]
[null,211044,2005,"Wood Untreated Dressed","Serviceable","Class 1",20050210,"lv",999,2022,100,"No",true,10,{"$f":"INDEX(Lists!$B$32:$B$40, MATCH(YEAR(TODAY())-C111503, Lists!$C$32:$C$40,1))","v":"0-20"},317.99157629760691,{"$f":"INDEX(Data!$E$24:$E$47, MATCH(F111503&D111503, Data!$B$24:$B$47,0))","v":1.9964561142097742E-3},{"$f":"SUMPRODUCT((Data!$B$58:$B$60=Model!$F111503)*(Data!$C$57:$K$57=Model!$O111503)*(Data!$C$58:$K$60))","v":1.3477151645848988},86.522848354151009,1,{"$f":"IF(E111503<>\"Serviceable\",E111503,INDEX(Lists!$D$6:$D$8, MATCH(T111503,Lists!$C$6:$C$8,0)))","v":"Serviceable"},{"$f":"INDEX(Lists!$C$12:$C$26, MATCH(H111503, Lists!$B$12:$B$26,0))","v":"LV"}]
[null,211045,2009,"Wood Untreated Round","Serviceable","Class 2",20090212,"lv",999,2022,80,"No",true,10,{"$f":"INDEX(Lists!$B$32:$B$40, MATCH(YEAR(TODAY())-C111504, Lists!$C$32:$C$40,1))","v":"0-20"},317.99157629760691,{"$f":"INDEX(Data!$E$24:$E$47, MATCH(F111504&D111504, Data!$B$24:$B$47,0))","v":2.1997700016428453E-3},{"$f":"SUMPRODUCT((Data!$B$58:$B$60=Model!$F111504)*(Data!$C$57:$K$57=Model!$O111504)*(Data!$C$58:$K$60))","v":1.4303410669288035},65.696589330711959,2,{"$f":"IF(E111504<>\"Serviceable\",E111504,INDEX(Lists!$D$6:$D$8, MATCH(T111504,Lists!$C$6:$C$8,0)))","v":"Limited Life"},{"$f":"INDEX(Lists!$C$12:$C$26, MATCH(H111504, Lists!$B$12:$B$26,0))","v":"LV"}]
[null,211048,1963,"Wood Creos Impregnated","Serviceable","Class 3",20230428,"lv",660,2022,100,"No",true,10,{"$f":"INDEX(Lists!$B$32:$B$40, MATCH(YEAR(TODAY())-C111505, Lists!$C$32:$C$40,1))","v":"61-70"},210.08452488130186,{"$f":"INDEX(Data!$E$24:$E$47, MATCH(F111505&D111505, Data!$B$24:$B$47,0))","v":1.0684339161496522E-3},{"$f":"SUMPRODUCT((Data!$B$58:$B$60=Model!$F111505)*(Data!$C$57:$K$57=Model!$O111505)*(Data!$C$58:$K$60))","v":1.9802031311051838},80.197968688948166,1,{"$f":"IF(E111505<>\"Serviceable\",E111505,INDEX(Lists!$D$6:$D$8, MATCH(T111505,Lists!$C$6:$C$8,0)))","v":"Serviceable"},{"$f":"INDEX(Lists!$C$12:$C$26, MATCH(H111505, Lists!$B$12:$B$26,0))","v":"LV"}]
[null,211049,1959,"Wood Untreated Round","Serviceable","Class 1",19990819,"lv",999,2019,100,"No",true,10,{"$f":"INDEX(Lists!$B$32:$B$40, MATCH(YEAR(TODAY())-C111506, Lists!$C$32:$C$40,1))","v":"61-70"},317.99157629760691,{"$f":"INDEX(Data!$E$24:$E$47, MATCH(F111506&D111506, Data!$B$24:$B$47,0))","v":1.9964561142097742E-3},{"$f":"SUMPRODUCT((Data!$B$58:$B$60=Model!$F111506)*(Data!$C$57:$K$57=Model!$O111506)*(Data!$C$58:$K$60))","v":2.3795837981601728},76.204162018398279,1,{"$f":"IF(E111506<>\"Serviceable\",E111506,INDEX(Lists!$D$6:$D$8, MATCH(T111506,Lists!$C$6:$C$8,0)))","v":"Serviceable"},{"$f":"INDEX(Lists!$C$12:$C$26, MATCH(H111506, Lists!$B$12:$B$26,0))","v":"LV"}]
[null,211052,1965,"Wood Creos Impregnated","Serviceable","Class 3",20230418,"lv",720,2022,100,"No",true,10,{"$f":"INDEX(Lists!$B$32:$B$40, MATCH(YEAR(TODAY())-C111507, Lists!$C$32:$C$40,1))","v":"51-60"},229.18311805232929,{"$f":"INDEX(Data!$E$24:$E$47, MATCH(F111507&D111507, Data!$B$24:$B$47,0))","v":1.0684339161496522E-3},{"$f":"SUMPRODUCT((Data!$B$58:$B$60=Model!$F111507)*(Data!$C$57:$K$57=Model!$O111507)*(Data!$C$58:$K$60))","v":2.6564859251595059},73.435140748404933,1,{"$f":"IF(E111507<>\"Serviceable\",E111507,INDEX(Lists!$D$6:$D$8, MATCH(T111507,Lists!$C$6:$C$8,0)))","v":"Serviceable"},{"$f":"INDEX(Lists!$C$12:$C$26, MATCH(H111507, Lists!$B$12:$B$26,0))","v":"LV"}]
[null,211056,2000,"Wood Untreated Round","Serviceable","Class 2",20001017,"lv",999,2022,100,"No",true,10,{"$f":"INDEX(Lists!$B$32:$B$40, MATCH(YEAR(TODAY())-C111508, Lists!$C$32:$C$40,1))","v":"21-30"},317.99157629760691,{"$f":"INDEX(Data!$E$24:$E$47, MATCH(F111508&D111508, Data!$B$24:$B$47,0))","v":2.1997700016428453E-3},{"$f":"SUMPRODUCT((Data!$B$58:$B$60=Model!$F111508)*(Data!$C$57:$K$57=Model!$O111508)*(Data!$C$58:$K$60))","v":1.9003299563977134},80.996700436022863,1,{"$f":"IF(E111508<>\"Serviceable\",E111508,INDEX(Lists!$D$6:$D$8, MATCH(T111508,Lists!$C$6:$C$8,0)))","v":"Serviceable"},{"$f":"INDEX(Lists!$C$12:$C$26, MATCH(H111508, Lists!$B$12:$B$26,0))","v":"LV"}]
[null,211093,2003,"Wood Untreated Round","Serviceable","Class 2",20030505,"lv",999,2022,100,"No",true,10,{"$f":"INDEX(Lists!$B$32:$B$40, MATCH(YEAR(TODAY())-C111509, Lists!$C$32:$C$40,1))","v":"21-30"},317.99157629760691,{"$f":"INDEX(Data!$E$24:$E$47, MATCH(F111509&D111509, Data!$B$24:$B$47,0))","v":2.1997700016428453E-3},{"$f":"SUMPRODUCT((Data!$B$58:$B$60=Model!$F111509)*(Data!$C$57:$K$57=Model!$O111509)*(Data!$C$58:$K$60))","v":1.9003299563977134},80.996700436022863,1,{"$f":"IF(E111509<>\"Serviceable\",E111509,INDEX(Lists!$D$6:$D$8, MATCH(T111509,Lists!$C$6:$C$8,0)))","v":"Serviceable"},{"$f":"INDEX(Lists!$C$12:$C$26, MATCH(H111509, Lists!$B$12:$B$26,0))","v":"LV"}]
[null,211098,1927,"Wood Untreated Round","Serviceable","Class 1",20230207,"lv",940,2022,100,"No",true,10,{"$f":"INDEX(Lists!$B$32:$B$40, MATCH(YEAR(TODAY())-C111510, Lists!$C$32:$C$40,1))","v":"90+"},299.21129301276324,{"$f":"INDEX(Data!$E$24:$E$47, MATCH(F111510&D111510, Data!$B$24:$B$47,0))","v":1.9964561142097742E-3},{"$f":"SUMPRODUCT((Data!$B$58:$B$60=Model!$F111510)*(Data!$C$57:$K$57=Model!$O111510)*(Data!$C$58:$K$60))","v":1.4835341045333483},85.164658954666521,1,{"$f":"IF(E111510<>\"Serviceable\",E111510,INDEX(Lists!$D$6:$D$8, MATCH(T111510,Lists!$C$6:$C$8,0)))","v":"Serviceable"},{"$f":"INDEX(Lists!$C$12:$C$26, MATCH(H111510, Lists!$B$12:$B$26,0))","v":"LV"}]
[null,211105,1966,"Wood Creos Impregnated","Serviceable","Class 3",20230522,"lv",760,2022,100,"No",true,10,{"$f":"INDEX(Lists!$B$32:$B$40, MATCH(YEAR(TODAY())-C111511, Lists!$C$32:$C$40,1))","v":"51-60"},241.91551349968091,{"$f":"INDEX(Data!$E$24:$E$47, MATCH(F111511&D111511, Data!$B$24:$B$47,0))","v":1.0684339161496522E-3},{"$f":"SUMPRODUCT((Data!$B$58:$B$60=Model!$F111511)*(Data!$C$57:$K$57=Model!$O111511)*(Data!$C$58:$K$60))","v":2.6564859251595059},73.435140748404933,1,{"$f":"IF(E111511<>\"Serviceable\",E111511,INDEX(Lists!$D$6:$D$8, MATCH(T111511,Lists!$C$6:$C$8,0)))","v":"Serviceable"},{"$f":"INDEX(Lists!$C$12:$C$26, MATCH(H111511, Lists!$B$12:$B$26,0))","v":"LV"}]
[null,211106,2004,"Wood Creos Impregnated","Serviceable","Class 3",20041025,"lv",999,2022,100,"No",true,10,{"$f":"INDEX(Lists!$B$32:$B$40, MATCH(YEAR(TODAY())-C111512, Lists!$C$32:$C$40,1))","v":"21-30"},317.99157629760691,{"$f":"INDEX(Data!$E$24:$E$47, MATCH(F111512&D111512, Data!$B$24:$B$47,0))","v":1.0684339161496522E-3},{"$f":"SUMPRODUCT((Data!$B$58:$B$60=Model!$F111512)*(Data!$C$57:$K$57=Model!$O111512)*(Data!$C$58:$K$60))","v":1.964589315203191},80.354106847968097,1,{"$f":"IF(E111512<>\"Serviceable\",E111512,INDEX(Lists!$D$6:$D$8, MATCH(T111512,Lists!$C$6:$C$8,0)))","v":"Serviceable"},{"$f":"INDEX(Lists!$C$12:$C$26, MATCH(H111512, Lists!$B$12:$B$26,0))","v":"LV"}]
[null,211112,1961,"Wood Creos Impregnated","Serviceable","Class 3",20230110,"lv",830,2022,100,"No",true,10,{"$f":"INDEX(Lists!$B$32:$B$40, MATCH(YEAR(TODAY())-C111513, Lists!$C$32:$C$40,1))","v":"61-70"},264.19720553254626,{"$f":"INDEX(Data!$E$24:$E$47, MATCH(F111513&D111513, Data!$B$24:$B$47,0))","v":1.0684339161496522E-3},{"$f":"SUMPRODUCT((Data!$B$58:$B$60=Model!$F111513)*(Data!$C$57:$K$57=Model!$O111513)*(Data!$C$58:$K$60))","v":1.9802031311051838},80.197968688948166,1,{"$f":"IF(E111513<>\"Serviceable\",E111513,INDEX(Lists!$D$6:$D$8, MATCH(T111513,Lists!$C$6:$C$8,0)))","v":"Serviceable"},{"$f":"INDEX(Lists!$C$12:$C$26, MATCH(H111513, Lists!$B$12:$B$26,0))","v":"LV"}]
[null,211134,2003,"Wood Creos Impregnated","Serviceable","Class 3",20030514,"lv/hv",999,2022,70,"No",true,10,{"$f":"INDEX(Lists!$B$32:$B$40, MATCH(YEAR(TODAY())-C111514, Lists!$C$32:$C$40,1))","v":"21-30"},317.99157629760691,{"$f":"INDEX(Data!$E$24:$E$47, MATCH(F111514&D111514, Data!$B$24:$B$47,0))","v":1.0684339161496522E-3},{"$f":"SUMPRODUCT((Data!$B$58:$B$60=Model!$F111514)*(Data!$C$57:$K$57=Model!$O111514)*(Data!$C$58:$K$60))","v":1.964589315203191},50.35410684796809,2,{"$f":"IF(E111514<>\"Serviceable\",E111514,INDEX(Lists!$D$6:$D$8, MATCH(T111514,Lists!$C$6:$C$8,0)))","v":"Limited Life"},{"$f":"INDEX(Lists!$C$12:$C$26, MATCH(H111514, Lists!$B$12:$B$26,0))","v":"HV"}]
[null,211156,1969,"Wood Untreated Round","Serviceable","Class 2",19980226,"lv",999,2022,100,"No",true,10,{"$f":"INDEX(Lists!$B$32:$B$40, MATCH(YEAR(TODAY())-C111515, Lists!$C$32:$C$40,1))","v":"51-60"},317.99157629760691,{"$f":"INDEX(Data!$E$24:$E$47, MATCH(F111515&D111515, Data!$B$24:$B$47,0))","v":2.1997700016428453E-3},{"$f":"SUMPRODUCT((Data!$B$58:$B$60=Model!$F111515)*(Data!$C$57:$K$57=Model!$O111515)*(Data!$C$58:$K$60))","v":2.6773548093458861},73.226451906541143,1,{"$f":"IF(E111515<>\"Serviceable\",E111515,INDEX(Lists!$D$6:$D$8, MATCH(T111515,Lists!$C$6:$C$8,0)))","v":"Serviceable"},{"$f":"INDEX(Lists!$C$12:$C$26, MATCH(H111515, Lists!$B$12:$B$26,0))","v":"LV"}]
[null,211160,1965,"Wood Creos Impregnated","Serviceable","Class 3",20230413,"lv",790,2022,100,"No",true,10,{"$f":"INDEX(Lists!$B$32:$B$40, MATCH(YEAR(TODAY())-C111516, Lists!$C$32:$C$40,1))","v":"51-60"},251.46481008519464,{"$f":"INDEX(Data!$E$24:$E$47, MATCH(F111516&D111516, Data!$B$24:$B$47,0))","v":1.0684339161496522E-3},{"$f":"SUMPRODUCT((Data!$B$58:$B$60=Model!$F111516)*(Data!$C$57:$K$57=Model!$O111516)*(Data!$C$58:$K$60))","v":2.6564859251595059},73.435140748404933,1,{"$f":"IF(E111516<>\"Serviceable\",E111516,INDEX(Lists!$D$6:$D$8, MATCH(T111516,Lists!$C$6:$C$8,0)))","v":"Serviceable"},{"$f":"INDEX(Lists!$C$12:$C$26, MATCH(H111516, Lists!$B$12:$B$26,0))","v":"LV"}]
[null,211161,1994,"Wood Untreated Round","Serviceable","Class 2",19940101,"lv",999,2019,100,"No",true,10,{"$f":"INDEX(Lists!$B$32:$B$40, MATCH(YEAR(TODAY())-C111517, Lists!$C$32:$C$40,1))","v":"31-40"},317.99157629760691,{"$f":"INDEX(Data!$E$24:$E$47, MATCH(F111517&D111517, Data!$B$24:$B$47,0))","v":2.1997700016428453E-3},{"$f":"SUMPRODUCT((Data!$B$58:$B$60=Model!$F111517)*(Data!$C$57:$K$57=Model!$O111517)*(Data!$C$58:$K$60))","v":2.6204462517795317},73.795537482204679,1,{"$f":"IF(E111517<>\"Serviceable\",E111517,INDEX(Lists!$D$6:$D$8, MATCH(T111517,Lists!$C$6:$C$8,0)))","v":"Serviceable"},{"$f":"INDEX(Lists!$C$12:$C$26, MATCH(H111517, Lists!$B$12:$B$26,0))","v":"LV"}]
[null,211163,2007,"Wood Untreated Round","Serviceable","Class 2",20071010,"lv/future hv",999,2022,80,"No",true,10,{"$f":"INDEX(Lists!$B$32:$B$40, MATCH(YEAR(TODAY())-C111518, Lists!$C$32:$C$40,1))","v":"0-20"},317.99157629760691,{"$f":"INDEX(Data!$E$24:$E$47, MATCH(F111518&D111518, Data!$B$24:$B$47,0))","v":2.1997700016428453E-3},{"$f":"SUMPRODUCT((Data!$B$58:$B$60=Model!$F111518)*(Data!$C$57:$K$57=Model!$O111518)*(Data!$C$58:$K$60))","v":1.4303410669288035},65.696589330711959,2,{"$f":"IF(E111518<>\"Serviceable\",E111518,INDEX(Lists!$D$6:$D$8, MATCH(T111518,Lists!$C$6:$C$8,0)))","v":"Limited Life"},{"$f":"INDEX(Lists!$C$12:$C$26, MATCH(H111518, Lists!$B$12:$B$26,0))","v":"LV"}]
[null,211169,2011,"Wood Creos Impregnated","Serviceable","Class 3",20110824,"lv/hv",990,2020,100,"No",true,10,{"$f":"INDEX(Lists!$B$32:$B$40, MATCH(YEAR(TODAY())-C111519, Lists!$C$32:$C$40,1))","v":"0-20"},315.1267873219528,{"$f":"INDEX(Data!$E$24:$E$47, MATCH(F111519&D111519, Data!$B$24:$B$47,0))","v":1.0684339161496522E-3},{"$f":"SUMPRODUCT((Data!$B$58:$B$60=Model!$F111519)*(Data!$C$57:$K$57=Model!$O111519)*(Data!$C$58:$K$60))","v":1.7833496665670392},82.166503334329605,1,{"$f":"IF(E111519<>\"Serviceable\",E111519,INDEX(Lists!$D$6:$D$8, MATCH(T111519,Lists!$C$6:$C$8,0)))","v":"Serviceable"},{"$f":"INDEX(Lists!$C$12:$C$26, MATCH(H111519, Lists!$B$12:$B$26,0))","v":"HV"}]
[null,211170,2007,"Wood Untreated Round","Serviceable","Class 2",20070709,"lv",1020,2019,100,"No",true,10,{"$f":"INDEX(Lists!$B$32:$B$40, MATCH(YEAR(TODAY())-C111520, Lists!$C$32:$C$40,1))","v":"0-20"},324.67608390746648,{"$f":"INDEX(Data!$E$24:$E$47, MATCH(F111520&D111520, Data!$B$24:$B$47,0))","v":2.1997700016428453E-3},{"$f":"SUMPRODUCT((Data!$B$58:$B$60=Model!$F111520)*(Data!$C$57:$K$57=Model!$O111520)*(Data!$C$58:$K$60))","v":1.4303410669288035},85.696589330711959,1,{"$f":"IF(E111520<>\"Serviceable\",E111520,INDEX(Lists!$D$6:$D$8, MATCH(T111520,Lists!$C$6:$C$8,0)))","v":"Serviceable"},{"$f":"INDEX(Lists!$C$12:$C$26, MATCH(H111520, Lists!$B$12:$B$26,0))","v":"LV"}]
[null,211174,1993,"Wood Untreated Round","Serviceable","Class 2",19930727,"stay",1060,2020,100,"No",true,10,{"$f":"INDEX(Lists!$B$32:$B$40, MATCH(YEAR(TODAY())-C111521, Lists!$C$32:$C$40,1))","v":"31-40"},337.4084793548181,{"$f":"INDEX(Data!$E$24:$E$47, MATCH(F111521&D111521, Data!$B$24:$B$47,0))","v":2.1997700016428453E-3},{"$f":"SUMPRODUCT((Data!$B$58:$B$60=Model!$F111521)*(Data!$C$57:$K$57=Model!$O111521)*(Data!$C$58:$K$60))","v":2.6204462517795317},73.795537482204679,1,{"$f":"IF(E111521<>\"Serviceable\",E111521,INDEX(Lists!$D$6:$D$8, MATCH(T111521,Lists!$C$6:$C$8,0)))","v":"Serviceable"},{"$f":"INDEX(Lists!$C$12:$C$26, MATCH(H111521, Lists!$B$12:$B$26,0))","v":"LV"}]
[null,211177,2006,"Wood Untreated Round","Serviceable","Class 2",20060718,"lv",999,2022,100,"No",true,10,{"$f":"INDEX(Lists!$B$32:$B$40, MATCH(YEAR(TODAY())-C111522, Lists!$C$32:$C$40,1))","v":"0-20"},317.99157629760691,{"$f":"INDEX(Data!$E$24:$E$47, MATCH(F111522&D111522, Data!$B$24:$B$47,0))","v":2.1997700016428453E-3},{"$f":"SUMPRODUCT((Data!$B$58:$B$60=Model!$F111522)*(Data!$C$57:$K$57=Model!$O111522)*(Data!$C$58:$K$60))","v":1.4303410669288035},85.696589330711959,1,{"$f":"IF(E111522<>\"Serviceable\",E111522,INDEX(Lists!$D$6:$D$8, MATCH(T111522,Lists!$C$6:$C$8,0)))","v":"Serviceable"},{"$f":"INDEX(Lists!$C$12:$C$26, MATCH(H111522, Lists!$B$12:$B$26,0))","v":"LV"}]
[null,211216,2011,"Wood Creos Impregnated","Serviceable","Class 3",20110809,"lv",999,2022,80,"No",true,10,{"$f":"INDEX(Lists!$B$32:$B$40, MATCH(YEAR(TODAY())-C111523, Lists!$C$32:$C$40,1))","v":"0-20"},317.99157629760691,{"$f":"INDEX(Data!$E$24:$E$47, MATCH(F111523&D111523, Data!$B$24:$B$47,0))","v":1.0684339161496522E-3},{"$f":"SUMPRODUCT((Data!$B$58:$B$60=Model!$F111523)*(Data!$C$57:$K$57=Model!$O111523)*(Data!$C$58:$K$60))","v":1.7833496665670392},62.166503334329605,2,{"$f":"IF(E111523<>\"Serviceable\",E111523,INDEX(Lists!$D$6:$D$8, MATCH(T111523,Lists!$C$6:$C$8,0)))","v":"Limited Life"},{"$f":"INDEX(Lists!$C$12:$C$26, MATCH(H111523, Lists!$B$12:$B$26,0))","v":"LV"}]
[null,211224,1965,"Wood Creos Impregnated","Serviceable","Class 3",20180412,"lv/future hv",999,2022,100,"No",true,10,{"$f":"INDEX(Lists!$B$32:$B$40, MATCH(YEAR(TODAY())-C111524, Lists!$C$32:$C$40,1))","v":"51-60"},317.99157629760691,{"$f":"INDEX(Data!$E$24:$E$47, MATCH(F111524&D111524, Data!$B$24:$B$47,0))","v":1.0684339161496522E-3},{"$f":"SUMPRODUCT((Data!$B$58:$B$60=Model!$F111524)*(Data!$C$57:$K$57=Model!$O111524)*(Data!$C$58:$K$60))","v":2.6564859251595059},73.435140748404933,1,{"$f":"IF(E111524<>\"Serviceable\",E111524,INDEX(Lists!$D$6:$D$8, MATCH(T111524,Lists!$C$6:$C$8,0)))","v":"Serviceable"},{"$f":"INDEX(Lists!$C$12:$C$26, MATCH(H111524, Lists!$B$12:$B$26,0))","v":"LV"}]
[null,211251,1950,"Wood Untreated Round","Serviceable","Class 1",20200610,"lv/hv",910,2020,100,"No",true,10,{"$f":"INDEX(Lists!$B$32:$B$40, MATCH(YEAR(TODAY())-C111525, Lists!$C$32:$C$40,1))","v":"71-80"},289.66199642724951,{"$f":"INDEX(Data!$E$24:$E$47, MATCH(F111525&D111525, Data!$B$24:$B$47,0))","v":1.9964561142097742E-3},{"$f":"SUMPRODUCT((Data!$B$58:$B$60=Model!$F111525)*(Data!$C$57:$K$57=Model!$O111525)*(Data!$C$58:$K$60))","v":2.0707751244791428},79.292248755208576,1,{"$f":"IF(E111525<>\"Serviceable\",E111525,INDEX(Lists!$D$6:$D$8, MATCH(T111525,Lists!$C$6:$C$8,0)))","v":"Serviceable"},{"$f":"INDEX(Lists!$C$12:$C$26, MATCH(H111525, Lists!$B$12:$B$26,0))","v":"HV"}]
[null,211275,1938,"Wood Untreated Dressed","Serviceable","Class 1",20230418,"lv",750,2022,100,"No",true,10,{"$f":"INDEX(Lists!$B$32:$B$40, MATCH(YEAR(TODAY())-C111526, Lists!$C$32:$C$40,1))","v":"81-90"},238.73241463784302,{"$f":"INDEX(Data!$E$24:$E$47, MATCH(F111526&D111526, Data!$B$24:$B$47,0))","v":1.9964561142097742E-3},{"$f":"SUMPRODUCT((Data!$B$58:$B$60=Model!$F111526)*(Data!$C$57:$K$57=Model!$O111526)*(Data!$C$58:$K$60))","v":2.8392735823590045},71.607264176409956,1,{"$f":"IF(E111526<>\"Serviceable\",E111526,INDEX(Lists!$D$6:$D$8, MATCH(T111526,Lists!$C$6:$C$8,0)))","v":"Serviceable"},{"$f":"INDEX(Lists!$C$12:$C$26, MATCH(H111526, Lists!$B$12:$B$26,0))","v":"LV"}]
[null,211278,1928,"Wood Untreated Round","Serviceable","Class 1",20230522,"stay",628,2022,100,"No",true,10,{"$f":"INDEX(Lists!$B$32:$B$40, MATCH(YEAR(TODAY())-C111527, Lists!$C$32:$C$40,1))","v":"90+"},199.89860852342056,{"$f":"INDEX(Data!$E$24:$E$47, MATCH(F111527&D111527, Data!$B$24:$B$47,0))","v":1.9964561142097742E-3},{"$f":"SUMPRODUCT((Data!$B$58:$B$60=Model!$F111527)*(Data!$C$57:$K$57=Model!$O111527)*(Data!$C$58:$K$60))","v":1.4835341045333483},85.164658954666521,1,{"$f":"IF(E111527<>\"Serviceable\",E111527,INDEX(Lists!$D$6:$D$8, MATCH(T111527,Lists!$C$6:$C$8,0)))","v":"Serviceable"},{"$f":"INDEX(Lists!$C$12:$C$26, MATCH(H111527, Lists!$B$12:$B$26,0))","v":"LV"}]
[null,211300,2009,"Wood Untreated Round","Serviceable","Class 2",20090827,"lv",710,2019,100,"No",true,10,{"$f":"INDEX(Lists!$B$32:$B$40, MATCH(YEAR(TODAY())-C111528, Lists!$C$32:$C$40,1))","v":"0-20"},226.00001919049137,{"$f":"INDEX(Data!$E$24:$E$47, MATCH(F111528&D111528, Data!$B$24:$B$47,0))","v":2.1997700016428453E-3},{"$f":"SUMPRODUCT((Data!$B$58:$B$60=Model!$F111528)*(Data!$C$57:$K$57=Model!$O111528)*(Data!$C$58:$K$60))","v":1.4303410669288035},85.696589330711959,1,{"$f":"IF(E111528<>\"Serviceable\",E111528,INDEX(Lists!$D$6:$D$8, MATCH(T111528,Lists!$C$6:$C$8,0)))","v":"Serviceable"},{"$f":"INDEX(Lists!$C$12:$C$26, MATCH(H111528, Lists!$B$12:$B$26,0))","v":"LV"}]
[null,211304,2001,"Wood Untreated Round","Serviceable","Class 2",20011124,"lv",785,2022,70,"No",true,10,{"$f":"INDEX(Lists!$B$32:$B$40, MATCH(YEAR(TODAY())-C111529, Lists!$C$32:$C$40,1))","v":"21-30"},249.8732606542757,{"$f":"INDEX(Data!$E$24:$E$47, MATCH(F111529&D111529, Data!$B$24:$B$47,0))","v":2.1997700016428453E-3},{"$f":"SUMPRODUCT((Data!$B$58:$B$60=Model!$F111529)*(Data!$C$57:$K$57=Model!$O111529)*(Data!$C$58:$K$60))","v":1.9003299563977134},50.996700436022863,2,{"$f":"IF(E111529<>\"Serviceable\",E111529,INDEX(Lists!$D$6:$D$8, MATCH(T111529,Lists!$C$6:$C$8,0)))","v":"Limited Life"},{"$f":"INDEX(Lists!$C$12:$C$26, MATCH(H111529, Lists!$B$12:$B$26,0))","v":"LV"}]
[null,211324,2004,"Wood Creos Impregnated","Serviceable","Class 3",20040201,"lv/hv",999,2022,100,"No",true,10,{"$f":"INDEX(Lists!$B$32:$B$40, MATCH(YEAR(TODAY())-C111530, Lists!$C$32:$C$40,1))","v":"21-30"},317.99157629760691,{"$f":"INDEX(Data!$E$24:$E$47, MATCH(F111530&D111530, Data!$B$24:$B$47,0))","v":1.0684339161496522E-3},{"$f":"SUMPRODUCT((Data!$B$58:$B$60=Model!$F111530)*(Data!$C$57:$K$57=Model!$O111530)*(Data!$C$58:$K$60))","v":1.964589315203191},80.354106847968097,1,{"$f":"IF(E111530<>\"Serviceable\",E111530,INDEX(Lists!$D$6:$D$8, MATCH(T111530,Lists!$C$6:$C$8,0)))","v":"Serviceable"},{"$f":"INDEX(Lists!$C$12:$C$26, MATCH(H111530, Lists!$B$12:$B$26,0))","v":"HV"}]
[null,211325,1958,"Wood Creos Impregnated","Serviceable","Class 3",20180823,"lv",999,2023,50,"No",true,10,{"$f":"INDEX(Lists!$B$32:$B$40, MATCH(YEAR(TODAY())-C111531, Lists!$C$32:$C$40,1))","v":"61-70"},317.99157629760691,{"$f":"INDEX(Data!$E$24:$E$47, MATCH(F111531&D111531, Data!$B$24:$B$47,0))","v":1.0684339161496522E-3},{"$f":"SUMPRODUCT((Data!$B$58:$B$60=Model!$F111531)*(Data!$C$57:$K$57=Model!$O111531)*(Data!$C$58:$K$60))","v":1.9802031311051838},30.197968688948162,2,{"$f":"IF(E111531<>\"Serviceable\",E111531,INDEX(Lists!$D$6:$D$8, MATCH(T111531,Lists!$C$6:$C$8,0)))","v":"Limited Life"},{"$f":"INDEX(Lists!$C$12:$C$26, MATCH(H111531, Lists!$B$12:$B$26,0))","v":"LV"}]
[null,211330,1965,"Wood Creos Impregnated","Serviceable","Class 3",20230216,"lv",840,2022,70,"No",true,10,{"$f":"INDEX(Lists!$B$32:$B$40, MATCH(YEAR(TODAY())-C111532, Lists!$C$32:$C$40,1))","v":"51-60"},267.38030439438415,{"$f":"INDEX(Data!$E$24:$E$47, MATCH(F111532&D111532, Data!$B$24:$B$47,0))","v":1.0684339161496522E-3},{"$f":"SUMPRODUCT((Data!$B$58:$B$60=Model!$F111532)*(Data!$C$57:$K$57=Model!$O111532)*(Data!$C$58:$K$60))","v":2.6564859251595059},43.43514074840494,2,{"$f":"IF(E111532<>\"Serviceable\",E111532,INDEX(Lists!$D$6:$D$8, MATCH(T111532,Lists!$C$6:$C$8,0)))","v":"Limited Life"},{"$f":"INDEX(Lists!$C$12:$C$26, MATCH(H111532, Lists!$B$12:$B$26,0))","v":"LV"}]
[null,211337,1965,"Wood Creos Impregnated","Serviceable","Class 3",20230216,"lv/future hv",880,2022,85,"No",true,10,{"$f":"INDEX(Lists!$B$32:$B$40, MATCH(YEAR(TODAY())-C111533, Lists!$C$32:$C$40,1))","v":"51-60"},280.11269984173578,{"$f":"INDEX(Data!$E$24:$E$47, MATCH(F111533&D111533, Data!$B$24:$B$47,0))","v":1.0684339161496522E-3},{"$f":"SUMPRODUCT((Data!$B$58:$B$60=Model!$F111533)*(Data!$C$57:$K$57=Model!$O111533)*(Data!$C$58:$K$60))","v":2.6564859251595059},58.43514074840494,2,{"$f":"IF(E111533<>\"Serviceable\",E111533,INDEX(Lists!$D$6:$D$8, MATCH(T111533,Lists!$C$6:$C$8,0)))","v":"Limited Life"},{"$f":"INDEX(Lists!$C$12:$C$26, MATCH(H111533, Lists!$B$12:$B$26,0))","v":"LV"}]
[null,211371,2013,"Wood Creos Impregnated","Serviceable","Class 3",20130919,"lv",820,2019,100,"No",true,10,{"$f":"INDEX(Lists!$B$32:$B$40, MATCH(YEAR(TODAY())-C111534, Lists!$C$32:$C$40,1))","v":"0-20"},261.01410667070837,{"$f":"INDEX(Data!$E$24:$E$47, MATCH(F111534&D111534, Data!$B$24:$B$47,0))","v":1.0684339161496522E-3},{"$f":"SUMPRODUCT((Data!$B$58:$B$60=Model!$F111534)*(Data!$C$57:$K$57=Model!$O111534)*(Data!$C$58:$K$60))","v":1.7833496665670392},82.166503334329605,1,{"$f":"IF(E111534<>\"Serviceable\",E111534,INDEX(Lists!$D$6:$D$8, MATCH(T111534,Lists!$C$6:$C$8,0)))","v":"Serviceable"},{"$f":"INDEX(Lists!$C$12:$C$26, MATCH(H111534, Lists!$B$12:$B$26,0))","v":"LV"}]
[null,211388,2011,"Wood Creos Impregnated","Serviceable","Class 3",20111111,"lv",999,2023,90,"Yes",true,9,{"$f":"INDEX(Lists!$B$32:$B$40, MATCH(YEAR(TODAY())-C111535, Lists!$C$32:$C$40,1))","v":"0-20"},317.99157629760691,{"$f":"INDEX(Data!$E$24:$E$47, MATCH(F111535&D111535, Data!$B$24:$B$47,0))","v":1.0684339161496522E-3},{"$f":"SUMPRODUCT((Data!$B$58:$B$60=Model!$F111535)*(Data!$C$57:$K$57=Model!$O111535)*(Data!$C$58:$K$60))","v":1.7833496665670392},73.949853000896638,1,{"$f":"IF(E111535<>\"Serviceable\",E111535,INDEX(Lists!$D$6:$D$8, MATCH(T111535,Lists!$C$6:$C$8,0)))","v":"Serviceable"},{"$f":"INDEX(Lists!$C$12:$C$26, MATCH(H111535, Lists!$B$12:$B$26,0))","v":"LV"}]
[null,211403,2013,"Wood Creos Impregnated","Serviceable","Class 3",20130925,"lv/hv",840,2022,90,"Yes",true,9,{"$f":"INDEX(Lists!$B$32:$B$40, MATCH(YEAR(TODAY())-C111536, Lists!$C$32:$C$40,1))","v":"0-20"},267.38030439438415,{"$f":"INDEX(Data!$E$24:$E$47, MATCH(F111536&D111536, Data!$B$24:$B$47,0))","v":1.0684339161496522E-3},{"$f":"SUMPRODUCT((Data!$B$58:$B$60=Model!$F111536)*(Data!$C$57:$K$57=Model!$O111536)*(Data!$C$58:$K$60))","v":1.7833496665670392},73.949853000896638,1,{"$f":"IF(E111536<>\"Serviceable\",E111536,INDEX(Lists!$D$6:$D$8, MATCH(T111536,Lists!$C$6:$C$8,0)))","v":"Serviceable"},{"$f":"INDEX(Lists!$C$12:$C$26, MATCH(H111536, Lists!$B$12:$B$26,0))","v":"HV"}]
[null,211415,1974,"Wood Creos Impregnated","Serviceable","Class 3",20180510,"lv/hv",999,2022,100,"No",true,10,{"$f":"INDEX(Lists!$B$32:$B$40, MATCH(YEAR(TODAY())-C111537, Lists!$C$32:$C$40,1))","v":"51-60"},317.99157629760691,{"$f":"INDEX(Data!$E$24:$E$47, MATCH(F111537&D111537, Data!$B$24:$B$47,0))","v":1.0684339161496522E-3},{"$f":"SUMPRODUCT((Data!$B$58:$B$60=Model!$F111537)*(Data!$C$57:$K$57=Model!$O111537)*(Data!$C$58:$K$60))","v":2.6564859251595059},73.435140748404933,1,{"$f":"IF(E111537<>\"Serviceable\",E111537,INDEX(Lists!$D$6:$D$8, MATCH(T111537,Lists!$C$6:$C$8,0)))","v":"Serviceable"},{"$f":"INDEX(Lists!$C$12:$C$26, MATCH(H111537, Lists!$B$12:$B$26,0))","v":"HV"}]
[null,211419,1964,"Wood Creos Impregnated","Serviceable","Class 3",20180502,"lv/hv",999,2022,100,"No",true,10,{"$f":"INDEX(Lists!$B$32:$B$40, MATCH(YEAR(TODAY())-C111538, Lists!$C$32:$C$40,1))","v":"61-70"},317.99157629760691,{"$f":"INDEX(Data!$E$24:$E$47, MATCH(F111538&D111538, Data!$B$24:$B$47,0))","v":1.0684339161496522E-3},{"$f":"SUMPRODUCT((Data!$B$58:$B$60=Model!$F111538)*(Data!$C$57:$K$57=Model!$O111538)*(Data!$C$58:$K$60))","v":1.9802031311051838},80.197968688948166,1,{"$f":"IF(E111538<>\"Serviceable\",E111538,INDEX(Lists!$D$6:$D$8, MATCH(T111538,Lists!$C$6:$C$8,0)))","v":"Serviceable"},{"$f":"INDEX(Lists!$C$12:$C$26, MATCH(H111538, Lists!$B$12:$B$26,0))","v":"HV"}]
[null,211425,2011,"Wood Creos Impregnated","Serviceable","Class 3",20110414,"lv",800,2020,999,"No",true,10,{"$f":"INDEX(Lists!$B$32:$B$40, MATCH(YEAR(TODAY())-C111539, Lists!$C$32:$C$40,1))","v":"0-20"},254.64790894703253,{"$f":"INDEX(Data!$E$24:$E$47, MATCH(F111539&D111539, Data!$B$24:$B$47,0))","v":1.0684339161496522E-3},{"$f":"SUMPRODUCT((Data!$B$58:$B$60=Model!$F111539)*(Data!$C$57:$K$57=Model!$O111539)*(Data!$C$58:$K$60))","v":1.7833496665670392},999,1,{"$f":"IF(E111539<>\"Serviceable\",E111539,INDEX(Lists!$D$6:$D$8, MATCH(T111539,Lists!$C$6:$C$8,0)))","v":"Serviceable"},{"$f":"INDEX(Lists!$C$12:$C$26, MATCH(H111539, Lists!$B$12:$B$26,0))","v":"LV"}]
[null,211502,2000,"Wood Untreated Dressed","Serviceable","Class 2",20001130,"lv/hv",999,2020,100,"No",true,10,{"$f":"INDEX(Lists!$B$32:$B$40, MATCH(YEAR(TODAY())-C111540, Lists!$C$32:$C$40,1))","v":"21-30"},317.99157629760691,{"$f":"INDEX(Data!$E$24:$E$47, MATCH(F111540&D111540, Data!$B$24:$B$47,0))","v":2.1997700016428453E-3},{"$f":"SUMPRODUCT((Data!$B$58:$B$60=Model!$F111540)*(Data!$C$57:$K$57=Model!$O111540)*(Data!$C$58:$K$60))","v":1.9003299563977134},80.996700436022863,1,{"$f":"IF(E111540<>\"Serviceable\",E111540,INDEX(Lists!$D$6:$D$8, MATCH(T111540,Lists!$C$6:$C$8,0)))","v":"Serviceable"},{"$f":"INDEX(Lists!$C$12:$C$26, MATCH(H111540, Lists!$B$12:$B$26,0))","v":"HV"}]
[null,211527,1970,"Wood Untreated Round","Serviceable","Class 1",19980416,"lv/hv",817,2022,100,"No",true,10,{"$f":"INDEX(Lists!$B$32:$B$40, MATCH(YEAR(TODAY())-C111541, Lists!$C$32:$C$40,1))","v":"51-60"},260.05917701215697,{"$f":"INDEX(Data!$E$24:$E$47, MATCH(F111541&D111541, Data!$B$24:$B$47,0))","v":1.9964561142097742E-3},{"$f":"SUMPRODUCT((Data!$B$58:$B$60=Model!$F111541)*(Data!$C$57:$K$57=Model!$O111541)*(Data!$C$58:$K$60))","v":1.3557210085184006},86.44278991481599,1,{"$f":"IF(E111541<>\"Serviceable\",E111541,INDEX(Lists!$D$6:$D$8, MATCH(T111541,Lists!$C$6:$C$8,0)))","v":"Serviceable"},{"$f":"INDEX(Lists!$C$12:$C$26, MATCH(H111541, Lists!$B$12:$B$26,0))","v":"HV"}]
[null,211640,2006,"Wood Salt Impregnated (Green)","Serviceable","Class 2",20060510,"lv/hv",1095,2019,100,"No",true,10,{"$f":"INDEX(Lists!$B$32:$B$40, MATCH(YEAR(TODAY())-C111542, Lists!$C$32:$C$40,1))","v":"0-20"},348.5493253712508,{"$f":"INDEX(Data!$E$24:$E$47, MATCH(F111542&D111542, Data!$B$24:$B$47,0))","v":1.6118836915297091E-3},{"$f":"SUMPRODUCT((Data!$B$58:$B$60=Model!$F111542)*(Data!$C$57:$K$57=Model!$O111542)*(Data!$C$58:$K$60))","v":1.4303410669288035},85.696589330711959,1,{"$f":"IF(E111542<>\"Serviceable\",E111542,INDEX(Lists!$D$6:$D$8, MATCH(T111542,Lists!$C$6:$C$8,0)))","v":"Serviceable"},{"$f":"INDEX(Lists!$C$12:$C$26, MATCH(H111542, Lists!$B$12:$B$26,0))","v":"HV"}]
[null,211734,2000,"Wood Creos Impregnated","Serviceable","Class 3",20000214,"lv/hv",999,2019,110,"No",true,10,{"$f":"INDEX(Lists!$B$32:$B$40, MATCH(YEAR(TODAY())-C111543, Lists!$C$32:$C$40,1))","v":"21-30"},317.99157629760691,{"$f":"INDEX(Data!$E$24:$E$47, MATCH(F111543&D111543, Data!$B$24:$B$47,0))","v":1.0684339161496522E-3},{"$f":"SUMPRODUCT((Data!$B$58:$B$60=Model!$F111543)*(Data!$C$57:$K$57=Model!$O111543)*(Data!$C$58:$K$60))","v":1.964589315203191},90.354106847968097,1,{"$f":"IF(E111543<>\"Serviceable\",E111543,INDEX(Lists!$D$6:$D$8, MATCH(T111543,Lists!$C$6:$C$8,0)))","v":"Serviceable"},{"$f":"INDEX(Lists!$C$12:$C$26, MATCH(H111543, Lists!$B$12:$B$26,0))","v":"HV"}]
[null,211769,2007,"Wood Creos Impregnated","Serviceable","Class 3",20070523,"lv/hv",999,2020,100,"No",true,10,{"$f":"INDEX(Lists!$B$32:$B$40, MATCH(YEAR(TODAY())-C111544, Lists!$C$32:$C$40,1))","v":"0-20"},317.99157629760691,{"$f":"INDEX(Data!$E$24:$E$47, MATCH(F111544&D111544, Data!$B$24:$B$47,0))","v":1.0684339161496522E-3},{"$f":"SUMPRODUCT((Data!$B$58:$B$60=Model!$F111544)*(Data!$C$57:$K$57=Model!$O111544)*(Data!$C$58:$K$60))","v":1.7833496665670392},82.166503334329605,1,{"$f":"IF(E111544<>\"Serviceable\",E111544,INDEX(Lists!$D$6:$D$8, MATCH(T111544,Lists!$C$6:$C$8,0)))","v":"Serviceable"},{"$f":"INDEX(Lists!$C$12:$C$26, MATCH(H111544, Lists!$B$12:$B$26,0))","v":"HV"}]
[null,211968,2006,"Wood Untreated Dressed","Serviceable","Class 1",20061128,"lv",999,2021,100,"No",true,10,{"$f":"INDEX(Lists!$B$32:$B$40, MATCH(YEAR(TODAY())-C111545, Lists!$C$32:$C$40,1))","v":"0-20"},317.99157629760691,{"$f":"INDEX(Data!$E$24:$E$47, MATCH(F111545&D111545, Data!$B$24:$B$47,0))","v":1.9964561142097742E-3},{"$f":"SUMPRODUCT((Data!$B$58:$B$60=Model!$F111545)*(Data!$C$57:$K$57=Model!$O111545)*(Data!$C$58:$K$60))","v":1.3477151645848988},86.522848354151009,1,{"$f":"IF(E111545<>\"Serviceable\",E111545,INDEX(Lists!$D$6:$D$8, MATCH(T111545,Lists!$C$6:$C$8,0)))","v":"Serviceable"},{"$f":"INDEX(Lists!$C$12:$C$26, MATCH(H111545, Lists!$B$12:$B$26,0))","v":"LV"}]
[null,211970,2013,"Wood Creos Impregnated","Limited Life","Class 3",20130110,"lv",680,2023,40,"No",true,10,{"$f":"INDEX(Lists!$B$32:$B$40, MATCH(YEAR(TODAY())-C111546, Lists!$C$32:$C$40,1))","v":"0-20"},216.45072260497767,{"$f":"INDEX(Data!$E$24:$E$47, MATCH(F111546&D111546, Data!$B$24:$B$47,0))","v":1.0684339161496522E-3},{"$f":"SUMPRODUCT((Data!$B$58:$B$60=Model!$F111546)*(Data!$C$57:$K$57=Model!$O111546)*(Data!$C$58:$K$60))","v":1.7833496665670392},22.166503334329608,3,{"$f":"IF(E111546<>\"Serviceable\",E111546,INDEX(Lists!$D$6:$D$8, MATCH(T111546,Lists!$C$6:$C$8,0)))","v":"Limited Life"},{"$f":"INDEX(Lists!$C$12:$C$26, MATCH(H111546, Lists!$B$12:$B$26,0))","v":"LV"}]
[null,212124,1992,"Wood Untreated Dressed","Serviceable","Unknown",20220404,"lv",650,2021,100,"No",true,10,{"$f":"INDEX(Lists!$B$32:$B$40, MATCH(YEAR(TODAY())-C111547, Lists!$C$32:$C$40,1))","v":"31-40"},206.90142601946394,{"$f":"INDEX(Data!$E$24:$E$47, MATCH(F111547&D111547, Data!$B$24:$B$47,0))","v":1.8301435406698563E-3},{"$f":"SUMPRODUCT((Data!$B$58:$B$60=Model!$F111547)*(Data!$C$57:$K$57=Model!$O111547)*(Data!$C$58:$K$60))","v":0},100,1,{"$f":"IF(E111547<>\"Serviceable\",E111547,INDEX(Lists!$D$6:$D$8, MATCH(T111547,Lists!$C$6:$C$8,0)))","v":"Serviceable"},{"$f":"INDEX(Lists!$C$12:$C$26, MATCH(H111547, Lists!$B$12:$B$26,0))","v":"LV"}]
[null,212125,1999,"Wood Untreated Dressed","Serviceable","Class 1",20220404,"lv",690,2021,130,"No",true,10,{"$f":"INDEX(Lists!$B$32:$B$40, MATCH(YEAR(TODAY())-C111548, Lists!$C$32:$C$40,1))","v":"21-30"},219.63382146681556,{"$f":"INDEX(Data!$E$24:$E$47, MATCH(F111548&D111548, Data!$B$24:$B$47,0))","v":1.9964561142097742E-3},{"$f":"SUMPRODUCT((Data!$B$58:$B$60=Model!$F111548)*(Data!$C$57:$K$57=Model!$O111548)*(Data!$C$58:$K$60))","v":2.1651652228345815},108.34834777165419,1,{"$f":"IF(E111548<>\"Serviceable\",E111548,INDEX(Lists!$D$6:$D$8, MATCH(T111548,Lists!$C$6:$C$8,0)))","v":"Serviceable"},{"$f":"INDEX(Lists!$C$12:$C$26, MATCH(H111548, Lists!$B$12:$B$26,0))","v":"LV"}]
[null,212141,2002,"Wood Creos Impregnated","Serviceable","Class 3",20020205,"lv",999,2021,100,"No",true,10,{"$f":"INDEX(Lists!$B$32:$B$40, MATCH(YEAR(TODAY())-C111549, Lists!$C$32:$C$40,1))","v":"21-30"},317.99157629760691,{"$f":"INDEX(Data!$E$24:$E$47, MATCH(F111549&D111549, Data!$B$24:$B$47,0))","v":1.0684339161496522E-3},{"$f":"SUMPRODUCT((Data!$B$58:$B$60=Model!$F111549)*(Data!$C$57:$K$57=Model!$O111549)*(Data!$C$58:$K$60))","v":1.964589315203191},80.354106847968097,1,{"$f":"IF(E111549<>\"Serviceable\",E111549,INDEX(Lists!$D$6:$D$8, MATCH(T111549,Lists!$C$6:$C$8,0)))","v":"Serviceable"},{"$f":"INDEX(Lists!$C$12:$C$26, MATCH(H111549, Lists!$B$12:$B$26,0))","v":"LV"}]
[null,212155,1992,"Wood Untreated Dressed","Serviceable","Unknown",20201117,"pl",730,2020,100,"No",true,10,{"$f":"INDEX(Lists!$B$32:$B$40, MATCH(YEAR(TODAY())-C111550, Lists!$C$32:$C$40,1))","v":"31-40"},232.36621691416721,{"$f":"INDEX(Data!$E$24:$E$47, MATCH(F111550&D111550, Data!$B$24:$B$47,0))","v":1.8301435406698563E-3},{"$f":"SUMPRODUCT((Data!$B$58:$B$60=Model!$F111550)*(Data!$C$57:$K$57=Model!$O111550)*(Data!$C$58:$K$60))","v":0},100,1,{"$f":"IF(E111550<>\"Serviceable\",E111550,INDEX(Lists!$D$6:$D$8, MATCH(T111550,Lists!$C$6:$C$8,0)))","v":"Serviceable"},{"$f":"INDEX(Lists!$C$12:$C$26, MATCH(H111550, Lists!$B$12:$B$26,0))","v":"LV"}]
[null,212188,2012,"Wood Creos Impregnated","Serviceable","Class 3",20120905,"lv",999,2022,100,"No",true,10,{"$f":"INDEX(Lists!$B$32:$B$40, MATCH(YEAR(TODAY())-C111551, Lists!$C$32:$C$40,1))","v":"0-20"},317.99157629760691,{"$f":"INDEX(Data!$E$24:$E$47, MATCH(F111551&D111551, Data!$B$24:$B$47,0))","v":1.0684339161496522E-3},{"$f":"SUMPRODUCT((Data!$B$58:$B$60=Model!$F111551)*(Data!$C$57:$K$57=Model!$O111551)*(Data!$C$58:$K$60))","v":1.7833496665670392},82.166503334329605,1,{"$f":"IF(E111551<>\"Serviceable\",E111551,INDEX(Lists!$D$6:$D$8, MATCH(T111551,Lists!$C$6:$C$8,0)))","v":"Serviceable"},{"$f":"INDEX(Lists!$C$12:$C$26, MATCH(H111551, Lists!$B$12:$B$26,0))","v":"LV"}]
[null,212236,2002,"Wood Creos Impregnated","Serviceable","Class 3",20020502,"lv",999,2020,125,"No",true,10,{"$f":"INDEX(Lists!$B$32:$B$40, MATCH(YEAR(TODAY())-C111552, Lists!$C$32:$C$40,1))","v":"21-30"},317.99157629760691,{"$f":"INDEX(Data!$E$24:$E$47, MATCH(F111552&D111552, Data!$B$24:$B$47,0))","v":1.0684339161496522E-3},{"$f":"SUMPRODUCT((Data!$B$58:$B$60=Model!$F111552)*(Data!$C$57:$K$57=Model!$O111552)*(Data!$C$58:$K$60))","v":1.964589315203191},105.3541068479681,1,{"$f":"IF(E111552<>\"Serviceable\",E111552,INDEX(Lists!$D$6:$D$8, MATCH(T111552,Lists!$C$6:$C$8,0)))","v":"Serviceable"},{"$f":"INDEX(Lists!$C$12:$C$26, MATCH(H111552, Lists!$B$12:$B$26,0))","v":"LV"}]
[null,212296,1986,"Wood Untreated Dressed","Serviceable","Class 1",20160201,"lv",999,2020,100,"No",true,10,{"$f":"INDEX(Lists!$B$32:$B$40, MATCH(YEAR(TODAY())-C111553, Lists!$C$32:$C$40,1))","v":"31-40"},317.99157629760691,{"$f":"INDEX(Data!$E$24:$E$47, MATCH(F111553&D111553, Data!$B$24:$B$47,0))","v":1.9964561142097742E-3},{"$f":"SUMPRODUCT((Data!$B$58:$B$60=Model!$F111553)*(Data!$C$57:$K$57=Model!$O111553)*(Data!$C$58:$K$60))","v":3.0038452968326621},69.961547031673376,1,{"$f":"IF(E111553<>\"Serviceable\",E111553,INDEX(Lists!$D$6:$D$8, MATCH(T111553,Lists!$C$6:$C$8,0)))","v":"Serviceable"},{"$f":"INDEX(Lists!$C$12:$C$26, MATCH(H111553, Lists!$B$12:$B$26,0))","v":"LV"}]
[null,212305,1987,"Wood Creos Impregnated","Serviceable","Class 3",20120910,"lv",999,2020,90,"No",true,10,{"$f":"INDEX(Lists!$B$32:$B$40, MATCH(YEAR(TODAY())-C111554, Lists!$C$32:$C$40,1))","v":"31-40"},317.99157629760691,{"$f":"INDEX(Data!$E$24:$E$47, MATCH(F111554&D111554, Data!$B$24:$B$47,0))","v":1.0684339161496522E-3},{"$f":"SUMPRODUCT((Data!$B$58:$B$60=Model!$F111554)*(Data!$C$57:$K$57=Model!$O111554)*(Data!$C$58:$K$60))","v":3.6307860245411354},53.692139754588645,2,{"$f":"IF(E111554<>\"Serviceable\",E111554,INDEX(Lists!$D$6:$D$8, MATCH(T111554,Lists!$C$6:$C$8,0)))","v":"Limited Life"},{"$f":"INDEX(Lists!$C$12:$C$26, MATCH(H111554, Lists!$B$12:$B$26,0))","v":"LV"}]
[null,212334,1997,"Wood Creos Impregnated","Serviceable","Class 3",20160519,"lv",960,2021,100,"No",true,10,{"$f":"INDEX(Lists!$B$32:$B$40, MATCH(YEAR(TODAY())-C111555, Lists!$C$32:$C$40,1))","v":"21-30"},305.57749073643907,{"$f":"INDEX(Data!$E$24:$E$47, MATCH(F111555&D111555, Data!$B$24:$B$47,0))","v":1.0684339161496522E-3},{"$f":"SUMPRODUCT((Data!$B$58:$B$60=Model!$F111555)*(Data!$C$57:$K$57=Model!$O111555)*(Data!$C$58:$K$60))","v":1.964589315203191},80.354106847968097,1,{"$f":"IF(E111555<>\"Serviceable\",E111555,INDEX(Lists!$D$6:$D$8, MATCH(T111555,Lists!$C$6:$C$8,0)))","v":"Serviceable"},{"$f":"INDEX(Lists!$C$12:$C$26, MATCH(H111555, Lists!$B$12:$B$26,0))","v":"LV"}]
[null,212394,1997,"Wood Creos Impregnated","Serviceable","Class 3",20210225,"lv",960,2021,100,"No",true,10,{"$f":"INDEX(Lists!$B$32:$B$40, MATCH(YEAR(TODAY())-C111556, Lists!$C$32:$C$40,1))","v":"21-30"},305.57749073643907,{"$f":"INDEX(Data!$E$24:$E$47, MATCH(F111556&D111556, Data!$B$24:$B$47,0))","v":1.0684339161496522E-3},{"$f":"SUMPRODUCT((Data!$B$58:$B$60=Model!$F111556)*(Data!$C$57:$K$57=Model!$O111556)*(Data!$C$58:$K$60))","v":1.964589315203191},80.354106847968097,1,{"$f":"IF(E111556<>\"Serviceable\",E111556,INDEX(Lists!$D$6:$D$8, MATCH(T111556,Lists!$C$6:$C$8,0)))","v":"Serviceable"},{"$f":"INDEX(Lists!$C$12:$C$26, MATCH(H111556, Lists!$B$12:$B$26,0))","v":"LV"}]
[null,212401,2001,"Wood Untreated Dressed","Serviceable","Class 1",20010518,"lv",700,2021,100,"No",true,10,{"$f":"INDEX(Lists!$B$32:$B$40, MATCH(YEAR(TODAY())-C111557, Lists!$C$32:$C$40,1))","v":"21-30"},222.81692032865348,{"$f":"INDEX(Data!$E$24:$E$47, MATCH(F111557&D111557, Data!$B$24:$B$47,0))","v":1.9964561142097742E-3},{"$f":"SUMPRODUCT((Data!$B$58:$B$60=Model!$F111557)*(Data!$C$57:$K$57=Model!$O111557)*(Data!$C$58:$K$60))","v":2.1651652228345815},78.34834777165419,1,{"$f":"IF(E111557<>\"Serviceable\",E111557,INDEX(Lists!$D$6:$D$8, MATCH(T111557,Lists!$C$6:$C$8,0)))","v":"Serviceable"},{"$f":"INDEX(Lists!$C$12:$C$26, MATCH(H111557, Lists!$B$12:$B$26,0))","v":"LV"}]
[null,212402,2001,"Wood Untreated Dressed","Serviceable","Class 1",20010518,"lv",660,2021,100,"No",true,10,{"$f":"INDEX(Lists!$B$32:$B$40, MATCH(YEAR(TODAY())-C111558, Lists!$C$32:$C$40,1))","v":"21-30"},210.08452488130186,{"$f":"INDEX(Data!$E$24:$E$47, MATCH(F111558&D111558, Data!$B$24:$B$47,0))","v":1.9964561142097742E-3},{"$f":"SUMPRODUCT((Data!$B$58:$B$60=Model!$F111558)*(Data!$C$57:$K$57=Model!$O111558)*(Data!$C$58:$K$60))","v":2.1651652228345815},78.34834777165419,1,{"$f":"IF(E111558<>\"Serviceable\",E111558,INDEX(Lists!$D$6:$D$8, MATCH(T111558,Lists!$C$6:$C$8,0)))","v":"Serviceable"},{"$f":"INDEX(Lists!$C$12:$C$26, MATCH(H111558, Lists!$B$12:$B$26,0))","v":"LV"}]
[null,212422,1997,"Wood Creos Impregnated","Serviceable","Class 3",19970812,"lv",999,2021,90,"No",true,10,{"$f":"INDEX(Lists!$B$32:$B$40, MATCH(YEAR(TODAY())-C111559, Lists!$C$32:$C$40,1))","v":"21-30"},317.99157629760691,{"$f":"INDEX(Data!$E$24:$E$47, MATCH(F111559&D111559, Data!$B$24:$B$47,0))","v":1.0684339161496522E-3},{"$f":"SUMPRODUCT((Data!$B$58:$B$60=Model!$F111559)*(Data!$C$57:$K$57=Model!$O111559)*(Data!$C$58:$K$60))","v":1.964589315203191},70.354106847968097,1,{"$f":"IF(E111559<>\"Serviceable\",E111559,INDEX(Lists!$D$6:$D$8, MATCH(T111559,Lists!$C$6:$C$8,0)))","v":"Serviceable"},{"$f":"INDEX(Lists!$C$12:$C$26, MATCH(H111559, Lists!$B$12:$B$26,0))","v":"LV"}]
[null,212425,1970,"Wood Creos Impregnated","Serviceable","Class 2",20160401,"lv",800,2021,100,"No",true,{"$f":"IF(L111560=\"No\",ROUND((End_year-J111560)/5,0)*5,ROUND((End_year-J111560)/3,0)*3)","v":10},{"$f":"INDEX(Lists!$B$32:$B$40, MATCH(YEAR(TODAY())-C111560, Lists!$C$32:$C$40,1))","v":"51-60"},254.64790894703253,{"$f":"INDEX(Data!$E$24:$E$47, MATCH(F111560&D111560, Data!$B$24:$B$47,0))","v":1.6118836915297091E-3},{"$f":"SUMPRODUCT((Data!$B$58:$B$60=Model!$F111560)*(Data!$C$57:$K$57=Model!$O111560)*(Data!$C$58:$K$60))","v":2.6773548093458861},{"$f":"IF(IF(K111560>=700,999,(K111560-R111560*N111560))<0,0,IF(K111560>=700,999,(K111560-R111560*N111560)))","v":73.226451906541143},{"$f":"IF(S111560<30,3,IF(AND(F111560=\"Class 1\",S111560<50),2,IF(AND(F111560=\"Class 1\",S111560>=50),1,IF(S111560<70,2,1))))","v":1},{"$f":"IF(E111560<>\"Serviceable\",E111560,INDEX(Lists!$D$6:$D$8, MATCH(T111560,Lists!$C$6:$C$8,0)))","v":"Serviceable"},{"$f":"INDEX(Lists!$C$12:$C$26, MATCH(H111560, Lists!$B$12:$B$26,0))","v":"LV"}]
[null,212443,2006,"Wood Untreated Dressed","Serviceable","Class 1",20060725,"lv",999,2021,100,"No",{"$f":"IF(G111561=0,FALSE,TRUE)","v":true},10,{"$f":"INDEX(Lists!$B$32:$B$40, MATCH(YEAR(TODAY())-C111561, Lists!$C$32:$C$40,1))","v":"0-20"},{"$f":"I111561/PI()","v":317.99157629760691},{"$f":"INDEX(Data!$E$24:$E$47, MATCH(F111561&D111561, Data!$B$24:$B$47,0))","v":1.9964561142097742E-3},{"$f":"SUMPRODUCT((Data!$B$58:$B$60=Model!$F111561)*(Data!$C$57:$K$57=Model!$O111561)*(Data!$C$58:$K$60))","v":1.3477151645848988},86.522848354151009,1,{"$f":"IF(E111561<>\"Serviceable\",E111561,INDEX(Lists!$D$6:$D$8, MATCH(T111561,Lists!$C$6:$C$8,0)))","v":"Serviceable"},{"$f":"INDEX(Lists!$C$12:$C$26, MATCH(H111561, Lists!$B$12:$B$26,0))","v":"LV"}]
[null,212462,2006,"Wood Creos Impregnated","Serviceable","Class 3",20071217,"lv",999,2020,80,"No",true,10,{"$f":"INDEX(Lists!$B$32:$B$40, MATCH(YEAR(TODAY())-C111562, Lists!$C$32:$C$40,1))","v":"0-20"},317.99157629760691,{"$f":"INDEX(Data!$E$24:$E$47, MATCH(F111562&D111562, Data!$B$24:$B$47,0))","v":1.0684339161496522E-3},{"$f":"SUMPRODUCT((Data!$B$58:$B$60=Model!$F111562)*(Data!$C$57:$K$57=Model!$O111562)*(Data!$C$58:$K$60))","v":1.7833496665670392},62.166503334329605,2,{"$f":"IF(E111562<>\"Serviceable\",E111562,INDEX(Lists!$D$6:$D$8, MATCH(T111562,Lists!$C$6:$C$8,0)))","v":"Limited Life"},{"$f":"INDEX(Lists!$C$12:$C$26, MATCH(H111562, Lists!$B$12:$B$26,0))","v":"LV"}]
[null,212494,1974,"Wood Untreated Dressed","Serviceable","Class 2",20160720,"lv",999,2020,100,"No",true,10,{"$f":"INDEX(Lists!$B$32:$B$40, MATCH(YEAR(TODAY())-C111563, Lists!$C$32:$C$40,1))","v":"51-60"},317.99157629760691,{"$f":"INDEX(Data!$E$24:$E$47, MATCH(F111563&D111563, Data!$B$24:$B$47,0))","v":2.1997700016428453E-3},{"$f":"SUMPRODUCT((Data!$B$58:$B$60=Model!$F111563)*(Data!$C$57:$K$57=Model!$O111563)*(Data!$C$58:$K$60))","v":2.6773548093458861},73.226451906541143,1,{"$f":"IF(E111563<>\"Serviceable\",E111563,INDEX(Lists!$D$6:$D$8, MATCH(T111563,Lists!$C$6:$C$8,0)))","v":"Serviceable"},{"$f":"INDEX(Lists!$C$12:$C$26, MATCH(H111563, Lists!$B$12:$B$26,0))","v":"LV"}]
[null,212557,2012,"Wood Creos Impregnated","Serviceable","Class 3",20120910,"lv",750,2020,100,"No",true,10,{"$f":"INDEX(Lists!$B$32:$B$40, MATCH(YEAR(TODAY())-C111564, Lists!$C$32:$C$40,1))","v":"0-20"},238.73241463784302,{"$f":"INDEX(Data!$E$24:$E$47, MATCH(F111564&D111564, Data!$B$24:$B$47,0))","v":1.0684339161496522E-3},{"$f":"SUMPRODUCT((Data!$B$58:$B$60=Model!$F111564)*(Data!$C$57:$K$57=Model!$O111564)*(Data!$C$58:$K$60))","v":1.7833496665670392},82.166503334329605,1,{"$f":"IF(E111564<>\"Serviceable\",E111564,INDEX(Lists!$D$6:$D$8, MATCH(T111564,Lists!$C$6:$C$8,0)))","v":"Serviceable"},{"$f":"INDEX(Lists!$C$12:$C$26, MATCH(H111564, Lists!$B$12:$B$26,0))","v":"LV"}]
[null,212564,1997,"Wood Untreated Dressed","Serviceable","Class 1",20201217,"lv",820,2020,100,"No",true,10,{"$f":"INDEX(Lists!$B$32:$B$40, MATCH(YEAR(TODAY())-C111565, Lists!$C$32:$C$40,1))","v":"21-30"},261.01410667070837,{"$f":"INDEX(Data!$E$24:$E$47, MATCH(F111565&D111565, Data!$B$24:$B$47,0))","v":1.9964561142097742E-3},{"$f":"SUMPRODUCT((Data!$B$58:$B$60=Model!$F111565)*(Data!$C$57:$K$57=Model!$O111565)*(Data!$C$58:$K$60))","v":2.1651652228345815},78.34834777165419,1,{"$f":"IF(E111565<>\"Serviceable\",E111565,INDEX(Lists!$D$6:$D$8, MATCH(T111565,Lists!$C$6:$C$8,0)))","v":"Serviceable"},{"$f":"INDEX(Lists!$C$12:$C$26, MATCH(H111565, Lists!$B$12:$B$26,0))","v":"LV"}]
[null,212572,1997,"Wood Untreated Dressed","Serviceable","Class 1",20160210,"lv",999,2020,100,"No",true,10,{"$f":"INDEX(Lists!$B$32:$B$40, MATCH(YEAR(TODAY())-C111566, Lists!$C$32:$C$40,1))","v":"21-30"},317.99157629760691,{"$f":"INDEX(Data!$E$24:$E$47, MATCH(F111566&D111566, Data!$B$24:$B$47,0))","v":1.9964561142097742E-3},{"$f":"SUMPRODUCT((Data!$B$58:$B$60=Model!$F111566)*(Data!$C$57:$K$57=Model!$O111566)*(Data!$C$58:$K$60))","v":2.1651652228345815},78.34834777165419,1,{"$f":"IF(E111566<>\"Serviceable\",E111566,INDEX(Lists!$D$6:$D$8, MATCH(T111566,Lists!$C$6:$C$8,0)))","v":"Serviceable"},{"$f":"INDEX(Lists!$C$12:$C$26, MATCH(H111566, Lists!$B$12:$B$26,0))","v":"LV"}]
[null,212836,1987,"Wood Creos Impregnated","Serviceable","Class 3",20180627,"pl",999,2019,100,"No",true,10,{"$f":"INDEX(Lists!$B$32:$B$40, MATCH(YEAR(TODAY())-C111567, Lists!$C$32:$C$40,1))","v":"31-40"},317.99157629760691,{"$f":"INDEX(Data!$E$24:$E$47, MATCH(F111567&D111567, Data!$B$24:$B$47,0))","v":1.0684339161496522E-3},{"$f":"SUMPRODUCT((Data!$B$58:$B$60=Model!$F111567)*(Data!$C$57:$K$57=Model!$O111567)*(Data!$C$58:$K$60))","v":3.6307860245411354},63.692139754588645,2,{"$f":"IF(E111567<>\"Serviceable\",E111567,INDEX(Lists!$D$6:$D$8, MATCH(T111567,Lists!$C$6:$C$8,0)))","v":"Limited Life"},{"$f":"INDEX(Lists!$C$12:$C$26, MATCH(H111567, Lists!$B$12:$B$26,0))","v":"LV"}]
[null,213093,1983,"Wood Untreated Dressed","Serviceable","Class 2",20210824,"lv",640,2020,999,"No",true,10,{"$f":"INDEX(Lists!$B$32:$B$40, MATCH(YEAR(TODAY())-C111568, Lists!$C$32:$C$40,1))","v":"41-50"},203.71832715762605,{"$f":"INDEX(Data!$E$24:$E$47, MATCH(F111568&D111568, Data!$B$24:$B$47,0))","v":2.1997700016428453E-3},{"$f":"SUMPRODUCT((Data!$B$58:$B$60=Model!$F111568)*(Data!$C$57:$K$57=Model!$O111568)*(Data!$C$58:$K$60))","v":3.126815166746074},999,1,{"$f":"IF(E111568<>\"Serviceable\",E111568,INDEX(Lists!$D$6:$D$8, MATCH(T111568,Lists!$C$6:$C$8,0)))","v":"Serviceable"},{"$f":"INDEX(Lists!$C$12:$C$26, MATCH(H111568, Lists!$B$12:$B$26,0))","v":"LV"}]
[null,213110,1987,"Wood Untreated Dressed","Serviceable","Class 1",20170306,"lv",999,2021,100,"No",true,10,{"$f":"INDEX(Lists!$B$32:$B$40, MATCH(YEAR(TODAY())-C111569, Lists!$C$32:$C$40,1))","v":"31-40"},317.99157629760691,{"$f":"INDEX(Data!$E$24:$E$47, MATCH(F111569&D111569, Data!$B$24:$B$47,0))","v":1.9964561142097742E-3},{"$f":"SUMPRODUCT((Data!$B$58:$B$60=Model!$F111569)*(Data!$C$57:$K$57=Model!$O111569)*(Data!$C$58:$K$60))","v":3.0038452968326621},69.961547031673376,1,{"$f":"IF(E111569<>\"Serviceable\",E111569,INDEX(Lists!$D$6:$D$8, MATCH(T111569,Lists!$C$6:$C$8,0)))","v":"Serviceable"},{"$f":"INDEX(Lists!$C$12:$C$26, MATCH(H111569, Lists!$B$12:$B$26,0))","v":"LV"}]
[null,213383,1980,"Wood Untreated Dressed","Serviceable","Class 1",20180427,"lv/hv",999,2022,100,"No",true,10,{"$f":"INDEX(Lists!$B$32:$B$40, MATCH(YEAR(TODAY())-C111570, Lists!$C$32:$C$40,1))","v":"41-50"},317.99157629760691,{"$f":"INDEX(Data!$E$24:$E$47, MATCH(F111570&D111570, Data!$B$24:$B$47,0))","v":1.9964561142097742E-3},{"$f":"SUMPRODUCT((Data!$B$58:$B$60=Model!$F111570)*(Data!$C$57:$K$57=Model!$O111570)*(Data!$C$58:$K$60))","v":1.7977578417715214},82.022421582284778,1,{"$f":"IF(E111570<>\"Serviceable\",E111570,INDEX(Lists!$D$6:$D$8, MATCH(T111570,Lists!$C$6:$C$8,0)))","v":"Serviceable"},{"$f":"INDEX(Lists!$C$12:$C$26, MATCH(H111570, Lists!$B$12:$B$26,0))","v":"HV"}]
[null,213425,1978,"Wood Untreated Dressed","Serviceable","Class 2",20130321,"lv",999,2022,100,"No",true,10,{"$f":"INDEX(Lists!$B$32:$B$40, MATCH(YEAR(TODAY())-C111571, Lists!$C$32:$C$40,1))","v":"41-50"},317.99157629760691,{"$f":"INDEX(Data!$E$24:$E$47, MATCH(F111571&D111571, Data!$B$24:$B$47,0))","v":2.1997700016428453E-3},{"$f":"SUMPRODUCT((Data!$B$58:$B$60=Model!$F111571)*(Data!$C$57:$K$57=Model!$O111571)*(Data!$C$58:$K$60))","v":3.126815166746074},68.731848332539258,2,{"$f":"IF(E111571<>\"Serviceable\",E111571,INDEX(Lists!$D$6:$D$8, MATCH(T111571,Lists!$C$6:$C$8,0)))","v":"Limited Life"},{"$f":"INDEX(Lists!$C$12:$C$26, MATCH(H111571, Lists!$B$12:$B$26,0))","v":"LV"}]
[null,213556,1973,"Wood Creos Impregnated","Serviceable","Class 3",19970416,"hv",999,2020,90,"No",true,10,{"$f":"INDEX(Lists!$B$32:$B$40, MATCH(YEAR(TODAY())-C111572, Lists!$C$32:$C$40,1))","v":"51-60"},317.99157629760691,{"$f":"INDEX(Data!$E$24:$E$47, MATCH(F111572&D111572, Data!$B$24:$B$47,0))","v":1.0684339161496522E-3},{"$f":"SUMPRODUCT((Data!$B$58:$B$60=Model!$F111572)*(Data!$C$57:$K$57=Model!$O111572)*(Data!$C$58:$K$60))","v":2.6564859251595059},63.43514074840494,2,{"$f":"IF(E111572<>\"Serviceable\",E111572,INDEX(Lists!$D$6:$D$8, MATCH(T111572,Lists!$C$6:$C$8,0)))","v":"Limited Life"},{"$f":"INDEX(Lists!$C$12:$C$26, MATCH(H111572, Lists!$B$12:$B$26,0))","v":"HV"}]
[null,213595,2003,"Wood Creos Impregnated","Serviceable","Class 3",20031220,"lv",850,2020,100,"No",true,10,{"$f":"INDEX(Lists!$B$32:$B$40, MATCH(YEAR(TODAY())-C111573, Lists!$C$32:$C$40,1))","v":"21-30"},270.5634032562221,{"$f":"INDEX(Data!$E$24:$E$47, MATCH(F111573&D111573, Data!$B$24:$B$47,0))","v":1.0684339161496522E-3},{"$f":"SUMPRODUCT((Data!$B$58:$B$60=Model!$F111573)*(Data!$C$57:$K$57=Model!$O111573)*(Data!$C$58:$K$60))","v":1.964589315203191},80.354106847968097,1,{"$f":"IF(E111573<>\"Serviceable\",E111573,INDEX(Lists!$D$6:$D$8, MATCH(T111573,Lists!$C$6:$C$8,0)))","v":"Serviceable"},{"$f":"INDEX(Lists!$C$12:$C$26, MATCH(H111573, Lists!$B$12:$B$26,0))","v":"LV"}]
[null,213694,2003,"Wood Untreated Dressed","Serviceable","Class 1",20030224,"stay",999,2021,120,"No",true,10,{"$f":"INDEX(Lists!$B$32:$B$40, MATCH(YEAR(TODAY())-C111574, Lists!$C$32:$C$40,1))","v":"21-30"},317.99157629760691,{"$f":"INDEX(Data!$E$24:$E$47, MATCH(F111574&D111574, Data!$B$24:$B$47,0))","v":1.9964561142097742E-3},{"$f":"SUMPRODUCT((Data!$B$58:$B$60=Model!$F111574)*(Data!$C$57:$K$57=Model!$O111574)*(Data!$C$58:$K$60))","v":2.1651652228345815},98.34834777165419,1,{"$f":"IF(E111574<>\"Serviceable\",E111574,INDEX(Lists!$D$6:$D$8, MATCH(T111574,Lists!$C$6:$C$8,0)))","v":"Serviceable"},{"$f":"INDEX(Lists!$C$12:$C$26, MATCH(H111574, Lists!$B$12:$B$26,0))","v":"LV"}]
[null,213733,2000,"Wood Creos Impregnated","Serviceable","Class 3",20001016,"lv",999,2019,100,"No",true,10,{"$f":"INDEX(Lists!$B$32:$B$40, MATCH(YEAR(TODAY())-C111575, Lists!$C$32:$C$40,1))","v":"21-30"},317.99157629760691,{"$f":"INDEX(Data!$E$24:$E$47, MATCH(F111575&D111575, Data!$B$24:$B$47,0))","v":1.0684339161496522E-3},{"$f":"SUMPRODUCT((Data!$B$58:$B$60=Model!$F111575)*(Data!$C$57:$K$57=Model!$O111575)*(Data!$C$58:$K$60))","v":1.964589315203191},80.354106847968097,1,{"$f":"IF(E111575<>\"Serviceable\",E111575,INDEX(Lists!$D$6:$D$8, MATCH(T111575,Lists!$C$6:$C$8,0)))","v":"Serviceable"},{"$f":"INDEX(Lists!$C$12:$C$26, MATCH(H111575, Lists!$B$12:$B$26,0))","v":"LV"}]
[null,213736,1960,"Wood Creos Impregnated","Serviceable","Class 3",20010307,"lv/hv",999,2020,90,"No",true,10,{"$f":"INDEX(Lists!$B$32:$B$40, MATCH(YEAR(TODAY())-C111576, Lists!$C$32:$C$40,1))","v":"61-70"},317.99157629760691,{"$f":"INDEX(Data!$E$24:$E$47, MATCH(F111576&D111576, Data!$B$24:$B$47,0))","v":1.0684339161496522E-3},{"$f":"SUMPRODUCT((Data!$B$58:$B$60=Model!$F111576)*(Data!$C$57:$K$57=Model!$O111576)*(Data!$C$58:$K$60))","v":1.9802031311051838},70.197968688948166,1,{"$f":"IF(E111576<>\"Serviceable\",E111576,INDEX(Lists!$D$6:$D$8, MATCH(T111576,Lists!$C$6:$C$8,0)))","v":"Serviceable"},{"$f":"INDEX(Lists!$C$12:$C$26, MATCH(H111576, Lists!$B$12:$B$26,0))","v":"HV"}]
[null,213756,1975,"Wood Creos Impregnated","Serviceable","Class 3",19990828,"lv",999,2018,130,"No",true,15,{"$f":"INDEX(Lists!$B$32:$B$40, MATCH(YEAR(TODAY())-C111577, Lists!$C$32:$C$40,1))","v":"41-50"},317.99157629760691,{"$f":"INDEX(Data!$E$24:$E$47, MATCH(F111577&D111577, Data!$B$24:$B$47,0))","v":1.0684339161496522E-3},{"$f":"SUMPRODUCT((Data!$B$58:$B$60=Model!$F111577)*(Data!$C$57:$K$57=Model!$O111577)*(Data!$C$58:$K$60))","v":3.2595928155551883},81.106107766672181,1,{"$f":"IF(E111577<>\"Serviceable\",E111577,INDEX(Lists!$D$6:$D$8, MATCH(T111577,Lists!$C$6:$C$8,0)))","v":"Serviceable"},{"$f":"INDEX(Lists!$C$12:$C$26, MATCH(H111577, Lists!$B$12:$B$26,0))","v":"LV"}]
[null,213785,2010,"Wood Untreated Dressed","Serviceable","Class 1",20100324,"lv",999,2022,100,"No",true,10,{"$f":"INDEX(Lists!$B$32:$B$40, MATCH(YEAR(TODAY())-C111578, Lists!$C$32:$C$40,1))","v":"0-20"},317.99157629760691,{"$f":"INDEX(Data!$E$24:$E$47, MATCH(F111578&D111578, Data!$B$24:$B$47,0))","v":1.9964561142097742E-3},{"$f":"SUMPRODUCT((Data!$B$58:$B$60=Model!$F111578)*(Data!$C$57:$K$57=Model!$O111578)*(Data!$C$58:$K$60))","v":1.3477151645848988},86.522848354151009,1,{"$f":"IF(E111578<>\"Serviceable\",E111578,INDEX(Lists!$D$6:$D$8, MATCH(T111578,Lists!$C$6:$C$8,0)))","v":"Serviceable"},{"$f":"INDEX(Lists!$C$12:$C$26, MATCH(H111578, Lists!$B$12:$B$26,0))","v":"LV"}]
[null,213804,1984,"Wood Untreated Dressed","Serviceable","Class 1",20151123,"lv",999,2020,110,"No",true,10,{"$f":"INDEX(Lists!$B$32:$B$40, MATCH(YEAR(TODAY())-C111579, Lists!$C$32:$C$40,1))","v":"41-50"},317.99157629760691,{"$f":"INDEX(Data!$E$24:$E$47, MATCH(F111579&D111579, Data!$B$24:$B$47,0))","v":1.9964561142097742E-3},{"$f":"SUMPRODUCT((Data!$B$58:$B$60=Model!$F111579)*(Data!$C$57:$K$57=Model!$O111579)*(Data!$C$58:$K$60))","v":1.7977578417715214},92.022421582284778,1,{"$f":"IF(E111579<>\"Serviceable\",E111579,INDEX(Lists!$D$6:$D$8, MATCH(T111579,Lists!$C$6:$C$8,0)))","v":"Serviceable"},{"$f":"INDEX(Lists!$C$12:$C$26, MATCH(H111579, Lists!$B$12:$B$26,0))","v":"LV"}]
[null,213815,1997,"Wood Untreated Dressed","Serviceable","Class 2",19970729,"lv",999,2021,100,"No",true,10,{"$f":"INDEX(Lists!$B$32:$B$40, MATCH(YEAR(TODAY())-C111580, Lists!$C$32:$C$40,1))","v":"21-30"},317.99157629760691,{"$f":"INDEX(Data!$E$24:$E$47, MATCH(F111580&D111580, Data!$B$24:$B$47,0))","v":2.1997700016428453E-3},{"$f":"SUMPRODUCT((Data!$B$58:$B$60=Model!$F111580)*(Data!$C$57:$K$57=Model!$O111580)*(Data!$C$58:$K$60))","v":1.9003299563977134},80.996700436022863,1,{"$f":"IF(E111580<>\"Serviceable\",E111580,INDEX(Lists!$D$6:$D$8, MATCH(T111580,Lists!$C$6:$C$8,0)))","v":"Serviceable"},{"$f":"INDEX(Lists!$C$12:$C$26, MATCH(H111580, Lists!$B$12:$B$26,0))","v":"LV"}]
[null,213816,1965,"Wood Creos Impregnated","Serviceable","Class 3",20170411,"lv",620,2020,0,"No",true,10,{"$f":"INDEX(Lists!$B$32:$B$40, MATCH(YEAR(TODAY())-C111581, Lists!$C$32:$C$40,1))","v":"51-60"},197.35212943395021,{"$f":"INDEX(Data!$E$24:$E$47, MATCH(F111581&D111581, Data!$B$24:$B$47,0))","v":1.0684339161496522E-3},{"$f":"SUMPRODUCT((Data!$B$58:$B$60=Model!$F111581)*(Data!$C$57:$K$57=Model!$O111581)*(Data!$C$58:$K$60))","v":2.6564859251595059},0,3,{"$f":"IF(E111581<>\"Serviceable\",E111581,INDEX(Lists!$D$6:$D$8, MATCH(T111581,Lists!$C$6:$C$8,0)))","v":"Unserviceable"},{"$f":"INDEX(Lists!$C$12:$C$26, MATCH(H111581, Lists!$B$12:$B$26,0))","v":"LV"}]
[null,213824,1994,"Wood Untreated Dressed","Serviceable","Class 1",20151104,"lv",999,2020,120,"No",true,10,{"$f":"INDEX(Lists!$B$32:$B$40, MATCH(YEAR(TODAY())-C111582, Lists!$C$32:$C$40,1))","v":"31-40"},317.99157629760691,{"$f":"INDEX(Data!$E$24:$E$47, MATCH(F111582&D111582, Data!$B$24:$B$47,0))","v":1.9964561142097742E-3},{"$f":"SUMPRODUCT((Data!$B$58:$B$60=Model!$F111582)*(Data!$C$57:$K$57=Model!$O111582)*(Data!$C$58:$K$60))","v":3.0038452968326621},89.961547031673376,1,{"$f":"IF(E111582<>\"Serviceable\",E111582,INDEX(Lists!$D$6:$D$8, MATCH(T111582,Lists!$C$6:$C$8,0)))","v":"Serviceable"},{"$f":"INDEX(Lists!$C$12:$C$26, MATCH(H111582, Lists!$B$12:$B$26,0))","v":"LV"}]
[null,213825,1994,"Wood Untreated Dressed","Serviceable","Class 1",20171208,"lv",999,2020,100,"No",true,10,{"$f":"INDEX(Lists!$B$32:$B$40, MATCH(YEAR(TODAY())-C111583, Lists!$C$32:$C$40,1))","v":"31-40"},317.99157629760691,{"$f":"INDEX(Data!$E$24:$E$47, MATCH(F111583&D111583, Data!$B$24:$B$47,0))","v":1.9964561142097742E-3},{"$f":"SUMPRODUCT((Data!$B$58:$B$60=Model!$F111583)*(Data!$C$57:$K$57=Model!$O111583)*(Data!$C$58:$K$60))","v":3.0038452968326621},69.961547031673376,1,{"$f":"IF(E111583<>\"Serviceable\",E111583,INDEX(Lists!$D$6:$D$8, MATCH(T111583,Lists!$C$6:$C$8,0)))","v":"Serviceable"},{"$f":"INDEX(Lists!$C$12:$C$26, MATCH(H111583, Lists!$B$12:$B$26,0))","v":"LV"}]
[null,213848,1978,"Wood Creos Impregnated","Serviceable","Class 2",20000707,"stay",999,2023,80,"Yes",true,9,{"$f":"INDEX(Lists!$B$32:$B$40, MATCH(YEAR(TODAY())-C111584, Lists!$C$32:$C$40,1))","v":"41-50"},317.99157629760691,{"$f":"INDEX(Data!$E$24:$E$47, MATCH(F111584&D111584, Data!$B$24:$B$47,0))","v":1.6118836915297091E-3},{"$f":"SUMPRODUCT((Data!$B$58:$B$60=Model!$F111584)*(Data!$C$57:$K$57=Model!$O111584)*(Data!$C$58:$K$60))","v":3.126815166746074},51.858663499285335,2,{"$f":"IF(E111584<>\"Serviceable\",E111584,INDEX(Lists!$D$6:$D$8, MATCH(T111584,Lists!$C$6:$C$8,0)))","v":"Limited Life"},{"$f":"INDEX(Lists!$C$12:$C$26, MATCH(H111584, Lists!$B$12:$B$26,0))","v":"LV"}]
[null,213950,1974,"Wood Creos Impregnated","Serviceable","Class 3",20200521,"pl",780,2023,120,"Yes",true,9,{"$f":"INDEX(Lists!$B$32:$B$40, MATCH(YEAR(TODAY())-C111585, Lists!$C$32:$C$40,1))","v":"51-60"},248.28171122335672,{"$f":"INDEX(Data!$E$24:$E$47, MATCH(F111585&D111585, Data!$B$24:$B$47,0))","v":1.0684339161496522E-3},{"$f":"SUMPRODUCT((Data!$B$58:$B$60=Model!$F111585)*(Data!$C$57:$K$57=Model!$O111585)*(Data!$C$58:$K$60))","v":2.6564859251595059},96.091626673564448,1,{"$f":"IF(E111585<>\"Serviceable\",E111585,INDEX(Lists!$D$6:$D$8, MATCH(T111585,Lists!$C$6:$C$8,0)))","v":"Serviceable"},{"$f":"INDEX(Lists!$C$12:$C$26, MATCH(H111585, Lists!$B$12:$B$26,0))","v":"LV"}]
[null,213994,2013,"Wood Creos Impregnated","Serviceable","Class 3",20130807,"lv",999,2023,100,"No",true,10,{"$f":"INDEX(Lists!$B$32:$B$40, MATCH(YEAR(TODAY())-C111586, Lists!$C$32:$C$40,1))","v":"0-20"},317.99157629760691,{"$f":"INDEX(Data!$E$24:$E$47, MATCH(F111586&D111586, Data!$B$24:$B$47,0))","v":1.0684339161496522E-3},{"$f":"SUMPRODUCT((Data!$B$58:$B$60=Model!$F111586)*(Data!$C$57:$K$57=Model!$O111586)*(Data!$C$58:$K$60))","v":1.7833496665670392},82.166503334329605,1,{"$f":"IF(E111586<>\"Serviceable\",E111586,INDEX(Lists!$D$6:$D$8, MATCH(T111586,Lists!$C$6:$C$8,0)))","v":"Serviceable"},{"$f":"INDEX(Lists!$C$12:$C$26, MATCH(H111586, Lists!$B$12:$B$26,0))","v":"LV"}]
[null,214021,1978,"Wood Creos Impregnated","Serviceable","Class 3",19970807,"lv",999,2021,100,"No",true,10,{"$f":"INDEX(Lists!$B$32:$B$40, MATCH(YEAR(TODAY())-C111587, Lists!$C$32:$C$40,1))","v":"41-50"},317.99157629760691,{"$f":"INDEX(Data!$E$24:$E$47, MATCH(F111587&D111587, Data!$B$24:$B$47,0))","v":1.0684339161496522E-3},{"$f":"SUMPRODUCT((Data!$B$58:$B$60=Model!$F111587)*(Data!$C$57:$K$57=Model!$O111587)*(Data!$C$58:$K$60))","v":3.2595928155551883},67.404071844448112,2,{"$f":"IF(E111587<>\"Serviceable\",E111587,INDEX(Lists!$D$6:$D$8, MATCH(T111587,Lists!$C$6:$C$8,0)))","v":"Limited Life"},{"$f":"INDEX(Lists!$C$12:$C$26, MATCH(H111587, Lists!$B$12:$B$26,0))","v":"LV"}]
[null,214140,2005,"Wood Creos Impregnated","Serviceable","Class 3",20050608,"lv/hv",999,2022,90,"No",true,10,{"$f":"INDEX(Lists!$B$32:$B$40, MATCH(YEAR(TODAY())-C111588, Lists!$C$32:$C$40,1))","v":"0-20"},317.99157629760691,{"$f":"INDEX(Data!$E$24:$E$47, MATCH(F111588&D111588, Data!$B$24:$B$47,0))","v":1.0684339161496522E-3},{"$f":"SUMPRODUCT((Data!$B$58:$B$60=Model!$F111588)*(Data!$C$57:$K$57=Model!$O111588)*(Data!$C$58:$K$60))","v":1.7833496665670392},72.166503334329605,1,{"$f":"IF(E111588<>\"Serviceable\",E111588,INDEX(Lists!$D$6:$D$8, MATCH(T111588,Lists!$C$6:$C$8,0)))","v":"Serviceable"},{"$f":"INDEX(Lists!$C$12:$C$26, MATCH(H111588, Lists!$B$12:$B$26,0))","v":"HV"}]
[null,214149,1959,"Wood Creos Impregnated","Serviceable","Class 3",20160311,"lv",800,2020,100,"No",true,10,{"$f":"INDEX(Lists!$B$32:$B$40, MATCH(YEAR(TODAY())-C111589, Lists!$C$32:$C$40,1))","v":"61-70"},254.64790894703253,{"$f":"INDEX(Data!$E$24:$E$47, MATCH(F111589&D111589, Data!$B$24:$B$47,0))","v":1.0684339161496522E-3},{"$f":"SUMPRODUCT((Data!$B$58:$B$60=Model!$F111589)*(Data!$C$57:$K$57=Model!$O111589)*(Data!$C$58:$K$60))","v":1.9802031311051838},80.197968688948166,1,{"$f":"IF(E111589<>\"Serviceable\",E111589,INDEX(Lists!$D$6:$D$8, MATCH(T111589,Lists!$C$6:$C$8,0)))","v":"Serviceable"},{"$f":"INDEX(Lists!$C$12:$C$26, MATCH(H111589, Lists!$B$12:$B$26,0))","v":"LV"}]
[null,214157,1970,"Wood Creos Impregnated","Serviceable","Class 3",19980528,"lv",999,2023,80,"No",true,10,{"$f":"INDEX(Lists!$B$32:$B$40, MATCH(YEAR(TODAY())-C111590, Lists!$C$32:$C$40,1))","v":"51-60"},317.99157629760691,{"$f":"INDEX(Data!$E$24:$E$47, MATCH(F111590&D111590, Data!$B$24:$B$47,0))","v":1.0684339161496522E-3},{"$f":"SUMPRODUCT((Data!$B$58:$B$60=Model!$F111590)*(Data!$C$57:$K$57=Model!$O111590)*(Data!$C$58:$K$60))","v":2.6564859251595059},53.43514074840494,2,{"$f":"IF(E111590<>\"Serviceable\",E111590,INDEX(Lists!$D$6:$D$8, MATCH(T111590,Lists!$C$6:$C$8,0)))","v":"Limited Life"},{"$f":"INDEX(Lists!$C$12:$C$26, MATCH(H111590, Lists!$B$12:$B$26,0))","v":"LV"}]
[null,214239,1977,"Wood Untreated Dressed","Serviceable","Class 1",20160714,"lv/hv",1037,2021,100,"No",true,10,{"$f":"INDEX(Lists!$B$32:$B$40, MATCH(YEAR(TODAY())-C111591, Lists!$C$32:$C$40,1))","v":"41-50"},330.08735197259097,{"$f":"INDEX(Data!$E$24:$E$47, MATCH(F111591&D111591, Data!$B$24:$B$47,0))","v":1.9964561142097742E-3},{"$f":"SUMPRODUCT((Data!$B$58:$B$60=Model!$F111591)*(Data!$C$57:$K$57=Model!$O111591)*(Data!$C$58:$K$60))","v":1.7977578417715214},82.022421582284778,1,{"$f":"IF(E111591<>\"Serviceable\",E111591,INDEX(Lists!$D$6:$D$8, MATCH(T111591,Lists!$C$6:$C$8,0)))","v":"Serviceable"},{"$f":"INDEX(Lists!$C$12:$C$26, MATCH(H111591, Lists!$B$12:$B$26,0))","v":"HV"}]
[null,214243,1998,"Wood Untreated Dressed","Serviceable","Unknown",19981002,"lv",999,2021,90,"No",true,10,{"$f":"INDEX(Lists!$B$32:$B$40, MATCH(YEAR(TODAY())-C111592, Lists!$C$32:$C$40,1))","v":"21-30"},317.99157629760691,{"$f":"INDEX(Data!$E$24:$E$47, MATCH(F111592&D111592, Data!$B$24:$B$47,0))","v":1.8301435406698563E-3},{"$f":"SUMPRODUCT((Data!$B$58:$B$60=Model!$F111592)*(Data!$C$57:$K$57=Model!$O111592)*(Data!$C$58:$K$60))","v":0},90,1,{"$f":"IF(E111592<>\"Serviceable\",E111592,INDEX(Lists!$D$6:$D$8, MATCH(T111592,Lists!$C$6:$C$8,0)))","v":"Serviceable"},{"$f":"INDEX(Lists!$C$12:$C$26, MATCH(H111592, Lists!$B$12:$B$26,0))","v":"LV"}]
[null,214366,2004,"Wood Untreated Dressed","Serviceable","Class 1",20041025,"lv/hv",980,2021,100,"No",true,10,{"$f":"INDEX(Lists!$B$32:$B$40, MATCH(YEAR(TODAY())-C111593, Lists!$C$32:$C$40,1))","v":"21-30"},311.94368846011486,{"$f":"INDEX(Data!$E$24:$E$47, MATCH(F111593&D111593, Data!$B$24:$B$47,0))","v":1.9964561142097742E-3},{"$f":"SUMPRODUCT((Data!$B$58:$B$60=Model!$F111593)*(Data!$C$57:$K$57=Model!$O111593)*(Data!$C$58:$K$60))","v":2.1651652228345815},78.34834777165419,1,{"$f":"IF(E111593<>\"Serviceable\",E111593,INDEX(Lists!$D$6:$D$8, MATCH(T111593,Lists!$C$6:$C$8,0)))","v":"Serviceable"},{"$f":"INDEX(Lists!$C$12:$C$26, MATCH(H111593, Lists!$B$12:$B$26,0))","v":"HV"}]
[null,214410,1962,"Wood Creos Impregnated","Serviceable","Class 3",20210527,"lv",1300,2021,100,"No",true,10,{"$f":"INDEX(Lists!$B$32:$B$40, MATCH(YEAR(TODAY())-C111594, Lists!$C$32:$C$40,1))","v":"61-70"},413.80285203892788,{"$f":"INDEX(Data!$E$24:$E$47, MATCH(F111594&D111594, Data!$B$24:$B$47,0))","v":1.0684339161496522E-3},{"$f":"SUMPRODUCT((Data!$B$58:$B$60=Model!$F111594)*(Data!$C$57:$K$57=Model!$O111594)*(Data!$C$58:$K$60))","v":1.9802031311051838},80.197968688948166,1,{"$f":"IF(E111594<>\"Serviceable\",E111594,INDEX(Lists!$D$6:$D$8, MATCH(T111594,Lists!$C$6:$C$8,0)))","v":"Serviceable"},{"$f":"INDEX(Lists!$C$12:$C$26, MATCH(H111594, Lists!$B$12:$B$26,0))","v":"LV"}]
[null,214483,1958,"Wood Untreated Round","Serviceable","Class 2",20221206,"lv/hv",999,2023,100,"No",true,10,{"$f":"INDEX(Lists!$B$32:$B$40, MATCH(YEAR(TODAY())-C111595, Lists!$C$32:$C$40,1))","v":"61-70"},317.99157629760691,{"$f":"INDEX(Data!$E$24:$E$47, MATCH(F111595&D111595, Data!$B$24:$B$47,0))","v":2.1997700016428453E-3},{"$f":"SUMPRODUCT((Data!$B$58:$B$60=Model!$F111595)*(Data!$C$57:$K$57=Model!$O111595)*(Data!$C$58:$K$60))","v":2.227481027604485},77.725189723955154,1,{"$f":"IF(E111595<>\"Serviceable\",E111595,INDEX(Lists!$D$6:$D$8, MATCH(T111595,Lists!$C$6:$C$8,0)))","v":"Serviceable"},{"$f":"INDEX(Lists!$C$12:$C$26, MATCH(H111595, Lists!$B$12:$B$26,0))","v":"HV"}]
[null,214583,1958,"Wood Creos Impregnated","Serviceable","Class 2",19990415,"lv",999,2023,80,"No",true,10,{"$f":"INDEX(Lists!$B$32:$B$40, MATCH(YEAR(TODAY())-C111596, Lists!$C$32:$C$40,1))","v":"61-70"},317.99157629760691,{"$f":"INDEX(Data!$E$24:$E$47, MATCH(F111596&D111596, Data!$B$24:$B$47,0))","v":1.6118836915297091E-3},{"$f":"SUMPRODUCT((Data!$B$58:$B$60=Model!$F111596)*(Data!$C$57:$K$57=Model!$O111596)*(Data!$C$58:$K$60))","v":2.227481027604485},57.725189723955154,2,{"$f":"IF(E111596<>\"Serviceable\",E111596,INDEX(Lists!$D$6:$D$8, MATCH(T111596,Lists!$C$6:$C$8,0)))","v":"Limited Life"},{"$f":"INDEX(Lists!$C$12:$C$26, MATCH(H111596, Lists!$B$12:$B$26,0))","v":"LV"}]
[null,214596,1978,"Wood Other","Unserviceable","Class 3",19971121,"lv/hv",999,2023,25,"No",true,10,{"$f":"INDEX(Lists!$B$32:$B$40, MATCH(YEAR(TODAY())-C111597, Lists!$C$32:$C$40,1))","v":"41-50"},317.99157629760691,{"$f":"INDEX(Data!$E$24:$E$47, MATCH(F111597&D111597, Data!$B$24:$B$47,0))","v":1.8301435406698563E-3},{"$f":"SUMPRODUCT((Data!$B$58:$B$60=Model!$F111597)*(Data!$C$57:$K$57=Model!$O111597)*(Data!$C$58:$K$60))","v":3.2595928155551883},0,3,{"$f":"IF(E111597<>\"Serviceable\",E111597,INDEX(Lists!$D$6:$D$8, MATCH(T111597,Lists!$C$6:$C$8,0)))","v":"Unserviceable"},{"$f":"INDEX(Lists!$C$12:$C$26, MATCH(H111597, Lists!$B$12:$B$26,0))","v":"HV"}]
[null,214597,2007,"Wood Creos Impregnated","Serviceable","Class 3",20070808,"lv",999,2022,90,"No",true,10,{"$f":"INDEX(Lists!$B$32:$B$40, MATCH(YEAR(TODAY())-C111598, Lists!$C$32:$C$40,1))","v":"0-20"},317.99157629760691,{"$f":"INDEX(Data!$E$24:$E$47, MATCH(F111598&D111598, Data!$B$24:$B$47,0))","v":1.0684339161496522E-3},{"$f":"SUMPRODUCT((Data!$B$58:$B$60=Model!$F111598)*(Data!$C$57:$K$57=Model!$O111598)*(Data!$C$58:$K$60))","v":1.7833496665670392},72.166503334329605,1,{"$f":"IF(E111598<>\"Serviceable\",E111598,INDEX(Lists!$D$6:$D$8, MATCH(T111598,Lists!$C$6:$C$8,0)))","v":"Serviceable"},{"$f":"INDEX(Lists!$C$12:$C$26, MATCH(H111598, Lists!$B$12:$B$26,0))","v":"LV"}]
[null,214615,2014,"Wood Creos Impregnated","Serviceable","Class 3",20140709,"stay",999,2022,100,"No",true,10,{"$f":"INDEX(Lists!$B$32:$B$40, MATCH(YEAR(TODAY())-C111599, Lists!$C$32:$C$40,1))","v":"0-20"},317.99157629760691,{"$f":"INDEX(Data!$E$24:$E$47, MATCH(F111599&D111599, Data!$B$24:$B$47,0))","v":1.0684339161496522E-3},{"$f":"SUMPRODUCT((Data!$B$58:$B$60=Model!$F111599)*(Data!$C$57:$K$57=Model!$O111599)*(Data!$C$58:$K$60))","v":1.7833496665670392},82.166503334329605,1,{"$f":"IF(E111599<>\"Serviceable\",E111599,INDEX(Lists!$D$6:$D$8, MATCH(T111599,Lists!$C$6:$C$8,0)))","v":"Serviceable"},{"$f":"INDEX(Lists!$C$12:$C$26, MATCH(H111599, Lists!$B$12:$B$26,0))","v":"LV"}]
[null,214642,1965,"Wood Creos Impregnated","Serviceable","Class 3",20180630,"lv/hv",999,2018,90,"No",true,15,{"$f":"INDEX(Lists!$B$32:$B$40, MATCH(YEAR(TODAY())-C111600, Lists!$C$32:$C$40,1))","v":"51-60"},317.99157629760691,{"$f":"INDEX(Data!$E$24:$E$47, MATCH(F111600&D111600, Data!$B$24:$B$47,0))","v":1.0684339161496522E-3},{"$f":"SUMPRODUCT((Data!$B$58:$B$60=Model!$F111600)*(Data!$C$57:$K$57=Model!$O111600)*(Data!$C$58:$K$60))","v":2.6564859251595059},50.152711122607414,2,{"$f":"IF(E111600<>\"Serviceable\",E111600,INDEX(Lists!$D$6:$D$8, MATCH(T111600,Lists!$C$6:$C$8,0)))","v":"Limited Life"},{"$f":"INDEX(Lists!$C$12:$C$26, MATCH(H111600, Lists!$B$12:$B$26,0))","v":"HV"}]
[null,214653,2002,"Wood Creos Impregnated","Serviceable","Class 3",20020501,"lv",700,2020,80,"No",true,10,{"$f":"INDEX(Lists!$B$32:$B$40, MATCH(YEAR(TODAY())-C111601, Lists!$C$32:$C$40,1))","v":"21-30"},222.81692032865348,{"$f":"INDEX(Data!$E$24:$E$47, MATCH(F111601&D111601, Data!$B$24:$B$47,0))","v":1.0684339161496522E-3},{"$f":"SUMPRODUCT((Data!$B$58:$B$60=Model!$F111601)*(Data!$C$57:$K$57=Model!$O111601)*(Data!$C$58:$K$60))","v":1.964589315203191},60.35410684796809,2,{"$f":"IF(E111601<>\"Serviceable\",E111601,INDEX(Lists!$D$6:$D$8, MATCH(T111601,Lists!$C$6:$C$8,0)))","v":"Limited Life"},{"$f":"INDEX(Lists!$C$12:$C$26, MATCH(H111601, Lists!$B$12:$B$26,0))","v":"LV"}]
[null,214708,1998,"Wood Other","Serviceable","Class 3",19980109,"lv",999,2022,100,"No",true,10,{"$f":"INDEX(Lists!$B$32:$B$40, MATCH(YEAR(TODAY())-C111602, Lists!$C$32:$C$40,1))","v":"21-30"},317.99157629760691,{"$f":"INDEX(Data!$E$24:$E$47, MATCH(F111602&D111602, Data!$B$24:$B$47,0))","v":1.8301435406698563E-3},{"$f":"SUMPRODUCT((Data!$B$58:$B$60=Model!$F111602)*(Data!$C$57:$K$57=Model!$O111602)*(Data!$C$58:$K$60))","v":1.964589315203191},80.354106847968097,1,{"$f":"IF(E111602<>\"Serviceable\",E111602,INDEX(Lists!$D$6:$D$8, MATCH(T111602,Lists!$C$6:$C$8,0)))","v":"Serviceable"},{"$f":"INDEX(Lists!$C$12:$C$26, MATCH(H111602, Lists!$B$12:$B$26,0))","v":"LV"}]
[null,214811,2008,"Wood Creos Impregnated","Serviceable","Class 3",20080528,"lv/hv",999,2020,80,"No",true,10,{"$f":"INDEX(Lists!$B$32:$B$40, MATCH(YEAR(TODAY())-C111603, Lists!$C$32:$C$40,1))","v":"0-20"},317.99157629760691,{"$f":"INDEX(Data!$E$24:$E$47, MATCH(F111603&D111603, Data!$B$24:$B$47,0))","v":1.0684339161496522E-3},{"$f":"SUMPRODUCT((Data!$B$58:$B$60=Model!$F111603)*(Data!$C$57:$K$57=Model!$O111603)*(Data!$C$58:$K$60))","v":1.7833496665670392},62.166503334329605,2,{"$f":"IF(E111603<>\"Serviceable\",E111603,INDEX(Lists!$D$6:$D$8, MATCH(T111603,Lists!$C$6:$C$8,0)))","v":"Limited Life"},{"$f":"INDEX(Lists!$C$12:$C$26, MATCH(H111603, Lists!$B$12:$B$26,0))","v":"HV"}]
[null,214889,1977,"Wood Creos Impregnated","Serviceable","Class 1",20220610,"hv/sub-transmission",820,2022,120,"Yes",true,9,{"$f":"INDEX(Lists!$B$32:$B$40, MATCH(YEAR(TODAY())-C111604, Lists!$C$32:$C$40,1))","v":"41-50"},261.01410667070837,{"$f":"INDEX(Data!$E$24:$E$47, MATCH(F111604&D111604, Data!$B$24:$B$47,0))","v":9.9474993092014377E-4},{"$f":"SUMPRODUCT((Data!$B$58:$B$60=Model!$F111604)*(Data!$C$57:$K$57=Model!$O111604)*(Data!$C$58:$K$60))","v":1.7977578417715214},103.82017942405631,1,{"$f":"IF(E111604<>\"Serviceable\",E111604,INDEX(Lists!$D$6:$D$8, MATCH(T111604,Lists!$C$6:$C$8,0)))","v":"Serviceable"},{"$f":"INDEX(Lists!$C$12:$C$26, MATCH(H111604, Lists!$B$12:$B$26,0))","v":"Sub-T"}]
[null,214891,1977,"Wood Untreated Dressed","Serviceable","Class 1",20220610,"hv/sub-transmission",810,2022,120,"Yes",true,9,{"$f":"INDEX(Lists!$B$32:$B$40, MATCH(YEAR(TODAY())-C111605, Lists!$C$32:$C$40,1))","v":"41-50"},257.83100780887048,{"$f":"INDEX(Data!$E$24:$E$47, MATCH(F111605&D111605, Data!$B$24:$B$47,0))","v":1.9964561142097742E-3},{"$f":"SUMPRODUCT((Data!$B$58:$B$60=Model!$F111605)*(Data!$C$57:$K$57=Model!$O111605)*(Data!$C$58:$K$60))","v":1.7977578417715214},103.82017942405631,1,{"$f":"IF(E111605<>\"Serviceable\",E111605,INDEX(Lists!$D$6:$D$8, MATCH(T111605,Lists!$C$6:$C$8,0)))","v":"Serviceable"},{"$f":"INDEX(Lists!$C$12:$C$26, MATCH(H111605, Lists!$B$12:$B$26,0))","v":"Sub-T"}]
[null,214894,1977,"Wood Untreated Dressed","Serviceable","Class 1",20220610,"hv/sub-transmission",940,2022,120,"Yes",true,9,{"$f":"INDEX(Lists!$B$32:$B$40, MATCH(YEAR(TODAY())-C111606, Lists!$C$32:$C$40,1))","v":"41-50"},299.21129301276324,{"$f":"INDEX(Data!$E$24:$E$47, MATCH(F111606&D111606, Data!$B$24:$B$47,0))","v":1.9964561142097742E-3},{"$f":"SUMPRODUCT((Data!$B$58:$B$60=Model!$F111606)*(Data!$C$57:$K$57=Model!$O111606)*(Data!$C$58:$K$60))","v":1.7977578417715214},103.82017942405631,1,{"$f":"IF(E111606<>\"Serviceable\",E111606,INDEX(Lists!$D$6:$D$8, MATCH(T111606,Lists!$C$6:$C$8,0)))","v":"Serviceable"},{"$f":"INDEX(Lists!$C$12:$C$26, MATCH(H111606, Lists!$B$12:$B$26,0))","v":"Sub-T"}]
[null,214896,1977,"Wood Untreated Dressed","Serviceable","Class 1",20170328,"hv/sub-transmission",999,2022,100,"Yes",true,9,{"$f":"INDEX(Lists!$B$32:$B$40, MATCH(YEAR(TODAY())-C111607, Lists!$C$32:$C$40,1))","v":"41-50"},317.99157629760691,{"$f":"INDEX(Data!$E$24:$E$47, MATCH(F111607&D111607, Data!$B$24:$B$47,0))","v":1.9964561142097742E-3},{"$f":"SUMPRODUCT((Data!$B$58:$B$60=Model!$F111607)*(Data!$C$57:$K$57=Model!$O111607)*(Data!$C$58:$K$60))","v":1.7977578417715214},83.820179424056306,1,{"$f":"IF(E111607<>\"Serviceable\",E111607,INDEX(Lists!$D$6:$D$8, MATCH(T111607,Lists!$C$6:$C$8,0)))","v":"Serviceable"},{"$f":"INDEX(Lists!$C$12:$C$26, MATCH(H111607, Lists!$B$12:$B$26,0))","v":"Sub-T"}]
[null,215024,1959,"Wood Creos Impregnated","Serviceable","Class 3",20150313,"lv",817,2019,80,"No",true,10,{"$f":"INDEX(Lists!$B$32:$B$40, MATCH(YEAR(TODAY())-C111608, Lists!$C$32:$C$40,1))","v":"61-70"},260.05917701215697,{"$f":"INDEX(Data!$E$24:$E$47, MATCH(F111608&D111608, Data!$B$24:$B$47,0))","v":1.0684339161496522E-3},{"$f":"SUMPRODUCT((Data!$B$58:$B$60=Model!$F111608)*(Data!$C$57:$K$57=Model!$O111608)*(Data!$C$58:$K$60))","v":1.9802031311051838},60.197968688948166,2,{"$f":"IF(E111608<>\"Serviceable\",E111608,INDEX(Lists!$D$6:$D$8, MATCH(T111608,Lists!$C$6:$C$8,0)))","v":"Limited Life"},{"$f":"INDEX(Lists!$C$12:$C$26, MATCH(H111608, Lists!$B$12:$B$26,0))","v":"LV"}]
[null,215096,1938,"Wood Creos Impregnated","Serviceable","Class 1",20180615,"lv",999,2023,100,"No",true,10,{"$f":"INDEX(Lists!$B$32:$B$40, MATCH(YEAR(TODAY())-C111609, Lists!$C$32:$C$40,1))","v":"81-90"},317.99157629760691,{"$f":"INDEX(Data!$E$24:$E$47, MATCH(F111609&D111609, Data!$B$24:$B$47,0))","v":9.9474993092014377E-4},{"$f":"SUMPRODUCT((Data!$B$58:$B$60=Model!$F111609)*(Data!$C$57:$K$57=Model!$O111609)*(Data!$C$58:$K$60))","v":2.8392735823590045},71.607264176409956,1,{"$f":"IF(E111609<>\"Serviceable\",E111609,INDEX(Lists!$D$6:$D$8, MATCH(T111609,Lists!$C$6:$C$8,0)))","v":"Serviceable"},{"$f":"INDEX(Lists!$C$12:$C$26, MATCH(H111609, Lists!$B$12:$B$26,0))","v":"LV"}]
[null,215289,2004,"Wood Untreated Round","Serviceable","Class 1",20041116,"sub-transmission",999,2019,100,"No",true,10,{"$f":"INDEX(Lists!$B$32:$B$40, MATCH(YEAR(TODAY())-C111610, Lists!$C$32:$C$40,1))","v":"21-30"},317.99157629760691,{"$f":"INDEX(Data!$E$24:$E$47, MATCH(F111610&D111610, Data!$B$24:$B$47,0))","v":1.9964561142097742E-3},{"$f":"SUMPRODUCT((Data!$B$58:$B$60=Model!$F111610)*(Data!$C$57:$K$57=Model!$O111610)*(Data!$C$58:$K$60))","v":2.1651652228345815},78.34834777165419,1,{"$f":"IF(E111610<>\"Serviceable\",E111610,INDEX(Lists!$D$6:$D$8, MATCH(T111610,Lists!$C$6:$C$8,0)))","v":"Serviceable"},{"$f":"INDEX(Lists!$C$12:$C$26, MATCH(H111610, Lists!$B$12:$B$26,0))","v":"Sub-T"}]
[null,215301,2009,"Wood Untreated Dressed","Serviceable","Class 1",20091028,"sub-transmission",999,2021,90,"Yes",true,9,{"$f":"INDEX(Lists!$B$32:$B$40, MATCH(YEAR(TODAY())-C111611, Lists!$C$32:$C$40,1))","v":"0-20"},317.99157629760691,{"$f":"INDEX(Data!$E$24:$E$47, MATCH(F111611&D111611, Data!$B$24:$B$47,0))","v":1.9964561142097742E-3},{"$f":"SUMPRODUCT((Data!$B$58:$B$60=Model!$F111611)*(Data!$C$57:$K$57=Model!$O111611)*(Data!$C$58:$K$60))","v":1.3477151645848988},77.870563518735906,1,{"$f":"IF(E111611<>\"Serviceable\",E111611,INDEX(Lists!$D$6:$D$8, MATCH(T111611,Lists!$C$6:$C$8,0)))","v":"Serviceable"},{"$f":"INDEX(Lists!$C$12:$C$26, MATCH(H111611, Lists!$B$12:$B$26,0))","v":"Sub-T"}]
[null,215306,1956,"Wood Untreated Round","Serviceable","Class 1",20230914,"sub-transmission",1080,2023,130,"Yes",true,9,{"$f":"INDEX(Lists!$B$32:$B$40, MATCH(YEAR(TODAY())-C111612, Lists!$C$32:$C$40,1))","v":"61-70"},343.77467707849394,{"$f":"INDEX(Data!$E$24:$E$47, MATCH(F111612&D111612, Data!$B$24:$B$47,0))","v":1.9964561142097742E-3},{"$f":"SUMPRODUCT((Data!$B$58:$B$60=Model!$F111612)*(Data!$C$57:$K$57=Model!$O111612)*(Data!$C$58:$K$60))","v":2.3795837981601728},108.58374581655845,1,{"$f":"IF(E111612<>\"Serviceable\",E111612,INDEX(Lists!$D$6:$D$8, MATCH(T111612,Lists!$C$6:$C$8,0)))","v":"Serviceable"},{"$f":"INDEX(Lists!$C$12:$C$26, MATCH(H111612, Lists!$B$12:$B$26,0))","v":"Sub-T"}]
[null,215312,1979,"Wood Untreated Dressed","Serviceable","Class 1",20230628,"sub-transmission",1010,2023,110,"No",true,10,{"$f":"INDEX(Lists!$B$32:$B$40, MATCH(YEAR(TODAY())-C111613, Lists!$C$32:$C$40,1))","v":"41-50"},321.49298504562859,{"$f":"INDEX(Data!$E$24:$E$47, MATCH(F111613&D111613, Data!$B$24:$B$47,0))","v":1.9964561142097742E-3},{"$f":"SUMPRODUCT((Data!$B$58:$B$60=Model!$F111613)*(Data!$C$57:$K$57=Model!$O111613)*(Data!$C$58:$K$60))","v":1.7977578417715214},92.022421582284778,1,{"$f":"IF(E111613<>\"Serviceable\",E111613,INDEX(Lists!$D$6:$D$8, MATCH(T111613,Lists!$C$6:$C$8,0)))","v":"Serviceable"},{"$f":"INDEX(Lists!$C$12:$C$26, MATCH(H111613, Lists!$B$12:$B$26,0))","v":"Sub-T"}]
[null,215434,1963,"Wood Untreated Round","Serviceable","Class 3",20180616,"hv",999,2023,100,"No",true,10,{"$f":"INDEX(Lists!$B$32:$B$40, MATCH(YEAR(TODAY())-C111614, Lists!$C$32:$C$40,1))","v":"61-70"},317.99157629760691,{"$f":"INDEX(Data!$E$24:$E$47, MATCH(F111614&D111614, Data!$B$24:$B$47,0))","v":1.8301435406698563E-3},{"$f":"SUMPRODUCT((Data!$B$58:$B$60=Model!$F111614)*(Data!$C$57:$K$57=Model!$O111614)*(Data!$C$58:$K$60))","v":1.9802031311051838},80.197968688948166,1,{"$f":"IF(E111614<>\"Serviceable\",E111614,INDEX(Lists!$D$6:$D$8, MATCH(T111614,Lists!$C$6:$C$8,0)))","v":"Serviceable"},{"$f":"INDEX(Lists!$C$12:$C$26, MATCH(H111614, Lists!$B$12:$B$26,0))","v":"HV"}]
[null,215683,1971,"Wood Untreated Dressed","Serviceable","Class 1",20210719,"lv",760,2021,999,"No",true,10,{"$f":"INDEX(Lists!$B$32:$B$40, MATCH(YEAR(TODAY())-C111615, Lists!$C$32:$C$40,1))","v":"51-60"},241.91551349968091,{"$f":"INDEX(Data!$E$24:$E$47, MATCH(F111615&D111615, Data!$B$24:$B$47,0))","v":1.9964561142097742E-3},{"$f":"SUMPRODUCT((Data!$B$58:$B$60=Model!$F111615)*(Data!$C$57:$K$57=Model!$O111615)*(Data!$C$58:$K$60))","v":1.3557210085184006},999,1,{"$f":"IF(E111615<>\"Serviceable\",E111615,INDEX(Lists!$D$6:$D$8, MATCH(T111615,Lists!$C$6:$C$8,0)))","v":"Serviceable"},{"$f":"INDEX(Lists!$C$12:$C$26, MATCH(H111615, Lists!$B$12:$B$26,0))","v":"LV"}]
[null,215708,1980,"Wood Untreated Dressed","Serviceable","Class 2",20180502,"lv",999,2022,120,"No",true,10,{"$f":"INDEX(Lists!$B$32:$B$40, MATCH(YEAR(TODAY())-C111616, Lists!$C$32:$C$40,1))","v":"41-50"},317.99157629760691,{"$f":"INDEX(Data!$E$24:$E$47, MATCH(F111616&D111616, Data!$B$24:$B$47,0))","v":2.1997700016428453E-3},{"$f":"SUMPRODUCT((Data!$B$58:$B$60=Model!$F111616)*(Data!$C$57:$K$57=Model!$O111616)*(Data!$C$58:$K$60))","v":3.126815166746074},88.731848332539258,1,{"$f":"IF(E111616<>\"Serviceable\",E111616,INDEX(Lists!$D$6:$D$8, MATCH(T111616,Lists!$C$6:$C$8,0)))","v":"Serviceable"},{"$f":"INDEX(Lists!$C$12:$C$26, MATCH(H111616, Lists!$B$12:$B$26,0))","v":"LV"}]
[null,215719,2011,"Wood Creos Impregnated","Limited Life","Class 3",20110823,"lv/hv",930,2023,90,"Yes",true,9,{"$f":"INDEX(Lists!$B$32:$B$40, MATCH(YEAR(TODAY())-C111617, Lists!$C$32:$C$40,1))","v":"0-20"},296.02819415092534,{"$f":"INDEX(Data!$E$24:$E$47, MATCH(F111617&D111617, Data!$B$24:$B$47,0))","v":1.0684339161496522E-3},{"$f":"SUMPRODUCT((Data!$B$58:$B$60=Model!$F111617)*(Data!$C$57:$K$57=Model!$O111617)*(Data!$C$58:$K$60))","v":1.7833496665670392},73.949853000896638,1,{"$f":"IF(E111617<>\"Serviceable\",E111617,INDEX(Lists!$D$6:$D$8, MATCH(T111617,Lists!$C$6:$C$8,0)))","v":"Limited Life"},{"$f":"INDEX(Lists!$C$12:$C$26, MATCH(H111617, Lists!$B$12:$B$26,0))","v":"HV"}]
[null,215735,1976,"Wood Untreated Dressed","Serviceable","Class 1",20180907,"lv",999,2023,120,"No",true,10,{"$f":"INDEX(Lists!$B$32:$B$40, MATCH(YEAR(TODAY())-C111618, Lists!$C$32:$C$40,1))","v":"41-50"},317.99157629760691,{"$f":"INDEX(Data!$E$24:$E$47, MATCH(F111618&D111618, Data!$B$24:$B$47,0))","v":1.9964561142097742E-3},{"$f":"SUMPRODUCT((Data!$B$58:$B$60=Model!$F111618)*(Data!$C$57:$K$57=Model!$O111618)*(Data!$C$58:$K$60))","v":1.7977578417715214},102.02242158228478,1,{"$f":"IF(E111618<>\"Serviceable\",E111618,INDEX(Lists!$D$6:$D$8, MATCH(T111618,Lists!$C$6:$C$8,0)))","v":"Serviceable"},{"$f":"INDEX(Lists!$C$12:$C$26, MATCH(H111618, Lists!$B$12:$B$26,0))","v":"LV"}]
[null,215952,2013,"Wood Creos Impregnated","Serviceable","Class 3",20130919,"lv",1000,2020,90,"No",true,10,{"$f":"INDEX(Lists!$B$32:$B$40, MATCH(YEAR(TODAY())-C111619, Lists!$C$32:$C$40,1))","v":"0-20"},318.3098861837907,{"$f":"INDEX(Data!$E$24:$E$47, MATCH(F111619&D111619, Data!$B$24:$B$47,0))","v":1.0684339161496522E-3},{"$f":"SUMPRODUCT((Data!$B$58:$B$60=Model!$F111619)*(Data!$C$57:$K$57=Model!$O111619)*(Data!$C$58:$K$60))","v":1.7833496665670392},72.166503334329605,1,{"$f":"IF(E111619<>\"Serviceable\",E111619,INDEX(Lists!$D$6:$D$8, MATCH(T111619,Lists!$C$6:$C$8,0)))","v":"Serviceable"},{"$f":"INDEX(Lists!$C$12:$C$26, MATCH(H111619, Lists!$B$12:$B$26,0))","v":"LV"}]
[null,216007,1964,"Wood Creos Impregnated","Serviceable","Class 3",20230330,"lv",910,2022,100,"No",true,10,{"$f":"INDEX(Lists!$B$32:$B$40, MATCH(YEAR(TODAY())-C111620, Lists!$C$32:$C$40,1))","v":"61-70"},289.66199642724951,{"$f":"INDEX(Data!$E$24:$E$47, MATCH(F111620&D111620, Data!$B$24:$B$47,0))","v":1.0684339161496522E-3},{"$f":"SUMPRODUCT((Data!$B$58:$B$60=Model!$F111620)*(Data!$C$57:$K$57=Model!$O111620)*(Data!$C$58:$K$60))","v":1.9802031311051838},80.197968688948166,1,{"$f":"IF(E111620<>\"Serviceable\",E111620,INDEX(Lists!$D$6:$D$8, MATCH(T111620,Lists!$C$6:$C$8,0)))","v":"Serviceable"},{"$f":"INDEX(Lists!$C$12:$C$26, MATCH(H111620, Lists!$B$12:$B$26,0))","v":"LV"}]
[null,216085,2011,"Wood Creos Impregnated","Serviceable","Class 3",20110815,"lv",999,2022,100,"No",true,10,{"$f":"INDEX(Lists!$B$32:$B$40, MATCH(YEAR(TODAY())-C111621, Lists!$C$32:$C$40,1))","v":"0-20"},317.99157629760691,{"$f":"INDEX(Data!$E$24:$E$47, MATCH(F111621&D111621, Data!$B$24:$B$47,0))","v":1.0684339161496522E-3},{"$f":"SUMPRODUCT((Data!$B$58:$B$60=Model!$F111621)*(Data!$C$57:$K$57=Model!$O111621)*(Data!$C$58:$K$60))","v":1.7833496665670392},82.166503334329605,1,{"$f":"IF(E111621<>\"Serviceable\",E111621,INDEX(Lists!$D$6:$D$8, MATCH(T111621,Lists!$C$6:$C$8,0)))","v":"Serviceable"},{"$f":"INDEX(Lists!$C$12:$C$26, MATCH(H111621, Lists!$B$12:$B$26,0))","v":"LV"}]
[null,216131,1980,"Wood Untreated Dressed","Serviceable","Class 1",20160510,"lv/sub-transmission",999,2020,100,"No",true,10,{"$f":"INDEX(Lists!$B$32:$B$40, MATCH(YEAR(TODAY())-C111622, Lists!$C$32:$C$40,1))","v":"41-50"},317.99157629760691,{"$f":"INDEX(Data!$E$24:$E$47, MATCH(F111622&D111622, Data!$B$24:$B$47,0))","v":1.9964561142097742E-3},{"$f":"SUMPRODUCT((Data!$B$58:$B$60=Model!$F111622)*(Data!$C$57:$K$57=Model!$O111622)*(Data!$C$58:$K$60))","v":1.7977578417715214},82.022421582284778,1,{"$f":"IF(E111622<>\"Serviceable\",E111622,INDEX(Lists!$D$6:$D$8, MATCH(T111622,Lists!$C$6:$C$8,0)))","v":"Serviceable"},{"$f":"INDEX(Lists!$C$12:$C$26, MATCH(H111622, Lists!$B$12:$B$26,0))","v":"Sub-T"}]
[null,216139,1998,"Wood Untreated Dressed","Serviceable","Class 3",19980617,"lv/sub-transmission",999,2020,100,"No",true,10,{"$f":"INDEX(Lists!$B$32:$B$40, MATCH(YEAR(TODAY())-C111623, Lists!$C$32:$C$40,1))","v":"21-30"},317.99157629760691,{"$f":"INDEX(Data!$E$24:$E$47, MATCH(F111623&D111623, Data!$B$24:$B$47,0))","v":1.8301435406698563E-3},{"$f":"SUMPRODUCT((Data!$B$58:$B$60=Model!$F111623)*(Data!$C$57:$K$57=Model!$O111623)*(Data!$C$58:$K$60))","v":1.964589315203191},80.354106847968097,1,{"$f":"IF(E111623<>\"Serviceable\",E111623,INDEX(Lists!$D$6:$D$8, MATCH(T111623,Lists!$C$6:$C$8,0)))","v":"Serviceable"},{"$f":"INDEX(Lists!$C$12:$C$26, MATCH(H111623, Lists!$B$12:$B$26,0))","v":"Sub-T"}]
[null,216241,1966,"Wood Creos Impregnated","Serviceable","Class 3",20180413,"lv",999,2022,120,"No",true,{"$f":"IF(L111624=\"No\",ROUND((End_year-J111624)/5,0)*5,ROUND((End_year-J111624)/3,0)*3)","v":10},{"$f":"INDEX(Lists!$B$32:$B$40, MATCH(YEAR(TODAY())-C111624, Lists!$C$32:$C$40,1))","v":"51-60"},317.99157629760691,{"$f":"INDEX(Data!$E$24:$E$47, MATCH(F111624&D111624, Data!$B$24:$B$47,0))","v":1.0684339161496522E-3},{"$f":"SUMPRODUCT((Data!$B$58:$B$60=Model!$F111624)*(Data!$C$57:$K$57=Model!$O111624)*(Data!$C$58:$K$60))","v":2.6564859251595059},{"$f":"IF(IF(K111624>=700,999,(K111624-R111624*N111624))<0,0,IF(K111624>=700,999,(K111624-R111624*N111624)))","v":93.435140748404933},{"$f":"IF(S111624<30,3,IF(AND(F111624=\"Class 1\",S111624<50),2,IF(AND(F111624=\"Class 1\",S111624>=50),1,IF(S111624<70,2,1))))","v":1},{"$f":"IF(E111624<>\"Serviceable\",E111624,INDEX(Lists!$D$6:$D$8, MATCH(T111624,Lists!$C$6:$C$8,0)))","v":"Serviceable"},{"$f":"INDEX(Lists!$C$12:$C$26, MATCH(H111624, Lists!$B$12:$B$26,0))","v":"LV"}]
[null,216304,1962,"Wood Creos Impregnated","Serviceable","Class 3",20221103,"lv",940,2022,100,"No",{"$f":"IF(G111625=0,FALSE,TRUE)","v":true},10,{"$f":"INDEX(Lists!$B$32:$B$40, MATCH(YEAR(TODAY())-C111625, Lists!$C$32:$C$40,1))","v":"61-70"},{"$f":"I111625/PI()","v":299.21129301276324},{"$f":"INDEX(Data!$E$24:$E$47, MATCH(F111625&D111625, Data!$B$24:$B$47,0))","v":1.0684339161496522E-3},{"$f":"SUMPRODUCT((Data!$B$58:$B$60=Model!$F111625)*(Data!$C$57:$K$57=Model!$O111625)*(Data!$C$58:$K$60))","v":1.9802031311051838},80.197968688948166,1,{"$f":"IF(E111625<>\"Serviceable\",E111625,INDEX(Lists!$D$6:$D$8, MATCH(T111625,Lists!$C$6:$C$8,0)))","v":"Serviceable"},{"$f":"INDEX(Lists!$C$12:$C$26, MATCH(H111625, Lists!$B$12:$B$26,0))","v":"LV"}]
[null,216306,1966,"Wood Creos Impregnated","Serviceable","Class 3",20180412,"lv",700,2022,100,"No",true,10,{"$f":"INDEX(Lists!$B$32:$B$40, MATCH(YEAR(TODAY())-C111626, Lists!$C$32:$C$40,1))","v":"51-60"},222.81692032865348,{"$f":"INDEX(Data!$E$24:$E$47, MATCH(F111626&D111626, Data!$B$24:$B$47,0))","v":1.0684339161496522E-3},{"$f":"SUMPRODUCT((Data!$B$58:$B$60=Model!$F111626)*(Data!$C$57:$K$57=Model!$O111626)*(Data!$C$58:$K$60))","v":2.6564859251595059},73.435140748404933,1,{"$f":"IF(E111626<>\"Serviceable\",E111626,INDEX(Lists!$D$6:$D$8, MATCH(T111626,Lists!$C$6:$C$8,0)))","v":"Serviceable"},{"$f":"INDEX(Lists!$C$12:$C$26, MATCH(H111626, Lists!$B$12:$B$26,0))","v":"LV"}]
[null,216324,1958,"Wood Creos Impregnated","Serviceable","Class 3",19980111,"lv",999,2022,100,"No",true,10,{"$f":"INDEX(Lists!$B$32:$B$40, MATCH(YEAR(TODAY())-C111627, Lists!$C$32:$C$40,1))","v":"61-70"},317.99157629760691,{"$f":"INDEX(Data!$E$24:$E$47, MATCH(F111627&D111627, Data!$B$24:$B$47,0))","v":1.0684339161496522E-3},{"$f":"SUMPRODUCT((Data!$B$58:$B$60=Model!$F111627)*(Data!$C$57:$K$57=Model!$O111627)*(Data!$C$58:$K$60))","v":1.9802031311051838},80.197968688948166,1,{"$f":"IF(E111627<>\"Serviceable\",E111627,INDEX(Lists!$D$6:$D$8, MATCH(T111627,Lists!$C$6:$C$8,0)))","v":"Serviceable"},{"$f":"INDEX(Lists!$C$12:$C$26, MATCH(H111627, Lists!$B$12:$B$26,0))","v":"LV"}]
[null,216404,2014,"Wood Creos Impregnated","Serviceable","Class 3",20141015,"sub-transmission",890,2019,100,"No",true,10,{"$f":"INDEX(Lists!$B$32:$B$40, MATCH(YEAR(TODAY())-C111628, Lists!$C$32:$C$40,1))","v":"0-20"},283.29579870357372,{"$f":"INDEX(Data!$E$24:$E$47, MATCH(F111628&D111628, Data!$B$24:$B$47,0))","v":1.0684339161496522E-3},{"$f":"SUMPRODUCT((Data!$B$58:$B$60=Model!$F111628)*(Data!$C$57:$K$57=Model!$O111628)*(Data!$C$58:$K$60))","v":1.7833496665670392},82.166503334329605,1,{"$f":"IF(E111628<>\"Serviceable\",E111628,INDEX(Lists!$D$6:$D$8, MATCH(T111628,Lists!$C$6:$C$8,0)))","v":"Serviceable"},{"$f":"INDEX(Lists!$C$12:$C$26, MATCH(H111628, Lists!$B$12:$B$26,0))","v":"Sub-T"}]
[null,216501,1973,"Wood Untreated Round","Serviceable","Class 1",20180616,"hv",999,2023,100,"No",true,10,{"$f":"INDEX(Lists!$B$32:$B$40, MATCH(YEAR(TODAY())-C111629, Lists!$C$32:$C$40,1))","v":"51-60"},317.99157629760691,{"$f":"INDEX(Data!$E$24:$E$47, MATCH(F111629&D111629, Data!$B$24:$B$47,0))","v":1.9964561142097742E-3},{"$f":"SUMPRODUCT((Data!$B$58:$B$60=Model!$F111629)*(Data!$C$57:$K$57=Model!$O111629)*(Data!$C$58:$K$60))","v":1.3557210085184006},86.44278991481599,1,{"$f":"IF(E111629<>\"Serviceable\",E111629,INDEX(Lists!$D$6:$D$8, MATCH(T111629,Lists!$C$6:$C$8,0)))","v":"Serviceable"},{"$f":"INDEX(Lists!$C$12:$C$26, MATCH(H111629, Lists!$B$12:$B$26,0))","v":"HV"}]
[null,216543,2008,"Wood Creos Impregnated","Serviceable","Class 3",20080115,"lv",999,2022,100,"No",true,10,{"$f":"INDEX(Lists!$B$32:$B$40, MATCH(YEAR(TODAY())-C111630, Lists!$C$32:$C$40,1))","v":"0-20"},317.99157629760691,{"$f":"INDEX(Data!$E$24:$E$47, MATCH(F111630&D111630, Data!$B$24:$B$47,0))","v":1.0684339161496522E-3},{"$f":"SUMPRODUCT((Data!$B$58:$B$60=Model!$F111630)*(Data!$C$57:$K$57=Model!$O111630)*(Data!$C$58:$K$60))","v":1.7833496665670392},82.166503334329605,1,{"$f":"IF(E111630<>\"Serviceable\",E111630,INDEX(Lists!$D$6:$D$8, MATCH(T111630,Lists!$C$6:$C$8,0)))","v":"Serviceable"},{"$f":"INDEX(Lists!$C$12:$C$26, MATCH(H111630, Lists!$B$12:$B$26,0))","v":"LV"}]
[null,216610,1989,"Wood Creos Impregnated","Serviceable","Class 3",19890919,"lv",999,2023,100,"No",true,10,{"$f":"INDEX(Lists!$B$32:$B$40, MATCH(YEAR(TODAY())-C111631, Lists!$C$32:$C$40,1))","v":"31-40"},317.99157629760691,{"$f":"INDEX(Data!$E$24:$E$47, MATCH(F111631&D111631, Data!$B$24:$B$47,0))","v":1.0684339161496522E-3},{"$f":"SUMPRODUCT((Data!$B$58:$B$60=Model!$F111631)*(Data!$C$57:$K$57=Model!$O111631)*(Data!$C$58:$K$60))","v":3.6307860245411354},63.692139754588645,2,{"$f":"IF(E111631<>\"Serviceable\",E111631,INDEX(Lists!$D$6:$D$8, MATCH(T111631,Lists!$C$6:$C$8,0)))","v":"Limited Life"},{"$f":"INDEX(Lists!$C$12:$C$26, MATCH(H111631, Lists!$B$12:$B$26,0))","v":"LV"}]
[null,216647,1966,"Wood Creos Impregnated","Serviceable","Class 3",20220221,"lv",730,2021,110,"No",true,10,{"$f":"INDEX(Lists!$B$32:$B$40, MATCH(YEAR(TODAY())-C111632, Lists!$C$32:$C$40,1))","v":"51-60"},232.36621691416721,{"$f":"INDEX(Data!$E$24:$E$47, MATCH(F111632&D111632, Data!$B$24:$B$47,0))","v":1.0684339161496522E-3},{"$f":"SUMPRODUCT((Data!$B$58:$B$60=Model!$F111632)*(Data!$C$57:$K$57=Model!$O111632)*(Data!$C$58:$K$60))","v":2.6564859251595059},83.435140748404933,1,{"$f":"IF(E111632<>\"Serviceable\",E111632,INDEX(Lists!$D$6:$D$8, MATCH(T111632,Lists!$C$6:$C$8,0)))","v":"Serviceable"},{"$f":"INDEX(Lists!$C$12:$C$26, MATCH(H111632, Lists!$B$12:$B$26,0))","v":"LV"}]
[null,216662,1976,"Wood Creos Impregnated","Serviceable","Class 3",20151107,"lv/sub-transmission",930,2020,80,"No",true,10,{"$f":"INDEX(Lists!$B$32:$B$40, MATCH(YEAR(TODAY())-C111633, Lists!$C$32:$C$40,1))","v":"41-50"},296.02819415092534,{"$f":"INDEX(Data!$E$24:$E$47, MATCH(F111633&D111633, Data!$B$24:$B$47,0))","v":1.0684339161496522E-3},{"$f":"SUMPRODUCT((Data!$B$58:$B$60=Model!$F111633)*(Data!$C$57:$K$57=Model!$O111633)*(Data!$C$58:$K$60))","v":3.2595928155551883},47.404071844448119,2,{"$f":"IF(E111633<>\"Serviceable\",E111633,INDEX(Lists!$D$6:$D$8, MATCH(T111633,Lists!$C$6:$C$8,0)))","v":"Limited Life"},{"$f":"INDEX(Lists!$C$12:$C$26, MATCH(H111633, Lists!$B$12:$B$26,0))","v":"Sub-T"}]
[null,216678,2004,"Wood Untreated Dressed","Serviceable","Class 2",20040910,"lv/sub-transmission",1000,2020,90,"No",true,10,{"$f":"INDEX(Lists!$B$32:$B$40, MATCH(YEAR(TODAY())-C111634, Lists!$C$32:$C$40,1))","v":"21-30"},318.3098861837907,{"$f":"INDEX(Data!$E$24:$E$47, MATCH(F111634&D111634, Data!$B$24:$B$47,0))","v":2.1997700016428453E-3},{"$f":"SUMPRODUCT((Data!$B$58:$B$60=Model!$F111634)*(Data!$C$57:$K$57=Model!$O111634)*(Data!$C$58:$K$60))","v":1.9003299563977134},70.996700436022863,1,{"$f":"IF(E111634<>\"Serviceable\",E111634,INDEX(Lists!$D$6:$D$8, MATCH(T111634,Lists!$C$6:$C$8,0)))","v":"Serviceable"},{"$f":"INDEX(Lists!$C$12:$C$26, MATCH(H111634, Lists!$B$12:$B$26,0))","v":"Sub-T"}]
[null,216679,1947,"Wood Untreated Dressed","Serviceable","Class 2",20200815,"lv/sub-transmission",940,2020,110,"No",true,10,{"$f":"INDEX(Lists!$B$32:$B$40, MATCH(YEAR(TODAY())-C111635, Lists!$C$32:$C$40,1))","v":"71-80"},299.21129301276324,{"$f":"INDEX(Data!$E$24:$E$47, MATCH(F111635&D111635, Data!$B$24:$B$47,0))","v":2.1997700016428453E-3},{"$f":"SUMPRODUCT((Data!$B$58:$B$60=Model!$F111635)*(Data!$C$57:$K$57=Model!$O111635)*(Data!$C$58:$K$60))","v":3.8603406961656446},71.396593038343553,1,{"$f":"IF(E111635<>\"Serviceable\",E111635,INDEX(Lists!$D$6:$D$8, MATCH(T111635,Lists!$C$6:$C$8,0)))","v":"Serviceable"},{"$f":"INDEX(Lists!$C$12:$C$26, MATCH(H111635, Lists!$B$12:$B$26,0))","v":"Sub-T"}]
[null,216700,1958,"Wood Untreated Round","Serviceable","Class 1",20200815,"lv/sub-transmission",980,2020,150,"No",true,10,{"$f":"INDEX(Lists!$B$32:$B$40, MATCH(YEAR(TODAY())-C111636, Lists!$C$32:$C$40,1))","v":"61-70"},311.94368846011486,{"$f":"INDEX(Data!$E$24:$E$47, MATCH(F111636&D111636, Data!$B$24:$B$47,0))","v":1.9964561142097742E-3},{"$f":"SUMPRODUCT((Data!$B$58:$B$60=Model!$F111636)*(Data!$C$57:$K$57=Model!$O111636)*(Data!$C$58:$K$60))","v":2.3795837981601728},126.20416201839828,1,{"$f":"IF(E111636<>\"Serviceable\",E111636,INDEX(Lists!$D$6:$D$8, MATCH(T111636,Lists!$C$6:$C$8,0)))","v":"Serviceable"},{"$f":"INDEX(Lists!$C$12:$C$26, MATCH(H111636, Lists!$B$12:$B$26,0))","v":"Sub-T"}]
[null,216701,2006,"Wood Untreated Dressed","Serviceable","Class 1",20060801,"lv/sub-transmission",999,2020,100,"No",true,10,{"$f":"INDEX(Lists!$B$32:$B$40, MATCH(YEAR(TODAY())-C111637, Lists!$C$32:$C$40,1))","v":"0-20"},317.99157629760691,{"$f":"INDEX(Data!$E$24:$E$47, MATCH(F111637&D111637, Data!$B$24:$B$47,0))","v":1.9964561142097742E-3},{"$f":"SUMPRODUCT((Data!$B$58:$B$60=Model!$F111637)*(Data!$C$57:$K$57=Model!$O111637)*(Data!$C$58:$K$60))","v":1.3477151645848988},86.522848354151009,1,{"$f":"IF(E111637<>\"Serviceable\",E111637,INDEX(Lists!$D$6:$D$8, MATCH(T111637,Lists!$C$6:$C$8,0)))","v":"Serviceable"},{"$f":"INDEX(Lists!$C$12:$C$26, MATCH(H111637, Lists!$B$12:$B$26,0))","v":"Sub-T"}]
[null,216703,1947,"Wood Untreated Round","Serviceable","Class 1",20200815,"lv/sub-transmission",900,2020,150,"No",true,10,{"$f":"INDEX(Lists!$B$32:$B$40, MATCH(YEAR(TODAY())-C111638, Lists!$C$32:$C$40,1))","v":"71-80"},286.47889756541161,{"$f":"INDEX(Data!$E$24:$E$47, MATCH(F111638&D111638, Data!$B$24:$B$47,0))","v":1.9964561142097742E-3},{"$f":"SUMPRODUCT((Data!$B$58:$B$60=Model!$F111638)*(Data!$C$57:$K$57=Model!$O111638)*(Data!$C$58:$K$60))","v":2.0707751244791428},129.29224875520856,1,{"$f":"IF(E111638<>\"Serviceable\",E111638,INDEX(Lists!$D$6:$D$8, MATCH(T111638,Lists!$C$6:$C$8,0)))","v":"Serviceable"},{"$f":"INDEX(Lists!$C$12:$C$26, MATCH(H111638, Lists!$B$12:$B$26,0))","v":"Sub-T"}]
[null,216771,1975,"Wood Other","Serviceable","Class 3",20200507,"sub-transmission",1350,2023,100,"Yes",true,9,{"$f":"INDEX(Lists!$B$32:$B$40, MATCH(YEAR(TODAY())-C111639, Lists!$C$32:$C$40,1))","v":"41-50"},429.71834634811745,{"$f":"INDEX(Data!$E$24:$E$47, MATCH(F111639&D111639, Data!$B$24:$B$47,0))","v":1.8301435406698563E-3},{"$f":"SUMPRODUCT((Data!$B$58:$B$60=Model!$F111639)*(Data!$C$57:$K$57=Model!$O111639)*(Data!$C$58:$K$60))","v":3.2595928155551883},70.663664660003306,1,{"$f":"IF(E111639<>\"Serviceable\",E111639,INDEX(Lists!$D$6:$D$8, MATCH(T111639,Lists!$C$6:$C$8,0)))","v":"Serviceable"},{"$f":"INDEX(Lists!$C$12:$C$26, MATCH(H111639, Lists!$B$12:$B$26,0))","v":"Sub-T"}]
[null,216774,1975,"Wood Creos Impregnated","Serviceable","Class 1",20200507,"sub-transmission",999,2023,100,"Yes",true,9,{"$f":"INDEX(Lists!$B$32:$B$40, MATCH(YEAR(TODAY())-C111640, Lists!$C$32:$C$40,1))","v":"41-50"},317.99157629760691,{"$f":"INDEX(Data!$E$24:$E$47, MATCH(F111640&D111640, Data!$B$24:$B$47,0))","v":9.9474993092014377E-4},{"$f":"SUMPRODUCT((Data!$B$58:$B$60=Model!$F111640)*(Data!$C$57:$K$57=Model!$O111640)*(Data!$C$58:$K$60))","v":1.7977578417715214},83.820179424056306,1,{"$f":"IF(E111640<>\"Serviceable\",E111640,INDEX(Lists!$D$6:$D$8, MATCH(T111640,Lists!$C$6:$C$8,0)))","v":"Serviceable"},{"$f":"INDEX(Lists!$C$12:$C$26, MATCH(H111640, Lists!$B$12:$B$26,0))","v":"Sub-T"}]
[null,216775,1978,"Wood Creos Impregnated","Serviceable","Class 3",20200507,"sub-transmission",1130,2023,120,"Yes",true,9,{"$f":"INDEX(Lists!$B$32:$B$40, MATCH(YEAR(TODAY())-C111641, Lists!$C$32:$C$40,1))","v":"41-50"},359.69017138768345,{"$f":"INDEX(Data!$E$24:$E$47, MATCH(F111641&D111641, Data!$B$24:$B$47,0))","v":1.0684339161496522E-3},{"$f":"SUMPRODUCT((Data!$B$58:$B$60=Model!$F111641)*(Data!$C$57:$K$57=Model!$O111641)*(Data!$C$58:$K$60))","v":3.2595928155551883},90.663664660003306,1,{"$f":"IF(E111641<>\"Serviceable\",E111641,INDEX(Lists!$D$6:$D$8, MATCH(T111641,Lists!$C$6:$C$8,0)))","v":"Serviceable"},{"$f":"INDEX(Lists!$C$12:$C$26, MATCH(H111641, Lists!$B$12:$B$26,0))","v":"Sub-T"}]
[null,216776,1976,"Wood Creos Impregnated","Serviceable","Class 3",20200729,"sub-transmission",1320,2023,100,"Yes",true,9,{"$f":"INDEX(Lists!$B$32:$B$40, MATCH(YEAR(TODAY())-C111642, Lists!$C$32:$C$40,1))","v":"41-50"},420.16904976260372,{"$f":"INDEX(Data!$E$24:$E$47, MATCH(F111642&D111642, Data!$B$24:$B$47,0))","v":1.0684339161496522E-3},{"$f":"SUMPRODUCT((Data!$B$58:$B$60=Model!$F111642)*(Data!$C$57:$K$57=Model!$O111642)*(Data!$C$58:$K$60))","v":3.2595928155551883},70.663664660003306,1,{"$f":"IF(E111642<>\"Serviceable\",E111642,INDEX(Lists!$D$6:$D$8, MATCH(T111642,Lists!$C$6:$C$8,0)))","v":"Serviceable"},{"$f":"INDEX(Lists!$C$12:$C$26, MATCH(H111642, Lists!$B$12:$B$26,0))","v":"Sub-T"}]
[null,216777,1976,"Wood Creos Impregnated","Serviceable","Class 3",20200729,"sub-transmission",1140,2023,100,"Yes",true,9,{"$f":"INDEX(Lists!$B$32:$B$40, MATCH(YEAR(TODAY())-C111643, Lists!$C$32:$C$40,1))","v":"41-50"},362.8732702495214,{"$f":"INDEX(Data!$E$24:$E$47, MATCH(F111643&D111643, Data!$B$24:$B$47,0))","v":1.0684339161496522E-3},{"$f":"SUMPRODUCT((Data!$B$58:$B$60=Model!$F111643)*(Data!$C$57:$K$57=Model!$O111643)*(Data!$C$58:$K$60))","v":3.2595928155551883},70.663664660003306,1,{"$f":"IF(E111643<>\"Serviceable\",E111643,INDEX(Lists!$D$6:$D$8, MATCH(T111643,Lists!$C$6:$C$8,0)))","v":"Serviceable"},{"$f":"INDEX(Lists!$C$12:$C$26, MATCH(H111643, Lists!$B$12:$B$26,0))","v":"Sub-T"}]
[null,216780,1978,"Wood Creos Impregnated","Serviceable","Class 3",20200729,"sub-transmission",1180,2023,90,"Yes",true,9,{"$f":"INDEX(Lists!$B$32:$B$40, MATCH(YEAR(TODAY())-C111644, Lists!$C$32:$C$40,1))","v":"41-50"},375.60566569687302,{"$f":"INDEX(Data!$E$24:$E$47, MATCH(F111644&D111644, Data!$B$24:$B$47,0))","v":1.0684339161496522E-3},{"$f":"SUMPRODUCT((Data!$B$58:$B$60=Model!$F111644)*(Data!$C$57:$K$57=Model!$O111644)*(Data!$C$58:$K$60))","v":3.2595928155551883},60.663664660003306,2,{"$f":"IF(E111644<>\"Serviceable\",E111644,INDEX(Lists!$D$6:$D$8, MATCH(T111644,Lists!$C$6:$C$8,0)))","v":"Limited Life"},{"$f":"INDEX(Lists!$C$12:$C$26, MATCH(H111644, Lists!$B$12:$B$26,0))","v":"Sub-T"}]
[null,216896,1966,"Wood Creos Impregnated","Serviceable","Class 3",20150804,"lv/hv/sub-transmission",1110,2020,110,"No",true,10,{"$f":"INDEX(Lists!$B$32:$B$40, MATCH(YEAR(TODAY())-C111645, Lists!$C$32:$C$40,1))","v":"51-60"},353.32397366400767,{"$f":"INDEX(Data!$E$24:$E$47, MATCH(F111645&D111645, Data!$B$24:$B$47,0))","v":1.0684339161496522E-3},{"$f":"SUMPRODUCT((Data!$B$58:$B$60=Model!$F111645)*(Data!$C$57:$K$57=Model!$O111645)*(Data!$C$58:$K$60))","v":2.6564859251595059},83.435140748404933,1,{"$f":"IF(E111645<>\"Serviceable\",E111645,INDEX(Lists!$D$6:$D$8, MATCH(T111645,Lists!$C$6:$C$8,0)))","v":"Serviceable"},{"$f":"INDEX(Lists!$C$12:$C$26, MATCH(H111645, Lists!$B$12:$B$26,0))","v":"Sub-T"}]
[null,216909,1965,"Wood Creos Impregnated","Serviceable","Class 3",20160914,"lv/hv/sub-transmission",900,2020,100,"No",true,10,{"$f":"INDEX(Lists!$B$32:$B$40, MATCH(YEAR(TODAY())-C111646, Lists!$C$32:$C$40,1))","v":"51-60"},286.47889756541161,{"$f":"INDEX(Data!$E$24:$E$47, MATCH(F111646&D111646, Data!$B$24:$B$47,0))","v":1.0684339161496522E-3},{"$f":"SUMPRODUCT((Data!$B$58:$B$60=Model!$F111646)*(Data!$C$57:$K$57=Model!$O111646)*(Data!$C$58:$K$60))","v":2.6564859251595059},73.435140748404933,1,{"$f":"IF(E111646<>\"Serviceable\",E111646,INDEX(Lists!$D$6:$D$8, MATCH(T111646,Lists!$C$6:$C$8,0)))","v":"Serviceable"},{"$f":"INDEX(Lists!$C$12:$C$26, MATCH(H111646, Lists!$B$12:$B$26,0))","v":"Sub-T"}]
[null,216913,1965,"Wood Creos Impregnated","Serviceable","Class 3",20181024,"lv/hv/sub-transmission",1050,2020,80,"No",true,10,{"$f":"INDEX(Lists!$B$32:$B$40, MATCH(YEAR(TODAY())-C111647, Lists!$C$32:$C$40,1))","v":"51-60"},334.22538049298021,{"$f":"INDEX(Data!$E$24:$E$47, MATCH(F111647&D111647, Data!$B$24:$B$47,0))","v":1.0684339161496522E-3},{"$f":"SUMPRODUCT((Data!$B$58:$B$60=Model!$F111647)*(Data!$C$57:$K$57=Model!$O111647)*(Data!$C$58:$K$60))","v":2.6564859251595059},53.43514074840494,2,{"$f":"IF(E111647<>\"Serviceable\",E111647,INDEX(Lists!$D$6:$D$8, MATCH(T111647,Lists!$C$6:$C$8,0)))","v":"Limited Life"},{"$f":"INDEX(Lists!$C$12:$C$26, MATCH(H111647, Lists!$B$12:$B$26,0))","v":"Sub-T"}]
[null,216927,2005,"Wood Creos Impregnated","Serviceable","Class 3",20050503,"sub-transmission",999,2021,100,"No",true,10,{"$f":"INDEX(Lists!$B$32:$B$40, MATCH(YEAR(TODAY())-C111648, Lists!$C$32:$C$40,1))","v":"0-20"},317.99157629760691,{"$f":"INDEX(Data!$E$24:$E$47, MATCH(F111648&D111648, Data!$B$24:$B$47,0))","v":1.0684339161496522E-3},{"$f":"SUMPRODUCT((Data!$B$58:$B$60=Model!$F111648)*(Data!$C$57:$K$57=Model!$O111648)*(Data!$C$58:$K$60))","v":1.7833496665670392},82.166503334329605,1,{"$f":"IF(E111648<>\"Serviceable\",E111648,INDEX(Lists!$D$6:$D$8, MATCH(T111648,Lists!$C$6:$C$8,0)))","v":"Serviceable"},{"$f":"INDEX(Lists!$C$12:$C$26, MATCH(H111648, Lists!$B$12:$B$26,0))","v":"Sub-T"}]
[null,216931,2012,"Wood Creos Impregnated","Serviceable","Class 3",20121012,"lv/sub-transmission",999,2021,100,"No",true,10,{"$f":"INDEX(Lists!$B$32:$B$40, MATCH(YEAR(TODAY())-C111649, Lists!$C$32:$C$40,1))","v":"0-20"},317.99157629760691,{"$f":"INDEX(Data!$E$24:$E$47, MATCH(F111649&D111649, Data!$B$24:$B$47,0))","v":1.0684339161496522E-3},{"$f":"SUMPRODUCT((Data!$B$58:$B$60=Model!$F111649)*(Data!$C$57:$K$57=Model!$O111649)*(Data!$C$58:$K$60))","v":1.7833496665670392},82.166503334329605,1,{"$f":"IF(E111649<>\"Serviceable\",E111649,INDEX(Lists!$D$6:$D$8, MATCH(T111649,Lists!$C$6:$C$8,0)))","v":"Serviceable"},{"$f":"INDEX(Lists!$C$12:$C$26, MATCH(H111649, Lists!$B$12:$B$26,0))","v":"Sub-T"}]
[null,216932,2013,"Wood Creos Impregnated","Serviceable","Class 3",20130723,"pl",999,2022,80,"No",true,10,{"$f":"INDEX(Lists!$B$32:$B$40, MATCH(YEAR(TODAY())-C111650, Lists!$C$32:$C$40,1))","v":"0-20"},317.99157629760691,{"$f":"INDEX(Data!$E$24:$E$47, MATCH(F111650&D111650, Data!$B$24:$B$47,0))","v":1.0684339161496522E-3},{"$f":"SUMPRODUCT((Data!$B$58:$B$60=Model!$F111650)*(Data!$C$57:$K$57=Model!$O111650)*(Data!$C$58:$K$60))","v":1.7833496665670392},62.166503334329605,2,{"$f":"IF(E111650<>\"Serviceable\",E111650,INDEX(Lists!$D$6:$D$8, MATCH(T111650,Lists!$C$6:$C$8,0)))","v":"Limited Life"},{"$f":"INDEX(Lists!$C$12:$C$26, MATCH(H111650, Lists!$B$12:$B$26,0))","v":"LV"}]
[null,216951,2000,"Wood Creos Impregnated","Limited Life","Class 3",20000707,"lv/sub-transmission",1220,2022,40,"No",true,10,{"$f":"INDEX(Lists!$B$32:$B$40, MATCH(YEAR(TODAY())-C111651, Lists!$C$32:$C$40,1))","v":"21-30"},388.33806114422464,{"$f":"INDEX(Data!$E$24:$E$47, MATCH(F111651&D111651, Data!$B$24:$B$47,0))","v":1.0684339161496522E-3},{"$f":"SUMPRODUCT((Data!$B$58:$B$60=Model!$F111651)*(Data!$C$57:$K$57=Model!$O111651)*(Data!$C$58:$K$60))","v":1.964589315203191},20.35410684796809,3,{"$f":"IF(E111651<>\"Serviceable\",E111651,INDEX(Lists!$D$6:$D$8, MATCH(T111651,Lists!$C$6:$C$8,0)))","v":"Limited Life"},{"$f":"INDEX(Lists!$C$12:$C$26, MATCH(H111651, Lists!$B$12:$B$26,0))","v":"Sub-T"}]
[null,216953,1961,"Wood Creos Impregnated","Serviceable","Class 3",20171014,"lv/sub-transmission",1140,2020,100,"No",true,10,{"$f":"INDEX(Lists!$B$32:$B$40, MATCH(YEAR(TODAY())-C111652, Lists!$C$32:$C$40,1))","v":"61-70"},362.8732702495214,{"$f":"INDEX(Data!$E$24:$E$47, MATCH(F111652&D111652, Data!$B$24:$B$47,0))","v":1.0684339161496522E-3},{"$f":"SUMPRODUCT((Data!$B$58:$B$60=Model!$F111652)*(Data!$C$57:$K$57=Model!$O111652)*(Data!$C$58:$K$60))","v":1.9802031311051838},80.197968688948166,1,{"$f":"IF(E111652<>\"Serviceable\",E111652,INDEX(Lists!$D$6:$D$8, MATCH(T111652,Lists!$C$6:$C$8,0)))","v":"Serviceable"},{"$f":"INDEX(Lists!$C$12:$C$26, MATCH(H111652, Lists!$B$12:$B$26,0))","v":"Sub-T"}]
[null,216962,2001,"Wood Creos Impregnated","Serviceable","Class 3",20010711,"lv/sub-transmission",1070,2020,100,"No",true,10,{"$f":"INDEX(Lists!$B$32:$B$40, MATCH(YEAR(TODAY())-C111653, Lists!$C$32:$C$40,1))","v":"21-30"},340.59157821665605,{"$f":"INDEX(Data!$E$24:$E$47, MATCH(F111653&D111653, Data!$B$24:$B$47,0))","v":1.0684339161496522E-3},{"$f":"SUMPRODUCT((Data!$B$58:$B$60=Model!$F111653)*(Data!$C$57:$K$57=Model!$O111653)*(Data!$C$58:$K$60))","v":1.964589315203191},80.354106847968097,1,{"$f":"IF(E111653<>\"Serviceable\",E111653,INDEX(Lists!$D$6:$D$8, MATCH(T111653,Lists!$C$6:$C$8,0)))","v":"Serviceable"},{"$f":"INDEX(Lists!$C$12:$C$26, MATCH(H111653, Lists!$B$12:$B$26,0))","v":"Sub-T"}]
[null,216967,2006,"Wood Creos Impregnated","Serviceable","Class 3",20060315,"lv/hv/sub-transmission",999,2020,100,"No",true,10,{"$f":"INDEX(Lists!$B$32:$B$40, MATCH(YEAR(TODAY())-C111654, Lists!$C$32:$C$40,1))","v":"0-20"},317.99157629760691,{"$f":"INDEX(Data!$E$24:$E$47, MATCH(F111654&D111654, Data!$B$24:$B$47,0))","v":1.0684339161496522E-3},{"$f":"SUMPRODUCT((Data!$B$58:$B$60=Model!$F111654)*(Data!$C$57:$K$57=Model!$O111654)*(Data!$C$58:$K$60))","v":1.7833496665670392},82.166503334329605,1,{"$f":"IF(E111654<>\"Serviceable\",E111654,INDEX(Lists!$D$6:$D$8, MATCH(T111654,Lists!$C$6:$C$8,0)))","v":"Serviceable"},{"$f":"INDEX(Lists!$C$12:$C$26, MATCH(H111654, Lists!$B$12:$B$26,0))","v":"Sub-T"}]
[null,216982,1961,"Wood Creos Impregnated","Serviceable","Class 3",20181025,"lv/hv/sub-transmission",970,2020,100,"No",true,10,{"$f":"INDEX(Lists!$B$32:$B$40, MATCH(YEAR(TODAY())-C111655, Lists!$C$32:$C$40,1))","v":"61-70"},308.76058959827697,{"$f":"INDEX(Data!$E$24:$E$47, MATCH(F111655&D111655, Data!$B$24:$B$47,0))","v":1.0684339161496522E-3},{"$f":"SUMPRODUCT((Data!$B$58:$B$60=Model!$F111655)*(Data!$C$57:$K$57=Model!$O111655)*(Data!$C$58:$K$60))","v":1.9802031311051838},80.197968688948166,1,{"$f":"IF(E111655<>\"Serviceable\",E111655,INDEX(Lists!$D$6:$D$8, MATCH(T111655,Lists!$C$6:$C$8,0)))","v":"Serviceable"},{"$f":"INDEX(Lists!$C$12:$C$26, MATCH(H111655, Lists!$B$12:$B$26,0))","v":"Sub-T"}]
[null,217001,1998,"Wood Untreated Dressed","Serviceable","Class 1",20160529,"lv/sub-transmission",999,2020,100,"No",true,10,{"$f":"INDEX(Lists!$B$32:$B$40, MATCH(YEAR(TODAY())-C111656, Lists!$C$32:$C$40,1))","v":"21-30"},317.99157629760691,{"$f":"INDEX(Data!$E$24:$E$47, MATCH(F111656&D111656, Data!$B$24:$B$47,0))","v":1.9964561142097742E-3},{"$f":"SUMPRODUCT((Data!$B$58:$B$60=Model!$F111656)*(Data!$C$57:$K$57=Model!$O111656)*(Data!$C$58:$K$60))","v":2.1651652228345815},78.34834777165419,1,{"$f":"IF(E111656<>\"Serviceable\",E111656,INDEX(Lists!$D$6:$D$8, MATCH(T111656,Lists!$C$6:$C$8,0)))","v":"Serviceable"},{"$f":"INDEX(Lists!$C$12:$C$26, MATCH(H111656, Lists!$B$12:$B$26,0))","v":"Sub-T"}]
[null,217015,2013,"Wood Creos Impregnated","Serviceable","Class 3",20130429,"lv/sub-transmission",1131,2020,100,"No",true,10,{"$f":"INDEX(Lists!$B$32:$B$40, MATCH(YEAR(TODAY())-C111657, Lists!$C$32:$C$40,1))","v":"0-20"},360.00848127386729,{"$f":"INDEX(Data!$E$24:$E$47, MATCH(F111657&D111657, Data!$B$24:$B$47,0))","v":1.0684339161496522E-3},{"$f":"SUMPRODUCT((Data!$B$58:$B$60=Model!$F111657)*(Data!$C$57:$K$57=Model!$O111657)*(Data!$C$58:$K$60))","v":1.7833496665670392},82.166503334329605,1,{"$f":"IF(E111657<>\"Serviceable\",E111657,INDEX(Lists!$D$6:$D$8, MATCH(T111657,Lists!$C$6:$C$8,0)))","v":"Serviceable"},{"$f":"INDEX(Lists!$C$12:$C$26, MATCH(H111657, Lists!$B$12:$B$26,0))","v":"Sub-T"}]
[null,217030,2013,"Wood Creos Impregnated","Serviceable","Class 3",20130424,"lv/sub-transmission",999,2020,100,"No",true,10,{"$f":"INDEX(Lists!$B$32:$B$40, MATCH(YEAR(TODAY())-C111658, Lists!$C$32:$C$40,1))","v":"0-20"},317.99157629760691,{"$f":"INDEX(Data!$E$24:$E$47, MATCH(F111658&D111658, Data!$B$24:$B$47,0))","v":1.0684339161496522E-3},{"$f":"SUMPRODUCT((Data!$B$58:$B$60=Model!$F111658)*(Data!$C$57:$K$57=Model!$O111658)*(Data!$C$58:$K$60))","v":1.7833496665670392},82.166503334329605,1,{"$f":"IF(E111658<>\"Serviceable\",E111658,INDEX(Lists!$D$6:$D$8, MATCH(T111658,Lists!$C$6:$C$8,0)))","v":"Serviceable"},{"$f":"INDEX(Lists!$C$12:$C$26, MATCH(H111658, Lists!$B$12:$B$26,0))","v":"Sub-T"}]
[null,217043,1948,"Wood Untreated Dressed","Serviceable","Class 2",20160529,"sub-transmission",999,2020,100,"No",true,10,{"$f":"INDEX(Lists!$B$32:$B$40, MATCH(YEAR(TODAY())-C111659, Lists!$C$32:$C$40,1))","v":"71-80"},317.99157629760691,{"$f":"INDEX(Data!$E$24:$E$47, MATCH(F111659&D111659, Data!$B$24:$B$47,0))","v":2.1997700016428453E-3},{"$f":"SUMPRODUCT((Data!$B$58:$B$60=Model!$F111659)*(Data!$C$57:$K$57=Model!$O111659)*(Data!$C$58:$K$60))","v":3.8603406961656446},61.396593038343553,2,{"$f":"IF(E111659<>\"Serviceable\",E111659,INDEX(Lists!$D$6:$D$8, MATCH(T111659,Lists!$C$6:$C$8,0)))","v":"Limited Life"},{"$f":"INDEX(Lists!$C$12:$C$26, MATCH(H111659, Lists!$B$12:$B$26,0))","v":"Sub-T"}]
[null,217046,2010,"Wood Creos Impregnated","Serviceable","Class 3",20100506,"lv/sub-transmission",1010,2020,100,"No",true,10,{"$f":"INDEX(Lists!$B$32:$B$40, MATCH(YEAR(TODAY())-C111660, Lists!$C$32:$C$40,1))","v":"0-20"},321.49298504562859,{"$f":"INDEX(Data!$E$24:$E$47, MATCH(F111660&D111660, Data!$B$24:$B$47,0))","v":1.0684339161496522E-3},{"$f":"SUMPRODUCT((Data!$B$58:$B$60=Model!$F111660)*(Data!$C$57:$K$57=Model!$O111660)*(Data!$C$58:$K$60))","v":1.7833496665670392},82.166503334329605,1,{"$f":"IF(E111660<>\"Serviceable\",E111660,INDEX(Lists!$D$6:$D$8, MATCH(T111660,Lists!$C$6:$C$8,0)))","v":"Serviceable"},{"$f":"INDEX(Lists!$C$12:$C$26, MATCH(H111660, Lists!$B$12:$B$26,0))","v":"Sub-T"}]
[null,217064,1967,"Wood Creos Impregnated","Serviceable","Class 3",20160901,"sub-transmission",680,2020,80,"No",true,10,{"$f":"INDEX(Lists!$B$32:$B$40, MATCH(YEAR(TODAY())-C111661, Lists!$C$32:$C$40,1))","v":"51-60"},216.45072260497767,{"$f":"INDEX(Data!$E$24:$E$47, MATCH(F111661&D111661, Data!$B$24:$B$47,0))","v":1.0684339161496522E-3},{"$f":"SUMPRODUCT((Data!$B$58:$B$60=Model!$F111661)*(Data!$C$57:$K$57=Model!$O111661)*(Data!$C$58:$K$60))","v":2.6564859251595059},53.43514074840494,2,{"$f":"IF(E111661<>\"Serviceable\",E111661,INDEX(Lists!$D$6:$D$8, MATCH(T111661,Lists!$C$6:$C$8,0)))","v":"Limited Life"},{"$f":"INDEX(Lists!$C$12:$C$26, MATCH(H111661, Lists!$B$12:$B$26,0))","v":"Sub-T"}]
[null,217221,1948,"Wood Untreated Round","Serviceable","Class 1",20231011,"lv",950,2023,90,"Yes",true,9,{"$f":"INDEX(Lists!$B$32:$B$40, MATCH(YEAR(TODAY())-C111662, Lists!$C$32:$C$40,1))","v":"71-80"},302.39439187460113,{"$f":"INDEX(Data!$E$24:$E$47, MATCH(F111662&D111662, Data!$B$24:$B$47,0))","v":1.9964561142097742E-3},{"$f":"SUMPRODUCT((Data!$B$58:$B$60=Model!$F111662)*(Data!$C$57:$K$57=Model!$O111662)*(Data!$C$58:$K$60))","v":2.0707751244791428},71.363023879687717,1,{"$f":"IF(E111662<>\"Serviceable\",E111662,INDEX(Lists!$D$6:$D$8, MATCH(T111662,Lists!$C$6:$C$8,0)))","v":"Serviceable"},{"$f":"INDEX(Lists!$C$12:$C$26, MATCH(H111662, Lists!$B$12:$B$26,0))","v":"LV"}]
[null,217251,1965,"Wood Creos Impregnated","Serviceable","Class 3",20181010,"sub-transmission",950,2021,100,"Yes",true,9,{"$f":"INDEX(Lists!$B$32:$B$40, MATCH(YEAR(TODAY())-C111663, Lists!$C$32:$C$40,1))","v":"51-60"},302.39439187460113,{"$f":"INDEX(Data!$E$24:$E$47, MATCH(F111663&D111663, Data!$B$24:$B$47,0))","v":1.0684339161496522E-3},{"$f":"SUMPRODUCT((Data!$B$58:$B$60=Model!$F111663)*(Data!$C$57:$K$57=Model!$O111663)*(Data!$C$58:$K$60))","v":2.6564859251595059},76.091626673564448,1,{"$f":"IF(E111663<>\"Serviceable\",E111663,INDEX(Lists!$D$6:$D$8, MATCH(T111663,Lists!$C$6:$C$8,0)))","v":"Serviceable"},{"$f":"INDEX(Lists!$C$12:$C$26, MATCH(H111663, Lists!$B$12:$B$26,0))","v":"Sub-T"}]
[null,217294,2011,"Wood Creos Impregnated","Unserviceable","Class 3",20110716,"hv/sub-transmission",999,2023,35,"No",true,10,{"$f":"INDEX(Lists!$B$32:$B$40, MATCH(YEAR(TODAY())-C111664, Lists!$C$32:$C$40,1))","v":"0-20"},317.99157629760691,{"$f":"INDEX(Data!$E$24:$E$47, MATCH(F111664&D111664, Data!$B$24:$B$47,0))","v":1.0684339161496522E-3},{"$f":"SUMPRODUCT((Data!$B$58:$B$60=Model!$F111664)*(Data!$C$57:$K$57=Model!$O111664)*(Data!$C$58:$K$60))","v":1.7833496665670392},17.166503334329608,3,{"$f":"IF(E111664<>\"Serviceable\",E111664,INDEX(Lists!$D$6:$D$8, MATCH(T111664,Lists!$C$6:$C$8,0)))","v":"Unserviceable"},{"$f":"INDEX(Lists!$C$12:$C$26, MATCH(H111664, Lists!$B$12:$B$26,0))","v":"Sub-T"}]
[null,217357,2004,"Wood Creos Impregnated","Serviceable","Class 3",20040929,"lv",999,2023,90,"No",true,10,{"$f":"INDEX(Lists!$B$32:$B$40, MATCH(YEAR(TODAY())-C111665, Lists!$C$32:$C$40,1))","v":"21-30"},317.99157629760691,{"$f":"INDEX(Data!$E$24:$E$47, MATCH(F111665&D111665, Data!$B$24:$B$47,0))","v":1.0684339161496522E-3},{"$f":"SUMPRODUCT((Data!$B$58:$B$60=Model!$F111665)*(Data!$C$57:$K$57=Model!$O111665)*(Data!$C$58:$K$60))","v":1.964589315203191},70.354106847968097,1,{"$f":"IF(E111665<>\"Serviceable\",E111665,INDEX(Lists!$D$6:$D$8, MATCH(T111665,Lists!$C$6:$C$8,0)))","v":"Serviceable"},{"$f":"INDEX(Lists!$C$12:$C$26, MATCH(H111665, Lists!$B$12:$B$26,0))","v":"LV"}]
[null,217403,2009,"Wood Creos Impregnated","Serviceable","Class 3",20090320,"lv",999,2022,100,"No",true,10,{"$f":"INDEX(Lists!$B$32:$B$40, MATCH(YEAR(TODAY())-C111666, Lists!$C$32:$C$40,1))","v":"0-20"},317.99157629760691,{"$f":"INDEX(Data!$E$24:$E$47, MATCH(F111666&D111666, Data!$B$24:$B$47,0))","v":1.0684339161496522E-3},{"$f":"SUMPRODUCT((Data!$B$58:$B$60=Model!$F111666)*(Data!$C$57:$K$57=Model!$O111666)*(Data!$C$58:$K$60))","v":1.7833496665670392},82.166503334329605,1,{"$f":"IF(E111666<>\"Serviceable\",E111666,INDEX(Lists!$D$6:$D$8, MATCH(T111666,Lists!$C$6:$C$8,0)))","v":"Serviceable"},{"$f":"INDEX(Lists!$C$12:$C$26, MATCH(H111666, Lists!$B$12:$B$26,0))","v":"LV"}]
[null,217404,1939,"Wood Untreated Dressed","Serviceable","Class 1",19980507,"lv",900,2022,80,"No",true,10,{"$f":"INDEX(Lists!$B$32:$B$40, MATCH(YEAR(TODAY())-C111667, Lists!$C$32:$C$40,1))","v":"81-90"},286.47889756541161,{"$f":"INDEX(Data!$E$24:$E$47, MATCH(F111667&D111667, Data!$B$24:$B$47,0))","v":1.9964561142097742E-3},{"$f":"SUMPRODUCT((Data!$B$58:$B$60=Model!$F111667)*(Data!$C$57:$K$57=Model!$O111667)*(Data!$C$58:$K$60))","v":2.8392735823590045},51.607264176409956,1,{"$f":"IF(E111667<>\"Serviceable\",E111667,INDEX(Lists!$D$6:$D$8, MATCH(T111667,Lists!$C$6:$C$8,0)))","v":"Serviceable"},{"$f":"INDEX(Lists!$C$12:$C$26, MATCH(H111667, Lists!$B$12:$B$26,0))","v":"LV"}]
[null,217414,1970,"Wood Creos Impregnated","Serviceable","Class 3",20230607,"pl",750,2023,100,"No",true,10,{"$f":"INDEX(Lists!$B$32:$B$40, MATCH(YEAR(TODAY())-C111668, Lists!$C$32:$C$40,1))","v":"51-60"},238.73241463784302,{"$f":"INDEX(Data!$E$24:$E$47, MATCH(F111668&D111668, Data!$B$24:$B$47,0))","v":1.0684339161496522E-3},{"$f":"SUMPRODUCT((Data!$B$58:$B$60=Model!$F111668)*(Data!$C$57:$K$57=Model!$O111668)*(Data!$C$58:$K$60))","v":2.6564859251595059},73.435140748404933,1,{"$f":"IF(E111668<>\"Serviceable\",E111668,INDEX(Lists!$D$6:$D$8, MATCH(T111668,Lists!$C$6:$C$8,0)))","v":"Serviceable"},{"$f":"INDEX(Lists!$C$12:$C$26, MATCH(H111668, Lists!$B$12:$B$26,0))","v":"LV"}]
[null,217419,1982,"Wood Untreated Dressed","Serviceable","Class 1",20160513,"lv/hv",999,2020,100,"No",true,10,{"$f":"INDEX(Lists!$B$32:$B$40, MATCH(YEAR(TODAY())-C111669, Lists!$C$32:$C$40,1))","v":"41-50"},317.99157629760691,{"$f":"INDEX(Data!$E$24:$E$47, MATCH(F111669&D111669, Data!$B$24:$B$47,0))","v":1.9964561142097742E-3},{"$f":"SUMPRODUCT((Data!$B$58:$B$60=Model!$F111669)*(Data!$C$57:$K$57=Model!$O111669)*(Data!$C$58:$K$60))","v":1.7977578417715214},82.022421582284778,1,{"$f":"IF(E111669<>\"Serviceable\",E111669,INDEX(Lists!$D$6:$D$8, MATCH(T111669,Lists!$C$6:$C$8,0)))","v":"Serviceable"},{"$f":"INDEX(Lists!$C$12:$C$26, MATCH(H111669, Lists!$B$12:$B$26,0))","v":"HV"}]
[null,217615,2003,"Wood Creos Impregnated","Serviceable","Class 3",20030404,"hv",999,2023,100,"No",true,10,{"$f":"INDEX(Lists!$B$32:$B$40, MATCH(YEAR(TODAY())-C111670, Lists!$C$32:$C$40,1))","v":"21-30"},317.99157629760691,{"$f":"INDEX(Data!$E$24:$E$47, MATCH(F111670&D111670, Data!$B$24:$B$47,0))","v":1.0684339161496522E-3},{"$f":"SUMPRODUCT((Data!$B$58:$B$60=Model!$F111670)*(Data!$C$57:$K$57=Model!$O111670)*(Data!$C$58:$K$60))","v":1.964589315203191},80.354106847968097,1,{"$f":"IF(E111670<>\"Serviceable\",E111670,INDEX(Lists!$D$6:$D$8, MATCH(T111670,Lists!$C$6:$C$8,0)))","v":"Serviceable"},{"$f":"INDEX(Lists!$C$12:$C$26, MATCH(H111670, Lists!$B$12:$B$26,0))","v":"HV"}]
[null,217659,2010,"Wood Creos Impregnated","Serviceable","Class 3",20100217,"hv",1420,2020,90,"No",true,10,{"$f":"INDEX(Lists!$B$32:$B$40, MATCH(YEAR(TODAY())-C111671, Lists!$C$32:$C$40,1))","v":"0-20"},452.00003838098274,{"$f":"INDEX(Data!$E$24:$E$47, MATCH(F111671&D111671, Data!$B$24:$B$47,0))","v":1.0684339161496522E-3},{"$f":"SUMPRODUCT((Data!$B$58:$B$60=Model!$F111671)*(Data!$C$57:$K$57=Model!$O111671)*(Data!$C$58:$K$60))","v":1.7833496665670392},72.166503334329605,1,{"$f":"IF(E111671<>\"Serviceable\",E111671,INDEX(Lists!$D$6:$D$8, MATCH(T111671,Lists!$C$6:$C$8,0)))","v":"Serviceable"},{"$f":"INDEX(Lists!$C$12:$C$26, MATCH(H111671, Lists!$B$12:$B$26,0))","v":"HV"}]
[null,217661,2003,"Wood Creos Impregnated","Serviceable","Class 3",20030404,"hv",999,2022,100,"No",true,10,{"$f":"INDEX(Lists!$B$32:$B$40, MATCH(YEAR(TODAY())-C111672, Lists!$C$32:$C$40,1))","v":"21-30"},317.99157629760691,{"$f":"INDEX(Data!$E$24:$E$47, MATCH(F111672&D111672, Data!$B$24:$B$47,0))","v":1.0684339161496522E-3},{"$f":"SUMPRODUCT((Data!$B$58:$B$60=Model!$F111672)*(Data!$C$57:$K$57=Model!$O111672)*(Data!$C$58:$K$60))","v":1.964589315203191},80.354106847968097,1,{"$f":"IF(E111672<>\"Serviceable\",E111672,INDEX(Lists!$D$6:$D$8, MATCH(T111672,Lists!$C$6:$C$8,0)))","v":"Serviceable"},{"$f":"INDEX(Lists!$C$12:$C$26, MATCH(H111672, Lists!$B$12:$B$26,0))","v":"HV"}]
[null,217692,2013,"Wood Creos Impregnated","Serviceable","Class 3",20130315,"hv",840,2022,90,"No",true,10,{"$f":"INDEX(Lists!$B$32:$B$40, MATCH(YEAR(TODAY())-C111673, Lists!$C$32:$C$40,1))","v":"0-20"},267.38030439438415,{"$f":"INDEX(Data!$E$24:$E$47, MATCH(F111673&D111673, Data!$B$24:$B$47,0))","v":1.0684339161496522E-3},{"$f":"SUMPRODUCT((Data!$B$58:$B$60=Model!$F111673)*(Data!$C$57:$K$57=Model!$O111673)*(Data!$C$58:$K$60))","v":1.7833496665670392},72.166503334329605,1,{"$f":"IF(E111673<>\"Serviceable\",E111673,INDEX(Lists!$D$6:$D$8, MATCH(T111673,Lists!$C$6:$C$8,0)))","v":"Serviceable"},{"$f":"INDEX(Lists!$C$12:$C$26, MATCH(H111673, Lists!$B$12:$B$26,0))","v":"HV"}]
[null,217713,1998,"Wood Creos Impregnated","Limited Life","Class 3",19981001,"lv",999,2023,35,"Yes",true,9,{"$f":"INDEX(Lists!$B$32:$B$40, MATCH(YEAR(TODAY())-C111674, Lists!$C$32:$C$40,1))","v":"21-30"},317.99157629760691,{"$f":"INDEX(Data!$E$24:$E$47, MATCH(F111674&D111674, Data!$B$24:$B$47,0))","v":1.0684339161496522E-3},{"$f":"SUMPRODUCT((Data!$B$58:$B$60=Model!$F111674)*(Data!$C$57:$K$57=Model!$O111674)*(Data!$C$58:$K$60))","v":1.964589315203191},17.318696163171282,3,{"$f":"IF(E111674<>\"Serviceable\",E111674,INDEX(Lists!$D$6:$D$8, MATCH(T111674,Lists!$C$6:$C$8,0)))","v":"Limited Life"},{"$f":"INDEX(Lists!$C$12:$C$26, MATCH(H111674, Lists!$B$12:$B$26,0))","v":"LV"}]
[null,217732,2001,"Wood Creos Impregnated","Serviceable","Class 3",20010503,"hv",1020,2023,100,"Yes",true,9,{"$f":"INDEX(Lists!$B$32:$B$40, MATCH(YEAR(TODAY())-C111675, Lists!$C$32:$C$40,1))","v":"21-30"},324.67608390746648,{"$f":"INDEX(Data!$E$24:$E$47, MATCH(F111675&D111675, Data!$B$24:$B$47,0))","v":1.0684339161496522E-3},{"$f":"SUMPRODUCT((Data!$B$58:$B$60=Model!$F111675)*(Data!$C$57:$K$57=Model!$O111675)*(Data!$C$58:$K$60))","v":1.964589315203191},82.318696163171282,1,{"$f":"IF(E111675<>\"Serviceable\",E111675,INDEX(Lists!$D$6:$D$8, MATCH(T111675,Lists!$C$6:$C$8,0)))","v":"Serviceable"},{"$f":"INDEX(Lists!$C$12:$C$26, MATCH(H111675, Lists!$B$12:$B$26,0))","v":"HV"}]
[null,217869,1957,"Wood Untreated Round","Serviceable","Class 2",20091102,"lv",999,2023,100,"No",true,10,{"$f":"INDEX(Lists!$B$32:$B$40, MATCH(YEAR(TODAY())-C111676, Lists!$C$32:$C$40,1))","v":"61-70"},317.99157629760691,{"$f":"INDEX(Data!$E$24:$E$47, MATCH(F111676&D111676, Data!$B$24:$B$47,0))","v":2.1997700016428453E-3},{"$f":"SUMPRODUCT((Data!$B$58:$B$60=Model!$F111676)*(Data!$C$57:$K$57=Model!$O111676)*(Data!$C$58:$K$60))","v":2.227481027604485},77.725189723955154,1,{"$f":"IF(E111676<>\"Serviceable\",E111676,INDEX(Lists!$D$6:$D$8, MATCH(T111676,Lists!$C$6:$C$8,0)))","v":"Serviceable"},{"$f":"INDEX(Lists!$C$12:$C$26, MATCH(H111676, Lists!$B$12:$B$26,0))","v":"LV"}]
[null,217885,2005,"Wood Untreated Round","Serviceable","Class 1",20050914,"lv",999,2022,100,"No",true,10,{"$f":"INDEX(Lists!$B$32:$B$40, MATCH(YEAR(TODAY())-C111677, Lists!$C$32:$C$40,1))","v":"0-20"},317.99157629760691,{"$f":"INDEX(Data!$E$24:$E$47, MATCH(F111677&D111677, Data!$B$24:$B$47,0))","v":1.9964561142097742E-3},{"$f":"SUMPRODUCT((Data!$B$58:$B$60=Model!$F111677)*(Data!$C$57:$K$57=Model!$O111677)*(Data!$C$58:$K$60))","v":1.3477151645848988},86.522848354151009,1,{"$f":"IF(E111677<>\"Serviceable\",E111677,INDEX(Lists!$D$6:$D$8, MATCH(T111677,Lists!$C$6:$C$8,0)))","v":"Serviceable"},{"$f":"INDEX(Lists!$C$12:$C$26, MATCH(H111677, Lists!$B$12:$B$26,0))","v":"LV"}]
[null,217933,1975,"Wood Creos Impregnated","Serviceable","Class 3",19980825,"hv",999,2023,100,"No",true,10,{"$f":"INDEX(Lists!$B$32:$B$40, MATCH(YEAR(TODAY())-C111678, Lists!$C$32:$C$40,1))","v":"41-50"},317.99157629760691,{"$f":"INDEX(Data!$E$24:$E$47, MATCH(F111678&D111678, Data!$B$24:$B$47,0))","v":1.0684339161496522E-3},{"$f":"SUMPRODUCT((Data!$B$58:$B$60=Model!$F111678)*(Data!$C$57:$K$57=Model!$O111678)*(Data!$C$58:$K$60))","v":3.2595928155551883},67.404071844448112,2,{"$f":"IF(E111678<>\"Serviceable\",E111678,INDEX(Lists!$D$6:$D$8, MATCH(T111678,Lists!$C$6:$C$8,0)))","v":"Limited Life"},{"$f":"INDEX(Lists!$C$12:$C$26, MATCH(H111678, Lists!$B$12:$B$26,0))","v":"HV"}]
[null,217945,2009,"Wood Untreated Dressed","Serviceable","Class 1",20190625,"hv",999,2022,100,"Yes",true,9,{"$f":"INDEX(Lists!$B$32:$B$40, MATCH(YEAR(TODAY())-C111679, Lists!$C$32:$C$40,1))","v":"0-20"},317.99157629760691,{"$f":"INDEX(Data!$E$24:$E$47, MATCH(F111679&D111679, Data!$B$24:$B$47,0))","v":1.9964561142097742E-3},{"$f":"SUMPRODUCT((Data!$B$58:$B$60=Model!$F111679)*(Data!$C$57:$K$57=Model!$O111679)*(Data!$C$58:$K$60))","v":1.3477151645848988},87.870563518735906,1,{"$f":"IF(E111679<>\"Serviceable\",E111679,INDEX(Lists!$D$6:$D$8, MATCH(T111679,Lists!$C$6:$C$8,0)))","v":"Serviceable"},{"$f":"INDEX(Lists!$C$12:$C$26, MATCH(H111679, Lists!$B$12:$B$26,0))","v":"HV"}]
[null,217948,2013,"Wood Untreated Dressed","Serviceable","Class 1",20130709,"hv",1100,2023,90,"Yes",true,9,{"$f":"INDEX(Lists!$B$32:$B$40, MATCH(YEAR(TODAY())-C111680, Lists!$C$32:$C$40,1))","v":"0-20"},350.14087480216978,{"$f":"INDEX(Data!$E$24:$E$47, MATCH(F111680&D111680, Data!$B$24:$B$47,0))","v":1.9964561142097742E-3},{"$f":"SUMPRODUCT((Data!$B$58:$B$60=Model!$F111680)*(Data!$C$57:$K$57=Model!$O111680)*(Data!$C$58:$K$60))","v":1.3477151645848988},77.870563518735906,1,{"$f":"IF(E111680<>\"Serviceable\",E111680,INDEX(Lists!$D$6:$D$8, MATCH(T111680,Lists!$C$6:$C$8,0)))","v":"Serviceable"},{"$f":"INDEX(Lists!$C$12:$C$26, MATCH(H111680, Lists!$B$12:$B$26,0))","v":"HV"}]
[null,217951,2013,"Wood Untreated Dressed","Serviceable","Class 1",20130709,"hv",999,2023,100,"Yes",true,9,{"$f":"INDEX(Lists!$B$32:$B$40, MATCH(YEAR(TODAY())-C111681, Lists!$C$32:$C$40,1))","v":"0-20"},317.99157629760691,{"$f":"INDEX(Data!$E$24:$E$47, MATCH(F111681&D111681, Data!$B$24:$B$47,0))","v":1.9964561142097742E-3},{"$f":"SUMPRODUCT((Data!$B$58:$B$60=Model!$F111681)*(Data!$C$57:$K$57=Model!$O111681)*(Data!$C$58:$K$60))","v":1.3477151645848988},87.870563518735906,1,{"$f":"IF(E111681<>\"Serviceable\",E111681,INDEX(Lists!$D$6:$D$8, MATCH(T111681,Lists!$C$6:$C$8,0)))","v":"Serviceable"},{"$f":"INDEX(Lists!$C$12:$C$26, MATCH(H111681, Lists!$B$12:$B$26,0))","v":"HV"}]
[null,217960,1960,"Wood Untreated Dressed","Serviceable","Class 1",20190625,"hv",999,2022,100,"Yes",true,9,{"$f":"INDEX(Lists!$B$32:$B$40, MATCH(YEAR(TODAY())-C111682, Lists!$C$32:$C$40,1))","v":"61-70"},317.99157629760691,{"$f":"INDEX(Data!$E$24:$E$47, MATCH(F111682&D111682, Data!$B$24:$B$47,0))","v":1.9964561142097742E-3},{"$f":"SUMPRODUCT((Data!$B$58:$B$60=Model!$F111682)*(Data!$C$57:$K$57=Model!$O111682)*(Data!$C$58:$K$60))","v":2.3795837981601728},78.583745816558448,1,{"$f":"IF(E111682<>\"Serviceable\",E111682,INDEX(Lists!$D$6:$D$8, MATCH(T111682,Lists!$C$6:$C$8,0)))","v":"Serviceable"},{"$f":"INDEX(Lists!$C$12:$C$26, MATCH(H111682, Lists!$B$12:$B$26,0))","v":"HV"}]
[null,217964,1982,"Wood Untreated Dressed","Serviceable","Class 1",20210223,"hv",999,2021,120,"Yes",true,9,{"$f":"INDEX(Lists!$B$32:$B$40, MATCH(YEAR(TODAY())-C111683, Lists!$C$32:$C$40,1))","v":"41-50"},317.99157629760691,{"$f":"INDEX(Data!$E$24:$E$47, MATCH(F111683&D111683, Data!$B$24:$B$47,0))","v":1.9964561142097742E-3},{"$f":"SUMPRODUCT((Data!$B$58:$B$60=Model!$F111683)*(Data!$C$57:$K$57=Model!$O111683)*(Data!$C$58:$K$60))","v":1.7977578417715214},103.82017942405631,1,{"$f":"IF(E111683<>\"Serviceable\",E111683,INDEX(Lists!$D$6:$D$8, MATCH(T111683,Lists!$C$6:$C$8,0)))","v":"Serviceable"},{"$f":"INDEX(Lists!$C$12:$C$26, MATCH(H111683, Lists!$B$12:$B$26,0))","v":"HV"}]
[null,217986,1982,"Wood Untreated Dressed","Serviceable","Class 1",20210223,"lv/hv",999,2021,100,"Yes",true,9,{"$f":"INDEX(Lists!$B$32:$B$40, MATCH(YEAR(TODAY())-C111684, Lists!$C$32:$C$40,1))","v":"41-50"},317.99157629760691,{"$f":"INDEX(Data!$E$24:$E$47, MATCH(F111684&D111684, Data!$B$24:$B$47,0))","v":1.9964561142097742E-3},{"$f":"SUMPRODUCT((Data!$B$58:$B$60=Model!$F111684)*(Data!$C$57:$K$57=Model!$O111684)*(Data!$C$58:$K$60))","v":1.7977578417715214},83.820179424056306,1,{"$f":"IF(E111684<>\"Serviceable\",E111684,INDEX(Lists!$D$6:$D$8, MATCH(T111684,Lists!$C$6:$C$8,0)))","v":"Serviceable"},{"$f":"INDEX(Lists!$C$12:$C$26, MATCH(H111684, Lists!$B$12:$B$26,0))","v":"HV"}]
[null,218035,1965,"Wood Creos Impregnated","Serviceable","Class 3",20181102,"lv/hv",999,2023,0,"No",true,10,{"$f":"INDEX(Lists!$B$32:$B$40, MATCH(YEAR(TODAY())-C111685, Lists!$C$32:$C$40,1))","v":"51-60"},317.99157629760691,{"$f":"INDEX(Data!$E$24:$E$47, MATCH(F111685&D111685, Data!$B$24:$B$47,0))","v":1.0684339161496522E-3},{"$f":"SUMPRODUCT((Data!$B$58:$B$60=Model!$F111685)*(Data!$C$57:$K$57=Model!$O111685)*(Data!$C$58:$K$60))","v":2.6564859251595059},0,3,{"$f":"IF(E111685<>\"Serviceable\",E111685,INDEX(Lists!$D$6:$D$8, MATCH(T111685,Lists!$C$6:$C$8,0)))","v":"Unserviceable"},{"$f":"INDEX(Lists!$C$12:$C$26, MATCH(H111685, Lists!$B$12:$B$26,0))","v":"HV"}]
[null,218054,1958,"Wood Creos Impregnated","Serviceable","Class 3",20180725,"hv/sub-transmission",1510,2019,100,"No",true,10,{"$f":"INDEX(Lists!$B$32:$B$40, MATCH(YEAR(TODAY())-C111686, Lists!$C$32:$C$40,1))","v":"61-70"},480.64792813752393,{"$f":"INDEX(Data!$E$24:$E$47, MATCH(F111686&D111686, Data!$B$24:$B$47,0))","v":1.0684339161496522E-3},{"$f":"SUMPRODUCT((Data!$B$58:$B$60=Model!$F111686)*(Data!$C$57:$K$57=Model!$O111686)*(Data!$C$58:$K$60))","v":1.9802031311051838},80.197968688948166,1,{"$f":"IF(E111686<>\"Serviceable\",E111686,INDEX(Lists!$D$6:$D$8, MATCH(T111686,Lists!$C$6:$C$8,0)))","v":"Serviceable"},{"$f":"INDEX(Lists!$C$12:$C$26, MATCH(H111686, Lists!$B$12:$B$26,0))","v":"Sub-T"}]
[null,218059,1972,"Wood Untreated Dressed","Serviceable","Class 2",20181011,"lv",999,2023,100,"No",true,10,{"$f":"INDEX(Lists!$B$32:$B$40, MATCH(YEAR(TODAY())-C111687, Lists!$C$32:$C$40,1))","v":"51-60"},317.99157629760691,{"$f":"INDEX(Data!$E$24:$E$47, MATCH(F111687&D111687, Data!$B$24:$B$47,0))","v":2.1997700016428453E-3},{"$f":"SUMPRODUCT((Data!$B$58:$B$60=Model!$F111687)*(Data!$C$57:$K$57=Model!$O111687)*(Data!$C$58:$K$60))","v":2.6773548093458861},73.226451906541143,1,{"$f":"IF(E111687<>\"Serviceable\",E111687,INDEX(Lists!$D$6:$D$8, MATCH(T111687,Lists!$C$6:$C$8,0)))","v":"Serviceable"},{"$f":"INDEX(Lists!$C$12:$C$26, MATCH(H111687, Lists!$B$12:$B$26,0))","v":"LV"}]
[null,218078,1950,"Wood Untreated Dressed","Serviceable","Class 1",20180502,"lv",999,2022,100,"No",true,{"$f":"IF(L111688=\"No\",ROUND((End_year-J111688)/5,0)*5,ROUND((End_year-J111688)/3,0)*3)","v":10},{"$f":"INDEX(Lists!$B$32:$B$40, MATCH(YEAR(TODAY())-C111688, Lists!$C$32:$C$40,1))","v":"71-80"},317.99157629760691,{"$f":"INDEX(Data!$E$24:$E$47, MATCH(F111688&D111688, Data!$B$24:$B$47,0))","v":1.9964561142097742E-3},{"$f":"SUMPRODUCT((Data!$B$58:$B$60=Model!$F111688)*(Data!$C$57:$K$57=Model!$O111688)*(Data!$C$58:$K$60))","v":2.0707751244791428},{"$f":"IF(IF(K111688>=700,999,(K111688-R111688*N111688))<0,0,IF(K111688>=700,999,(K111688-R111688*N111688)))","v":79.292248755208576},{"$f":"IF(S111688<30,3,IF(AND(F111688=\"Class 1\",S111688<50),2,IF(AND(F111688=\"Class 1\",S111688>=50),1,IF(S111688<70,2,1))))","v":1},{"$f":"IF(E111688<>\"Serviceable\",E111688,INDEX(Lists!$D$6:$D$8, MATCH(T111688,Lists!$C$6:$C$8,0)))","v":"Serviceable"},{"$f":"INDEX(Lists!$C$12:$C$26, MATCH(H111688, Lists!$B$12:$B$26,0))","v":"LV"}]
[null,218090,1965,"Wood Creos Impregnated","Serviceable","Class 3",20180326,"pl",780,2022,100,"No",{"$f":"IF(G111689=0,FALSE,TRUE)","v":true},10,{"$f":"INDEX(Lists!$B$32:$B$40, MATCH(YEAR(TODAY())-C111689, Lists!$C$32:$C$40,1))","v":"51-60"},{"$f":"I111689/PI()","v":248.28171122335672},{"$f":"INDEX(Data!$E$24:$E$47, MATCH(F111689&D111689, Data!$B$24:$B$47,0))","v":1.0684339161496522E-3},{"$f":"SUMPRODUCT((Data!$B$58:$B$60=Model!$F111689)*(Data!$C$57:$K$57=Model!$O111689)*(Data!$C$58:$K$60))","v":2.6564859251595059},73.435140748404933,1,{"$f":"IF(E111689<>\"Serviceable\",E111689,INDEX(Lists!$D$6:$D$8, MATCH(T111689,Lists!$C$6:$C$8,0)))","v":"Serviceable"},{"$f":"INDEX(Lists!$C$12:$C$26, MATCH(H111689, Lists!$B$12:$B$26,0))","v":"LV"}]
[null,218092,1968,"Wood Creos Impregnated","Serviceable","Class 3",20180826,"lv",999,2023,90,"No",true,10,{"$f":"INDEX(Lists!$B$32:$B$40, MATCH(YEAR(TODAY())-C111690, Lists!$C$32:$C$40,1))","v":"51-60"},317.99157629760691,{"$f":"INDEX(Data!$E$24:$E$47, MATCH(F111690&D111690, Data!$B$24:$B$47,0))","v":1.0684339161496522E-3},{"$f":"SUMPRODUCT((Data!$B$58:$B$60=Model!$F111690)*(Data!$C$57:$K$57=Model!$O111690)*(Data!$C$58:$K$60))","v":2.6564859251595059},63.43514074840494,2,{"$f":"IF(E111690<>\"Serviceable\",E111690,INDEX(Lists!$D$6:$D$8, MATCH(T111690,Lists!$C$6:$C$8,0)))","v":"Limited Life"},{"$f":"INDEX(Lists!$C$12:$C$26, MATCH(H111690, Lists!$B$12:$B$26,0))","v":"LV"}]
[null,218116,1962,"Wood Creos Impregnated","Serviceable","Class 3",20230525,"lv",750,2023,100,"No",true,10,{"$f":"INDEX(Lists!$B$32:$B$40, MATCH(YEAR(TODAY())-C111691, Lists!$C$32:$C$40,1))","v":"61-70"},238.73241463784302,{"$f":"INDEX(Data!$E$24:$E$47, MATCH(F111691&D111691, Data!$B$24:$B$47,0))","v":1.0684339161496522E-3},{"$f":"SUMPRODUCT((Data!$B$58:$B$60=Model!$F111691)*(Data!$C$57:$K$57=Model!$O111691)*(Data!$C$58:$K$60))","v":1.9802031311051838},80.197968688948166,1,{"$f":"IF(E111691<>\"Serviceable\",E111691,INDEX(Lists!$D$6:$D$8, MATCH(T111691,Lists!$C$6:$C$8,0)))","v":"Serviceable"},{"$f":"INDEX(Lists!$C$12:$C$26, MATCH(H111691, Lists!$B$12:$B$26,0))","v":"LV"}]
[null,218162,1967,"Wood Creos Impregnated","Serviceable","Class 3",20230414,"hv",1120,2022,100,"No",true,10,{"$f":"INDEX(Lists!$B$32:$B$40, MATCH(YEAR(TODAY())-C111692, Lists!$C$32:$C$40,1))","v":"51-60"},356.50707252584556,{"$f":"INDEX(Data!$E$24:$E$47, MATCH(F111692&D111692, Data!$B$24:$B$47,0))","v":1.0684339161496522E-3},{"$f":"SUMPRODUCT((Data!$B$58:$B$60=Model!$F111692)*(Data!$C$57:$K$57=Model!$O111692)*(Data!$C$58:$K$60))","v":2.6564859251595059},73.435140748404933,1,{"$f":"IF(E111692<>\"Serviceable\",E111692,INDEX(Lists!$D$6:$D$8, MATCH(T111692,Lists!$C$6:$C$8,0)))","v":"Serviceable"},{"$f":"INDEX(Lists!$C$12:$C$26, MATCH(H111692, Lists!$B$12:$B$26,0))","v":"HV"}]
[null,218176,1972,"Wood Creos Impregnated","Serviceable","Class 3",20180620,"hv/sub-transmission",999,2023,100,"No",true,10,{"$f":"INDEX(Lists!$B$32:$B$40, MATCH(YEAR(TODAY())-C111693, Lists!$C$32:$C$40,1))","v":"51-60"},317.99157629760691,{"$f":"INDEX(Data!$E$24:$E$47, MATCH(F111693&D111693, Data!$B$24:$B$47,0))","v":1.0684339161496522E-3},{"$f":"SUMPRODUCT((Data!$B$58:$B$60=Model!$F111693)*(Data!$C$57:$K$57=Model!$O111693)*(Data!$C$58:$K$60))","v":2.6564859251595059},73.435140748404933,1,{"$f":"IF(E111693<>\"Serviceable\",E111693,INDEX(Lists!$D$6:$D$8, MATCH(T111693,Lists!$C$6:$C$8,0)))","v":"Serviceable"},{"$f":"INDEX(Lists!$C$12:$C$26, MATCH(H111693, Lists!$B$12:$B$26,0))","v":"Sub-T"}]
[null,218178,1972,"Wood Creos Impregnated","Serviceable","Class 3",20180620,"hv/sub-transmission",999,2023,100,"No",true,10,{"$f":"INDEX(Lists!$B$32:$B$40, MATCH(YEAR(TODAY())-C111694, Lists!$C$32:$C$40,1))","v":"51-60"},317.99157629760691,{"$f":"INDEX(Data!$E$24:$E$47, MATCH(F111694&D111694, Data!$B$24:$B$47,0))","v":1.0684339161496522E-3},{"$f":"SUMPRODUCT((Data!$B$58:$B$60=Model!$F111694)*(Data!$C$57:$K$57=Model!$O111694)*(Data!$C$58:$K$60))","v":2.6564859251595059},73.435140748404933,1,{"$f":"IF(E111694<>\"Serviceable\",E111694,INDEX(Lists!$D$6:$D$8, MATCH(T111694,Lists!$C$6:$C$8,0)))","v":"Serviceable"},{"$f":"INDEX(Lists!$C$12:$C$26, MATCH(H111694, Lists!$B$12:$B$26,0))","v":"Sub-T"}]
[null,218189,2005,"Wood Creos Impregnated","Serviceable","Class 3",20050201,"lv",999,2022,90,"No",true,10,{"$f":"INDEX(Lists!$B$32:$B$40, MATCH(YEAR(TODAY())-C111695, Lists!$C$32:$C$40,1))","v":"0-20"},317.99157629760691,{"$f":"INDEX(Data!$E$24:$E$47, MATCH(F111695&D111695, Data!$B$24:$B$47,0))","v":1.0684339161496522E-3},{"$f":"SUMPRODUCT((Data!$B$58:$B$60=Model!$F111695)*(Data!$C$57:$K$57=Model!$O111695)*(Data!$C$58:$K$60))","v":1.7833496665670392},72.166503334329605,1,{"$f":"IF(E111695<>\"Serviceable\",E111695,INDEX(Lists!$D$6:$D$8, MATCH(T111695,Lists!$C$6:$C$8,0)))","v":"Serviceable"},{"$f":"INDEX(Lists!$C$12:$C$26, MATCH(H111695, Lists!$B$12:$B$26,0))","v":"LV"}]
[null,218190,2007,"Wood Creos Impregnated","Serviceable","Class 3",20070831,"lv",999,2022,80,"No",true,10,{"$f":"INDEX(Lists!$B$32:$B$40, MATCH(YEAR(TODAY())-C111696, Lists!$C$32:$C$40,1))","v":"0-20"},317.99157629760691,{"$f":"INDEX(Data!$E$24:$E$47, MATCH(F111696&D111696, Data!$B$24:$B$47,0))","v":1.0684339161496522E-3},{"$f":"SUMPRODUCT((Data!$B$58:$B$60=Model!$F111696)*(Data!$C$57:$K$57=Model!$O111696)*(Data!$C$58:$K$60))","v":1.7833496665670392},62.166503334329605,2,{"$f":"IF(E111696<>\"Serviceable\",E111696,INDEX(Lists!$D$6:$D$8, MATCH(T111696,Lists!$C$6:$C$8,0)))","v":"Limited Life"},{"$f":"INDEX(Lists!$C$12:$C$26, MATCH(H111696, Lists!$B$12:$B$26,0))","v":"LV"}]
[null,218195,1988,"Wood Untreated Dressed","Serviceable","Class 1",20230414,"hv",970,2022,999,"No",true,10,{"$f":"INDEX(Lists!$B$32:$B$40, MATCH(YEAR(TODAY())-C111697, Lists!$C$32:$C$40,1))","v":"31-40"},308.76058959827697,{"$f":"INDEX(Data!$E$24:$E$47, MATCH(F111697&D111697, Data!$B$24:$B$47,0))","v":1.9964561142097742E-3},{"$f":"SUMPRODUCT((Data!$B$58:$B$60=Model!$F111697)*(Data!$C$57:$K$57=Model!$O111697)*(Data!$C$58:$K$60))","v":3.0038452968326621},999,1,{"$f":"IF(E111697<>\"Serviceable\",E111697,INDEX(Lists!$D$6:$D$8, MATCH(T111697,Lists!$C$6:$C$8,0)))","v":"Serviceable"},{"$f":"INDEX(Lists!$C$12:$C$26, MATCH(H111697, Lists!$B$12:$B$26,0))","v":"HV"}]
[null,218196,1968,"Wood Creos Impregnated","Serviceable","Class 3",20180615,"lv",999,2023,100,"No",true,10,{"$f":"INDEX(Lists!$B$32:$B$40, MATCH(YEAR(TODAY())-C111698, Lists!$C$32:$C$40,1))","v":"51-60"},317.99157629760691,{"$f":"INDEX(Data!$E$24:$E$47, MATCH(F111698&D111698, Data!$B$24:$B$47,0))","v":1.0684339161496522E-3},{"$f":"SUMPRODUCT((Data!$B$58:$B$60=Model!$F111698)*(Data!$C$57:$K$57=Model!$O111698)*(Data!$C$58:$K$60))","v":2.6564859251595059},73.435140748404933,1,{"$f":"IF(E111698<>\"Serviceable\",E111698,INDEX(Lists!$D$6:$D$8, MATCH(T111698,Lists!$C$6:$C$8,0)))","v":"Serviceable"},{"$f":"INDEX(Lists!$C$12:$C$26, MATCH(H111698, Lists!$B$12:$B$26,0))","v":"LV"}]
[null,218414,2005,"Wood Creos Impregnated","Serviceable","Class 3",20051017,"hv",942,2023,120,"No",true,10,{"$f":"INDEX(Lists!$B$32:$B$40, MATCH(YEAR(TODAY())-C111699, Lists!$C$32:$C$40,1))","v":"0-20"},299.8479127851308,{"$f":"INDEX(Data!$E$24:$E$47, MATCH(F111699&D111699, Data!$B$24:$B$47,0))","v":1.0684339161496522E-3},{"$f":"SUMPRODUCT((Data!$B$58:$B$60=Model!$F111699)*(Data!$C$57:$K$57=Model!$O111699)*(Data!$C$58:$K$60))","v":1.7833496665670392},102.1665033343296,1,{"$f":"IF(E111699<>\"Serviceable\",E111699,INDEX(Lists!$D$6:$D$8, MATCH(T111699,Lists!$C$6:$C$8,0)))","v":"Serviceable"},{"$f":"INDEX(Lists!$C$12:$C$26, MATCH(H111699, Lists!$B$12:$B$26,0))","v":"HV"}]
[null,218418,1999,"Wood Untreated Dressed","Serviceable","Class 1",19990316,"lv",723,2023,100,"No",true,10,{"$f":"INDEX(Lists!$B$32:$B$40, MATCH(YEAR(TODAY())-C111700, Lists!$C$32:$C$40,1))","v":"21-30"},230.13804771088067,{"$f":"INDEX(Data!$E$24:$E$47, MATCH(F111700&D111700, Data!$B$24:$B$47,0))","v":1.9964561142097742E-3},{"$f":"SUMPRODUCT((Data!$B$58:$B$60=Model!$F111700)*(Data!$C$57:$K$57=Model!$O111700)*(Data!$C$58:$K$60))","v":2.1651652228345815},78.34834777165419,1,{"$f":"IF(E111700<>\"Serviceable\",E111700,INDEX(Lists!$D$6:$D$8, MATCH(T111700,Lists!$C$6:$C$8,0)))","v":"Serviceable"},{"$f":"INDEX(Lists!$C$12:$C$26, MATCH(H111700, Lists!$B$12:$B$26,0))","v":"LV"}]
[null,218480,2003,"Wood Creos Impregnated","Serviceable","Class 3",20030514,"hv",999,2022,100,"No",true,10,{"$f":"INDEX(Lists!$B$32:$B$40, MATCH(YEAR(TODAY())-C111701, Lists!$C$32:$C$40,1))","v":"21-30"},317.99157629760691,{"$f":"INDEX(Data!$E$24:$E$47, MATCH(F111701&D111701, Data!$B$24:$B$47,0))","v":1.0684339161496522E-3},{"$f":"SUMPRODUCT((Data!$B$58:$B$60=Model!$F111701)*(Data!$C$57:$K$57=Model!$O111701)*(Data!$C$58:$K$60))","v":1.964589315203191},80.354106847968097,1,{"$f":"IF(E111701<>\"Serviceable\",E111701,INDEX(Lists!$D$6:$D$8, MATCH(T111701,Lists!$C$6:$C$8,0)))","v":"Serviceable"},{"$f":"INDEX(Lists!$C$12:$C$26, MATCH(H111701, Lists!$B$12:$B$26,0))","v":"HV"}]
[null,218494,2008,"Wood Creos Impregnated","Serviceable","Class 3",20080618,"lv",999,2021,90,"No",true,10,{"$f":"INDEX(Lists!$B$32:$B$40, MATCH(YEAR(TODAY())-C111702, Lists!$C$32:$C$40,1))","v":"0-20"},317.99157629760691,{"$f":"INDEX(Data!$E$24:$E$47, MATCH(F111702&D111702, Data!$B$24:$B$47,0))","v":1.0684339161496522E-3},{"$f":"SUMPRODUCT((Data!$B$58:$B$60=Model!$F111702)*(Data!$C$57:$K$57=Model!$O111702)*(Data!$C$58:$K$60))","v":1.7833496665670392},72.166503334329605,1,{"$f":"IF(E111702<>\"Serviceable\",E111702,INDEX(Lists!$D$6:$D$8, MATCH(T111702,Lists!$C$6:$C$8,0)))","v":"Serviceable"},{"$f":"INDEX(Lists!$C$12:$C$26, MATCH(H111702, Lists!$B$12:$B$26,0))","v":"LV"}]
[null,218495,1980,"Wood Untreated Dressed","Serviceable","Class 1",20171005,"lv",630,2022,120,"No",true,10,{"$f":"INDEX(Lists!$B$32:$B$40, MATCH(YEAR(TODAY())-C111703, Lists!$C$32:$C$40,1))","v":"41-50"},200.53522829578813,{"$f":"INDEX(Data!$E$24:$E$47, MATCH(F111703&D111703, Data!$B$24:$B$47,0))","v":1.9964561142097742E-3},{"$f":"SUMPRODUCT((Data!$B$58:$B$60=Model!$F111703)*(Data!$C$57:$K$57=Model!$O111703)*(Data!$C$58:$K$60))","v":1.7977578417715214},102.02242158228478,1,{"$f":"IF(E111703<>\"Serviceable\",E111703,INDEX(Lists!$D$6:$D$8, MATCH(T111703,Lists!$C$6:$C$8,0)))","v":"Serviceable"},{"$f":"INDEX(Lists!$C$12:$C$26, MATCH(H111703, Lists!$B$12:$B$26,0))","v":"LV"}]
[null,218575,1999,"Wood Creos Impregnated","Serviceable","Class 3",19990503,"lv",999,2022,90,"No",true,10,{"$f":"INDEX(Lists!$B$32:$B$40, MATCH(YEAR(TODAY())-C111704, Lists!$C$32:$C$40,1))","v":"21-30"},317.99157629760691,{"$f":"INDEX(Data!$E$24:$E$47, MATCH(F111704&D111704, Data!$B$24:$B$47,0))","v":1.0684339161496522E-3},{"$f":"SUMPRODUCT((Data!$B$58:$B$60=Model!$F111704)*(Data!$C$57:$K$57=Model!$O111704)*(Data!$C$58:$K$60))","v":1.964589315203191},70.354106847968097,1,{"$f":"IF(E111704<>\"Serviceable\",E111704,INDEX(Lists!$D$6:$D$8, MATCH(T111704,Lists!$C$6:$C$8,0)))","v":"Serviceable"},{"$f":"INDEX(Lists!$C$12:$C$26, MATCH(H111704, Lists!$B$12:$B$26,0))","v":"LV"}]
[null,218584,1967,"Wood Creos Impregnated","Serviceable","Class 3",20230504,"hv",1090,2022,70,"No",true,10,{"$f":"INDEX(Lists!$B$32:$B$40, MATCH(YEAR(TODAY())-C111705, Lists!$C$32:$C$40,1))","v":"51-60"},346.95777594033183,{"$f":"INDEX(Data!$E$24:$E$47, MATCH(F111705&D111705, Data!$B$24:$B$47,0))","v":1.0684339161496522E-3},{"$f":"SUMPRODUCT((Data!$B$58:$B$60=Model!$F111705)*(Data!$C$57:$K$57=Model!$O111705)*(Data!$C$58:$K$60))","v":2.6564859251595059},43.43514074840494,2,{"$f":"IF(E111705<>\"Serviceable\",E111705,INDEX(Lists!$D$6:$D$8, MATCH(T111705,Lists!$C$6:$C$8,0)))","v":"Limited Life"},{"$f":"INDEX(Lists!$C$12:$C$26, MATCH(H111705, Lists!$B$12:$B$26,0))","v":"HV"}]
[null,218647,2004,"Wood Untreated Dressed","Serviceable","Class 2",20041028,"lv/hv",911,2022,70,"Yes",true,9,{"$f":"INDEX(Lists!$B$32:$B$40, MATCH(YEAR(TODAY())-C111706, Lists!$C$32:$C$40,1))","v":"21-30"},289.98030631343329,{"$f":"INDEX(Data!$E$24:$E$47, MATCH(F111706&D111706, Data!$B$24:$B$47,0))","v":2.1997700016428453E-3},{"$f":"SUMPRODUCT((Data!$B$58:$B$60=Model!$F111706)*(Data!$C$57:$K$57=Model!$O111706)*(Data!$C$58:$K$60))","v":1.9003299563977134},52.897030392420575,2,{"$f":"IF(E111706<>\"Serviceable\",E111706,INDEX(Lists!$D$6:$D$8, MATCH(T111706,Lists!$C$6:$C$8,0)))","v":"Limited Life"},{"$f":"INDEX(Lists!$C$12:$C$26, MATCH(H111706, Lists!$B$12:$B$26,0))","v":"HV"}]
[null,218656,1989,"Wood Creos Impregnated","Serviceable","Class 3",19890320,"lv",999,2023,100,"No",true,10,{"$f":"INDEX(Lists!$B$32:$B$40, MATCH(YEAR(TODAY())-C111707, Lists!$C$32:$C$40,1))","v":"31-40"},317.99157629760691,{"$f":"INDEX(Data!$E$24:$E$47, MATCH(F111707&D111707, Data!$B$24:$B$47,0))","v":1.0684339161496522E-3},{"$f":"SUMPRODUCT((Data!$B$58:$B$60=Model!$F111707)*(Data!$C$57:$K$57=Model!$O111707)*(Data!$C$58:$K$60))","v":3.6307860245411354},63.692139754588645,2,{"$f":"IF(E111707<>\"Serviceable\",E111707,INDEX(Lists!$D$6:$D$8, MATCH(T111707,Lists!$C$6:$C$8,0)))","v":"Limited Life"},{"$f":"INDEX(Lists!$C$12:$C$26, MATCH(H111707, Lists!$B$12:$B$26,0))","v":"LV"}]
[null,218677,1969,"Wood Creos Impregnated","Serviceable","Class 3",20170331,"lv/hv",999,2021,100,"No",true,10,{"$f":"INDEX(Lists!$B$32:$B$40, MATCH(YEAR(TODAY())-C111708, Lists!$C$32:$C$40,1))","v":"51-60"},317.99157629760691,{"$f":"INDEX(Data!$E$24:$E$47, MATCH(F111708&D111708, Data!$B$24:$B$47,0))","v":1.0684339161496522E-3},{"$f":"SUMPRODUCT((Data!$B$58:$B$60=Model!$F111708)*(Data!$C$57:$K$57=Model!$O111708)*(Data!$C$58:$K$60))","v":2.6564859251595059},73.435140748404933,1,{"$f":"IF(E111708<>\"Serviceable\",E111708,INDEX(Lists!$D$6:$D$8, MATCH(T111708,Lists!$C$6:$C$8,0)))","v":"Serviceable"},{"$f":"INDEX(Lists!$C$12:$C$26, MATCH(H111708, Lists!$B$12:$B$26,0))","v":"HV"}]
[null,218915,1971,"Wood Creos Impregnated","Serviceable","Class 3",20191112,"lv/hv",999,2023,100,"Yes",true,9,{"$f":"INDEX(Lists!$B$32:$B$40, MATCH(YEAR(TODAY())-C111709, Lists!$C$32:$C$40,1))","v":"51-60"},317.99157629760691,{"$f":"INDEX(Data!$E$24:$E$47, MATCH(F111709&D111709, Data!$B$24:$B$47,0))","v":1.0684339161496522E-3},{"$f":"SUMPRODUCT((Data!$B$58:$B$60=Model!$F111709)*(Data!$C$57:$K$57=Model!$O111709)*(Data!$C$58:$K$60))","v":2.6564859251595059},76.091626673564448,1,{"$f":"IF(E111709<>\"Serviceable\",E111709,INDEX(Lists!$D$6:$D$8, MATCH(T111709,Lists!$C$6:$C$8,0)))","v":"Serviceable"},{"$f":"INDEX(Lists!$C$12:$C$26, MATCH(H111709, Lists!$B$12:$B$26,0))","v":"HV"}]
[null,219085,1968,"Wood Creos Impregnated","Serviceable","Class 1",19990409,"lv",999,2023,100,"No",true,10,{"$f":"INDEX(Lists!$B$32:$B$40, MATCH(YEAR(TODAY())-C111710, Lists!$C$32:$C$40,1))","v":"51-60"},317.99157629760691,{"$f":"INDEX(Data!$E$24:$E$47, MATCH(F111710&D111710, Data!$B$24:$B$47,0))","v":9.9474993092014377E-4},{"$f":"SUMPRODUCT((Data!$B$58:$B$60=Model!$F111710)*(Data!$C$57:$K$57=Model!$O111710)*(Data!$C$58:$K$60))","v":1.3557210085184006},86.44278991481599,1,{"$f":"IF(E111710<>\"Serviceable\",E111710,INDEX(Lists!$D$6:$D$8, MATCH(T111710,Lists!$C$6:$C$8,0)))","v":"Serviceable"},{"$f":"INDEX(Lists!$C$12:$C$26, MATCH(H111710, Lists!$B$12:$B$26,0))","v":"LV"}]
[null,219310,1984,"Wood Untreated Round","Serviceable","Class 1",20201216,"sub-transmission",1040,2020,100,"No",true,10,{"$f":"INDEX(Lists!$B$32:$B$40, MATCH(YEAR(TODAY())-C111711, Lists!$C$32:$C$40,1))","v":"41-50"},331.04228163114232,{"$f":"INDEX(Data!$E$24:$E$47, MATCH(F111711&D111711, Data!$B$24:$B$47,0))","v":1.9964561142097742E-3},{"$f":"SUMPRODUCT((Data!$B$58:$B$60=Model!$F111711)*(Data!$C$57:$K$57=Model!$O111711)*(Data!$C$58:$K$60))","v":1.7977578417715214},82.022421582284778,1,{"$f":"IF(E111711<>\"Serviceable\",E111711,INDEX(Lists!$D$6:$D$8, MATCH(T111711,Lists!$C$6:$C$8,0)))","v":"Serviceable"},{"$f":"INDEX(Lists!$C$12:$C$26, MATCH(H111711, Lists!$B$12:$B$26,0))","v":"Sub-T"}]
[null,219313,2000,"Wood Creos Impregnated","Serviceable","Class 3",20000622,"lv",980,2019,100,"No",true,10,{"$f":"INDEX(Lists!$B$32:$B$40, MATCH(YEAR(TODAY())-C111712, Lists!$C$32:$C$40,1))","v":"21-30"},311.94368846011486,{"$f":"INDEX(Data!$E$24:$E$47, MATCH(F111712&D111712, Data!$B$24:$B$47,0))","v":1.0684339161496522E-3},{"$f":"SUMPRODUCT((Data!$B$58:$B$60=Model!$F111712)*(Data!$C$57:$K$57=Model!$O111712)*(Data!$C$58:$K$60))","v":1.964589315203191},80.354106847968097,1,{"$f":"IF(E111712<>\"Serviceable\",E111712,INDEX(Lists!$D$6:$D$8, MATCH(T111712,Lists!$C$6:$C$8,0)))","v":"Serviceable"},{"$f":"INDEX(Lists!$C$12:$C$26, MATCH(H111712, Lists!$B$12:$B$26,0))","v":"LV"}]
[null,219429,1992,"Wood Untreated Dressed","Serviceable","Class 1",19920601,"lv",911,2023,120,"No",true,10,{"$f":"INDEX(Lists!$B$32:$B$40, MATCH(YEAR(TODAY())-C111713, Lists!$C$32:$C$40,1))","v":"31-40"},289.98030631343329,{"$f":"INDEX(Data!$E$24:$E$47, MATCH(F111713&D111713, Data!$B$24:$B$47,0))","v":1.9964561142097742E-3},{"$f":"SUMPRODUCT((Data!$B$58:$B$60=Model!$F111713)*(Data!$C$57:$K$57=Model!$O111713)*(Data!$C$58:$K$60))","v":3.0038452968326621},89.961547031673376,1,{"$f":"IF(E111713<>\"Serviceable\",E111713,INDEX(Lists!$D$6:$D$8, MATCH(T111713,Lists!$C$6:$C$8,0)))","v":"Serviceable"},{"$f":"INDEX(Lists!$C$12:$C$26, MATCH(H111713, Lists!$B$12:$B$26,0))","v":"LV"}]
[null,219551,1983,"Wood Untreated Dressed","Serviceable","Class 1",20190113,"hv",999,2023,110,"No",true,10,{"$f":"INDEX(Lists!$B$32:$B$40, MATCH(YEAR(TODAY())-C111714, Lists!$C$32:$C$40,1))","v":"41-50"},317.99157629760691,{"$f":"INDEX(Data!$E$24:$E$47, MATCH(F111714&D111714, Data!$B$24:$B$47,0))","v":1.9964561142097742E-3},{"$f":"SUMPRODUCT((Data!$B$58:$B$60=Model!$F111714)*(Data!$C$57:$K$57=Model!$O111714)*(Data!$C$58:$K$60))","v":1.7977578417715214},92.022421582284778,1,{"$f":"IF(E111714<>\"Serviceable\",E111714,INDEX(Lists!$D$6:$D$8, MATCH(T111714,Lists!$C$6:$C$8,0)))","v":"Serviceable"},{"$f":"INDEX(Lists!$C$12:$C$26, MATCH(H111714, Lists!$B$12:$B$26,0))","v":"HV"}]
[null,219610,1961,"Wood Creos Impregnated","Serviceable","Class 3",20210215,"lv",810,2020,100,"No",true,10,{"$f":"INDEX(Lists!$B$32:$B$40, MATCH(YEAR(TODAY())-C111715, Lists!$C$32:$C$40,1))","v":"61-70"},257.83100780887048,{"$f":"INDEX(Data!$E$24:$E$47, MATCH(F111715&D111715, Data!$B$24:$B$47,0))","v":1.0684339161496522E-3},{"$f":"SUMPRODUCT((Data!$B$58:$B$60=Model!$F111715)*(Data!$C$57:$K$57=Model!$O111715)*(Data!$C$58:$K$60))","v":1.9802031311051838},80.197968688948166,1,{"$f":"IF(E111715<>\"Serviceable\",E111715,INDEX(Lists!$D$6:$D$8, MATCH(T111715,Lists!$C$6:$C$8,0)))","v":"Serviceable"},{"$f":"INDEX(Lists!$C$12:$C$26, MATCH(H111715, Lists!$B$12:$B$26,0))","v":"LV"}]
[null,219634,2007,"Wood Creos Impregnated","Serviceable","Class 3",20070808,"lv/hv",999,2022,100,"No",true,10,{"$f":"INDEX(Lists!$B$32:$B$40, MATCH(YEAR(TODAY())-C111716, Lists!$C$32:$C$40,1))","v":"0-20"},317.99157629760691,{"$f":"INDEX(Data!$E$24:$E$47, MATCH(F111716&D111716, Data!$B$24:$B$47,0))","v":1.0684339161496522E-3},{"$f":"SUMPRODUCT((Data!$B$58:$B$60=Model!$F111716)*(Data!$C$57:$K$57=Model!$O111716)*(Data!$C$58:$K$60))","v":1.7833496665670392},82.166503334329605,1,{"$f":"IF(E111716<>\"Serviceable\",E111716,INDEX(Lists!$D$6:$D$8, MATCH(T111716,Lists!$C$6:$C$8,0)))","v":"Serviceable"},{"$f":"INDEX(Lists!$C$12:$C$26, MATCH(H111716, Lists!$B$12:$B$26,0))","v":"HV"}]
[null,219637,1999,"Wood Creos Impregnated","Serviceable","Class 3",19991105,"lv",990,2022,100,"No",true,10,{"$f":"INDEX(Lists!$B$32:$B$40, MATCH(YEAR(TODAY())-C111717, Lists!$C$32:$C$40,1))","v":"21-30"},315.1267873219528,{"$f":"INDEX(Data!$E$24:$E$47, MATCH(F111717&D111717, Data!$B$24:$B$47,0))","v":1.0684339161496522E-3},{"$f":"SUMPRODUCT((Data!$B$58:$B$60=Model!$F111717)*(Data!$C$57:$K$57=Model!$O111717)*(Data!$C$58:$K$60))","v":1.964589315203191},80.354106847968097,1,{"$f":"IF(E111717<>\"Serviceable\",E111717,INDEX(Lists!$D$6:$D$8, MATCH(T111717,Lists!$C$6:$C$8,0)))","v":"Serviceable"},{"$f":"INDEX(Lists!$C$12:$C$26, MATCH(H111717, Lists!$B$12:$B$26,0))","v":"LV"}]
[null,219682,1999,"Wood Creos Impregnated","Serviceable","Class 3",19991119,"lv/hv",999,2022,120,"No",true,10,{"$f":"INDEX(Lists!$B$32:$B$40, MATCH(YEAR(TODAY())-C111718, Lists!$C$32:$C$40,1))","v":"21-30"},317.99157629760691,{"$f":"INDEX(Data!$E$24:$E$47, MATCH(F111718&D111718, Data!$B$24:$B$47,0))","v":1.0684339161496522E-3},{"$f":"SUMPRODUCT((Data!$B$58:$B$60=Model!$F111718)*(Data!$C$57:$K$57=Model!$O111718)*(Data!$C$58:$K$60))","v":1.964589315203191},100.3541068479681,1,{"$f":"IF(E111718<>\"Serviceable\",E111718,INDEX(Lists!$D$6:$D$8, MATCH(T111718,Lists!$C$6:$C$8,0)))","v":"Serviceable"},{"$f":"INDEX(Lists!$C$12:$C$26, MATCH(H111718, Lists!$B$12:$B$26,0))","v":"HV"}]
[null,219686,1999,"Wood Creos Impregnated","Serviceable","Class 3",20171117,"lv",628,2022,90,"No",true,10,{"$f":"INDEX(Lists!$B$32:$B$40, MATCH(YEAR(TODAY())-C111719, Lists!$C$32:$C$40,1))","v":"21-30"},199.89860852342056,{"$f":"INDEX(Data!$E$24:$E$47, MATCH(F111719&D111719, Data!$B$24:$B$47,0))","v":1.0684339161496522E-3},{"$f":"SUMPRODUCT((Data!$B$58:$B$60=Model!$F111719)*(Data!$C$57:$K$57=Model!$O111719)*(Data!$C$58:$K$60))","v":1.964589315203191},70.354106847968097,1,{"$f":"IF(E111719<>\"Serviceable\",E111719,INDEX(Lists!$D$6:$D$8, MATCH(T111719,Lists!$C$6:$C$8,0)))","v":"Serviceable"},{"$f":"INDEX(Lists!$C$12:$C$26, MATCH(H111719, Lists!$B$12:$B$26,0))","v":"LV"}]
[null,219730,1999,"Wood Untreated Dressed","Serviceable","Class 1",20220929,"lv",800,2022,100,"No",true,10,{"$f":"INDEX(Lists!$B$32:$B$40, MATCH(YEAR(TODAY())-C111720, Lists!$C$32:$C$40,1))","v":"21-30"},254.64790894703253,{"$f":"INDEX(Data!$E$24:$E$47, MATCH(F111720&D111720, Data!$B$24:$B$47,0))","v":1.9964561142097742E-3},{"$f":"SUMPRODUCT((Data!$B$58:$B$60=Model!$F111720)*(Data!$C$57:$K$57=Model!$O111720)*(Data!$C$58:$K$60))","v":2.1651652228345815},78.34834777165419,1,{"$f":"IF(E111720<>\"Serviceable\",E111720,INDEX(Lists!$D$6:$D$8, MATCH(T111720,Lists!$C$6:$C$8,0)))","v":"Serviceable"},{"$f":"INDEX(Lists!$C$12:$C$26, MATCH(H111720, Lists!$B$12:$B$26,0))","v":"LV"}]
[null,219768,1999,"Wood Creos Impregnated","Serviceable","Class 3",20230713,"lv",848,2023,100,"No",true,10,{"$f":"INDEX(Lists!$B$32:$B$40, MATCH(YEAR(TODAY())-C111721, Lists!$C$32:$C$40,1))","v":"21-30"},269.92678348385448,{"$f":"INDEX(Data!$E$24:$E$47, MATCH(F111721&D111721, Data!$B$24:$B$47,0))","v":1.0684339161496522E-3},{"$f":"SUMPRODUCT((Data!$B$58:$B$60=Model!$F111721)*(Data!$C$57:$K$57=Model!$O111721)*(Data!$C$58:$K$60))","v":1.964589315203191},80.354106847968097,1,{"$f":"IF(E111721<>\"Serviceable\",E111721,INDEX(Lists!$D$6:$D$8, MATCH(T111721,Lists!$C$6:$C$8,0)))","v":"Serviceable"},{"$f":"INDEX(Lists!$C$12:$C$26, MATCH(H111721, Lists!$B$12:$B$26,0))","v":"LV"}]
[null,219790,1968,"Wood Creos Impregnated","Serviceable","Class 3",20181210,"lv",850,2023,100,"No",true,10,{"$f":"INDEX(Lists!$B$32:$B$40, MATCH(YEAR(TODAY())-C111722, Lists!$C$32:$C$40,1))","v":"51-60"},270.5634032562221,{"$f":"INDEX(Data!$E$24:$E$47, MATCH(F111722&D111722, Data!$B$24:$B$47,0))","v":1.0684339161496522E-3},{"$f":"SUMPRODUCT((Data!$B$58:$B$60=Model!$F111722)*(Data!$C$57:$K$57=Model!$O111722)*(Data!$C$58:$K$60))","v":2.6564859251595059},73.435140748404933,1,{"$f":"IF(E111722<>\"Serviceable\",E111722,INDEX(Lists!$D$6:$D$8, MATCH(T111722,Lists!$C$6:$C$8,0)))","v":"Serviceable"},{"$f":"INDEX(Lists!$C$12:$C$26, MATCH(H111722, Lists!$B$12:$B$26,0))","v":"LV"}]
[null,219803,1969,"Wood Creos Impregnated","Serviceable","Class 3",20230504,"lv",930,2022,100,"No",true,10,{"$f":"INDEX(Lists!$B$32:$B$40, MATCH(YEAR(TODAY())-C111723, Lists!$C$32:$C$40,1))","v":"51-60"},296.02819415092534,{"$f":"INDEX(Data!$E$24:$E$47, MATCH(F111723&D111723, Data!$B$24:$B$47,0))","v":1.0684339161496522E-3},{"$f":"SUMPRODUCT((Data!$B$58:$B$60=Model!$F111723)*(Data!$C$57:$K$57=Model!$O111723)*(Data!$C$58:$K$60))","v":2.6564859251595059},73.435140748404933,1,{"$f":"IF(E111723<>\"Serviceable\",E111723,INDEX(Lists!$D$6:$D$8, MATCH(T111723,Lists!$C$6:$C$8,0)))","v":"Serviceable"},{"$f":"INDEX(Lists!$C$12:$C$26, MATCH(H111723, Lists!$B$12:$B$26,0))","v":"LV"}]
[null,219817,1977,"Wood Creos Impregnated","Serviceable","Class 1",20180723,"pl",999,2019,100,"No",true,10,{"$f":"INDEX(Lists!$B$32:$B$40, MATCH(YEAR(TODAY())-C111724, Lists!$C$32:$C$40,1))","v":"41-50"},317.99157629760691,{"$f":"INDEX(Data!$E$24:$E$47, MATCH(F111724&D111724, Data!$B$24:$B$47,0))","v":9.9474993092014377E-4},{"$f":"SUMPRODUCT((Data!$B$58:$B$60=Model!$F111724)*(Data!$C$57:$K$57=Model!$O111724)*(Data!$C$58:$K$60))","v":1.7977578417715214},82.022421582284778,1,{"$f":"IF(E111724<>\"Serviceable\",E111724,INDEX(Lists!$D$6:$D$8, MATCH(T111724,Lists!$C$6:$C$8,0)))","v":"Serviceable"},{"$f":"INDEX(Lists!$C$12:$C$26, MATCH(H111724, Lists!$B$12:$B$26,0))","v":"LV"}]
[null,219818,1999,"Wood Creos Impregnated","Serviceable","Class 3",19990114,"lv",999,2023,80,"No",true,10,{"$f":"INDEX(Lists!$B$32:$B$40, MATCH(YEAR(TODAY())-C111725, Lists!$C$32:$C$40,1))","v":"21-30"},317.99157629760691,{"$f":"INDEX(Data!$E$24:$E$47, MATCH(F111725&D111725, Data!$B$24:$B$47,0))","v":1.0684339161496522E-3},{"$f":"SUMPRODUCT((Data!$B$58:$B$60=Model!$F111725)*(Data!$C$57:$K$57=Model!$O111725)*(Data!$C$58:$K$60))","v":1.964589315203191},60.35410684796809,2,{"$f":"IF(E111725<>\"Serviceable\",E111725,INDEX(Lists!$D$6:$D$8, MATCH(T111725,Lists!$C$6:$C$8,0)))","v":"Limited Life"},{"$f":"INDEX(Lists!$C$12:$C$26, MATCH(H111725, Lists!$B$12:$B$26,0))","v":"LV"}]
[null,219824,1980,"Wood Untreated Dressed","Serviceable","Class 1",20181015,"pl",999,2023,150,"No",true,10,{"$f":"INDEX(Lists!$B$32:$B$40, MATCH(YEAR(TODAY())-C111726, Lists!$C$32:$C$40,1))","v":"41-50"},317.99157629760691,{"$f":"INDEX(Data!$E$24:$E$47, MATCH(F111726&D111726, Data!$B$24:$B$47,0))","v":1.9964561142097742E-3},{"$f":"SUMPRODUCT((Data!$B$58:$B$60=Model!$F111726)*(Data!$C$57:$K$57=Model!$O111726)*(Data!$C$58:$K$60))","v":1.7977578417715214},132.02242158228478,1,{"$f":"IF(E111726<>\"Serviceable\",E111726,INDEX(Lists!$D$6:$D$8, MATCH(T111726,Lists!$C$6:$C$8,0)))","v":"Serviceable"},{"$f":"INDEX(Lists!$C$12:$C$26, MATCH(H111726, Lists!$B$12:$B$26,0))","v":"LV"}]
[null,219875,1969,"Wood Creos Impregnated","Serviceable","Class 3",20230302,"lv/sub-transmission",1000,2022,100,"No",true,10,{"$f":"INDEX(Lists!$B$32:$B$40, MATCH(YEAR(TODAY())-C111727, Lists!$C$32:$C$40,1))","v":"51-60"},318.3098861837907,{"$f":"INDEX(Data!$E$24:$E$47, MATCH(F111727&D111727, Data!$B$24:$B$47,0))","v":1.0684339161496522E-3},{"$f":"SUMPRODUCT((Data!$B$58:$B$60=Model!$F111727)*(Data!$C$57:$K$57=Model!$O111727)*(Data!$C$58:$K$60))","v":2.6564859251595059},73.435140748404933,1,{"$f":"IF(E111727<>\"Serviceable\",E111727,INDEX(Lists!$D$6:$D$8, MATCH(T111727,Lists!$C$6:$C$8,0)))","v":"Serviceable"},{"$f":"INDEX(Lists!$C$12:$C$26, MATCH(H111727, Lists!$B$12:$B$26,0))","v":"Sub-T"}]
[null,219967,2002,"Wood Creos Impregnated","Serviceable","Class 3",20020121,"lv",999,2021,100,"No",true,10,{"$f":"INDEX(Lists!$B$32:$B$40, MATCH(YEAR(TODAY())-C111728, Lists!$C$32:$C$40,1))","v":"21-30"},317.99157629760691,{"$f":"INDEX(Data!$E$24:$E$47, MATCH(F111728&D111728, Data!$B$24:$B$47,0))","v":1.0684339161496522E-3},{"$f":"SUMPRODUCT((Data!$B$58:$B$60=Model!$F111728)*(Data!$C$57:$K$57=Model!$O111728)*(Data!$C$58:$K$60))","v":1.964589315203191},80.354106847968097,1,{"$f":"IF(E111728<>\"Serviceable\",E111728,INDEX(Lists!$D$6:$D$8, MATCH(T111728,Lists!$C$6:$C$8,0)))","v":"Serviceable"},{"$f":"INDEX(Lists!$C$12:$C$26, MATCH(H111728, Lists!$B$12:$B$26,0))","v":"LV"}]
[null,219977,1999,"Wood Creos Impregnated","Serviceable","Class 3",19991006,"lv",999,2019,90,"No",true,10,{"$f":"INDEX(Lists!$B$32:$B$40, MATCH(YEAR(TODAY())-C111729, Lists!$C$32:$C$40,1))","v":"21-30"},317.99157629760691,{"$f":"INDEX(Data!$E$24:$E$47, MATCH(F111729&D111729, Data!$B$24:$B$47,0))","v":1.0684339161496522E-3},{"$f":"SUMPRODUCT((Data!$B$58:$B$60=Model!$F111729)*(Data!$C$57:$K$57=Model!$O111729)*(Data!$C$58:$K$60))","v":1.964589315203191},70.354106847968097,1,{"$f":"IF(E111729<>\"Serviceable\",E111729,INDEX(Lists!$D$6:$D$8, MATCH(T111729,Lists!$C$6:$C$8,0)))","v":"Serviceable"},{"$f":"INDEX(Lists!$C$12:$C$26, MATCH(H111729, Lists!$B$12:$B$26,0))","v":"LV"}]
[null,220315,2010,"Wood Creos Impregnated","Serviceable","Class 3",20100429,"lv/hv",999,2023,100,"Yes",true,9,{"$f":"INDEX(Lists!$B$32:$B$40, MATCH(YEAR(TODAY())-C111730, Lists!$C$32:$C$40,1))","v":"0-20"},317.99157629760691,{"$f":"INDEX(Data!$E$24:$E$47, MATCH(F111730&D111730, Data!$B$24:$B$47,0))","v":1.0684339161496522E-3},{"$f":"SUMPRODUCT((Data!$B$58:$B$60=Model!$F111730)*(Data!$C$57:$K$57=Model!$O111730)*(Data!$C$58:$K$60))","v":1.7833496665670392},83.949853000896638,1,{"$f":"IF(E111730<>\"Serviceable\",E111730,INDEX(Lists!$D$6:$D$8, MATCH(T111730,Lists!$C$6:$C$8,0)))","v":"Serviceable"},{"$f":"INDEX(Lists!$C$12:$C$26, MATCH(H111730, Lists!$B$12:$B$26,0))","v":"HV"}]
[null,220328,2004,"Wood Creos Impregnated","Limited Life","Class 3",20041029,"lv",999,2023,70,"No",true,10,{"$f":"INDEX(Lists!$B$32:$B$40, MATCH(YEAR(TODAY())-C111731, Lists!$C$32:$C$40,1))","v":"21-30"},317.99157629760691,{"$f":"INDEX(Data!$E$24:$E$47, MATCH(F111731&D111731, Data!$B$24:$B$47,0))","v":1.0684339161496522E-3},{"$f":"SUMPRODUCT((Data!$B$58:$B$60=Model!$F111731)*(Data!$C$57:$K$57=Model!$O111731)*(Data!$C$58:$K$60))","v":1.964589315203191},50.35410684796809,2,{"$f":"IF(E111731<>\"Serviceable\",E111731,INDEX(Lists!$D$6:$D$8, MATCH(T111731,Lists!$C$6:$C$8,0)))","v":"Limited Life"},{"$f":"INDEX(Lists!$C$12:$C$26, MATCH(H111731, Lists!$B$12:$B$26,0))","v":"LV"}]
[null,220348,1999,"Wood Creos Impregnated","Serviceable","Class 3",20211214,"lv",730,2021,100,"No",true,10,{"$f":"INDEX(Lists!$B$32:$B$40, MATCH(YEAR(TODAY())-C111732, Lists!$C$32:$C$40,1))","v":"21-30"},232.36621691416721,{"$f":"INDEX(Data!$E$24:$E$47, MATCH(F111732&D111732, Data!$B$24:$B$47,0))","v":1.0684339161496522E-3},{"$f":"SUMPRODUCT((Data!$B$58:$B$60=Model!$F111732)*(Data!$C$57:$K$57=Model!$O111732)*(Data!$C$58:$K$60))","v":1.964589315203191},80.354106847968097,1,{"$f":"IF(E111732<>\"Serviceable\",E111732,INDEX(Lists!$D$6:$D$8, MATCH(T111732,Lists!$C$6:$C$8,0)))","v":"Serviceable"},{"$f":"INDEX(Lists!$C$12:$C$26, MATCH(H111732, Lists!$B$12:$B$26,0))","v":"LV"}]
[null,220372,1973,"Wood Creos Impregnated","Serviceable","Class 3",20230324,"lv",755,2022,100,"No",true,10,{"$f":"INDEX(Lists!$B$32:$B$40, MATCH(YEAR(TODAY())-C111733, Lists!$C$32:$C$40,1))","v":"51-60"},240.32396406876197,{"$f":"INDEX(Data!$E$24:$E$47, MATCH(F111733&D111733, Data!$B$24:$B$47,0))","v":1.0684339161496522E-3},{"$f":"SUMPRODUCT((Data!$B$58:$B$60=Model!$F111733)*(Data!$C$57:$K$57=Model!$O111733)*(Data!$C$58:$K$60))","v":2.6564859251595059},73.435140748404933,1,{"$f":"IF(E111733<>\"Serviceable\",E111733,INDEX(Lists!$D$6:$D$8, MATCH(T111733,Lists!$C$6:$C$8,0)))","v":"Serviceable"},{"$f":"INDEX(Lists!$C$12:$C$26, MATCH(H111733, Lists!$B$12:$B$26,0))","v":"LV"}]
[null,220466,1976,"Wood Salt Impregnated (Green)","Serviceable","Class 3",20230329,"pl",840,2022,120,"No",true,10,{"$f":"INDEX(Lists!$B$32:$B$40, MATCH(YEAR(TODAY())-C111734, Lists!$C$32:$C$40,1))","v":"41-50"},267.38030439438415,{"$f":"INDEX(Data!$E$24:$E$47, MATCH(F111734&D111734, Data!$B$24:$B$47,0))","v":1.0684339161496522E-3},{"$f":"SUMPRODUCT((Data!$B$58:$B$60=Model!$F111734)*(Data!$C$57:$K$57=Model!$O111734)*(Data!$C$58:$K$60))","v":3.2595928155551883},87.404071844448112,1,{"$f":"IF(E111734<>\"Serviceable\",E111734,INDEX(Lists!$D$6:$D$8, MATCH(T111734,Lists!$C$6:$C$8,0)))","v":"Serviceable"},{"$f":"INDEX(Lists!$C$12:$C$26, MATCH(H111734, Lists!$B$12:$B$26,0))","v":"LV"}]
[null,220468,1999,"Wood Creos Impregnated","Serviceable","Class 3",20221103,"lv",940,2022,100,"No",true,10,{"$f":"INDEX(Lists!$B$32:$B$40, MATCH(YEAR(TODAY())-C111735, Lists!$C$32:$C$40,1))","v":"21-30"},299.21129301276324,{"$f":"INDEX(Data!$E$24:$E$47, MATCH(F111735&D111735, Data!$B$24:$B$47,0))","v":1.0684339161496522E-3},{"$f":"SUMPRODUCT((Data!$B$58:$B$60=Model!$F111735)*(Data!$C$57:$K$57=Model!$O111735)*(Data!$C$58:$K$60))","v":1.964589315203191},80.354106847968097,1,{"$f":"IF(E111735<>\"Serviceable\",E111735,INDEX(Lists!$D$6:$D$8, MATCH(T111735,Lists!$C$6:$C$8,0)))","v":"Serviceable"},{"$f":"INDEX(Lists!$C$12:$C$26, MATCH(H111735, Lists!$B$12:$B$26,0))","v":"LV"}]
[null,220472,2004,"Wood Untreated Dressed","Serviceable","Class 1",20040915,"lv/hv",999,2022,70,"No",true,10,{"$f":"INDEX(Lists!$B$32:$B$40, MATCH(YEAR(TODAY())-C111736, Lists!$C$32:$C$40,1))","v":"21-30"},317.99157629760691,{"$f":"INDEX(Data!$E$24:$E$47, MATCH(F111736&D111736, Data!$B$24:$B$47,0))","v":1.9964561142097742E-3},{"$f":"SUMPRODUCT((Data!$B$58:$B$60=Model!$F111736)*(Data!$C$57:$K$57=Model!$O111736)*(Data!$C$58:$K$60))","v":2.1651652228345815},48.34834777165419,2,{"$f":"IF(E111736<>\"Serviceable\",E111736,INDEX(Lists!$D$6:$D$8, MATCH(T111736,Lists!$C$6:$C$8,0)))","v":"Limited Life"},{"$f":"INDEX(Lists!$C$12:$C$26, MATCH(H111736, Lists!$B$12:$B$26,0))","v":"HV"}]
[null,220753,1999,"Wood Untreated Round","Serviceable","Class 1",19990823,"lv",870,2023,100,"No",true,10,{"$f":"INDEX(Lists!$B$32:$B$40, MATCH(YEAR(TODAY())-C111737, Lists!$C$32:$C$40,1))","v":"21-30"},276.92960097989788,{"$f":"INDEX(Data!$E$24:$E$47, MATCH(F111737&D111737, Data!$B$24:$B$47,0))","v":1.9964561142097742E-3},{"$f":"SUMPRODUCT((Data!$B$58:$B$60=Model!$F111737)*(Data!$C$57:$K$57=Model!$O111737)*(Data!$C$58:$K$60))","v":2.1651652228345815},78.34834777165419,1,{"$f":"IF(E111737<>\"Serviceable\",E111737,INDEX(Lists!$D$6:$D$8, MATCH(T111737,Lists!$C$6:$C$8,0)))","v":"Serviceable"},{"$f":"INDEX(Lists!$C$12:$C$26, MATCH(H111737, Lists!$B$12:$B$26,0))","v":"LV"}]
[null,220762,1989,"Wood Untreated Dressed","Serviceable","Class 1",19991020,"lv/hv",1050,2019,999,"No",true,10,{"$f":"INDEX(Lists!$B$32:$B$40, MATCH(YEAR(TODAY())-C111738, Lists!$C$32:$C$40,1))","v":"31-40"},334.22538049298021,{"$f":"INDEX(Data!$E$24:$E$47, MATCH(F111738&D111738, Data!$B$24:$B$47,0))","v":1.9964561142097742E-3},{"$f":"SUMPRODUCT((Data!$B$58:$B$60=Model!$F111738)*(Data!$C$57:$K$57=Model!$O111738)*(Data!$C$58:$K$60))","v":3.0038452968326621},999,1,{"$f":"IF(E111738<>\"Serviceable\",E111738,INDEX(Lists!$D$6:$D$8, MATCH(T111738,Lists!$C$6:$C$8,0)))","v":"Serviceable"},{"$f":"INDEX(Lists!$C$12:$C$26, MATCH(H111738, Lists!$B$12:$B$26,0))","v":"HV"}]
[null,220799,1999,"Wood Creos Impregnated","Serviceable","Class 3",20190405,"lv",700,2018,120,"No",true,15,{"$f":"INDEX(Lists!$B$32:$B$40, MATCH(YEAR(TODAY())-C111739, Lists!$C$32:$C$40,1))","v":"21-30"},222.81692032865348,{"$f":"INDEX(Data!$E$24:$E$47, MATCH(F111739&D111739, Data!$B$24:$B$47,0))","v":1.0684339161496522E-3},{"$f":"SUMPRODUCT((Data!$B$58:$B$60=Model!$F111739)*(Data!$C$57:$K$57=Model!$O111739)*(Data!$C$58:$K$60))","v":1.964589315203191},90.531160271952132,1,{"$f":"IF(E111739<>\"Serviceable\",E111739,INDEX(Lists!$D$6:$D$8, MATCH(T111739,Lists!$C$6:$C$8,0)))","v":"Serviceable"},{"$f":"INDEX(Lists!$C$12:$C$26, MATCH(H111739, Lists!$B$12:$B$26,0))","v":"LV"}]
[null,220806,1960,"Wood Creos Impregnated","Serviceable","Class 3",19990319,"stay",999,2023,100,"No",true,10,{"$f":"INDEX(Lists!$B$32:$B$40, MATCH(YEAR(TODAY())-C111740, Lists!$C$32:$C$40,1))","v":"61-70"},317.99157629760691,{"$f":"INDEX(Data!$E$24:$E$47, MATCH(F111740&D111740, Data!$B$24:$B$47,0))","v":1.0684339161496522E-3},{"$f":"SUMPRODUCT((Data!$B$58:$B$60=Model!$F111740)*(Data!$C$57:$K$57=Model!$O111740)*(Data!$C$58:$K$60))","v":1.9802031311051838},80.197968688948166,1,{"$f":"IF(E111740<>\"Serviceable\",E111740,INDEX(Lists!$D$6:$D$8, MATCH(T111740,Lists!$C$6:$C$8,0)))","v":"Serviceable"},{"$f":"INDEX(Lists!$C$12:$C$26, MATCH(H111740, Lists!$B$12:$B$26,0))","v":"LV"}]
[null,220828,2005,"Wood Creos Impregnated","Serviceable","Class 3",20050324,"lv",999,2023,80,"No",true,10,{"$f":"INDEX(Lists!$B$32:$B$40, MATCH(YEAR(TODAY())-C111741, Lists!$C$32:$C$40,1))","v":"0-20"},317.99157629760691,{"$f":"INDEX(Data!$E$24:$E$47, MATCH(F111741&D111741, Data!$B$24:$B$47,0))","v":1.0684339161496522E-3},{"$f":"SUMPRODUCT((Data!$B$58:$B$60=Model!$F111741)*(Data!$C$57:$K$57=Model!$O111741)*(Data!$C$58:$K$60))","v":1.7833496665670392},62.166503334329605,2,{"$f":"IF(E111741<>\"Serviceable\",E111741,INDEX(Lists!$D$6:$D$8, MATCH(T111741,Lists!$C$6:$C$8,0)))","v":"Limited Life"},{"$f":"INDEX(Lists!$C$12:$C$26, MATCH(H111741, Lists!$B$12:$B$26,0))","v":"LV"}]
[null,220879,1979,"Wood Untreated Dressed","Serviceable","Class 1",20190102,"pl",999,2023,100,"No",true,10,{"$f":"INDEX(Lists!$B$32:$B$40, MATCH(YEAR(TODAY())-C111742, Lists!$C$32:$C$40,1))","v":"41-50"},317.99157629760691,{"$f":"INDEX(Data!$E$24:$E$47, MATCH(F111742&D111742, Data!$B$24:$B$47,0))","v":1.9964561142097742E-3},{"$f":"SUMPRODUCT((Data!$B$58:$B$60=Model!$F111742)*(Data!$C$57:$K$57=Model!$O111742)*(Data!$C$58:$K$60))","v":1.7977578417715214},82.022421582284778,1,{"$f":"IF(E111742<>\"Serviceable\",E111742,INDEX(Lists!$D$6:$D$8, MATCH(T111742,Lists!$C$6:$C$8,0)))","v":"Serviceable"},{"$f":"INDEX(Lists!$C$12:$C$26, MATCH(H111742, Lists!$B$12:$B$26,0))","v":"LV"}]
[null,220905,2010,"Wood Untreated Round","Serviceable","Class 2",20100830,"lv",999,2019,100,"No",true,10,{"$f":"INDEX(Lists!$B$32:$B$40, MATCH(YEAR(TODAY())-C111743, Lists!$C$32:$C$40,1))","v":"0-20"},317.99157629760691,{"$f":"INDEX(Data!$E$24:$E$47, MATCH(F111743&D111743, Data!$B$24:$B$47,0))","v":2.1997700016428453E-3},{"$f":"SUMPRODUCT((Data!$B$58:$B$60=Model!$F111743)*(Data!$C$57:$K$57=Model!$O111743)*(Data!$C$58:$K$60))","v":1.4303410669288035},85.696589330711959,1,{"$f":"IF(E111743<>\"Serviceable\",E111743,INDEX(Lists!$D$6:$D$8, MATCH(T111743,Lists!$C$6:$C$8,0)))","v":"Serviceable"},{"$f":"INDEX(Lists!$C$12:$C$26, MATCH(H111743, Lists!$B$12:$B$26,0))","v":"LV"}]
[null,220951,2014,"Wood Creos Impregnated","Serviceable","Class 3",20140711,"lv",930,2019,100,"No",true,10,{"$f":"INDEX(Lists!$B$32:$B$40, MATCH(YEAR(TODAY())-C111744, Lists!$C$32:$C$40,1))","v":"0-20"},296.02819415092534,{"$f":"INDEX(Data!$E$24:$E$47, MATCH(F111744&D111744, Data!$B$24:$B$47,0))","v":1.0684339161496522E-3},{"$f":"SUMPRODUCT((Data!$B$58:$B$60=Model!$F111744)*(Data!$C$57:$K$57=Model!$O111744)*(Data!$C$58:$K$60))","v":1.7833496665670392},82.166503334329605,1,{"$f":"IF(E111744<>\"Serviceable\",E111744,INDEX(Lists!$D$6:$D$8, MATCH(T111744,Lists!$C$6:$C$8,0)))","v":"Serviceable"},{"$f":"INDEX(Lists!$C$12:$C$26, MATCH(H111744, Lists!$B$12:$B$26,0))","v":"LV"}]
[null,221037,1972,"Wood Creos Impregnated","Serviceable","Class 2",20190905,"pl",760,2019,100,"No",true,10,{"$f":"INDEX(Lists!$B$32:$B$40, MATCH(YEAR(TODAY())-C111745, Lists!$C$32:$C$40,1))","v":"51-60"},241.91551349968091,{"$f":"INDEX(Data!$E$24:$E$47, MATCH(F111745&D111745, Data!$B$24:$B$47,0))","v":1.6118836915297091E-3},{"$f":"SUMPRODUCT((Data!$B$58:$B$60=Model!$F111745)*(Data!$C$57:$K$57=Model!$O111745)*(Data!$C$58:$K$60))","v":2.6773548093458861},73.226451906541143,1,{"$f":"IF(E111745<>\"Serviceable\",E111745,INDEX(Lists!$D$6:$D$8, MATCH(T111745,Lists!$C$6:$C$8,0)))","v":"Serviceable"},{"$f":"INDEX(Lists!$C$12:$C$26, MATCH(H111745, Lists!$B$12:$B$26,0))","v":"LV"}]
[null,221081,2011,"Wood Creos Impregnated","Serviceable","Class 3",20110716,"lv",690,2020,100,"No",true,10,{"$f":"INDEX(Lists!$B$32:$B$40, MATCH(YEAR(TODAY())-C111746, Lists!$C$32:$C$40,1))","v":"0-20"},219.63382146681556,{"$f":"INDEX(Data!$E$24:$E$47, MATCH(F111746&D111746, Data!$B$24:$B$47,0))","v":1.0684339161496522E-3},{"$f":"SUMPRODUCT((Data!$B$58:$B$60=Model!$F111746)*(Data!$C$57:$K$57=Model!$O111746)*(Data!$C$58:$K$60))","v":1.7833496665670392},82.166503334329605,1,{"$f":"IF(E111746<>\"Serviceable\",E111746,INDEX(Lists!$D$6:$D$8, MATCH(T111746,Lists!$C$6:$C$8,0)))","v":"Serviceable"},{"$f":"INDEX(Lists!$C$12:$C$26, MATCH(H111746, Lists!$B$12:$B$26,0))","v":"LV"}]
[null,221101,1971,"Wood Creos Impregnated","Serviceable","Class 2",20160817,"pl",840,2021,90,"No",true,10,{"$f":"INDEX(Lists!$B$32:$B$40, MATCH(YEAR(TODAY())-C111747, Lists!$C$32:$C$40,1))","v":"51-60"},267.38030439438415,{"$f":"INDEX(Data!$E$24:$E$47, MATCH(F111747&D111747, Data!$B$24:$B$47,0))","v":1.6118836915297091E-3},{"$f":"SUMPRODUCT((Data!$B$58:$B$60=Model!$F111747)*(Data!$C$57:$K$57=Model!$O111747)*(Data!$C$58:$K$60))","v":2.6773548093458861},63.226451906541143,2,{"$f":"IF(E111747<>\"Serviceable\",E111747,INDEX(Lists!$D$6:$D$8, MATCH(T111747,Lists!$C$6:$C$8,0)))","v":"Limited Life"},{"$f":"INDEX(Lists!$C$12:$C$26, MATCH(H111747, Lists!$B$12:$B$26,0))","v":"LV"}]
[null,221163,1962,"Wood Creos Impregnated","Serviceable","Class 2",20230707,"lv",940,2023,110,"Yes",true,9,{"$f":"INDEX(Lists!$B$32:$B$40, MATCH(YEAR(TODAY())-C111748, Lists!$C$32:$C$40,1))","v":"61-70"},299.21129301276324,{"$f":"INDEX(Data!$E$24:$E$47, MATCH(F111748&D111748, Data!$B$24:$B$47,0))","v":1.6118836915297091E-3},{"$f":"SUMPRODUCT((Data!$B$58:$B$60=Model!$F111748)*(Data!$C$57:$K$57=Model!$O111748)*(Data!$C$58:$K$60))","v":2.227481027604485},89.952670751559637,1,{"$f":"IF(E111748<>\"Serviceable\",E111748,INDEX(Lists!$D$6:$D$8, MATCH(T111748,Lists!$C$6:$C$8,0)))","v":"Serviceable"},{"$f":"INDEX(Lists!$C$12:$C$26, MATCH(H111748, Lists!$B$12:$B$26,0))","v":"LV"}]
[null,221243,1965,"Wood Creos Impregnated","Limited Life","Class 3",20170502,"lv/hv",999,2023,50,"No",true,10,{"$f":"INDEX(Lists!$B$32:$B$40, MATCH(YEAR(TODAY())-C111749, Lists!$C$32:$C$40,1))","v":"51-60"},317.99157629760691,{"$f":"INDEX(Data!$E$24:$E$47, MATCH(F111749&D111749, Data!$B$24:$B$47,0))","v":1.0684339161496522E-3},{"$f":"SUMPRODUCT((Data!$B$58:$B$60=Model!$F111749)*(Data!$C$57:$K$57=Model!$O111749)*(Data!$C$58:$K$60))","v":2.6564859251595059},23.43514074840494,3,{"$f":"IF(E111749<>\"Serviceable\",E111749,INDEX(Lists!$D$6:$D$8, MATCH(T111749,Lists!$C$6:$C$8,0)))","v":"Limited Life"},{"$f":"INDEX(Lists!$C$12:$C$26, MATCH(H111749, Lists!$B$12:$B$26,0))","v":"HV"}]
[null,221410,1996,"Wood Creos Impregnated","Serviceable","Class 3",19960809,"lv",750,2019,75,"No",true,10,{"$f":"INDEX(Lists!$B$32:$B$40, MATCH(YEAR(TODAY())-C111750, Lists!$C$32:$C$40,1))","v":"21-30"},238.73241463784302,{"$f":"INDEX(Data!$E$24:$E$47, MATCH(F111750&D111750, Data!$B$24:$B$47,0))","v":1.0684339161496522E-3},{"$f":"SUMPRODUCT((Data!$B$58:$B$60=Model!$F111750)*(Data!$C$57:$K$57=Model!$O111750)*(Data!$C$58:$K$60))","v":1.964589315203191},55.35410684796809,2,{"$f":"IF(E111750<>\"Serviceable\",E111750,INDEX(Lists!$D$6:$D$8, MATCH(T111750,Lists!$C$6:$C$8,0)))","v":"Limited Life"},{"$f":"INDEX(Lists!$C$12:$C$26, MATCH(H111750, Lists!$B$12:$B$26,0))","v":"LV"}]
[null,222231,2000,"Wood Untreated Dressed","Serviceable","Class 1",20180413,"pl",999,2020,100,"No",true,10,{"$f":"INDEX(Lists!$B$32:$B$40, MATCH(YEAR(TODAY())-C111751, Lists!$C$32:$C$40,1))","v":"21-30"},317.99157629760691,{"$f":"INDEX(Data!$E$24:$E$47, MATCH(F111751&D111751, Data!$B$24:$B$47,0))","v":1.9964561142097742E-3},{"$f":"SUMPRODUCT((Data!$B$58:$B$60=Model!$F111751)*(Data!$C$57:$K$57=Model!$O111751)*(Data!$C$58:$K$60))","v":2.1651652228345815},78.34834777165419,1,{"$f":"IF(E111751<>\"Serviceable\",E111751,INDEX(Lists!$D$6:$D$8, MATCH(T111751,Lists!$C$6:$C$8,0)))","v":"Serviceable"},{"$f":"INDEX(Lists!$C$12:$C$26, MATCH(H111751, Lists!$B$12:$B$26,0))","v":"LV"}]
[null,222254,1948,"Wood Untreated Round","Serviceable","Class 1",20160513,"lv",999,2020,100,"No",true,{"$f":"IF(L111752=\"No\",ROUND((End_year-J111752)/5,0)*5,ROUND((End_year-J111752)/3,0)*3)","v":10},{"$f":"INDEX(Lists!$B$32:$B$40, MATCH(YEAR(TODAY())-C111752, Lists!$C$32:$C$40,1))","v":"71-80"},317.99157629760691,{"$f":"INDEX(Data!$E$24:$E$47, MATCH(F111752&D111752, Data!$B$24:$B$47,0))","v":1.9964561142097742E-3},{"$f":"SUMPRODUCT((Data!$B$58:$B$60=Model!$F111752)*(Data!$C$57:$K$57=Model!$O111752)*(Data!$C$58:$K$60))","v":2.0707751244791428},{"$f":"IF(IF(K111752>=700,999,(K111752-R111752*N111752))<0,0,IF(K111752>=700,999,(K111752-R111752*N111752)))","v":79.292248755208576},{"$f":"IF(S111752<30,3,IF(AND(F111752=\"Class 1\",S111752<50),2,IF(AND(F111752=\"Class 1\",S111752>=50),1,IF(S111752<70,2,1))))","v":1},{"$f":"IF(E111752<>\"Serviceable\",E111752,INDEX(Lists!$D$6:$D$8, MATCH(T111752,Lists!$C$6:$C$8,0)))","v":"Serviceable"},{"$f":"INDEX(Lists!$C$12:$C$26, MATCH(H111752, Lists!$B$12:$B$26,0))","v":"LV"}]
[null,222441,1976,"Wood Creos Impregnated","Serviceable","Class 3",20220621,"lv/hv",1000,2022,100,"Yes",{"$f":"IF(G111753=0,FALSE,TRUE)","v":true},9,{"$f":"INDEX(Lists!$B$32:$B$40, MATCH(YEAR(TODAY())-C111753, Lists!$C$32:$C$40,1))","v":"41-50"},{"$f":"I111753/PI()","v":318.3098861837907},{"$f":"INDEX(Data!$E$24:$E$47, MATCH(F111753&D111753, Data!$B$24:$B$47,0))","v":1.0684339161496522E-3},{"$f":"SUMPRODUCT((Data!$B$58:$B$60=Model!$F111753)*(Data!$C$57:$K$57=Model!$O111753)*(Data!$C$58:$K$60))","v":3.2595928155551883},70.663664660003306,1,{"$f":"IF(E111753<>\"Serviceable\",E111753,INDEX(Lists!$D$6:$D$8, MATCH(T111753,Lists!$C$6:$C$8,0)))","v":"Serviceable"},{"$f":"INDEX(Lists!$C$12:$C$26, MATCH(H111753, Lists!$B$12:$B$26,0))","v":"HV"}]
[null,222585,2009,"Wood Untreated Round","Serviceable","Class 1",20091013,"lv",550,2023,110,"No",true,10,{"$f":"INDEX(Lists!$B$32:$B$40, MATCH(YEAR(TODAY())-C111754, Lists!$C$32:$C$40,1))","v":"0-20"},175.07043740108489,{"$f":"INDEX(Data!$E$24:$E$47, MATCH(F111754&D111754, Data!$B$24:$B$47,0))","v":1.9964561142097742E-3},{"$f":"SUMPRODUCT((Data!$B$58:$B$60=Model!$F111754)*(Data!$C$57:$K$57=Model!$O111754)*(Data!$C$58:$K$60))","v":1.3477151645848988},96.522848354151009,1,{"$f":"IF(E111754<>\"Serviceable\",E111754,INDEX(Lists!$D$6:$D$8, MATCH(T111754,Lists!$C$6:$C$8,0)))","v":"Serviceable"},{"$f":"INDEX(Lists!$C$12:$C$26, MATCH(H111754, Lists!$B$12:$B$26,0))","v":"LV"}]
[null,222590,1942,"Wood Untreated Dressed","Serviceable","Class 1",20181028,"lv",754,2019,100,"No",true,10,{"$f":"INDEX(Lists!$B$32:$B$40, MATCH(YEAR(TODAY())-C111755, Lists!$C$32:$C$40,1))","v":"81-90"},240.00565418257818,{"$f":"INDEX(Data!$E$24:$E$47, MATCH(F111755&D111755, Data!$B$24:$B$47,0))","v":1.9964561142097742E-3},{"$f":"SUMPRODUCT((Data!$B$58:$B$60=Model!$F111755)*(Data!$C$57:$K$57=Model!$O111755)*(Data!$C$58:$K$60))","v":2.8392735823590045},71.607264176409956,1,{"$f":"IF(E111755<>\"Serviceable\",E111755,INDEX(Lists!$D$6:$D$8, MATCH(T111755,Lists!$C$6:$C$8,0)))","v":"Serviceable"},{"$f":"INDEX(Lists!$C$12:$C$26, MATCH(H111755, Lists!$B$12:$B$26,0))","v":"LV"}]
[null,222833,1962,"Wood Creos Impregnated","Serviceable","Class 3",20210916,"lv",810,2021,100,"No",true,10,{"$f":"INDEX(Lists!$B$32:$B$40, MATCH(YEAR(TODAY())-C111756, Lists!$C$32:$C$40,1))","v":"61-70"},257.83100780887048,{"$f":"INDEX(Data!$E$24:$E$47, MATCH(F111756&D111756, Data!$B$24:$B$47,0))","v":1.0684339161496522E-3},{"$f":"SUMPRODUCT((Data!$B$58:$B$60=Model!$F111756)*(Data!$C$57:$K$57=Model!$O111756)*(Data!$C$58:$K$60))","v":1.9802031311051838},80.197968688948166,1,{"$f":"IF(E111756<>\"Serviceable\",E111756,INDEX(Lists!$D$6:$D$8, MATCH(T111756,Lists!$C$6:$C$8,0)))","v":"Serviceable"},{"$f":"INDEX(Lists!$C$12:$C$26, MATCH(H111756, Lists!$B$12:$B$26,0))","v":"LV"}]
[null,222872,1994,"Wood Creos Impregnated","Serviceable","Class 3",19940528,"lv/hv",1000,2020,100,"No",true,10,{"$f":"INDEX(Lists!$B$32:$B$40, MATCH(YEAR(TODAY())-C111757, Lists!$C$32:$C$40,1))","v":"31-40"},318.3098861837907,{"$f":"INDEX(Data!$E$24:$E$47, MATCH(F111757&D111757, Data!$B$24:$B$47,0))","v":1.0684339161496522E-3},{"$f":"SUMPRODUCT((Data!$B$58:$B$60=Model!$F111757)*(Data!$C$57:$K$57=Model!$O111757)*(Data!$C$58:$K$60))","v":3.6307860245411354},63.692139754588645,2,{"$f":"IF(E111757<>\"Serviceable\",E111757,INDEX(Lists!$D$6:$D$8, MATCH(T111757,Lists!$C$6:$C$8,0)))","v":"Limited Life"},{"$f":"INDEX(Lists!$C$12:$C$26, MATCH(H111757, Lists!$B$12:$B$26,0))","v":"HV"}]
[null,222911,2000,"Wood Untreated Dressed","Serviceable","Class 1",20001122,"pl",999,2020,100,"No",true,10,{"$f":"INDEX(Lists!$B$32:$B$40, MATCH(YEAR(TODAY())-C111758, Lists!$C$32:$C$40,1))","v":"21-30"},317.99157629760691,{"$f":"INDEX(Data!$E$24:$E$47, MATCH(F111758&D111758, Data!$B$24:$B$47,0))","v":1.9964561142097742E-3},{"$f":"SUMPRODUCT((Data!$B$58:$B$60=Model!$F111758)*(Data!$C$57:$K$57=Model!$O111758)*(Data!$C$58:$K$60))","v":2.1651652228345815},78.34834777165419,1,{"$f":"IF(E111758<>\"Serviceable\",E111758,INDEX(Lists!$D$6:$D$8, MATCH(T111758,Lists!$C$6:$C$8,0)))","v":"Serviceable"},{"$f":"INDEX(Lists!$C$12:$C$26, MATCH(H111758, Lists!$B$12:$B$26,0))","v":"LV"}]
[null,223103,2009,"Wood Creos Impregnated","Serviceable","Class 3",20090617,"lv",930,2019,100,"No",true,10,{"$f":"INDEX(Lists!$B$32:$B$40, MATCH(YEAR(TODAY())-C111759, Lists!$C$32:$C$40,1))","v":"0-20"},296.02819415092534,{"$f":"INDEX(Data!$E$24:$E$47, MATCH(F111759&D111759, Data!$B$24:$B$47,0))","v":1.0684339161496522E-3},{"$f":"SUMPRODUCT((Data!$B$58:$B$60=Model!$F111759)*(Data!$C$57:$K$57=Model!$O111759)*(Data!$C$58:$K$60))","v":1.7833496665670392},82.166503334329605,1,{"$f":"IF(E111759<>\"Serviceable\",E111759,INDEX(Lists!$D$6:$D$8, MATCH(T111759,Lists!$C$6:$C$8,0)))","v":"Serviceable"},{"$f":"INDEX(Lists!$C$12:$C$26, MATCH(H111759, Lists!$B$12:$B$26,0))","v":"LV"}]
[null,223177,2003,"Wood Creos Impregnated","Limited Life","Class 3",20030717,"pl",999,2023,50,"No",true,10,{"$f":"INDEX(Lists!$B$32:$B$40, MATCH(YEAR(TODAY())-C111760, Lists!$C$32:$C$40,1))","v":"21-30"},317.99157629760691,{"$f":"INDEX(Data!$E$24:$E$47, MATCH(F111760&D111760, Data!$B$24:$B$47,0))","v":1.0684339161496522E-3},{"$f":"SUMPRODUCT((Data!$B$58:$B$60=Model!$F111760)*(Data!$C$57:$K$57=Model!$O111760)*(Data!$C$58:$K$60))","v":1.964589315203191},30.35410684796809,2,{"$f":"IF(E111760<>\"Serviceable\",E111760,INDEX(Lists!$D$6:$D$8, MATCH(T111760,Lists!$C$6:$C$8,0)))","v":"Limited Life"},{"$f":"INDEX(Lists!$C$12:$C$26, MATCH(H111760, Lists!$B$12:$B$26,0))","v":"LV"}]
[null,223180,1965,"Wood Creos Impregnated","Serviceable","Class 3",20161022,"hv/sub-transmission",1300,2020,100,"No",true,10,{"$f":"INDEX(Lists!$B$32:$B$40, MATCH(YEAR(TODAY())-C111761, Lists!$C$32:$C$40,1))","v":"51-60"},413.80285203892788,{"$f":"INDEX(Data!$E$24:$E$47, MATCH(F111761&D111761, Data!$B$24:$B$47,0))","v":1.0684339161496522E-3},{"$f":"SUMPRODUCT((Data!$B$58:$B$60=Model!$F111761)*(Data!$C$57:$K$57=Model!$O111761)*(Data!$C$58:$K$60))","v":2.6564859251595059},73.435140748404933,1,{"$f":"IF(E111761<>\"Serviceable\",E111761,INDEX(Lists!$D$6:$D$8, MATCH(T111761,Lists!$C$6:$C$8,0)))","v":"Serviceable"},{"$f":"INDEX(Lists!$C$12:$C$26, MATCH(H111761, Lists!$B$12:$B$26,0))","v":"Sub-T"}]
[null,223186,1975,"Wood Untreated Dressed","Serviceable","Class 1",20200620,"pl",650,2020,100,"No",true,10,{"$f":"INDEX(Lists!$B$32:$B$40, MATCH(YEAR(TODAY())-C111762, Lists!$C$32:$C$40,1))","v":"41-50"},206.90142601946394,{"$f":"INDEX(Data!$E$24:$E$47, MATCH(F111762&D111762, Data!$B$24:$B$47,0))","v":1.9964561142097742E-3},{"$f":"SUMPRODUCT((Data!$B$58:$B$60=Model!$F111762)*(Data!$C$57:$K$57=Model!$O111762)*(Data!$C$58:$K$60))","v":1.7977578417715214},82.022421582284778,1,{"$f":"IF(E111762<>\"Serviceable\",E111762,INDEX(Lists!$D$6:$D$8, MATCH(T111762,Lists!$C$6:$C$8,0)))","v":"Serviceable"},{"$f":"INDEX(Lists!$C$12:$C$26, MATCH(H111762, Lists!$B$12:$B$26,0))","v":"LV"}]
[null,223190,1975,"Wood Untreated Round","Serviceable","Class 1",20200622,"lv",570,2020,100,"No",true,10,{"$f":"INDEX(Lists!$B$32:$B$40, MATCH(YEAR(TODAY())-C111763, Lists!$C$32:$C$40,1))","v":"41-50"},181.4366351247607,{"$f":"INDEX(Data!$E$24:$E$47, MATCH(F111763&D111763, Data!$B$24:$B$47,0))","v":1.9964561142097742E-3},{"$f":"SUMPRODUCT((Data!$B$58:$B$60=Model!$F111763)*(Data!$C$57:$K$57=Model!$O111763)*(Data!$C$58:$K$60))","v":1.7977578417715214},82.022421582284778,1,{"$f":"IF(E111763<>\"Serviceable\",E111763,INDEX(Lists!$D$6:$D$8, MATCH(T111763,Lists!$C$6:$C$8,0)))","v":"Serviceable"},{"$f":"INDEX(Lists!$C$12:$C$26, MATCH(H111763, Lists!$B$12:$B$26,0))","v":"LV"}]
[null,223195,1966,"Wood Creos Impregnated","Serviceable","Class 3",20160705,"lv/sub-transmission",940,2020,90,"No",true,10,{"$f":"INDEX(Lists!$B$32:$B$40, MATCH(YEAR(TODAY())-C111764, Lists!$C$32:$C$40,1))","v":"51-60"},299.21129301276324,{"$f":"INDEX(Data!$E$24:$E$47, MATCH(F111764&D111764, Data!$B$24:$B$47,0))","v":1.0684339161496522E-3},{"$f":"SUMPRODUCT((Data!$B$58:$B$60=Model!$F111764)*(Data!$C$57:$K$57=Model!$O111764)*(Data!$C$58:$K$60))","v":2.6564859251595059},63.43514074840494,2,{"$f":"IF(E111764<>\"Serviceable\",E111764,INDEX(Lists!$D$6:$D$8, MATCH(T111764,Lists!$C$6:$C$8,0)))","v":"Limited Life"},{"$f":"INDEX(Lists!$C$12:$C$26, MATCH(H111764, Lists!$B$12:$B$26,0))","v":"Sub-T"}]
[null,223326,1965,"Wood Creos Impregnated","Serviceable","Class 3",20170510,"lv",950,2021,100,"No",true,10,{"$f":"INDEX(Lists!$B$32:$B$40, MATCH(YEAR(TODAY())-C111765, Lists!$C$32:$C$40,1))","v":"51-60"},302.39439187460113,{"$f":"INDEX(Data!$E$24:$E$47, MATCH(F111765&D111765, Data!$B$24:$B$47,0))","v":1.0684339161496522E-3},{"$f":"SUMPRODUCT((Data!$B$58:$B$60=Model!$F111765)*(Data!$C$57:$K$57=Model!$O111765)*(Data!$C$58:$K$60))","v":2.6564859251595059},73.435140748404933,1,{"$f":"IF(E111765<>\"Serviceable\",E111765,INDEX(Lists!$D$6:$D$8, MATCH(T111765,Lists!$C$6:$C$8,0)))","v":"Serviceable"},{"$f":"INDEX(Lists!$C$12:$C$26, MATCH(H111765, Lists!$B$12:$B$26,0))","v":"LV"}]
[null,223361,1995,"Wood Creos Impregnated","Serviceable","Class 3",19951212,"stay",1090,2020,100,"No",true,10,{"$f":"INDEX(Lists!$B$32:$B$40, MATCH(YEAR(TODAY())-C111766, Lists!$C$32:$C$40,1))","v":"21-30"},346.95777594033183,{"$f":"INDEX(Data!$E$24:$E$47, MATCH(F111766&D111766, Data!$B$24:$B$47,0))","v":1.0684339161496522E-3},{"$f":"SUMPRODUCT((Data!$B$58:$B$60=Model!$F111766)*(Data!$C$57:$K$57=Model!$O111766)*(Data!$C$58:$K$60))","v":1.964589315203191},80.354106847968097,1,{"$f":"IF(E111766<>\"Serviceable\",E111766,INDEX(Lists!$D$6:$D$8, MATCH(T111766,Lists!$C$6:$C$8,0)))","v":"Serviceable"},{"$f":"INDEX(Lists!$C$12:$C$26, MATCH(H111766, Lists!$B$12:$B$26,0))","v":"LV"}]
[null,223384,2000,"Wood Creos Impregnated","Serviceable","Class 3",20150728,"lv/hv",1037,2020,70,"No",true,10,{"$f":"INDEX(Lists!$B$32:$B$40, MATCH(YEAR(TODAY())-C111767, Lists!$C$32:$C$40,1))","v":"21-30"},330.08735197259097,{"$f":"INDEX(Data!$E$24:$E$47, MATCH(F111767&D111767, Data!$B$24:$B$47,0))","v":1.0684339161496522E-3},{"$f":"SUMPRODUCT((Data!$B$58:$B$60=Model!$F111767)*(Data!$C$57:$K$57=Model!$O111767)*(Data!$C$58:$K$60))","v":1.964589315203191},50.35410684796809,2,{"$f":"IF(E111767<>\"Serviceable\",E111767,INDEX(Lists!$D$6:$D$8, MATCH(T111767,Lists!$C$6:$C$8,0)))","v":"Limited Life"},{"$f":"INDEX(Lists!$C$12:$C$26, MATCH(H111767, Lists!$B$12:$B$26,0))","v":"HV"}]
[null,223509,2002,"Wood Untreated Dressed","Serviceable","Class 1",20020131,"lv",780,2020,100,"No",true,10,{"$f":"INDEX(Lists!$B$32:$B$40, MATCH(YEAR(TODAY())-C111768, Lists!$C$32:$C$40,1))","v":"21-30"},248.28171122335672,{"$f":"INDEX(Data!$E$24:$E$47, MATCH(F111768&D111768, Data!$B$24:$B$47,0))","v":1.9964561142097742E-3},{"$f":"SUMPRODUCT((Data!$B$58:$B$60=Model!$F111768)*(Data!$C$57:$K$57=Model!$O111768)*(Data!$C$58:$K$60))","v":2.1651652228345815},78.34834777165419,1,{"$f":"IF(E111768<>\"Serviceable\",E111768,INDEX(Lists!$D$6:$D$8, MATCH(T111768,Lists!$C$6:$C$8,0)))","v":"Serviceable"},{"$f":"INDEX(Lists!$C$12:$C$26, MATCH(H111768, Lists!$B$12:$B$26,0))","v":"LV"}]
[null,223599,2001,"Wood Creos Impregnated","Serviceable","Class 3",20160719,"lv",710,2020,100,"No",true,10,{"$f":"INDEX(Lists!$B$32:$B$40, MATCH(YEAR(TODAY())-C111769, Lists!$C$32:$C$40,1))","v":"21-30"},226.00001919049137,{"$f":"INDEX(Data!$E$24:$E$47, MATCH(F111769&D111769, Data!$B$24:$B$47,0))","v":1.0684339161496522E-3},{"$f":"SUMPRODUCT((Data!$B$58:$B$60=Model!$F111769)*(Data!$C$57:$K$57=Model!$O111769)*(Data!$C$58:$K$60))","v":1.964589315203191},80.354106847968097,1,{"$f":"IF(E111769<>\"Serviceable\",E111769,INDEX(Lists!$D$6:$D$8, MATCH(T111769,Lists!$C$6:$C$8,0)))","v":"Serviceable"},{"$f":"INDEX(Lists!$C$12:$C$26, MATCH(H111769, Lists!$B$12:$B$26,0))","v":"LV"}]
[null,223675,2001,"Wood Untreated Dressed","Serviceable","Class 1",20160720,"lv",999,2020,100,"No",true,10,{"$f":"INDEX(Lists!$B$32:$B$40, MATCH(YEAR(TODAY())-C111770, Lists!$C$32:$C$40,1))","v":"21-30"},317.99157629760691,{"$f":"INDEX(Data!$E$24:$E$47, MATCH(F111770&D111770, Data!$B$24:$B$47,0))","v":1.9964561142097742E-3},{"$f":"SUMPRODUCT((Data!$B$58:$B$60=Model!$F111770)*(Data!$C$57:$K$57=Model!$O111770)*(Data!$C$58:$K$60))","v":2.1651652228345815},78.34834777165419,1,{"$f":"IF(E111770<>\"Serviceable\",E111770,INDEX(Lists!$D$6:$D$8, MATCH(T111770,Lists!$C$6:$C$8,0)))","v":"Serviceable"},{"$f":"INDEX(Lists!$C$12:$C$26, MATCH(H111770, Lists!$B$12:$B$26,0))","v":"LV"}]
[null,223764,1959,"Wood Creos Impregnated","Serviceable","Class 3",20200720,"lv",999,2020,999,"No",true,10,{"$f":"INDEX(Lists!$B$32:$B$40, MATCH(YEAR(TODAY())-C111771, Lists!$C$32:$C$40,1))","v":"61-70"},317.99157629760691,{"$f":"INDEX(Data!$E$24:$E$47, MATCH(F111771&D111771, Data!$B$24:$B$47,0))","v":1.0684339161496522E-3},{"$f":"SUMPRODUCT((Data!$B$58:$B$60=Model!$F111771)*(Data!$C$57:$K$57=Model!$O111771)*(Data!$C$58:$K$60))","v":1.9802031311051838},999,1,{"$f":"IF(E111771<>\"Serviceable\",E111771,INDEX(Lists!$D$6:$D$8, MATCH(T111771,Lists!$C$6:$C$8,0)))","v":"Serviceable"},{"$f":"INDEX(Lists!$C$12:$C$26, MATCH(H111771, Lists!$B$12:$B$26,0))","v":"LV"}]
[null,223831,2001,"Wood Creos Impregnated","Serviceable","Class 3",20151007,"lv",810,2020,90,"No",true,10,{"$f":"INDEX(Lists!$B$32:$B$40, MATCH(YEAR(TODAY())-C111772, Lists!$C$32:$C$40,1))","v":"21-30"},257.83100780887048,{"$f":"INDEX(Data!$E$24:$E$47, MATCH(F111772&D111772, Data!$B$24:$B$47,0))","v":1.0684339161496522E-3},{"$f":"SUMPRODUCT((Data!$B$58:$B$60=Model!$F111772)*(Data!$C$57:$K$57=Model!$O111772)*(Data!$C$58:$K$60))","v":1.964589315203191},70.354106847968097,1,{"$f":"IF(E111772<>\"Serviceable\",E111772,INDEX(Lists!$D$6:$D$8, MATCH(T111772,Lists!$C$6:$C$8,0)))","v":"Serviceable"},{"$f":"INDEX(Lists!$C$12:$C$26, MATCH(H111772, Lists!$B$12:$B$26,0))","v":"LV"}]
[null,223835,2001,"Wood Creos Impregnated","Serviceable","Class 2",20151007,"lv",690,2020,90,"No",true,10,{"$f":"INDEX(Lists!$B$32:$B$40, MATCH(YEAR(TODAY())-C111773, Lists!$C$32:$C$40,1))","v":"21-30"},219.63382146681556,{"$f":"INDEX(Data!$E$24:$E$47, MATCH(F111773&D111773, Data!$B$24:$B$47,0))","v":1.6118836915297091E-3},{"$f":"SUMPRODUCT((Data!$B$58:$B$60=Model!$F111773)*(Data!$C$57:$K$57=Model!$O111773)*(Data!$C$58:$K$60))","v":1.9003299563977134},70.996700436022863,1,{"$f":"IF(E111773<>\"Serviceable\",E111773,INDEX(Lists!$D$6:$D$8, MATCH(T111773,Lists!$C$6:$C$8,0)))","v":"Serviceable"},{"$f":"INDEX(Lists!$C$12:$C$26, MATCH(H111773, Lists!$B$12:$B$26,0))","v":"LV"}]
[null,223871,2012,"Wood Creos Impregnated","Serviceable","Class 3",20120704,"lv",780,2020,100,"No",true,10,{"$f":"INDEX(Lists!$B$32:$B$40, MATCH(YEAR(TODAY())-C111774, Lists!$C$32:$C$40,1))","v":"0-20"},248.28171122335672,{"$f":"INDEX(Data!$E$24:$E$47, MATCH(F111774&D111774, Data!$B$24:$B$47,0))","v":1.0684339161496522E-3},{"$f":"SUMPRODUCT((Data!$B$58:$B$60=Model!$F111774)*(Data!$C$57:$K$57=Model!$O111774)*(Data!$C$58:$K$60))","v":1.7833496665670392},82.166503334329605,1,{"$f":"IF(E111774<>\"Serviceable\",E111774,INDEX(Lists!$D$6:$D$8, MATCH(T111774,Lists!$C$6:$C$8,0)))","v":"Serviceable"},{"$f":"INDEX(Lists!$C$12:$C$26, MATCH(H111774, Lists!$B$12:$B$26,0))","v":"LV"}]
[null,223878,2006,"Wood Creos Impregnated","Serviceable","Class 3",20060117,"lv",760,2020,100,"No",true,10,{"$f":"INDEX(Lists!$B$32:$B$40, MATCH(YEAR(TODAY())-C111775, Lists!$C$32:$C$40,1))","v":"0-20"},241.91551349968091,{"$f":"INDEX(Data!$E$24:$E$47, MATCH(F111775&D111775, Data!$B$24:$B$47,0))","v":1.0684339161496522E-3},{"$f":"SUMPRODUCT((Data!$B$58:$B$60=Model!$F111775)*(Data!$C$57:$K$57=Model!$O111775)*(Data!$C$58:$K$60))","v":1.7833496665670392},82.166503334329605,1,{"$f":"IF(E111775<>\"Serviceable\",E111775,INDEX(Lists!$D$6:$D$8, MATCH(T111775,Lists!$C$6:$C$8,0)))","v":"Serviceable"},{"$f":"INDEX(Lists!$C$12:$C$26, MATCH(H111775, Lists!$B$12:$B$26,0))","v":"LV"}]
[null,223881,2012,"Wood Creos Impregnated","Serviceable","Class 3",20120629,"lv",999,2020,100,"No",true,10,{"$f":"INDEX(Lists!$B$32:$B$40, MATCH(YEAR(TODAY())-C111776, Lists!$C$32:$C$40,1))","v":"0-20"},317.99157629760691,{"$f":"INDEX(Data!$E$24:$E$47, MATCH(F111776&D111776, Data!$B$24:$B$47,0))","v":1.0684339161496522E-3},{"$f":"SUMPRODUCT((Data!$B$58:$B$60=Model!$F111776)*(Data!$C$57:$K$57=Model!$O111776)*(Data!$C$58:$K$60))","v":1.7833496665670392},82.166503334329605,1,{"$f":"IF(E111776<>\"Serviceable\",E111776,INDEX(Lists!$D$6:$D$8, MATCH(T111776,Lists!$C$6:$C$8,0)))","v":"Serviceable"},{"$f":"INDEX(Lists!$C$12:$C$26, MATCH(H111776, Lists!$B$12:$B$26,0))","v":"LV"}]
[null,223959,1976,"Wood Untreated Dressed","Serviceable","Class 1",20151107,"lv",999,2020,90,"No",true,10,{"$f":"INDEX(Lists!$B$32:$B$40, MATCH(YEAR(TODAY())-C111777, Lists!$C$32:$C$40,1))","v":"41-50"},317.99157629760691,{"$f":"INDEX(Data!$E$24:$E$47, MATCH(F111777&D111777, Data!$B$24:$B$47,0))","v":1.9964561142097742E-3},{"$f":"SUMPRODUCT((Data!$B$58:$B$60=Model!$F111777)*(Data!$C$57:$K$57=Model!$O111777)*(Data!$C$58:$K$60))","v":1.7977578417715214},72.022421582284778,1,{"$f":"IF(E111777<>\"Serviceable\",E111777,INDEX(Lists!$D$6:$D$8, MATCH(T111777,Lists!$C$6:$C$8,0)))","v":"Serviceable"},{"$f":"INDEX(Lists!$C$12:$C$26, MATCH(H111777, Lists!$B$12:$B$26,0))","v":"LV"}]
[null,223961,2011,"Wood Creos Impregnated","Serviceable","Class 3",20111216,"lv",999,2020,90,"No",true,10,{"$f":"INDEX(Lists!$B$32:$B$40, MATCH(YEAR(TODAY())-C111778, Lists!$C$32:$C$40,1))","v":"0-20"},317.99157629760691,{"$f":"INDEX(Data!$E$24:$E$47, MATCH(F111778&D111778, Data!$B$24:$B$47,0))","v":1.0684339161496522E-3},{"$f":"SUMPRODUCT((Data!$B$58:$B$60=Model!$F111778)*(Data!$C$57:$K$57=Model!$O111778)*(Data!$C$58:$K$60))","v":1.7833496665670392},72.166503334329605,1,{"$f":"IF(E111778<>\"Serviceable\",E111778,INDEX(Lists!$D$6:$D$8, MATCH(T111778,Lists!$C$6:$C$8,0)))","v":"Serviceable"},{"$f":"INDEX(Lists!$C$12:$C$26, MATCH(H111778, Lists!$B$12:$B$26,0))","v":"LV"}]
[null,224284,2001,"Wood Untreated Dressed","Serviceable","Class 1",20010328,"lv",999,2020,100,"No",true,10,{"$f":"INDEX(Lists!$B$32:$B$40, MATCH(YEAR(TODAY())-C111779, Lists!$C$32:$C$40,1))","v":"21-30"},317.99157629760691,{"$f":"INDEX(Data!$E$24:$E$47, MATCH(F111779&D111779, Data!$B$24:$B$47,0))","v":1.9964561142097742E-3},{"$f":"SUMPRODUCT((Data!$B$58:$B$60=Model!$F111779)*(Data!$C$57:$K$57=Model!$O111779)*(Data!$C$58:$K$60))","v":2.1651652228345815},78.34834777165419,1,{"$f":"IF(E111779<>\"Serviceable\",E111779,INDEX(Lists!$D$6:$D$8, MATCH(T111779,Lists!$C$6:$C$8,0)))","v":"Serviceable"},{"$f":"INDEX(Lists!$C$12:$C$26, MATCH(H111779, Lists!$B$12:$B$26,0))","v":"LV"}]
[null,224468,2006,"Wood Creos Impregnated","Serviceable","Class 2",20060123,"lv",999,2020,80,"No",true,10,{"$f":"INDEX(Lists!$B$32:$B$40, MATCH(YEAR(TODAY())-C111780, Lists!$C$32:$C$40,1))","v":"0-20"},317.99157629760691,{"$f":"INDEX(Data!$E$24:$E$47, MATCH(F111780&D111780, Data!$B$24:$B$47,0))","v":1.6118836915297091E-3},{"$f":"SUMPRODUCT((Data!$B$58:$B$60=Model!$F111780)*(Data!$C$57:$K$57=Model!$O111780)*(Data!$C$58:$K$60))","v":1.4303410669288035},65.696589330711959,2,{"$f":"IF(E111780<>\"Serviceable\",E111780,INDEX(Lists!$D$6:$D$8, MATCH(T111780,Lists!$C$6:$C$8,0)))","v":"Limited Life"},{"$f":"INDEX(Lists!$C$12:$C$26, MATCH(H111780, Lists!$B$12:$B$26,0))","v":"LV"}]
[null,224469,2001,"Wood Creos Impregnated","Serviceable","Class 3",20010118,"lv",999,2020,100,"No",true,10,{"$f":"INDEX(Lists!$B$32:$B$40, MATCH(YEAR(TODAY())-C111781, Lists!$C$32:$C$40,1))","v":"21-30"},317.99157629760691,{"$f":"INDEX(Data!$E$24:$E$47, MATCH(F111781&D111781, Data!$B$24:$B$47,0))","v":1.0684339161496522E-3},{"$f":"SUMPRODUCT((Data!$B$58:$B$60=Model!$F111781)*(Data!$C$57:$K$57=Model!$O111781)*(Data!$C$58:$K$60))","v":1.964589315203191},80.354106847968097,1,{"$f":"IF(E111781<>\"Serviceable\",E111781,INDEX(Lists!$D$6:$D$8, MATCH(T111781,Lists!$C$6:$C$8,0)))","v":"Serviceable"},{"$f":"INDEX(Lists!$C$12:$C$26, MATCH(H111781, Lists!$B$12:$B$26,0))","v":"LV"}]
[null,224491,2012,"Wood Creos Impregnated","Serviceable","Class 3",20120703,"lv",820,2020,100,"No",true,10,{"$f":"INDEX(Lists!$B$32:$B$40, MATCH(YEAR(TODAY())-C111782, Lists!$C$32:$C$40,1))","v":"0-20"},261.01410667070837,{"$f":"INDEX(Data!$E$24:$E$47, MATCH(F111782&D111782, Data!$B$24:$B$47,0))","v":1.0684339161496522E-3},{"$f":"SUMPRODUCT((Data!$B$58:$B$60=Model!$F111782)*(Data!$C$57:$K$57=Model!$O111782)*(Data!$C$58:$K$60))","v":1.7833496665670392},82.166503334329605,1,{"$f":"IF(E111782<>\"Serviceable\",E111782,INDEX(Lists!$D$6:$D$8, MATCH(T111782,Lists!$C$6:$C$8,0)))","v":"Serviceable"},{"$f":"INDEX(Lists!$C$12:$C$26, MATCH(H111782, Lists!$B$12:$B$26,0))","v":"LV"}]
[null,224512,2012,"Wood Creos Impregnated","Serviceable","Class 3",20120705,"lv",999,2020,100,"No",true,10,{"$f":"INDEX(Lists!$B$32:$B$40, MATCH(YEAR(TODAY())-C111783, Lists!$C$32:$C$40,1))","v":"0-20"},317.99157629760691,{"$f":"INDEX(Data!$E$24:$E$47, MATCH(F111783&D111783, Data!$B$24:$B$47,0))","v":1.0684339161496522E-3},{"$f":"SUMPRODUCT((Data!$B$58:$B$60=Model!$F111783)*(Data!$C$57:$K$57=Model!$O111783)*(Data!$C$58:$K$60))","v":1.7833496665670392},82.166503334329605,1,{"$f":"IF(E111783<>\"Serviceable\",E111783,INDEX(Lists!$D$6:$D$8, MATCH(T111783,Lists!$C$6:$C$8,0)))","v":"Serviceable"},{"$f":"INDEX(Lists!$C$12:$C$26, MATCH(H111783, Lists!$B$12:$B$26,0))","v":"LV"}]
[null,224513,2001,"Wood Creos Impregnated","Serviceable","Class 3",20151123,"lv",999,2020,100,"No",true,10,{"$f":"INDEX(Lists!$B$32:$B$40, MATCH(YEAR(TODAY())-C111784, Lists!$C$32:$C$40,1))","v":"21-30"},317.99157629760691,{"$f":"INDEX(Data!$E$24:$E$47, MATCH(F111784&D111784, Data!$B$24:$B$47,0))","v":1.0684339161496522E-3},{"$f":"SUMPRODUCT((Data!$B$58:$B$60=Model!$F111784)*(Data!$C$57:$K$57=Model!$O111784)*(Data!$C$58:$K$60))","v":1.964589315203191},80.354106847968097,1,{"$f":"IF(E111784<>\"Serviceable\",E111784,INDEX(Lists!$D$6:$D$8, MATCH(T111784,Lists!$C$6:$C$8,0)))","v":"Serviceable"},{"$f":"INDEX(Lists!$C$12:$C$26, MATCH(H111784, Lists!$B$12:$B$26,0))","v":"LV"}]
[null,224642,2012,"Wood Untreated Dressed","Serviceable","Class 1",20120215,"lv",999,2020,90,"No",true,10,{"$f":"INDEX(Lists!$B$32:$B$40, MATCH(YEAR(TODAY())-C111785, Lists!$C$32:$C$40,1))","v":"0-20"},317.99157629760691,{"$f":"INDEX(Data!$E$24:$E$47, MATCH(F111785&D111785, Data!$B$24:$B$47,0))","v":1.9964561142097742E-3},{"$f":"SUMPRODUCT((Data!$B$58:$B$60=Model!$F111785)*(Data!$C$57:$K$57=Model!$O111785)*(Data!$C$58:$K$60))","v":1.3477151645848988},76.522848354151009,1,{"$f":"IF(E111785<>\"Serviceable\",E111785,INDEX(Lists!$D$6:$D$8, MATCH(T111785,Lists!$C$6:$C$8,0)))","v":"Serviceable"},{"$f":"INDEX(Lists!$C$12:$C$26, MATCH(H111785, Lists!$B$12:$B$26,0))","v":"LV"}]
[null,224650,2012,"Wood Creos Impregnated","Serviceable","Class 3",20120215,"stay",999,2020,100,"No",true,10,{"$f":"INDEX(Lists!$B$32:$B$40, MATCH(YEAR(TODAY())-C111786, Lists!$C$32:$C$40,1))","v":"0-20"},317.99157629760691,{"$f":"INDEX(Data!$E$24:$E$47, MATCH(F111786&D111786, Data!$B$24:$B$47,0))","v":1.0684339161496522E-3},{"$f":"SUMPRODUCT((Data!$B$58:$B$60=Model!$F111786)*(Data!$C$57:$K$57=Model!$O111786)*(Data!$C$58:$K$60))","v":1.7833496665670392},82.166503334329605,1,{"$f":"IF(E111786<>\"Serviceable\",E111786,INDEX(Lists!$D$6:$D$8, MATCH(T111786,Lists!$C$6:$C$8,0)))","v":"Serviceable"},{"$f":"INDEX(Lists!$C$12:$C$26, MATCH(H111786, Lists!$B$12:$B$26,0))","v":"LV"}]
[null,225173,1968,"Wood Untreated Dressed","Serviceable","Class 1",20200817,"lv",720,2020,100,"No",true,10,{"$f":"INDEX(Lists!$B$32:$B$40, MATCH(YEAR(TODAY())-C111787, Lists!$C$32:$C$40,1))","v":"51-60"},229.18311805232929,{"$f":"INDEX(Data!$E$24:$E$47, MATCH(F111787&D111787, Data!$B$24:$B$47,0))","v":1.9964561142097742E-3},{"$f":"SUMPRODUCT((Data!$B$58:$B$60=Model!$F111787)*(Data!$C$57:$K$57=Model!$O111787)*(Data!$C$58:$K$60))","v":1.3557210085184006},86.44278991481599,1,{"$f":"IF(E111787<>\"Serviceable\",E111787,INDEX(Lists!$D$6:$D$8, MATCH(T111787,Lists!$C$6:$C$8,0)))","v":"Serviceable"},{"$f":"INDEX(Lists!$C$12:$C$26, MATCH(H111787, Lists!$B$12:$B$26,0))","v":"LV"}]
[null,225235,2001,"Wood Untreated Dressed","Serviceable","Class 1",20010327,"lv",999,2020,110,"No",true,10,{"$f":"INDEX(Lists!$B$32:$B$40, MATCH(YEAR(TODAY())-C111788, Lists!$C$32:$C$40,1))","v":"21-30"},317.99157629760691,{"$f":"INDEX(Data!$E$24:$E$47, MATCH(F111788&D111788, Data!$B$24:$B$47,0))","v":1.9964561142097742E-3},{"$f":"SUMPRODUCT((Data!$B$58:$B$60=Model!$F111788)*(Data!$C$57:$K$57=Model!$O111788)*(Data!$C$58:$K$60))","v":2.1651652228345815},88.34834777165419,1,{"$f":"IF(E111788<>\"Serviceable\",E111788,INDEX(Lists!$D$6:$D$8, MATCH(T111788,Lists!$C$6:$C$8,0)))","v":"Serviceable"},{"$f":"INDEX(Lists!$C$12:$C$26, MATCH(H111788, Lists!$B$12:$B$26,0))","v":"LV"}]
[null,225240,2007,"Wood Creos Impregnated","Serviceable","Class 2",20070913,"lv",999,2020,70,"No",true,10,{"$f":"INDEX(Lists!$B$32:$B$40, MATCH(YEAR(TODAY())-C111789, Lists!$C$32:$C$40,1))","v":"0-20"},317.99157629760691,{"$f":"INDEX(Data!$E$24:$E$47, MATCH(F111789&D111789, Data!$B$24:$B$47,0))","v":1.6118836915297091E-3},{"$f":"SUMPRODUCT((Data!$B$58:$B$60=Model!$F111789)*(Data!$C$57:$K$57=Model!$O111789)*(Data!$C$58:$K$60))","v":1.4303410669288035},55.696589330711966,2,{"$f":"IF(E111789<>\"Serviceable\",E111789,INDEX(Lists!$D$6:$D$8, MATCH(T111789,Lists!$C$6:$C$8,0)))","v":"Limited Life"},{"$f":"INDEX(Lists!$C$12:$C$26, MATCH(H111789, Lists!$B$12:$B$26,0))","v":"LV"}]
[null,225241,1961,"Wood Creos Impregnated","Serviceable","Class 3",20151022,"lv/hv",1037,2020,100,"No",true,10,{"$f":"INDEX(Lists!$B$32:$B$40, MATCH(YEAR(TODAY())-C111790, Lists!$C$32:$C$40,1))","v":"61-70"},330.08735197259097,{"$f":"INDEX(Data!$E$24:$E$47, MATCH(F111790&D111790, Data!$B$24:$B$47,0))","v":1.0684339161496522E-3},{"$f":"SUMPRODUCT((Data!$B$58:$B$60=Model!$F111790)*(Data!$C$57:$K$57=Model!$O111790)*(Data!$C$58:$K$60))","v":1.9802031311051838},80.197968688948166,1,{"$f":"IF(E111790<>\"Serviceable\",E111790,INDEX(Lists!$D$6:$D$8, MATCH(T111790,Lists!$C$6:$C$8,0)))","v":"Serviceable"},{"$f":"INDEX(Lists!$C$12:$C$26, MATCH(H111790, Lists!$B$12:$B$26,0))","v":"HV"}]
[null,225317,2001,"Wood Salt Impregnated (Green)","Serviceable","Class 3",20150923,"lv",785,2020,100,"No",true,10,{"$f":"INDEX(Lists!$B$32:$B$40, MATCH(YEAR(TODAY())-C111791, Lists!$C$32:$C$40,1))","v":"21-30"},249.8732606542757,{"$f":"INDEX(Data!$E$24:$E$47, MATCH(F111791&D111791, Data!$B$24:$B$47,0))","v":1.0684339161496522E-3},{"$f":"SUMPRODUCT((Data!$B$58:$B$60=Model!$F111791)*(Data!$C$57:$K$57=Model!$O111791)*(Data!$C$58:$K$60))","v":1.964589315203191},80.354106847968097,1,{"$f":"IF(E111791<>\"Serviceable\",E111791,INDEX(Lists!$D$6:$D$8, MATCH(T111791,Lists!$C$6:$C$8,0)))","v":"Serviceable"},{"$f":"INDEX(Lists!$C$12:$C$26, MATCH(H111791, Lists!$B$12:$B$26,0))","v":"LV"}]
[null,225521,1962,"Wood Creos Impregnated","Serviceable","Unknown",20170524,"pl",780,2020,100,"No",true,10,{"$f":"INDEX(Lists!$B$32:$B$40, MATCH(YEAR(TODAY())-C111792, Lists!$C$32:$C$40,1))","v":"61-70"},248.28171122335672,{"$f":"INDEX(Data!$E$24:$E$47, MATCH(F111792&D111792, Data!$B$24:$B$47,0))","v":1.0684339161496522E-3},{"$f":"SUMPRODUCT((Data!$B$58:$B$60=Model!$F111792)*(Data!$C$57:$K$57=Model!$O111792)*(Data!$C$58:$K$60))","v":0},100,1,{"$f":"IF(E111792<>\"Serviceable\",E111792,INDEX(Lists!$D$6:$D$8, MATCH(T111792,Lists!$C$6:$C$8,0)))","v":"Serviceable"},{"$f":"INDEX(Lists!$C$12:$C$26, MATCH(H111792, Lists!$B$12:$B$26,0))","v":"LV"}]
[null,225580,2011,"Wood Untreated Round","Serviceable","Class 1",20111115,"lv",750,2020,80,"No",true,10,{"$f":"INDEX(Lists!$B$32:$B$40, MATCH(YEAR(TODAY())-C111793, Lists!$C$32:$C$40,1))","v":"0-20"},238.73241463784302,{"$f":"INDEX(Data!$E$24:$E$47, MATCH(F111793&D111793, Data!$B$24:$B$47,0))","v":1.9964561142097742E-3},{"$f":"SUMPRODUCT((Data!$B$58:$B$60=Model!$F111793)*(Data!$C$57:$K$57=Model!$O111793)*(Data!$C$58:$K$60))","v":1.3477151645848988},66.522848354151009,1,{"$f":"IF(E111793<>\"Serviceable\",E111793,INDEX(Lists!$D$6:$D$8, MATCH(T111793,Lists!$C$6:$C$8,0)))","v":"Serviceable"},{"$f":"INDEX(Lists!$C$12:$C$26, MATCH(H111793, Lists!$B$12:$B$26,0))","v":"LV"}]
[null,226618,2001,"Wood Creos Impregnated","Serviceable","Class 3",20160209,"lv",999,2020,90,"No",true,10,{"$f":"INDEX(Lists!$B$32:$B$40, MATCH(YEAR(TODAY())-C111794, Lists!$C$32:$C$40,1))","v":"21-30"},317.99157629760691,{"$f":"INDEX(Data!$E$24:$E$47, MATCH(F111794&D111794, Data!$B$24:$B$47,0))","v":1.0684339161496522E-3},{"$f":"SUMPRODUCT((Data!$B$58:$B$60=Model!$F111794)*(Data!$C$57:$K$57=Model!$O111794)*(Data!$C$58:$K$60))","v":1.964589315203191},70.354106847968097,1,{"$f":"IF(E111794<>\"Serviceable\",E111794,INDEX(Lists!$D$6:$D$8, MATCH(T111794,Lists!$C$6:$C$8,0)))","v":"Serviceable"},{"$f":"INDEX(Lists!$C$12:$C$26, MATCH(H111794, Lists!$B$12:$B$26,0))","v":"LV"}]
[null,227438,2011,"Wood Untreated Dressed","Serviceable","Class 1",20110706,"sub-transmission",850,2021,100,"Yes",true,9,{"$f":"INDEX(Lists!$B$32:$B$40, MATCH(YEAR(TODAY())-C111795, Lists!$C$32:$C$40,1))","v":"0-20"},270.5634032562221,{"$f":"INDEX(Data!$E$24:$E$47, MATCH(F111795&D111795, Data!$B$24:$B$47,0))","v":1.9964561142097742E-3},{"$f":"SUMPRODUCT((Data!$B$58:$B$60=Model!$F111795)*(Data!$C$57:$K$57=Model!$O111795)*(Data!$C$58:$K$60))","v":1.3477151645848988},87.870563518735906,1,{"$f":"IF(E111795<>\"Serviceable\",E111795,INDEX(Lists!$D$6:$D$8, MATCH(T111795,Lists!$C$6:$C$8,0)))","v":"Serviceable"},{"$f":"INDEX(Lists!$C$12:$C$26, MATCH(H111795, Lists!$B$12:$B$26,0))","v":"Sub-T"}]
[null,228347,1967,"Wood Creos Impregnated","Serviceable","Class 3",20230921,"hv",950,2023,90,"Yes",true,9,{"$f":"INDEX(Lists!$B$32:$B$40, MATCH(YEAR(TODAY())-C111796, Lists!$C$32:$C$40,1))","v":"51-60"},302.39439187460113,{"$f":"INDEX(Data!$E$24:$E$47, MATCH(F111796&D111796, Data!$B$24:$B$47,0))","v":1.0684339161496522E-3},{"$f":"SUMPRODUCT((Data!$B$58:$B$60=Model!$F111796)*(Data!$C$57:$K$57=Model!$O111796)*(Data!$C$58:$K$60))","v":2.6564859251595059},66.091626673564448,2,{"$f":"IF(E111796<>\"Serviceable\",E111796,INDEX(Lists!$D$6:$D$8, MATCH(T111796,Lists!$C$6:$C$8,0)))","v":"Limited Life"},{"$f":"INDEX(Lists!$C$12:$C$26, MATCH(H111796, Lists!$B$12:$B$26,0))","v":"HV"}]
[null,228418,2002,"Wood Creos Impregnated","Serviceable","Class 3",20150623,"lv",850,2020,100,"No",true,10,{"$f":"INDEX(Lists!$B$32:$B$40, MATCH(YEAR(TODAY())-C111797, Lists!$C$32:$C$40,1))","v":"21-30"},270.5634032562221,{"$f":"INDEX(Data!$E$24:$E$47, MATCH(F111797&D111797, Data!$B$24:$B$47,0))","v":1.0684339161496522E-3},{"$f":"SUMPRODUCT((Data!$B$58:$B$60=Model!$F111797)*(Data!$C$57:$K$57=Model!$O111797)*(Data!$C$58:$K$60))","v":1.964589315203191},80.354106847968097,1,{"$f":"IF(E111797<>\"Serviceable\",E111797,INDEX(Lists!$D$6:$D$8, MATCH(T111797,Lists!$C$6:$C$8,0)))","v":"Serviceable"},{"$f":"INDEX(Lists!$C$12:$C$26, MATCH(H111797, Lists!$B$12:$B$26,0))","v":"LV"}]
[null,228446,2013,"Wood Creos Impregnated","Serviceable","Class 3",20130904,"lv",920,2023,100,"No",true,10,{"$f":"INDEX(Lists!$B$32:$B$40, MATCH(YEAR(TODAY())-C111798, Lists!$C$32:$C$40,1))","v":"0-20"},292.84509528908745,{"$f":"INDEX(Data!$E$24:$E$47, MATCH(F111798&D111798, Data!$B$24:$B$47,0))","v":1.0684339161496522E-3},{"$f":"SUMPRODUCT((Data!$B$58:$B$60=Model!$F111798)*(Data!$C$57:$K$57=Model!$O111798)*(Data!$C$58:$K$60))","v":1.7833496665670392},82.166503334329605,1,{"$f":"IF(E111798<>\"Serviceable\",E111798,INDEX(Lists!$D$6:$D$8, MATCH(T111798,Lists!$C$6:$C$8,0)))","v":"Serviceable"},{"$f":"INDEX(Lists!$C$12:$C$26, MATCH(H111798, Lists!$B$12:$B$26,0))","v":"LV"}]
[null,228543,2006,"Wood Untreated Dressed","Serviceable","Class 1",20060913,"lv",999,2020,100,"No",true,10,{"$f":"INDEX(Lists!$B$32:$B$40, MATCH(YEAR(TODAY())-C111799, Lists!$C$32:$C$40,1))","v":"0-20"},317.99157629760691,{"$f":"INDEX(Data!$E$24:$E$47, MATCH(F111799&D111799, Data!$B$24:$B$47,0))","v":1.9964561142097742E-3},{"$f":"SUMPRODUCT((Data!$B$58:$B$60=Model!$F111799)*(Data!$C$57:$K$57=Model!$O111799)*(Data!$C$58:$K$60))","v":1.3477151645848988},86.522848354151009,1,{"$f":"IF(E111799<>\"Serviceable\",E111799,INDEX(Lists!$D$6:$D$8, MATCH(T111799,Lists!$C$6:$C$8,0)))","v":"Serviceable"},{"$f":"INDEX(Lists!$C$12:$C$26, MATCH(H111799, Lists!$B$12:$B$26,0))","v":"LV"}]
[null,229118,2010,"Wood Untreated Dressed","Serviceable","Class 1",20100422,"lv",999,2020,100,"No",true,10,{"$f":"INDEX(Lists!$B$32:$B$40, MATCH(YEAR(TODAY())-C111800, Lists!$C$32:$C$40,1))","v":"0-20"},317.99157629760691,{"$f":"INDEX(Data!$E$24:$E$47, MATCH(F111800&D111800, Data!$B$24:$B$47,0))","v":1.9964561142097742E-3},{"$f":"SUMPRODUCT((Data!$B$58:$B$60=Model!$F111800)*(Data!$C$57:$K$57=Model!$O111800)*(Data!$C$58:$K$60))","v":1.3477151645848988},86.522848354151009,1,{"$f":"IF(E111800<>\"Serviceable\",E111800,INDEX(Lists!$D$6:$D$8, MATCH(T111800,Lists!$C$6:$C$8,0)))","v":"Serviceable"},{"$f":"INDEX(Lists!$C$12:$C$26, MATCH(H111800, Lists!$B$12:$B$26,0))","v":"LV"}]
[null,229258,1958,"Wood Creos Impregnated","Serviceable","Class 3",20230111,"lv",810,2022,100,"No",true,10,{"$f":"INDEX(Lists!$B$32:$B$40, MATCH(YEAR(TODAY())-C111801, Lists!$C$32:$C$40,1))","v":"61-70"},257.83100780887048,{"$f":"INDEX(Data!$E$24:$E$47, MATCH(F111801&D111801, Data!$B$24:$B$47,0))","v":1.0684339161496522E-3},{"$f":"SUMPRODUCT((Data!$B$58:$B$60=Model!$F111801)*(Data!$C$57:$K$57=Model!$O111801)*(Data!$C$58:$K$60))","v":1.9802031311051838},80.197968688948166,1,{"$f":"IF(E111801<>\"Serviceable\",E111801,INDEX(Lists!$D$6:$D$8, MATCH(T111801,Lists!$C$6:$C$8,0)))","v":"Serviceable"},{"$f":"INDEX(Lists!$C$12:$C$26, MATCH(H111801, Lists!$B$12:$B$26,0))","v":"LV"}]
[null,229269,2002,"Wood Untreated Dressed","Serviceable","Class 1",20220504,"lv",600,2022,130,"No",true,10,{"$f":"INDEX(Lists!$B$32:$B$40, MATCH(YEAR(TODAY())-C111802, Lists!$C$32:$C$40,1))","v":"21-30"},190.9859317102744,{"$f":"INDEX(Data!$E$24:$E$47, MATCH(F111802&D111802, Data!$B$24:$B$47,0))","v":1.9964561142097742E-3},{"$f":"SUMPRODUCT((Data!$B$58:$B$60=Model!$F111802)*(Data!$C$57:$K$57=Model!$O111802)*(Data!$C$58:$K$60))","v":2.1651652228345815},108.34834777165419,1,{"$f":"IF(E111802<>\"Serviceable\",E111802,INDEX(Lists!$D$6:$D$8, MATCH(T111802,Lists!$C$6:$C$8,0)))","v":"Serviceable"},{"$f":"INDEX(Lists!$C$12:$C$26, MATCH(H111802, Lists!$B$12:$B$26,0))","v":"LV"}]
[null,229273,2012,"Wood Creos Impregnated","Serviceable","Class 3",20120705,"lv",999,2022,80,"No",true,10,{"$f":"INDEX(Lists!$B$32:$B$40, MATCH(YEAR(TODAY())-C111803, Lists!$C$32:$C$40,1))","v":"0-20"},317.99157629760691,{"$f":"INDEX(Data!$E$24:$E$47, MATCH(F111803&D111803, Data!$B$24:$B$47,0))","v":1.0684339161496522E-3},{"$f":"SUMPRODUCT((Data!$B$58:$B$60=Model!$F111803)*(Data!$C$57:$K$57=Model!$O111803)*(Data!$C$58:$K$60))","v":1.7833496665670392},62.166503334329605,2,{"$f":"IF(E111803<>\"Serviceable\",E111803,INDEX(Lists!$D$6:$D$8, MATCH(T111803,Lists!$C$6:$C$8,0)))","v":"Limited Life"},{"$f":"INDEX(Lists!$C$12:$C$26, MATCH(H111803, Lists!$B$12:$B$26,0))","v":"LV"}]
[null,229306,1954,"Wood Untreated Round","Serviceable","Class 2",20171018,"lv",999,2022,90,"No",true,10,{"$f":"INDEX(Lists!$B$32:$B$40, MATCH(YEAR(TODAY())-C111804, Lists!$C$32:$C$40,1))","v":"71-80"},317.99157629760691,{"$f":"INDEX(Data!$E$24:$E$47, MATCH(F111804&D111804, Data!$B$24:$B$47,0))","v":2.1997700016428453E-3},{"$f":"SUMPRODUCT((Data!$B$58:$B$60=Model!$F111804)*(Data!$C$57:$K$57=Model!$O111804)*(Data!$C$58:$K$60))","v":3.8603406961656446},51.396593038343553,2,{"$f":"IF(E111804<>\"Serviceable\",E111804,INDEX(Lists!$D$6:$D$8, MATCH(T111804,Lists!$C$6:$C$8,0)))","v":"Limited Life"},{"$f":"INDEX(Lists!$C$12:$C$26, MATCH(H111804, Lists!$B$12:$B$26,0))","v":"LV"}]
[null,229750,2003,"Wood Creos Impregnated","Serviceable","Class 1",20030514,"lv",999,2022,100,"No",true,10,{"$f":"INDEX(Lists!$B$32:$B$40, MATCH(YEAR(TODAY())-C111805, Lists!$C$32:$C$40,1))","v":"21-30"},317.99157629760691,{"$f":"INDEX(Data!$E$24:$E$47, MATCH(F111805&D111805, Data!$B$24:$B$47,0))","v":9.9474993092014377E-4},{"$f":"SUMPRODUCT((Data!$B$58:$B$60=Model!$F111805)*(Data!$C$57:$K$57=Model!$O111805)*(Data!$C$58:$K$60))","v":2.1651652228345815},78.34834777165419,1,{"$f":"IF(E111805<>\"Serviceable\",E111805,INDEX(Lists!$D$6:$D$8, MATCH(T111805,Lists!$C$6:$C$8,0)))","v":"Serviceable"},{"$f":"INDEX(Lists!$C$12:$C$26, MATCH(H111805, Lists!$B$12:$B$26,0))","v":"LV"}]
[null,229776,2002,"Wood Creos Impregnated","Serviceable","Class 3",20221010,"lv",750,2022,90,"No",true,10,{"$f":"INDEX(Lists!$B$32:$B$40, MATCH(YEAR(TODAY())-C111806, Lists!$C$32:$C$40,1))","v":"21-30"},238.73241463784302,{"$f":"INDEX(Data!$E$24:$E$47, MATCH(F111806&D111806, Data!$B$24:$B$47,0))","v":1.0684339161496522E-3},{"$f":"SUMPRODUCT((Data!$B$58:$B$60=Model!$F111806)*(Data!$C$57:$K$57=Model!$O111806)*(Data!$C$58:$K$60))","v":1.964589315203191},70.354106847968097,1,{"$f":"IF(E111806<>\"Serviceable\",E111806,INDEX(Lists!$D$6:$D$8, MATCH(T111806,Lists!$C$6:$C$8,0)))","v":"Serviceable"},{"$f":"INDEX(Lists!$C$12:$C$26, MATCH(H111806, Lists!$B$12:$B$26,0))","v":"LV"}]
[null,229921,1976,"Wood Untreated Dressed","Serviceable","Class 1",20170419,"lv",999,2022,120,"No",true,10,{"$f":"INDEX(Lists!$B$32:$B$40, MATCH(YEAR(TODAY())-C111807, Lists!$C$32:$C$40,1))","v":"41-50"},317.99157629760691,{"$f":"INDEX(Data!$E$24:$E$47, MATCH(F111807&D111807, Data!$B$24:$B$47,0))","v":1.9964561142097742E-3},{"$f":"SUMPRODUCT((Data!$B$58:$B$60=Model!$F111807)*(Data!$C$57:$K$57=Model!$O111807)*(Data!$C$58:$K$60))","v":1.7977578417715214},102.02242158228478,1,{"$f":"IF(E111807<>\"Serviceable\",E111807,INDEX(Lists!$D$6:$D$8, MATCH(T111807,Lists!$C$6:$C$8,0)))","v":"Serviceable"},{"$f":"INDEX(Lists!$C$12:$C$26, MATCH(H111807, Lists!$B$12:$B$26,0))","v":"LV"}]
[null,230437,1963,"Wood Creos Impregnated","Serviceable","Class 2",20171211,"lv",820,2022,100,"No",true,10,{"$f":"INDEX(Lists!$B$32:$B$40, MATCH(YEAR(TODAY())-C111808, Lists!$C$32:$C$40,1))","v":"61-70"},261.01410667070837,{"$f":"INDEX(Data!$E$24:$E$47, MATCH(F111808&D111808, Data!$B$24:$B$47,0))","v":1.6118836915297091E-3},{"$f":"SUMPRODUCT((Data!$B$58:$B$60=Model!$F111808)*(Data!$C$57:$K$57=Model!$O111808)*(Data!$C$58:$K$60))","v":2.227481027604485},77.725189723955154,1,{"$f":"IF(E111808<>\"Serviceable\",E111808,INDEX(Lists!$D$6:$D$8, MATCH(T111808,Lists!$C$6:$C$8,0)))","v":"Serviceable"},{"$f":"INDEX(Lists!$C$12:$C$26, MATCH(H111808, Lists!$B$12:$B$26,0))","v":"LV"}]
[null,230785,2014,"Wood Untreated Dressed","Serviceable","Class 1",20140319,"lv",810,2019,100,"No",true,10,{"$f":"INDEX(Lists!$B$32:$B$40, MATCH(YEAR(TODAY())-C111809, Lists!$C$32:$C$40,1))","v":"0-20"},257.83100780887048,{"$f":"INDEX(Data!$E$24:$E$47, MATCH(F111809&D111809, Data!$B$24:$B$47,0))","v":1.9964561142097742E-3},{"$f":"SUMPRODUCT((Data!$B$58:$B$60=Model!$F111809)*(Data!$C$57:$K$57=Model!$O111809)*(Data!$C$58:$K$60))","v":1.3477151645848988},86.522848354151009,1,{"$f":"IF(E111809<>\"Serviceable\",E111809,INDEX(Lists!$D$6:$D$8, MATCH(T111809,Lists!$C$6:$C$8,0)))","v":"Serviceable"},{"$f":"INDEX(Lists!$C$12:$C$26, MATCH(H111809, Lists!$B$12:$B$26,0))","v":"LV"}]
[null,231182,1966,"Wood Creos Impregnated","Serviceable","Class 3",20180507,"lv",999,2022,90,"No",true,10,{"$f":"INDEX(Lists!$B$32:$B$40, MATCH(YEAR(TODAY())-C111810, Lists!$C$32:$C$40,1))","v":"51-60"},317.99157629760691,{"$f":"INDEX(Data!$E$24:$E$47, MATCH(F111810&D111810, Data!$B$24:$B$47,0))","v":1.0684339161496522E-3},{"$f":"SUMPRODUCT((Data!$B$58:$B$60=Model!$F111810)*(Data!$C$57:$K$57=Model!$O111810)*(Data!$C$58:$K$60))","v":2.6564859251595059},63.43514074840494,2,{"$f":"IF(E111810<>\"Serviceable\",E111810,INDEX(Lists!$D$6:$D$8, MATCH(T111810,Lists!$C$6:$C$8,0)))","v":"Limited Life"},{"$f":"INDEX(Lists!$C$12:$C$26, MATCH(H111810, Lists!$B$12:$B$26,0))","v":"LV"}]
[null,231284,2014,"Wood Creos Impregnated","Limited Life","Class 3",20140217,"lv",999,2022,50,"No",true,10,{"$f":"INDEX(Lists!$B$32:$B$40, MATCH(YEAR(TODAY())-C111811, Lists!$C$32:$C$40,1))","v":"0-20"},317.99157629760691,{"$f":"INDEX(Data!$E$24:$E$47, MATCH(F111811&D111811, Data!$B$24:$B$47,0))","v":1.0684339161496522E-3},{"$f":"SUMPRODUCT((Data!$B$58:$B$60=Model!$F111811)*(Data!$C$57:$K$57=Model!$O111811)*(Data!$C$58:$K$60))","v":1.7833496665670392},32.166503334329605,2,{"$f":"IF(E111811<>\"Serviceable\",E111811,INDEX(Lists!$D$6:$D$8, MATCH(T111811,Lists!$C$6:$C$8,0)))","v":"Limited Life"},{"$f":"INDEX(Lists!$C$12:$C$26, MATCH(H111811, Lists!$B$12:$B$26,0))","v":"LV"}]
[null,231301,1969,"Wood Creos Impregnated","Serviceable","Class 3",20230131,"hv",900,2022,90,"No",true,10,{"$f":"INDEX(Lists!$B$32:$B$40, MATCH(YEAR(TODAY())-C111812, Lists!$C$32:$C$40,1))","v":"51-60"},286.47889756541161,{"$f":"INDEX(Data!$E$24:$E$47, MATCH(F111812&D111812, Data!$B$24:$B$47,0))","v":1.0684339161496522E-3},{"$f":"SUMPRODUCT((Data!$B$58:$B$60=Model!$F111812)*(Data!$C$57:$K$57=Model!$O111812)*(Data!$C$58:$K$60))","v":2.6564859251595059},63.43514074840494,2,{"$f":"IF(E111812<>\"Serviceable\",E111812,INDEX(Lists!$D$6:$D$8, MATCH(T111812,Lists!$C$6:$C$8,0)))","v":"Limited Life"},{"$f":"INDEX(Lists!$C$12:$C$26, MATCH(H111812, Lists!$B$12:$B$26,0))","v":"HV"}]
[null,231660,2004,"Wood Creos Impregnated","Serviceable","Class 3",20040519,"lv",999,2022,100,"No",true,10,{"$f":"INDEX(Lists!$B$32:$B$40, MATCH(YEAR(TODAY())-C111813, Lists!$C$32:$C$40,1))","v":"21-30"},317.99157629760691,{"$f":"INDEX(Data!$E$24:$E$47, MATCH(F111813&D111813, Data!$B$24:$B$47,0))","v":1.0684339161496522E-3},{"$f":"SUMPRODUCT((Data!$B$58:$B$60=Model!$F111813)*(Data!$C$57:$K$57=Model!$O111813)*(Data!$C$58:$K$60))","v":1.964589315203191},80.354106847968097,1,{"$f":"IF(E111813<>\"Serviceable\",E111813,INDEX(Lists!$D$6:$D$8, MATCH(T111813,Lists!$C$6:$C$8,0)))","v":"Serviceable"},{"$f":"INDEX(Lists!$C$12:$C$26, MATCH(H111813, Lists!$B$12:$B$26,0))","v":"LV"}]
[null,232614,1996,"Wood Creos Impregnated","Serviceable","Class 3",19961015,"pl",999,2023,100,"No",true,10,{"$f":"INDEX(Lists!$B$32:$B$40, MATCH(YEAR(TODAY())-C111814, Lists!$C$32:$C$40,1))","v":"21-30"},317.99157629760691,{"$f":"INDEX(Data!$E$24:$E$47, MATCH(F111814&D111814, Data!$B$24:$B$47,0))","v":1.0684339161496522E-3},{"$f":"SUMPRODUCT((Data!$B$58:$B$60=Model!$F111814)*(Data!$C$57:$K$57=Model!$O111814)*(Data!$C$58:$K$60))","v":1.964589315203191},80.354106847968097,1,{"$f":"IF(E111814<>\"Serviceable\",E111814,INDEX(Lists!$D$6:$D$8, MATCH(T111814,Lists!$C$6:$C$8,0)))","v":"Serviceable"},{"$f":"INDEX(Lists!$C$12:$C$26, MATCH(H111814, Lists!$B$12:$B$26,0))","v":"LV"}]
[null,235338,1932,"Wood Untreated Round","Serviceable","Class 1",20180714,"lv",999,2020,100,"No",true,10,{"$f":"INDEX(Lists!$B$32:$B$40, MATCH(YEAR(TODAY())-C111815, Lists!$C$32:$C$40,1))","v":"90+"},317.99157629760691,{"$f":"INDEX(Data!$E$24:$E$47, MATCH(F111815&D111815, Data!$B$24:$B$47,0))","v":1.9964561142097742E-3},{"$f":"SUMPRODUCT((Data!$B$58:$B$60=Model!$F111815)*(Data!$C$57:$K$57=Model!$O111815)*(Data!$C$58:$K$60))","v":1.4835341045333483},85.164658954666521,1,{"$f":"IF(E111815<>\"Serviceable\",E111815,INDEX(Lists!$D$6:$D$8, MATCH(T111815,Lists!$C$6:$C$8,0)))","v":"Serviceable"},{"$f":"INDEX(Lists!$C$12:$C$26, MATCH(H111815, Lists!$B$12:$B$26,0))","v":"LV"}]
[null,236617,1966,"Wood Creos Impregnated","Serviceable","Class 3",20190620,"lv",750,2019,120,"No",true,{"$f":"IF(L111816=\"No\",ROUND((End_year-J111816)/5,0)*5,ROUND((End_year-J111816)/3,0)*3)","v":10},{"$f":"INDEX(Lists!$B$32:$B$40, MATCH(YEAR(TODAY())-C111816, Lists!$C$32:$C$40,1))","v":"51-60"},238.73241463784302,{"$f":"INDEX(Data!$E$24:$E$47, MATCH(F111816&D111816, Data!$B$24:$B$47,0))","v":1.0684339161496522E-3},{"$f":"SUMPRODUCT((Data!$B$58:$B$60=Model!$F111816)*(Data!$C$57:$K$57=Model!$O111816)*(Data!$C$58:$K$60))","v":2.6564859251595059},{"$f":"IF(IF(K111816>=700,999,(K111816-R111816*N111816))<0,0,IF(K111816>=700,999,(K111816-R111816*N111816)))","v":93.435140748404933},{"$f":"IF(S111816<30,3,IF(AND(F111816=\"Class 1\",S111816<50),2,IF(AND(F111816=\"Class 1\",S111816>=50),1,IF(S111816<70,2,1))))","v":1},{"$f":"IF(E111816<>\"Serviceable\",E111816,INDEX(Lists!$D$6:$D$8, MATCH(T111816,Lists!$C$6:$C$8,0)))","v":"Serviceable"},{"$f":"INDEX(Lists!$C$12:$C$26, MATCH(H111816, Lists!$B$12:$B$26,0))","v":"LV"}]
[null,236735,2011,"Wood Untreated Round","Serviceable","Class 3",20111213,"lv",999,2021,100,"No",{"$f":"IF(G111817=0,FALSE,TRUE)","v":true},10,{"$f":"INDEX(Lists!$B$32:$B$40, MATCH(YEAR(TODAY())-C111817, Lists!$C$32:$C$40,1))","v":"0-20"},{"$f":"I111817/PI()","v":317.99157629760691},{"$f":"INDEX(Data!$E$24:$E$47, MATCH(F111817&D111817, Data!$B$24:$B$47,0))","v":1.8301435406698563E-3},{"$f":"SUMPRODUCT((Data!$B$58:$B$60=Model!$F111817)*(Data!$C$57:$K$57=Model!$O111817)*(Data!$C$58:$K$60))","v":1.7833496665670392},82.166503334329605,1,{"$f":"IF(E111817<>\"Serviceable\",E111817,INDEX(Lists!$D$6:$D$8, MATCH(T111817,Lists!$C$6:$C$8,0)))","v":"Serviceable"},{"$f":"INDEX(Lists!$C$12:$C$26, MATCH(H111817, Lists!$B$12:$B$26,0))","v":"LV"}]
[null,237487,2007,"Wood Creos Impregnated","Serviceable","Class 3",20180517,"lv",999,2023,80,"No",true,10,{"$f":"INDEX(Lists!$B$32:$B$40, MATCH(YEAR(TODAY())-C111818, Lists!$C$32:$C$40,1))","v":"0-20"},317.99157629760691,{"$f":"INDEX(Data!$E$24:$E$47, MATCH(F111818&D111818, Data!$B$24:$B$47,0))","v":1.0684339161496522E-3},{"$f":"SUMPRODUCT((Data!$B$58:$B$60=Model!$F111818)*(Data!$C$57:$K$57=Model!$O111818)*(Data!$C$58:$K$60))","v":1.7833496665670392},62.166503334329605,2,{"$f":"IF(E111818<>\"Serviceable\",E111818,INDEX(Lists!$D$6:$D$8, MATCH(T111818,Lists!$C$6:$C$8,0)))","v":"Limited Life"},{"$f":"INDEX(Lists!$C$12:$C$26, MATCH(H111818, Lists!$B$12:$B$26,0))","v":"LV"}]
[null,237664,2011,"Wood Creos Impregnated","Serviceable","Class 3",20111115,"lv",820,2020,100,"No",true,10,{"$f":"INDEX(Lists!$B$32:$B$40, MATCH(YEAR(TODAY())-C111819, Lists!$C$32:$C$40,1))","v":"0-20"},261.01410667070837,{"$f":"INDEX(Data!$E$24:$E$47, MATCH(F111819&D111819, Data!$B$24:$B$47,0))","v":1.0684339161496522E-3},{"$f":"SUMPRODUCT((Data!$B$58:$B$60=Model!$F111819)*(Data!$C$57:$K$57=Model!$O111819)*(Data!$C$58:$K$60))","v":1.7833496665670392},82.166503334329605,1,{"$f":"IF(E111819<>\"Serviceable\",E111819,INDEX(Lists!$D$6:$D$8, MATCH(T111819,Lists!$C$6:$C$8,0)))","v":"Serviceable"},{"$f":"INDEX(Lists!$C$12:$C$26, MATCH(H111819, Lists!$B$12:$B$26,0))","v":"LV"}]
[null,238367,2011,"Wood Creos Impregnated","Serviceable","Class 3",20111205,"lv",999,2023,100,"Yes",true,9,{"$f":"INDEX(Lists!$B$32:$B$40, MATCH(YEAR(TODAY())-C111820, Lists!$C$32:$C$40,1))","v":"0-20"},317.99157629760691,{"$f":"INDEX(Data!$E$24:$E$47, MATCH(F111820&D111820, Data!$B$24:$B$47,0))","v":1.0684339161496522E-3},{"$f":"SUMPRODUCT((Data!$B$58:$B$60=Model!$F111820)*(Data!$C$57:$K$57=Model!$O111820)*(Data!$C$58:$K$60))","v":1.7833496665670392},83.949853000896638,1,{"$f":"IF(E111820<>\"Serviceable\",E111820,INDEX(Lists!$D$6:$D$8, MATCH(T111820,Lists!$C$6:$C$8,0)))","v":"Serviceable"},{"$f":"INDEX(Lists!$C$12:$C$26, MATCH(H111820, Lists!$B$12:$B$26,0))","v":"LV"}]
[null,238553,2013,"Wood Creos Impregnated","Serviceable","Class 3",20130902,"lv",848,2023,80,"No",true,10,{"$f":"INDEX(Lists!$B$32:$B$40, MATCH(YEAR(TODAY())-C111821, Lists!$C$32:$C$40,1))","v":"0-20"},269.92678348385448,{"$f":"INDEX(Data!$E$24:$E$47, MATCH(F111821&D111821, Data!$B$24:$B$47,0))","v":1.0684339161496522E-3},{"$f":"SUMPRODUCT((Data!$B$58:$B$60=Model!$F111821)*(Data!$C$57:$K$57=Model!$O111821)*(Data!$C$58:$K$60))","v":1.7833496665670392},62.166503334329605,2,{"$f":"IF(E111821<>\"Serviceable\",E111821,INDEX(Lists!$D$6:$D$8, MATCH(T111821,Lists!$C$6:$C$8,0)))","v":"Limited Life"},{"$f":"INDEX(Lists!$C$12:$C$26, MATCH(H111821, Lists!$B$12:$B$26,0))","v":"LV"}]
[null,238843,2014,"Wood Untreated Round","Serviceable","Class 2",20140314,"lv",999,2023,100,"No",true,10,{"$f":"INDEX(Lists!$B$32:$B$40, MATCH(YEAR(TODAY())-C111822, Lists!$C$32:$C$40,1))","v":"0-20"},317.99157629760691,{"$f":"INDEX(Data!$E$24:$E$47, MATCH(F111822&D111822, Data!$B$24:$B$47,0))","v":2.1997700016428453E-3},{"$f":"SUMPRODUCT((Data!$B$58:$B$60=Model!$F111822)*(Data!$C$57:$K$57=Model!$O111822)*(Data!$C$58:$K$60))","v":1.4303410669288035},85.696589330711959,1,{"$f":"IF(E111822<>\"Serviceable\",E111822,INDEX(Lists!$D$6:$D$8, MATCH(T111822,Lists!$C$6:$C$8,0)))","v":"Serviceable"},{"$f":"INDEX(Lists!$C$12:$C$26, MATCH(H111822, Lists!$B$12:$B$26,0))","v":"LV"}]
[null,239445,2009,"Wood Creos Impregnated","Serviceable","Class 3",20090212,"lv",999,2018,70,"No",true,15,{"$f":"INDEX(Lists!$B$32:$B$40, MATCH(YEAR(TODAY())-C111823, Lists!$C$32:$C$40,1))","v":"0-20"},317.99157629760691,{"$f":"INDEX(Data!$E$24:$E$47, MATCH(F111823&D111823, Data!$B$24:$B$47,0))","v":1.0684339161496522E-3},{"$f":"SUMPRODUCT((Data!$B$58:$B$60=Model!$F111823)*(Data!$C$57:$K$57=Model!$O111823)*(Data!$C$58:$K$60))","v":1.7833496665670392},43.249755001494414,2,{"$f":"IF(E111823<>\"Serviceable\",E111823,INDEX(Lists!$D$6:$D$8, MATCH(T111823,Lists!$C$6:$C$8,0)))","v":"Limited Life"},{"$f":"INDEX(Lists!$C$12:$C$26, MATCH(H111823, Lists!$B$12:$B$26,0))","v":"LV"}]
[null,239768,2007,"Wood Creos Impregnated","Serviceable","Class 3",20161017,"lv",999,2021,100,"No",true,10,{"$f":"INDEX(Lists!$B$32:$B$40, MATCH(YEAR(TODAY())-C111824, Lists!$C$32:$C$40,1))","v":"0-20"},317.99157629760691,{"$f":"INDEX(Data!$E$24:$E$47, MATCH(F111824&D111824, Data!$B$24:$B$47,0))","v":1.0684339161496522E-3},{"$f":"SUMPRODUCT((Data!$B$58:$B$60=Model!$F111824)*(Data!$C$57:$K$57=Model!$O111824)*(Data!$C$58:$K$60))","v":1.7833496665670392},82.166503334329605,1,{"$f":"IF(E111824<>\"Serviceable\",E111824,INDEX(Lists!$D$6:$D$8, MATCH(T111824,Lists!$C$6:$C$8,0)))","v":"Serviceable"},{"$f":"INDEX(Lists!$C$12:$C$26, MATCH(H111824, Lists!$B$12:$B$26,0))","v":"LV"}]
[null,240212,2009,"Wood Untreated Round","Serviceable","Unknown",20091110,"lv",999,2020,100,"No",true,10,{"$f":"INDEX(Lists!$B$32:$B$40, MATCH(YEAR(TODAY())-C111825, Lists!$C$32:$C$40,1))","v":"0-20"},317.99157629760691,{"$f":"INDEX(Data!$E$24:$E$47, MATCH(F111825&D111825, Data!$B$24:$B$47,0))","v":1.8301435406698563E-3},{"$f":"SUMPRODUCT((Data!$B$58:$B$60=Model!$F111825)*(Data!$C$57:$K$57=Model!$O111825)*(Data!$C$58:$K$60))","v":0},100,1,{"$f":"IF(E111825<>\"Serviceable\",E111825,INDEX(Lists!$D$6:$D$8, MATCH(T111825,Lists!$C$6:$C$8,0)))","v":"Serviceable"},{"$f":"INDEX(Lists!$C$12:$C$26, MATCH(H111825, Lists!$B$12:$B$26,0))","v":"LV"}]
[null,240280,2007,"Wood Creos Impregnated","Serviceable","Class 3",20180712,"pl",999,2023,100,"No",true,10,{"$f":"INDEX(Lists!$B$32:$B$40, MATCH(YEAR(TODAY())-C111826, Lists!$C$32:$C$40,1))","v":"0-20"},317.99157629760691,{"$f":"INDEX(Data!$E$24:$E$47, MATCH(F111826&D111826, Data!$B$24:$B$47,0))","v":1.0684339161496522E-3},{"$f":"SUMPRODUCT((Data!$B$58:$B$60=Model!$F111826)*(Data!$C$57:$K$57=Model!$O111826)*(Data!$C$58:$K$60))","v":1.7833496665670392},82.166503334329605,1,{"$f":"IF(E111826<>\"Serviceable\",E111826,INDEX(Lists!$D$6:$D$8, MATCH(T111826,Lists!$C$6:$C$8,0)))","v":"Serviceable"},{"$f":"INDEX(Lists!$C$12:$C$26, MATCH(H111826, Lists!$B$12:$B$26,0))","v":"LV"}]
[null,241005,2007,"Wood Untreated Dressed","Serviceable","Class 1",20171004,"lv",780,2022,100,"No",true,10,{"$f":"INDEX(Lists!$B$32:$B$40, MATCH(YEAR(TODAY())-C111827, Lists!$C$32:$C$40,1))","v":"0-20"},248.28171122335672,{"$f":"INDEX(Data!$E$24:$E$47, MATCH(F111827&D111827, Data!$B$24:$B$47,0))","v":1.9964561142097742E-3},{"$f":"SUMPRODUCT((Data!$B$58:$B$60=Model!$F111827)*(Data!$C$57:$K$57=Model!$O111827)*(Data!$C$58:$K$60))","v":1.3477151645848988},86.522848354151009,1,{"$f":"IF(E111827<>\"Serviceable\",E111827,INDEX(Lists!$D$6:$D$8, MATCH(T111827,Lists!$C$6:$C$8,0)))","v":"Serviceable"},{"$f":"INDEX(Lists!$C$12:$C$26, MATCH(H111827, Lists!$B$12:$B$26,0))","v":"LV"}]
[null,242022,1976,"Wood Untreated Dressed","Serviceable","Class 1",20171006,"pl",640,2022,100,"No",true,10,{"$f":"INDEX(Lists!$B$32:$B$40, MATCH(YEAR(TODAY())-C111828, Lists!$C$32:$C$40,1))","v":"41-50"},203.71832715762605,{"$f":"INDEX(Data!$E$24:$E$47, MATCH(F111828&D111828, Data!$B$24:$B$47,0))","v":1.9964561142097742E-3},{"$f":"SUMPRODUCT((Data!$B$58:$B$60=Model!$F111828)*(Data!$C$57:$K$57=Model!$O111828)*(Data!$C$58:$K$60))","v":1.7977578417715214},82.022421582284778,1,{"$f":"IF(E111828<>\"Serviceable\",E111828,INDEX(Lists!$D$6:$D$8, MATCH(T111828,Lists!$C$6:$C$8,0)))","v":"Serviceable"},{"$f":"INDEX(Lists!$C$12:$C$26, MATCH(H111828, Lists!$B$12:$B$26,0))","v":"LV"}]
[null,242286,1965,"Wood Creos Impregnated","Serviceable","Class 3",20230131,"lv",900,2022,90,"No",true,10,{"$f":"INDEX(Lists!$B$32:$B$40, MATCH(YEAR(TODAY())-C111829, Lists!$C$32:$C$40,1))","v":"51-60"},286.47889756541161,{"$f":"INDEX(Data!$E$24:$E$47, MATCH(F111829&D111829, Data!$B$24:$B$47,0))","v":1.0684339161496522E-3},{"$f":"SUMPRODUCT((Data!$B$58:$B$60=Model!$F111829)*(Data!$C$57:$K$57=Model!$O111829)*(Data!$C$58:$K$60))","v":2.6564859251595059},63.43514074840494,2,{"$f":"IF(E111829<>\"Serviceable\",E111829,INDEX(Lists!$D$6:$D$8, MATCH(T111829,Lists!$C$6:$C$8,0)))","v":"Limited Life"},{"$f":"INDEX(Lists!$C$12:$C$26, MATCH(H111829, Lists!$B$12:$B$26,0))","v":"LV"}]
[null,242341,1967,"Wood Creos Impregnated","Serviceable","Class 3",20190909,"lv",850,2019,100,"No",true,10,{"$f":"INDEX(Lists!$B$32:$B$40, MATCH(YEAR(TODAY())-C111830, Lists!$C$32:$C$40,1))","v":"51-60"},270.5634032562221,{"$f":"INDEX(Data!$E$24:$E$47, MATCH(F111830&D111830, Data!$B$24:$B$47,0))","v":1.0684339161496522E-3},{"$f":"SUMPRODUCT((Data!$B$58:$B$60=Model!$F111830)*(Data!$C$57:$K$57=Model!$O111830)*(Data!$C$58:$K$60))","v":2.6564859251595059},73.435140748404933,1,{"$f":"IF(E111830<>\"Serviceable\",E111830,INDEX(Lists!$D$6:$D$8, MATCH(T111830,Lists!$C$6:$C$8,0)))","v":"Serviceable"},{"$f":"INDEX(Lists!$C$12:$C$26, MATCH(H111830, Lists!$B$12:$B$26,0))","v":"LV"}]
[null,242825,1966,"Wood Creos Impregnated","Serviceable","Class 3",20170620,"stay",999,2023,90,"Yes",true,9,{"$f":"INDEX(Lists!$B$32:$B$40, MATCH(YEAR(TODAY())-C111831, Lists!$C$32:$C$40,1))","v":"51-60"},317.99157629760691,{"$f":"INDEX(Data!$E$24:$E$47, MATCH(F111831&D111831, Data!$B$24:$B$47,0))","v":1.0684339161496522E-3},{"$f":"SUMPRODUCT((Data!$B$58:$B$60=Model!$F111831)*(Data!$C$57:$K$57=Model!$O111831)*(Data!$C$58:$K$60))","v":2.6564859251595059},66.091626673564448,2,{"$f":"IF(E111831<>\"Serviceable\",E111831,INDEX(Lists!$D$6:$D$8, MATCH(T111831,Lists!$C$6:$C$8,0)))","v":"Limited Life"},{"$f":"INDEX(Lists!$C$12:$C$26, MATCH(H111831, Lists!$B$12:$B$26,0))","v":"LV"}]
[null,243479,2011,"Wood Creos Impregnated","Serviceable","Class 3",20111010,"lv",950,2021,100,"No",true,10,{"$f":"INDEX(Lists!$B$32:$B$40, MATCH(YEAR(TODAY())-C111832, Lists!$C$32:$C$40,1))","v":"0-20"},302.39439187460113,{"$f":"INDEX(Data!$E$24:$E$47, MATCH(F111832&D111832, Data!$B$24:$B$47,0))","v":1.0684339161496522E-3},{"$f":"SUMPRODUCT((Data!$B$58:$B$60=Model!$F111832)*(Data!$C$57:$K$57=Model!$O111832)*(Data!$C$58:$K$60))","v":1.7833496665670392},82.166503334329605,1,{"$f":"IF(E111832<>\"Serviceable\",E111832,INDEX(Lists!$D$6:$D$8, MATCH(T111832,Lists!$C$6:$C$8,0)))","v":"Serviceable"},{"$f":"INDEX(Lists!$C$12:$C$26, MATCH(H111832, Lists!$B$12:$B$26,0))","v":"LV"}]
[null,244125,1960,"Wood Creos Impregnated","Serviceable","Class 3",20171017,"stay",999,2022,100,"No",true,10,{"$f":"INDEX(Lists!$B$32:$B$40, MATCH(YEAR(TODAY())-C111833, Lists!$C$32:$C$40,1))","v":"61-70"},317.99157629760691,{"$f":"INDEX(Data!$E$24:$E$47, MATCH(F111833&D111833, Data!$B$24:$B$47,0))","v":1.0684339161496522E-3},{"$f":"SUMPRODUCT((Data!$B$58:$B$60=Model!$F111833)*(Data!$C$57:$K$57=Model!$O111833)*(Data!$C$58:$K$60))","v":1.9802031311051838},80.197968688948166,1,{"$f":"IF(E111833<>\"Serviceable\",E111833,INDEX(Lists!$D$6:$D$8, MATCH(T111833,Lists!$C$6:$C$8,0)))","v":"Serviceable"},{"$f":"INDEX(Lists!$C$12:$C$26, MATCH(H111833, Lists!$B$12:$B$26,0))","v":"LV"}]
[null,244255,1971,"Wood Creos Impregnated","Serviceable","Class 2",20231017,"lv",880,2023,100,"No",true,10,{"$f":"INDEX(Lists!$B$32:$B$40, MATCH(YEAR(TODAY())-C111834, Lists!$C$32:$C$40,1))","v":"51-60"},280.11269984173578,{"$f":"INDEX(Data!$E$24:$E$47, MATCH(F111834&D111834, Data!$B$24:$B$47,0))","v":1.6118836915297091E-3},{"$f":"SUMPRODUCT((Data!$B$58:$B$60=Model!$F111834)*(Data!$C$57:$K$57=Model!$O111834)*(Data!$C$58:$K$60))","v":2.6773548093458861},73.226451906541143,1,{"$f":"IF(E111834<>\"Serviceable\",E111834,INDEX(Lists!$D$6:$D$8, MATCH(T111834,Lists!$C$6:$C$8,0)))","v":"Serviceable"},{"$f":"INDEX(Lists!$C$12:$C$26, MATCH(H111834, Lists!$B$12:$B$26,0))","v":"LV"}]
[null,244348,2008,"Wood Creos Impregnated","Serviceable","Class 3",20141029,"lv",999,2019,90,"No",true,10,{"$f":"INDEX(Lists!$B$32:$B$40, MATCH(YEAR(TODAY())-C111835, Lists!$C$32:$C$40,1))","v":"0-20"},317.99157629760691,{"$f":"INDEX(Data!$E$24:$E$47, MATCH(F111835&D111835, Data!$B$24:$B$47,0))","v":1.0684339161496522E-3},{"$f":"SUMPRODUCT((Data!$B$58:$B$60=Model!$F111835)*(Data!$C$57:$K$57=Model!$O111835)*(Data!$C$58:$K$60))","v":1.7833496665670392},72.166503334329605,1,{"$f":"IF(E111835<>\"Serviceable\",E111835,INDEX(Lists!$D$6:$D$8, MATCH(T111835,Lists!$C$6:$C$8,0)))","v":"Serviceable"},{"$f":"INDEX(Lists!$C$12:$C$26, MATCH(H111835, Lists!$B$12:$B$26,0))","v":"LV"}]
[null,246760,2010,"Wood Untreated Round","Serviceable","Class 2",20190916,"lv",650,2019,90,"No",true,10,{"$f":"INDEX(Lists!$B$32:$B$40, MATCH(YEAR(TODAY())-C111836, Lists!$C$32:$C$40,1))","v":"0-20"},206.90142601946394,{"$f":"INDEX(Data!$E$24:$E$47, MATCH(F111836&D111836, Data!$B$24:$B$47,0))","v":2.1997700016428453E-3},{"$f":"SUMPRODUCT((Data!$B$58:$B$60=Model!$F111836)*(Data!$C$57:$K$57=Model!$O111836)*(Data!$C$58:$K$60))","v":1.4303410669288035},75.696589330711959,1,{"$f":"IF(E111836<>\"Serviceable\",E111836,INDEX(Lists!$D$6:$D$8, MATCH(T111836,Lists!$C$6:$C$8,0)))","v":"Serviceable"},{"$f":"INDEX(Lists!$C$12:$C$26, MATCH(H111836, Lists!$B$12:$B$26,0))","v":"LV"}]
[null,247103,2014,"Wood Untreated Dressed","Serviceable","Class 2",20140720,"lv",999,2020,80,"No",true,10,{"$f":"INDEX(Lists!$B$32:$B$40, MATCH(YEAR(TODAY())-C111837, Lists!$C$32:$C$40,1))","v":"0-20"},317.99157629760691,{"$f":"INDEX(Data!$E$24:$E$47, MATCH(F111837&D111837, Data!$B$24:$B$47,0))","v":2.1997700016428453E-3},{"$f":"SUMPRODUCT((Data!$B$58:$B$60=Model!$F111837)*(Data!$C$57:$K$57=Model!$O111837)*(Data!$C$58:$K$60))","v":1.4303410669288035},65.696589330711959,2,{"$f":"IF(E111837<>\"Serviceable\",E111837,INDEX(Lists!$D$6:$D$8, MATCH(T111837,Lists!$C$6:$C$8,0)))","v":"Limited Life"},{"$f":"INDEX(Lists!$C$12:$C$26, MATCH(H111837, Lists!$B$12:$B$26,0))","v":"LV"}]
[null,247302,2010,"Wood Untreated Dressed","Serviceable","Class 1",20160218,"lv",660,2020,100,"No",true,10,{"$f":"INDEX(Lists!$B$32:$B$40, MATCH(YEAR(TODAY())-C111838, Lists!$C$32:$C$40,1))","v":"0-20"},210.08452488130186,{"$f":"INDEX(Data!$E$24:$E$47, MATCH(F111838&D111838, Data!$B$24:$B$47,0))","v":1.9964561142097742E-3},{"$f":"SUMPRODUCT((Data!$B$58:$B$60=Model!$F111838)*(Data!$C$57:$K$57=Model!$O111838)*(Data!$C$58:$K$60))","v":1.3477151645848988},86.522848354151009,1,{"$f":"IF(E111838<>\"Serviceable\",E111838,INDEX(Lists!$D$6:$D$8, MATCH(T111838,Lists!$C$6:$C$8,0)))","v":"Serviceable"},{"$f":"INDEX(Lists!$C$12:$C$26, MATCH(H111838, Lists!$B$12:$B$26,0))","v":"LV"}]
[null,247923,2010,"Wood Creos Impregnated","Serviceable","Class 2",20210823,"lv",740,2021,130,"No",true,10,{"$f":"INDEX(Lists!$B$32:$B$40, MATCH(YEAR(TODAY())-C111839, Lists!$C$32:$C$40,1))","v":"0-20"},235.5493157760051,{"$f":"INDEX(Data!$E$24:$E$47, MATCH(F111839&D111839, Data!$B$24:$B$47,0))","v":1.6118836915297091E-3},{"$f":"SUMPRODUCT((Data!$B$58:$B$60=Model!$F111839)*(Data!$C$57:$K$57=Model!$O111839)*(Data!$C$58:$K$60))","v":1.4303410669288035},115.69658933071196,1,{"$f":"IF(E111839<>\"Serviceable\",E111839,INDEX(Lists!$D$6:$D$8, MATCH(T111839,Lists!$C$6:$C$8,0)))","v":"Serviceable"},{"$f":"INDEX(Lists!$C$12:$C$26, MATCH(H111839, Lists!$B$12:$B$26,0))","v":"LV"}]
[null,247925,2010,"Wood Untreated Round","Serviceable","Class 3",20190711,"lv",1050,2019,90,"No",true,10,{"$f":"INDEX(Lists!$B$32:$B$40, MATCH(YEAR(TODAY())-C111840, Lists!$C$32:$C$40,1))","v":"0-20"},334.22538049298021,{"$f":"INDEX(Data!$E$24:$E$47, MATCH(F111840&D111840, Data!$B$24:$B$47,0))","v":1.8301435406698563E-3},{"$f":"SUMPRODUCT((Data!$B$58:$B$60=Model!$F111840)*(Data!$C$57:$K$57=Model!$O111840)*(Data!$C$58:$K$60))","v":1.7833496665670392},72.166503334329605,1,{"$f":"IF(E111840<>\"Serviceable\",E111840,INDEX(Lists!$D$6:$D$8, MATCH(T111840,Lists!$C$6:$C$8,0)))","v":"Serviceable"},{"$f":"INDEX(Lists!$C$12:$C$26, MATCH(H111840, Lists!$B$12:$B$26,0))","v":"LV"}]
[null,248233,2010,"Wood Creos Impregnated","Serviceable","Class 2",20220905,"lv",860,2022,100,"No",true,10,{"$f":"INDEX(Lists!$B$32:$B$40, MATCH(YEAR(TODAY())-C111841, Lists!$C$32:$C$40,1))","v":"0-20"},273.74650211805999,{"$f":"INDEX(Data!$E$24:$E$47, MATCH(F111841&D111841, Data!$B$24:$B$47,0))","v":1.6118836915297091E-3},{"$f":"SUMPRODUCT((Data!$B$58:$B$60=Model!$F111841)*(Data!$C$57:$K$57=Model!$O111841)*(Data!$C$58:$K$60))","v":1.4303410669288035},85.696589330711959,1,{"$f":"IF(E111841<>\"Serviceable\",E111841,INDEX(Lists!$D$6:$D$8, MATCH(T111841,Lists!$C$6:$C$8,0)))","v":"Serviceable"},{"$f":"INDEX(Lists!$C$12:$C$26, MATCH(H111841, Lists!$B$12:$B$26,0))","v":"LV"}]
[null,248320,2010,"Wood Creos Impregnated","Serviceable","Class 3",20101106,"lv/hv",850,2020,100,"No",true,10,{"$f":"INDEX(Lists!$B$32:$B$40, MATCH(YEAR(TODAY())-C111842, Lists!$C$32:$C$40,1))","v":"0-20"},270.5634032562221,{"$f":"INDEX(Data!$E$24:$E$47, MATCH(F111842&D111842, Data!$B$24:$B$47,0))","v":1.0684339161496522E-3},{"$f":"SUMPRODUCT((Data!$B$58:$B$60=Model!$F111842)*(Data!$C$57:$K$57=Model!$O111842)*(Data!$C$58:$K$60))","v":1.7833496665670392},82.166503334329605,1,{"$f":"IF(E111842<>\"Serviceable\",E111842,INDEX(Lists!$D$6:$D$8, MATCH(T111842,Lists!$C$6:$C$8,0)))","v":"Serviceable"},{"$f":"INDEX(Lists!$C$12:$C$26, MATCH(H111842, Lists!$B$12:$B$26,0))","v":"HV"}]
[null,248586,2013,"Wood Creos Impregnated","Serviceable","Class 3",20130420,"lv",890,2020,100,"No",true,10,{"$f":"INDEX(Lists!$B$32:$B$40, MATCH(YEAR(TODAY())-C111843, Lists!$C$32:$C$40,1))","v":"0-20"},283.29579870357372,{"$f":"INDEX(Data!$E$24:$E$47, MATCH(F111843&D111843, Data!$B$24:$B$47,0))","v":1.0684339161496522E-3},{"$f":"SUMPRODUCT((Data!$B$58:$B$60=Model!$F111843)*(Data!$C$57:$K$57=Model!$O111843)*(Data!$C$58:$K$60))","v":1.7833496665670392},82.166503334329605,1,{"$f":"IF(E111843<>\"Serviceable\",E111843,INDEX(Lists!$D$6:$D$8, MATCH(T111843,Lists!$C$6:$C$8,0)))","v":"Serviceable"},{"$f":"INDEX(Lists!$C$12:$C$26, MATCH(H111843, Lists!$B$12:$B$26,0))","v":"LV"}]
[null,249654,2011,"Wood Untreated Dressed","Serviceable","Class 1",20170901,"lv",999,2022,100,"No",true,10,{"$f":"INDEX(Lists!$B$32:$B$40, MATCH(YEAR(TODAY())-C111844, Lists!$C$32:$C$40,1))","v":"0-20"},317.99157629760691,{"$f":"INDEX(Data!$E$24:$E$47, MATCH(F111844&D111844, Data!$B$24:$B$47,0))","v":1.9964561142097742E-3},{"$f":"SUMPRODUCT((Data!$B$58:$B$60=Model!$F111844)*(Data!$C$57:$K$57=Model!$O111844)*(Data!$C$58:$K$60))","v":1.3477151645848988},86.522848354151009,1,{"$f":"IF(E111844<>\"Serviceable\",E111844,INDEX(Lists!$D$6:$D$8, MATCH(T111844,Lists!$C$6:$C$8,0)))","v":"Serviceable"},{"$f":"INDEX(Lists!$C$12:$C$26, MATCH(H111844, Lists!$B$12:$B$26,0))","v":"LV"}]
[null,249680,2011,"Wood Creos Impregnated","Serviceable","Class 3",20171127,"lv",810,2022,100,"No",true,10,{"$f":"INDEX(Lists!$B$32:$B$40, MATCH(YEAR(TODAY())-C111845, Lists!$C$32:$C$40,1))","v":"0-20"},257.83100780887048,{"$f":"INDEX(Data!$E$24:$E$47, MATCH(F111845&D111845, Data!$B$24:$B$47,0))","v":1.0684339161496522E-3},{"$f":"SUMPRODUCT((Data!$B$58:$B$60=Model!$F111845)*(Data!$C$57:$K$57=Model!$O111845)*(Data!$C$58:$K$60))","v":1.7833496665670392},82.166503334329605,1,{"$f":"IF(E111845<>\"Serviceable\",E111845,INDEX(Lists!$D$6:$D$8, MATCH(T111845,Lists!$C$6:$C$8,0)))","v":"Serviceable"},{"$f":"INDEX(Lists!$C$12:$C$26, MATCH(H111845, Lists!$B$12:$B$26,0))","v":"LV"}]
[null,249956,2011,"Wood Other","Serviceable","Class 3",20170426,"lv",910,2022,100,"No",true,10,{"$f":"INDEX(Lists!$B$32:$B$40, MATCH(YEAR(TODAY())-C111846, Lists!$C$32:$C$40,1))","v":"0-20"},289.66199642724951,{"$f":"INDEX(Data!$E$24:$E$47, MATCH(F111846&D111846, Data!$B$24:$B$47,0))","v":1.8301435406698563E-3},{"$f":"SUMPRODUCT((Data!$B$58:$B$60=Model!$F111846)*(Data!$C$57:$K$57=Model!$O111846)*(Data!$C$58:$K$60))","v":1.7833496665670392},82.166503334329605,1,{"$f":"IF(E111846<>\"Serviceable\",E111846,INDEX(Lists!$D$6:$D$8, MATCH(T111846,Lists!$C$6:$C$8,0)))","v":"Serviceable"},{"$f":"INDEX(Lists!$C$12:$C$26, MATCH(H111846, Lists!$B$12:$B$26,0))","v":"LV"}]
[null,252327,2011,"Wood Creos Impregnated","Serviceable","Class 3",20111229,"lv",999,2021,999,"No",true,10,{"$f":"INDEX(Lists!$B$32:$B$40, MATCH(YEAR(TODAY())-C111847, Lists!$C$32:$C$40,1))","v":"0-20"},317.99157629760691,{"$f":"INDEX(Data!$E$24:$E$47, MATCH(F111847&D111847, Data!$B$24:$B$47,0))","v":1.0684339161496522E-3},{"$f":"SUMPRODUCT((Data!$B$58:$B$60=Model!$F111847)*(Data!$C$57:$K$57=Model!$O111847)*(Data!$C$58:$K$60))","v":1.7833496665670392},999,1,{"$f":"IF(E111847<>\"Serviceable\",E111847,INDEX(Lists!$D$6:$D$8, MATCH(T111847,Lists!$C$6:$C$8,0)))","v":"Serviceable"},{"$f":"INDEX(Lists!$C$12:$C$26, MATCH(H111847, Lists!$B$12:$B$26,0))","v":"LV"}]
[null,252374,1989,"Wood Untreated Round","Serviceable","Class 3",19890506,"lv/hv",999,2022,80,"No",true,10,{"$f":"INDEX(Lists!$B$32:$B$40, MATCH(YEAR(TODAY())-C111848, Lists!$C$32:$C$40,1))","v":"31-40"},317.99157629760691,{"$f":"INDEX(Data!$E$24:$E$47, MATCH(F111848&D111848, Data!$B$24:$B$47,0))","v":1.8301435406698563E-3},{"$f":"SUMPRODUCT((Data!$B$58:$B$60=Model!$F111848)*(Data!$C$57:$K$57=Model!$O111848)*(Data!$C$58:$K$60))","v":3.6307860245411354},43.692139754588645,2,{"$f":"IF(E111848<>\"Serviceable\",E111848,INDEX(Lists!$D$6:$D$8, MATCH(T111848,Lists!$C$6:$C$8,0)))","v":"Limited Life"},{"$f":"INDEX(Lists!$C$12:$C$26, MATCH(H111848, Lists!$B$12:$B$26,0))","v":"HV"}]
[null,258370,2011,"Wood Creos Impregnated","Serviceable","Class 3",20180424,"pl",930,2022,100,"No",true,10,{"$f":"INDEX(Lists!$B$32:$B$40, MATCH(YEAR(TODAY())-C111849, Lists!$C$32:$C$40,1))","v":"0-20"},296.02819415092534,{"$f":"INDEX(Data!$E$24:$E$47, MATCH(F111849&D111849, Data!$B$24:$B$47,0))","v":1.0684339161496522E-3},{"$f":"SUMPRODUCT((Data!$B$58:$B$60=Model!$F111849)*(Data!$C$57:$K$57=Model!$O111849)*(Data!$C$58:$K$60))","v":1.7833496665670392},82.166503334329605,1,{"$f":"IF(E111849<>\"Serviceable\",E111849,INDEX(Lists!$D$6:$D$8, MATCH(T111849,Lists!$C$6:$C$8,0)))","v":"Serviceable"},{"$f":"INDEX(Lists!$C$12:$C$26, MATCH(H111849, Lists!$B$12:$B$26,0))","v":"LV"}]
[null,260924,2014,"Wood Creos Impregnated","Serviceable","Class 3",20140521,"lv",999,2021,90,"No",true,10,{"$f":"INDEX(Lists!$B$32:$B$40, MATCH(YEAR(TODAY())-C111850, Lists!$C$32:$C$40,1))","v":"0-20"},317.99157629760691,{"$f":"INDEX(Data!$E$24:$E$47, MATCH(F111850&D111850, Data!$B$24:$B$47,0))","v":1.0684339161496522E-3},{"$f":"SUMPRODUCT((Data!$B$58:$B$60=Model!$F111850)*(Data!$C$57:$K$57=Model!$O111850)*(Data!$C$58:$K$60))","v":1.7833496665670392},72.166503334329605,1,{"$f":"IF(E111850<>\"Serviceable\",E111850,INDEX(Lists!$D$6:$D$8, MATCH(T111850,Lists!$C$6:$C$8,0)))","v":"Serviceable"},{"$f":"INDEX(Lists!$C$12:$C$26, MATCH(H111850, Lists!$B$12:$B$26,0))","v":"LV"}]
[null,262082,2013,"Wood Other","Serviceable","Class 2",20180314,"stay",980,2020,70,"No",true,10,{"$f":"INDEX(Lists!$B$32:$B$40, MATCH(YEAR(TODAY())-C111851, Lists!$C$32:$C$40,1))","v":"0-20"},311.94368846011486,{"$f":"INDEX(Data!$E$24:$E$47, MATCH(F111851&D111851, Data!$B$24:$B$47,0))","v":2.1997700016428453E-3},{"$f":"SUMPRODUCT((Data!$B$58:$B$60=Model!$F111851)*(Data!$C$57:$K$57=Model!$O111851)*(Data!$C$58:$K$60))","v":1.4303410669288035},55.696589330711966,2,{"$f":"IF(E111851<>\"Serviceable\",E111851,INDEX(Lists!$D$6:$D$8, MATCH(T111851,Lists!$C$6:$C$8,0)))","v":"Limited Life"},{"$f":"INDEX(Lists!$C$12:$C$26, MATCH(H111851, Lists!$B$12:$B$26,0))","v":"LV"}]
[null,267222,2010,"Wood Creos Impregnated","Serviceable","Class 3",20200423,"lv/hv",940,2020,90,"No",true,10,{"$f":"INDEX(Lists!$B$32:$B$40, MATCH(YEAR(TODAY())-C111852, Lists!$C$32:$C$40,1))","v":"0-20"},299.21129301276324,{"$f":"INDEX(Data!$E$24:$E$47, MATCH(F111852&D111852, Data!$B$24:$B$47,0))","v":1.0684339161496522E-3},{"$f":"SUMPRODUCT((Data!$B$58:$B$60=Model!$F111852)*(Data!$C$57:$K$57=Model!$O111852)*(Data!$C$58:$K$60))","v":1.7833496665670392},72.166503334329605,1,{"$f":"IF(E111852<>\"Serviceable\",E111852,INDEX(Lists!$D$6:$D$8, MATCH(T111852,Lists!$C$6:$C$8,0)))","v":"Serviceable"},{"$f":"INDEX(Lists!$C$12:$C$26, MATCH(H111852, Lists!$B$12:$B$26,0))","v":"HV"}]
[null,268094,2014,"Wood Creos Impregnated","Serviceable","Class 3",20170403,"lv",999,2021,100,"No",true,10,{"$f":"INDEX(Lists!$B$32:$B$40, MATCH(YEAR(TODAY())-C111853, Lists!$C$32:$C$40,1))","v":"0-20"},317.99157629760691,{"$f":"INDEX(Data!$E$24:$E$47, MATCH(F111853&D111853, Data!$B$24:$B$47,0))","v":1.0684339161496522E-3},{"$f":"SUMPRODUCT((Data!$B$58:$B$60=Model!$F111853)*(Data!$C$57:$K$57=Model!$O111853)*(Data!$C$58:$K$60))","v":1.7833496665670392},82.166503334329605,1,{"$f":"IF(E111853<>\"Serviceable\",E111853,INDEX(Lists!$D$6:$D$8, MATCH(T111853,Lists!$C$6:$C$8,0)))","v":"Serviceable"},{"$f":"INDEX(Lists!$C$12:$C$26, MATCH(H111853, Lists!$B$12:$B$26,0))","v":"LV"}]
[null,272073,2014,"Wood Creos Impregnated","Serviceable","Class 3",20160831,"hv",720,2021,100,"No",true,10,{"$f":"INDEX(Lists!$B$32:$B$40, MATCH(YEAR(TODAY())-C111854, Lists!$C$32:$C$40,1))","v":"0-20"},229.18311805232929,{"$f":"INDEX(Data!$E$24:$E$47, MATCH(F111854&D111854, Data!$B$24:$B$47,0))","v":1.0684339161496522E-3},{"$f":"SUMPRODUCT((Data!$B$58:$B$60=Model!$F111854)*(Data!$C$57:$K$57=Model!$O111854)*(Data!$C$58:$K$60))","v":1.7833496665670392},82.166503334329605,1,{"$f":"IF(E111854<>\"Serviceable\",E111854,INDEX(Lists!$D$6:$D$8, MATCH(T111854,Lists!$C$6:$C$8,0)))","v":"Serviceable"},{"$f":"INDEX(Lists!$C$12:$C$26, MATCH(H111854, Lists!$B$12:$B$26,0))","v":"HV"}]
[null,279117,2014,"Wood Creos Impregnated","Serviceable","Class 3",20190220,"lv",999,2023,90,"No",true,10,{"$f":"INDEX(Lists!$B$32:$B$40, MATCH(YEAR(TODAY())-C111855, Lists!$C$32:$C$40,1))","v":"0-20"},317.99157629760691,{"$f":"INDEX(Data!$E$24:$E$47, MATCH(F111855&D111855, Data!$B$24:$B$47,0))","v":1.0684339161496522E-3},{"$f":"SUMPRODUCT((Data!$B$58:$B$60=Model!$F111855)*(Data!$C$57:$K$57=Model!$O111855)*(Data!$C$58:$K$60))","v":1.7833496665670392},72.166503334329605,1,{"$f":"IF(E111855<>\"Serviceable\",E111855,INDEX(Lists!$D$6:$D$8, MATCH(T111855,Lists!$C$6:$C$8,0)))","v":"Serviceable"},{"$f":"INDEX(Lists!$C$12:$C$26, MATCH(H111855, Lists!$B$12:$B$26,0))","v":"LV"}]
[null,322080,2015,"Wood Creos Impregnated","Serviceable","Class 3",20181021,"lv",720,2020,100,"No",true,10,{"$f":"INDEX(Lists!$B$32:$B$40, MATCH(YEAR(TODAY())-C111856, Lists!$C$32:$C$40,1))","v":"0-20"},229.18311805232929,{"$f":"INDEX(Data!$E$24:$E$47, MATCH(F111856&D111856, Data!$B$24:$B$47,0))","v":1.0684339161496522E-3},{"$f":"SUMPRODUCT((Data!$B$58:$B$60=Model!$F111856)*(Data!$C$57:$K$57=Model!$O111856)*(Data!$C$58:$K$60))","v":1.7833496665670392},82.166503334329605,1,{"$f":"IF(E111856<>\"Serviceable\",E111856,INDEX(Lists!$D$6:$D$8, MATCH(T111856,Lists!$C$6:$C$8,0)))","v":"Serviceable"},{"$f":"INDEX(Lists!$C$12:$C$26, MATCH(H111856, Lists!$B$12:$B$26,0))","v":"LV"}]
[null,359152,2015,"Wood Salt Impregnated (Green)","Serviceable","Class 2",19940626,"lv/hv",940,2020,999,"No",true,10,{"$f":"INDEX(Lists!$B$32:$B$40, MATCH(YEAR(TODAY())-C111857, Lists!$C$32:$C$40,1))","v":"0-20"},299.21129301276324,{"$f":"INDEX(Data!$E$24:$E$47, MATCH(F111857&D111857, Data!$B$24:$B$47,0))","v":1.6118836915297091E-3},{"$f":"SUMPRODUCT((Data!$B$58:$B$60=Model!$F111857)*(Data!$C$57:$K$57=Model!$O111857)*(Data!$C$58:$K$60))","v":1.4303410669288035},999,1,{"$f":"IF(E111857<>\"Serviceable\",E111857,INDEX(Lists!$D$6:$D$8, MATCH(T111857,Lists!$C$6:$C$8,0)))","v":"Serviceable"},{"$f":"INDEX(Lists!$C$12:$C$26, MATCH(H111857, Lists!$B$12:$B$26,0))","v":"HV"}]
[null,359183,2015,"Wood Creos Impregnated","Serviceable","Class 3",20201013,"lv",999,2020,100,"No",true,10,{"$f":"INDEX(Lists!$B$32:$B$40, MATCH(YEAR(TODAY())-C111858, Lists!$C$32:$C$40,1))","v":"0-20"},317.99157629760691,{"$f":"INDEX(Data!$E$24:$E$47, MATCH(F111858&D111858, Data!$B$24:$B$47,0))","v":1.0684339161496522E-3},{"$f":"SUMPRODUCT((Data!$B$58:$B$60=Model!$F111858)*(Data!$C$57:$K$57=Model!$O111858)*(Data!$C$58:$K$60))","v":1.7833496665670392},82.166503334329605,1,{"$f":"IF(E111858<>\"Serviceable\",E111858,INDEX(Lists!$D$6:$D$8, MATCH(T111858,Lists!$C$6:$C$8,0)))","v":"Serviceable"},{"$f":"INDEX(Lists!$C$12:$C$26, MATCH(H111858, Lists!$B$12:$B$26,0))","v":"LV"}]
[null,419364,2017,"Wood Untreated Dressed","Serviceable","Class 1",20130909,"lv/hv",1000,2022,999,"No",true,10,{"$f":"INDEX(Lists!$B$32:$B$40, MATCH(YEAR(TODAY())-C111859, Lists!$C$32:$C$40,1))","v":"0-20"},318.3098861837907,{"$f":"INDEX(Data!$E$24:$E$47, MATCH(F111859&D111859, Data!$B$24:$B$47,0))","v":1.9964561142097742E-3},{"$f":"SUMPRODUCT((Data!$B$58:$B$60=Model!$F111859)*(Data!$C$57:$K$57=Model!$O111859)*(Data!$C$58:$K$60))","v":1.3477151645848988},999,1,{"$f":"IF(E111859<>\"Serviceable\",E111859,INDEX(Lists!$D$6:$D$8, MATCH(T111859,Lists!$C$6:$C$8,0)))","v":"Serviceable"},{"$f":"INDEX(Lists!$C$12:$C$26, MATCH(H111859, Lists!$B$12:$B$26,0))","v":"HV"}]
[null,421215,2018,"Wood Creos Impregnated","Serviceable","Class 3",20190215,"pl",720,2021,100,"No",true,10,{"$f":"INDEX(Lists!$B$32:$B$40, MATCH(YEAR(TODAY())-C111860, Lists!$C$32:$C$40,1))","v":"0-20"},229.18311805232929,{"$f":"INDEX(Data!$E$24:$E$47, MATCH(F111860&D111860, Data!$B$24:$B$47,0))","v":1.0684339161496522E-3},{"$f":"SUMPRODUCT((Data!$B$58:$B$60=Model!$F111860)*(Data!$C$57:$K$57=Model!$O111860)*(Data!$C$58:$K$60))","v":1.7833496665670392},82.166503334329605,1,{"$f":"IF(E111860<>\"Serviceable\",E111860,INDEX(Lists!$D$6:$D$8, MATCH(T111860,Lists!$C$6:$C$8,0)))","v":"Serviceable"},{"$f":"INDEX(Lists!$C$12:$C$26, MATCH(H111860, Lists!$B$12:$B$26,0))","v":"LV"}]
[null,449079,2019,"Wood Untreated Round","Serviceable","Class 3",20221205,"lv/future hv",830,2022,90,"Yes",true,9,{"$f":"INDEX(Lists!$B$32:$B$40, MATCH(YEAR(TODAY())-C111861, Lists!$C$32:$C$40,1))","v":"0-20"},264.19720553254626,{"$f":"INDEX(Data!$E$24:$E$47, MATCH(F111861&D111861, Data!$B$24:$B$47,0))","v":1.8301435406698563E-3},{"$f":"SUMPRODUCT((Data!$B$58:$B$60=Model!$F111861)*(Data!$C$57:$K$57=Model!$O111861)*(Data!$C$58:$K$60))","v":1.7833496665670392},73.949853000896638,1,{"$f":"IF(E111861<>\"Serviceable\",E111861,INDEX(Lists!$D$6:$D$8, MATCH(T111861,Lists!$C$6:$C$8,0)))","v":"Serviceable"},{"$f":"INDEX(Lists!$C$12:$C$26, MATCH(H111861, Lists!$B$12:$B$26,0))","v":"LV"}]

{"sheet":"Data","index":3,"n_rows":60,"n_cols":12,"rows_kept":60,"cut":false,"hidden":false,"merged":[]}
["United Energy"]
["Data"]
[]
[]
[null,"Forecast end year",2031]
[null,"Current year",2023]
[]
[]
[]
[null,"Intervention ratio"]
[null,"Serviceable",0]
[null,"Limited Life",0.8]
[null,"Unserviceable",1]
[]
[]
[null,"Staking ratio"]
[null,"Staking ratio LV",0.48918315591901573]
[null,"Staking ratio HV",0.48918315591901573]
[null,"Staking ratio SubT",0.48918315591901573]
[]
[]
[]
[null,"Aggregated","Class","Treatment","Reduction (%/yr)"]
[null,{"$f":"_xlfn.CONCAT(C24,D24)","v":"Class 1Wood Untreated Dressed"},"Class 1","Wood Untreated Dressed",1.9964561142097742E-3]
[null,"Class 1Wood Creos Impregnated","Class 1","Wood Creos Impregnated",9.9474993092014377E-4]
[null,"Class 1Wood Other","Class 1","Wood Other",1.9964561142097742E-3]
[null,"Class 1Wood Untreated Round","Class 1","Wood Untreated Round",1.9964561142097742E-3]
[null,"Class 1Wood Salt Impregnated (Green)","Class 1","Wood Salt Impregnated (Green)",9.9474993092014377E-4]
[null,"Class 1Wood Penta Impregnated","Class 1","Wood Penta Impregnated",9.9474993092014377E-4]
[null,"Class 2Wood Untreated Dressed","Class 2","Wood Untreated Dressed",2.1997700016428453E-3]
[null,"Class 2Wood Creos Impregnated","Class 2","Wood Creos Impregnated",1.6118836915297091E-3]
[null,"Class 2Wood Other","Class 2","Wood Other",2.1997700016428453E-3]
[null,"Class 2Wood Untreated Round","Class 2","Wood Untreated Round",2.1997700016428453E-3]
[null,"Class 2Wood Salt Impregnated (Green)","Class 2","Wood Salt Impregnated (Green)",1.6118836915297091E-3]
[null,"Class 2Wood Penta Impregnated","Class 2","Wood Penta Impregnated",1.6118836915297091E-3]
[null,"Class 3Wood Untreated Dressed","Class 3","Wood Untreated Dressed",1.8301435406698563E-3]
[null,"Class 3Wood Creos Impregnated","Class 3","Wood Creos Impregnated",1.0684339161496522E-3]
[null,"Class 3Wood Other","Class 3","Wood Other",1.8301435406698563E-3]
[null,"Class 3Wood Untreated Round","Class 3","Wood Untreated Round",1.8301435406698563E-3]
[null,"Class 3Wood Salt Impregnated (Green)","Class 3","Wood Salt Impregnated (Green)",1.0684339161496522E-3]
[null,"Class 3Wood Penta Impregnated","Class 3","Wood Penta Impregnated",1.0684339161496522E-3]
[null,"UnknownWood Untreated Dressed","Unknown","Wood Untreated Dressed",1.8301435406698563E-3]
[null,"UnknownWood Creos Impregnated","Unknown","Wood Creos Impregnated",1.0684339161496522E-3]
[null,"UnknownWood Other","Unknown","Wood Other",1.8301435406698563E-3]
[null,"UnknownWood Untreated Round","Unknown","Wood Untreated Round",1.8301435406698563E-3]
[null,"UnknownWood Salt Impregnated (Green)","Unknown","Wood Salt Impregnated (Green)",1.0684339161496522E-3]
[null,"UnknownWood Penta Impregnated","Unknown","Wood Penta Impregnated",1.0684339161496522E-3]
[]
[]
[]
[]
[]
[]
[]
[]
[null,null,{"$f":"C62","v":0},0,0,0,0,0,0,0,0,"Ave"]
[null,"SWT annual reduction in mm","0-20","21-30","31-40","41-50","51-60","61-70","71-80","81-90","90+","Ave"]
[null,{"$f":"C24","v":"Class 1"},1.3477151645848988,2.1651652228345815,3.0038452968326621,1.7977578417715214,1.3557210085184006,2.3795837981601728,2.0707751244791428,2.8392735823590045,1.4835341045333483,1.7525853118203198]
[null,{"$f":"C30","v":"Class 2"},1.4303410669288035,1.9003299563977134,2.6204462517795317,3.126815166746074,2.6773548093458861,2.227481027604485,3.8603406961656446,3.7373518625535924,1.9442607157447356,2.5550468382314455]
[null,{"$f":"C36","v":"Class 3"},1.7833496665670392,1.964589315203191,3.6307860245411354,3.2595928155551883,2.6564859251595059,1.9802031311051838,1.8262043973883222,2.4696681656569841,1.8375412198409926,2.2658288262591459]

{"sheet":"Lists","index":4,"n_rows":40,"n_cols":4,"rows_kept":40,"cut":false,"hidden":false,"merged":[]}
["United Energy"]
["Lists"]
[]
[]
[null,"Pole condition"]
[null,"Serviceable",1,{"$f":"B6","v":"Serviceable"}]
[null,"Limited Life",2,{"$f":"B7","v":"Limited Life"}]
[null,"Unserviceable",3,{"$f":"B8","v":"Unserviceable"}]
[]
[]
[null,"GIS Classification","Voltage"]
[null,"lv/hv/sub-transmission","Sub-T"]
[null,"lv/hv","HV"]
[null,"lv/sub-transmission","Sub-T"]
[null,"sub-transmission","Sub-T"]
[null,"lv/future hv/sub-transmission","Sub-T"]
[null,"hv/sub-transmission","Sub-T"]
[null,"lv","LV"]
[null,"lv/future hv","LV"]
[null,"lv/hv/future sub-transmission","HV"]
[null,"hv","HV"]
[null,"stay","LV"]
[null,"pl","LV"]
[null,"hv/future sub-transmission","HV"]
[null,"future hv/sub-transmission","Sub-T"]
[null,"lv/pl","LV"]
[]
[]
[]
[]
[null,"Age group","Min age"]
[null,"0-20",0]
[null,"21-30",21]
[null,"31-40",{"$f":"C33+10","v":31}]
[null,"41-50",41]
[null,"51-60",51]
[null,"61-70",61]
[null,"71-80",71]
[null,"81-90",81]
[null,"90+",91]