## Notes
Notes
Simulation number |  | The sequential simulation identifier of each annual simulation - numbered between 1 and 594. Each simulation is modelled at the hourly resolution level - giving 8,760 hourly simulated outputs.
Unplanned outage set |  | Identifier of the hourly unplanned outage set used in the given simulation - numbered between 1 and 11. A stochastic availability model is used to develop the 11 annual simulations of hourly dispatchable power station availability.
Weather set |  | Identifier of the hourly demand and renewable energy resources trace set used in the given simulation - numbered between 1 and 54. A stochastic demand and renewable energy resource model is used to develop 54 weather influenced annual simulations of hourly demand (system and customer demand) and renewable energy resource traces.
Energy and demand (as generated) | Annual regional energy (GWh) | The annual regional scheduled and semi-scheduled energy requirements for the given region and given weather set - taken as the sum of the 8,760 hourly simulated regional demands.
| Annual regional peak demand (MW) | The annual regional scheduled and semi-scheduled maximum demand for the given region and given weather set.
| Annual energy - Network Name (GWh) | The annual energy requirements for the given small customer demand profile and given weather set.
| Annual peak demand - Network Name (MW) | The annual peak demand for the given small customer demand profile and given weather set.
Spot Price (nominal at the regional reference node) | Annual regional time weighted spot price ($/MWh) | The simple average of the hourly simulated spot prices for the given region and simulation number.
| Annual regional Demand weighted spot price ($/MWh) | The demand weighted average of the hourly simulated spot prices for the given region and simulation number - using the corresponding hourly regional demands as the weights.
| Number of hours spot prices above $300 | The number of simulated hourly prices in a given simulation that exceed $300/MWh for the given region and simulation number.
| Contribution of spot prices above $300 to annual average spot price ($/MWh) | The contribution to the annual time weighted spot price of simulated hourly prices in a given simulation that exceed $300/MWh for the given region and simulation number.
| Annual Demand weighted spot price - Network Name ($/MWh) | The demand weighted average of the hourly simulated spot prices for the given small customer demand profile and simulation number - using the corresponding hourly small customer demand profile demands as the weights.
Hedged price (nominal at the regional reference node) | Annual hedged price - Network Name ($/MWh) | Sum of the hourly spot purchase costs, contract purchase costs (adopting a fixed quarterly hedging strategy and estimated contract prices), and hedge difference payments, divided by the annual energy to derive a price in $/MWh terms for a given small customer demand profile and simulation number.

## Qld
Summary of results for 594 market simulations for 2025-26 - Queensland
Simulation number | Unplanned outage set | Weather set | Energy and demand (as generated) |  |  |  | Spot Price (nominal at the regional reference node) |  |  |  |  | Hedged price (nominal at the regional reference node)
|  |  | Annual regional energy (GWh) | Annual regional peak demand (MW) | Annual energy - Energex (GWh) | Annual peak demand - Energex (MW) | Annual regional time weighted spot price ($/MWh) | Annual regional Demand weighted spot price ($/MWh) | Number of hours spot prices above $300 | Contribution of spot prices above $300 to annual average spot price ($/MWh) | Annual Demand weighted spot price - Energex ($/MWh) | Annual hedged price - Energex ($/MWh)
1 | 1 | 1 | 53932.5754 | 10981.887 | 6643.3504 | 2641.0605 | 134.42 | 158.67 | 263 | 33.2233 | 190.56 | 144.13
2 | 1 | 2 | 53644.337 | 9983.2092 | 6539.022 | 2051.2502 | 113.7 | 129.37 | 223 | 15.332 | 147.77 | 155.94
3 | 1 | 3 | 53787.8231 | 10981.887 | 6553.5229 | 2641.0605 | 123.98 | 143.86 | 260 | 24.7318 | 165.74 | 149.3
4 | 1 | 4 | 53878.8505 | 11210.7695 | 6583.5617 | 2518.9966 | 128.72 | 152.07 | 217 | 30.6869 | 175.37 | 150.82
5 | 1 | 5 | 53728.3342 | 11210.7695 | 6588.6476 | 2518.9966 | 120.72 | 142.4 | 200 | 22.6884 | 170.55 | 148.14
6 | 1 | 6 | 53942.5591 | 10981.887 | 6637.1224 | 2641.0605 | 131.11 | 156.19 | 230 | 31.8547 | 189.18 | 144.28
7 | 1 | 7 | 53901.2823 | 11210.7695 | 6711.1335 | 2641.0605 | 131.29 | 157.3 | 253 | 32.4054 | 189.17 | 142.66
8 | 1 | 8 | 53981.5078 | 10981.887 | 6708.7214 | 2641.0605 | 137.83 | 167.16 | 259 | 37.4001 | 204.47 | 135.54
9 | 1 | 9 | 53573.0324 | 10369.6366 | 6492.3798 | 2115.3134 | 120.51 | 139.57 | 237 | 22.6121 | 159.52 | 147.5
10 | 1 | 10 | 54230.1242 | 11030.2522 | 6716.956 | 2641.0605 | 147.63 | 181.57 | 304 | 46.2958 | 227.68 | 136.12
11 | 1 | 11 | 53891.7346 | 11030.2522 | 6598.1359 | 2323.8788 | 133.33 | 156.83 | 214 | 35.1246 | 187.02 | 144.38
12 | 1 | 12 | 54132.2973 | 11030.2522 | 6701.2224 | 2641.0605 | 122.58 | 142.17 | 260 | 21.9403 | 165.81 | 150.02
13 | 1 | 13 | 53932.0585 | 11210.7695 | 6681.4066 | 2641.0605 | 131.75 | 157.37 | 279 | 31.6334 | 190.82 | 141.54
14 | 1 | 14 | 53989.3863 | 10733.6887 | 6567.5281 | 2498.7149 | 120.69 | 139.56 | 214 | 21.8879 | 163.87 | 151.1
15 | 1 | 15 | 54091.8235 | 11210.7695 | 6722.2185 | 2641.0605 | 126.55 | 149.42 | 199 | 27.5183 | 178.72 | 149.12
16 | 1 | 16 | 54309.0274 | 10981.887 | 6765.2958 | 2641.0605 | 131.42 | 156.53 | 236 | 28.9237 | 188.08 | 151.35
17 | 1 | 17 | 54241.5775 | 11210.7695 | 6745.8612 | 2641.0605 | 139.94 | 172.13 | 325 | 37.1249 | 214.2 | 139.7
18 | 1 | 18 | 53955.8507 | 10981.887 | 6608.5058 | 2641.0605 | 116.64 | 133.17 | 211 | 17.7594 | 153.34 | 157.86
19 | 1 | 19 | 53747.4454 | 10562.0538 | 6534.7112 | 2115.3134 | 131.21 | 156.37 | 229 | 33.0458 | 183.95 | 136.57
20 | 1 | 20 | 53903.0745 | 10981.887 | 6588.3067 | 2641.0605 | 130 | 151.09 | 215 | 29.5546 | 179.9 | 151.57
21 | 1 | 21 | 54180.766 | 11030.2522 | 6624.9134 | 2323.8788 | 124.04 | 145.71 | 227 | 23.5826 | 169.48 | 150.57
22 | 1 | 22 | 53919.0055 | 11030.2522 | 6672.5117 | 2641.0605 | 134.38 | 163.09 | 233 | 35.0258 | 203.67 | 148.91
23 | 1 | 23 | 53583.871 | 10562.0538 | 6480.9463 | 2122.5321 | 115.13 | 133.25 | 205 | 17.2722 | 151.97 | 148.58
24 | 1 | 24 | 53806.9733 | 10981.887 | 6513.8586 | 2641.0605 | 114.46 | 133.48 | 227 | 16.5723 | 156.4 | 154.98
25 | 1 | 25 | 53693.6771 | 11210.7695 | 6575.6426 | 2641.0605 | 124.34 | 145.76 | 207 | 25.8795 | 172.24 | 152.35
26 | 1 | 26 | 53884.8156 | 11030.2522 | 6621.2898 | 2641.0605 | 111.56 | 128.41 | 176 | 12.7558 | 146.39 | 157.6
27 | 1 | 27 | 53721.878 | 10981.887 | 6557.1577 | 2641.0605 | 118.31 | 135.55 | 211 | 20.737 | 156.77 | 151.22
28 | 1 | 28 | 53999.5099 | 11210.7695 | 6716.2714 | 2641.0605 | 138.27 | 166.53 | 261 | 37.4413 | 205.48 | 141.04
29 | 1 | 29 | 53539.6491 | 10733.6887 | 6467.6944 | 2498.7149 | 125.98 | 151.13 | 200 | 30.7247 | 183.95 | 140.98
30 | 1 | 30 | 53351.9333 | 10981.887 | 6456.851 | 2641.0605 | 111.05 | 128.96 | 154 | 16.2031 | 147.27 | 146.69
31 | 1 | 31 | 53447.065 | 10282.0054 | 6496.5114 | 2086.3526 | 114.17 | 132.29 | 186 | 17.5277 | 151.83 | 154.97
32 | 1 | 32 | 54128.5449 | 11210.7695 | 6678.6955 | 2518.9966 | 132.02 | 159 | 243 | 31.7362 | 192.11 | 147.69
33 | 1 | 33 | 53727.7886 | 10981.887 | 6504.5917 | 2641.0605 | 120.92 | 140.27 | 205 | 23.6822 | 163.19 | 146.9
34 | 1 | 34 | 54273.1311 | 11210.7695 | 6722.0361 | 2641.0605 | 147.62 | 183.55 | 289 | 46.0371 | 231.73 | 137.39
35 | 1 | 35 | 53919.735 | 11030.2522 | 6579.3322 | 2641.0605 | 129.91 | 157.93 | 198 | 31.9585 | 193.83 | 154.93
36 | 1 | 36 | 53914.1462 | 11210.7695 | 6618.8152 | 2641.0605 | 118.16 | 138.05 | 200 | 18.4009 | 160.22 | 155.06
37 | 1 | 37 | 53724.1981 | 11210.7695 | 6509.8332 | 2518.9966 | 115.61 | 133.69 | 205 | 18.2263 | 152.36 | 149.7
38 | 1 | 38 | 53580.8585 | 11030.2522 | 6448.3131 | 2320.3318 | 123.43 | 146.41 | 217 | 27.7557 | 174 | 152.17
39 | 1 | 39 | 53997.4918 | 11210.7695 | 6647.9705 | 2641.0605 | 139.24 | 168.49 | 264 | 40.2549 | 207.75 | 136.63
40 | 1 | 40 | 53798.0814 | 11210.7695 | 6584.1745 | 2518.9966 | 122.4 | 146.14 | 199 | 25.6824 | 171.38 | 144
41 | 1 | 41 | 53604.8088 | 11030.2522 | 6506.8703 | 2320.3318 | 126.65 | 148.47 | 198 | 28.7364 | 174.04 | 145.83
42 | 1 | 42 | 53793.0878 | 11210.7695 | 6527.0182 | 2641.0605 | 117.45 | 136.65 | 182 | 20.6319 | 163.15 | 153.53
43 | 1 | 43 | 53913.3951 | 10981.887 | 6547.5295 | 2641.0605 | 129.95 | 154.39 | 244 | 29.7716 | 181.93 | 144.59
44 | 1 | 44 | 54074.3579 | 11030.2522 | 6597.2026 | 2641.0605 | 120.97 | 141.95 | 225 | 22.7245 | 164.03 | 146.04
45 | 1 | 45 | 53921.8384 | 11210.7695 | 6638.0757 | 2518.9966 | 128.95 | 152.79 | 232 | 28.6231 | 182.9 | 144.39
46 | 1 | 46 | 53625.5371 | 10981.887 | 6578.5696 | 2641.0605 | 126.13 | 149.61 | 224 | 28.5779 | 179.17 | 147.95
47 | 1 | 47 | 54056.3524 | 11030.2522 | 6655.8011 | 2641.0605 | 130.88 | 157.12 | 261 | 30.896 | 184.7 | 142.39
48 | 1 | 48 | 53856.6404 | 11210.7695 | 6598.6082 | 2518.9966 | 133.23 | 162.29 | 228 | 34.104 | 196.9 | 139.51
49 | 1 | 49 | 54128.1977 | 11030.2522 | 6694.2564 | 2498.7149 | 132.62 | 157.28 | 222 | 33.1127 | 186.54 | 146.09
50 | 1 | 50 | 54396.8601 | 11030.2522 | 6705.5596 | 2498.7149 | 132.45 | 159.1 | 252 | 30.0398 | 189.57 | 141.96
51 | 1 | 51 | 53882.2616 | 11210.7695 | 6596.0775 | 2641.0605 | 118.89 | 138.72 | 182 | 20.0782 | 162.19 | 151.06
52 | 1 | 52 | 53753.1048 | 11030.2522 | 6512.1023 | 2498.7149 | 119.78 | 141.17 | 174 | 24.0372 | 167.77 | 151.32
53 | 1 | 53 | 53592.8452 | 10723.4531 | 6559.0819 | 2498.7149 | 117.04 | 136.59 | 174 | 19.3305 | 159.41 | 146.24
54 | 1 | 54 | 54006.1289 | 11210.7695 | 6670.8083 | 2539.7385 | 145.46 | 180.74 | 278 | 46.373 | 222.89 | 126.33
55 | 2 | 1 | 53932.5754 | 10981.887 | 6643.3504 | 2641.0605 | 141.75 | 169.17 | 280 | 40.5684 | 205.53 | 139.29
56 | 2 | 2 | 53644.337 | 9983.2092 | 6539.022 | 2051.2502 | 117.4 | 134.63 | 193 | 18.9065 | 155.5 | 154.12
57 | 2 | 3 | 53787.8231 | 10981.887 | 6553.5229 | 2641.0605 | 125.73 | 146.25 | 273 | 26.2002 | 169.84 | 148.92
58 | 2 | 4 | 53878.8505 | 11210.7695 | 6583.5617 | 2518.9966 | 126.22 | 148.77 | 244 | 27.8803 | 171.83 | 150.35
59 | 2 | 5 | 53728.3342 | 11210.7695 | 6588.6476 | 2518.9966 | 124.1 | 147.48 | 222 | 25.5579 | 178.84 | 147.39
60 | 2 | 6 | 53942.5591 | 10981.887 | 6637.1224 | 2641.0605 | 129.1 | 152.68 | 263 | 29.6343 | 180.82 | 146.04
61 | 2 | 7 | 53901.2823 | 11210.7695 | 6711.1335 | 2641.0605 | 129.67 | 154.3 | 222 | 30.5666 | 184.93 | 144.3
62 | 2 | 8 | 53981.5078 | 10981.887 | 6708.7214 | 2641.0605 | 139.43 | 169.7 | 227 | 39.0189 | 209.63 | 135.62
63 | 2 | 9 | 53573.0324 | 10369.6366 | 6492.3798 | 2115.3134 | 118.19 | 136.12 | 209 | 20.3503 | 155.64 | 145.86
64 | 2 | 10 | 54230.1242 | 11030.2522 | 6716.956 | 2641.0605 | 139.64 | 169.59 | 277 | 39.0753 | 208.17 | 142.6
65 | 2 | 11 | 53891.7346 | 11030.2522 | 6598.1359 | 2323.8788 | 128.02 | 149.89 | 232 | 30.5199 | 177.9 | 143.59
66 | 2 | 12 | 54132.2973 | 11030.2522 | 6701.2224 | 2641.0605 | 125.44 | 146.67 | 243 | 25.0035 | 172.33 | 145.99
67 | 2 | 13 | 53932.0585 | 11210.7695 | 6681.4066 | 2641.0605 | 137.48 | 164.42 | 268 | 37.0464 | 201.14 | 138.36
68 | 2 | 14 | 53989.3863 | 10733.6887 | 6567.5281 | 2498.7149 | 119.8 | 137.71 | 243 | 21.6056 | 159.55 | 149.81
69 | 2 | 15 | 54091.8235 | 11210.7695 | 6722.2185 | 2641.0605 | 123.58 | 143.8 | 194 | 23.9052 | 169.36 | 152.92
70 | 2 | 16 | 54309.0274 | 10981.887 | 6765.2958 | 2641.0605 | 128.25 | 152.89 | 232 | 26.2255 | 183.89 | 151.62
71 | 2 | 17 | 54241.5775 | 11210.7695 | 6745.8612 | 2641.0605 | 144.45 | 178.03 | 304 | 41.9537 | 221.48 | 135.35
72 | 2 | 18 | 53955.8507 | 10981.887 | 6608.5058 | 2641.0605 | 114.67 | 130.71 | 239 | 15.281 | 149.65 | 159.52
73 | 2 | 19 | 53747.4454 | 10562.0538 | 6534.7112 | 2115.3134 | 126.55 | 150.47 | 239 | 28.5791 | 176.76 | 138.5
74 | 2 | 20 | 53903.0745 | 10981.887 | 6588.3067 | 2641.0605 | 129.61 | 150.26 | 219 | 28.883 | 179.02 | 150.66
75 | 2 | 21 | 54180.766 | 11030.2522 | 6624.9134 | 2323.8788 | 120.99 | 141.51 | 239 | 20.7352 | 163.68 | 152.93
76 | 2 | 22 | 53919.0055 | 11030.2522 | 6672.5117 | 2641.0605 | 132.25 | 159.97 | 261 | 32.7939 | 198.29 | 149.59
77 | 2 | 23 | 53583.871 | 10562.0538 | 6480.9463 | 2122.5321 | 117.15 | 135.98 | 225 | 18.8728 | 156.02 | 149.21
78 | 2 | 24 | 53806.9733 | 10981.887 | 6513.8586 | 2641.0605 | 112.3 | 129.88 | 250 | 14.236 | 148.83 | 155.24
79 | 2 | 25 | 53693.6771 | 11210.7695 | 6575.6426 | 2641.0605 | 119 | 138.15 | 213 | 20.6982 | 161.46 | 153.74
80 | 2 | 26 | 53884.8156 | 11030.2522 | 6621.2898 | 2641.0605 | 109.58 | 125.6 | 145 | 11.123 | 141.68 | 157.71
81 | 2 | 27 | 53721.878 | 10981.887 | 6557.1577 | 2641.0605 | 115.64 | 132.32 | 161 | 18.842 | 152.95 | 152.69
82 | 2 | 28 | 53999.5099 | 11210.7695 | 6716.2714 | 2641.0605 | 142.6 | 173.27 | 272 | 41.7334 | 216.59 | 138.22
83 | 2 | 29 | 53539.6491 | 10733.6887 | 6467.6944 | 2498.7149 | 124.14 | 149.34 | 180 | 30.0117 | 183.3 | 141.65
84 | 2 | 30 | 53351.9333 | 10981.887 | 6456.851 | 2641.0605 | 111.56 | 129.92 | 171 | 16.9655 | 150.15 | 147.9
85 | 2 | 31 | 53447.065 | 10282.0054 | 6496.5114 | 2086.3526 | 115.94 | 134.91 | 170 | 19.8671 | 155.74 | 153.84
86 | 2 | 32 | 54128.5449 | 11210.7695 | 6678.6955 | 2518.9966 | 129.01 | 154.92 | 251 | 28.7716 | 186.17 | 148.96
87 | 2 | 33 | 53727.7886 | 10981.887 | 6504.5917 | 2641.0605 | 125.76 | 148.28 | 218 | 28.0658 | 176.15 | 142.63
88 | 2 | 34 | 54273.1311 | 11210.7695 | 6722.0361 | 2641.0605 | 142.2 | 174.74 | 300 | 40.2575 | 217.42 | 138.85
89 | 2 | 35 | 53919.735 | 11030.2522 | 6579.3322 | 2641.0605 | 122.81 | 146.13 | 187 | 24.954 | 174.88 | 159.64
90 | 2 | 36 | 53914.1462 | 11210.7695 | 6618.8152 | 2641.0605 | 122.97 | 145.44 | 215 | 23.0931 | 172.43 | 151.55
91 | 2 | 37 | 53724.1981 | 11210.7695 | 6509.8332 | 2518.9966 | 116.61 | 134.72 | 221 | 18.6349 | 154.16 | 148.67
92 | 2 | 38 | 53580.8585 | 11030.2522 | 6448.3131 | 2320.3318 | 122.83 | 146.13 | 197 | 27.3704 | 175.5 | 152.64
93 | 2 | 39 | 53997.4918 | 11210.7695 | 6647.9705 | 2641.0605 | 135.15 | 161.65 | 279 | 36.1932 | 196.44 | 138.23
94 | 2 | 40 | 53798.0814 | 11210.7695 | 6584.1745 | 2518.9966 | 118.65 | 140.55 | 205 | 22.9368 | 164.2 | 146.62
95 | 2 | 41 | 53604.8088 | 11030.2522 | 6506.8703 | 2320.3318 | 120.52 | 140.59 | 184 | 23.2737 | 164 | 149.07
96 | 2 | 42 | 53793.0878 | 11210.7695 | 6527.0182 | 2641.0605 | 115.07 | 132.56 | 199 | 18.4202 | 154.39 | 152.56
97 | 2 | 43 | 53913.3951 | 10981.887 | 6547.5295 | 2641.0605 | 133.63 | 159.88 | 243 | 33.2846 | 190.59 | 142.35
98 | 2 | 44 | 54074.3579 | 11030.2522 | 6597.2026 | 2641.0605 | 119.59 | 139.84 | 240 | 20.6392 | 161.11 | 149.98
99 | 2 | 45 | 53921.8384 | 11210.7695 | 6638.0757 | 2518.9966 | 127.64 | 150.89 | 217 | 28.1813 | 179.78 | 142.5
100 | 2 | 46 | 53625.5371 | 10981.887 | 6578.5696 | 2641.0605 | 125.24 | 148.41 | 212 | 28.0919 | 177.42 | 147.27
101 | 2 | 47 | 54056.3524 | 11030.2522 | 6655.8011 | 2641.0605 | 136.38 | 165.25 | 252 | 36.6162 | 196.26 | 138.5
102 | 2 | 48 | 53856.6404 | 11210.7695 | 6598.6082 | 2518.9966 | 134.62 | 164.09 | 215 | 36.4234 | 200.2 | 135.77
103 | 2 | 49 | 54128.1977 | 11030.2522 | 6694.2564 | 2498.7149 | 136.87 | 164.67 | 245 | 36.5727 | 198.93 | 147.74
104 | 2 | 50 | 54396.8601 | 11030.2522 | 6705.5596 | 2498.7149 | 130.31 | 154.91 | 270 | 28.0741 | 181.49 | 141.68
105 | 2 | 51 | 53882.2616 | 11210.7695 | 6596.0775 | 2641.0605 | 121.52 | 142.39 | 181 | 23.0389 | 167.44 | 149.42
106 | 2 | 52 | 53753.1048 | 11030.2522 | 6512.1023 | 2498.7149 | 119.54 | 140.8 | 168 | 23.4097 | 166.97 | 151.49
107 | 2 | 53 | 53592.8452 | 10723.4531 | 6559.0819 | 2498.7149 | 119.2 | 139.87 | 193 | 20.7922 | 163.76 | 143.8
108 | 2 | 54 | 54006.1289 | 11210.7695 | 6670.8083 | 2539.7385 | 152.24 | 191.09 | 269 | 53.3406 | 238.24 | 118.95
109 | 3 | 1 | 53932.5754 | 10981.887 | 6643.3504 | 2641.0605 | 134.48 | 162.14 | 271 | 33.3995 | 198.18 | 140.17
110 | 3 | 2 | 53644.337 | 9983.2092 | 6539.022 | 2051.2502 | 117.06 | 134.54 | 217 | 18.6776 | 154.47 | 151.22
111 | 3 | 3 | 53787.8231 | 10981.887 | 6553.5229 | 2641.0605 | 127.58 | 150.82 | 226 | 29.2102 | 177.21 | 140.91
112 | 3 | 4 | 53878.8505 | 11210.7695 | 6583.5617 | 2518.9966 | 120.99 | 142.05 | 217 | 22.0815 | 164.74 | 155.27
113 | 3 | 5 | 53728.3342 | 11210.7695 | 6588.6476 | 2518.9966 | 125.77 | 149.98 | 228 | 27.4251 | 182.97 | 148.06
114 | 3 | 6 | 53942.5591 | 10981.887 | 6637.1224 | 2641.0605 | 138.39 | 161.77 | 233 | 38.8969 | 192.47 | 134.3
115 | 3 | 7 | 53901.2823 | 11210.7695 | 6711.1335 | 2641.0605 | 126.61 | 151.68 | 215 | 27.1025 | 181.23 | 150.11
116 | 3 | 8 | 53981.5078 | 10981.887 | 6708.7214 | 2641.0605 | 140.62 | 170.36 | 235 | 39.9902 | 209.07 | 137.78
117 | 3 | 9 | 53573.0324 | 10369.6366 | 6492.3798 | 2115.3134 | 116.52 | 133.86 | 207 | 19.5303 | 151.43 | 145.66
118 | 3 | 10 | 54230.1242 | 11030.2522 | 6716.956 | 2641.0605 | 141.49 | 175.93 | 249 | 40.0555 | 220.96 | 137.08
119 | 3 | 11 | 53891.7346 | 11030.2522 | 6598.1359 | 2323.8788 | 130.18 | 154.95 | 206 | 33.3537 | 185.01 | 143.37
120 | 3 | 12 | 54132.2973 | 11030.2522 | 6701.2224 | 2641.0605 | 128 | 151.74 | 222 | 27.476 | 179.94 | 142.69
121 | 3 | 13 | 53932.0585 | 11210.7695 | 6681.4066 | 2641.0605 | 132.48 | 159.21 | 228 | 32.8375 | 193.2 | 143.69
122 | 3 | 14 | 53989.3863 | 10733.6887 | 6567.5281 | 2498.7149 | 116.14 | 134.62 | 216 | 18.0269 | 156.79 | 151.78
123 | 3 | 15 | 54091.8235 | 11210.7695 | 6722.2185 | 2641.0605 | 118.37 | 136.22 | 198 | 18.6683 | 155.91 | 155.46
124 | 3 | 16 | 54309.0274 | 10981.887 | 6765.2958 | 2641.0605 | 124.46 | 147.69 | 220 | 22.7725 | 174.2 | 150.66
125 | 3 | 17 | 54241.5775 | 11210.7695 | 6745.8612 | 2641.0605 | 141.14 | 172.61 | 297 | 38.3435 | 211.74 | 134.46
126 | 3 | 18 | 53955.8507 | 10981.887 | 6608.5058 | 2641.0605 | 114.73 | 131.54 | 171 | 17.1925 | 151.1 | 154.17
127 | 3 | 19 | 53747.4454 | 10562.0538 | 6534.7112 | 2115.3134 | 123.7 | 145.59 | 234 | 26.6402 | 169.77 | 142.5
128 | 3 | 20 | 53903.0745 | 10981.887 | 6588.3067 | 2641.0605 | 121.15 | 139.4 | 193 | 20.6902 | 158.5 | 150.17
129 | 3 | 21 | 54180.766 | 11030.2522 | 6624.9134 | 2323.8788 | 122.91 | 144.64 | 241 | 22.4688 | 168.4 | 149.81
130 | 3 | 22 | 53919.0055 | 11030.2522 | 6672.5117 | 2641.0605 | 124.39 | 148.5 | 197 | 25.7375 | 178.75 | 149.47
131 | 3 | 23 | 53583.871 | 10562.0538 | 6480.9463 | 2122.5321 | 117.51 | 137.28 | 204 | 19.2321 | 157.89 | 146.22
132 | 3 | 24 | 53806.9733 | 10981.887 | 6513.8586 | 2641.0605 | 115.98 | 136.59 | 173 | 18.649 | 160.53 | 148.64
133 | 3 | 25 | 53693.6771 | 11210.7695 | 6575.6426 | 2641.0605 | 114.27 | 132.9 | 187 | 15.711 | 154.19 | 154.09
134 | 3 | 26 | 53884.8156 | 11030.2522 | 6621.2898 | 2641.0605 | 112.82 | 131.14 | 156 | 15.4344 | 150.67 | 154.18
135 | 3 | 27 | 53721.878 | 10981.887 | 6557.1577 | 2641.0605 | 122.58 | 144.8 | 215 | 26.0786 | 173.09 | 144.71
136 | 3 | 28 | 53999.5099 | 11210.7695 | 6716.2714 | 2641.0605 | 141.22 | 172.4 | 280 | 40.453 | 214.95 | 138.81
137 | 3 | 29 | 53539.6491 | 10733.6887 | 6467.6944 | 2498.7149 | 132.77 | 162.27 | 220 | 37.2897 | 200.53 | 135.49
138 | 3 | 30 | 53351.9333 | 10981.887 | 6456.851 | 2641.0605 | 119.43 | 141.53 | 197 | 23.8755 | 163.43 | 136.25
139 | 3 | 31 | 53447.065 | 10282.0054 | 6496.5114 | 2086.3526 | 117.75 | 138.45 | 186 | 22.0724 | 162.83 | 146.73
140 | 3 | 32 | 54128.5449 | 11210.7695 | 6678.6955 | 2518.9966 | 127.31 | 152.37 | 203 | 27.8668 | 181.66 | 147.06
141 | 3 | 33 | 53727.7886 | 10981.887 | 6504.5917 | 2641.0605 | 120.57 | 142.56 | 184 | 23.8482 | 167.54 | 141.88
142 | 3 | 34 | 54273.1311 | 11210.7695 | 6722.0361 | 2641.0605 | 151.79 | 190.29 | 280 | 50.1887 | 243.48 | 131.38
143 | 3 | 35 | 53919.735 | 11030.2522 | 6579.3322 | 2641.0605 | 123.46 | 146.36 | 194 | 26.0345 | 172.81 | 146.58
144 | 3 | 36 | 53914.1462 | 11210.7695 | 6618.8152 | 2641.0605 | 127.11 | 151 | 172 | 27.9975 | 177.43 | 146.65
145 | 3 | 37 | 53724.1981 | 11210.7695 | 6509.8332 | 2518.9966 | 120.07 | 140.34 | 189 | 23.1717 | 162.84 | 134.38
146 | 3 | 38 | 53580.8585 | 11030.2522 | 6448.3131 | 2320.3318 | 125.17 | 149.83 | 203 | 30.0811 | 179.21 | 145.32
147 | 3 | 39 | 53997.4918 | 11210.7695 | 6647.9705 | 2641.0605 | 130.63 | 156.18 | 212 | 32.2543 | 187.54 | 137.5
148 | 3 | 40 | 53798.0814 | 11210.7695 | 6584.1745 | 2518.9966 | 123.51 | 148.29 | 217 | 26.3117 | 175.4 | 141.59
149 | 3 | 41 | 53604.8088 | 11030.2522 | 6506.8703 | 2320.3318 | 127.11 | 152.61 | 197 | 29.9049 | 184.82 | 140.28
150 | 3 | 42 | 53793.0878 | 11210.7695 | 6527.0182 | 2641.0605 | 107.87 | 123.61 | 181 | 11.7088 | 141.82 | 155.19
151 | 3 | 43 | 53913.3951 | 10981.887 | 6547.5295 | 2641.0605 | 130.37 | 154.08 | 221 | 32.0586 | 184.68 | 141.77
152 | 3 | 44 | 54074.3579 | 11030.2522 | 6597.2026 | 2641.0605 | 143.22 | 179.15 | 244 | 45.8494 | 224 | 132.76
153 | 3 | 45 | 53921.8384 | 11210.7695 | 6638.0757 | 2518.9966 | 124.68 | 144.59 | 262 | 24.3427 | 166.4 | 144.36
154 | 3 | 46 | 53625.5371 | 10981.887 | 6578.5696 | 2641.0605 | 127.63 | 152.2 | 223 | 31.9636 | 182.01 | 139.32
155 | 3 | 47 | 54056.3524 | 11030.2522 | 6655.8011 | 2641.0605 | 138.85 | 170.79 | 236 | 39.6919 | 207.18 | 132.58
156 | 3 | 48 | 53856.6404 | 11210.7695 | 6598.6082 | 2518.9966 | 137.16 | 168.04 | 203 | 39.1987 | 207.71 | 132.61
157 | 3 | 49 | 54128.1977 | 11030.2522 | 6694.2564 | 2498.7149 | 127.97 | 153.42 | 233 | 28.8154 | 181.87 | 146.38
158 | 3 | 50 | 54396.8601 | 11030.2522 | 6705.5596 | 2498.7149 | 137.68 | 168.22 | 222 | 36.1115 | 203.8 | 138.97
159 | 3 | 51 | 53882.2616 | 11210.7695 | 6596.0775 | 2641.0605 | 134 | 163.32 | 207 | 34.5907 | 202.21 | 137.7
160 | 3 | 52 | 53753.1048 | 11030.2522 | 6512.1023 | 2498.7149 | 122.14 | 144.28 | 202 | 26.3068 | 173 | 144.45
161 | 3 | 53 | 53592.8452 | 10723.4531 | 6559.0819 | 2498.7149 | 109.61 | 126.29 | 190 | 12.3051 | 145.1 | 153.38
162 | 3 | 54 | 54006.1289 | 11210.7695 | 6670.8083 | 2539.7385 | 158.89 | 206.64 | 243 | 60.1225 | 272.17 | 122.35
163 | 4 | 1 | 53932.5754 | 10981.887 | 6643.3504 | 2641.0605 | 140.65 | 169.75 | 250 | 39.6153 | 204.48 | 132.43
164 | 4 | 2 | 53644.337 | 9983.2092 | 6539.022 | 2051.2502 | 111.64 | 127.06 | 187 | 14.1211 | 143.94 | 155.39
165 | 4 | 3 | 53787.8231 | 10981.887 | 6553.5229 | 2641.0605 | 133.76 | 158.59 | 251 | 33.9426 | 185.21 | 142.94
166 | 4 | 4 | 53878.8505 | 11210.7695 | 6583.5617 | 2518.9966 | 122.7 | 142.7 | 212 | 25.1581 | 163.06 | 150.61
167 | 4 | 5 | 53728.3342 | 11210.7695 | 6588.6476 | 2518.9966 | 122.58 | 144.35 | 212 | 22.8628 | 172.03 | 151.24
168 | 4 | 6 | 53942.5591 | 10981.887 | 6637.1224 | 2641.0605 | 127.15 | 147.38 | 203 | 27.3591 | 170.89 | 144.75
169 | 4 | 7 | 53901.2823 | 11210.7695 | 6711.1335 | 2641.0605 | 134.01 | 162.78 | 273 | 33.9333 | 194.82 | 139.53
170 | 4 | 8 | 53981.5078 | 10981.887 | 6708.7214 | 2641.0605 | 137.57 | 167.07 | 283 | 36.9199 | 202.28 | 137.79
171 | 4 | 9 | 53573.0324 | 10369.6366 | 6492.3798 | 2115.3134 | 116.91 | 134.37 | 179 | 20.7967 | 153.04 | 147.2
172 | 4 | 10 | 54230.1242 | 11030.2522 | 6716.956 | 2641.0605 | 132.86 | 161.67 | 231 | 31.0355 | 199.49 | 148.23
173 | 4 | 11 | 53891.7346 | 11030.2522 | 6598.1359 | 2323.8788 | 124.73 | 145.39 | 244 | 26.9216 | 169.02 | 144.57
174 | 4 | 12 | 54132.2973 | 11030.2522 | 6701.2224 | 2641.0605 | 121.48 | 142.15 | 234 | 20.1545 | 169.2 | 153.23
175 | 4 | 13 | 53932.0585 | 11210.7695 | 6681.4066 | 2641.0605 | 128.81 | 153.62 | 274 | 28.3878 | 182.76 | 143.98
176 | 4 | 14 | 53989.3863 | 10733.6887 | 6567.5281 | 2498.7149 | 124.93 | 147.37 | 231 | 26.5046 | 175.37 | 149.38
177 | 4 | 15 | 54091.8235 | 11210.7695 | 6722.2185 | 2641.0605 | 124.5 | 144.38 | 229 | 24.0798 | 166.9 | 148.66
178 | 4 | 16 | 54309.0274 | 10981.887 | 6765.2958 | 2641.0605 | 127.53 | 151.85 | 242 | 25.5224 | 180.32 | 152.08
179 | 4 | 17 | 54241.5775 | 11210.7695 | 6745.8612 | 2641.0605 | 142.91 | 175 | 291 | 39.9132 | 214.92 | 134.88
180 | 4 | 18 | 53955.8507 | 10981.887 | 6608.5058 | 2641.0605 | 112.52 | 129.18 | 209 | 13.9348 | 145.62 | 155.43
181 | 4 | 19 | 53747.4454 | 10562.0538 | 6534.7112 | 2115.3134 | 123.1 | 145.32 | 220 | 24.7387 | 170.08 | 143.52
182 | 4 | 20 | 53903.0745 | 10981.887 | 6588.3067 | 2641.0605 | 120.81 | 138.51 | 238 | 19.861 | 157.76 | 153.84
183 | 4 | 21 | 54180.766 | 11030.2522 | 6624.9134 | 2323.8788 | 128.55 | 151.25 | 324 | 26.6605 | 175.34 | 147.65
184 | 4 | 22 | 53919.0055 | 11030.2522 | 6672.5117 | 2641.0605 | 124.91 | 150.62 | 205 | 24.7538 | 183.48 | 153.35
185 | 4 | 23 | 53583.871 | 10562.0538 | 6480.9463 | 2122.5321 | 120.04 | 139.6 | 224 | 21.526 | 161.44 | 147.41
186 | 4 | 24 | 53806.9733 | 10981.887 | 6513.8586 | 2641.0605 | 111.29 | 128.25 | 169 | 13.5148 | 146.66 | 155.88
187 | 4 | 25 | 53693.6771 | 11210.7695 | 6575.6426 | 2641.0605 | 118.27 | 137.89 | 219 | 19.1358 | 158.6 | 154.97
188 | 4 | 26 | 53884.8156 | 11030.2522 | 6621.2898 | 2641.0605 | 122 | 144.43 | 209 | 23.4958 | 168.93 | 148.66
189 | 4 | 27 | 53721.878 | 10981.887 | 6557.1577 | 2641.0605 | 120.72 | 139.34 | 201 | 23.043 | 161.02 | 146.09
190 | 4 | 28 | 53999.5099 | 11210.7695 | 6716.2714 | 2641.0605 | 141 | 171.5 | 292 | 39.7423 | 213.53 | 143.02
191 | 4 | 29 | 53539.6491 | 10733.6887 | 6467.6944 | 2498.7149 | 121.19 | 143.8 | 218 | 25.7939 | 170.59 | 145.72
192 | 4 | 30 | 53351.9333 | 10981.887 | 6456.851 | 2641.0605 | 113.56 | 132.25 | 176 | 17.8992 | 151.22 | 151.51
193 | 4 | 31 | 53447.065 | 10282.0054 | 6496.5114 | 2086.3526 | 120.09 | 141.68 | 163 | 24.1367 | 166.8 | 147.2
194 | 4 | 32 | 54128.5449 | 11210.7695 | 6678.6955 | 2518.9966 | 134.82 | 165.15 | 253 | 34.9377 | 201.93 | 145.63
195 | 4 | 33 | 53727.7886 | 10981.887 | 6504.5917 | 2641.0605 | 122.52 | 143.37 | 226 | 25.2021 | 166.12 | 145.41
196 | 4 | 34 | 54273.1311 | 11210.7695 | 6722.0361 | 2641.0605 | 134.65 | 163.58 | 265 | 32.5173 | 201.57 | 144.71
197 | 4 | 35 | 53919.735 | 11030.2522 | 6579.3322 | 2641.0605 | 120.31 | 140.39 | 203 | 21.3657 | 163 | 150.43
198 | 4 | 36 | 53914.1462 | 11210.7695 | 6618.8152 | 2641.0605 | 142.1 | 175.09 | 257 | 42.3716 | 216.48 | 141.16
199 | 4 | 37 | 53724.1981 | 11210.7695 | 6509.8332 | 2518.9966 | 122.77 | 143.49 | 184 | 24.5476 | 166.84 | 144.89
200 | 4 | 38 | 53580.8585 | 11030.2522 | 6448.3131 | 2320.3318 | 117.68 | 137.63 | 169 | 21.7493 | 159.86 | 155.89
201 | 4 | 39 | 53997.4918 | 11210.7695 | 6647.9705 | 2641.0605 | 139.48 | 166.83 | 286 | 39.6534 | 200.68 | 137.1
202 | 4 | 40 | 53798.0814 | 11210.7695 | 6584.1745 | 2518.9966 | 127.56 | 153.93 | 231 | 30.7285 | 181.58 | 137.79
203 | 4 | 41 | 53604.8088 | 11030.2522 | 6506.8703 | 2320.3318 | 125.9 | 147.58 | 204 | 28.9671 | 173.44 | 137.08
204 | 4 | 42 | 53793.0878 | 11210.7695 | 6527.0182 | 2641.0605 | 122 | 144.6 | 175 | 24.8888 | 174.25 | 145.99
205 | 4 | 43 | 53913.3951 | 10981.887 | 6547.5295 | 2641.0605 | 125.33 | 147.39 | 206 | 25.4824 | 170.34 | 145.11
206 | 4 | 44 | 54074.3579 | 11030.2522 | 6597.2026 | 2641.0605 | 130.94 | 156.67 | 259 | 31.9176 | 185.36 | 142.95
207 | 4 | 45 | 53921.8384 | 11210.7695 | 6638.0757 | 2518.9966 | 140.49 | 166.02 | 290 | 40.1289 | 194.51 | 133.01
208 | 4 | 46 | 53625.5371 | 10981.887 | 6578.5696 | 2641.0605 | 123.13 | 144.79 | 254 | 25.6682 | 168.64 | 149.84
209 | 4 | 47 | 54056.3524 | 11030.2522 | 6655.8011 | 2641.0605 | 135.17 | 163.8 | 268 | 34.9489 | 195.2 | 135.96
210 | 4 | 48 | 53856.6404 | 11210.7695 | 6598.6082 | 2518.9966 | 126.3 | 151.61 | 201 | 28.3364 | 181.53 | 141.58
211 | 4 | 49 | 54128.1977 | 11030.2522 | 6694.2564 | 2498.7149 | 139.6 | 168.53 | 246 | 39.3735 | 203.24 | 140.65
212 | 4 | 50 | 54396.8601 | 11030.2522 | 6705.5596 | 2498.7149 | 153.2 | 187.37 | 283 | 50.5827 | 226.01 | 124.83
213 | 4 | 51 | 53882.2616 | 11210.7695 | 6596.0775 | 2641.0605 | 111.28 | 127.91 | 178 | 12.1229 | 146.45 | 156.8
214 | 4 | 52 | 53753.1048 | 11030.2522 | 6512.1023 | 2498.7149 | 112.36 | 130.43 | 168 | 16.2237 | 150.72 | 151.97
215 | 4 | 53 | 53592.8452 | 10723.4531 | 6559.0819 | 2498.7149 | 117.26 | 137.69 | 196 | 19.5528 | 161.17 | 144.16
216 | 4 | 54 | 54006.1289 | 11210.7695 | 6670.8083 | 2539.7385 | 146.5 | 182.27 | 218 | 47.2901 | 227.36 | 136.29
217 | 5 | 1 | 53932.5754 | 10981.887 | 6643.3504 | 2641.0605 | 134.07 | 159.39 | 269 | 33.4543 | 194.85 | 143.73
218 | 5 | 2 | 53644.337 | 9983.2092 | 6539.022 | 2051.2502 | 116.49 | 133.51 | 207 | 18.1071 | 153.09 | 152.73
219 | 5 | 3 | 53787.8231 | 10981.887 | 6553.5229 | 2641.0605 | 124.05 | 144.39 | 256 | 25.3005 | 168.5 | 147.27
220 | 5 | 4 | 53878.8505 | 11210.7695 | 6583.5617 | 2518.9966 | 119.1 | 138.08 | 182 | 21.9277 | 159.2 | 155.19
221 | 5 | 5 | 53728.3342 | 11210.7695 | 6588.6476 | 2518.9966 | 115.84 | 134.81 | 194 | 17.1754 | 158.3 | 153.04
222 | 5 | 6 | 53942.5591 | 10981.887 | 6637.1224 | 2641.0605 | 122.56 | 143.43 | 248 | 22.5669 | 169.23 | 151.28
223 | 5 | 7 | 53901.2823 | 11210.7695 | 6711.1335 | 2641.0605 | 124.83 | 149.95 | 216 | 25.3775 | 180.11 | 150.63
224 | 5 | 8 | 53981.5078 | 10981.887 | 6708.7214 | 2641.0605 | 136.01 | 165.75 | 277 | 35.4187 | 205.22 | 143.48
225 | 5 | 9 | 53573.0324 | 10369.6366 | 6492.3798 | 2115.3134 | 106.14 | 119.77 | 182 | 9.7804 | 134.31 | 158.2
226 | 5 | 10 | 54230.1242 | 11030.2522 | 6716.956 | 2641.0605 | 152.99 | 193.37 | 260 | 52.577 | 250.3 | 129.61
227 | 5 | 11 | 53891.7346 | 11030.2522 | 6598.1359 | 2323.8788 | 120.9 | 139.49 | 206 | 23.3123 | 162.27 | 150.71
228 | 5 | 12 | 54132.2973 | 11030.2522 | 6701.2224 | 2641.0605 | 119.44 | 138.39 | 165 | 19.5549 | 162.03 | 149.32
229 | 5 | 13 | 53932.0585 | 11210.7695 | 6681.4066 | 2641.0605 | 140.08 | 169.6 | 276 | 39.5338 | 211.39 | 140.47
230 | 5 | 14 | 53989.3863 | 10733.6887 | 6567.5281 | 2498.7149 | 122.58 | 142.47 | 197 | 24.7793 | 167.09 | 149.23
231 | 5 | 15 | 54091.8235 | 11210.7695 | 6722.2185 | 2641.0605 | 137.42 | 161.07 | 224 | 38.6922 | 193.95 | 140.53
232 | 5 | 16 | 54309.0274 | 10981.887 | 6765.2958 | 2641.0605 | 134.49 | 164.11 | 258 | 32.3113 | 202.86 | 145.82
233 | 5 | 17 | 54241.5775 | 11210.7695 | 6745.8612 | 2641.0605 | 136.34 | 165.9 | 290 | 34.117 | 205.41 | 140.17
234 | 5 | 18 | 53955.8507 | 10981.887 | 6608.5058 | 2641.0605 | 110.27 | 124.98 | 158 | 12.8012 | 141.61 | 156.51
235 | 5 | 19 | 53747.4454 | 10562.0538 | 6534.7112 | 2115.3134 | 120.62 | 141.69 | 200 | 23.1532 | 164.11 | 141.79
236 | 5 | 20 | 53903.0745 | 10981.887 | 6588.3067 | 2641.0605 | 131.12 | 153.18 | 239 | 30.1396 | 183.05 | 150.94
237 | 5 | 21 | 54180.766 | 11030.2522 | 6624.9134 | 2323.8788 | 116.57 | 134.29 | 228 | 15.3223 | 152.45 | 155.81
238 | 5 | 22 | 53919.0055 | 11030.2522 | 6672.5117 | 2641.0605 | 131.34 | 157.55 | 213 | 31.6281 | 193.1 | 148.43
239 | 5 | 23 | 53583.871 | 10562.0538 | 6480.9463 | 2122.5321 | 112.54 | 127.9 | 159 | 14.3955 | 144.99 | 154.78
240 | 5 | 24 | 53806.9733 | 10981.887 | 6513.8586 | 2641.0605 | 117.21 | 138.33 | 189 | 20.0334 | 164.39 | 152.31
241 | 5 | 25 | 53693.6771 | 11210.7695 | 6575.6426 | 2641.0605 | 116.22 | 136.41 | 178 | 18.3815 | 161.47 | 152.91
242 | 5 | 26 | 53884.8156 | 11030.2522 | 6621.2898 | 2641.0605 | 123.64 | 147.59 | 207 | 25.9603 | 174.35 | 140.91
243 | 5 | 27 | 53721.878 | 10981.887 | 6557.1577 | 2641.0605 | 139.53 | 164.04 | 241 | 42.3912 | 198.13 | 133.15
244 | 5 | 28 | 53999.5099 | 11210.7695 | 6716.2714 | 2641.0605 | 144.62 | 174.29 | 266 | 43.8715 | 217.67 | 136.28
245 | 5 | 29 | 53539.6491 | 10733.6887 | 6467.6944 | 2498.7149 | 123.76 | 148.99 | 199 | 28.8359 | 181.92 | 138.69
246 | 5 | 30 | 53351.9333 | 10981.887 | 6456.851 | 2641.0605 | 106.82 | 123.34 | 174 | 12.4777 | 139.94 | 151.53
247 | 5 | 31 | 53447.065 | 10282.0054 | 6496.5114 | 2086.3526 | 121.02 | 142.68 | 184 | 25.2519 | 167.8 | 149.78
248 | 5 | 32 | 54128.5449 | 11210.7695 | 6678.6955 | 2518.9966 | 129.51 | 154.3 | 237 | 29.5766 | 186.07 | 147.9
249 | 5 | 33 | 53727.7886 | 10981.887 | 6504.5917 | 2641.0605 | 125.94 | 149.2 | 212 | 29.5936 | 180.21 | 141.46
250 | 5 | 34 | 54273.1311 | 11210.7695 | 6722.0361 | 2641.0605 | 138.92 | 169.65 | 241 | 37.5234 | 211.76 | 141.2
251 | 5 | 35 | 53919.735 | 11030.2522 | 6579.3322 | 2641.0605 | 124.63 | 148.17 | 233 | 26.1101 | 177.31 | 147.52
252 | 5 | 36 | 53914.1462 | 11210.7695 | 6618.8152 | 2641.0605 | 126.86 | 151.12 | 209 | 27.103 | 179.55 | 151.18
253 | 5 | 37 | 53724.1981 | 11210.7695 | 6509.8332 | 2518.9966 | 119.84 | 138.95 | 180 | 21.8022 | 160.4 | 151.62
254 | 5 | 38 | 53580.8585 | 11030.2522 | 6448.3131 | 2320.3318 | 136.43 | 166.24 | 223 | 41.5241 | 202.77 | 130.49
255 | 5 | 39 | 53997.4918 | 11210.7695 | 6647.9705 | 2641.0605 | 134.34 | 161.22 | 237 | 35.9645 | 198.76 | 141.31
256 | 5 | 40 | 53798.0814 | 11210.7695 | 6584.1745 | 2518.9966 | 123.19 | 146.9 | 208 | 27.0483 | 172.59 | 143.22
257 | 5 | 41 | 53604.8088 | 11030.2522 | 6506.8703 | 2320.3318 | 126.22 | 150.79 | 169 | 28.8803 | 181.05 | 144.15
258 | 5 | 42 | 53793.0878 | 11210.7695 | 6527.0182 | 2641.0605 | 121.39 | 140.92 | 188 | 24.4939 | 166.24 | 145.05
259 | 5 | 43 | 53913.3951 | 10981.887 | 6547.5295 | 2641.0605 | 125.84 | 147.35 | 214 | 26.3916 | 172.92 | 148.4
260 | 5 | 44 | 54074.3579 | 11030.2522 | 6597.2026 | 2641.0605 | 122.24 | 144.17 | 212 | 23.3607 | 169.48 | 151.15
261 | 5 | 45 | 53921.8384 | 11210.7695 | 6638.0757 | 2518.9966 | 133.48 | 161.13 | 224 | 34.2492 | 199.51 | 140.79
262 | 5 | 46 | 53625.5371 | 10981.887 | 6578.5696 | 2641.0605 | 128.15 | 152.81 | 229 | 30.7835 | 184.85 | 144.08
263 | 5 | 47 | 54056.3524 | 11030.2522 | 6655.8011 | 2641.0605 | 128.08 | 152.36 | 232 | 28.6562 | 179 | 147.69
264 | 5 | 48 | 53856.6404 | 11210.7695 | 6598.6082 | 2518.9966 | 119.41 | 140.78 | 195 | 21.4146 | 165.87 | 147.55
265 | 5 | 49 | 54128.1977 | 11030.2522 | 6694.2564 | 2498.7149 | 119.11 | 137.89 | 230 | 19.4164 | 158.24 | 151.72
266 | 5 | 50 | 54396.8601 | 11030.2522 | 6705.5596 | 2498.7149 | 134.33 | 163.59 | 187 | 33.4423 | 198.01 | 137.93
267 | 5 | 51 | 53882.2616 | 11210.7695 | 6596.0775 | 2641.0605 | 124.51 | 148.25 | 205 | 25.4972 | 180.12 | 151.07
268 | 5 | 52 | 53753.1048 | 11030.2522 | 6512.1023 | 2498.7149 | 121.49 | 142.86 | 179 | 25.4924 | 170.33 | 149.81
269 | 5 | 53 | 53592.8452 | 10723.4531 | 6559.0819 | 2498.7149 | 111.68 | 129.07 | 167 | 12.9667 | 147.76 | 151.89
270 | 5 | 54 | 54006.1289 | 11210.7695 | 6670.8083 | 2539.7385 | 136.39 | 168.33 | 200 | 37.6662 | 209 | 137.48
271 | 6 | 1 | 53932.5754 | 10981.887 | 6643.3504 | 2641.0605 | 135.05 | 161.92 | 269 | 35.2507 | 196.96 | 140.8
272 | 6 | 2 | 53644.337 | 9983.2092 | 6539.022 | 2051.2502 | 119.5 | 136.39 | 223 | 21.2316 | 157.43 | 152.63
273 | 6 | 3 | 53787.8231 | 10981.887 | 6553.5229 | 2641.0605 | 136.79 | 162.99 | 273 | 37.3783 | 193.38 | 141.3
274 | 6 | 4 | 53878.8505 | 11210.7695 | 6583.5617 | 2518.9966 | 115.9 | 134.13 | 185 | 18.4871 | 151.83 | 154.81
275 | 6 | 5 | 53728.3342 | 11210.7695 | 6588.6476 | 2518.9966 | 124.52 | 147.89 | 230 | 26.7454 | 179.62 | 149.15
276 | 6 | 6 | 53942.5591 | 10981.887 | 6637.1224 | 2641.0605 | 127.58 | 150.1 | 261 | 26.8818 | 177.61 | 147.01
277 | 6 | 7 | 53901.2823 | 11210.7695 | 6711.1335 | 2641.0605 | 129.95 | 154.83 | 282 | 29.6747 | 184.84 | 147.73
278 | 6 | 8 | 53981.5078 | 10981.887 | 6708.7214 | 2641.0605 | 147.64 | 180.36 | 282 | 46.3027 | 220.65 | 134.85
279 | 6 | 9 | 53573.0324 | 10369.6366 | 6492.3798 | 2115.3134 | 109.12 | 123.96 | 194 | 12.4311 | 139.8 | 157.05
280 | 6 | 10 | 54230.1242 | 11030.2522 | 6716.956 | 2641.0605 | 130.71 | 157.19 | 235 | 29.8418 | 191.06 | 146.84
281 | 6 | 11 | 53891.7346 | 11030.2522 | 6598.1359 | 2323.8788 | 136.85 | 162.54 | 246 | 38.8899 | 194.57 | 144.51
282 | 6 | 12 | 54132.2973 | 11030.2522 | 6701.2224 | 2641.0605 | 123.57 | 143.5 | 212 | 22.3152 | 167.43 | 149.56
283 | 6 | 13 | 53932.0585 | 11210.7695 | 6681.4066 | 2641.0605 | 141.1 | 172.26 | 265 | 40.9709 | 214.07 | 135.55
284 | 6 | 14 | 53989.3863 | 10733.6887 | 6567.5281 | 2498.7149 | 118.01 | 135.83 | 219 | 19.699 | 156.58 | 153.7
285 | 6 | 15 | 54091.8235 | 11210.7695 | 6722.2185 | 2641.0605 | 148.5 | 175.7 | 273 | 47.7111 | 213.06 | 135.08
286 | 6 | 16 | 54309.0274 | 10981.887 | 6765.2958 | 2641.0605 | 131.46 | 156.32 | 209 | 28.8582 | 185.2 | 150.63
287 | 6 | 17 | 54241.5775 | 11210.7695 | 6745.8612 | 2641.0605 | 141.13 | 173.5 | 279 | 38.5963 | 214.4 | 136.33
288 | 6 | 18 | 53955.8507 | 10981.887 | 6608.5058 | 2641.0605 | 117.29 | 134.61 | 168 | 19.5701 | 153.63 | 154.16
289 | 6 | 19 | 53747.4454 | 10562.0538 | 6534.7112 | 2115.3134 | 119.7 | 139.92 | 182 | 21.9003 | 161.18 | 149.66
290 | 6 | 20 | 53903.0745 | 10981.887 | 6588.3067 | 2641.0605 | 128.64 | 147.83 | 221 | 27.9906 | 171.39 | 148.37
291 | 6 | 21 | 54180.766 | 11030.2522 | 6624.9134 | 2323.8788 | 127.39 | 150.43 | 221 | 26.5205 | 175.05 | 148.31
292 | 6 | 22 | 53919.0055 | 11030.2522 | 6672.5117 | 2641.0605 | 129.56 | 156.78 | 210 | 30.6329 | 193.92 | 151.39
293 | 6 | 23 | 53583.871 | 10562.0538 | 6480.9463 | 2122.5321 | 124.52 | 145.7 | 239 | 25.7872 | 168.82 | 140.78
294 | 6 | 24 | 53806.9733 | 10981.887 | 6513.8586 | 2641.0605 | 113.21 | 131.02 | 161 | 16.7659 | 152.59 | 153.13
295 | 6 | 25 | 53693.6771 | 11210.7695 | 6575.6426 | 2641.0605 | 118.13 | 137.56 | 217 | 20.0886 | 161.48 | 155.59
296 | 6 | 26 | 53884.8156 | 11030.2522 | 6621.2898 | 2641.0605 | 110.57 | 127.04 | 174 | 12.4116 | 144.35 | 156.01
297 | 6 | 27 | 53721.878 | 10981.887 | 6557.1577 | 2641.0605 | 130.68 | 152.56 | 226 | 32.9738 | 181.62 | 142.02
298 | 6 | 28 | 53999.5099 | 11210.7695 | 6716.2714 | 2641.0605 | 139.57 | 170.06 | 325 | 38.6542 | 210.62 | 140.9
299 | 6 | 29 | 53539.6491 | 10733.6887 | 6467.6944 | 2498.7149 | 123.3 | 148.08 | 186 | 28.4151 | 178.42 | 142.15
300 | 6 | 30 | 53351.9333 | 10981.887 | 6456.851 | 2641.0605 | 108.97 | 126.08 | 138 | 14.1204 | 144.17 | 153.56
301 | 6 | 31 | 53447.065 | 10282.0054 | 6496.5114 | 2086.3526 | 126.89 | 151.36 | 182 | 31.6152 | 178.96 | 143.53
302 | 6 | 32 | 54128.5449 | 11210.7695 | 6678.6955 | 2518.9966 | 124.79 | 147.67 | 220 | 24.8399 | 174.72 | 151
303 | 6 | 33 | 53727.7886 | 10981.887 | 6504.5917 | 2641.0605 | 119.78 | 139.59 | 223 | 22.6521 | 162.78 | 147.07
304 | 6 | 34 | 54273.1311 | 11210.7695 | 6722.0361 | 2641.0605 | 131.54 | 159.59 | 282 | 29.8701 | 193.97 | 143.58
305 | 6 | 35 | 53919.735 | 11030.2522 | 6579.3322 | 2641.0605 | 113.36 | 131.09 | 198 | 15.1915 | 151.04 | 155.75
306 | 6 | 36 | 53914.1462 | 11210.7695 | 6618.8152 | 2641.0605 | 131.85 | 158.58 | 257 | 31.8859 | 189.16 | 144.74
307 | 6 | 37 | 53724.1981 | 11210.7695 | 6509.8332 | 2518.9966 | 127.72 | 151.13 | 199 | 29.8009 | 177.22 | 140.9
308 | 6 | 38 | 53580.8585 | 11030.2522 | 6448.3131 | 2320.3318 | 119.11 | 140.1 | 202 | 23.4214 | 163.44 | 154.6
309 | 6 | 39 | 53997.4918 | 11210.7695 | 6647.9705 | 2641.0605 | 131.6 | 155.09 | 268 | 32.0171 | 184.26 | 140.35
310 | 6 | 40 | 53798.0814 | 11210.7695 | 6584.1745 | 2518.9966 | 122.06 | 145.23 | 204 | 24.4055 | 170.77 | 145.3
311 | 6 | 41 | 53604.8088 | 11030.2522 | 6506.8703 | 2320.3318 | 122.21 | 143.02 | 205 | 24.5441 | 166.29 | 144.86
312 | 6 | 42 | 53793.0878 | 11210.7695 | 6527.0182 | 2641.0605 | 118.35 | 138 | 205 | 19.8941 | 162.1 | 147.41
313 | 6 | 43 | 53913.3951 | 10981.887 | 6547.5295 | 2641.0605 | 126.62 | 148.61 | 284 | 26.9712 | 174.38 | 147.39
314 | 6 | 44 | 54074.3579 | 11030.2522 | 6597.2026 | 2641.0605 | 137.56 | 167.87 | 206 | 38.3517 | 204.61 | 144.19
315 | 6 | 45 | 53921.8384 | 11210.7695 | 6638.0757 | 2518.9966 | 144.43 | 174.97 | 353 | 42.9439 | 212.24 | 134.97
316 | 6 | 46 | 53625.5371 | 10981.887 | 6578.5696 | 2641.0605 | 126.88 | 151.2 | 213 | 30.0009 | 181.13 | 144.09
317 | 6 | 47 | 54056.3524 | 11030.2522 | 6655.8011 | 2641.0605 | 132.56 | 158.73 | 254 | 32.0574 | 187.44 | 142.89
318 | 6 | 48 | 53856.6404 | 11210.7695 | 6598.6082 | 2518.9966 | 133.59 | 161.81 | 207 | 35.4887 | 196.78 | 138.51
319 | 6 | 49 | 54128.1977 | 11030.2522 | 6694.2564 | 2498.7149 | 133.83 | 161.17 | 255 | 33.0528 | 192.18 | 138.79
320 | 6 | 50 | 54396.8601 | 11030.2522 | 6705.5596 | 2498.7149 | 144.12 | 175.16 | 241 | 41.7183 | 210.24 | 130.57
321 | 6 | 51 | 53882.2616 | 11210.7695 | 6596.0775 | 2641.0605 | 130.78 | 157.81 | 190 | 30.575 | 190.9 | 143.75
322 | 6 | 52 | 53753.1048 | 11030.2522 | 6512.1023 | 2498.7149 | 119.57 | 140.68 | 182 | 22.451 | 165.87 | 145.84
323 | 6 | 53 | 53592.8452 | 10723.4531 | 6559.0819 | 2498.7149 | 121.72 | 143.76 | 185 | 23.2735 | 167.25 | 139.57
324 | 6 | 54 | 54006.1289 | 11210.7695 | 6670.8083 | 2539.7385 | 156.65 | 199.1 | 250 | 57.7266 | 250.27 | 115.46
325 | 7 | 1 | 53932.5754 | 10981.887 | 6643.3504 | 2641.0605 | 134.6 | 161.15 | 268 | 34.5907 | 196.42 | 144.35
326 | 7 | 2 | 53644.337 | 9983.2092 | 6539.022 | 2051.2502 | 119.92 | 138.01 | 223 | 22.4456 | 159.03 | 149.44
327 | 7 | 3 | 53787.8231 | 10981.887 | 6553.5229 | 2641.0605 | 131.81 | 157.23 | 217 | 33.3813 | 185.81 | 146.9
328 | 7 | 4 | 53878.8505 | 11210.7695 | 6583.5617 | 2518.9966 | 122.54 | 144.43 | 198 | 25.1193 | 165.56 | 150.84
329 | 7 | 5 | 53728.3342 | 11210.7695 | 6588.6476 | 2518.9966 | 121.93 | 144.56 | 200 | 23.595 | 175.13 | 150
330 | 7 | 6 | 53942.5591 | 10981.887 | 6637.1224 | 2641.0605 | 131.08 | 153.99 | 234 | 31.3346 | 181.33 | 142.12
331 | 7 | 7 | 53901.2823 | 11210.7695 | 6711.1335 | 2641.0605 | 133.51 | 161.28 | 262 | 33.0371 | 194.18 | 140.65
332 | 7 | 8 | 53981.5078 | 10981.887 | 6708.7214 | 2641.0605 | 150.7 | 188.41 | 264 | 49.9704 | 237.44 | 126.69
333 | 7 | 9 | 53573.0324 | 10369.6366 | 6492.3798 | 2115.3134 | 111.51 | 127.26 | 210 | 14.7046 | 142.81 | 147.87
334 | 7 | 10 | 54230.1242 | 11030.2522 | 6716.956 | 2641.0605 | 140.71 | 172.34 | 243 | 39.9807 | 215.81 | 142.16
335 | 7 | 11 | 53891.7346 | 11030.2522 | 6598.1359 | 2323.8788 | 134.76 | 159.53 | 235 | 37.3886 | 191.21 | 144.45
336 | 7 | 12 | 54132.2973 | 11030.2522 | 6701.2224 | 2641.0605 | 125.73 | 147.45 | 222 | 24.9542 | 176.44 | 148.47
337 | 7 | 13 | 53932.0585 | 11210.7695 | 6681.4066 | 2641.0605 | 136.33 | 165.49 | 277 | 35.4019 | 204.8 | 141.83
338 | 7 | 14 | 53989.3863 | 10733.6887 | 6567.5281 | 2498.7149 | 120.02 | 139.39 | 189 | 21.4593 | 165.67 | 157.02
339 | 7 | 15 | 54091.8235 | 11210.7695 | 6722.2185 | 2641.0605 | 123.92 | 144.55 | 241 | 24.1085 | 168.49 | 152.21
340 | 7 | 16 | 54309.0274 | 10981.887 | 6765.2958 | 2641.0605 | 120.65 | 142.05 | 231 | 19.4193 | 167.78 | 155.14
341 | 7 | 17 | 54241.5775 | 11210.7695 | 6745.8612 | 2641.0605 | 137.94 | 167.74 | 359 | 34.932 | 201.08 | 136.2
342 | 7 | 18 | 53955.8507 | 10981.887 | 6608.5058 | 2641.0605 | 117.74 | 133.94 | 168 | 19.5062 | 154.18 | 154.66
343 | 7 | 19 | 53747.4454 | 10562.0538 | 6534.7112 | 2115.3134 | 123.14 | 145.11 | 222 | 25.6375 | 170 | 145.53
344 | 7 | 20 | 53903.0745 | 10981.887 | 6588.3067 | 2641.0605 | 124.43 | 144.44 | 249 | 24.3915 | 169.09 | 148.99
345 | 7 | 21 | 54180.766 | 11030.2522 | 6624.9134 | 2323.8788 | 128.79 | 153.04 | 221 | 28.2037 | 181.67 | 144.07
346 | 7 | 22 | 53919.0055 | 11030.2522 | 6672.5117 | 2641.0605 | 130.38 | 157.2 | 222 | 30.9736 | 191.87 | 150.4
347 | 7 | 23 | 53583.871 | 10562.0538 | 6480.9463 | 2122.5321 | 119.54 | 139.47 | 199 | 21.4273 | 162.41 | 145.49
348 | 7 | 24 | 53806.9733 | 10981.887 | 6513.8586 | 2641.0605 | 110.82 | 128.07 | 123 | 13.9698 | 147.68 | 156.39
349 | 7 | 25 | 53693.6771 | 11210.7695 | 6575.6426 | 2641.0605 | 120.19 | 141.63 | 206 | 21.812 | 169.65 | 154.05
350 | 7 | 26 | 53884.8156 | 11030.2522 | 6621.2898 | 2641.0605 | 121.57 | 145.46 | 204 | 23.773 | 173.1 | 148.37
351 | 7 | 27 | 53721.878 | 10981.887 | 6557.1577 | 2641.0605 | 124.06 | 144.22 | 188 | 27.5529 | 170.82 | 148.07
352 | 7 | 28 | 53999.5099 | 11210.7695 | 6716.2714 | 2641.0605 | 139.07 | 170.34 | 269 | 38.8097 | 212.76 | 139.07
353 | 7 | 29 | 53539.6491 | 10733.6887 | 6467.6944 | 2498.7149 | 110.25 | 128.91 | 169 | 15.5688 | 152.6 | 153.74
354 | 7 | 30 | 53351.9333 | 10981.887 | 6456.851 | 2641.0605 | 123.12 | 147.5 | 182 | 28.2156 | 174.24 | 139.69
355 | 7 | 31 | 53447.065 | 10282.0054 | 6496.5114 | 2086.3526 | 114.84 | 133.86 | 161 | 18.9625 | 155.45 | 152.67
356 | 7 | 32 | 54128.5449 | 11210.7695 | 6678.6955 | 2518.9966 | 137.74 | 170.45 | 190 | 37.9447 | 212.91 | 141.12
357 | 7 | 33 | 53727.7886 | 10981.887 | 6504.5917 | 2641.0605 | 117.2 | 136.69 | 191 | 20.6223 | 158.42 | 147.1
358 | 7 | 34 | 54273.1311 | 11210.7695 | 6722.0361 | 2641.0605 | 149.57 | 185.66 | 297 | 47.2213 | 234.83 | 134.45
359 | 7 | 35 | 53919.735 | 11030.2522 | 6579.3322 | 2641.0605 | 117.78 | 138.27 | 228 | 19.8261 | 161.47 | 149.22
360 | 7 | 36 | 53914.1462 | 11210.7695 | 6618.8152 | 2641.0605 | 129.19 | 157.42 | 211 | 29.7481 | 192.68 | 146.99
361 | 7 | 37 | 53724.1981 | 11210.7695 | 6509.8332 | 2518.9966 | 118.71 | 137.94 | 205 | 21.0354 | 159.02 | 144.52
362 | 7 | 38 | 53580.8585 | 11030.2522 | 6448.3131 | 2320.3318 | 121.76 | 144.58 | 202 | 26.4306 | 170.85 | 152.42
363 | 7 | 39 | 53997.4918 | 11210.7695 | 6647.9705 | 2641.0605 | 129.09 | 153.51 | 250 | 30.2166 | 183.42 | 139.57
364 | 7 | 40 | 53798.0814 | 11210.7695 | 6584.1745 | 2518.9966 | 137.05 | 168.67 | 224 | 39.5194 | 203.41 | 131.88
365 | 7 | 41 | 53604.8088 | 11030.2522 | 6506.8703 | 2320.3318 | 125.87 | 148.91 | 248 | 27.8734 | 175.33 | 144.04
366 | 7 | 42 | 53793.0878 | 11210.7695 | 6527.0182 | 2641.0605 | 123.34 | 146.21 | 190 | 25.7858 | 177.6 | 147.27
367 | 7 | 43 | 53913.3951 | 10981.887 | 6547.5295 | 2641.0605 | 125.82 | 147.94 | 199 | 27.2764 | 172.3 | 142.95
368 | 7 | 44 | 54074.3579 | 11030.2522 | 6597.2026 | 2641.0605 | 121.71 | 144.59 | 189 | 23.3512 | 171.67 | 147.75
369 | 7 | 45 | 53921.8384 | 11210.7695 | 6638.0757 | 2518.9966 | 135.7 | 162.38 | 240 | 35.7252 | 192.91 | 132.55
370 | 7 | 46 | 53625.5371 | 10981.887 | 6578.5696 | 2641.0605 | 129.76 | 155.68 | 240 | 32.3805 | 187.73 | 142.6
371 | 7 | 47 | 54056.3524 | 11030.2522 | 6655.8011 | 2641.0605 | 146.55 | 181.38 | 252 | 46.259 | 223.18 | 133.12
372 | 7 | 48 | 53856.6404 | 11210.7695 | 6598.6082 | 2518.9966 | 131.98 | 159.5 | 245 | 33.1449 | 193.7 | 135.39
373 | 7 | 49 | 54128.1977 | 11030.2522 | 6694.2564 | 2498.7149 | 129.29 | 153.6 | 222 | 29.1258 | 180.51 | 145.33
374 | 7 | 50 | 54396.8601 | 11030.2522 | 6705.5596 | 2498.7149 | 137.85 | 168.3 | 210 | 35.7192 | 205.99 | 136.77
375 | 7 | 51 | 53882.2616 | 11210.7695 | 6596.0775 | 2641.0605 | 126.64 | 151.94 | 199 | 27.056 | 183.07 | 144.46
376 | 7 | 52 | 53753.1048 | 11030.2522 | 6512.1023 | 2498.7149 | 123.59 | 146.01 | 221 | 27.238 | 174.8 | 145.11
377 | 7 | 53 | 53592.8452 | 10723.4531 | 6559.0819 | 2498.7149 | 121.44 | 143.43 | 237 | 23.6013 | 168.05 | 144.99
378 | 7 | 54 | 54006.1289 | 11210.7695 | 6670.8083 | 2539.7385 | 139.96 | 174.35 | 222 | 41.9253 | 218.67 | 132.36
379 | 8 | 1 | 53932.5754 | 10981.887 | 6643.3504 | 2641.0605 | 123.8 | 144.01 | 235 | 23.4812 | 167.81 | 148.73
380 | 8 | 2 | 53644.337 | 9983.2092 | 6539.022 | 2051.2502 | 115 | 131.63 | 204 | 17.6125 | 151.07 | 154.65
381 | 8 | 3 | 53787.8231 | 10981.887 | 6553.5229 | 2641.0605 | 124.94 | 146.82 | 189 | 26.3567 | 170 | 147.16
382 | 8 | 4 | 53878.8505 | 11210.7695 | 6583.5617 | 2518.9966 | 116.44 | 134.96 | 182 | 19.6265 | 152.72 | 155.74
383 | 8 | 5 | 53728.3342 | 11210.7695 | 6588.6476 | 2518.9966 | 117.4 | 138.64 | 162 | 19.7941 | 166.34 | 153.43
384 | 8 | 6 | 53942.5591 | 10981.887 | 6637.1224 | 2641.0605 | 118.73 | 137.08 | 193 | 19.367 | 156.42 | 153.37
385 | 8 | 7 | 53901.2823 | 11210.7695 | 6711.1335 | 2641.0605 | 128.71 | 155.58 | 205 | 29.7112 | 188.43 | 150.09
386 | 8 | 8 | 53981.5078 | 10981.887 | 6708.7214 | 2641.0605 | 129.1 | 153.5 | 220 | 29.312 | 183.75 | 144.61
387 | 8 | 9 | 53573.0324 | 10369.6366 | 6492.3798 | 2115.3134 | 112.08 | 128.34 | 187 | 15.777 | 145.29 | 150.75
388 | 8 | 10 | 54230.1242 | 11030.2522 | 6716.956 | 2641.0605 | 134.26 | 161.52 | 249 | 33.5778 | 193.71 | 141.8
389 | 8 | 11 | 53891.7346 | 11030.2522 | 6598.1359 | 2323.8788 | 117.31 | 135.89 | 170 | 20.6424 | 158.63 | 152.51
390 | 8 | 12 | 54132.2973 | 11030.2522 | 6701.2224 | 2641.0605 | 120.25 | 140.39 | 194 | 20.1793 | 164.23 | 151.32
391 | 8 | 13 | 53932.0585 | 11210.7695 | 6681.4066 | 2641.0605 | 134.18 | 160.54 | 257 | 34.0249 | 193.58 | 138.81
392 | 8 | 14 | 53989.3863 | 10733.6887 | 6567.5281 | 2498.7149 | 120.99 | 139.83 | 227 | 23.5152 | 164.47 | 149.9
393 | 8 | 15 | 54091.8235 | 11210.7695 | 6722.2185 | 2641.0605 | 125.58 | 146.17 | 246 | 25.5028 | 169.89 | 148.89
394 | 8 | 16 | 54309.0274 | 10981.887 | 6765.2958 | 2641.0605 | 128.91 | 153.17 | 211 | 28.3133 | 180.76 | 149.92
395 | 8 | 17 | 54241.5775 | 11210.7695 | 6745.8612 | 2641.0605 | 140.76 | 172.69 | 269 | 38.1492 | 213.82 | 139.12
396 | 8 | 18 | 53955.8507 | 10981.887 | 6608.5058 | 2641.0605 | 116.68 | 133.44 | 174 | 19.6487 | 152.89 | 154.74
397 | 8 | 19 | 53747.4454 | 10562.0538 | 6534.7112 | 2115.3134 | 117.07 | 136.81 | 175 | 20.5781 | 157.05 | 147.59
398 | 8 | 20 | 53903.0745 | 10981.887 | 6588.3067 | 2641.0605 | 120.46 | 138.02 | 236 | 20.1982 | 158.97 | 153.13
399 | 8 | 21 | 54180.766 | 11030.2522 | 6624.9134 | 2323.8788 | 130.22 | 156.06 | 226 | 29.7252 | 184.73 | 149.88
400 | 8 | 22 | 53919.0055 | 11030.2522 | 6672.5117 | 2641.0605 | 127.83 | 152.44 | 189 | 29.229 | 184.94 | 150.52
401 | 8 | 23 | 53583.871 | 10562.0538 | 6480.9463 | 2122.5321 | 115.63 | 133.38 | 169 | 18.1675 | 153.56 | 149.61
402 | 8 | 24 | 53806.9733 | 10981.887 | 6513.8586 | 2641.0605 | 110.06 | 127.74 | 149 | 13.3574 | 146.4 | 153.74
403 | 8 | 25 | 53693.6771 | 11210.7695 | 6575.6426 | 2641.0605 | 117.42 | 136.74 | 173 | 18.9455 | 158.45 | 155.55
404 | 8 | 26 | 53884.8156 | 11030.2522 | 6621.2898 | 2641.0605 | 109.66 | 126.17 | 178 | 12.3078 | 143.06 | 154.88
405 | 8 | 27 | 53721.878 | 10981.887 | 6557.1577 | 2641.0605 | 129.84 | 150.68 | 208 | 32.6358 | 177.27 | 139.94
406 | 8 | 28 | 53999.5099 | 11210.7695 | 6716.2714 | 2641.0605 | 143.38 | 173.93 | 304 | 42.7821 | 214.85 | 139.48
407 | 8 | 29 | 53539.6491 | 10733.6887 | 6467.6944 | 2498.7149 | 123.18 | 146.24 | 171 | 27.7805 | 176.74 | 147.98
408 | 8 | 30 | 53351.9333 | 10981.887 | 6456.851 | 2641.0605 | 120.03 | 144.4 | 158 | 25.1132 | 172.08 | 142.34
409 | 8 | 31 | 53447.065 | 10282.0054 | 6496.5114 | 2086.3526 | 114.27 | 132.69 | 170 | 18.8413 | 153.06 | 150.2
410 | 8 | 32 | 54128.5449 | 11210.7695 | 6678.6955 | 2518.9966 | 123.01 | 146.35 | 220 | 23.3984 | 175.03 | 155.02
411 | 8 | 33 | 53727.7886 | 10981.887 | 6504.5917 | 2641.0605 | 124.53 | 147.79 | 227 | 27.5007 | 174.59 | 145.17
412 | 8 | 34 | 54273.1311 | 11210.7695 | 6722.0361 | 2641.0605 | 132.82 | 156.97 | 291 | 30.7772 | 186.36 | 144.77
413 | 8 | 35 | 53919.735 | 11030.2522 | 6579.3322 | 2641.0605 | 124.85 | 147.19 | 179 | 27.2196 | 173.58 | 145.59
414 | 8 | 36 | 53914.1462 | 11210.7695 | 6618.8152 | 2641.0605 | 131.17 | 157.15 | 176 | 31.2944 | 187.71 | 146.09
415 | 8 | 37 | 53724.1981 | 11210.7695 | 6509.8332 | 2518.9966 | 121.05 | 140.91 | 191 | 23.0401 | 162.44 | 144.83
416 | 8 | 38 | 53580.8585 | 11030.2522 | 6448.3131 | 2320.3318 | 132.61 | 158.39 | 227 | 37.2415 | 190.7 | 141.38
417 | 8 | 39 | 53997.4918 | 11210.7695 | 6647.9705 | 2641.0605 | 127.85 | 149.97 | 266 | 29.853 | 178.34 | 144.57
418 | 8 | 40 | 53798.0814 | 11210.7695 | 6584.1745 | 2518.9966 | 119.26 | 142.01 | 174 | 23.2938 | 166.67 | 146.32
419 | 8 | 41 | 53604.8088 | 11030.2522 | 6506.8703 | 2320.3318 | 122.57 | 143.39 | 222 | 24.9763 | 165.79 | 147.05
420 | 8 | 42 | 53793.0878 | 11210.7695 | 6527.0182 | 2641.0605 | 124.98 | 146.26 | 192 | 28.6194 | 175.3 | 146.73
421 | 8 | 43 | 53913.3951 | 10981.887 | 6547.5295 | 2641.0605 | 121.22 | 142.21 | 234 | 22.359 | 166.29 | 149.55
422 | 8 | 44 | 54074.3579 | 11030.2522 | 6597.2026 | 2641.0605 | 123.23 | 146.34 | 188 | 25.2128 | 171.33 | 151.49
423 | 8 | 45 | 53921.8384 | 11210.7695 | 6638.0757 | 2518.9966 | 124.93 | 146.41 | 240 | 24.5449 | 171.37 | 145.64
424 | 8 | 46 | 53625.5371 | 10981.887 | 6578.5696 | 2641.0605 | 118.18 | 138.55 | 188 | 22.5237 | 162.09 | 151.18
425 | 8 | 47 | 54056.3524 | 11030.2522 | 6655.8011 | 2641.0605 | 123.79 | 147.14 | 228 | 25.6464 | 173.73 | 145.86
426 | 8 | 48 | 53856.6404 | 11210.7695 | 6598.6082 | 2518.9966 | 128.71 | 154.52 | 188 | 30.3998 | 185.16 | 140.45
427 | 8 | 49 | 54128.1977 | 11030.2522 | 6694.2564 | 2498.7149 | 135.14 | 162.35 | 225 | 34.6348 | 194.78 | 141.13
428 | 8 | 50 | 54396.8601 | 11030.2522 | 6705.5596 | 2498.7149 | 131.73 | 158.53 | 229 | 29.6469 | 189.53 | 139.68
429 | 8 | 51 | 53882.2616 | 11210.7695 | 6596.0775 | 2641.0605 | 119.66 | 140.34 | 216 | 20.4209 | 164.82 | 148.34
430 | 8 | 52 | 53753.1048 | 11030.2522 | 6512.1023 | 2498.7149 | 124.43 | 147.2 | 193 | 28.1535 | 175.24 | 144.59
431 | 8 | 53 | 53592.8452 | 10723.4531 | 6559.0819 | 2498.7149 | 126.27 | 149.66 | 219 | 28.112 | 177.75 | 136.55
432 | 8 | 54 | 54006.1289 | 11210.7695 | 6670.8083 | 2539.7385 | 157.88 | 200.89 | 272 | 58.5582 | 253.7 | 121.44
433 | 9 | 1 | 53932.5754 | 10981.887 | 6643.3504 | 2641.0605 | 137.5 | 164.63 | 271 | 36.1637 | 200.3 | 136.41
434 | 9 | 2 | 53644.337 | 9983.2092 | 6539.022 | 2051.2502 | 113.61 | 129.62 | 187 | 15.0296 | 148.02 | 157.07
435 | 9 | 3 | 53787.8231 | 10981.887 | 6553.5229 | 2641.0605 | 122.97 | 144.9 | 243 | 24.4911 | 168.86 | 145.33
436 | 9 | 4 | 53878.8505 | 11210.7695 | 6583.5617 | 2518.9966 | 121.68 | 142.08 | 235 | 23.5528 | 163.44 | 149.08
437 | 9 | 5 | 53728.3342 | 11210.7695 | 6588.6476 | 2518.9966 | 122.07 | 145.38 | 166 | 24.5523 | 177.37 | 149.45
438 | 9 | 6 | 53942.5591 | 10981.887 | 6637.1224 | 2641.0605 | 130.24 | 153.92 | 219 | 30.86 | 183.89 | 140.44
439 | 9 | 7 | 53901.2823 | 11210.7695 | 6711.1335 | 2641.0605 | 130.66 | 159.48 | 233 | 30.9302 | 192.71 | 141.51
440 | 9 | 8 | 53981.5078 | 10981.887 | 6708.7214 | 2641.0605 | 143.37 | 176.7 | 303 | 42.4525 | 219.97 | 135.27
441 | 9 | 9 | 53573.0324 | 10369.6366 | 6492.3798 | 2115.3134 | 115.43 | 132.62 | 149 | 19.2581 | 152.59 | 149.97
442 | 9 | 10 | 54230.1242 | 11030.2522 | 6716.956 | 2641.0605 | 134.37 | 162.5 | 279 | 32.6405 | 199.8 | 142.36
443 | 9 | 11 | 53891.7346 | 11030.2522 | 6598.1359 | 2323.8788 | 130.84 | 155.04 | 218 | 33.8084 | 185.63 | 141.31
444 | 9 | 12 | 54132.2973 | 11030.2522 | 6701.2224 | 2641.0605 | 132.25 | 156.14 | 218 | 31.2656 | 186.99 | 137.91
445 | 9 | 13 | 53932.0585 | 11210.7695 | 6681.4066 | 2641.0605 | 139.21 | 169.88 | 268 | 38.905 | 208.03 | 132.86
446 | 9 | 14 | 53989.3863 | 10733.6887 | 6567.5281 | 2498.7149 | 114.74 | 131.18 | 204 | 15.8575 | 151.81 | 156.94
447 | 9 | 15 | 54091.8235 | 11210.7695 | 6722.2185 | 2641.0605 | 125.47 | 149.2 | 182 | 26.1978 | 179.48 | 149.9
448 | 9 | 16 | 54309.0274 | 10981.887 | 6765.2958 | 2641.0605 | 137.1 | 167 | 235 | 34.8208 | 205.96 | 146.23
449 | 9 | 17 | 54241.5775 | 11210.7695 | 6745.8612 | 2641.0605 | 142.48 | 174.22 | 273 | 39.613 | 212.58 | 133.26
450 | 9 | 18 | 53955.8507 | 10981.887 | 6608.5058 | 2641.0605 | 107.43 | 121.65 | 138 | 10.6865 | 137 | 157.03
451 | 9 | 19 | 53747.4454 | 10562.0538 | 6534.7112 | 2115.3134 | 119.73 | 140.71 | 178 | 23.2008 | 164.85 | 145.82
452 | 9 | 20 | 53903.0745 | 10981.887 | 6588.3067 | 2641.0605 | 124.06 | 143.14 | 231 | 23.553 | 167.51 | 151.3
453 | 9 | 21 | 54180.766 | 11030.2522 | 6624.9134 | 2323.8788 | 128.32 | 152.6 | 255 | 27.5024 | 178.88 | 143.94
454 | 9 | 22 | 53919.0055 | 11030.2522 | 6672.5117 | 2641.0605 | 129.17 | 156.37 | 211 | 28.5642 | 193.16 | 151.84
455 | 9 | 23 | 53583.871 | 10562.0538 | 6480.9463 | 2122.5321 | 116.7 | 135.12 | 171 | 19.0532 | 156.12 | 148.54
456 | 9 | 24 | 53806.9733 | 10981.887 | 6513.8586 | 2641.0605 | 112.42 | 131.56 | 163 | 15.6571 | 153.59 | 150.43
457 | 9 | 25 | 53693.6771 | 11210.7695 | 6575.6426 | 2641.0605 | 112.65 | 130.84 | 181 | 14.668 | 151.92 | 155.19
458 | 9 | 26 | 53884.8156 | 11030.2522 | 6621.2898 | 2641.0605 | 116.92 | 136.04 | 198 | 19.1771 | 158.19 | 151.31
459 | 9 | 27 | 53721.878 | 10981.887 | 6557.1577 | 2641.0605 | 131.76 | 156 | 192 | 35.031 | 189.47 | 138.79
460 | 9 | 28 | 53999.5099 | 11210.7695 | 6716.2714 | 2641.0605 | 144.06 | 179.19 | 277 | 44.3361 | 227.73 | 138.4
461 | 9 | 29 | 53539.6491 | 10733.6887 | 6467.6944 | 2498.7149 | 121.12 | 144.68 | 182 | 25.5772 | 175.15 | 145.46
462 | 9 | 30 | 53351.9333 | 10981.887 | 6456.851 | 2641.0605 | 117.05 | 137.96 | 221 | 22.0117 | 160.45 | 141.64
463 | 9 | 31 | 53447.065 | 10282.0054 | 6496.5114 | 2086.3526 | 116.9 | 136.48 | 167 | 21.1097 | 160.51 | 150.07
464 | 9 | 32 | 54128.5449 | 11210.7695 | 6678.6955 | 2518.9966 | 142.48 | 177.78 | 243 | 42.2789 | 226.07 | 139.2
465 | 9 | 33 | 53727.7886 | 10981.887 | 6504.5917 | 2641.0605 | 118 | 138.15 | 214 | 22.1558 | 161.88 | 147.09
466 | 9 | 34 | 54273.1311 | 11210.7695 | 6722.0361 | 2641.0605 | 146.61 | 180.24 | 304 | 44.2389 | 223.77 | 130.79
467 | 9 | 35 | 53919.735 | 11030.2522 | 6579.3322 | 2641.0605 | 123.73 | 146.5 | 217 | 24.6969 | 173.46 | 146.72
468 | 9 | 36 | 53914.1462 | 11210.7695 | 6618.8152 | 2641.0605 | 129.92 | 156.26 | 230 | 30.0326 | 188.56 | 149.54
469 | 9 | 37 | 53724.1981 | 11210.7695 | 6509.8332 | 2518.9966 | 120.83 | 141.81 | 202 | 23.4461 | 163.82 | 140.34
470 | 9 | 38 | 53580.8585 | 11030.2522 | 6448.3131 | 2320.3318 | 124.42 | 146.79 | 211 | 28.4426 | 175.06 | 146.77
471 | 9 | 39 | 53997.4918 | 11210.7695 | 6647.9705 | 2641.0605 | 147.25 | 178.41 | 280 | 48.1392 | 220.64 | 125.58
472 | 9 | 40 | 53798.0814 | 11210.7695 | 6584.1745 | 2518.9966 | 127.51 | 156.11 | 212 | 30.1386 | 189.5 | 142.81
473 | 9 | 41 | 53604.8088 | 11030.2522 | 6506.8703 | 2320.3318 | 114.15 | 131.74 | 202 | 17.1868 | 151.84 | 148.65
474 | 9 | 42 | 53793.0878 | 11210.7695 | 6527.0182 | 2641.0605 | 119.44 | 138.24 | 177 | 22.3339 | 163.22 | 149.47
475 | 9 | 43 | 53913.3951 | 10981.887 | 6547.5295 | 2641.0605 | 123.67 | 145.67 | 200 | 25.1324 | 170.19 | 144
476 | 9 | 44 | 54074.3579 | 11030.2522 | 6597.2026 | 2641.0605 | 124.42 | 146.62 | 227 | 25.0325 | 171.86 | 146.69
477 | 9 | 45 | 53921.8384 | 11210.7695 | 6638.0757 | 2518.9966 | 124.8 | 147.03 | 255 | 23.8553 | 172.91 | 145.51
478 | 9 | 46 | 53625.5371 | 10981.887 | 6578.5696 | 2641.0605 | 131.43 | 157.74 | 247 | 33.9577 | 189.24 | 139.43
479 | 9 | 47 | 54056.3524 | 11030.2522 | 6655.8011 | 2641.0605 | 128.27 | 155.14 | 234 | 28.6038 | 186.45 | 141.61
480 | 9 | 48 | 53856.6404 | 11210.7695 | 6598.6082 | 2518.9966 | 133.22 | 160.93 | 228 | 34.427 | 195.07 | 135.11
481 | 9 | 49 | 54128.1977 | 11030.2522 | 6694.2564 | 2498.7149 | 126.63 | 149.94 | 219 | 27.3115 | 176.72 | 144.99
482 | 9 | 50 | 54396.8601 | 11030.2522 | 6705.5596 | 2498.7149 | 134.21 | 162.02 | 242 | 31.876 | 192.33 | 135.54
483 | 9 | 51 | 53882.2616 | 11210.7695 | 6596.0775 | 2641.0605 | 129.29 | 156.94 | 211 | 30.8421 | 191.58 | 142.46
484 | 9 | 52 | 53753.1048 | 11030.2522 | 6512.1023 | 2498.7149 | 111.63 | 129.28 | 187 | 14.9562 | 149.53 | 154.03
485 | 9 | 53 | 53592.8452 | 10723.4531 | 6559.0819 | 2498.7149 | 117.76 | 137.8 | 203 | 19.9526 | 160.33 | 146.8
486 | 9 | 54 | 54006.1289 | 11210.7695 | 6670.8083 | 2539.7385 | 147.73 | 187.94 | 220 | 48.8651 | 243.24 | 132.99
487 | 10 | 1 | 53932.5754 | 10981.887 | 6643.3504 | 2641.0605 | 132.7 | 158.69 | 308 | 30.7286 | 190.29 | 139.5
488 | 10 | 2 | 53644.337 | 9983.2092 | 6539.022 | 2051.2502 | 121.47 | 139.55 | 221 | 23.3369 | 160.6 | 149.87
489 | 10 | 3 | 53787.8231 | 10981.887 | 6553.5229 | 2641.0605 | 153.54 | 186.86 | 301 | 54.5257 | 223.87 | 125.57
490 | 10 | 4 | 53878.8505 | 11210.7695 | 6583.5617 | 2518.9966 | 126 | 147.82 | 248 | 27.9212 | 167.95 | 146.12
491 | 10 | 5 | 53728.3342 | 11210.7695 | 6588.6476 | 2518.9966 | 129.31 | 156.22 | 214 | 30.4146 | 192.63 | 143.71
492 | 10 | 6 | 53942.5591 | 10981.887 | 6637.1224 | 2641.0605 | 122.55 | 143.46 | 244 | 23.0215 | 167.64 | 151.52
493 | 10 | 7 | 53901.2823 | 11210.7695 | 6711.1335 | 2641.0605 | 136.56 | 164.2 | 252 | 36.8058 | 196.75 | 144.52
494 | 10 | 8 | 53981.5078 | 10981.887 | 6708.7214 | 2641.0605 | 156.92 | 193.39 | 270 | 55.3053 | 239.74 | 127.72
495 | 10 | 9 | 53573.0324 | 10369.6366 | 6492.3798 | 2115.3134 | 132.59 | 157.34 | 237 | 34.9148 | 185.27 | 136.44
496 | 10 | 10 | 54230.1242 | 11030.2522 | 6716.956 | 2641.0605 | 145.66 | 177.71 | 261 | 44.2505 | 218.2 | 136.24
497 | 10 | 11 | 53891.7346 | 11030.2522 | 6598.1359 | 2323.8788 | 129.52 | 153.35 | 233 | 32.0798 | 181.69 | 148.48
498 | 10 | 12 | 54132.2973 | 11030.2522 | 6701.2224 | 2641.0605 | 142.93 | 171.75 | 265 | 42.1362 | 206.45 | 135.06
499 | 10 | 13 | 53932.0585 | 11210.7695 | 6681.4066 | 2641.0605 | 140.51 | 169.48 | 299 | 39.6312 | 207.57 | 140.11
500 | 10 | 14 | 53989.3863 | 10733.6887 | 6567.5281 | 2498.7149 | 124.24 | 145.76 | 193 | 25.9492 | 170.72 | 144.7
501 | 10 | 15 | 54091.8235 | 11210.7695 | 6722.2185 | 2641.0605 | 139.42 | 164.38 | 296 | 39.4978 | 192.38 | 138.75
502 | 10 | 16 | 54309.0274 | 10981.887 | 6765.2958 | 2641.0605 | 133.5 | 161.74 | 250 | 31.2743 | 195.45 | 145.64
503 | 10 | 17 | 54241.5775 | 11210.7695 | 6745.8612 | 2641.0605 | 140.69 | 172.18 | 315 | 38.174 | 212.27 | 135.6
504 | 10 | 18 | 53955.8507 | 10981.887 | 6608.5058 | 2641.0605 | 118 | 136.81 | 235 | 19.6654 | 158.58 | 152.39
505 | 10 | 19 | 53747.4454 | 10562.0538 | 6534.7112 | 2115.3134 | 131.02 | 155.43 | 209 | 33.0199 | 179.88 | 136.89
506 | 10 | 20 | 53903.0745 | 10981.887 | 6588.3067 | 2641.0605 | 130.53 | 152.39 | 270 | 29.4109 | 180.15 | 149.77
507 | 10 | 21 | 54180.766 | 11030.2522 | 6624.9134 | 2323.8788 | 129.72 | 152.95 | 237 | 29.1797 | 177.17 | 147.09
508 | 10 | 22 | 53919.0055 | 11030.2522 | 6672.5117 | 2641.0605 | 133.93 | 160.96 | 234 | 33.298 | 194.47 | 147.12
509 | 10 | 23 | 53583.871 | 10562.0538 | 6480.9463 | 2122.5321 | 115.72 | 134.63 | 188 | 17.2829 | 154.01 | 150.14
510 | 10 | 24 | 53806.9733 | 10981.887 | 6513.8586 | 2641.0605 | 125.18 | 150.88 | 213 | 27.8267 | 182.88 | 142.73
511 | 10 | 25 | 53693.6771 | 11210.7695 | 6575.6426 | 2641.0605 | 121.08 | 142.82 | 202 | 23.2798 | 170.25 | 153.19
512 | 10 | 26 | 53884.8156 | 11030.2522 | 6621.2898 | 2641.0605 | 119.83 | 141.68 | 217 | 21.3708 | 165.39 | 147.73
513 | 10 | 27 | 53721.878 | 10981.887 | 6557.1577 | 2641.0605 | 144.07 | 174.35 | 255 | 46.5893 | 212.06 | 124.3
514 | 10 | 28 | 53999.5099 | 11210.7695 | 6716.2714 | 2641.0605 | 142.78 | 172.81 | 314 | 41.1663 | 211.31 | 135.35
515 | 10 | 29 | 53539.6491 | 10733.6887 | 6467.6944 | 2498.7149 | 135.33 | 164.69 | 207 | 40.1554 | 202.03 | 131.07
516 | 10 | 30 | 53351.9333 | 10981.887 | 6456.851 | 2641.0605 | 120.52 | 142.07 | 205 | 25.4237 | 164.57 | 139.23
517 | 10 | 31 | 53447.065 | 10282.0054 | 6496.5114 | 2086.3526 | 121.07 | 142.25 | 175 | 25.0949 | 164.96 | 148.86
518 | 10 | 32 | 54128.5449 | 11210.7695 | 6678.6955 | 2518.9966 | 130.95 | 158.57 | 225 | 30.4865 | 192.37 | 146.76
519 | 10 | 33 | 53727.7886 | 10981.887 | 6504.5917 | 2641.0605 | 132.47 | 156.81 | 221 | 34.9783 | 184.55 | 136.73
520 | 10 | 34 | 54273.1311 | 11210.7695 | 6722.0361 | 2641.0605 | 142.65 | 174.49 | 277 | 40.9144 | 216.03 | 137.11
521 | 10 | 35 | 53919.735 | 11030.2522 | 6579.3322 | 2641.0605 | 121.6 | 142.69 | 246 | 22.6806 | 167.54 | 151.06
522 | 10 | 36 | 53914.1462 | 11210.7695 | 6618.8152 | 2641.0605 | 135.71 | 163.17 | 223 | 35.5858 | 195.01 | 143.18
523 | 10 | 37 | 53724.1981 | 11210.7695 | 6509.8332 | 2518.9966 | 123.56 | 143.53 | 224 | 24.9509 | 164.13 | 142.36
524 | 10 | 38 | 53580.8585 | 11030.2522 | 6448.3131 | 2320.3318 | 128.12 | 151.37 | 247 | 31.5089 | 176.69 | 144.75
525 | 10 | 39 | 53997.4918 | 11210.7695 | 6647.9705 | 2641.0605 | 145.12 | 174.6 | 240 | 46.1603 | 211.29 | 126.87
526 | 10 | 40 | 53798.0814 | 11210.7695 | 6584.1745 | 2518.9966 | 136.68 | 167.51 | 249 | 38.9378 | 199.95 | 129.72
527 | 10 | 41 | 53604.8088 | 11030.2522 | 6506.8703 | 2320.3318 | 123.07 | 142.78 | 224 | 25.0678 | 164.73 | 146.21
528 | 10 | 42 | 53793.0878 | 11210.7695 | 6527.0182 | 2641.0605 | 117.25 | 135.28 | 189 | 20.3205 | 156.76 | 148.26
529 | 10 | 43 | 53913.3951 | 10981.887 | 6547.5295 | 2641.0605 | 139.12 | 165.82 | 243 | 39.7499 | 197.34 | 137.76
530 | 10 | 44 | 54074.3579 | 11030.2522 | 6597.2026 | 2641.0605 | 145.25 | 178.29 | 220 | 46.5142 | 219.67 | 134.18
531 | 10 | 45 | 53921.8384 | 11210.7695 | 6638.0757 | 2518.9966 | 138.54 | 167.26 | 278 | 37.6976 | 200.95 | 134.41
532 | 10 | 46 | 53625.5371 | 10981.887 | 6578.5696 | 2641.0605 | 118.45 | 138.19 | 254 | 20.3128 | 158.76 | 150.51
533 | 10 | 47 | 54056.3524 | 11030.2522 | 6655.8011 | 2641.0605 | 137.09 | 165.98 | 260 | 38.0437 | 197.75 | 143.59
534 | 10 | 48 | 53856.6404 | 11210.7695 | 6598.6082 | 2518.9966 | 134.9 | 163.28 | 245 | 36.0427 | 196.73 | 135.59
535 | 10 | 49 | 54128.1977 | 11030.2522 | 6694.2564 | 2498.7149 | 136.48 | 164.83 | 261 | 36.5242 | 196.68 | 140.5
536 | 10 | 50 | 54396.8601 | 11030.2522 | 6705.5596 | 2498.7149 | 157.45 | 195.36 | 285 | 54.6348 | 237.42 | 121.15
537 | 10 | 51 | 53882.2616 | 11210.7695 | 6596.0775 | 2641.0605 | 124.85 | 147.62 | 238 | 24.8944 | 176.09 | 148.94
538 | 10 | 52 | 53753.1048 | 11030.2522 | 6512.1023 | 2498.7149 | 122.1 | 144.8 | 216 | 25.4217 | 173.1 | 146.64
539 | 10 | 53 | 53592.8452 | 10723.4531 | 6559.0819 | 2498.7149 | 115.2 | 134.15 | 180 | 17.0969 | 155.98 | 150.33
540 | 10 | 54 | 54006.1289 | 11210.7695 | 6670.8083 | 2539.7385 | 140.5 | 174.33 | 246 | 42.1073 | 216.72 | 135.78
541 | 11 | 1 | 53932.5754 | 10981.887 | 6643.3504 | 2641.0605 | 140.09 | 166.54 | 255 | 39.9701 | 204.06 | 142.77
542 | 11 | 2 | 53644.337 | 9983.2092 | 6539.022 | 2051.2502 | 121.57 | 138.63 | 198 | 23.8583 | 161.83 | 154.03
543 | 11 | 3 | 53787.8231 | 10981.887 | 6553.5229 | 2641.0605 | 122.98 | 141.96 | 198 | 24.4532 | 164.39 | 153.8
544 | 11 | 4 | 53878.8505 | 11210.7695 | 6583.5617 | 2518.9966 | 121.43 | 140.99 | 257 | 23.7294 | 159.41 | 150.12
545 | 11 | 5 | 53728.3342 | 11210.7695 | 6588.6476 | 2518.9966 | 118.4 | 137.31 | 231 | 21.2343 | 162.61 | 152.14
546 | 11 | 6 | 53942.5591 | 10981.887 | 6637.1224 | 2641.0605 | 119.65 | 138.18 | 228 | 20.4653 | 159.63 | 152.58
547 | 11 | 7 | 53901.2823 | 11210.7695 | 6711.1335 | 2641.0605 | 118.86 | 138.02 | 217 | 20.3769 | 158.5 | 151.86
548 | 11 | 8 | 53981.5078 | 10981.887 | 6708.7214 | 2641.0605 | 132.95 | 158.02 | 273 | 32.7111 | 190.69 | 143.93
549 | 11 | 9 | 53573.0324 | 10369.6366 | 6492.3798 | 2115.3134 | 118.21 | 135.76 | 200 | 21.3995 | 158.95 | 151.78
550 | 11 | 10 | 54230.1242 | 11030.2522 | 6716.956 | 2641.0605 | 129.9 | 155.56 | 242 | 28.8107 | 186.91 | 146.31
551 | 11 | 11 | 53891.7346 | 11030.2522 | 6598.1359 | 2323.8788 | 122.25 | 140.05 | 211 | 24.6595 | 162.9 | 149.65
552 | 11 | 12 | 54132.2973 | 11030.2522 | 6701.2224 | 2641.0605 | 132.15 | 154.6 | 252 | 31.8233 | 185.37 | 144.32
553 | 11 | 13 | 53932.0585 | 11210.7695 | 6681.4066 | 2641.0605 | 131.66 | 155.04 | 238 | 32.4653 | 188.3 | 149.03
554 | 11 | 14 | 53989.3863 | 10733.6887 | 6567.5281 | 2498.7149 | 125.28 | 147.22 | 211 | 27.1405 | 177.09 | 152.02
555 | 11 | 15 | 54091.8235 | 11210.7695 | 6722.2185 | 2641.0605 | 129.89 | 151.97 | 245 | 31.3689 | 182.46 | 149.42
556 | 11 | 16 | 54309.0274 | 10981.887 | 6765.2958 | 2641.0605 | 122.76 | 144.24 | 188 | 22.1205 | 170.61 | 152.84
557 | 11 | 17 | 54241.5775 | 11210.7695 | 6745.8612 | 2641.0605 | 145.89 | 179.92 | 300 | 43.9705 | 227.97 | 137.84
558 | 11 | 18 | 53955.8507 | 10981.887 | 6608.5058 | 2641.0605 | 118.98 | 135.86 | 178 | 20.8303 | 157.6 | 154.08
559 | 11 | 19 | 53747.4454 | 10562.0538 | 6534.7112 | 2115.3134 | 118.67 | 137.32 | 250 | 20.5808 | 157.75 | 149.38
560 | 11 | 20 | 53903.0745 | 10981.887 | 6588.3067 | 2641.0605 | 124.87 | 143.72 | 224 | 24.4053 | 167.6 | 152.26
561 | 11 | 21 | 54180.766 | 11030.2522 | 6624.9134 | 2323.8788 | 127.09 | 148.93 | 249 | 26.8022 | 174.02 | 149.55
562 | 11 | 22 | 53919.0055 | 11030.2522 | 6672.5117 | 2641.0605 | 120.74 | 141.15 | 188 | 21.3934 | 167.27 | 155.87
563 | 11 | 23 | 53583.871 | 10562.0538 | 6480.9463 | 2122.5321 | 120.86 | 140.17 | 173 | 23.3437 | 161.73 | 144.72
564 | 11 | 24 | 53806.9733 | 10981.887 | 6513.8586 | 2641.0605 | 107.95 | 124.02 | 154 | 11.1537 | 141.64 | 155.73
565 | 11 | 25 | 53693.6771 | 11210.7695 | 6575.6426 | 2641.0605 | 118.34 | 138.9 | 198 | 20.1569 | 163.71 | 159.45
566 | 11 | 26 | 53884.8156 | 11030.2522 | 6621.2898 | 2641.0605 | 116.25 | 135.67 | 195 | 19.4381 | 159.47 | 152.86
567 | 11 | 27 | 53721.878 | 10981.887 | 6557.1577 | 2641.0605 | 115.64 | 132.85 | 196 | 18.5052 | 155.92 | 154.46
568 | 11 | 28 | 53999.5099 | 11210.7695 | 6716.2714 | 2641.0605 | 150.94 | 184.48 | 290 | 50.6278 | 234.88 | 139.04
569 | 11 | 29 | 53539.6491 | 10733.6887 | 6467.6944 | 2498.7149 | 116.2 | 136.33 | 208 | 20.8636 | 162.11 | 151.85
570 | 11 | 30 | 53351.9333 | 10981.887 | 6456.851 | 2641.0605 | 111.42 | 129.91 | 170 | 17.4304 | 150.16 | 148.37
571 | 11 | 31 | 53447.065 | 10282.0054 | 6496.5114 | 2086.3526 | 111.4 | 127.34 | 170 | 15.6086 | 144.24 | 154.12
572 | 11 | 32 | 54128.5449 | 11210.7695 | 6678.6955 | 2518.9966 | 123.07 | 146.31 | 223 | 23.9906 | 175.11 | 151.07
573 | 11 | 33 | 53727.7886 | 10981.887 | 6504.5917 | 2641.0605 | 129.4 | 154.28 | 220 | 32.0442 | 187.01 | 143.94
574 | 11 | 34 | 54273.1311 | 11210.7695 | 6722.0361 | 2641.0605 | 128.29 | 152.48 | 277 | 26.5316 | 182.63 | 147.43
575 | 11 | 35 | 53919.735 | 11030.2522 | 6579.3322 | 2641.0605 | 114.93 | 133.09 | 210 | 17.2047 | 155.49 | 156.79
576 | 11 | 36 | 53914.1462 | 11210.7695 | 6618.8152 | 2641.0605 | 127.87 | 153.03 | 217 | 29.4347 | 184.56 | 147.31
577 | 11 | 37 | 53724.1981 | 11210.7695 | 6509.8332 | 2518.9966 | 108.35 | 123.34 | 156 | 11.1645 | 139.48 | 155.49
578 | 11 | 38 | 53580.8585 | 11030.2522 | 6448.3131 | 2320.3318 | 124.51 | 145.74 | 229 | 29.1729 | 174.25 | 149.32
579 | 11 | 39 | 53997.4918 | 11210.7695 | 6647.9705 | 2641.0605 | 133.84 | 158.41 | 311 | 35.1015 | 188.98 | 139.26
580 | 11 | 40 | 53798.0814 | 11210.7695 | 6584.1745 | 2518.9966 | 119.68 | 141.39 | 229 | 23.0503 | 164.39 | 145.04
581 | 11 | 41 | 53604.8088 | 11030.2522 | 6506.8703 | 2320.3318 | 124.43 | 145.78 | 214 | 26.439 | 170.87 | 145.66
582 | 11 | 42 | 53793.0878 | 11210.7695 | 6527.0182 | 2641.0605 | 110.44 | 125.48 | 142 | 14.2665 | 144.27 | 156.17
583 | 11 | 43 | 53913.3951 | 10981.887 | 6547.5295 | 2641.0605 | 123.74 | 145.08 | 254 | 24.816 | 169.32 | 147.69
584 | 11 | 44 | 54074.3579 | 11030.2522 | 6597.2026 | 2641.0605 | 127.32 | 151.47 | 234 | 29.1781 | 180.55 | 145.4
585 | 11 | 45 | 53921.8384 | 11210.7695 | 6638.0757 | 2518.9966 | 131.7 | 153.66 | 247 | 32.5093 | 180.08 | 138.1
586 | 11 | 46 | 53625.5371 | 10981.887 | 6578.5696 | 2641.0605 | 127.46 | 151.99 | 227 | 31.2757 | 180.5 | 145.83
587 | 11 | 47 | 54056.3524 | 11030.2522 | 6655.8011 | 2641.0605 | 133.47 | 160.73 | 265 | 34.6687 | 192.58 | 142.29
588 | 11 | 48 | 53856.6404 | 11210.7695 | 6598.6082 | 2518.9966 | 136.65 | 164.17 | 266 | 38.3675 | 199.1 | 135.17
589 | 11 | 49 | 54128.1977 | 11030.2522 | 6694.2564 | 2498.7149 | 121.14 | 141.06 | 212 | 21.6419 | 162.99 | 151.65
590 | 11 | 50 | 54396.8601 | 11030.2522 | 6705.5596 | 2498.7149 | 129.06 | 153.59 | 233 | 28.0579 | 181.66 | 139.81
591 | 11 | 51 | 53882.2616 | 11210.7695 | 6596.0775 | 2641.0605 | 115.03 | 131.86 | 192 | 16.3649 | 152.46 | 155.69
592 | 11 | 52 | 53753.1048 | 11030.2522 | 6512.1023 | 2498.7149 | 126.12 | 148.53 | 197 | 29.2696 | 178.33 | 146.14
593 | 11 | 53 | 53592.8452 | 10723.4531 | 6559.0819 | 2498.7149 | 122.2 | 144.93 | 207 | 24.1479 | 171.82 | 144.3
594 | 11 | 54 | 54006.1289 | 11210.7695 | 6670.8083 | 2539.7385 | 140.26 | 174.06 | 267 | 42.0775 | 216.7 | 133.41

## NSW
Summary of results for 594 market simulations for 2025-26 - New South Wales
Simulation number | Unplanned outage set | Weather set | Energy and demand (as generated) | [7 empty] | Spot Price (nominal at the regional reference node) | [6 empty] | Hedged price (nominal at the regional reference node)
|  |  | Annual regional energy (GWh) | Annual regional peak demand (MW) | Annual energy - AUSGRID (GWh) | Annual energy - ENDEAVOUR (GWh) | Annual energy - ESSENTIAL (GWh) | Annual peak demand - AUSGRID (MW) | Annual peak demand - ENDEAVOUR (MW) | Annual peak demand - ESSENTIAL (MW) | Annual regional time weighted spot price ($/MWh) | Annual regional Demand weighted spot price ($/MWh) | Number of hours spot prices above $300 | Contribution of spot prices above $300 to annual average spot price ($/MWh) | Annual Demand weighted spot price - AUSGRID ($/MWh) | Annual Demand weighted spot price - ENDEAVOUR ($/MWh) | Annual Demand weighted spot price - ESSENTIAL ($/MWh) | Annual hedged price - AUSGRID ($/MWh) | Annual hedged price - ENDEAVOUR ($/MWh) | Annual hedged price - ESSENTIAL ($/MWh)
1 | 1 | 1 | 64852.39 | 13069.2528 | 7650.4043 | 5181.0034 | 4200.5797 | 2081.7396 | 1760.7796 | 1147.2931 | 138.23 | 173.14 | 283 | 43.2848 | 182.44 | 189.52 | 188.94 | 148.99 | 154.45 | 157.2
2 | 1 | 2 | 63915.4402 | 13069.2528 | 7567.0345 | 5105.4362 | 4159.4305 | 2099.4286 | 1568.5053 | 1147.2931 | 125.83 | 161.69 | 233 | 34.475 | 175.42 | 178.17 | 181.77 | 163.41 | 172.73 | 167.08
3 | 1 | 3 | 64424.894 | 13495.3101 | 7547.5681 | 5117.945 | 4128.6681 | 2217.6725 | 1776.6374 | 1145.6807 | 135.09 | 173.5 | 261 | 42.7933 | 190.49 | 194.66 | 193.37 | 161.71 | 166.43 | 161.03
4 | 1 | 4 | 64016.0337 | 13069.2528 | 7490.9319 | 5091.0179 | 4110.4093 | 2081.0354 | 1578.5554 | 1147.2931 | 119.33 | 143.46 | 235 | 27.6216 | 145.24 | 153.91 | 152.21 | 159.89 | 163.18 | 161.41
5 | 1 | 5 | 64078.6086 | 13069.2528 | 7590.4291 | 5110.9432 | 4115.457 | 2099.4286 | 1760.7796 | 1147.2931 | 122.27 | 154.69 | 213 | 31.9194 | 166.28 | 170.05 | 171.29 | 161.24 | 169.33 | 165.99
6 | 1 | 6 | 64361.335 | 13069.2528 | 7568.5471 | 5146.5125 | 4151.7855 | 2081.0354 | 1578.5554 | 1147.2931 | 133.06 | 167.12 | 262 | 40.5179 | 175.35 | 180.83 | 183.06 | 151.79 | 155.06 | 158.8
7 | 1 | 7 | 64302.4937 | 13069.2528 | 7612.4751 | 5152.0665 | 4165.9771 | 2081.7396 | 1760.7796 | 1147.2931 | 134.04 | 171.57 | 200 | 42.853 | 184.27 | 191.29 | 189.83 | 156.52 | 163.78 | 160.39
8 | 1 | 8 | 64561.811 | 13069.2528 | 7654.9681 | 5194.0887 | 4178.0479 | 2099.4286 | 1760.7796 | 1147.2931 | 135.92 | 172.53 | 280 | 42.8569 | 183.17 | 188.04 | 190.03 | 152.47 | 153.95 | 159.39
9 | 1 | 9 | 64047.1684 | 13069.2528 | 7539.8846 | 5112.3296 | 4138.4047 | 2081.0354 | 1578.5554 | 1147.2931 | 114.95 | 139.47 | 244 | 23.6766 | 144.02 | 147.29 | 151.35 | 159.46 | 167.89 | 165.33
10 | 1 | 10 | 64585.9483 | 13069.2528 | 7597.8281 | 5177.2962 | 4125.3642 | 2099.4286 | 1760.7796 | 1147.2931 | 132.13 | 165.31 | 252 | 39.4797 | 173.65 | 184.15 | 177.27 | 153.94 | 155.68 | 159.87
11 | 1 | 11 | 63786.5313 | 13495.3101 | 7469.3259 | 5069.0483 | 4095.0004 | 2217.6725 | 1776.6374 | 1145.6807 | 140.29 | 182.24 | 245 | 48.2331 | 198.47 | 205.8 | 201.81 | 159.11 | 161.4 | 160.07
12 | 1 | 12 | 64574.5768 | 13069.2528 | 7617.6536 | 5156.4953 | 4156.7321 | 2099.4286 | 1803.498 | 1147.2931 | 117.64 | 143.62 | 268 | 24.313 | 150.27 | 154.35 | 154.93 | 162.78 | 170.81 | 166.48
13 | 1 | 13 | 64797.2317 | 12955.8702 | 7637.1182 | 5194.5295 | 4154.357 | 2099.4286 | 1760.7796 | 1145.6807 | 160.34 | 212.83 | 297 | 66.5731 | 236.83 | 242.85 | 244.6 | 147.37 | 148.87 | 156.56
14 | 1 | 14 | 63659.6412 | 13069.2528 | 7462.4856 | 5038.5952 | 4086.0018 | 2099.4286 | 1760.7796 | 1147.2931 | 124.35 | 157.9 | 231 | 34.3457 | 170.29 | 173.67 | 175.02 | 161.69 | 169.15 | 164.56
15 | 1 | 15 | 64169.6726 | 13069.2528 | 7597.4335 | 5151.302 | 4151.5024 | 2099.4286 | 1760.7796 | 1147.2931 | 124.29 | 156.34 | 217 | 33.6766 | 166.3 | 172.53 | 171.26 | 159.39 | 165.43 | 164.13
16 | 1 | 16 | 64187.5038 | 13495.3101 | 7593.2549 | 5146.695 | 4125.009 | 2217.6725 | 1776.6374 | 1145.6807 | 118.01 | 145.37 | 210 | 25.9141 | 150.98 | 156.41 | 154.38 | 162.86 | 168.4 | 165.06
17 | 1 | 17 | 64485.8901 | 13069.2528 | 7605.2754 | 5148.8837 | 4150.6641 | 2081.7396 | 1760.7796 | 1147.2931 | 124.96 | 154.22 | 274 | 31.6151 | 161.56 | 166.73 | 166.38 | 156.44 | 162.13 | 162.46
18 | 1 | 18 | 63989.5486 | 13069.2528 | 7434.0815 | 5031.6248 | 4090.6759 | 2099.4286 | 1568.5053 | 1147.2931 | 126.51 | 161.44 | 222 | 35.9653 | 177.96 | 179.69 | 183.11 | 164.32 | 171.57 | 165.88
19 | 1 | 19 | 63745.8389 | 13495.3101 | 7473.7555 | 5079.4835 | 4084.2673 | 2217.6725 | 1803.498 | 1136.5553 | 123.86 | 152.38 | 267 | 32.2756 | 154.55 | 159.96 | 161.31 | 153.68 | 154.84 | 160.69
20 | 1 | 20 | 64073.6893 | 13495.3101 | 7569.0442 | 5119.5169 | 4151.8647 | 2217.6725 | 1776.6374 | 1147.2931 | 134.78 | 173.71 | 283 | 42.1496 | 190.45 | 193.25 | 194.63 | 162 | 165.93 | 161.85
21 | 1 | 21 | 64654.8507 | 13069.2528 | 7625.8088 | 5206.5827 | 4163.2394 | 2081.0354 | 1578.5554 | 1147.2931 | 114.23 | 136.07 | 230 | 21.4386 | 137.01 | 143.32 | 144.64 | 159.94 | 165.65 | 165.32
22 | 1 | 22 | 64017.1523 | 12955.8702 | 7546.3705 | 5083.2542 | 4113.809 | 2099.4286 | 1760.7796 | 1145.6807 | 118.88 | 148.33 | 245 | 27.8783 | 157.9 | 161.03 | 162.4 | 164.83 | 173.81 | 166.42
23 | 1 | 23 | 63838.3197 | 13069.2528 | 7523.4967 | 5082.8103 | 4119.2318 | 2099.4286 | 1530.9598 | 1147.2931 | 110.05 | 134.19 | 217 | 19.9172 | 138.25 | 142.05 | 144.03 | 163.81 | 172.22 | 167.87
24 | 1 | 24 | 63758.5495 | 12955.8702 | 7507.6577 | 5076.5824 | 4081.7069 | 2099.4286 | 1760.7796 | 1145.6807 | 102.65 | 121.91 | 192 | 13.7574 | 121.85 | 126.29 | 129.08 | 165.08 | 173.76 | 169.59
25 | 1 | 25 | 63760.6418 | 13069.2528 | 7507.0286 | 5062.3346 | 4122.2012 | 2099.4286 | 1558.5161 | 1147.2931 | 123.25 | 154.83 | 184 | 33.1038 | 163.61 | 167.16 | 170.47 | 158.81 | 164.57 | 163.8
26 | 1 | 26 | 63639.2691 | 13069.2528 | 7418.2062 | 5017.4154 | 4089.5811 | 2099.4286 | 1578.5554 | 1147.2931 | 105.98 | 127.75 | 147 | 16.4387 | 132.34 | 134.34 | 138.13 | 168.14 | 178.98 | 169.81
27 | 1 | 27 | 64002.5763 | 12955.8702 | 7526.5884 | 5078.4327 | 4124.0707 | 2099.4286 | 1760.7796 | 1145.6807 | 127.07 | 160.47 | 230 | 35.1968 | 171.87 | 176.29 | 177.04 | 160.63 | 168.47 | 164.15
28 | 1 | 28 | 64809.1766 | 13069.2528 | 7706.3114 | 5255.0409 | 4180.5133 | 2099.4286 | 1760.7796 | 1147.2931 | 148.68 | 192.52 | 298 | 54.238 | 207.64 | 213.09 | 215.87 | 147.67 | 149.93 | 157.9
29 | 1 | 29 | 63970.4524 | 12853.4942 | 7463.7736 | 5066.2298 | 4090.1659 | 2081.7396 | 1760.7796 | 1116.1414 | 136.01 | 174.31 | 234 | 46.4666 | 185.44 | 192.24 | 190.75 | 149.15 | 151.82 | 155.82
30 | 1 | 30 | 63758.5564 | 13495.3101 | 7496.2035 | 5074.2876 | 4095.2176 | 2217.6725 | 1776.6374 | 1136.5553 | 124.58 | 154.34 | 210 | 33.9299 | 157.57 | 168.49 | 164.46 | 150.36 | 156.56 | 161.62
31 | 1 | 31 | 64083.841 | 13495.3101 | 7576.9162 | 5161.8308 | 4121.8181 | 2217.6725 | 1776.6374 | 1147.2931 | 121.53 | 151.52 | 220 | 29.7332 | 158.46 | 165.52 | 160.16 | 164.57 | 168.97 | 163.83
32 | 1 | 32 | 64064.7222 | 13069.2528 | 7503.0175 | 5084.8919 | 4096.792 | 2081.7396 | 1760.7796 | 1147.2931 | 115.89 | 139.78 | 240 | 23.4208 | 142.48 | 147.01 | 148.55 | 158.93 | 164.67 | 164.24
33 | 1 | 33 | 63797.232 | 13069.2528 | 7471.4221 | 5083.3244 | 4090.1872 | 2081.7396 | 1760.7796 | 1147.2931 | 117.19 | 143.39 | 218 | 26.4126 | 146.89 | 153.79 | 154.49 | 158.41 | 164.61 | 165.05
34 | 1 | 34 | 64118.4833 | 13069.2528 | 7558.1774 | 5142.7048 | 4131.8532 | 2099.4286 | 1760.7796 | 1147.2931 | 130.83 | 166.22 | 255 | 39.1157 | 177.63 | 184.58 | 183 | 157.6 | 162.78 | 162.5
35 | 1 | 35 | 63605.5769 | 13069.2528 | 7449.1709 | 5063.4865 | 4072.7621 | 2099.4286 | 1760.7796 | 1147.2931 | 121.35 | 151.6 | 206 | 31.3964 | 159.77 | 163.81 | 167.19 | 159.15 | 164.59 | 164.88
36 | 1 | 36 | 64665.8489 | 13495.3101 | 7657.6373 | 5206.652 | 4160.0548 | 2217.6725 | 1776.6374 | 1147.2931 | 119.21 | 145.77 | 237 | 25.2616 | 152.28 | 156.89 | 154.76 | 164.45 | 172.81 | 165.96
37 | 1 | 37 | 64169.559 | 13069.2528 | 7483.2946 | 5085.252 | 4096.2029 | 2099.4286 | 1578.5554 | 1147.2931 | 132.31 | 167.37 | 238 | 41.2186 | 177.4 | 185.61 | 185.1 | 152.74 | 158.76 | 161.19
38 | 1 | 38 | 63748.6093 | 13495.3101 | 7439.2532 | 5055.5271 | 4082.6687 | 2217.6725 | 1776.6374 | 1145.6807 | 124.91 | 158.05 | 241 | 34.7945 | 169.53 | 174.81 | 173.81 | 164.22 | 167.58 | 164.07
39 | 1 | 39 | 64571.5085 | 13069.2528 | 7591.7532 | 5160.1831 | 4153.8511 | 2099.4286 | 1760.7796 | 1147.2931 | 134.78 | 171 | 258 | 42.2416 | 182.34 | 189.63 | 187.88 | 153.05 | 157.34 | 160.73
40 | 1 | 40 | 63835.8149 | 12955.8702 | 7501.5482 | 5122.7399 | 4102.1714 | 2099.4286 | 1760.7796 | 1145.6807 | 134.28 | 171.27 | 214 | 43.1613 | 182.68 | 190.54 | 188.25 | 154.59 | 158.79 | 160.29
41 | 1 | 41 | 64241.0403 | 13069.2528 | 7551.792 | 5126.0311 | 4149.7978 | 2099.4286 | 1568.5053 | 1147.2931 | 136.26 | 174.98 | 251 | 43.7708 | 189.52 | 195.14 | 194.68 | 158.23 | 163.48 | 160.83
42 | 1 | 42 | 63555.9794 | 13069.2528 | 7425.2636 | 5007.2349 | 4068.903 | 2099.4286 | 1568.5053 | 1147.2931 | 117.14 | 147.07 | 198 | 28.4098 | 155.71 | 159.97 | 162.3 | 163.07 | 171.56 | 167.44
43 | 1 | 43 | 64298.8353 | 13495.3101 | 7589.5096 | 5175.3523 | 4151.3469 | 2217.6725 | 1776.6374 | 1147.2931 | 127.79 | 161.09 | 243 | 34.1376 | 170.42 | 178.91 | 175.03 | 162.72 | 167.85 | 164.99
44 | 1 | 44 | 63503.9952 | 13069.2528 | 7391.6273 | 5041.3071 | 4059.5597 | 2099.4286 | 1568.5053 | 1147.2931 | 117.64 | 144.35 | 195 | 27.7503 | 148.69 | 152.63 | 156.03 | 159 | 164.97 | 164.26
45 | 1 | 45 | 64334.8751 | 13069.2528 | 7603.9372 | 5183.7545 | 4116.3874 | 2081.7396 | 1760.7796 | 1147.2931 | 138.99 | 175.81 | 285 | 45.9875 | 183.72 | 187.81 | 192.74 | 146.13 | 148.51 | 157.05
46 | 1 | 46 | 64382.6791 | 13069.2528 | 7581.0605 | 5163.3908 | 4149.8071 | 2099.4286 | 1578.5554 | 1147.2931 | 132.57 | 167.14 | 299 | 39.8663 | 177.92 | 184.33 | 185.59 | 156.49 | 161.49 | 162.52
47 | 1 | 47 | 64641.3879 | 13495.3101 | 7554.2151 | 5142.0461 | 4129.2002 | 2217.6725 | 1776.6374 | 1147.2931 | 124.67 | 152.03 | 272 | 31.7666 | 157.37 | 164 | 162.18 | 156.09 | 159.7 | 161.2
48 | 1 | 48 | 64465.1637 | 13495.3101 | 7586.6831 | 5179.2115 | 4137.3991 | 2217.6725 | 1776.6374 | 1116.1414 | 139.08 | 176.68 | 252 | 45.9023 | 188.6 | 197.66 | 191.1 | 152.49 | 154.48 | 156.95
49 | 1 | 49 | 64491.174 | 12853.4942 | 7582.5613 | 5196.9844 | 4143.5015 | 2081.7396 | 1760.7796 | 1116.1414 | 124.46 | 152.18 | 262 | 32.0768 | 153.9 | 159.47 | 161.39 | 151.36 | 154.85 | 158.79
50 | 1 | 50 | 64426.1522 | 12853.4942 | 7562.6814 | 5148.7817 | 4124.1498 | 2081.7396 | 1760.7796 | 1050.8694 | 112.04 | 132.81 | 207 | 18.7139 | 134.06 | 138.85 | 139.56 | 161.31 | 168.4 | 166.13
51 | 1 | 51 | 63859.0318 | 12955.8702 | 7473.9055 | 5063.5017 | 4081.2482 | 2099.4286 | 1760.7796 | 1145.6807 | 111.61 | 135.49 | 187 | 21.724 | 140.96 | 144.5 | 146.3 | 163.78 | 172.77 | 166.41
52 | 1 | 52 | 63653.426 | 13069.2528 | 7439.9492 | 5056.0205 | 4083.6577 | 2081.7396 | 1760.7796 | 1147.2931 | 122.9 | 153.01 | 197 | 32.433 | 159.55 | 165.25 | 165.01 | 157.77 | 164.86 | 162.83
53 | 1 | 53 | 63766.8906 | 13069.2528 | 7494.6339 | 5064.9133 | 4098.6857 | 2099.4286 | 1760.7796 | 1147.2931 | 119.7 | 148.16 | 178 | 29.4978 | 152.65 | 156.7 | 159.34 | 154.47 | 160.96 | 162.56
54 | 1 | 54 | 64252.3628 | 13940.1196 | 7559.4695 | 5165.1811 | 4122.9465 | 2217.6725 | 1858.8727 | 1136.5553 | 140.99 | 181.6 | 252 | 48.7214 | 185.56 | 200.93 | 192.47 | 144.35 | 145.26 | 158.96
55 | 2 | 1 | 64852.39 | 13069.2528 | 7650.4043 | 5181.0034 | 4200.5797 | 2081.7396 | 1760.7796 | 1147.2931 | 140.62 | 176.72 | 286 | 46.0538 | 187.29 | 194.55 | 193.77 | 148.35 | 152.37 | 155.68
56 | 2 | 2 | 63915.4402 | 13069.2528 | 7567.0345 | 5105.4362 | 4159.4305 | 2099.4286 | 1568.5053 | 1147.2931 | 127.96 | 164.93 | 225 | 36.684 | 179.64 | 181.97 | 185.56 | 163.11 | 171.66 | 165.68
57 | 2 | 3 | 64424.894 | 13495.3101 | 7547.5681 | 5117.945 | 4128.6681 | 2217.6725 | 1776.6374 | 1145.6807 | 140.11 | 181.32 | 285 | 48.1142 | 200.01 | 205.18 | 203.11 | 158.94 | 164.07 | 159.19
58 | 2 | 4 | 64016.0337 | 13069.2528 | 7490.9319 | 5091.0179 | 4110.4093 | 2081.0354 | 1578.5554 | 1147.2931 | 117.72 | 141.65 | 254 | 25.7311 | 143.01 | 151.61 | 150 | 160.93 | 164.75 | 163.2
59 | 2 | 5 | 64078.6086 | 13069.2528 | 7590.4291 | 5110.9432 | 4115.457 | 2099.4286 | 1760.7796 | 1147.2931 | 125.78 | 160.41 | 213 | 35.686 | 173.48 | 178.02 | 177.72 | 159.64 | 166.54 | 164.65
60 | 2 | 6 | 64361.335 | 13069.2528 | 7568.5471 | 5146.5125 | 4151.7855 | 2081.0354 | 1578.5554 | 1147.2931 | 134.19 | 168.61 | 271 | 41.6817 | 177.5 | 183.82 | 185.31 | 152.5 | 155.49 | 158.78
61 | 2 | 7 | 64302.4937 | 13069.2528 | 7612.4751 | 5152.0665 | 4165.9771 | 2081.7396 | 1760.7796 | 1147.2931 | 132.65 | 169.06 | 194 | 41.1519 | 181.41 | 187.95 | 186.58 | 156.66 | 163.62 | 160.48
62 | 2 | 8 | 64561.811 | 13069.2528 | 7654.9681 | 5194.0887 | 4178.0479 | 2099.4286 | 1760.7796 | 1147.2931 | 138.32 | 176.91 | 288 | 44.9415 | 189.85 | 194.12 | 196.02 | 152.58 | 155.14 | 159.31
63 | 2 | 9 | 64047.1684 | 13069.2528 | 7539.8846 | 5112.3296 | 4138.4047 | 2081.0354 | 1578.5554 | 1147.2931 | 113.97 | 137.88 | 241 | 22.925 | 142.12 | 145.49 | 148.95 | 159.36 | 168.34 | 165.04
64 | 2 | 10 | 64585.9483 | 13069.2528 | 7597.8281 | 5177.2962 | 4125.3642 | 2099.4286 | 1760.7796 | 1147.2931 | 126.97 | 156.34 | 245 | 34.5288 | 161.99 | 171.02 | 167.23 | 155.98 | 157.93 | 161.06
65 | 2 | 11 | 63786.5313 | 13495.3101 | 7469.3259 | 5069.0483 | 4095.0004 | 2217.6725 | 1776.6374 | 1145.6807 | 134.85 | 172.95 | 239 | 43.6006 | 185.02 | 193.2 | 191.18 | 156 | 160.29 | 161.63
66 | 2 | 12 | 64574.5768 | 13069.2528 | 7617.6536 | 5156.4953 | 4156.7321 | 2099.4286 | 1803.498 | 1147.2931 | 119.95 | 146.95 | 258 | 26.8102 | 154.08 | 158.76 | 158.68 | 161.14 | 167.94 | 165.38
67 | 2 | 13 | 64797.2317 | 12955.8702 | 7637.1182 | 5194.5295 | 4154.357 | 2099.4286 | 1760.7796 | 1145.6807 | 161.87 | 215.21 | 292 | 68.0903 | 239.31 | 245.83 | 246.83 | 146.54 | 147.94 | 156.14
68 | 2 | 14 | 63659.6412 | 13069.2528 | 7462.4856 | 5038.5952 | 4086.0018 | 2099.4286 | 1760.7796 | 1147.2931 | 121.96 | 153.3 | 244 | 32.1996 | 163.46 | 166.79 | 169.17 | 160.62 | 168.15 | 164
69 | 2 | 15 | 64169.6726 | 13069.2528 | 7597.4335 | 5151.302 | 4151.5024 | 2099.4286 | 1760.7796 | 1147.2931 | 128.63 | 163.12 | 225 | 37.3718 | 174.97 | 180.29 | 180.43 | 158.82 | 164.73 | 163.33
70 | 2 | 16 | 64187.5038 | 13495.3101 | 7593.2549 | 5146.695 | 4125.009 | 2217.6725 | 1776.6374 | 1145.6807 | 114.44 | 139.41 | 222 | 22.2144 | 143.45 | 148.71 | 147.85 | 163.23 | 169.48 | 166.73
71 | 2 | 17 | 64485.8901 | 13069.2528 | 7605.2754 | 5148.8837 | 4150.6641 | 2081.7396 | 1760.7796 | 1147.2931 | 127.87 | 158.42 | 249 | 35.2093 | 166.24 | 171.98 | 171.2 | 153.91 | 157.6 | 160.27
72 | 2 | 18 | 63989.5486 | 13069.2528 | 7434.0815 | 5031.6248 | 4090.6759 | 2099.4286 | 1568.5053 | 1147.2931 | 127.24 | 162.27 | 235 | 36.3807 | 178.77 | 180.37 | 183.97 | 163.8 | 171.23 | 165.64
73 | 2 | 19 | 63745.8389 | 13495.3101 | 7473.7555 | 5079.4835 | 4084.2673 | 2217.6725 | 1803.498 | 1136.5553 | 126.45 | 156.47 | 266 | 34.9711 | 159.33 | 164.99 | 165.55 | 152.27 | 151.76 | 158.78
74 | 2 | 20 | 64073.6893 | 13495.3101 | 7569.0442 | 5119.5169 | 4151.8647 | 2217.6725 | 1776.6374 | 1147.2931 | 133.63 | 172.21 | 254 | 41.2631 | 189.01 | 191.53 | 193.03 | 161.75 | 166.57 | 162.17
75 | 2 | 21 | 64654.8507 | 13069.2528 | 7625.8088 | 5206.5827 | 4163.2394 | 2081.0354 | 1578.5554 | 1147.2931 | 112.62 | 133.69 | 265 | 19.8447 | 134.54 | 140.39 | 141.67 | 161.31 | 166.94 | 165.96
76 | 2 | 22 | 64017.1523 | 12955.8702 | 7546.3705 | 5083.2542 | 4113.809 | 2099.4286 | 1760.7796 | 1145.6807 | 117.42 | 145.16 | 252 | 26.4134 | 152.92 | 156.7 | 157.6 | 164.22 | 172.5 | 166.04
77 | 2 | 23 | 63838.3197 | 13069.2528 | 7523.4967 | 5082.8103 | 4119.2318 | 2099.4286 | 1530.9598 | 1147.2931 | 114.88 | 142.03 | 215 | 24.4594 | 147.94 | 152.33 | 153.98 | 162.66 | 171.11 | 167.35
78 | 2 | 24 | 63758.5495 | 12955.8702 | 7507.6577 | 5076.5824 | 4081.7069 | 2099.4286 | 1760.7796 | 1145.6807 | 102.84 | 121.61 | 213 | 13.4175 | 121.21 | 125.19 | 128.42 | 164.8 | 173.29 | 169.23
79 | 2 | 25 | 63760.6418 | 13069.2528 | 7507.0286 | 5062.3346 | 4122.2012 | 2099.4286 | 1558.5161 | 1147.2931 | 115.61 | 142.89 | 195 | 25.5626 | 148.94 | 151.42 | 155.2 | 161.46 | 169.36 | 165.73
80 | 2 | 26 | 63639.2691 | 13069.2528 | 7418.2062 | 5017.4154 | 4089.5811 | 2099.4286 | 1578.5554 | 1147.2931 | 107.09 | 129.89 | 134 | 18.0086 | 135.16 | 137.46 | 141.09 | 167.73 | 178.3 | 169.49
81 | 2 | 27 | 64002.5763 | 12955.8702 | 7526.5884 | 5078.4327 | 4124.0707 | 2099.4286 | 1760.7796 | 1145.6807 | 128.12 | 162.36 | 245 | 36.623 | 174.96 | 178.74 | 179.58 | 160.19 | 167.98 | 163.2
82 | 2 | 28 | 64809.1766 | 13069.2528 | 7706.3114 | 5255.0409 | 4180.5133 | 2099.4286 | 1760.7796 | 1147.2931 | 146.93 | 189.9 | 272 | 52.7214 | 204.18 | 210.31 | 211.72 | 148 | 150.53 | 157.98
83 | 2 | 29 | 63970.4524 | 12853.4942 | 7463.7736 | 5066.2298 | 4090.1659 | 2081.7396 | 1760.7796 | 1116.1414 | 138.72 | 179.5 | 202 | 49.5414 | 192.95 | 199.88 | 197.92 | 149.08 | 151.89 | 156.15
84 | 2 | 30 | 63758.5564 | 13495.3101 | 7496.2035 | 5074.2876 | 4095.2176 | 2217.6725 | 1776.6374 | 1136.5553 | 127.73 | 158.92 | 213 | 37.1549 | 161.67 | 173.3 | 168.83 | 147.28 | 151.4 | 159.42
85 | 2 | 31 | 64083.841 | 13495.3101 | 7576.9162 | 5161.8308 | 4121.8181 | 2217.6725 | 1776.6374 | 1147.2931 | 127.62 | 160.21 | 232 | 36.023 | 168.86 | 176.29 | 169.89 | 161.03 | 164.36 | 159.93
86 | 2 | 32 | 64064.7222 | 13069.2528 | 7503.0175 | 5084.8919 | 4096.792 | 2081.7396 | 1760.7796 | 1147.2931 | 117.72 | 142.53 | 240 | 25.4345 | 145.65 | 149.71 | 151.47 | 157.29 | 163.17 | 162.99
87 | 2 | 33 | 63797.232 | 13069.2528 | 7471.4221 | 5083.3244 | 4090.1872 | 2081.7396 | 1760.7796 | 1147.2931 | 121.52 | 149.26 | 233 | 30.0687 | 152.72 | 160.6 | 161.46 | 154.52 | 159.83 | 163.76
88 | 2 | 34 | 64118.4833 | 13069.2528 | 7558.1774 | 5142.7048 | 4131.8532 | 2099.4286 | 1760.7796 | 1147.2931 | 126.88 | 159.75 | 251 | 35.3145 | 169.03 | 176.58 | 174.57 | 158.61 | 164.12 | 163.82
89 | 2 | 35 | 63605.5769 | 13069.2528 | 7449.1709 | 5063.4865 | 4072.7621 | 2099.4286 | 1760.7796 | 1147.2931 | 115.89 | 143.51 | 194 | 26.3929 | 150.58 | 153.58 | 157.45 | 162.17 | 169.76 | 166.1
90 | 2 | 36 | 64665.8489 | 13495.3101 | 7657.6373 | 5206.652 | 4160.0548 | 2217.6725 | 1776.6374 | 1147.2931 | 122.58 | 150.8 | 238 | 28.5296 | 158.34 | 163.36 | 160.33 | 162.6 | 169.77 | 164.49
91 | 2 | 37 | 64169.559 | 13069.2528 | 7483.2946 | 5085.252 | 4096.2029 | 2099.4286 | 1578.5554 | 1147.2931 | 135.46 | 171.92 | 255 | 43.8201 | 182.87 | 190.42 | 190 | 151.01 | 157.1 | 159.77
92 | 2 | 38 | 63748.6093 | 13495.3101 | 7439.2532 | 5055.5271 | 4082.6687 | 2217.6725 | 1776.6374 | 1145.6807 | 119.55 | 149.73 | 251 | 29.1659 | 159.51 | 164.12 | 163.41 | 166.77 | 172.07 | 166.13
93 | 2 | 39 | 64571.5085 | 13069.2528 | 7591.7532 | 5160.1831 | 4153.8511 | 2099.4286 | 1760.7796 | 1147.2931 | 133.5 | 168.61 | 278 | 41.0253 | 179.25 | 186.44 | 185.48 | 153.13 | 157.9 | 161.13
94 | 2 | 40 | 63835.8149 | 12955.8702 | 7501.5482 | 5122.7399 | 4102.1714 | 2099.4286 | 1760.7796 | 1145.6807 | 130.57 | 166.15 | 201 | 40.5153 | 176.47 | 185.18 | 182.33 | 155.82 | 161.31 | 161.83
95 | 2 | 41 | 64241.0403 | 13069.2528 | 7551.792 | 5126.0311 | 4149.7978 | 2099.4286 | 1568.5053 | 1147.2931 | 129.84 | 165.03 | 246 | 37.7807 | 176.8 | 182.07 | 182.16 | 159.8 | 166.31 | 162.11
96 | 2 | 42 | 63555.9794 | 13069.2528 | 7425.2636 | 5007.2349 | 4068.903 | 2099.4286 | 1568.5053 | 1147.2931 | 115.64 | 144.66 | 193 | 27.2236 | 152.31 | 157.64 | 158.45 | 163.25 | 171.4 | 167.77
97 | 2 | 43 | 64298.8353 | 13495.3101 | 7589.5096 | 5175.3523 | 4151.3469 | 2217.6725 | 1776.6374 | 1147.2931 | 137.81 | 176.74 | 277 | 43.7404 | 189.44 | 198.28 | 194.5 | 158.49 | 162.04 | 161.91
98 | 2 | 44 | 63503.9952 | 13069.2528 | 7391.6273 | 5041.3071 | 4059.5597 | 2099.4286 | 1568.5053 | 1147.2931 | 115.98 | 141.49 | 212 | 25.6772 | 145.11 | 149.47 | 152.36 | 159.78 | 165.88 | 164.92
99 | 2 | 45 | 64334.8751 | 13069.2528 | 7603.9372 | 5183.7545 | 4116.3874 | 2081.7396 | 1760.7796 | 1147.2931 | 132.42 | 165.09 | 292 | 40.1957 | 169.73 | 173.59 | 178.25 | 146.71 | 149.03 | 156.58
100 | 2 | 46 | 64382.6791 | 13069.2528 | 7581.0605 | 5163.3908 | 4149.8071 | 2099.4286 | 1578.5554 | 1147.2931 | 132.91 | 167.45 | 269 | 40.136 | 177.92 | 184.51 | 185.99 | 155.32 | 160.11 | 162.63
101 | 2 | 47 | 64641.3879 | 13495.3101 | 7554.2151 | 5142.0461 | 4129.2002 | 2217.6725 | 1776.6374 | 1147.2931 | 123.69 | 150.17 | 267 | 31.0034 | 154.1 | 161.14 | 159.06 | 155.45 | 158.09 | 160.61
102 | 2 | 48 | 64465.1637 | 13495.3101 | 7586.6831 | 5179.2115 | 4137.3991 | 2217.6725 | 1776.6374 | 1116.1414 | 140.09 | 179.09 | 259 | 47.5658 | 191.77 | 200.24 | 195.09 | 151.75 | 153.47 | 157.38
103 | 2 | 49 | 64491.174 | 12853.4942 | 7582.5613 | 5196.9844 | 4143.5015 | 2081.7396 | 1760.7796 | 1116.1414 | 124.33 | 151.65 | 254 | 31.5082 | 153.05 | 158.6 | 160.67 | 151.66 | 154.6 | 159.46
104 | 2 | 50 | 64426.1522 | 12853.4942 | 7562.6814 | 5148.7817 | 4124.1498 | 2081.7396 | 1760.7796 | 1050.8694 | 112.25 | 132.21 | 225 | 18.9791 | 132.42 | 136.41 | 138.75 | 159.26 | 165.89 | 164.54
105 | 2 | 51 | 63859.0318 | 12955.8702 | 7473.9055 | 5063.5017 | 4081.2482 | 2099.4286 | 1760.7796 | 1145.6807 | 114.19 | 139.09 | 192 | 24.1565 | 144.9 | 149.22 | 150.23 | 162.31 | 170.86 | 165.41
106 | 2 | 52 | 63653.426 | 13069.2528 | 7439.9492 | 5056.0205 | 4083.6577 | 2081.7396 | 1760.7796 | 1147.2931 | 118.22 | 145.19 | 217 | 27.5929 | 149.03 | 154.95 | 155.01 | 158.69 | 165.74 | 164.05
107 | 2 | 53 | 63766.8906 | 13069.2528 | 7494.6339 | 5064.9133 | 4098.6857 | 2099.4286 | 1760.7796 | 1147.2931 | 121.77 | 151.27 | 169 | 31.6559 | 155.51 | 160.24 | 162.7 | 152.21 | 158.21 | 161.89
108 | 2 | 54 | 64252.3628 | 13940.1196 | 7559.4695 | 5165.1811 | 4122.9465 | 2217.6725 | 1858.8727 | 1136.5553 | 144.37 | 186.18 | 250 | 52.3907 | 190.06 | 205.87 | 197.78 | 140.52 | 140.62 | 156.6
109 | 3 | 1 | 64852.39 | 13069.2528 | 7650.4043 | 5181.0034 | 4200.5797 | 2081.7396 | 1760.7796 | 1147.2931 | 130.75 | 162.82 | 296 | 36.6705 | 169.35 | 179.06 | 176.01 | 152.53 | 157.09 | 160.98
110 | 3 | 2 | 63915.4402 | 13069.2528 | 7567.0345 | 5105.4362 | 4159.4305 | 2099.4286 | 1568.5053 | 1147.2931 | 121.84 | 153.72 | 235 | 30.9586 | 164.25 | 165.64 | 171.08 | 161.53 | 168.62 | 166.38
111 | 3 | 3 | 64424.894 | 13495.3101 | 7547.5681 | 5117.945 | 4128.6681 | 2217.6725 | 1776.6374 | 1145.6807 | 130.6 | 164.2 | 252 | 38.596 | 173.09 | 181.39 | 177.69 | 156.48 | 158.73 | 160.08
112 | 3 | 4 | 64016.0337 | 13069.2528 | 7490.9319 | 5091.0179 | 4110.4093 | 2081.0354 | 1578.5554 | 1147.2931 | 111.52 | 131.87 | 220 | 19.7304 | 130.12 | 136.79 | 137.13 | 161.14 | 165.13 | 164.43
113 | 3 | 5 | 64078.6086 | 13069.2528 | 7590.4291 | 5110.9432 | 4115.457 | 2099.4286 | 1760.7796 | 1147.2931 | 121.54 | 153.07 | 217 | 30.9175 | 162.74 | 167.55 | 168.14 | 161.03 | 168.65 | 166.31
114 | 3 | 6 | 64361.335 | 13069.2528 | 7568.5471 | 5146.5125 | 4151.7855 | 2081.0354 | 1578.5554 | 1147.2931 | 145.17 | 182.23 | 274 | 52.7597 | 190.18 | 195.55 | 198.46 | 139.44 | 141.17 | 148.74
115 | 3 | 7 | 64302.4937 | 13069.2528 | 7612.4751 | 5152.0665 | 4165.9771 | 2081.7396 | 1760.7796 | 1147.2931 | 125.52 | 157.66 | 214 | 34.591 | 166.62 | 171.84 | 172.97 | 158.69 | 164.78 | 162.7
116 | 3 | 8 | 64561.811 | 13069.2528 | 7654.9681 | 5194.0887 | 4178.0479 | 2099.4286 | 1760.7796 | 1147.2931 | 133.91 | 167.91 | 253 | 40.7186 | 175.47 | 180.46 | 183.35 | 150.92 | 151.49 | 158.65
117 | 3 | 9 | 64047.1684 | 13069.2528 | 7539.8846 | 5112.3296 | 4138.4047 | 2081.0354 | 1578.5554 | 1147.2931 | 113.58 | 136.1 | 206 | 23.2333 | 138.18 | 142.97 | 145.62 | 155.92 | 162.91 | 163.63
118 | 3 | 10 | 64585.9483 | 13069.2528 | 7597.8281 | 5177.2962 | 4125.3642 | 2099.4286 | 1760.7796 | 1147.2931 | 133.14 | 168.09 | 230 | 39.7574 | 178.31 | 191.21 | 179.87 | 155.33 | 158 | 162.56
119 | 3 | 11 | 63786.5313 | 13495.3101 | 7469.3259 | 5069.0483 | 4095.0004 | 2217.6725 | 1776.6374 | 1145.6807 | 127.42 | 161.63 | 214 | 36.8239 | 171.68 | 177.79 | 173.74 | 161.57 | 163.28 | 161.48
120 | 3 | 12 | 64574.5768 | 13069.2528 | 7617.6536 | 5156.4953 | 4156.7321 | 2099.4286 | 1803.498 | 1147.2931 | 128.53 | 157.58 | 254 | 35.2776 | 163.84 | 169.78 | 167.51 | 152.01 | 155.05 | 157.37
121 | 3 | 13 | 64797.2317 | 12955.8702 | 7637.1182 | 5194.5295 | 4154.357 | 2099.4286 | 1760.7796 | 1145.6807 | 141.52 | 182.38 | 262 | 48.7715 | 197.56 | 205.54 | 205.09 | 153.45 | 156.28 | 161.85
122 | 3 | 14 | 63659.6412 | 13069.2528 | 7462.4856 | 5038.5952 | 4086.0018 | 2099.4286 | 1760.7796 | 1147.2931 | 114.07 | 140.87 | 210 | 23.8058 | 146.87 | 150.72 | 152.8 | 164.01 | 170.91 | 167.52
123 | 3 | 15 | 64169.6726 | 13069.2528 | 7597.4335 | 5151.302 | 4151.5024 | 2099.4286 | 1760.7796 | 1147.2931 | 122.08 | 151.97 | 236 | 31.5515 | 160.73 | 163.51 | 166.36 | 159.57 | 166.23 | 162.98
124 | 3 | 16 | 64187.5038 | 13495.3101 | 7593.2549 | 5146.695 | 4125.009 | 2217.6725 | 1776.6374 | 1145.6807 | 119.23 | 146.59 | 231 | 27.4167 | 151.63 | 157.92 | 154.91 | 161.53 | 165.08 | 163.08
125 | 3 | 17 | 64485.8901 | 13069.2528 | 7605.2754 | 5148.8837 | 4150.6641 | 2081.7396 | 1760.7796 | 1147.2931 | 121.8 | 147.73 | 241 | 28.9508 | 152.15 | 156.53 | 158.63 | 154.78 | 157.98 | 161.35
126 | 3 | 18 | 63989.5486 | 13069.2528 | 7434.0815 | 5031.6248 | 4090.6759 | 2099.4286 | 1568.5053 | 1147.2931 | 129.07 | 166.01 | 212 | 39.0482 | 183.58 | 186.34 | 188.87 | 162.69 | 169.64 | 165.03
127 | 3 | 19 | 63745.8389 | 13495.3101 | 7473.7555 | 5079.4835 | 4084.2673 | 2217.6725 | 1803.498 | 1136.5553 | 127.38 | 156.83 | 259 | 35.781 | 158.77 | 164.22 | 165.91 | 149.53 | 149.7 | 157.25
128 | 3 | 20 | 64073.6893 | 13495.3101 | 7569.0442 | 5119.5169 | 4151.8647 | 2217.6725 | 1776.6374 | 1147.2931 | 120.82 | 148.48 | 265 | 28.535 | 154.95 | 158.34 | 161.46 | 159.56 | 163.91 | 163.3
129 | 3 | 21 | 64654.8507 | 13069.2528 | 7625.8088 | 5206.5827 | 4163.2394 | 2081.0354 | 1578.5554 | 1147.2931 | 121.52 | 147.27 | 264 | 28.8899 | 151.05 | 158.7 | 156.4 | 156.39 | 160.7 | 160.99
130 | 3 | 22 | 64017.1523 | 12955.8702 | 7546.3705 | 5083.2542 | 4113.809 | 2099.4286 | 1760.7796 | 1145.6807 | 111.32 | 135.48 | 205 | 21.3275 | 139.82 | 143.24 | 145.49 | 163.63 | 172.88 | 167
131 | 3 | 23 | 63838.3197 | 13069.2528 | 7523.4967 | 5082.8103 | 4119.2318 | 2099.4286 | 1530.9598 | 1147.2931 | 107.97 | 130.45 | 211 | 18.1181 | 132.51 | 137 | 139.6 | 163.08 | 171.89 | 168.27
132 | 3 | 24 | 63758.5495 | 12955.8702 | 7507.6577 | 5076.5824 | 4081.7069 | 2099.4286 | 1760.7796 | 1145.6807 | 113.32 | 137.43 | 184 | 24.413 | 140.81 | 145.69 | 146.96 | 157.17 | 165.36 | 163.49
133 | 3 | 25 | 63760.6418 | 13069.2528 | 7507.0286 | 5062.3346 | 4122.2012 | 2099.4286 | 1558.5161 | 1147.2931 | 113.92 | 139.51 | 208 | 24.4298 | 144.64 | 148.17 | 150.68 | 160.17 | 167.46 | 165.42
134 | 3 | 26 | 63639.2691 | 13069.2528 | 7418.2062 | 5017.4154 | 4089.5811 | 2099.4286 | 1578.5554 | 1147.2931 | 103.94 | 124.11 | 136 | 15.0061 | 127.87 | 129.15 | 132.9 | 167.19 | 176.6 | 168.67
135 | 3 | 27 | 64002.5763 | 12955.8702 | 7526.5884 | 5078.4327 | 4124.0707 | 2099.4286 | 1760.7796 | 1145.6807 | 121.82 | 149.9 | 244 | 30.3206 | 155.11 | 163.37 | 161.75 | 155.98 | 160.96 | 164.36
136 | 3 | 28 | 64809.1766 | 13069.2528 | 7706.3114 | 5255.0409 | 4180.5133 | 2099.4286 | 1760.7796 | 1147.2931 | 138.11 | 175.69 | 264 | 44.4147 | 187.82 | 192.36 | 195.23 | 152.15 | 155.46 | 160.61
137 | 3 | 29 | 63970.4524 | 12853.4942 | 7463.7736 | 5066.2298 | 4090.1659 | 2081.7396 | 1760.7796 | 1116.1414 | 126.73 | 161.15 | 205 | 37.4303 | 168.19 | 175.59 | 175.52 | 153.04 | 157.21 | 162.17
138 | 3 | 30 | 63758.5564 | 13495.3101 | 7496.2035 | 5074.2876 | 4095.2176 | 2217.6725 | 1776.6374 | 1136.5553 | 134.92 | 170.07 | 226 | 43.9882 | 176.3 | 190.3 | 182.32 | 146.49 | 151.54 | 157.95
139 | 3 | 31 | 64083.841 | 13495.3101 | 7576.9162 | 5161.8308 | 4121.8181 | 2217.6725 | 1776.6374 | 1147.2931 | 118.22 | 145.71 | 229 | 27.292 | 148.27 | 156.84 | 155.2 | 157.86 | 163.54 | 164.65
140 | 3 | 32 | 64064.7222 | 13069.2528 | 7503.0175 | 5084.8919 | 4096.792 | 2081.7396 | 1760.7796 | 1147.2931 | 110.33 | 130.93 | 189 | 18.426 | 132.59 | 137.47 | 137.3 | 161.9 | 168.52 | 165.3
141 | 3 | 33 | 63797.232 | 13069.2528 | 7471.4221 | 5083.3244 | 4090.1872 | 2081.7396 | 1760.7796 | 1147.2931 | 117.69 | 144.08 | 224 | 27.2684 | 146.81 | 156.35 | 153.52 | 156.84 | 163.25 | 164.31
142 | 3 | 34 | 64118.4833 | 13069.2528 | 7558.1774 | 5142.7048 | 4131.8532 | 2099.4286 | 1760.7796 | 1147.2931 | 133.84 | 169.6 | 265 | 41.7547 | 181.11 | 186.75 | 186.73 | 152.85 | 155.77 | 160.54
143 | 3 | 35 | 63605.5769 | 13069.2528 | 7449.1709 | 5063.4865 | 4072.7621 | 2099.4286 | 1760.7796 | 1147.2931 | 111.67 | 135.85 | 177 | 22.4398 | 138.9 | 143.04 | 147.68 | 159.39 | 166.6 | 167.76
144 | 3 | 36 | 64665.8489 | 13495.3101 | 7657.6373 | 5206.652 | 4160.0548 | 2217.6725 | 1776.6374 | 1147.2931 | 121.22 | 146.93 | 240 | 28.0397 | 151.21 | 158.8 | 153.2 | 160.01 | 162.57 | 161.04
145 | 3 | 37 | 64169.559 | 13069.2528 | 7483.2946 | 5085.252 | 4096.2029 | 2099.4286 | 1578.5554 | 1147.2931 | 126.15 | 155.89 | 197 | 35.1512 | 159.81 | 166.5 | 167.66 | 146.72 | 150.12 | 159.05
146 | 3 | 38 | 63748.6093 | 13495.3101 | 7439.2532 | 5055.5271 | 4082.6687 | 2217.6725 | 1776.6374 | 1145.6807 | 123.28 | 152.67 | 236 | 32.8811 | 160 | 167.53 | 164.02 | 159.88 | 161.3 | 162
147 | 3 | 39 | 64571.5085 | 13069.2528 | 7591.7532 | 5160.1831 | 4153.8511 | 2099.4286 | 1760.7796 | 1147.2931 | 132.7 | 166.78 | 245 | 40.4393 | 176.72 | 184.06 | 183.46 | 151.02 | 155.58 | 160.59
148 | 3 | 40 | 63835.8149 | 12955.8702 | 7501.5482 | 5122.7399 | 4102.1714 | 2099.4286 | 1760.7796 | 1145.6807 | 121.47 | 148.98 | 218 | 30.4715 | 152.44 | 160.37 | 159.51 | 155.14 | 160.49 | 163.19
149 | 3 | 41 | 64241.0403 | 13069.2528 | 7551.792 | 5126.0311 | 4149.7978 | 2099.4286 | 1568.5053 | 1147.2931 | 129.89 | 164.45 | 227 | 38.22 | 173.86 | 180.73 | 178.95 | 156.36 | 159.56 | 160.95
150 | 3 | 42 | 63555.9794 | 13069.2528 | 7425.2636 | 5007.2349 | 4068.903 | 2099.4286 | 1568.5053 | 1147.2931 | 111.12 | 137.02 | 191 | 22.3745 | 142.08 | 145.57 | 147.86 | 162.86 | 171.73 | 167.74
151 | 3 | 43 | 64298.8353 | 13495.3101 | 7589.5096 | 5175.3523 | 4151.3469 | 2217.6725 | 1776.6374 | 1147.2931 | 135.31 | 170.85 | 233 | 42.477 | 178.5 | 186.67 | 186.56 | 152.19 | 153 | 159.79
152 | 3 | 44 | 63503.9952 | 13069.2528 | 7391.6273 | 5041.3071 | 4059.5597 | 2099.4286 | 1568.5053 | 1147.2931 | 122.2 | 150.89 | 193 | 32.8287 | 151.71 | 159.23 | 160.14 | 154.23 | 153.82 | 160.72
153 | 3 | 45 | 64334.8751 | 13069.2528 | 7603.9372 | 5183.7545 | 4116.3874 | 2081.7396 | 1760.7796 | 1147.2931 | 131.66 | 160.8 | 282 | 39.1787 | 163.98 | 166.3 | 172.24 | 144.2 | 148.45 | 152.9
154 | 3 | 46 | 64382.6791 | 13069.2528 | 7581.0605 | 5163.3908 | 4149.8071 | 2099.4286 | 1578.5554 | 1147.2931 | 133.44 | 166.61 | 253 | 42.3685 | 173.46 | 180.93 | 181.77 | 148.93 | 149.5 | 157.17
155 | 3 | 47 | 64641.3879 | 13495.3101 | 7554.2151 | 5142.0461 | 4129.2002 | 2217.6725 | 1776.6374 | 1147.2931 | 129.07 | 157.88 | 256 | 35.7669 | 159.36 | 170.53 | 166.14 | 149.82 | 149.02 | 158.91
156 | 3 | 48 | 64465.1637 | 13495.3101 | 7586.6831 | 5179.2115 | 4137.3991 | 2217.6725 | 1776.6374 | 1116.1414 | 142.85 | 182.86 | 237 | 51.3143 | 194.61 | 203.79 | 196.86 | 146.18 | 143.31 | 153.96
157 | 3 | 49 | 64491.174 | 12853.4942 | 7582.5613 | 5196.9844 | 4143.5015 | 2081.7396 | 1760.7796 | 1116.1414 | 122.17 | 149.2 | 212 | 30.2652 | 150.35 | 159.54 | 157.91 | 152.25 | 157.25 | 161.15
158 | 3 | 50 | 64426.1522 | 12853.4942 | 7562.6814 | 5148.7817 | 4124.1498 | 2081.7396 | 1760.7796 | 1050.8694 | 115.8 | 138.55 | 219 | 23.0828 | 141.13 | 146 | 146.75 | 159.35 | 164.94 | 163.57
159 | 3 | 51 | 63859.0318 | 12955.8702 | 7473.9055 | 5063.5017 | 4081.2482 | 2099.4286 | 1760.7796 | 1145.6807 | 112.66 | 135.2 | 204 | 22.3333 | 138.55 | 142.65 | 143.88 | 158.98 | 165.37 | 164.44
160 | 3 | 52 | 63653.426 | 13069.2528 | 7439.9492 | 5056.0205 | 4083.6577 | 2081.7396 | 1760.7796 | 1147.2931 | 115.92 | 141.82 | 187 | 26.2137 | 144.72 | 150 | 150.58 | 157.62 | 164.35 | 163.56
161 | 3 | 53 | 63766.8906 | 13069.2528 | 7494.6339 | 5064.9133 | 4098.6857 | 2099.4286 | 1760.7796 | 1147.2931 | 100.12 | 118.13 | 163 | 11.0537 | 115.8 | 118.92 | 123.32 | 163 | 172.44 | 169.86
162 | 3 | 54 | 64252.3628 | 13940.1196 | 7559.4695 | 5165.1811 | 4122.9465 | 2217.6725 | 1858.8727 | 1136.5553 | 137.19 | 171.93 | 215 | 45.0616 | 176.3 | 191.15 | 181.51 | 143.97 | 142.34 | 156.81
163 | 4 | 1 | 64852.39 | 13069.2528 | 7650.4043 | 5181.0034 | 4200.5797 | 2081.7396 | 1760.7796 | 1147.2931 | 142.24 | 180.47 | 266 | 47.6996 | 191.73 | 202.57 | 197.25 | 147.92 | 150.35 | 157.27
164 | 4 | 2 | 63915.4402 | 13069.2528 | 7567.0345 | 5105.4362 | 4159.4305 | 2099.4286 | 1568.5053 | 1147.2931 | 121.94 | 154.76 | 245 | 30.8345 | 166.19 | 168.22 | 172.09 | 163.68 | 173.16 | 166.57
165 | 4 | 3 | 64424.894 | 13495.3101 | 7547.5681 | 5117.945 | 4128.6681 | 2217.6725 | 1776.6374 | 1145.6807 | 132.32 | 166.32 | 236 | 40.3854 | 176.34 | 184.8 | 178.73 | 158.6 | 159.77 | 156.93
166 | 4 | 4 | 64016.0337 | 13069.2528 | 7490.9319 | 5091.0179 | 4110.4093 | 2081.0354 | 1578.5554 | 1147.2931 | 125.29 | 151.63 | 228 | 33.5058 | 154.85 | 161.4 | 161.05 | 154.43 | 154.99 | 156.61
167 | 4 | 5 | 64078.6086 | 13069.2528 | 7590.4291 | 5110.9432 | 4115.457 | 2099.4286 | 1760.7796 | 1147.2931 | 124.39 | 156.92 | 228 | 33.916 | 167.47 | 171.48 | 172.79 | 158.3 | 167.39 | 163.56
168 | 4 | 6 | 64361.335 | 13069.2528 | 7568.5471 | 5146.5125 | 4151.7855 | 2081.0354 | 1578.5554 | 1147.2931 | 131.78 | 163.58 | 251 | 39.301 | 169.54 | 172.88 | 177.37 | 147.65 | 152.31 | 156.07
169 | 4 | 7 | 64302.4937 | 13069.2528 | 7612.4751 | 5152.0665 | 4165.9771 | 2081.7396 | 1760.7796 | 1147.2931 | 123.68 | 152.17 | 273 | 31.2037 | 156.64 | 164.48 | 162.87 | 156.8 | 161.73 | 160.91
170 | 4 | 8 | 64561.811 | 13069.2528 | 7654.9681 | 5194.0887 | 4178.0479 | 2099.4286 | 1760.7796 | 1147.2931 | 135.59 | 168.49 | 308 | 41.6978 | 174.77 | 181.45 | 181.95 | 148.94 | 147.02 | 156.59
171 | 4 | 9 | 64047.1684 | 13069.2528 | 7539.8846 | 5112.3296 | 4138.4047 | 2081.0354 | 1578.5554 | 1147.2931 | 124.31 | 152.02 | 232 | 33.6201 | 157.78 | 161.42 | 165.62 | 151.21 | 156.25 | 158.28
172 | 4 | 10 | 64585.9483 | 13069.2528 | 7597.8281 | 5177.2962 | 4125.3642 | 2099.4286 | 1760.7796 | 1147.2931 | 125.2 | 154.37 | 230 | 32.1614 | 161.75 | 169.9 | 165.71 | 157.5 | 162.24 | 162.39
173 | 4 | 11 | 63786.5313 | 13495.3101 | 7469.3259 | 5069.0483 | 4095.0004 | 2217.6725 | 1776.6374 | 1145.6807 | 130.89 | 165.55 | 242 | 39.9402 | 174.71 | 184.45 | 180.76 | 156.04 | 159.43 | 160.99
174 | 4 | 12 | 64574.5768 | 13069.2528 | 7617.6536 | 5156.4953 | 4156.7321 | 2099.4286 | 1803.498 | 1147.2931 | 128.97 | 160.83 | 249 | 34.3754 | 171.64 | 177.21 | 174.97 | 157.83 | 164.34 | 162.35
175 | 4 | 13 | 64797.2317 | 12955.8702 | 7637.1182 | 5194.5295 | 4154.357 | 2099.4286 | 1760.7796 | 1145.6807 | 138.16 | 176.82 | 291 | 45.3624 | 190.77 | 198.16 | 199.18 | 154.53 | 158.33 | 163.3
176 | 4 | 14 | 63659.6412 | 13069.2528 | 7462.4856 | 5038.5952 | 4086.0018 | 2099.4286 | 1760.7796 | 1147.2931 | 121.1 | 151.28 | 243 | 30.8804 | 159.99 | 165.96 | 164.53 | 161.69 | 167.91 | 162.75
177 | 4 | 15 | 64169.6726 | 13069.2528 | 7597.4335 | 5151.302 | 4151.5024 | 2099.4286 | 1760.7796 | 1147.2931 | 119.44 | 145.49 | 227 | 27.7295 | 150.37 | 154.48 | 155.82 | 157.19 | 163.98 | 161.86
178 | 4 | 16 | 64187.5038 | 13495.3101 | 7593.2549 | 5146.695 | 4125.009 | 2217.6725 | 1776.6374 | 1145.6807 | 118.27 | 144.72 | 229 | 25.4674 | 149.69 | 154.4 | 154.79 | 161.49 | 167.02 | 165.36
179 | 4 | 17 | 64485.8901 | 13069.2528 | 7605.2754 | 5148.8837 | 4150.6641 | 2081.7396 | 1760.7796 | 1147.2931 | 124.17 | 151.14 | 259 | 31.5773 | 156.18 | 161.24 | 161.57 | 153.11 | 155.69 | 159.55
180 | 4 | 18 | 63989.5486 | 13069.2528 | 7434.0815 | 5031.6248 | 4090.6759 | 2099.4286 | 1568.5053 | 1147.2931 | 122.98 | 152.51 | 219 | 31.9922 | 162.65 | 166.2 | 167.82 | 159.1 | 166.28 | 161.9
181 | 4 | 19 | 63745.8389 | 13495.3101 | 7473.7555 | 5079.4835 | 4084.2673 | 2217.6725 | 1803.498 | 1136.5553 | 128.45 | 158.3 | 276 | 36.4134 | 160.06 | 166.82 | 166.42 | 148.68 | 148.1 | 155.44
182 | 4 | 20 | 64073.6893 | 13495.3101 | 7569.0442 | 5119.5169 | 4151.8647 | 2217.6725 | 1776.6374 | 1147.2931 | 125.99 | 157.72 | 286 | 33.0098 | 167.96 | 170.03 | 174.21 | 161.38 | 165.18 | 163.23
183 | 4 | 21 | 64654.8507 | 13069.2528 | 7625.8088 | 5206.5827 | 4163.2394 | 2081.0354 | 1578.5554 | 1147.2931 | 123.74 | 148.54 | 307 | 29.8722 | 151.24 | 157.02 | 158.26 | 153.8 | 156.02 | 159.18
184 | 4 | 22 | 64017.1523 | 12955.8702 | 7546.3705 | 5083.2542 | 4113.809 | 2099.4286 | 1760.7796 | 1145.6807 | 106.92 | 129.49 | 229 | 15.6985 | 132.73 | 136.31 | 138.43 | 167.84 | 177.54 | 170.99
185 | 4 | 23 | 63838.3197 | 13069.2528 | 7523.4967 | 5082.8103 | 4119.2318 | 2099.4286 | 1530.9598 | 1147.2931 | 128.36 | 162.32 | 262 | 37.8817 | 172.83 | 177.65 | 178.46 | 155 | 160.49 | 160.76
186 | 4 | 24 | 63758.5495 | 12955.8702 | 7507.6577 | 5076.5824 | 4081.7069 | 2099.4286 | 1760.7796 | 1145.6807 | 107.23 | 128.27 | 197 | 17.8346 | 130.47 | 133.8 | 136.04 | 162.46 | 171.02 | 165.42
187 | 4 | 25 | 63760.6418 | 13069.2528 | 7507.0286 | 5062.3346 | 4122.2012 | 2099.4286 | 1558.5161 | 1147.2931 | 115.93 | 142.48 | 185 | 25.5465 | 148.31 | 150.36 | 155.74 | 160.56 | 168.39 | 165.99
188 | 4 | 26 | 63639.2691 | 13069.2528 | 7418.2062 | 5017.4154 | 4089.5811 | 2099.4286 | 1578.5554 | 1147.2931 | 108.15 | 128.62 | 189 | 18.7114 | 131.53 | 132.81 | 138.02 | 163.58 | 169.94 | 165.34
189 | 4 | 27 | 64002.5763 | 12955.8702 | 7526.5884 | 5078.4327 | 4124.0707 | 2099.4286 | 1760.7796 | 1145.6807 | 127.2 | 157.57 | 251 | 34.595 | 164.54 | 171.31 | 171.06 | 155.29 | 159.43 | 161.15
190 | 4 | 28 | 64809.1766 | 13069.2528 | 7706.3114 | 5255.0409 | 4180.5133 | 2099.4286 | 1760.7796 | 1147.2931 | 139.91 | 177.68 | 311 | 45.6382 | 189.74 | 195.81 | 196.73 | 152.96 | 155.53 | 159.87
191 | 4 | 29 | 63970.4524 | 12853.4942 | 7463.7736 | 5066.2298 | 4090.1659 | 2081.7396 | 1760.7796 | 1116.1414 | 127.46 | 159.36 | 251 | 37.0746 | 166.06 | 172.13 | 172.96 | 152.43 | 155.7 | 159.6
192 | 4 | 30 | 63758.5564 | 13495.3101 | 7496.2035 | 5074.2876 | 4095.2176 | 2217.6725 | 1776.6374 | 1136.5553 | 117.7 | 144.06 | 241 | 26.8151 | 146.45 | 156.45 | 152.61 | 156.61 | 164.39 | 164.68
193 | 4 | 31 | 64083.841 | 13495.3101 | 7576.9162 | 5161.8308 | 4121.8181 | 2217.6725 | 1776.6374 | 1147.2931 | 133.31 | 169.03 | 222 | 42.2396 | 176.93 | 186.74 | 177.78 | 156.18 | 155.13 | 155.99
194 | 4 | 32 | 64064.7222 | 13069.2528 | 7503.0175 | 5084.8919 | 4096.792 | 2081.7396 | 1760.7796 | 1147.2931 | 116.94 | 139.13 | 259 | 24.2594 | 141.58 | 145.95 | 147.12 | 157.48 | 161.46 | 160.65
195 | 4 | 33 | 63797.232 | 13069.2528 | 7471.4221 | 5083.3244 | 4090.1872 | 2081.7396 | 1760.7796 | 1147.2931 | 117.55 | 142.58 | 226 | 26.5452 | 144.23 | 152.55 | 151.76 | 158.08 | 163.14 | 163.23
196 | 4 | 34 | 64118.4833 | 13069.2528 | 7558.1774 | 5142.7048 | 4131.8532 | 2099.4286 | 1760.7796 | 1147.2931 | 120.98 | 148.94 | 263 | 28.7682 | 155.1 | 160.2 | 161.22 | 158.85 | 164.44 | 163.55
197 | 4 | 35 | 63605.5769 | 13069.2528 | 7449.1709 | 5063.4865 | 4072.7621 | 2099.4286 | 1760.7796 | 1147.2931 | 120.7 | 148.21 | 192 | 30.3047 | 154.18 | 157.84 | 161.23 | 156.7 | 160.83 | 161.64
198 | 4 | 36 | 64665.8489 | 13495.3101 | 7657.6373 | 5206.652 | 4160.0548 | 2217.6725 | 1776.6374 | 1147.2931 | 131.64 | 163.27 | 280 | 37.9215 | 171.57 | 180.87 | 171.22 | 157.83 | 156.96 | 157.52
199 | 4 | 37 | 64169.559 | 13069.2528 | 7483.2946 | 5085.252 | 4096.2029 | 2099.4286 | 1578.5554 | 1147.2931 | 130.78 | 159.99 | 225 | 38.493 | 162.54 | 167.95 | 170.23 | 144.63 | 144.66 | 152.88
200 | 4 | 38 | 63748.6093 | 13495.3101 | 7439.2532 | 5055.5271 | 4082.6687 | 2217.6725 | 1776.6374 | 1145.6807 | 124.7 | 155.74 | 239 | 33.6139 | 164.85 | 169.99 | 171.12 | 161.35 | 164.45 | 163.78
201 | 4 | 39 | 64571.5085 | 13069.2528 | 7591.7532 | 5160.1831 | 4153.8511 | 2099.4286 | 1760.7796 | 1147.2931 | 144.45 | 183.83 | 289 | 51.3011 | 197.2 | 203.49 | 202.81 | 148.41 | 148.59 | 154.09
202 | 4 | 40 | 63835.8149 | 12955.8702 | 7501.5482 | 5122.7399 | 4102.1714 | 2099.4286 | 1760.7796 | 1145.6807 | 127.22 | 158.51 | 234 | 36.0389 | 163.64 | 173.77 | 170.93 | 153.96 | 158.26 | 162.36
203 | 4 | 41 | 64241.0403 | 13069.2528 | 7551.792 | 5126.0311 | 4149.7978 | 2099.4286 | 1568.5053 | 1147.2931 | 137.66 | 174.31 | 249 | 45.4064 | 183.82 | 188.19 | 190.16 | 147.29 | 148.66 | 154.43
204 | 4 | 42 | 63555.9794 | 13069.2528 | 7425.2636 | 5007.2349 | 4068.903 | 2099.4286 | 1568.5053 | 1147.2931 | 114.69 | 142.29 | 167 | 25.5483 | 147.22 | 153.36 | 151.22 | 160.69 | 167.09 | 165.79
205 | 4 | 43 | 64298.8353 | 13495.3101 | 7589.5096 | 5175.3523 | 4151.3469 | 2217.6725 | 1776.6374 | 1147.2931 | 141.95 | 179.88 | 246 | 47.7411 | 189.55 | 199.63 | 196.54 | 150.28 | 152.32 | 155.54
206 | 4 | 44 | 63503.9952 | 13069.2528 | 7391.6273 | 5041.3071 | 4059.5597 | 2099.4286 | 1568.5053 | 1147.2931 | 129.35 | 160.05 | 230 | 39.0089 | 163.82 | 169.51 | 171.77 | 149.81 | 148.18 | 155.3
207 | 4 | 45 | 64334.8751 | 13069.2528 | 7603.9372 | 5183.7545 | 4116.3874 | 2081.7396 | 1760.7796 | 1147.2931 | 133.81 | 163.35 | 299 | 41.2262 | 167.57 | 173.29 | 174.86 | 144.75 | 147.88 | 150.79
208 | 4 | 46 | 64382.6791 | 13069.2528 | 7581.0605 | 5163.3908 | 4149.8071 | 2099.4286 | 1578.5554 | 1147.2931 | 127.4 | 157.47 | 303 | 34.7253 | 162.66 | 169.14 | 170.35 | 155.19 | 157.98 | 160.6
209 | 4 | 47 | 64641.3879 | 13495.3101 | 7554.2151 | 5142.0461 | 4129.2002 | 2217.6725 | 1776.6374 | 1147.2931 | 133.74 | 164.71 | 270 | 40.2463 | 168.89 | 178.6 | 175.29 | 146.86 | 146.41 | 155.69
210 | 4 | 48 | 64465.1637 | 13495.3101 | 7586.6831 | 5179.2115 | 4137.3991 | 2217.6725 | 1776.6374 | 1116.1414 | 128 | 159.04 | 220 | 35.6503 | 164.86 | 174.24 | 170.26 | 154.5 | 156.34 | 161.29
211 | 4 | 49 | 64491.174 | 12853.4942 | 7582.5613 | 5196.9844 | 4143.5015 | 2081.7396 | 1760.7796 | 1116.1414 | 131.56 | 162.41 | 269 | 38.818 | 164.53 | 173.58 | 172.75 | 146.27 | 147.6 | 156.18
212 | 4 | 50 | 64426.1522 | 12853.4942 | 7562.6814 | 5148.7817 | 4124.1498 | 2081.7396 | 1760.7796 | 1050.8694 | 130.56 | 159.06 | 251 | 36.7065 | 164.61 | 170.55 | 168.48 | 150.87 | 150.28 | 154.52
213 | 4 | 51 | 63859.0318 | 12955.8702 | 7473.9055 | 5063.5017 | 4081.2482 | 2099.4286 | 1760.7796 | 1145.6807 | 99.93 | 117.41 | 172 | 9.9899 | 118.5 | 121.58 | 123.94 | 169.16 | 179.77 | 171.21
214 | 4 | 52 | 63653.426 | 13069.2528 | 7439.9492 | 5056.0205 | 4083.6577 | 2081.7396 | 1760.7796 | 1147.2931 | 116.32 | 142.21 | 202 | 26.7092 | 146.12 | 151.35 | 151.78 | 158.03 | 164.1 | 162.86
215 | 4 | 53 | 63766.8906 | 13069.2528 | 7494.6339 | 5064.9133 | 4098.6857 | 2099.4286 | 1760.7796 | 1147.2931 | 114.82 | 140.3 | 186 | 24.8442 | 144.15 | 148.9 | 151.14 | 156.98 | 165.01 | 165.13
216 | 4 | 54 | 64252.3628 | 13940.1196 | 7559.4695 | 5165.1811 | 4122.9465 | 2217.6725 | 1858.8727 | 1136.5553 | 133.71 | 167.96 | 210 | 41.2741 | 171 | 183.29 | 176.94 | 147.66 | 149.96 | 158.65
217 | 5 | 1 | 64852.39 | 13069.2528 | 7650.4043 | 5181.0034 | 4200.5797 | 2081.7396 | 1760.7796 | 1147.2931 | 139.74 | 176.78 | 272 | 45.7345 | 188.83 | 195.55 | 196.5 | 148.27 | 152.6 | 158.36
218 | 5 | 2 | 63915.4402 | 13069.2528 | 7567.0345 | 5105.4362 | 4159.4305 | 2099.4286 | 1568.5053 | 1147.2931 | 121.24 | 153.49 | 211 | 30.0249 | 164.33 | 165.99 | 171.17 | 162.94 | 171.92 | 167.54
219 | 5 | 3 | 64424.894 | 13495.3101 | 7547.5681 | 5117.945 | 4128.6681 | 2217.6725 | 1776.6374 | 1145.6807 | 130.74 | 164.77 | 238 | 39.1994 | 176.38 | 180.73 | 181.92 | 156.85 | 160.22 | 159.91
220 | 5 | 4 | 64016.0337 | 13069.2528 | 7490.9319 | 5091.0179 | 4110.4093 | 2081.0354 | 1578.5554 | 1147.2931 | 115.91 | 140.42 | 193 | 24.6844 | 143.38 | 149.01 | 150.26 | 161.56 | 168.21 | 164.77
221 | 5 | 5 | 64078.6086 | 13069.2528 | 7590.4291 | 5110.9432 | 4115.457 | 2099.4286 | 1760.7796 | 1147.2931 | 113.66 | 140.68 | 192 | 23.8148 | 147.44 | 151.93 | 152.64 | 162.59 | 172.03 | 167.84
222 | 5 | 6 | 64361.335 | 13069.2528 | 7568.5471 | 5146.5125 | 4151.7855 | 2081.0354 | 1578.5554 | 1147.2931 | 120.77 | 147.99 | 246 | 28.1271 | 151.87 | 155.94 | 159.01 | 156.87 | 162.04 | 163.57
223 | 5 | 7 | 64302.4937 | 13069.2528 | 7612.4751 | 5152.0665 | 4165.9771 | 2081.7396 | 1760.7796 | 1147.2931 | 119.68 | 148.93 | 236 | 28.598 | 156.51 | 161.73 | 162.96 | 161.17 | 168.95 | 165.94
224 | 5 | 8 | 64561.811 | 13069.2528 | 7654.9681 | 5194.0887 | 4178.0479 | 2099.4286 | 1760.7796 | 1147.2931 | 132.89 | 166.81 | 271 | 39.7522 | 175.71 | 180.44 | 182.89 | 152.3 | 154.88 | 159.41
225 | 5 | 9 | 64047.1684 | 13069.2528 | 7539.8846 | 5112.3296 | 4138.4047 | 2081.0354 | 1578.5554 | 1147.2931 | 107.88 | 130.04 | 213 | 17.2345 | 133.16 | 137.32 | 140.36 | 164.13 | 174.05 | 169.65
226 | 5 | 10 | 64585.9483 | 13069.2528 | 7597.8281 | 5177.2962 | 4125.3642 | 2099.4286 | 1760.7796 | 1147.2931 | 132.18 | 166.18 | 242 | 39.8629 | 176.75 | 188.15 | 179.41 | 154.96 | 159.12 | 161.25
227 | 5 | 11 | 63786.5313 | 13495.3101 | 7469.3259 | 5069.0483 | 4095.0004 | 2217.6725 | 1776.6374 | 1145.6807 | 123.21 | 154.85 | 227 | 31.6629 | 164.55 | 169.4 | 169.3 | 162.9 | 169.55 | 165.6
228 | 5 | 12 | 64574.5768 | 13069.2528 | 7617.6536 | 5156.4953 | 4156.7321 | 2099.4286 | 1803.498 | 1147.2931 | 121.69 | 151.29 | 192 | 28.7435 | 160.68 | 164.88 | 164.97 | 161 | 168.27 | 165.7
229 | 5 | 13 | 64797.2317 | 12955.8702 | 7637.1182 | 5194.5295 | 4154.357 | 2099.4286 | 1760.7796 | 1145.6807 | 157.97 | 208.04 | 290 | 64.5402 | 229.62 | 236.95 | 238.52 | 145.94 | 146.77 | 157.6
230 | 5 | 14 | 63659.6412 | 13069.2528 | 7462.4856 | 5038.5952 | 4086.0018 | 2099.4286 | 1760.7796 | 1147.2931 | 118.11 | 147.23 | 208 | 28.4891 | 154.58 | 159.84 | 160.78 | 162.76 | 169.75 | 166.19
231 | 5 | 15 | 64169.6726 | 13069.2528 | 7597.4335 | 5151.302 | 4151.5024 | 2099.4286 | 1760.7796 | 1147.2931 | 135.65 | 171.45 | 232 | 44.7344 | 183.28 | 189.26 | 187.55 | 150.08 | 156.35 | 156.26
232 | 5 | 16 | 64187.5038 | 13495.3101 | 7593.2549 | 5146.695 | 4125.009 | 2217.6725 | 1776.6374 | 1145.6807 | 121.5 | 150.86 | 232 | 29.3631 | 158.13 | 164.45 | 160.69 | 160.89 | 166.7 | 164.13
233 | 5 | 17 | 64485.8901 | 13069.2528 | 7605.2754 | 5148.8837 | 4150.6641 | 2081.7396 | 1760.7796 | 1147.2931 | 129.26 | 160.72 | 264 | 36.1626 | 169.8 | 174.15 | 174.69 | 152.89 | 156.9 | 160.45
234 | 5 | 18 | 63989.5486 | 13069.2528 | 7434.0815 | 5031.6248 | 4090.6759 | 2099.4286 | 1568.5053 | 1147.2931 | 116.7 | 146.86 | 182 | 26.0439 | 159.65 | 161.14 | 165.07 | 168.44 | 178.32 | 170.97
235 | 5 | 19 | 63745.8389 | 13495.3101 | 7473.7555 | 5079.4835 | 4084.2673 | 2217.6725 | 1803.498 | 1136.5553 | 119.28 | 144.11 | 260 | 27.7695 | 143.11 | 149.69 | 152.69 | 151.68 | 153.87 | 163.33
236 | 5 | 20 | 64073.6893 | 13495.3101 | 7569.0442 | 5119.5169 | 4151.8647 | 2217.6725 | 1776.6374 | 1147.2931 | 136.06 | 175.5 | 263 | 43.776 | 192.25 | 194.48 | 197.66 | 159.37 | 163.66 | 161.57
237 | 5 | 21 | 64654.8507 | 13069.2528 | 7625.8088 | 5206.5827 | 4163.2394 | 2081.0354 | 1578.5554 | 1147.2931 | 112.67 | 133.87 | 247 | 19.8316 | 135.16 | 140.16 | 142.48 | 160.56 | 167.39 | 165.64
238 | 5 | 22 | 64017.1523 | 12955.8702 | 7546.3705 | 5083.2542 | 4113.809 | 2099.4286 | 1760.7796 | 1145.6807 | 118.73 | 147.89 | 231 | 27.7369 | 156.33 | 158.81 | 161.63 | 162.68 | 171.01 | 165.94
239 | 5 | 23 | 63838.3197 | 13069.2528 | 7523.4967 | 5082.8103 | 4119.2318 | 2099.4286 | 1530.9598 | 1147.2931 | 111.15 | 137 | 195 | 21.3487 | 142.66 | 145.94 | 149.18 | 165.08 | 174.4 | 168.93
240 | 5 | 24 | 63758.5495 | 12955.8702 | 7507.6577 | 5076.5824 | 4081.7069 | 2099.4286 | 1760.7796 | 1145.6807 | 112.29 | 136.16 | 173 | 23.2004 | 138.2 | 144.87 | 145.81 | 158.63 | 165.8 | 165.3
241 | 5 | 25 | 63760.6418 | 13069.2528 | 7507.0286 | 5062.3346 | 4122.2012 | 2099.4286 | 1558.5161 | 1147.2931 | 112.18 | 137.96 | 189 | 22.1341 | 143.94 | 146.85 | 149.64 | 163.84 | 172.53 | 167.83
242 | 5 | 26 | 63639.2691 | 13069.2528 | 7418.2062 | 5017.4154 | 4089.5811 | 2099.4286 | 1578.5554 | 1147.2931 | 106.97 | 128.68 | 163 | 17.898 | 133.49 | 134.66 | 139.53 | 165.3 | 175.28 | 168.68
243 | 5 | 27 | 64002.5763 | 12955.8702 | 7526.5884 | 5078.4327 | 4124.0707 | 2099.4286 | 1760.7796 | 1145.6807 | 140.99 | 181.11 | 248 | 49.0412 | 196.91 | 202.59 | 201.66 | 151.85 | 157.06 | 158.6
244 | 5 | 28 | 64809.1766 | 13069.2528 | 7706.3114 | 5255.0409 | 4180.5133 | 2099.4286 | 1760.7796 | 1147.2931 | 157.06 | 205.65 | 260 | 63.4246 | 226.09 | 233.27 | 231.95 | 146 | 151.12 | 154.96
245 | 5 | 29 | 63970.4524 | 12853.4942 | 7463.7736 | 5066.2298 | 4090.1659 | 2081.7396 | 1760.7796 | 1116.1414 | 124.81 | 157.08 | 206 | 35.0064 | 165.04 | 170.63 | 171.4 | 154.61 | 159.9 | 162.2
246 | 5 | 30 | 63758.5564 | 13495.3101 | 7496.2035 | 5074.2876 | 4095.2176 | 2217.6725 | 1776.6374 | 1136.5553 | 113.33 | 137.51 | 218 | 23.4888 | 138.62 | 146.84 | 145.52 | 155.85 | 164.01 | 165.17
247 | 5 | 31 | 64083.841 | 13495.3101 | 7576.9162 | 5161.8308 | 4121.8181 | 2217.6725 | 1776.6374 | 1147.2931 | 125.53 | 157.43 | 210 | 34.0871 | 164.81 | 173.51 | 166.93 | 160.55 | 163.13 | 160.37
248 | 5 | 32 | 64064.7222 | 13069.2528 | 7503.0175 | 5084.8919 | 4096.792 | 2081.7396 | 1760.7796 | 1147.2931 | 120.36 | 147.14 | 222 | 28.1616 | 153.06 | 158.4 | 158.27 | 158.11 | 164.96 | 162.92
249 | 5 | 33 | 63797.232 | 13069.2528 | 7471.4221 | 5083.3244 | 4090.1872 | 2081.7396 | 1760.7796 | 1147.2931 | 121.92 | 151.83 | 239 | 31.4127 | 157.63 | 167.42 | 164.24 | 156.5 | 163.22 | 164.72
250 | 5 | 34 | 64118.4833 | 13069.2528 | 7558.1774 | 5142.7048 | 4131.8532 | 2099.4286 | 1760.7796 | 1147.2931 | 116.87 | 144.11 | 217 | 25.3714 | 149.58 | 156.19 | 155.53 | 162.58 | 170.14 | 166.86
251 | 5 | 35 | 63605.5769 | 13069.2528 | 7449.1709 | 5063.4865 | 4072.7621 | 2099.4286 | 1760.7796 | 1147.2931 | 119.66 | 148.14 | 196 | 29.6166 | 154.82 | 159.57 | 161.85 | 157.55 | 163.49 | 164.26
252 | 5 | 36 | 64665.8489 | 13495.3101 | 7657.6373 | 5206.652 | 4160.0548 | 2217.6725 | 1776.6374 | 1147.2931 | 123.89 | 153.41 | 252 | 30.0527 | 161.14 | 169.86 | 160.66 | 165.78 | 168.95 | 163.26
253 | 5 | 37 | 64169.559 | 13069.2528 | 7483.2946 | 5085.252 | 4096.2029 | 2099.4286 | 1578.5554 | 1147.2931 | 118.52 | 145.16 | 198 | 26.8719 | 151.06 | 155.46 | 157.7 | 159.4 | 168.35 | 165.39
254 | 5 | 38 | 63748.6093 | 13495.3101 | 7439.2532 | 5055.5271 | 4082.6687 | 2217.6725 | 1776.6374 | 1145.6807 | 129.29 | 163.49 | 224 | 39.3752 | 175.34 | 178.85 | 181.48 | 156.97 | 161.66 | 160.73
255 | 5 | 39 | 64571.5085 | 13069.2528 | 7591.7532 | 5160.1831 | 4153.8511 | 2099.4286 | 1760.7796 | 1147.2931 | 139.89 | 178.57 | 246 | 47.8271 | 193.04 | 200.64 | 196.99 | 151.24 | 156.27 | 158.34
256 | 5 | 40 | 63835.8149 | 12955.8702 | 7501.5482 | 5122.7399 | 4102.1714 | 2099.4286 | 1760.7796 | 1145.6807 | 130.39 | 165.54 | 206 | 39.8648 | 176.39 | 183.61 | 181.55 | 156.94 | 162.84 | 162.23
257 | 5 | 41 | 64241.0403 | 13069.2528 | 7551.792 | 5126.0311 | 4149.7978 | 2099.4286 | 1568.5053 | 1147.2931 | 114.54 | 139.75 | 203 | 22.1729 | 144.41 | 147.69 | 149.82 | 162.45 | 169.87 | 165.91
258 | 5 | 42 | 63555.9794 | 13069.2528 | 7425.2636 | 5007.2349 | 4068.903 | 2099.4286 | 1568.5053 | 1147.2931 | 120.66 | 152.38 | 200 | 31.5995 | 162.36 | 167.31 | 167.08 | 160.99 | 168.69 | 165.54
259 | 5 | 43 | 64298.8353 | 13495.3101 | 7589.5096 | 5175.3523 | 4151.3469 | 2217.6725 | 1776.6374 | 1147.2931 | 131.59 | 165.5 | 232 | 38.2474 | 173.95 | 180.62 | 181.12 | 156.01 | 159.3 | 162.39
260 | 5 | 44 | 63503.9952 | 13069.2528 | 7391.6273 | 5041.3071 | 4059.5597 | 2099.4286 | 1568.5053 | 1147.2931 | 116.15 | 141.85 | 180 | 26.6242 | 142.94 | 148.92 | 151.25 | 157.28 | 160.65 | 164.2
261 | 5 | 45 | 64334.8751 | 13069.2528 | 7603.9372 | 5183.7545 | 4116.3874 | 2081.7396 | 1760.7796 | 1147.2931 | 130.61 | 164.99 | 242 | 38.8871 | 171.96 | 179.75 | 178.59 | 150.45 | 154.21 | 161.29
262 | 5 | 46 | 64382.6791 | 13069.2528 | 7581.0605 | 5163.3908 | 4149.8071 | 2099.4286 | 1578.5554 | 1147.2931 | 129.45 | 161.49 | 251 | 37.3706 | 169.43 | 175.36 | 177.01 | 153.77 | 157.15 | 160.89
263 | 5 | 47 | 64641.3879 | 13495.3101 | 7554.2151 | 5142.0461 | 4129.2002 | 2217.6725 | 1776.6374 | 1147.2931 | 121.39 | 145.74 | 229 | 28.1189 | 149.02 | 155.41 | 153.94 | 157.88 | 160.39 | 160.51
264 | 5 | 48 | 64465.1637 | 13495.3101 | 7586.6831 | 5179.2115 | 4137.3991 | 2217.6725 | 1776.6374 | 1116.1414 | 120.09 | 146.73 | 236 | 27.8919 | 151.48 | 157.04 | 157.53 | 157.43 | 162.45 | 164.87
265 | 5 | 49 | 64491.174 | 12853.4942 | 7582.5613 | 5196.9844 | 4143.5015 | 2081.7396 | 1760.7796 | 1116.1414 | 124.19 | 152.83 | 238 | 31.651 | 157.08 | 163.17 | 164.77 | 153.75 | 158.98 | 162.21
266 | 5 | 50 | 64426.1522 | 12853.4942 | 7562.6814 | 5148.7817 | 4124.1498 | 2081.7396 | 1760.7796 | 1050.8694 | 111.63 | 132.62 | 192 | 19.4258 | 134.04 | 139.35 | 139.91 | 160.5 | 166.3 | 166.11
267 | 5 | 51 | 63859.0318 | 12955.8702 | 7473.9055 | 5063.5017 | 4081.2482 | 2099.4286 | 1760.7796 | 1145.6807 | 112.14 | 135.39 | 192 | 21.4569 | 140.35 | 144.54 | 144.49 | 162.7 | 171.94 | 165.63
268 | 5 | 52 | 63653.426 | 13069.2528 | 7439.9492 | 5056.0205 | 4083.6577 | 2081.7396 | 1760.7796 | 1147.2931 | 117.94 | 144.35 | 188 | 28.2745 | 147.33 | 153.47 | 153.45 | 156.99 | 161.13 | 162.19
269 | 5 | 53 | 63766.8906 | 13069.2528 | 7494.6339 | 5064.9133 | 4098.6857 | 2099.4286 | 1760.7796 | 1147.2931 | 110.76 | 134.46 | 192 | 20.5981 | 135.57 | 139.23 | 143.54 | 158.69 | 166.03 | 166.8
270 | 5 | 54 | 64252.3628 | 13940.1196 | 7559.4695 | 5165.1811 | 4122.9465 | 2217.6725 | 1858.8727 | 1136.5553 | 121.89 | 151.49 | 183 | 30.5942 | 153.52 | 164.29 | 159.81 | 155.02 | 160.36 | 165.17
271 | 6 | 1 | 64852.39 | 13069.2528 | 7650.4043 | 5181.0034 | 4200.5797 | 2081.7396 | 1760.7796 | 1147.2931 | 138.36 | 174.58 | 292 | 44.595 | 186.02 | 197.17 | 190.62 | 152.02 | 155.77 | 158.24
272 | 6 | 2 | 63915.4402 | 13069.2528 | 7567.0345 | 5105.4362 | 4159.4305 | 2099.4286 | 1568.5053 | 1147.2931 | 121.96 | 154.24 | 224 | 30.6908 | 165.14 | 167.28 | 170.24 | 162.85 | 172.22 | 165.69
273 | 6 | 3 | 64424.894 | 13495.3101 | 7547.5681 | 5117.945 | 4128.6681 | 2217.6725 | 1776.6374 | 1145.6807 | 129.63 | 163.62 | 245 | 38.0894 | 174.84 | 179.48 | 179.76 | 159.29 | 162.63 | 161.25
274 | 6 | 4 | 64016.0337 | 13069.2528 | 7490.9319 | 5091.0179 | 4110.4093 | 2081.0354 | 1578.5554 | 1147.2931 | 115.01 | 137.49 | 218 | 23.3581 | 138.82 | 144.88 | 145.18 | 161.87 | 164.66 | 163.88
275 | 6 | 5 | 64078.6086 | 13069.2528 | 7590.4291 | 5110.9432 | 4115.457 | 2099.4286 | 1760.7796 | 1147.2931 | 124.06 | 157.19 | 211 | 33.8706 | 168.99 | 173.36 | 172.98 | 160.56 | 168.22 | 164.15
276 | 6 | 6 | 64361.335 | 13069.2528 | 7568.5471 | 5146.5125 | 4151.7855 | 2081.0354 | 1578.5554 | 1147.2931 | 130.15 | 161.22 | 255 | 36.6341 | 167.84 | 172.84 | 174.66 | 153.27 | 156.27 | 159.18
277 | 6 | 7 | 64302.4937 | 13069.2528 | 7612.4751 | 5152.0665 | 4165.9771 | 2081.7396 | 1760.7796 | 1147.2931 | 118.53 | 144.54 | 239 | 26.6038 | 148.58 | 154.35 | 154.42 | 158.73 | 164.44 | 162.86
278 | 6 | 8 | 64561.811 | 13069.2528 | 7654.9681 | 5194.0887 | 4178.0479 | 2099.4286 | 1760.7796 | 1147.2931 | 141.78 | 178.94 | 289 | 47.8288 | 188.32 | 194.25 | 195.82 | 148.74 | 147.36 | 156.77
279 | 6 | 9 | 64047.1684 | 13069.2528 | 7539.8846 | 5112.3296 | 4138.4047 | 2081.0354 | 1578.5554 | 1147.2931 | 108.43 | 130.17 | 207 | 17.8538 | 132.75 | 137.03 | 139.61 | 163.12 | 172.07 | 167.92
280 | 6 | 10 | 64585.9483 | 13069.2528 | 7597.8281 | 5177.2962 | 4125.3642 | 2099.4286 | 1760.7796 | 1147.2931 | 122.23 | 149.98 | 243 | 29.7414 | 157.42 | 163.55 | 161.54 | 159.63 | 164.35 | 163.54
281 | 6 | 11 | 63786.5313 | 13495.3101 | 7469.3259 | 5069.0483 | 4095.0004 | 2217.6725 | 1776.6374 | 1145.6807 | 131.72 | 167.96 | 279 | 40.3483 | 180.22 | 185.45 | 181.5 | 161.22 | 163.89 | 160.66
282 | 6 | 12 | 64574.5768 | 13069.2528 | 7617.6536 | 5156.4953 | 4156.7321 | 2099.4286 | 1803.498 | 1147.2931 | 122.33 | 149.6 | 241 | 28.2 | 155.87 | 160.12 | 160.65 | 158.65 | 164.96 | 162.76
283 | 6 | 13 | 64797.2317 | 12955.8702 | 7637.1182 | 5194.5295 | 4154.357 | 2099.4286 | 1760.7796 | 1145.6807 | 146.76 | 190.76 | 288 | 53.5982 | 208.76 | 218.81 | 213.59 | 151.61 | 154.93 | 160.47
284 | 6 | 14 | 63659.6412 | 13069.2528 | 7462.4856 | 5038.5952 | 4086.0018 | 2099.4286 | 1760.7796 | 1147.2931 | 116.34 | 143.74 | 232 | 26.3646 | 150.4 | 153.19 | 155.93 | 162.83 | 169.66 | 165.77
285 | 6 | 15 | 64169.6726 | 13069.2528 | 7597.4335 | 5151.302 | 4151.5024 | 2099.4286 | 1760.7796 | 1147.2931 | 143.23 | 182.25 | 274 | 51.2505 | 195.91 | 201.6 | 199.54 | 146.86 | 152.92 | 152.92
286 | 6 | 16 | 64187.5038 | 13495.3101 | 7593.2549 | 5146.695 | 4125.009 | 2217.6725 | 1776.6374 | 1145.6807 | 123.85 | 152.18 | 233 | 31.2648 | 157.2 | 164.01 | 160.43 | 158.98 | 161.29 | 160.7
287 | 6 | 17 | 64485.8901 | 13069.2528 | 7605.2754 | 5148.8837 | 4150.6641 | 2081.7396 | 1760.7796 | 1147.2931 | 122.34 | 150.55 | 220 | 29.9408 | 157.95 | 161.58 | 162.26 | 156.48 | 161.82 | 162.48
288 | 6 | 18 | 63989.5486 | 13069.2528 | 7434.0815 | 5031.6248 | 4090.6759 | 2099.4286 | 1568.5053 | 1147.2931 | 118.87 | 148.37 | 229 | 28.9837 | 160.04 | 161.57 | 165.17 | 165.73 | 172.74 | 166.87
289 | 6 | 19 | 63745.8389 | 13495.3101 | 7473.7555 | 5079.4835 | 4084.2673 | 2217.6725 | 1803.498 | 1136.5553 | 116.43 | 139.45 | 266 | 25.1188 | 138.31 | 143.52 | 146.06 | 154.69 | 156.77 | 161.55
290 | 6 | 20 | 64073.6893 | 13495.3101 | 7569.0442 | 5119.5169 | 4151.8647 | 2217.6725 | 1776.6374 | 1147.2931 | 131.3 | 165.82 | 279 | 38.4517 | 178.2 | 180.26 | 183.58 | 158.51 | 163.49 | 160.51
291 | 6 | 21 | 64654.8507 | 13069.2528 | 7625.8088 | 5206.5827 | 4163.2394 | 2081.0354 | 1578.5554 | 1147.2931 | 122.49 | 146.26 | 254 | 29.1482 | 147.63 | 153.8 | 154.79 | 153.11 | 154.64 | 158.58
292 | 6 | 22 | 64017.1523 | 12955.8702 | 7546.3705 | 5083.2542 | 4113.809 | 2099.4286 | 1760.7796 | 1145.6807 | 120.13 | 149.56 | 193 | 29.5911 | 158.85 | 162.1 | 163.59 | 162.44 | 171.12 | 164.59
293 | 6 | 23 | 63838.3197 | 13069.2528 | 7523.4967 | 5082.8103 | 4119.2318 | 2099.4286 | 1530.9598 | 1147.2931 | 125.74 | 157.23 | 242 | 34.9425 | 164.99 | 169.76 | 170.85 | 154.68 | 160.43 | 161.64
294 | 6 | 24 | 63758.5495 | 12955.8702 | 7507.6577 | 5076.5824 | 4081.7069 | 2099.4286 | 1760.7796 | 1145.6807 | 112.17 | 136.58 | 153 | 23.5889 | 140.62 | 143.5 | 147.58 | 159.63 | 168.6 | 164.84
295 | 6 | 25 | 63760.6418 | 13069.2528 | 7507.0286 | 5062.3346 | 4122.2012 | 2099.4286 | 1558.5161 | 1147.2931 | 120.87 | 151.6 | 182 | 31.4125 | 160.8 | 162.85 | 167.11 | 160.49 | 167.22 | 163.99
296 | 6 | 26 | 63639.2691 | 13069.2528 | 7418.2062 | 5017.4154 | 4089.5811 | 2099.4286 | 1578.5554 | 1147.2931 | 112.89 | 138.41 | 151 | 23.389 | 146.43 | 147.77 | 151.74 | 164.83 | 174.37 | 166.83
297 | 6 | 27 | 64002.5763 | 12955.8702 | 7526.5884 | 5078.4327 | 4124.0707 | 2099.4286 | 1760.7796 | 1145.6807 | 131.16 | 165.2 | 287 | 39.1208 | 176.37 | 181.21 | 181.54 | 155.9 | 162 | 161.29
298 | 6 | 28 | 64809.1766 | 13069.2528 | 7706.3114 | 5255.0409 | 4180.5133 | 2099.4286 | 1760.7796 | 1147.2931 | 133.84 | 166.8 | 301 | 39.3894 | 173.87 | 180.41 | 181.61 | 151.34 | 153.89 | 161.04
299 | 6 | 29 | 63970.4524 | 12853.4942 | 7463.7736 | 5066.2298 | 4090.1659 | 2081.7396 | 1760.7796 | 1116.1414 | 120.24 | 147.98 | 227 | 30.5942 | 149.28 | 156.35 | 157.17 | 152.66 | 157.01 | 161.38
300 | 6 | 30 | 63758.5564 | 13495.3101 | 7496.2035 | 5074.2876 | 4095.2176 | 2217.6725 | 1776.6374 | 1136.5553 | 118.35 | 144.1 | 219 | 28.147 | 145.52 | 154.65 | 152.6 | 153.73 | 159.61 | 162.78
301 | 6 | 31 | 64083.841 | 13495.3101 | 7576.9162 | 5161.8308 | 4121.8181 | 2217.6725 | 1776.6374 | 1147.2931 | 121.61 | 151.46 | 202 | 30.8603 | 157.51 | 163.99 | 160.94 | 159.18 | 162.58 | 161.63
302 | 6 | 32 | 64064.7222 | 13069.2528 | 7503.0175 | 5084.8919 | 4096.792 | 2081.7396 | 1760.7796 | 1147.2931 | 112.64 | 134.12 | 213 | 20.3561 | 135.55 | 139.65 | 141.02 | 160.41 | 165.31 | 164.12
303 | 6 | 33 | 63797.232 | 13069.2528 | 7471.4221 | 5083.3244 | 4090.1872 | 2081.7396 | 1760.7796 | 1147.2931 | 116.08 | 141.04 | 237 | 25.5 | 143.18 | 148.03 | 150.4 | 156.78 | 163.76 | 163.97
304 | 6 | 34 | 64118.4833 | 13069.2528 | 7558.1774 | 5142.7048 | 4131.8532 | 2099.4286 | 1760.7796 | 1147.2931 | 117.57 | 144.76 | 242 | 25.7661 | 150.71 | 155.56 | 156.39 | 161.08 | 168.57 | 165.63
305 | 6 | 35 | 63605.5769 | 13069.2528 | 7449.1709 | 5063.4865 | 4072.7621 | 2099.4286 | 1760.7796 | 1147.2931 | 112.68 | 137.91 | 182 | 22.794 | 142.73 | 145.85 | 150.61 | 162.89 | 170.69 | 168.74
306 | 6 | 36 | 64665.8489 | 13495.3101 | 7657.6373 | 5206.652 | 4160.0548 | 2217.6725 | 1776.6374 | 1147.2931 | 137.01 | 171.59 | 287 | 43.0631 | 182.64 | 189.58 | 182.49 | 156.56 | 154.23 | 156.11
307 | 6 | 37 | 64169.559 | 13069.2528 | 7483.2946 | 5085.252 | 4096.2029 | 2099.4286 | 1578.5554 | 1147.2931 | 125.49 | 154.99 | 239 | 33.5702 | 160.96 | 166.2 | 167.69 | 152.7 | 158.74 | 161.29
308 | 6 | 38 | 63748.6093 | 13495.3101 | 7439.2532 | 5055.5271 | 4082.6687 | 2217.6725 | 1776.6374 | 1145.6807 | 121.81 | 150.54 | 250 | 31.2252 | 157.81 | 164.04 | 161.2 | 163.19 | 163.98 | 162.26
309 | 6 | 39 | 64571.5085 | 13069.2528 | 7591.7532 | 5160.1831 | 4153.8511 | 2099.4286 | 1760.7796 | 1147.2931 | 140.49 | 178.35 | 293 | 47.4647 | 191.46 | 196.49 | 197.92 | 150.23 | 154.65 | 157.6
310 | 6 | 40 | 63835.8149 | 12955.8702 | 7501.5482 | 5122.7399 | 4102.1714 | 2099.4286 | 1760.7796 | 1145.6807 | 117.27 | 143.98 | 219 | 26.3248 | 148.35 | 154.37 | 154.56 | 159.77 | 165.38 | 166.53
311 | 6 | 41 | 64241.0403 | 13069.2528 | 7551.792 | 5126.0311 | 4149.7978 | 2099.4286 | 1568.5053 | 1147.2931 | 129.52 | 161.59 | 262 | 37.251 | 169 | 174.54 | 174.87 | 154.51 | 157.19 | 159.44
312 | 6 | 42 | 63555.9794 | 13069.2528 | 7425.2636 | 5007.2349 | 4068.903 | 2099.4286 | 1568.5053 | 1147.2931 | 119.17 | 149.05 | 212 | 29.4453 | 155.6 | 160.28 | 161.25 | 159.12 | 164.78 | 165.35
313 | 6 | 43 | 64298.8353 | 13495.3101 | 7589.5096 | 5175.3523 | 4151.3469 | 2217.6725 | 1776.6374 | 1147.2931 | 126.5 | 153.91 | 303 | 32.5189 | 156.57 | 162.46 | 164.39 | 153.85 | 155.75 | 160.05
314 | 6 | 44 | 63503.9952 | 13069.2528 | 7391.6273 | 5041.3071 | 4059.5597 | 2099.4286 | 1568.5053 | 1147.2931 | 126.01 | 155.08 | 190 | 35.9154 | 157.75 | 163.73 | 166.29 | 153.09 | 150.86 | 158.27
315 | 6 | 45 | 64334.8751 | 13069.2528 | 7603.9372 | 5183.7545 | 4116.3874 | 2081.7396 | 1760.7796 | 1147.2931 | 140.25 | 174.35 | 347 | 46.557 | 181.31 | 186.89 | 188.1 | 145.15 | 142.57 | 152.43
316 | 6 | 46 | 64382.6791 | 13069.2528 | 7581.0605 | 5163.3908 | 4149.8071 | 2099.4286 | 1578.5554 | 1147.2931 | 123.09 | 151.03 | 255 | 31.1365 | 155.6 | 163.48 | 163.14 | 156.99 | 161.13 | 162.72
317 | 6 | 47 | 64641.3879 | 13495.3101 | 7554.2151 | 5142.0461 | 4129.2002 | 2217.6725 | 1776.6374 | 1147.2931 | 122.29 | 146.18 | 247 | 28.879 | 147.38 | 153.45 | 153.42 | 154.49 | 154.05 | 159.09
318 | 6 | 48 | 64465.1637 | 13495.3101 | 7586.6831 | 5179.2115 | 4137.3991 | 2217.6725 | 1776.6374 | 1116.1414 | 125.02 | 153.89 | 239 | 32.8729 | 157.82 | 165.78 | 161.52 | 154.48 | 156.11 | 159.99
319 | 6 | 49 | 64491.174 | 12853.4942 | 7582.5613 | 5196.9844 | 4143.5015 | 2081.7396 | 1760.7796 | 1116.1414 | 130.65 | 160 | 283 | 37.8102 | 162.31 | 173.16 | 168.75 | 145.78 | 147.32 | 156.63
320 | 6 | 50 | 64426.1522 | 12853.4942 | 7562.6814 | 5148.7817 | 4124.1498 | 2081.7396 | 1760.7796 | 1050.8694 | 124.44 | 150.71 | 230 | 30.9366 | 155.66 | 160.65 | 159.72 | 154.37 | 156.76 | 158.55
321 | 6 | 51 | 63859.0318 | 12955.8702 | 7473.9055 | 5063.5017 | 4081.2482 | 2099.4286 | 1760.7796 | 1145.6807 | 110.92 | 132.87 | 246 | 19.8858 | 136.13 | 141.17 | 141.35 | 164.48 | 171.91 | 166.48
322 | 6 | 52 | 63653.426 | 13069.2528 | 7439.9492 | 5056.0205 | 4083.6577 | 2081.7396 | 1760.7796 | 1147.2931 | 111.33 | 132.8 | 158 | 21.0111 | 131.35 | 137.04 | 137.37 | 156.5 | 160.64 | 163.23
323 | 6 | 53 | 63766.8906 | 13069.2528 | 7494.6339 | 5064.9133 | 4098.6857 | 2099.4286 | 1760.7796 | 1147.2931 | 108.39 | 129.5 | 181 | 18.2415 | 127.29 | 132.04 | 135.11 | 157.11 | 164.57 | 165.94
324 | 6 | 54 | 64252.3628 | 13940.1196 | 7559.4695 | 5165.1811 | 4122.9465 | 2217.6725 | 1858.8727 | 1136.5553 | 140.88 | 180.08 | 248 | 48.6219 | 183.19 | 198.56 | 189.16 | 144.2 | 143.33 | 156.32
325 | 7 | 1 | 64852.39 | 13069.2528 | 7650.4043 | 5181.0034 | 4200.5797 | 2081.7396 | 1760.7796 | 1147.2931 | 139.4 | 176.57 | 292 | 46.3483 | 189.8 | 195.16 | 195.92 | 150.46 | 153.92 | 157.35
326 | 7 | 2 | 63915.4402 | 13069.2528 | 7567.0345 | 5105.4362 | 4159.4305 | 2099.4286 | 1568.5053 | 1147.2931 | 126.38 | 161.7 | 227 | 35.503 | 175.45 | 176.88 | 181.36 | 161.01 | 168.92 | 164.94
327 | 7 | 3 | 64424.894 | 13495.3101 | 7547.5681 | 5117.945 | 4128.6681 | 2217.6725 | 1776.6374 | 1145.6807 | 133.68 | 169.63 | 216 | 42.4115 | 181.42 | 188.69 | 185.15 | 158.73 | 158.52 | 158.8
328 | 7 | 4 | 64016.0337 | 13069.2528 | 7490.9319 | 5091.0179 | 4110.4093 | 2081.0354 | 1578.5554 | 1147.2931 | 114.36 | 136.52 | 200 | 22.8973 | 137.27 | 145.06 | 144.45 | 161.59 | 165.87 | 164.55
329 | 7 | 5 | 64078.6086 | 13069.2528 | 7590.4291 | 5110.9432 | 4115.457 | 2099.4286 | 1760.7796 | 1147.2931 | 121.91 | 154.88 | 211 | 32.1951 | 165.28 | 170.51 | 171.5 | 160.36 | 168.36 | 167.03
330 | 7 | 6 | 64361.335 | 13069.2528 | 7568.5471 | 5146.5125 | 4151.7855 | 2081.0354 | 1578.5554 | 1147.2931 | 128.65 | 157.79 | 253 | 36.1337 | 161.95 | 167.48 | 169.36 | 150.27 | 152.1 | 156.96
331 | 7 | 7 | 64302.4937 | 13069.2528 | 7612.4751 | 5152.0665 | 4165.9771 | 2081.7396 | 1760.7796 | 1147.2931 | 116.32 | 142.01 | 207 | 25.1552 | 145.68 | 154.29 | 150.51 | 159.82 | 167.47 | 164.18
332 | 7 | 8 | 64561.811 | 13069.2528 | 7654.9681 | 5194.0887 | 4178.0479 | 2099.4286 | 1760.7796 | 1147.2931 | 145.03 | 185.06 | 270 | 52.1553 | 196.72 | 204.44 | 201.01 | 144.79 | 143.04 | 153.5
333 | 7 | 9 | 64047.1684 | 13069.2528 | 7539.8846 | 5112.3296 | 4138.4047 | 2081.0354 | 1578.5554 | 1147.2931 | 113.06 | 136.84 | 208 | 22.9028 | 139.98 | 146.27 | 146.9 | 157.78 | 166.43 | 165
334 | 7 | 10 | 64585.9483 | 13069.2528 | 7597.8281 | 5177.2962 | 4125.3642 | 2099.4286 | 1760.7796 | 1147.2931 | 127.82 | 159.16 | 219 | 35.9978 | 169.4 | 176.45 | 171.32 | 157.28 | 162.15 | 161.08
335 | 7 | 11 | 63786.5313 | 13495.3101 | 7469.3259 | 5069.0483 | 4095.0004 | 2217.6725 | 1776.6374 | 1145.6807 | 139.57 | 179.72 | 236 | 48.0537 | 194.76 | 200.24 | 198.63 | 156.79 | 157.55 | 157.9
336 | 7 | 12 | 64574.5768 | 13069.2528 | 7617.6536 | 5156.4953 | 4156.7321 | 2099.4286 | 1803.498 | 1147.2931 | 127.62 | 159.75 | 228 | 34.4134 | 170.08 | 176.3 | 174.79 | 157.53 | 164.32 | 163.14
337 | 7 | 13 | 64797.2317 | 12955.8702 | 7637.1182 | 5194.5295 | 4154.357 | 2099.4286 | 1760.7796 | 1145.6807 | 159.12 | 209.97 | 291 | 65.8544 | 232.97 | 242.08 | 239.48 | 146.7 | 147.74 | 156.97
338 | 7 | 14 | 63659.6412 | 13069.2528 | 7462.4856 | 5038.5952 | 4086.0018 | 2099.4286 | 1760.7796 | 1147.2931 | 111.04 | 135.89 | 207 | 21.2704 | 141.06 | 144.22 | 147.43 | 165.23 | 173.09 | 167.69
339 | 7 | 15 | 64169.6726 | 13069.2528 | 7597.4335 | 5151.302 | 4151.5024 | 2099.4286 | 1760.7796 | 1147.2931 | 120.65 | 149.28 | 251 | 29.7306 | 157.04 | 159.97 | 163.55 | 158.67 | 165.05 | 164.01
340 | 7 | 16 | 64187.5038 | 13495.3101 | 7593.2549 | 5146.695 | 4125.009 | 2217.6725 | 1776.6374 | 1145.6807 | 117.09 | 144.15 | 197 | 25.5864 | 150.28 | 154.37 | 155.93 | 161.15 | 167.85 | 166.22
341 | 7 | 17 | 64485.8901 | 13069.2528 | 7605.2754 | 5148.8837 | 4150.6641 | 2081.7396 | 1760.7796 | 1147.2931 | 122.25 | 149.02 | 271 | 28.8872 | 154.42 | 159.67 | 159.72 | 155.89 | 161.64 | 161.75
342 | 7 | 18 | 63989.5486 | 13069.2528 | 7434.0815 | 5031.6248 | 4090.6759 | 2099.4286 | 1568.5053 | 1147.2931 | 123.71 | 156.94 | 216 | 33.2075 | 171.9 | 173.89 | 177.28 | 164.9 | 172.58 | 166.53
343 | 7 | 19 | 63745.8389 | 13495.3101 | 7473.7555 | 5079.4835 | 4084.2673 | 2217.6725 | 1803.498 | 1136.5553 | 117.55 | 143.34 | 250 | 26.3761 | 144.51 | 150.92 | 150.47 | 157.94 | 161.25 | 163.15
344 | 7 | 20 | 64073.6893 | 13495.3101 | 7569.0442 | 5119.5169 | 4151.8647 | 2217.6725 | 1776.6374 | 1147.2931 | 130.73 | 167.05 | 269 | 38.53 | 181.8 | 184.28 | 186.9 | 160.82 | 166.37 | 162.63
345 | 7 | 21 | 64654.8507 | 13069.2528 | 7625.8088 | 5206.5827 | 4163.2394 | 2081.0354 | 1578.5554 | 1147.2931 | 126.47 | 154.59 | 247 | 33.9476 | 159.87 | 166.43 | 166.88 | 151.89 | 154.75 | 159.76
346 | 7 | 22 | 64017.1523 | 12955.8702 | 7546.3705 | 5083.2542 | 4113.809 | 2099.4286 | 1760.7796 | 1145.6807 | 117.8 | 145.36 | 202 | 27.2373 | 151.86 | 155.99 | 157.23 | 161.63 | 168.23 | 164.57
347 | 7 | 23 | 63838.3197 | 13069.2528 | 7523.4967 | 5082.8103 | 4119.2318 | 2099.4286 | 1530.9598 | 1147.2931 | 114.59 | 139.77 | 206 | 24.272 | 143.12 | 148.47 | 150.13 | 158.06 | 165.27 | 165.27
348 | 7 | 24 | 63758.5495 | 12955.8702 | 7507.6577 | 5076.5824 | 4081.7069 | 2099.4286 | 1760.7796 | 1145.6807 | 101.7 | 120.15 | 143 | 13.1645 | 120.19 | 123.51 | 126.7 | 164.03 | 173.49 | 168.08
349 | 7 | 25 | 63760.6418 | 13069.2528 | 7507.0286 | 5062.3346 | 4122.2012 | 2099.4286 | 1558.5161 | 1147.2931 | 114.72 | 142.11 | 187 | 25.2367 | 149.6 | 151.34 | 155.54 | 162.58 | 170.44 | 166.31
350 | 7 | 26 | 63639.2691 | 13069.2528 | 7418.2062 | 5017.4154 | 4089.5811 | 2099.4286 | 1578.5554 | 1147.2931 | 98.51 | 115.06 | 147 | 9.8545 | 115.31 | 116.98 | 121.9 | 168.56 | 178.37 | 170.65
351 | 7 | 27 | 64002.5763 | 12955.8702 | 7526.5884 | 5078.4327 | 4124.0707 | 2099.4286 | 1760.7796 | 1145.6807 | 130.12 | 165.39 | 244 | 38.7564 | 178.12 | 183.43 | 184.23 | 157.59 | 164.4 | 162.97
352 | 7 | 28 | 64809.1766 | 13069.2528 | 7706.3114 | 5255.0409 | 4180.5133 | 2099.4286 | 1760.7796 | 1147.2931 | 133.62 | 169.12 | 273 | 40.1519 | 179.74 | 185.7 | 186.88 | 154.13 | 158.45 | 162.54
353 | 7 | 29 | 63970.4524 | 12853.4942 | 7463.7736 | 5066.2298 | 4090.1659 | 2081.7396 | 1760.7796 | 1116.1414 | 117.54 | 146.45 | 181 | 28.2943 | 152.33 | 156.73 | 159.07 | 158.23 | 164.36 | 165.29
354 | 7 | 30 | 63758.5564 | 13495.3101 | 7496.2035 | 5074.2876 | 4095.2176 | 2217.6725 | 1776.6374 | 1136.5553 | 129.19 | 161.35 | 233 | 38.7434 | 166.67 | 179.19 | 170.84 | 150.1 | 153.42 | 158.55
355 | 7 | 31 | 64083.841 | 13495.3101 | 7576.9162 | 5161.8308 | 4121.8181 | 2217.6725 | 1776.6374 | 1147.2931 | 115.36 | 141.37 | 210 | 23.9728 | 143.63 | 150.06 | 149.87 | 160.81 | 166.25 | 165.62
356 | 7 | 32 | 64064.7222 | 13069.2528 | 7503.0175 | 5084.8919 | 4096.792 | 2081.7396 | 1760.7796 | 1147.2931 | 109.25 | 129.68 | 188 | 17.4542 | 131.55 | 135.39 | 137.02 | 162.61 | 169.68 | 166.48
357 | 7 | 33 | 63797.232 | 13069.2528 | 7471.4221 | 5083.3244 | 4090.1872 | 2081.7396 | 1760.7796 | 1147.2931 | 115.06 | 139.11 | 190 | 25.1947 | 140.63 | 147.58 | 148.57 | 156.02 | 162.41 | 163.01
358 | 7 | 34 | 64118.4833 | 13069.2528 | 7558.1774 | 5142.7048 | 4131.8532 | 2099.4286 | 1760.7796 | 1147.2931 | 121.87 | 151.53 | 241 | 30.2169 | 157.78 | 165.53 | 165.88 | 159.02 | 165.17 | 166.2
359 | 7 | 35 | 63605.5769 | 13069.2528 | 7449.1709 | 5063.4865 | 4072.7621 | 2099.4286 | 1760.7796 | 1147.2931 | 118.21 | 146.03 | 204 | 28.6152 | 152.39 | 155.79 | 160.54 | 157.95 | 163.61 | 164.99
360 | 7 | 36 | 64665.8489 | 13495.3101 | 7657.6373 | 5206.652 | 4160.0548 | 2217.6725 | 1776.6374 | 1147.2931 | 124.33 | 153.07 | 241 | 31.1061 | 160.31 | 168.63 | 160.64 | 159.61 | 163.41 | 161.98
361 | 7 | 37 | 64169.559 | 13069.2528 | 7483.2946 | 5085.252 | 4096.2029 | 2099.4286 | 1578.5554 | 1147.2931 | 115.15 | 138.78 | 230 | 23.8798 | 139.69 | 145.95 | 147.73 | 155.28 | 161.29 | 164.46
362 | 7 | 38 | 63748.6093 | 13495.3101 | 7439.2532 | 5055.5271 | 4082.6687 | 2217.6725 | 1776.6374 | 1145.6807 | 129.31 | 164.93 | 233 | 39.3852 | 178.84 | 183.2 | 182.67 | 161.81 | 165.48 | 161.63
363 | 7 | 39 | 64571.5085 | 13069.2528 | 7591.7532 | 5160.1831 | 4153.8511 | 2099.4286 | 1760.7796 | 1147.2931 | 127.31 | 159.32 | 244 | 34.9037 | 168.78 | 175.13 | 174.13 | 156.04 | 162.25 | 163.15
364 | 7 | 40 | 63835.8149 | 12955.8702 | 7501.5482 | 5122.7399 | 4102.1714 | 2099.4286 | 1760.7796 | 1145.6807 | 132.57 | 167.59 | 233 | 41.5096 | 175.77 | 187.14 | 181.44 | 152.82 | 155.55 | 160.83
365 | 7 | 41 | 64241.0403 | 13069.2528 | 7551.792 | 5126.0311 | 4149.7978 | 2099.4286 | 1568.5053 | 1147.2931 | 122.92 | 151.55 | 255 | 30.207 | 155.77 | 162.6 | 161.16 | 157.04 | 161.86 | 161.56
366 | 7 | 42 | 63555.9794 | 13069.2528 | 7425.2636 | 5007.2349 | 4068.903 | 2099.4286 | 1568.5053 | 1147.2931 | 120.75 | 150.83 | 218 | 31.2422 | 158.7 | 162.83 | 164.83 | 158.75 | 164.87 | 164.07
367 | 7 | 43 | 64298.8353 | 13495.3101 | 7589.5096 | 5175.3523 | 4151.3469 | 2217.6725 | 1776.6374 | 1147.2931 | 127.49 | 157.5 | 233 | 34.808 | 162.45 | 171.16 | 169.51 | 153.7 | 158.3 | 160.45
368 | 7 | 44 | 63503.9952 | 13069.2528 | 7391.6273 | 5041.3071 | 4059.5597 | 2099.4286 | 1568.5053 | 1147.2931 | 111.09 | 134.29 | 185 | 21.2839 | 134.2 | 139.03 | 142.2 | 159.51 | 164.92 | 166.77
369 | 7 | 45 | 64334.8751 | 13069.2528 | 7603.9372 | 5183.7545 | 4116.3874 | 2081.7396 | 1760.7796 | 1147.2931 | 131.67 | 163.49 | 243 | 39.5541 | 169.85 | 173.64 | 177.98 | 147.52 | 150.42 | 157.1
370 | 7 | 46 | 64382.6791 | 13069.2528 | 7581.0605 | 5163.3908 | 4149.8071 | 2099.4286 | 1578.5554 | 1147.2931 | 131.57 | 166.13 | 263 | 39.8883 | 175.5 | 182.24 | 183.03 | 154.07 | 157.67 | 162.02
371 | 7 | 47 | 64641.3879 | 13495.3101 | 7554.2151 | 5142.0461 | 4129.2002 | 2217.6725 | 1776.6374 | 1147.2931 | 133.86 | 164.84 | 246 | 40.5723 | 171.98 | 178.77 | 175.91 | 149.16 | 149.03 | 154.43
372 | 7 | 48 | 64465.1637 | 13495.3101 | 7586.6831 | 5179.2115 | 4137.3991 | 2217.6725 | 1776.6374 | 1116.1414 | 129.91 | 161.18 | 252 | 37.2977 | 165.6 | 174.32 | 171.65 | 149.35 | 150.59 | 159.43
373 | 7 | 49 | 64491.174 | 12853.4942 | 7582.5613 | 5196.9844 | 4143.5015 | 2081.7396 | 1760.7796 | 1116.1414 | 132.52 | 165.53 | 251 | 39.3666 | 172.34 | 181.78 | 178.5 | 151.29 | 155.86 | 158.82
374 | 7 | 50 | 64426.1522 | 12853.4942 | 7562.6814 | 5148.7817 | 4124.1498 | 2081.7396 | 1760.7796 | 1050.8694 | 118.96 | 143.69 | 213 | 25.7696 | 146.71 | 154.77 | 150.78 | 156.88 | 160.42 | 163.83
375 | 7 | 51 | 63859.0318 | 12955.8702 | 7473.9055 | 5063.5017 | 4081.2482 | 2099.4286 | 1760.7796 | 1145.6807 | 111.62 | 135.09 | 203 | 20.3019 | 140.83 | 143.87 | 145.29 | 165.47 | 173.7 | 166.77
376 | 7 | 52 | 63653.426 | 13069.2528 | 7439.9492 | 5056.0205 | 4083.6577 | 2081.7396 | 1760.7796 | 1147.2931 | 124.15 | 154.47 | 205 | 33.8461 | 161 | 166.59 | 166.95 | 154.32 | 159.67 | 160.72
377 | 7 | 53 | 63766.8906 | 13069.2528 | 7494.6339 | 5064.9133 | 4098.6857 | 2099.4286 | 1760.7796 | 1147.2931 | 107.17 | 127.95 | 189 | 17.6452 | 126.3 | 131.51 | 135.06 | 157.84 | 166.98 | 166.78
378 | 7 | 54 | 64252.3628 | 13940.1196 | 7559.4695 | 5165.1811 | 4122.9465 | 2217.6725 | 1858.8727 | 1136.5553 | 127.87 | 159.37 | 217 | 36.4471 | 161.84 | 172.92 | 167.62 | 151.08 | 152.75 | 160.02
379 | 8 | 1 | 64852.39 | 13069.2528 | 7650.4043 | 5181.0034 | 4200.5797 | 2081.7396 | 1760.7796 | 1147.2931 | 126.23 | 156.68 | 232 | 32.6431 | 164.97 | 171.88 | 170.44 | 156.65 | 164.58 | 162.8
380 | 8 | 2 | 63915.4402 | 13069.2528 | 7567.0345 | 5105.4362 | 4159.4305 | 2099.4286 | 1568.5053 | 1147.2931 | 113.68 | 141.15 | 224 | 22.9321 | 148.17 | 151.05 | 154.95 | 164.74 | 174.79 | 169.39
381 | 8 | 3 | 64424.894 | 13495.3101 | 7547.5681 | 5117.945 | 4128.6681 | 2217.6725 | 1776.6374 | 1145.6807 | 126.6 | 159.56 | 223 | 35.1166 | 170.39 | 178.11 | 173.56 | 163.19 | 168.22 | 163.17
382 | 8 | 4 | 64016.0337 | 13069.2528 | 7490.9319 | 5091.0179 | 4110.4093 | 2081.0354 | 1578.5554 | 1147.2931 | 112.44 | 133.55 | 182 | 22.2767 | 134.32 | 140.09 | 141.2 | 161.08 | 164.49 | 163.31
383 | 8 | 5 | 64078.6086 | 13069.2528 | 7590.4291 | 5110.9432 | 4115.457 | 2099.4286 | 1760.7796 | 1147.2931 | 118.89 | 148.76 | 205 | 28.8332 | 157.03 | 161.75 | 162.36 | 160.12 | 167.77 | 166.26
384 | 8 | 6 | 64361.335 | 13069.2528 | 7568.5471 | 5146.5125 | 4151.7855 | 2081.0354 | 1578.5554 | 1147.2931 | 122.84 | 149.54 | 230 | 30.1657 | 154.02 | 159.52 | 161.34 | 156.57 | 160.63 | 162.13
385 | 8 | 7 | 64302.4937 | 13069.2528 | 7612.4751 | 5152.0665 | 4165.9771 | 2081.7396 | 1760.7796 | 1147.2931 | 115.55 | 141.1 | 180 | 24.3764 | 145.94 | 151.56 | 151.88 | 161.35 | 169.33 | 165.73
386 | 8 | 8 | 64561.811 | 13069.2528 | 7654.9681 | 5194.0887 | 4178.0479 | 2099.4286 | 1760.7796 | 1147.2931 | 127.73 | 159.13 | 230 | 35.1918 | 167.57 | 171.73 | 174.11 | 154.66 | 158.95 | 161.7
387 | 8 | 9 | 64047.1684 | 13069.2528 | 7539.8846 | 5112.3296 | 4138.4047 | 2081.0354 | 1578.5554 | 1147.2931 | 113.15 | 136.56 | 187 | 22.9856 | 140.21 | 144.46 | 147.1 | 158.59 | 166.04 | 164.61
388 | 8 | 10 | 64585.9483 | 13069.2528 | 7597.8281 | 5177.2962 | 4125.3642 | 2099.4286 | 1760.7796 | 1147.2931 | 122.36 | 148.39 | 239 | 29.6862 | 153.17 | 160.17 | 156.63 | 156.4 | 159.78 | 160.67
389 | 8 | 11 | 63786.5313 | 13495.3101 | 7469.3259 | 5069.0483 | 4095.0004 | 2217.6725 | 1776.6374 | 1145.6807 | 117.02 | 145.54 | 193 | 26.5133 | 152.62 | 158.79 | 157.13 | 164.06 | 171.43 | 167.11
390 | 8 | 12 | 64574.5768 | 13069.2528 | 7617.6536 | 5156.4953 | 4156.7321 | 2099.4286 | 1803.498 | 1147.2931 | 114.05 | 138.13 | 193 | 21.2523 | 142.58 | 148.17 | 148.04 | 163.16 | 171.13 | 167.97
391 | 8 | 13 | 64797.2317 | 12955.8702 | 7637.1182 | 5194.5295 | 4154.357 | 2099.4286 | 1760.7796 | 1145.6807 | 140.04 | 178.65 | 260 | 47.1787 | 190.91 | 198.13 | 199.22 | 149.6 | 151.97 | 160.06
392 | 8 | 14 | 63659.6412 | 13069.2528 | 7462.4856 | 5038.5952 | 4086.0018 | 2099.4286 | 1760.7796 | 1147.2931 | 117.12 | 146.38 | 220 | 27.5912 | 155.12 | 158.29 | 160.22 | 162.89 | 171.37 | 165.85
393 | 8 | 15 | 64169.6726 | 13069.2528 | 7597.4335 | 5151.302 | 4151.5024 | 2099.4286 | 1760.7796 | 1147.2931 | 118.33 | 143.68 | 225 | 27.1657 | 148.17 | 152.58 | 153.05 | 157.87 | 163.46 | 161.4
394 | 8 | 16 | 64187.5038 | 13495.3101 | 7593.2549 | 5146.695 | 4125.009 | 2217.6725 | 1776.6374 | 1145.6807 | 122.25 | 150.49 | 180 | 31.1345 | 156.13 | 162.14 | 159.55 | 158.26 | 161.79 | 160.4
395 | 8 | 17 | 64485.8901 | 13069.2528 | 7605.2754 | 5148.8837 | 4150.6641 | 2081.7396 | 1760.7796 | 1147.2931 | 130.51 | 161.74 | 251 | 37.664 | 170.31 | 176.43 | 174.73 | 152.43 | 154.9 | 159.28
396 | 8 | 18 | 63989.5486 | 13069.2528 | 7434.0815 | 5031.6248 | 4090.6759 | 2099.4286 | 1568.5053 | 1147.2931 | 120.72 | 151.1 | 199 | 31.4313 | 163.04 | 164.9 | 168.89 | 162.83 | 169.4 | 164.83
397 | 8 | 19 | 63745.8389 | 13495.3101 | 7473.7555 | 5079.4835 | 4084.2673 | 2217.6725 | 1803.498 | 1136.5553 | 110.12 | 131.82 | 210 | 19.8893 | 130.63 | 137.09 | 138.95 | 159.44 | 165.91 | 167.38
398 | 8 | 20 | 64073.6893 | 13495.3101 | 7569.0442 | 5119.5169 | 4151.8647 | 2217.6725 | 1776.6374 | 1147.2931 | 120.02 | 149.94 | 245 | 27.2672 | 160.14 | 161.86 | 165.12 | 165.31 | 172.65 | 166.92
399 | 8 | 21 | 64654.8507 | 13069.2528 | 7625.8088 | 5206.5827 | 4163.2394 | 2081.0354 | 1578.5554 | 1147.2931 | 115.47 | 136.68 | 219 | 22.8337 | 136.32 | 142.24 | 144.32 | 156.16 | 159.83 | 163.25
400 | 8 | 22 | 64017.1523 | 12955.8702 | 7546.3705 | 5083.2542 | 4113.809 | 2099.4286 | 1760.7796 | 1145.6807 | 120.55 | 150.05 | 209 | 30.3582 | 158.03 | 160.67 | 163.92 | 160.97 | 168.09 | 164.92
401 | 8 | 23 | 63838.3197 | 13069.2528 | 7523.4967 | 5082.8103 | 4119.2318 | 2099.4286 | 1530.9598 | 1147.2931 | 114.81 | 142.41 | 168 | 25.2382 | 149.04 | 152.46 | 155.15 | 162.01 | 169.98 | 166.33
402 | 8 | 24 | 63758.5495 | 12955.8702 | 7507.6577 | 5076.5824 | 4081.7069 | 2099.4286 | 1760.7796 | 1145.6807 | 100.38 | 118.76 | 134 | 12.5663 | 117.99 | 122.07 | 125.31 | 164.68 | 174.42 | 170.17
403 | 8 | 25 | 63760.6418 | 13069.2528 | 7507.0286 | 5062.3346 | 4122.2012 | 2099.4286 | 1558.5161 | 1147.2931 | 115.98 | 142.84 | 178 | 26.5324 | 148.23 | 151.4 | 155.47 | 160.22 | 166.96 | 165.5
404 | 8 | 26 | 63639.2691 | 13069.2528 | 7418.2062 | 5017.4154 | 4089.5811 | 2099.4286 | 1578.5554 | 1147.2931 | 105.29 | 125.83 | 144 | 16.3982 | 128.93 | 130.65 | 134.82 | 165.11 | 174.75 | 168.44
405 | 8 | 27 | 64002.5763 | 12955.8702 | 7526.5884 | 5078.4327 | 4124.0707 | 2099.4286 | 1760.7796 | 1145.6807 | 131.68 | 164.37 | 244 | 39.7283 | 172.62 | 178.74 | 179.63 | 151.18 | 157.26 | 159.38
406 | 8 | 28 | 64809.1766 | 13069.2528 | 7706.3114 | 5255.0409 | 4180.5133 | 2099.4286 | 1760.7796 | 1147.2931 | 146.43 | 185.75 | 315 | 52.0376 | 197.76 | 204.18 | 205.35 | 147.16 | 148.12 | 156.06
407 | 8 | 29 | 63970.4524 | 12853.4942 | 7463.7736 | 5066.2298 | 4090.1659 | 2081.7396 | 1760.7796 | 1116.1414 | 122.4 | 152.11 | 207 | 32.4919 | 156.21 | 161.19 | 163.93 | 153.11 | 156.99 | 161.59
408 | 8 | 30 | 63758.5564 | 13495.3101 | 7496.2035 | 5074.2876 | 4095.2176 | 2217.6725 | 1776.6374 | 1136.5553 | 122.4 | 150.97 | 203 | 32.3435 | 154.39 | 165.32 | 159.52 | 152.37 | 156.97 | 161.44
409 | 8 | 31 | 64083.841 | 13495.3101 | 7576.9162 | 5161.8308 | 4121.8181 | 2217.6725 | 1776.6374 | 1147.2931 | 113.86 | 138.86 | 188 | 22.9976 | 142.43 | 147.21 | 148.19 | 161.6 | 168.68 | 165.87
410 | 8 | 32 | 64064.7222 | 13069.2528 | 7503.0175 | 5084.8919 | 4096.792 | 2081.7396 | 1760.7796 | 1147.2931 | 112.35 | 135.01 | 201 | 20.6686 | 139.16 | 143.29 | 143.82 | 162.94 | 171.16 | 165.76
411 | 8 | 33 | 63797.232 | 13069.2528 | 7471.4221 | 5083.3244 | 4090.1872 | 2081.7396 | 1760.7796 | 1147.2931 | 115.42 | 140.06 | 223 | 25.0384 | 140.82 | 149.49 | 148.85 | 157.49 | 163.03 | 165.18
412 | 8 | 34 | 64118.4833 | 13069.2528 | 7558.1774 | 5142.7048 | 4131.8532 | 2099.4286 | 1760.7796 | 1147.2931 | 120.96 | 148.18 | 226 | 29.0222 | 152.77 | 158.72 | 160.15 | 157.71 | 164 | 163.63
413 | 8 | 35 | 63605.5769 | 13069.2528 | 7449.1709 | 5063.4865 | 4072.7621 | 2099.4286 | 1760.7796 | 1147.2931 | 115.2 | 140.44 | 187 | 25.683 | 144.98 | 149.18 | 151.5 | 159.48 | 164.3 | 164.3
414 | 8 | 36 | 64665.8489 | 13495.3101 | 7657.6373 | 5206.652 | 4160.0548 | 2217.6725 | 1776.6374 | 1147.2931 | 135.4 | 169.84 | 248 | 41.7186 | 180.48 | 188.55 | 181.01 | 155.89 | 157.51 | 157.53
415 | 8 | 37 | 64169.559 | 13069.2528 | 7483.2946 | 5085.252 | 4096.2029 | 2099.4286 | 1578.5554 | 1147.2931 | 118.86 | 144.4 | 187 | 27.4311 | 147.28 | 152.81 | 155.32 | 155.12 | 161.5 | 163.27
416 | 8 | 38 | 63748.6093 | 13495.3101 | 7439.2532 | 5055.5271 | 4082.6687 | 2217.6725 | 1776.6374 | 1145.6807 | 135.38 | 170.96 | 238 | 45.517 | 183.38 | 187.43 | 189.36 | 150.12 | 151.38 | 156.75
417 | 8 | 39 | 64571.5085 | 13069.2528 | 7591.7532 | 5160.1831 | 4153.8511 | 2099.4286 | 1760.7796 | 1147.2931 | 129 | 161.62 | 255 | 37.3141 | 171.85 | 176.8 | 177.56 | 154.96 | 161.37 | 161.81
418 | 8 | 40 | 63835.8149 | 12955.8702 | 7501.5482 | 5122.7399 | 4102.1714 | 2099.4286 | 1760.7796 | 1145.6807 | 124.08 | 155.31 | 218 | 34.289 | 161.85 | 171.75 | 167.08 | 156.57 | 163.42 | 163.62
419 | 8 | 41 | 64241.0403 | 13069.2528 | 7551.792 | 5126.0311 | 4149.7978 | 2099.4286 | 1568.5053 | 1147.2931 | 122.98 | 151.4 | 252 | 31.1511 | 156 | 161.9 | 162.85 | 157 | 162.43 | 162.19
420 | 8 | 42 | 63555.9794 | 13069.2528 | 7425.2636 | 5007.2349 | 4068.903 | 2099.4286 | 1568.5053 | 1147.2931 | 122.12 | 155.43 | 159 | 33.9977 | 165.97 | 169.7 | 171.79 | 159.6 | 166.28 | 164.99
421 | 8 | 43 | 64298.8353 | 13495.3101 | 7589.5096 | 5175.3523 | 4151.3469 | 2217.6725 | 1776.6374 | 1147.2931 | 122.05 | 149.04 | 223 | 29.5844 | 151.58 | 158.24 | 159.39 | 154.76 | 158.11 | 162.57
422 | 8 | 44 | 63503.9952 | 13069.2528 | 7391.6273 | 5041.3071 | 4059.5597 | 2099.4286 | 1568.5053 | 1147.2931 | 115.32 | 139.95 | 173 | 25.9022 | 141.59 | 147.31 | 149.22 | 158.58 | 161.96 | 164.06
423 | 8 | 45 | 64334.8751 | 13069.2528 | 7603.9372 | 5183.7545 | 4116.3874 | 2081.7396 | 1760.7796 | 1147.2931 | 126.23 | 155.72 | 255 | 34.1982 | 160.53 | 163.04 | 168.56 | 150.7 | 155.61 | 159.99
424 | 8 | 46 | 64382.6791 | 13069.2528 | 7581.0605 | 5163.3908 | 4149.8071 | 2099.4286 | 1578.5554 | 1147.2931 | 122.81 | 151.87 | 231 | 31.6728 | 158.51 | 165.09 | 165.06 | 158.69 | 163.84 | 163.5
425 | 8 | 47 | 64641.3879 | 13495.3101 | 7554.2151 | 5142.0461 | 4129.2002 | 2217.6725 | 1776.6374 | 1147.2931 | 114.83 | 137.7 | 222 | 22.6002 | 140 | 145.56 | 146.07 | 159.79 | 165.46 | 165.26
426 | 8 | 48 | 64465.1637 | 13495.3101 | 7586.6831 | 5179.2115 | 4137.3991 | 2217.6725 | 1776.6374 | 1116.1414 | 121.13 | 147.23 | 210 | 28.8978 | 149.2 | 156.13 | 154.75 | 154.66 | 155.39 | 162.12
427 | 8 | 49 | 64491.174 | 12853.4942 | 7582.5613 | 5196.9844 | 4143.5015 | 2081.7396 | 1760.7796 | 1116.1414 | 127.68 | 158.29 | 216 | 35.1224 | 161.98 | 169.89 | 169.32 | 150.58 | 155.14 | 160.71
428 | 8 | 50 | 64426.1522 | 12853.4942 | 7562.6814 | 5148.7817 | 4124.1498 | 2081.7396 | 1760.7796 | 1050.8694 | 119.16 | 143.35 | 224 | 25.7971 | 145.21 | 150.29 | 150.89 | 154.39 | 158.27 | 161.85
429 | 8 | 51 | 63859.0318 | 12955.8702 | 7473.9055 | 5063.5017 | 4081.2482 | 2099.4286 | 1760.7796 | 1145.6807 | 108.59 | 129.33 | 216 | 18.0279 | 131.92 | 135.28 | 137.66 | 163.34 | 170.71 | 167.81
430 | 8 | 52 | 63653.426 | 13069.2528 | 7439.9492 | 5056.0205 | 4083.6577 | 2081.7396 | 1760.7796 | 1147.2931 | 124.7 | 154.42 | 207 | 34.1139 | 158.75 | 166.75 | 165.27 | 153.82 | 158.32 | 160.48
431 | 8 | 53 | 63766.8906 | 13069.2528 | 7494.6339 | 5064.9133 | 4098.6857 | 2099.4286 | 1760.7796 | 1147.2931 | 113.25 | 136.89 | 186 | 23.9993 | 136.37 | 140.41 | 146.12 | 152.53 | 157.61 | 164.69
432 | 8 | 54 | 64252.3628 | 13940.1196 | 7559.4695 | 5165.1811 | 4122.9465 | 2217.6725 | 1858.8727 | 1136.5553 | 143.73 | 184.48 | 216 | 52.0064 | 187.39 | 205.25 | 194.61 | 142.23 | 140.12 | 155.61
433 | 9 | 1 | 64852.39 | 13069.2528 | 7650.4043 | 5181.0034 | 4200.5797 | 2081.7396 | 1760.7796 | 1147.2931 | 141.56 | 179.82 | 316 | 47.0472 | 190.87 | 199.12 | 197.75 | 147.62 | 150.27 | 157.77
434 | 9 | 2 | 63915.4402 | 13069.2528 | 7567.0345 | 5105.4362 | 4159.4305 | 2099.4286 | 1568.5053 | 1147.2931 | 121.62 | 155.23 | 246 | 30.0991 | 167.77 | 169.25 | 174.1 | 165.57 | 174.95 | 169.23
435 | 9 | 3 | 64424.894 | 13495.3101 | 7547.5681 | 5117.945 | 4128.6681 | 2217.6725 | 1776.6374 | 1145.6807 | 130.29 | 164.73 | 242 | 38.3929 | 176.51 | 181.67 | 180.74 | 158.03 | 161.57 | 160.98
436 | 9 | 4 | 64016.0337 | 13069.2528 | 7490.9319 | 5091.0179 | 4110.4093 | 2081.0354 | 1578.5554 | 1147.2931 | 116.49 | 139.36 | 243 | 25.5735 | 139.72 | 145.46 | 147.83 | 156.2 | 158.86 | 161.88
437 | 9 | 5 | 64078.6086 | 13069.2528 | 7590.4291 | 5110.9432 | 4115.457 | 2099.4286 | 1760.7796 | 1147.2931 | 127.77 | 165.26 | 155 | 38.5885 | 181.05 | 185.55 | 186.2 | 160.72 | 169.03 | 165.72
438 | 9 | 6 | 64361.335 | 13069.2528 | 7568.5471 | 5146.5125 | 4151.7855 | 2081.0354 | 1578.5554 | 1147.2931 | 132.37 | 165.47 | 246 | 40.0767 | 171.02 | 175.17 | 178.74 | 146.71 | 148.54 | 156.82
439 | 9 | 7 | 64302.4937 | 13069.2528 | 7612.4751 | 5152.0665 | 4165.9771 | 2081.7396 | 1760.7796 | 1147.2931 | 115.23 | 141.07 | 242 | 23.4638 | 144.62 | 151.17 | 150.32 | 160.96 | 168.62 | 165.87
440 | 9 | 8 | 64561.811 | 13069.2528 | 7654.9681 | 5194.0887 | 4178.0479 | 2099.4286 | 1760.7796 | 1147.2931 | 141.1 | 177.99 | 326 | 47.037 | 185.85 | 191.6 | 194.07 | 146.15 | 143.8 | 155.39
441 | 9 | 9 | 64047.1684 | 13069.2528 | 7539.8846 | 5112.3296 | 4138.4047 | 2081.0354 | 1578.5554 | 1147.2931 | 114.65 | 140.57 | 191 | 24.5258 | 146.41 | 150.08 | 153.12 | 160.18 | 168.15 | 165.75
442 | 9 | 10 | 64585.9483 | 13069.2528 | 7597.8281 | 5177.2962 | 4125.3642 | 2099.4286 | 1760.7796 | 1147.2931 | 125.79 | 156.16 | 255 | 32.6572 | 163.98 | 172.3 | 167.68 | 156.96 | 162.22 | 163.28
443 | 9 | 11 | 63786.5313 | 13495.3101 | 7469.3259 | 5069.0483 | 4095.0004 | 2217.6725 | 1776.6374 | 1145.6807 | 130.11 | 166.06 | 240 | 39.1978 | 178.34 | 184.46 | 181.57 | 159.95 | 164.03 | 162.06
444 | 9 | 12 | 64574.5768 | 13069.2528 | 7617.6536 | 5156.4953 | 4156.7321 | 2099.4286 | 1803.498 | 1147.2931 | 129.64 | 160.38 | 257 | 35.5719 | 166.87 | 172.41 | 172.39 | 150.71 | 153.77 | 158.95
445 | 9 | 13 | 64797.2317 | 12955.8702 | 7637.1182 | 5194.5295 | 4154.357 | 2099.4286 | 1760.7796 | 1145.6807 | 153.47 | 201.26 | 286 | 60.2683 | 220.83 | 227.3 | 229.91 | 146.27 | 148.33 | 157.94
446 | 9 | 14 | 63659.6412 | 13069.2528 | 7462.4856 | 5038.5952 | 4086.0018 | 2099.4286 | 1760.7796 | 1147.2931 | 108.58 | 133.01 | 205 | 18.6726 | 137.92 | 141.03 | 143.37 | 166.95 | 176.01 | 169.36
447 | 9 | 15 | 64169.6726 | 13069.2528 | 7597.4335 | 5151.302 | 4151.5024 | 2099.4286 | 1760.7796 | 1147.2931 | 113.72 | 138.66 | 235 | 22.7438 | 143.36 | 147.53 | 149.57 | 161.27 | 169.09 | 166.81
448 | 9 | 16 | 64187.5038 | 13495.3101 | 7593.2549 | 5146.695 | 4125.009 | 2217.6725 | 1776.6374 | 1145.6807 | 120.07 | 148.21 | 236 | 27.6971 | 154.62 | 159.23 | 159.77 | 160.11 | 166.3 | 165.14
449 | 9 | 17 | 64485.8901 | 13069.2528 | 7605.2754 | 5148.8837 | 4150.6641 | 2081.7396 | 1760.7796 | 1147.2931 | 118 | 144.65 | 217 | 25.7048 | 150.83 | 155.26 | 156.2 | 160.09 | 167.25 | 164.94
450 | 9 | 18 | 63989.5486 | 13069.2528 | 7434.0815 | 5031.6248 | 4090.6759 | 2099.4286 | 1568.5053 | 1147.2931 | 122.01 | 155.96 | 170 | 32.5981 | 171.85 | 173.85 | 177.29 | 165.86 | 174.9 | 168.35
451 | 9 | 19 | 63745.8389 | 13495.3101 | 7473.7555 | 5079.4835 | 4084.2673 | 2217.6725 | 1803.498 | 1136.5553 | 120.6 | 148.67 | 205 | 30.1228 | 148.76 | 156.01 | 156.03 | 153.44 | 154.78 | 161.6
452 | 9 | 20 | 64073.6893 | 13495.3101 | 7569.0442 | 5119.5169 | 4151.8647 | 2217.6725 | 1776.6374 | 1147.2931 | 134.74 | 174.3 | 273 | 42.5428 | 192.02 | 193.26 | 197.01 | 160.54 | 166.23 | 162.29
453 | 9 | 21 | 64654.8507 | 13069.2528 | 7625.8088 | 5206.5827 | 4163.2394 | 2081.0354 | 1578.5554 | 1147.2931 | 117.29 | 140.2 | 260 | 24.2138 | 141.91 | 148.5 | 148.81 | 157.42 | 162.51 | 163.21
454 | 9 | 22 | 64017.1523 | 12955.8702 | 7546.3705 | 5083.2542 | 4113.809 | 2099.4286 | 1760.7796 | 1145.6807 | 117.87 | 147.21 | 231 | 26.9289 | 156.48 | 159.75 | 162.38 | 164.76 | 172.78 | 167.94
455 | 9 | 23 | 63838.3197 | 13069.2528 | 7523.4967 | 5082.8103 | 4119.2318 | 2099.4286 | 1530.9598 | 1147.2931 | 119.77 | 150.34 | 216 | 29.878 | 158.97 | 162.75 | 164.63 | 159.99 | 167 | 164.64
456 | 9 | 24 | 63758.5495 | 12955.8702 | 7507.6577 | 5076.5824 | 4081.7069 | 2099.4286 | 1760.7796 | 1145.6807 | 100.14 | 118.43 | 157 | 11.6266 | 118.3 | 122.4 | 124.7 | 164.72 | 175.07 | 170.1
457 | 9 | 25 | 63760.6418 | 13069.2528 | 7507.0286 | 5062.3346 | 4122.2012 | 2099.4286 | 1558.5161 | 1147.2931 | 114.27 | 141.91 | 208 | 24.6727 | 149.94 | 151.04 | 156.26 | 163.58 | 171.72 | 167.22
458 | 9 | 26 | 63639.2691 | 13069.2528 | 7418.2062 | 5017.4154 | 4089.5811 | 2099.4286 | 1578.5554 | 1147.2931 | 102.87 | 122.97 | 155 | 13.7952 | 126.35 | 127.67 | 132.35 | 168.62 | 179.57 | 170.6
459 | 9 | 27 | 64002.5763 | 12955.8702 | 7526.5884 | 5078.4327 | 4124.0707 | 2099.4286 | 1760.7796 | 1145.6807 | 135.91 | 174.62 | 218 | 44.8473 | 189.22 | 196.11 | 194.78 | 153.92 | 160.56 | 161.23
460 | 9 | 28 | 64809.1766 | 13069.2528 | 7706.3114 | 5255.0409 | 4180.5133 | 2099.4286 | 1760.7796 | 1147.2931 | 141.53 | 183.13 | 259 | 48.8975 | 198.83 | 205.49 | 205.18 | 154.12 | 159.16 | 161.16
461 | 9 | 29 | 63970.4524 | 12853.4942 | 7463.7736 | 5066.2298 | 4090.1659 | 2081.7396 | 1760.7796 | 1116.1414 | 125.34 | 158.31 | 236 | 35.8887 | 165.93 | 172.04 | 172.46 | 153.75 | 158.1 | 162.03
462 | 9 | 30 | 63758.5564 | 13495.3101 | 7496.2035 | 5074.2876 | 4095.2176 | 2217.6725 | 1776.6374 | 1136.5553 | 117.38 | 143.11 | 218 | 27.0629 | 143.4 | 152.22 | 149.53 | 153.33 | 158.28 | 162.11
463 | 9 | 31 | 64083.841 | 13495.3101 | 7576.9162 | 5161.8308 | 4121.8181 | 2217.6725 | 1776.6374 | 1147.2931 | 118.35 | 147.03 | 220 | 27.4684 | 152.47 | 158.48 | 158.47 | 159.88 | 166.79 | 165.02
464 | 9 | 32 | 64064.7222 | 13069.2528 | 7503.0175 | 5084.8919 | 4096.792 | 2081.7396 | 1760.7796 | 1147.2931 | 121.73 | 148.13 | 271 | 28.9998 | 153.03 | 157.06 | 157.93 | 155.56 | 160.83 | 160.1
465 | 9 | 33 | 63797.232 | 13069.2528 | 7471.4221 | 5083.3244 | 4090.1872 | 2081.7396 | 1760.7796 | 1147.2931 | 122.65 | 152.13 | 219 | 32.539 | 157.78 | 165.13 | 164.94 | 154.96 | 159.8 | 162.17
466 | 9 | 34 | 64118.4833 | 13069.2528 | 7558.1774 | 5142.7048 | 4131.8532 | 2099.4286 | 1760.7796 | 1147.2931 | 135.69 | 173.4 | 245 | 43.5272 | 185.74 | 193.5 | 192.46 | 153.46 | 158.15 | 161.61
467 | 9 | 35 | 63605.5769 | 13069.2528 | 7449.1709 | 5063.4865 | 4072.7621 | 2099.4286 | 1760.7796 | 1147.2931 | 116.01 | 143.48 | 216 | 25.7883 | 150.03 | 153.41 | 157.5 | 162.19 | 168.78 | 167.77
468 | 9 | 36 | 64665.8489 | 13495.3101 | 7657.6373 | 5206.652 | 4160.0548 | 2217.6725 | 1776.6374 | 1147.2931 | 128.36 | 160.2 | 279 | 34.5884 | 169.76 | 177.95 | 170.28 | 160.31 | 163.74 | 161.84
469 | 9 | 37 | 64169.559 | 13069.2528 | 7483.2946 | 5085.252 | 4096.2029 | 2099.4286 | 1578.5554 | 1147.2931 | 122.04 | 148.55 | 248 | 30.224 | 150.34 | 157.12 | 158.98 | 150.12 | 153.73 | 161.2
470 | 9 | 38 | 63748.6093 | 13495.3101 | 7439.2532 | 5055.5271 | 4082.6687 | 2217.6725 | 1776.6374 | 1145.6807 | 123.06 | 155.34 | 233 | 32.6038 | 167.27 | 170.15 | 172.25 | 163.63 | 168.87 | 165.47
471 | 9 | 39 | 64571.5085 | 13069.2528 | 7591.7532 | 5160.1831 | 4153.8511 | 2099.4286 | 1760.7796 | 1147.2931 | 142.55 | 182.38 | 258 | 50.1722 | 196.26 | 204.85 | 201.13 | 147.83 | 150.64 | 156.03
472 | 9 | 40 | 63835.8149 | 12955.8702 | 7501.5482 | 5122.7399 | 4102.1714 | 2099.4286 | 1760.7796 | 1145.6807 | 116.41 | 143.71 | 226 | 25.6722 | 148.2 | 155.98 | 154.55 | 161.31 | 168.73 | 168.02
473 | 9 | 41 | 64241.0403 | 13069.2528 | 7551.792 | 5126.0311 | 4149.7978 | 2099.4286 | 1568.5053 | 1147.2931 | 120.47 | 150.21 | 234 | 28.4946 | 158.45 | 161.07 | 163.67 | 160.45 | 167.35 | 164.61
474 | 9 | 42 | 63555.9794 | 13069.2528 | 7425.2636 | 5007.2349 | 4068.903 | 2099.4286 | 1568.5053 | 1147.2931 | 119.42 | 150.92 | 186 | 30.2055 | 160.69 | 163.35 | 165.98 | 161.71 | 169.56 | 166.08
475 | 9 | 43 | 64298.8353 | 13495.3101 | 7589.5096 | 5175.3523 | 4151.3469 | 2217.6725 | 1776.6374 | 1147.2931 | 121.52 | 150.48 | 253 | 28.3652 | 156.38 | 163.72 | 161.78 | 161.01 | 166.92 | 165.66
476 | 9 | 44 | 63503.9952 | 13069.2528 | 7391.6273 | 5041.3071 | 4059.5597 | 2099.4286 | 1568.5053 | 1147.2931 | 117 | 143.06 | 223 | 26.8415 | 145.6 | 149.35 | 153.49 | 156.71 | 160.65 | 163.66
477 | 9 | 45 | 64334.8751 | 13069.2528 | 7603.9372 | 5183.7545 | 4116.3874 | 2081.7396 | 1760.7796 | 1147.2931 | 121.79 | 147.9 | 275 | 28.2867 | 149.43 | 153.47 | 158.07 | 152.85 | 156.83 | 162.93
478 | 9 | 46 | 64382.6791 | 13069.2528 | 7581.0605 | 5163.3908 | 4149.8071 | 2099.4286 | 1578.5554 | 1147.2931 | 136.51 | 173.34 | 279 | 44.5276 | 183.65 | 190.92 | 191.61 | 150.37 | 152.27 | 159.39
479 | 9 | 47 | 64641.3879 | 13495.3101 | 7554.2151 | 5142.0461 | 4129.2002 | 2217.6725 | 1776.6374 | 1147.2931 | 117.2 | 140.45 | 229 | 24.5608 | 141.61 | 146.82 | 147.64 | 155.34 | 158.76 | 162.49
480 | 9 | 48 | 64465.1637 | 13495.3101 | 7586.6831 | 5179.2115 | 4137.3991 | 2217.6725 | 1776.6374 | 1116.1414 | 128.9 | 161.09 | 237 | 36.8246 | 169.54 | 177.22 | 173.6 | 154.8 | 157.05 | 160.94
481 | 9 | 49 | 64491.174 | 12853.4942 | 7582.5613 | 5196.9844 | 4143.5015 | 2081.7396 | 1760.7796 | 1116.1414 | 132.04 | 165.46 | 251 | 39.4027 | 173.19 | 180.19 | 180.85 | 151.12 | 154.98 | 160.71
482 | 9 | 50 | 64426.1522 | 12853.4942 | 7562.6814 | 5148.7817 | 4124.1498 | 2081.7396 | 1760.7796 | 1050.8694 | 117.31 | 140.63 | 218 | 24.5098 | 143.92 | 148.66 | 149.54 | 157.03 | 161.83 | 162.92
483 | 9 | 51 | 63859.0318 | 12955.8702 | 7473.9055 | 5063.5017 | 4081.2482 | 2099.4286 | 1760.7796 | 1145.6807 | 108.28 | 130.63 | 205 | 18.6421 | 135.39 | 138.42 | 140.47 | 165.43 | 174.13 | 167.25
484 | 9 | 52 | 63653.426 | 13069.2528 | 7439.9492 | 5056.0205 | 4083.6577 | 2081.7396 | 1760.7796 | 1147.2931 | 114.97 | 141.16 | 208 | 24.1976 | 146.13 | 152.66 | 151.53 | 162.25 | 171.36 | 166.67
485 | 9 | 53 | 63766.8906 | 13069.2528 | 7494.6339 | 5064.9133 | 4098.6857 | 2099.4286 | 1760.7796 | 1147.2931 | 111.76 | 137.03 | 177 | 22.326 | 138.96 | 142.92 | 146.51 | 158.54 | 166.51 | 166.67
486 | 9 | 54 | 64252.3628 | 13940.1196 | 7559.4695 | 5165.1811 | 4122.9465 | 2217.6725 | 1858.8727 | 1136.5553 | 131.49 | 165.07 | 241 | 39.2615 | 164.31 | 176.11 | 172.55 | 144.85 | 144.6 | 159.52
487 | 10 | 1 | 64852.39 | 13069.2528 | 7650.4043 | 5181.0034 | 4200.5797 | 2081.7396 | 1760.7796 | 1147.2931 | 130.13 | 163.4 | 309 | 35.7015 | 174.13 | 181.39 | 178.78 | 156.97 | 163.22 | 163.58
488 | 10 | 2 | 63915.4402 | 13069.2528 | 7567.0345 | 5105.4362 | 4159.4305 | 2099.4286 | 1568.5053 | 1147.2931 | 135.2 | 175.63 | 240 | 44.2241 | 192.08 | 194.54 | 198.82 | 158.37 | 164.27 | 162.76
489 | 10 | 3 | 64424.894 | 13495.3101 | 7547.5681 | 5117.945 | 4128.6681 | 2217.6725 | 1776.6374 | 1145.6807 | 151.01 | 194.05 | 309 | 58.5111 | 209.25 | 220.16 | 212.04 | 153.7 | 147.17 | 151.26
490 | 10 | 4 | 64016.0337 | 13069.2528 | 7490.9319 | 5091.0179 | 4110.4093 | 2081.0354 | 1578.5554 | 1147.2931 | 123.95 | 147.33 | 255 | 31.4238 | 147.46 | 156.37 | 154.23 | 154.06 | 153.88 | 155.26
491 | 10 | 5 | 64078.6086 | 13069.2528 | 7590.4291 | 5110.9432 | 4115.457 | 2099.4286 | 1760.7796 | 1147.2931 | 131.66 | 168.88 | 249 | 40.0535 | 182.07 | 188.19 | 187.32 | 157.03 | 164.62 | 164
492 | 10 | 6 | 64361.335 | 13069.2528 | 7568.5471 | 5146.5125 | 4151.7855 | 2081.0354 | 1578.5554 | 1147.2931 | 126.68 | 156.5 | 232 | 33.6554 | 162.27 | 165.89 | 170.42 | 154.69 | 158.63 | 161.35
493 | 10 | 7 | 64302.4937 | 13069.2528 | 7612.4751 | 5152.0665 | 4165.9771 | 2081.7396 | 1760.7796 | 1147.2931 | 129.33 | 160.84 | 230 | 37.626 | 168.88 | 174.37 | 174.47 | 155.95 | 159.15 | 158.13
494 | 10 | 8 | 64561.811 | 13069.2528 | 7654.9681 | 5194.0887 | 4178.0479 | 2099.4286 | 1760.7796 | 1147.2931 | 156.36 | 200.68 | 267 | 62.5734 | 215.5 | 222.54 | 222.46 | 142.96 | 137.08 | 149.67
495 | 10 | 9 | 64047.1684 | 13069.2528 | 7539.8846 | 5112.3296 | 4138.4047 | 2081.0354 | 1578.5554 | 1147.2931 | 115.92 | 138.9 | 249 | 24.2934 | 140.12 | 146.18 | 148.95 | 156.1 | 161.23 | 164.12
496 | 10 | 10 | 64585.9483 | 13069.2528 | 7597.8281 | 5177.2962 | 4125.3642 | 2099.4286 | 1760.7796 | 1147.2931 | 130.09 | 160.7 | 271 | 37.2118 | 166.22 | 177.34 | 171.03 | 154.69 | 156.8 | 159.2
497 | 10 | 11 | 63786.5313 | 13495.3101 | 7469.3259 | 5069.0483 | 4095.0004 | 2217.6725 | 1776.6374 | 1145.6807 | 126.42 | 158.74 | 224 | 35.0749 | 168.63 | 173.62 | 171.02 | 162.2 | 166.36 | 162.04
498 | 10 | 12 | 64574.5768 | 13069.2528 | 7617.6536 | 5156.4953 | 4156.7321 | 2099.4286 | 1803.498 | 1147.2931 | 139.4 | 172.52 | 278 | 45.2432 | 181.53 | 187.49 | 187.07 | 148.91 | 149.28 | 153.67
499 | 10 | 13 | 64797.2317 | 12955.8702 | 7637.1182 | 5194.5295 | 4154.357 | 2099.4286 | 1760.7796 | 1145.6807 | 143.9 | 185.12 | 287 | 50.2237 | 198.65 | 207.24 | 207.97 | 151.05 | 153.2 | 161.02
500 | 10 | 14 | 63659.6412 | 13069.2528 | 7462.4856 | 5038.5952 | 4086.0018 | 2099.4286 | 1760.7796 | 1147.2931 | 117.01 | 142.77 | 216 | 26.5697 | 146.66 | 152.51 | 153.42 | 159.91 | 163.63 | 163.8
501 | 10 | 15 | 64169.6726 | 13069.2528 | 7597.4335 | 5151.302 | 4151.5024 | 2099.4286 | 1760.7796 | 1147.2931 | 132.12 | 164.8 | 258 | 41.0921 | 172.67 | 178.33 | 179.83 | 152.19 | 155.8 | 157.73
502 | 10 | 16 | 64187.5038 | 13495.3101 | 7593.2549 | 5146.695 | 4125.009 | 2217.6725 | 1776.6374 | 1145.6807 | 133.79 | 169.44 | 231 | 41.6407 | 180.23 | 187.05 | 183.52 | 156.27 | 160.34 | 158.8
503 | 10 | 17 | 64485.8901 | 13069.2528 | 7605.2754 | 5148.8837 | 4150.6641 | 2081.7396 | 1760.7796 | 1147.2931 | 122.5 | 149.74 | 250 | 29.3365 | 156.05 | 160.54 | 161.15 | 156.63 | 161.27 | 162.04
504 | 10 | 18 | 63989.5486 | 13069.2528 | 7434.0815 | 5031.6248 | 4090.6759 | 2099.4286 | 1568.5053 | 1147.2931 | 127.89 | 163.57 | 234 | 36.7693 | 180.97 | 181.86 | 186.53 | 164.1 | 171.34 | 165.88
505 | 10 | 19 | 63745.8389 | 13495.3101 | 7473.7555 | 5079.4835 | 4084.2673 | 2217.6725 | 1803.498 | 1136.5553 | 123.65 | 148.77 | 260 | 31.5841 | 147.18 | 154.7 | 157.81 | 150.17 | 148.76 | 159.56
506 | 10 | 20 | 64073.6893 | 13495.3101 | 7569.0442 | 5119.5169 | 4151.8647 | 2217.6725 | 1776.6374 | 1147.2931 | 139.35 | 180.29 | 278 | 46.5298 | 197.74 | 202.62 | 199.67 | 161.95 | 163.74 | 159.47
507 | 10 | 21 | 64654.8507 | 13069.2528 | 7625.8088 | 5206.5827 | 4163.2394 | 2081.0354 | 1578.5554 | 1147.2931 | 122.56 | 147 | 261 | 29.2749 | 149.06 | 155.51 | 156.72 | 154.49 | 156.42 | 160.19
508 | 10 | 22 | 64017.1523 | 12955.8702 | 7546.3705 | 5083.2542 | 4113.809 | 2099.4286 | 1760.7796 | 1145.6807 | 115.28 | 140.58 | 218 | 24.3182 | 145.43 | 149.41 | 150.36 | 162.55 | 170.78 | 164.36
509 | 10 | 23 | 63838.3197 | 13069.2528 | 7523.4967 | 5082.8103 | 4119.2318 | 2099.4286 | 1530.9598 | 1147.2931 | 116.78 | 145.05 | 192 | 26.4761 | 151.96 | 155.43 | 158.48 | 161.72 | 171.27 | 166.65
510 | 10 | 24 | 63758.5495 | 12955.8702 | 7507.6577 | 5076.5824 | 4081.7069 | 2099.4286 | 1760.7796 | 1145.6807 | 110.7 | 133.08 | 203 | 20.8719 | 135.37 | 139.45 | 141.67 | 161.55 | 167.95 | 165.42
511 | 10 | 25 | 63760.6418 | 13069.2528 | 7507.0286 | 5062.3346 | 4122.2012 | 2099.4286 | 1558.5161 | 1147.2931 | 117.39 | 144.89 | 193 | 27.2522 | 151.24 | 154.62 | 157.14 | 161.51 | 168.06 | 164.97
512 | 10 | 26 | 63639.2691 | 13069.2528 | 7418.2062 | 5017.4154 | 4089.5811 | 2099.4286 | 1578.5554 | 1147.2931 | 110.81 | 132.14 | 205 | 20.4668 | 135.48 | 137.19 | 141.67 | 163.33 | 169.4 | 165.35
513 | 10 | 27 | 64002.5763 | 12955.8702 | 7526.5884 | 5078.4327 | 4124.0707 | 2099.4286 | 1760.7796 | 1145.6807 | 134.46 | 167.29 | 272 | 42.2609 | 175.98 | 182.22 | 181.13 | 151.49 | 151.29 | 156.25
514 | 10 | 28 | 64809.1766 | 13069.2528 | 7706.3114 | 5255.0409 | 4180.5133 | 2099.4286 | 1760.7796 | 1147.2931 | 148.68 | 188.83 | 325 | 53.9248 | 201.23 | 207.31 | 208.7 | 144.89 | 144.33 | 153.42
515 | 10 | 29 | 63970.4524 | 12853.4942 | 7463.7736 | 5066.2298 | 4090.1659 | 2081.7396 | 1760.7796 | 1116.1414 | 134.49 | 170.95 | 208 | 44.4987 | 178.97 | 184.03 | 188.39 | 147.7 | 148.01 | 157.2
516 | 10 | 30 | 63758.5564 | 13495.3101 | 7496.2035 | 5074.2876 | 4095.2176 | 2217.6725 | 1776.6374 | 1136.5553 | 126.13 | 154.88 | 215 | 35.555 | 157.09 | 167.77 | 163.36 | 149.1 | 151.26 | 157.85
517 | 10 | 31 | 64083.841 | 13495.3101 | 7576.9162 | 5161.8308 | 4121.8181 | 2217.6725 | 1776.6374 | 1147.2931 | 120.33 | 148.57 | 208 | 29.0445 | 153.21 | 160.07 | 155.98 | 161.29 | 162.96 | 161.54
518 | 10 | 32 | 64064.7222 | 13069.2528 | 7503.0175 | 5084.8919 | 4096.792 | 2081.7396 | 1760.7796 | 1147.2931 | 118.44 | 141.05 | 252 | 25.6384 | 142.89 | 147.78 | 149.08 | 155.89 | 160.95 | 160.24
519 | 10 | 33 | 63797.232 | 13069.2528 | 7471.4221 | 5083.3244 | 4090.1872 | 2081.7396 | 1760.7796 | 1147.2931 | 128.72 | 158.26 | 214 | 37.353 | 162.04 | 170.75 | 169.5 | 151.99 | 154.86 | 157.04
520 | 10 | 34 | 64118.4833 | 13069.2528 | 7558.1774 | 5142.7048 | 4131.8532 | 2099.4286 | 1760.7796 | 1147.2931 | 125.73 | 157.22 | 269 | 33.8538 | 164.63 | 172.26 | 171.32 | 156.94 | 162.6 | 163.9
521 | 10 | 35 | 63605.5769 | 13069.2528 | 7449.1709 | 5063.4865 | 4072.7621 | 2099.4286 | 1760.7796 | 1147.2931 | 122.28 | 148.94 | 256 | 31.4144 | 153.71 | 157.1 | 161.5 | 155.47 | 156.02 | 160.35
522 | 10 | 36 | 64665.8489 | 13495.3101 | 7657.6373 | 5206.652 | 4160.0548 | 2217.6725 | 1776.6374 | 1147.2931 | 134.67 | 165.72 | 240 | 40.5904 | 172.85 | 181.81 | 174.06 | 156.01 | 153.26 | 153.94
523 | 10 | 37 | 64169.559 | 13069.2528 | 7483.2946 | 5085.252 | 4096.2029 | 2099.4286 | 1578.5554 | 1147.2931 | 138.81 | 173.44 | 231 | 46.4191 | 181.95 | 187.15 | 189.68 | 145.26 | 146.98 | 153.47
524 | 10 | 38 | 63748.6093 | 13495.3101 | 7439.2532 | 5055.5271 | 4082.6687 | 2217.6725 | 1776.6374 | 1145.6807 | 136.54 | 170.42 | 271 | 45.3019 | 180.69 | 185.56 | 187.48 | 152.04 | 148.22 | 154.41
525 | 10 | 39 | 64571.5085 | 13069.2528 | 7591.7532 | 5160.1831 | 4153.8511 | 2099.4286 | 1760.7796 | 1147.2931 | 145.65 | 184.86 | 275 | 53.08 | 199.05 | 205.38 | 203.55 | 147.78 | 147.87 | 152.87
526 | 10 | 40 | 63835.8149 | 12955.8702 | 7501.5482 | 5122.7399 | 4102.1714 | 2099.4286 | 1760.7796 | 1145.6807 | 124.99 | 153.93 | 214 | 33.6339 | 157.11 | 167.73 | 164.38 | 154.07 | 157.67 | 161.66
527 | 10 | 41 | 64241.0403 | 13069.2528 | 7551.792 | 5126.0311 | 4149.7978 | 2099.4286 | 1568.5053 | 1147.2931 | 133 | 167.84 | 256 | 40.5795 | 178.69 | 182.54 | 184.74 | 155.38 | 158.33 | 158.67
528 | 10 | 42 | 63555.9794 | 13069.2528 | 7425.2636 | 5007.2349 | 4068.903 | 2099.4286 | 1568.5053 | 1147.2931 | 112.72 | 137.66 | 231 | 22.6886 | 141.24 | 145.08 | 147.64 | 161.82 | 169.3 | 167.15
529 | 10 | 43 | 64298.8353 | 13495.3101 | 7589.5096 | 5175.3523 | 4151.3469 | 2217.6725 | 1776.6374 | 1147.2931 | 142.78 | 180.94 | 278 | 48.994 | 190.83 | 200.8 | 197.39 | 150.32 | 149.56 | 155.52
530 | 10 | 44 | 63503.9952 | 13069.2528 | 7391.6273 | 5041.3071 | 4059.5597 | 2099.4286 | 1568.5053 | 1147.2931 | 117.68 | 140.8 | 221 | 27.105 | 139.89 | 145.62 | 148.42 | 155.15 | 155.39 | 160.52
531 | 10 | 45 | 64334.8751 | 13069.2528 | 7603.9372 | 5183.7545 | 4116.3874 | 2081.7396 | 1760.7796 | 1147.2931 | 142.68 | 178.36 | 285 | 49.7748 | 183.63 | 190.49 | 192.91 | 140.57 | 139.28 | 150.7
532 | 10 | 46 | 64382.6791 | 13069.2528 | 7581.0605 | 5163.3908 | 4149.8071 | 2099.4286 | 1578.5554 | 1147.2931 | 127.26 | 157.31 | 268 | 34.3845 | 164.59 | 171.36 | 171.1 | 155.81 | 160.6 | 160.68
533 | 10 | 47 | 64641.3879 | 13495.3101 | 7554.2151 | 5142.0461 | 4129.2002 | 2217.6725 | 1776.6374 | 1147.2931 | 139.64 | 174.71 | 249 | 46.3919 | 187.45 | 195.7 | 185.53 | 156.09 | 153.31 | 151.07
534 | 10 | 48 | 64465.1637 | 13495.3101 | 7586.6831 | 5179.2115 | 4137.3991 | 2217.6725 | 1776.6374 | 1116.1414 | 133.9 | 166.97 | 233 | 41.5998 | 174.41 | 181.93 | 180.11 | 150.74 | 149.25 | 157.39
535 | 10 | 49 | 64491.174 | 12853.4942 | 7582.5613 | 5196.9844 | 4143.5015 | 2081.7396 | 1760.7796 | 1116.1414 | 138.56 | 173.46 | 264 | 45.6485 | 180.53 | 189.57 | 187.67 | 146.36 | 147.48 | 154.74
536 | 10 | 50 | 64426.1522 | 12853.4942 | 7562.6814 | 5148.7817 | 4124.1498 | 2081.7396 | 1760.7796 | 1050.8694 | 123.74 | 146.89 | 255 | 29.8696 | 147.58 | 155.35 | 154.15 | 153.91 | 153.64 | 157.21
537 | 10 | 51 | 63859.0318 | 12955.8702 | 7473.9055 | 5063.5017 | 4081.2482 | 2099.4286 | 1760.7796 | 1145.6807 | 119.14 | 144.85 | 229 | 27.9469 | 151.22 | 155.49 | 155.47 | 159.46 | 164.76 | 160.52
538 | 10 | 52 | 63653.426 | 13069.2528 | 7439.9492 | 5056.0205 | 4083.6577 | 2081.7396 | 1760.7796 | 1147.2931 | 111.9 | 134.43 | 203 | 21.6742 | 133.33 | 139.89 | 141.06 | 158.2 | 163.5 | 164.8
539 | 10 | 53 | 63766.8906 | 13069.2528 | 7494.6339 | 5064.9133 | 4098.6857 | 2099.4286 | 1760.7796 | 1147.2931 | 107.46 | 128.6 | 188 | 17.7699 | 127.04 | 130.52 | 136.01 | 158.16 | 165.69 | 166.83
540 | 10 | 54 | 64252.3628 | 13940.1196 | 7559.4695 | 5165.1811 | 4122.9465 | 2217.6725 | 1858.8727 | 1136.5553 | 130.27 | 163.24 | 205 | 38.639 | 165.16 | 178.1 | 171.45 | 150.31 | 150.69 | 159.75
541 | 11 | 1 | 64852.39 | 13069.2528 | 7650.4043 | 5181.0034 | 4200.5797 | 2081.7396 | 1760.7796 | 1147.2931 | 144.82 | 185.5 | 301 | 51.1848 | 201.23 | 209.51 | 206.43 | 150.8 | 155.33 | 156.77
542 | 11 | 2 | 63915.4402 | 13069.2528 | 7567.0345 | 5105.4362 | 4159.4305 | 2099.4286 | 1568.5053 | 1147.2931 | 129.1 | 166.27 | 233 | 37.7242 | 181.57 | 182.83 | 187.31 | 162.26 | 169.57 | 164.36
543 | 11 | 3 | 64424.894 | 13495.3101 | 7547.5681 | 5117.945 | 4128.6681 | 2217.6725 | 1776.6374 | 1145.6807 | 124.51 | 155.28 | 242 | 32.7482 | 166.29 | 169.58 | 170.85 | 163.1 | 167.19 | 162.83
544 | 11 | 4 | 64016.0337 | 13069.2528 | 7490.9319 | 5091.0179 | 4110.4093 | 2081.0354 | 1578.5554 | 1147.2931 | 115.17 | 136.02 | 243 | 24.049 | 135.88 | 142.42 | 142.77 | 159.2 | 160.36 | 161.06
545 | 11 | 5 | 64078.6086 | 13069.2528 | 7590.4291 | 5110.9432 | 4115.457 | 2099.4286 | 1760.7796 | 1147.2931 | 119.44 | 149.15 | 266 | 29.0517 | 157.96 | 161.21 | 163.98 | 160.45 | 167.95 | 165.66
546 | 11 | 6 | 64361.335 | 13069.2528 | 7568.5471 | 5146.5125 | 4151.7855 | 2081.0354 | 1578.5554 | 1147.2931 | 120.84 | 148.17 | 259 | 28.5645 | 153.93 | 158.4 | 160.26 | 158.74 | 165.47 | 163.68
547 | 11 | 7 | 64302.4937 | 13069.2528 | 7612.4751 | 5152.0665 | 4165.9771 | 2081.7396 | 1760.7796 | 1147.2931 | 120.07 | 146.73 | 229 | 29.5708 | 152.4 | 158.34 | 157.17 | 156.89 | 165.49 | 160.61
548 | 11 | 8 | 64561.811 | 13069.2528 | 7654.9681 | 5194.0887 | 4178.0479 | 2099.4286 | 1760.7796 | 1147.2931 | 138.25 | 175.9 | 275 | 45.068 | 188.39 | 192.72 | 194.83 | 152.59 | 155.56 | 159.2
549 | 11 | 9 | 64047.1684 | 13069.2528 | 7539.8846 | 5112.3296 | 4138.4047 | 2081.0354 | 1578.5554 | 1147.2931 | 122.32 | 153.47 | 207 | 31.538 | 162.92 | 169.33 | 170.08 | 159.24 | 167.97 | 165.97
550 | 11 | 10 | 64585.9483 | 13069.2528 | 7597.8281 | 5177.2962 | 4125.3642 | 2099.4286 | 1760.7796 | 1147.2931 | 133.26 | 166.43 | 245 | 40.7598 | 177.54 | 184.7 | 180.53 | 154.05 | 155.9 | 157.14
551 | 11 | 11 | 63786.5313 | 13495.3101 | 7469.3259 | 5069.0483 | 4095.0004 | 2217.6725 | 1776.6374 | 1145.6807 | 120.21 | 148.52 | 253 | 28.7536 | 156.05 | 158.96 | 162.37 | 161.16 | 166.89 | 164.63
552 | 11 | 12 | 64574.5768 | 13069.2528 | 7617.6536 | 5156.4953 | 4156.7321 | 2099.4286 | 1803.498 | 1147.2931 | 130.43 | 164.2 | 258 | 37.015 | 176.94 | 181.52 | 181.01 | 158.72 | 163.93 | 161.94
553 | 11 | 13 | 64797.2317 | 12955.8702 | 7637.1182 | 5194.5295 | 4154.357 | 2099.4286 | 1760.7796 | 1145.6807 | 147.6 | 193.45 | 282 | 54.7862 | 214.41 | 220.35 | 222.42 | 153.75 | 158.35 | 161.85
554 | 11 | 14 | 63659.6412 | 13069.2528 | 7462.4856 | 5038.5952 | 4086.0018 | 2099.4286 | 1760.7796 | 1147.2931 | 117.91 | 146.32 | 232 | 27.8212 | 153.53 | 158.99 | 158.83 | 162.9 | 169.83 | 165.02
555 | 11 | 15 | 64169.6726 | 13069.2528 | 7597.4335 | 5151.302 | 4151.5024 | 2099.4286 | 1760.7796 | 1147.2931 | 129.14 | 162.78 | 226 | 38.6935 | 174.53 | 177.03 | 179.7 | 155.43 | 163.13 | 159.38
556 | 11 | 16 | 64187.5038 | 13495.3101 | 7593.2549 | 5146.695 | 4125.009 | 2217.6725 | 1776.6374 | 1145.6807 | 116.34 | 143.38 | 232 | 24.7623 | 149.51 | 153.41 | 154.87 | 162.62 | 170.28 | 167.07
557 | 11 | 17 | 64485.8901 | 13069.2528 | 7605.2754 | 5148.8837 | 4150.6641 | 2081.7396 | 1760.7796 | 1147.2931 | 127.82 | 157.8 | 270 | 35.1703 | 165.37 | 171.4 | 170.75 | 152.97 | 156.32 | 159.78
558 | 11 | 18 | 63989.5486 | 13069.2528 | 7434.0815 | 5031.6248 | 4090.6759 | 2099.4286 | 1568.5053 | 1147.2931 | 126.58 | 161.9 | 227 | 36.4001 | 178.14 | 181.08 | 183.5 | 163.49 | 170.91 | 165.69
559 | 11 | 19 | 63745.8389 | 13495.3101 | 7473.7555 | 5079.4835 | 4084.2673 | 2217.6725 | 1803.498 | 1136.5553 | 124.45 | 151.52 | 286 | 33.146 | 155.55 | 159.19 | 161.29 | 152.83 | 156.41 | 157.46
560 | 11 | 20 | 64073.6893 | 13495.3101 | 7569.0442 | 5119.5169 | 4151.8647 | 2217.6725 | 1776.6374 | 1147.2931 | 136.95 | 177.88 | 286 | 44.3339 | 197.21 | 198.45 | 200.72 | 161.02 | 167.41 | 161.24
561 | 11 | 21 | 64654.8507 | 13069.2528 | 7625.8088 | 5206.5827 | 4163.2394 | 2081.0354 | 1578.5554 | 1147.2931 | 122.09 | 148.76 | 266 | 29.2087 | 153.07 | 160.36 | 159.57 | 157.27 | 162.28 | 162.3
562 | 11 | 22 | 64017.1523 | 12955.8702 | 7546.3705 | 5083.2542 | 4113.809 | 2099.4286 | 1760.7796 | 1145.6807 | 116.22 | 142.85 | 239 | 25.4783 | 150.7 | 151.98 | 156.43 | 163.15 | 170.76 | 165.34
563 | 11 | 23 | 63838.3197 | 13069.2528 | 7523.4967 | 5082.8103 | 4119.2318 | 2099.4286 | 1530.9598 | 1147.2931 | 123.56 | 155.66 | 177 | 33.9975 | 165 | 168.69 | 171.6 | 157.25 | 163.74 | 161.96
564 | 11 | 24 | 63758.5495 | 12955.8702 | 7507.6577 | 5076.5824 | 4081.7069 | 2099.4286 | 1760.7796 | 1145.6807 | 98.78 | 115.28 | 169 | 9.8352 | 113.85 | 117 | 120.75 | 165.21 | 174.46 | 170.05
565 | 11 | 25 | 63760.6418 | 13069.2528 | 7507.0286 | 5062.3346 | 4122.2012 | 2099.4286 | 1558.5161 | 1147.2931 | 108.2 | 131.93 | 212 | 18.9358 | 136.37 | 138.8 | 142.8 | 166.17 | 174.41 | 169.13
566 | 11 | 26 | 63639.2691 | 13069.2528 | 7418.2062 | 5017.4154 | 4089.5811 | 2099.4286 | 1578.5554 | 1147.2931 | 107.74 | 129.97 | 175 | 19.3289 | 135.67 | 136.31 | 141.19 | 165.58 | 173.66 | 166.69
567 | 11 | 27 | 64002.5763 | 12955.8702 | 7526.5884 | 5078.4327 | 4124.0707 | 2099.4286 | 1760.7796 | 1145.6807 | 130.11 | 164.22 | 261 | 37.8948 | 176.47 | 179.19 | 182.97 | 156.41 | 162.81 | 161.71
568 | 11 | 28 | 64809.1766 | 13069.2528 | 7706.3114 | 5255.0409 | 4180.5133 | 2099.4286 | 1760.7796 | 1147.2931 | 149.58 | 194.55 | 314 | 55.7881 | 212.4 | 219.42 | 219.83 | 150.49 | 153.18 | 158.98
569 | 11 | 29 | 63970.4524 | 12853.4942 | 7463.7736 | 5066.2298 | 4090.1659 | 2081.7396 | 1760.7796 | 1116.1414 | 123.9 | 155.15 | 216 | 33.861 | 164.52 | 170.08 | 170.19 | 158.07 | 162.98 | 162.8
570 | 11 | 30 | 63758.5564 | 13495.3101 | 7496.2035 | 5074.2876 | 4095.2176 | 2217.6725 | 1776.6374 | 1136.5553 | 119.84 | 147.23 | 207 | 29.7997 | 150.98 | 159.6 | 157.4 | 154.84 | 162.03 | 163.21
571 | 11 | 31 | 64083.841 | 13495.3101 | 7576.9162 | 5161.8308 | 4121.8181 | 2217.6725 | 1776.6374 | 1147.2931 | 121.54 | 151.24 | 229 | 30.0793 | 158.83 | 162.67 | 163.89 | 160.46 | 166.19 | 163.15
572 | 11 | 32 | 64064.7222 | 13069.2528 | 7503.0175 | 5084.8919 | 4096.792 | 2081.7396 | 1760.7796 | 1147.2931 | 111.83 | 134.11 | 217 | 20.1785 | 137.85 | 142.12 | 142.56 | 161.72 | 169.97 | 164.81
573 | 11 | 33 | 63797.232 | 13069.2528 | 7471.4221 | 5083.3244 | 4090.1872 | 2081.7396 | 1760.7796 | 1147.2931 | 118.8 | 145.39 | 246 | 28.0797 | 149.46 | 155.91 | 157.16 | 157.6 | 162.5 | 164.24
574 | 11 | 34 | 64118.4833 | 13069.2528 | 7558.1774 | 5142.7048 | 4131.8532 | 2099.4286 | 1760.7796 | 1147.2931 | 118 | 144.7 | 303 | 25.3413 | 150.04 | 155.64 | 155.41 | 161.3 | 167.09 | 165.93
575 | 11 | 35 | 63605.5769 | 13069.2528 | 7449.1709 | 5063.4865 | 4072.7621 | 2099.4286 | 1760.7796 | 1147.2931 | 117.12 | 144.27 | 216 | 26.9241 | 151.31 | 153.76 | 158.47 | 159.95 | 167.39 | 164.6
576 | 11 | 36 | 64665.8489 | 13495.3101 | 7657.6373 | 5206.652 | 4160.0548 | 2217.6725 | 1776.6374 | 1147.2931 | 129.34 | 162.64 | 230 | 36.6734 | 173.95 | 181.55 | 173.08 | 162.73 | 165.52 | 161.16
577 | 11 | 37 | 64169.559 | 13069.2528 | 7483.2946 | 5085.252 | 4096.2029 | 2099.4286 | 1578.5554 | 1147.2931 | 116.9 | 143.91 | 230 | 25.8905 | 150.05 | 154.5 | 157.03 | 159.84 | 168.19 | 166.7
578 | 11 | 38 | 63748.6093 | 13495.3101 | 7439.2532 | 5055.5271 | 4082.6687 | 2217.6725 | 1776.6374 | 1145.6807 | 132.17 | 170.05 | 240 | 42.3638 | 186.71 | 188.92 | 191.84 | 159.61 | 163.81 | 162.04
579 | 11 | 39 | 64571.5085 | 13069.2528 | 7591.7532 | 5160.1831 | 4153.8511 | 2099.4286 | 1760.7796 | 1147.2931 | 132.49 | 165.24 | 289 | 40.2347 | 174.23 | 180.88 | 180.67 | 151.84 | 156.35 | 157.81
580 | 11 | 40 | 63835.8149 | 12955.8702 | 7501.5482 | 5122.7399 | 4102.1714 | 2099.4286 | 1760.7796 | 1145.6807 | 124.19 | 154.18 | 238 | 33.0421 | 159.86 | 168.01 | 166.34 | 155.59 | 160.42 | 162.93
581 | 11 | 41 | 64241.0403 | 13069.2528 | 7551.792 | 5126.0311 | 4149.7978 | 2099.4286 | 1568.5053 | 1147.2931 | 126.8 | 158.92 | 250 | 34.1284 | 168.4 | 173.3 | 173.4 | 159.94 | 165.83 | 162.67
582 | 11 | 42 | 63555.9794 | 13069.2528 | 7425.2636 | 5007.2349 | 4068.903 | 2099.4286 | 1568.5053 | 1147.2931 | 115.17 | 142.98 | 203 | 26.3756 | 150.16 | 153.06 | 156.24 | 162.51 | 170.56 | 165.76
583 | 11 | 43 | 64298.8353 | 13495.3101 | 7589.5096 | 5175.3523 | 4151.3469 | 2217.6725 | 1776.6374 | 1147.2931 | 135.38 | 168.63 | 297 | 42.1394 | 175.21 | 183.37 | 182.51 | 150.02 | 153.01 | 156.03
584 | 11 | 44 | 63503.9952 | 13069.2528 | 7391.6273 | 5041.3071 | 4059.5597 | 2099.4286 | 1568.5053 | 1147.2931 | 114.9 | 139.32 | 204 | 25.3663 | 141.09 | 145.08 | 148.5 | 158.07 | 160.77 | 163.57
585 | 11 | 45 | 64334.8751 | 13069.2528 | 7603.9372 | 5183.7545 | 4116.3874 | 2081.7396 | 1760.7796 | 1147.2931 | 139.5 | 174.76 | 280 | 47.7263 | 182.81 | 186.74 | 190.75 | 143.25 | 147.73 | 152.11
586 | 11 | 46 | 64382.6791 | 13069.2528 | 7581.0605 | 5163.3908 | 4149.8071 | 2099.4286 | 1578.5554 | 1147.2931 | 126.82 | 158.45 | 263 | 35.0048 | 167.16 | 173.41 | 174.14 | 157.69 | 162.07 | 163.02
587 | 11 | 47 | 64641.3879 | 13495.3101 | 7554.2151 | 5142.0461 | 4129.2002 | 2217.6725 | 1776.6374 | 1147.2931 | 130.84 | 161.76 | 261 | 38.173 | 168.11 | 177.31 | 173.87 | 152.48 | 154.14 | 158.93
588 | 11 | 48 | 64465.1637 | 13495.3101 | 7586.6831 | 5179.2115 | 4137.3991 | 2217.6725 | 1776.6374 | 1116.1414 | 131.74 | 164.19 | 285 | 39.2002 | 172.37 | 182.42 | 177.11 | 153.07 | 155.85 | 159.05
589 | 11 | 49 | 64491.174 | 12853.4942 | 7582.5613 | 5196.9844 | 4143.5015 | 2081.7396 | 1760.7796 | 1116.1414 | 130.08 | 161.82 | 246 | 37.3386 | 169.4 | 175.35 | 176.57 | 153.36 | 158.16 | 159.85
590 | 11 | 50 | 64426.1522 | 12853.4942 | 7562.6814 | 5148.7817 | 4124.1498 | 2081.7396 | 1760.7796 | 1050.8694 | 116.31 | 138.51 | 256 | 23.0721 | 140.31 | 145.36 | 145.99 | 157.24 | 161.1 | 162.96
591 | 11 | 51 | 63859.0318 | 12955.8702 | 7473.9055 | 5063.5017 | 4081.2482 | 2099.4286 | 1760.7796 | 1145.6807 | 109.29 | 130.93 | 195 | 19.2182 | 134.98 | 136.01 | 142.11 | 162.47 | 169.84 | 166.93
592 | 11 | 52 | 63653.426 | 13069.2528 | 7439.9492 | 5056.0205 | 4083.6577 | 2081.7396 | 1760.7796 | 1147.2931 | 131.89 | 164.81 | 203 | 41.3782 | 172.57 | 177.03 | 178.32 | 149.12 | 153.35 | 155.92
593 | 11 | 53 | 63766.8906 | 13069.2528 | 7494.6339 | 5064.9133 | 4098.6857 | 2099.4286 | 1760.7796 | 1147.2931 | 123.25 | 154.65 | 178 | 33.7103 | 161.36 | 165.73 | 169.06 | 154.03 | 160.74 | 162.43
594 | 11 | 54 | 64252.3628 | 13940.1196 | 7559.4695 | 5165.1811 | 4122.9465 | 2217.6725 | 1858.8727 | 1136.5553 | 132.03 | 167.12 | 236 | 40.3334 | 171.69 | 184.19 | 175.39 | 151.06 | 150.86 | 160.41

## SA
Summary of results for 594 market simulations for 2025-26 - South Australia
Simulation number | Unplanned outage set | Weather set | Energy and demand (as generated) |  |  |  | Spot Price (nominal at the regional reference node) |  |  |  |  | Hedged price (nominal at the regional reference node)
|  |  | Annual regional energy (GWh) | Annual regional peak demand (MW) | Annual energy - SAPN (GWh) | Annual peak demand - SAPN (MW) | Annual regional time weighted spot price ($/MWh) | Annual regional Demand weighted spot price ($/MWh) | Number of hours spot prices above $300 | Contribution of spot prices above $300 to annual average spot price ($/MWh) | Annual Demand weighted spot price - SAPN ($/MWh) | Annual hedged price - SAPN ($/MWh)
1 | 1 | 1 | 10890.932 | 2873.7682 | 3079.9022 | 1101.0042 | 97.81 | 139.55 | 223 | 25.4197 | 157.12 | 163.52
2 | 1 | 2 | 10872.2465 | 2873.7682 | 3052.3044 | 1101.0042 | 95.11 | 132.28 | 223 | 24.4162 | 151.87 | 165.88
3 | 1 | 3 | 11037.8918 | 2774.8529 | 3054.2108 | 1085.4303 | 103.8 | 141.84 | 197 | 31.466 | 165.24 | 157.74
4 | 1 | 4 | 11136.2381 | 3010.0613 | 3100.8436 | 1349.5125 | 109.93 | 163.89 | 178 | 39.2563 | 194.85 | 156.96
5 | 1 | 5 | 10777.0116 | 2873.7682 | 3020.6991 | 1101.0042 | 88.09 | 122.45 | 175 | 18.6381 | 136.3 | 168.19
6 | 1 | 6 | 11012.2156 | 2873.7682 | 3035.6683 | 1101.0042 | 113.08 | 163.45 | 214 | 42.2071 | 196.13 | 155.08
7 | 1 | 7 | 10949.9726 | 2873.7682 | 3080.6902 | 1101.0042 | 109.49 | 157.01 | 192 | 38.2847 | 180.67 | 153.11
8 | 1 | 8 | 10938.6114 | 2873.7682 | 3048.8376 | 1237.8456 | 97.31 | 133.75 | 231 | 24.9567 | 154.22 | 165.78
9 | 1 | 9 | 11077.6779 | 3080.5448 | 3125.1744 | 1287.125 | 101.89 | 148.62 | 174 | 30.3296 | 171.09 | 159.87
10 | 1 | 10 | 10765.4242 | 2774.8529 | 2954.5888 | 1085.4303 | 80.36 | 108.08 | 209 | 11.0293 | 116.61 | 173.5
11 | 1 | 11 | 11097.7341 | 2873.7682 | 3066.8624 | 1101.0042 | 113.06 | 159.13 | 205 | 41.2436 | 186.56 | 150.35
12 | 1 | 12 | 11006.5014 | 2873.7682 | 3064.0267 | 1101.0042 | 93.77 | 128.1 | 237 | 21.1146 | 145.09 | 166.44
13 | 1 | 13 | 10996.5221 | 3089.4828 | 3079.2088 | 1287.125 | 119.3 | 178.24 | 241 | 45.3383 | 215.25 | 159.24
14 | 1 | 14 | 10799.9171 | 2715.5989 | 3009.8436 | 1047.8759 | 85.6 | 115.09 | 176 | 15.4386 | 128.3 | 169.73
15 | 1 | 15 | 10975.5072 | 3174.149 | 3101.5474 | 1349.5125 | 117.17 | 184.38 | 214 | 44.963 | 220.51 | 160.57
16 | 1 | 16 | 10801.8203 | 3010.0613 | 3003.9055 | 1349.5125 | 88.42 | 126.55 | 120 | 17.0712 | 144 | 175.3
17 | 1 | 17 | 10764.6686 | 2873.7682 | 2972.9165 | 1101.0042 | 89.18 | 122.55 | 180 | 18.6136 | 136.57 | 169.12
18 | 1 | 18 | 10805.0385 | 2854.9862 | 3000.9049 | 1084.1781 | 101.82 | 143.31 | 220 | 32.1783 | 169.03 | 162.15
19 | 1 | 19 | 11020.1276 | 3010.0613 | 3053.7057 | 1349.5125 | 111.6 | 172.03 | 199 | 40.9086 | 210.53 | 162.71
20 | 1 | 20 | 10901.4577 | 2873.7682 | 3061.7655 | 1237.8456 | 103.2 | 144.44 | 298 | 29.7908 | 167.68 | 162.89
21 | 1 | 21 | 10896.8919 | 2873.7682 | 3015.7266 | 1101.0042 | 86.44 | 120.03 | 162 | 16.3849 | 133.67 | 169.53
22 | 1 | 22 | 10872.7685 | 2854.9862 | 3043.9644 | 1085.4303 | 106.36 | 150.66 | 219 | 35.7995 | 174.48 | 156.69
23 | 1 | 23 | 10898.9669 | 3080.5448 | 3034.225 | 1287.125 | 104.67 | 148.52 | 202 | 34.5588 | 171.93 | 156.68
24 | 1 | 24 | 10708.3373 | 3080.5448 | 2977.3137 | 1287.125 | 75.31 | 102.17 | 171 | 8.2361 | 108.93 | 174.88
25 | 1 | 25 | 10947.03 | 2873.7682 | 3053.7227 | 1101.0042 | 101.12 | 142.78 | 193 | 29.6173 | 162.64 | 158.14
26 | 1 | 26 | 10907.459 | 2906.3012 | 3016.2615 | 1005.9876 | 81.5 | 109.18 | 121 | 13.6103 | 121.01 | 170.94
27 | 1 | 27 | 11150.4608 | 3080.5448 | 3118.2343 | 1287.125 | 103.6 | 146.58 | 257 | 30.0159 | 169.64 | 160.74
28 | 1 | 28 | 10952.4356 | 2873.7682 | 3071.3524 | 1237.8456 | 103.56 | 146.73 | 207 | 30.4841 | 170.36 | 162.24
29 | 1 | 29 | 11088.2251 | 2873.7682 | 3052.9241 | 1101.0042 | 90.98 | 125.62 | 169 | 21.328 | 143.46 | 165.78
30 | 1 | 30 | 11150.2074 | 3080.5448 | 3129.5453 | 1349.5125 | 158.24 | 266.3 | 225 | 86.8967 | 333.88 | 138.93
31 | 1 | 31 | 11209.9125 | 3010.0613 | 3172.0498 | 1349.5125 | 97.85 | 139.05 | 221 | 24.7893 | 158.71 | 162.54
32 | 1 | 32 | 10745.0456 | 3080.5448 | 2949.2741 | 1287.125 | 86.19 | 119.65 | 224 | 17.3193 | 132.05 | 169.64
33 | 1 | 33 | 11013.9017 | 3080.5448 | 3048.6278 | 1287.125 | 91.76 | 129.18 | 205 | 19.8375 | 143.74 | 164.1
34 | 1 | 34 | 10840.6524 | 2873.7682 | 3034.7202 | 1237.8456 | 104.39 | 150.7 | 230 | 31.5625 | 173.45 | 161.29
35 | 1 | 35 | 10831.1503 | 2873.7682 | 2994.7386 | 1101.0042 | 87.78 | 122.3 | 178 | 18.1369 | 136.71 | 168.83
36 | 1 | 36 | 11110.9242 | 3080.5448 | 3102.7789 | 1349.5125 | 92.49 | 128.86 | 161 | 20.422 | 147.01 | 168.2
37 | 1 | 37 | 11079.8796 | 2873.7682 | 3078.2465 | 1101.0042 | 115.24 | 172.25 | 231 | 44.5732 | 205.5 | 153.33
38 | 1 | 38 | 11091.221 | 3010.0613 | 3100.429 | 1349.5125 | 143.91 | 235.87 | 236 | 73.965 | 306.2 | 154.4
39 | 1 | 39 | 11025.2527 | 3080.5448 | 3077.5848 | 1287.125 | 110.75 | 161.41 | 227 | 38.2746 | 189.88 | 156.53
40 | 1 | 40 | 11250.0867 | 2873.7682 | 3119.9065 | 1101.0042 | 129.77 | 196.97 | 144 | 59.8547 | 238.64 | 143.87
41 | 1 | 41 | 11097.5311 | 2873.7682 | 3071.2213 | 1101.0042 | 104.73 | 142.11 | 232 | 30.4254 | 164.38 | 157.28
42 | 1 | 42 | 10961.5487 | 2774.8529 | 3021.4854 | 1085.4303 | 91.87 | 125.5 | 160 | 21.9715 | 141.75 | 163.79
43 | 1 | 43 | 11203.486 | 3089.4828 | 3158.0936 | 1349.5125 | 142.45 | 227.13 | 232 | 67.9527 | 285.72 | 152.19
44 | 1 | 44 | 11028.2705 | 3080.5448 | 3004.5238 | 1287.125 | 93.92 | 131.53 | 170 | 23.6684 | 151.87 | 166.16
45 | 1 | 45 | 10947.2379 | 2873.7682 | 3030.3183 | 1101.0042 | 118.34 | 162.26 | 210 | 47.6782 | 183.73 | 129.84
46 | 1 | 46 | 11159.9555 | 3010.0613 | 3127.7965 | 1349.5125 | 111.62 | 160.33 | 212 | 39.5837 | 190.06 | 154.72
47 | 1 | 47 | 11025.2075 | 3080.5448 | 3081.6052 | 1349.5125 | 106.69 | 158.18 | 210 | 35.0348 | 185.75 | 161.03
48 | 1 | 48 | 11067.453 | 3080.5448 | 3111.6686 | 1287.125 | 97.25 | 138.74 | 193 | 25.8719 | 156.69 | 161.95
49 | 1 | 49 | 11129.8235 | 3080.5448 | 3115.5214 | 1349.5125 | 115.03 | 175.27 | 212 | 43.1132 | 212.25 | 159.56
50 | 1 | 50 | 10943.0929 | 2715.5989 | 3025.6745 | 1003.0608 | 76.67 | 99.72 | 190 | 4.565 | 104.18 | 175.61
51 | 1 | 51 | 10906.8555 | 2774.8529 | 3008.466 | 1085.4303 | 90.13 | 122.37 | 207 | 20.4273 | 138.04 | 165.75
52 | 1 | 52 | 11016.0018 | 2715.5989 | 3043.3803 | 1076.9221 | 85.05 | 114.11 | 145 | 15.9242 | 124.21 | 166.59
53 | 1 | 53 | 10990.674 | 2873.7682 | 3053.751 | 1101.0042 | 90.45 | 126.53 | 153 | 19.8725 | 142.67 | 167.29
54 | 1 | 54 | 11097.7963 | 3174.149 | 3083.7996 | 1306.5173 | 104.97 | 161.3 | 171 | 33.9269 | 187.15 | 161.85
55 | 2 | 1 | 10890.932 | 2873.7682 | 3079.9022 | 1101.0042 | 101.25 | 145.72 | 216 | 29.0027 | 166.12 | 161.98
56 | 2 | 2 | 10872.2465 | 2873.7682 | 3052.3044 | 1101.0042 | 95.47 | 132.37 | 248 | 24.8201 | 151.95 | 165.08
57 | 2 | 3 | 11037.8918 | 2774.8529 | 3054.2108 | 1085.4303 | 98.38 | 132.67 | 209 | 25.9337 | 152.41 | 161.74
58 | 2 | 4 | 11136.2381 | 3010.0613 | 3100.8436 | 1349.5125 | 115.14 | 174.03 | 182 | 44.2863 | 209.28 | 155.49
59 | 2 | 5 | 10777.0116 | 2873.7682 | 3020.6991 | 1101.0042 | 96.31 | 135.77 | 199 | 26.9936 | 155.31 | 162.84
60 | 2 | 6 | 11012.2156 | 2873.7682 | 3035.6683 | 1101.0042 | 109.05 | 157.21 | 209 | 38.0566 | 186.8 | 157.48
61 | 2 | 7 | 10949.9726 | 2873.7682 | 3080.6902 | 1101.0042 | 104.35 | 148.97 | 191 | 33.05 | 170.4 | 157.24
62 | 2 | 8 | 10938.6114 | 2873.7682 | 3048.8376 | 1237.8456 | 101.56 | 140.31 | 237 | 29.0274 | 164.56 | 163.96
63 | 2 | 9 | 11077.6779 | 3080.5448 | 3125.1744 | 1287.125 | 96.88 | 138.64 | 177 | 25.3726 | 158.02 | 163.2
64 | 2 | 10 | 10765.4242 | 2774.8529 | 2954.5888 | 1085.4303 | 82.2 | 111.68 | 194 | 13.1838 | 121.42 | 171.57
65 | 2 | 11 | 11097.7341 | 2873.7682 | 3066.8624 | 1101.0042 | 110.49 | 155.55 | 188 | 38.6995 | 182.07 | 153.9
66 | 2 | 12 | 11006.5014 | 2873.7682 | 3064.0267 | 1101.0042 | 97.47 | 133.88 | 233 | 24.9789 | 153.04 | 163.86
67 | 2 | 13 | 10996.5221 | 3089.4828 | 3079.2088 | 1287.125 | 121.15 | 181.78 | 255 | 47.0501 | 220.32 | 158.8
68 | 2 | 14 | 10799.9171 | 2715.5989 | 3009.8436 | 1047.8759 | 83.26 | 111.87 | 172 | 13.0602 | 123.89 | 172.27
69 | 2 | 15 | 10975.5072 | 3174.149 | 3101.5474 | 1349.5125 | 114.97 | 178.78 | 220 | 42.9163 | 213.6 | 161.12
70 | 2 | 16 | 10801.8203 | 3010.0613 | 3003.9055 | 1349.5125 | 85.58 | 119.7 | 153 | 14.0603 | 133.94 | 175.52
71 | 2 | 17 | 10764.6686 | 2873.7682 | 2972.9165 | 1101.0042 | 86.62 | 118.28 | 167 | 16.2873 | 130.48 | 170.09
72 | 2 | 18 | 10805.0385 | 2854.9862 | 3000.9049 | 1084.1781 | 95.09 | 132.8 | 217 | 25.5436 | 153.23 | 166.02
73 | 2 | 19 | 11020.1276 | 3010.0613 | 3053.7057 | 1349.5125 | 115.4 | 179.1 | 201 | 44.5334 | 219.97 | 159.86
74 | 2 | 20 | 10901.4577 | 2873.7682 | 3061.7655 | 1237.8456 | 116.51 | 167.75 | 296 | 43.0028 | 199.7 | 155.28
75 | 2 | 21 | 10896.8919 | 2873.7682 | 3015.7266 | 1101.0042 | 87.5 | 122.57 | 154 | 17.7169 | 137.44 | 168.91
76 | 2 | 22 | 10872.7685 | 2854.9862 | 3043.9644 | 1085.4303 | 103.66 | 145.39 | 217 | 33.0348 | 166.24 | 156.9
77 | 2 | 23 | 10898.9669 | 3080.5448 | 3034.225 | 1287.125 | 108.96 | 155.16 | 217 | 38.5958 | 181.48 | 154.76
78 | 2 | 24 | 10708.3373 | 3080.5448 | 2977.3137 | 1287.125 | 77.29 | 106.2 | 198 | 9.8896 | 114.25 | 174.49
79 | 2 | 25 | 10947.03 | 2873.7682 | 3053.7227 | 1101.0042 | 99.42 | 140.4 | 198 | 27.6845 | 160.07 | 161.52
80 | 2 | 26 | 10907.459 | 2906.3012 | 3016.2615 | 1005.9876 | 78.95 | 105.4 | 122 | 10.8087 | 115.92 | 173.63
81 | 2 | 27 | 11150.4608 | 3080.5448 | 3118.2343 | 1287.125 | 99.25 | 137.99 | 235 | 25.8143 | 158.29 | 162.54
82 | 2 | 28 | 10952.4356 | 2873.7682 | 3071.3524 | 1237.8456 | 97.7 | 137.09 | 178 | 24.7335 | 157.27 | 166.1
83 | 2 | 29 | 11088.2251 | 2873.7682 | 3052.9241 | 1101.0042 | 99.83 | 140.75 | 195 | 30.1001 | 165.17 | 161.29
84 | 2 | 30 | 11150.2074 | 3080.5448 | 3129.5453 | 1349.5125 | 166.26 | 284.27 | 237 | 94.8471 | 360.86 | 139.33
85 | 2 | 31 | 11209.9125 | 3010.0613 | 3172.0498 | 1349.5125 | 97.1 | 137.32 | 223 | 23.8669 | 156.85 | 164.04
86 | 2 | 32 | 10745.0456 | 3080.5448 | 2949.2741 | 1287.125 | 89.09 | 124.17 | 211 | 20.3237 | 138.36 | 167.09
87 | 2 | 33 | 11013.9017 | 3080.5448 | 3048.6278 | 1287.125 | 94.02 | 133.18 | 200 | 22.1171 | 149.66 | 162.8
88 | 2 | 34 | 10840.6524 | 2873.7682 | 3034.7202 | 1237.8456 | 100.73 | 142.91 | 222 | 27.584 | 161.94 | 162.87
89 | 2 | 35 | 10831.1503 | 2873.7682 | 2994.7386 | 1101.0042 | 85.26 | 116.87 | 191 | 15.4132 | 128.97 | 170.02
90 | 2 | 36 | 11110.9242 | 3080.5448 | 3102.7789 | 1349.5125 | 91.01 | 125.87 | 181 | 18.6502 | 142.3 | 168.24
91 | 2 | 37 | 11079.8796 | 2873.7682 | 3078.2465 | 1101.0042 | 112.12 | 166.73 | 235 | 41.1711 | 197.56 | 155.06
92 | 2 | 38 | 11091.221 | 3010.0613 | 3100.429 | 1349.5125 | 149.35 | 245.96 | 235 | 79.3074 | 320.05 | 151.27
93 | 2 | 39 | 11025.2527 | 3080.5448 | 3077.5848 | 1287.125 | 109.24 | 157.29 | 222 | 36.611 | 183.76 | 156.37
94 | 2 | 40 | 11250.0867 | 2873.7682 | 3119.9065 | 1101.0042 | 123.5 | 184.34 | 170 | 53.7656 | 221.55 | 145.81
95 | 2 | 41 | 11097.5311 | 2873.7682 | 3071.2213 | 1101.0042 | 98.47 | 132.34 | 235 | 24.3402 | 150.82 | 161.3
96 | 2 | 42 | 10961.5487 | 2774.8529 | 3021.4854 | 1085.4303 | 90.7 | 124.7 | 145 | 21.0008 | 140.46 | 164.73
97 | 2 | 43 | 11203.486 | 3089.4828 | 3158.0936 | 1349.5125 | 151.75 | 244.9 | 251 | 76.9882 | 310.45 | 147.87
98 | 2 | 44 | 11028.2705 | 3080.5448 | 3004.5238 | 1287.125 | 95.95 | 136.71 | 149 | 25.6914 | 158.67 | 165.53
99 | 2 | 45 | 10947.2379 | 2873.7682 | 3030.3183 | 1101.0042 | 108.48 | 147.43 | 196 | 37.824 | 165.34 | 140.9
100 | 2 | 46 | 11159.9555 | 3010.0613 | 3127.7965 | 1349.5125 | 113.14 | 164.03 | 197 | 41.1615 | 194.68 | 153.9
101 | 2 | 47 | 11025.2075 | 3080.5448 | 3081.6052 | 1349.5125 | 106.5 | 158.55 | 220 | 34.8321 | 186.03 | 159.46
102 | 2 | 48 | 11067.453 | 3080.5448 | 3111.6686 | 1287.125 | 94.44 | 134.8 | 201 | 23.0347 | 151.7 | 164.13
103 | 2 | 49 | 11129.8235 | 3080.5448 | 3115.5214 | 1349.5125 | 115.81 | 176.86 | 202 | 43.8123 | 214.53 | 159.68
104 | 2 | 50 | 10943.0929 | 2715.5989 | 3025.6745 | 1003.0608 | 76.53 | 99.49 | 185 | 4.6586 | 103.97 | 175.38
105 | 2 | 51 | 10906.8555 | 2774.8529 | 3008.466 | 1085.4303 | 93.27 | 127.34 | 186 | 23.5545 | 144.26 | 162.8
106 | 2 | 52 | 11016.0018 | 2715.5989 | 3043.3803 | 1076.9221 | 81.57 | 108.36 | 137 | 12.2032 | 115.94 | 168.71
107 | 2 | 53 | 10990.674 | 2873.7682 | 3053.751 | 1101.0042 | 97.65 | 140.41 | 176 | 27.0011 | 160.8 | 162.17
108 | 2 | 54 | 11097.7963 | 3174.149 | 3083.7996 | 1306.5173 | 107.9 | 166.48 | 169 | 37.0037 | 194.04 | 159.14
109 | 3 | 1 | 10890.932 | 2873.7682 | 3079.9022 | 1101.0042 | 95.26 | 136.63 | 213 | 23.0842 | 154.56 | 166.89
110 | 3 | 2 | 10872.2465 | 2873.7682 | 3052.3044 | 1101.0042 | 100.88 | 140.71 | 246 | 30.0659 | 163.39 | 161.13
111 | 3 | 3 | 11037.8918 | 2774.8529 | 3054.2108 | 1085.4303 | 94.85 | 126.55 | 192 | 22.6588 | 139.84 | 159.61
112 | 3 | 4 | 11136.2381 | 3010.0613 | 3100.8436 | 1349.5125 | 93.93 | 136.75 | 176 | 23.3763 | 159.4 | 168.77
113 | 3 | 5 | 10777.0116 | 2873.7682 | 3020.6991 | 1101.0042 | 91.01 | 125.5 | 171 | 20.6533 | 141.19 | 166.09
114 | 3 | 6 | 11012.2156 | 2873.7682 | 3035.6683 | 1101.0042 | 113.45 | 156.77 | 212 | 42.3233 | 181.65 | 143.8
115 | 3 | 7 | 10949.9726 | 2873.7682 | 3080.6902 | 1101.0042 | 104.99 | 147.72 | 197 | 33.4304 | 169.48 | 156.48
116 | 3 | 8 | 10938.6114 | 2873.7682 | 3048.8376 | 1237.8456 | 107.06 | 151.29 | 203 | 34.8891 | 181.5 | 163.2
117 | 3 | 9 | 11077.6779 | 3080.5448 | 3125.1744 | 1287.125 | 90.83 | 128.4 | 187 | 18.8379 | 142.96 | 166.43
118 | 3 | 10 | 10765.4242 | 2774.8529 | 2954.5888 | 1085.4303 | 80.88 | 110.02 | 193 | 11.9349 | 120.05 | 173.14
119 | 3 | 11 | 11097.7341 | 2873.7682 | 3066.8624 | 1101.0042 | 101.45 | 138.52 | 185 | 29.211 | 154.45 | 153.55
120 | 3 | 12 | 11006.5014 | 2873.7682 | 3064.0267 | 1101.0042 | 88.01 | 119 | 226 | 15.6737 | 133 | 170.12
121 | 3 | 13 | 10996.5221 | 3089.4828 | 3079.2088 | 1287.125 | 116.56 | 172.29 | 226 | 43.6621 | 207.77 | 158.41
122 | 3 | 14 | 10799.9171 | 2715.5989 | 3009.8436 | 1047.8759 | 83.13 | 111.47 | 202 | 12.7246 | 122.73 | 171.81
123 | 3 | 15 | 10975.5072 | 3174.149 | 3101.5474 | 1349.5125 | 121.74 | 187.82 | 226 | 49.9143 | 228.59 | 159.82
124 | 3 | 16 | 10801.8203 | 3010.0613 | 3003.9055 | 1349.5125 | 94.51 | 137.21 | 154 | 23.5414 | 158.69 | 169.52
125 | 3 | 17 | 10764.6686 | 2873.7682 | 2972.9165 | 1101.0042 | 84.04 | 115.31 | 174 | 13.3642 | 128.37 | 175.12
126 | 3 | 18 | 10805.0385 | 2854.9862 | 3000.9049 | 1084.1781 | 102.24 | 144.11 | 212 | 33.2041 | 171.38 | 161.4
127 | 3 | 19 | 11020.1276 | 3010.0613 | 3053.7057 | 1349.5125 | 122.28 | 189.14 | 219 | 51.1322 | 235.37 | 157.46
128 | 3 | 20 | 10901.4577 | 2873.7682 | 3061.7655 | 1237.8456 | 94.28 | 129.12 | 308 | 20.617 | 146.59 | 167
129 | 3 | 21 | 10896.8919 | 2873.7682 | 3015.7266 | 1101.0042 | 91.94 | 128.46 | 187 | 21.3983 | 145.66 | 167.14
130 | 3 | 22 | 10872.7685 | 2854.9862 | 3043.9644 | 1085.4303 | 108.83 | 152.84 | 222 | 38.4387 | 174.18 | 150.3
131 | 3 | 23 | 10898.9669 | 3080.5448 | 3034.225 | 1287.125 | 96.9 | 136.35 | 211 | 26.3126 | 156.68 | 163.86
132 | 3 | 24 | 10708.3373 | 3080.5448 | 2977.3137 | 1287.125 | 77.02 | 105.95 | 188 | 9.758 | 113.95 | 174.24
133 | 3 | 25 | 10947.03 | 2873.7682 | 3053.7227 | 1101.0042 | 107.73 | 154.12 | 174 | 36.1809 | 179.95 | 156.8
134 | 3 | 26 | 10907.459 | 2906.3012 | 3016.2615 | 1005.9876 | 79.87 | 107.31 | 113 | 12.3382 | 119.34 | 173.25
135 | 3 | 27 | 11150.4608 | 3080.5448 | 3118.2343 | 1287.125 | 93.63 | 129.74 | 235 | 20.0053 | 145.23 | 164.31
136 | 3 | 28 | 10952.4356 | 2873.7682 | 3071.3524 | 1237.8456 | 105.2 | 146.52 | 198 | 32.613 | 171.86 | 159.73
137 | 3 | 29 | 11088.2251 | 2873.7682 | 3052.9241 | 1101.0042 | 96.36 | 133.12 | 152 | 27.7841 | 156.66 | 162.86
138 | 3 | 30 | 11150.2074 | 3080.5448 | 3129.5453 | 1349.5125 | 137.6 | 226.12 | 225 | 65.9928 | 281.41 | 151.82
139 | 3 | 31 | 11209.9125 | 3010.0613 | 3172.0498 | 1349.5125 | 100.29 | 141.88 | 202 | 27.3083 | 163.34 | 160.85
140 | 3 | 32 | 10745.0456 | 3080.5448 | 2949.2741 | 1287.125 | 79.73 | 108.27 | 214 | 10.818 | 117.77 | 173.84
141 | 3 | 33 | 11013.9017 | 3080.5448 | 3048.6278 | 1287.125 | 88.49 | 120.94 | 222 | 16.5053 | 133.77 | 166.15
142 | 3 | 34 | 10840.6524 | 2873.7682 | 3034.7202 | 1237.8456 | 97.38 | 139 | 192 | 25.3083 | 159.47 | 166.12
143 | 3 | 35 | 10831.1503 | 2873.7682 | 2994.7386 | 1101.0042 | 86.8 | 121.25 | 186 | 17.3602 | 134.85 | 169.23
144 | 3 | 36 | 11110.9242 | 3080.5448 | 3102.7789 | 1349.5125 | 91.49 | 129.6 | 151 | 19.4902 | 147.73 | 168.4
145 | 3 | 37 | 11079.8796 | 2873.7682 | 3078.2465 | 1101.0042 | 106.87 | 160.02 | 222 | 36.3751 | 187.43 | 156.68
146 | 3 | 38 | 11091.221 | 3010.0613 | 3100.429 | 1349.5125 | 142.21 | 232.45 | 226 | 72.7735 | 300.9 | 152.84
147 | 3 | 39 | 11025.2527 | 3080.5448 | 3077.5848 | 1287.125 | 110.59 | 159.34 | 254 | 37.8173 | 188.73 | 157.51
148 | 3 | 40 | 11250.0867 | 2873.7682 | 3119.9065 | 1101.0042 | 92.41 | 130.66 | 149 | 21.7969 | 148.14 | 165.63
149 | 3 | 41 | 11097.5311 | 2873.7682 | 3071.2213 | 1101.0042 | 97.59 | 130.05 | 228 | 23.2524 | 149.19 | 162.52
150 | 3 | 42 | 10961.5487 | 2774.8529 | 3021.4854 | 1085.4303 | 86.39 | 116.18 | 163 | 16.7535 | 130.69 | 169.7
151 | 3 | 43 | 11203.486 | 3089.4828 | 3158.0936 | 1349.5125 | 149.18 | 237.32 | 239 | 75.0045 | 299.64 | 146.24
152 | 3 | 44 | 11028.2705 | 3080.5448 | 3004.5238 | 1287.125 | 91.17 | 127.01 | 194 | 21.154 | 144.62 | 166.03
153 | 3 | 45 | 10947.2379 | 2873.7682 | 3030.3183 | 1101.0042 | 80.38 | 106.39 | 220 | 9.4585 | 113.86 | 171.4
154 | 3 | 46 | 11159.9555 | 3010.0613 | 3127.7965 | 1349.5125 | 110.39 | 162.85 | 217 | 39.1767 | 196.4 | 160.41
155 | 3 | 47 | 11025.2075 | 3080.5448 | 3081.6052 | 1349.5125 | 93.13 | 134.59 | 194 | 21.4975 | 152.16 | 166.86
156 | 3 | 48 | 11067.453 | 3080.5448 | 3111.6686 | 1287.125 | 98.6 | 138.27 | 172 | 27.4629 | 157.67 | 159.18
157 | 3 | 49 | 11129.8235 | 3080.5448 | 3115.5214 | 1349.5125 | 117.81 | 182.68 | 221 | 46.0046 | 221.57 | 157.7
158 | 3 | 50 | 10943.0929 | 2715.5989 | 3025.6745 | 1003.0608 | 79.7 | 104.21 | 189 | 7.8864 | 110.59 | 172.79
159 | 3 | 51 | 10906.8555 | 2774.8529 | 3008.466 | 1085.4303 | 79.67 | 106.44 | 217 | 9.9669 | 115.51 | 173.18
160 | 3 | 52 | 11016.0018 | 2715.5989 | 3043.3803 | 1076.9221 | 83.89 | 111.08 | 138 | 15.0376 | 119.92 | 164.82
161 | 3 | 53 | 10990.674 | 2873.7682 | 3053.751 | 1101.0042 | 88.99 | 123.65 | 151 | 18.3358 | 138.98 | 167.66
162 | 3 | 54 | 11097.7963 | 3174.149 | 3083.7996 | 1306.5173 | 102.74 | 159.25 | 148 | 33.0216 | 183.98 | 162.26
163 | 4 | 1 | 10890.932 | 2873.7682 | 3079.9022 | 1101.0042 | 105.17 | 155.16 | 190 | 32.1122 | 179.52 | 161.94
164 | 4 | 2 | 10872.2465 | 2873.7682 | 3052.3044 | 1101.0042 | 107.69 | 151.47 | 255 | 36.2347 | 178.43 | 157.11
165 | 4 | 3 | 11037.8918 | 2774.8529 | 3054.2108 | 1085.4303 | 98.02 | 131.32 | 234 | 24.7925 | 151.15 | 162.96
166 | 4 | 4 | 11136.2381 | 3010.0613 | 3100.8436 | 1349.5125 | 102.83 | 153.3 | 164 | 31.9967 | 182.06 | 165.23
167 | 4 | 5 | 10777.0116 | 2873.7682 | 3020.6991 | 1101.0042 | 105.3 | 147.02 | 202 | 34.8538 | 170.1 | 154.69
168 | 4 | 6 | 11012.2156 | 2873.7682 | 3035.6683 | 1101.0042 | 106.05 | 148.29 | 203 | 34.6727 | 175.09 | 157.98
169 | 4 | 7 | 10949.9726 | 2873.7682 | 3080.6902 | 1101.0042 | 90.58 | 125.31 | 214 | 18.6002 | 139.23 | 167.69
170 | 4 | 8 | 10938.6114 | 2873.7682 | 3048.8376 | 1237.8456 | 105.11 | 146.92 | 214 | 32.4112 | 171.38 | 160.28
171 | 4 | 9 | 11077.6779 | 3080.5448 | 3125.1744 | 1287.125 | 102.3 | 144.71 | 200 | 29.6447 | 166.27 | 158.58
172 | 4 | 10 | 10765.4242 | 2774.8529 | 2954.5888 | 1085.4303 | 93.21 | 127.76 | 213 | 23.9348 | 144.66 | 162.24
173 | 4 | 11 | 11097.7341 | 2873.7682 | 3066.8624 | 1101.0042 | 94.34 | 131.77 | 216 | 21.638 | 148.06 | 163.27
174 | 4 | 12 | 11006.5014 | 2873.7682 | 3064.0267 | 1101.0042 | 101.38 | 139.39 | 245 | 28.0724 | 161.3 | 162.1
175 | 4 | 13 | 10996.5221 | 3089.4828 | 3079.2088 | 1287.125 | 126.75 | 187.15 | 233 | 53.4411 | 227.9 | 151.23
176 | 4 | 14 | 10799.9171 | 2715.5989 | 3009.8436 | 1047.8759 | 97.83 | 133.61 | 227 | 26.7663 | 153.11 | 160.78
177 | 4 | 15 | 10975.5072 | 3174.149 | 3101.5474 | 1349.5125 | 129.19 | 195.37 | 243 | 56.0936 | 231.64 | 145.07
178 | 4 | 16 | 10801.8203 | 3010.0613 | 3003.9055 | 1349.5125 | 88.84 | 125.83 | 148 | 16.8875 | 141.52 | 173.21
179 | 4 | 17 | 10764.6686 | 2873.7682 | 2972.9165 | 1101.0042 | 94.26 | 130.05 | 187 | 23.2279 | 145.64 | 163.76
180 | 4 | 18 | 10805.0385 | 2854.9862 | 3000.9049 | 1084.1781 | 106.19 | 150.09 | 241 | 36.1968 | 175.89 | 157.79
181 | 4 | 19 | 11020.1276 | 3010.0613 | 3053.7057 | 1349.5125 | 110.48 | 169.38 | 225 | 38.7981 | 206.98 | 164.65
182 | 4 | 20 | 10901.4577 | 2873.7682 | 3061.7655 | 1237.8456 | 112.78 | 160.62 | 307 | 38.6126 | 190.2 | 156.71
183 | 4 | 21 | 10896.8919 | 2873.7682 | 3015.7266 | 1101.0042 | 87.58 | 120.14 | 186 | 16.6963 | 133.91 | 169.67
184 | 4 | 22 | 10872.7685 | 2854.9862 | 3043.9644 | 1085.4303 | 93.31 | 128.05 | 242 | 22.0634 | 142.67 | 164.18
185 | 4 | 23 | 10898.9669 | 3080.5448 | 3034.225 | 1287.125 | 103.22 | 146.73 | 218 | 32.272 | 171.64 | 159.76
186 | 4 | 24 | 10708.3373 | 3080.5448 | 2977.3137 | 1287.125 | 82.43 | 112.36 | 203 | 13.9141 | 122.33 | 169.45
187 | 4 | 25 | 10947.03 | 2873.7682 | 3053.7227 | 1101.0042 | 94.95 | 131.1 | 174 | 23.3315 | 147.28 | 163.42
188 | 4 | 26 | 10907.459 | 2906.3012 | 3016.2615 | 1005.9876 | 94.09 | 128.03 | 162 | 25.6395 | 146.16 | 161.08
189 | 4 | 27 | 11150.4608 | 3080.5448 | 3118.2343 | 1287.125 | 116.44 | 166.21 | 260 | 41.706 | 195.23 | 152.11
190 | 4 | 28 | 10952.4356 | 2873.7682 | 3071.3524 | 1237.8456 | 108.51 | 151.52 | 219 | 34.473 | 177.41 | 158.27
191 | 4 | 29 | 11088.2251 | 2873.7682 | 3052.9241 | 1101.0042 | 104.66 | 146.06 | 222 | 34.3811 | 172.58 | 158.25
192 | 4 | 30 | 11150.2074 | 3080.5448 | 3129.5453 | 1349.5125 | 158.83 | 260.6 | 237 | 86.8637 | 328.01 | 140.41
193 | 4 | 31 | 11209.9125 | 3010.0613 | 3172.0498 | 1349.5125 | 103.68 | 147.58 | 214 | 30.7781 | 171.49 | 159.95
194 | 4 | 32 | 10745.0456 | 3080.5448 | 2949.2741 | 1287.125 | 87.81 | 120.53 | 196 | 18.7938 | 135.49 | 167.33
195 | 4 | 33 | 11013.9017 | 3080.5448 | 3048.6278 | 1287.125 | 86.68 | 116.6 | 228 | 14.0694 | 127.19 | 167.69
196 | 4 | 34 | 10840.6524 | 2873.7682 | 3034.7202 | 1237.8456 | 88.12 | 122.68 | 239 | 15.1708 | 135.59 | 172.18
197 | 4 | 35 | 10831.1503 | 2873.7682 | 2994.7386 | 1101.0042 | 94 | 129.43 | 183 | 23.8251 | 148.1 | 164.47
198 | 4 | 36 | 11110.9242 | 3080.5448 | 3102.7789 | 1349.5125 | 100.02 | 142.04 | 197 | 27.1491 | 166.08 | 166.11
199 | 4 | 37 | 11079.8796 | 2873.7682 | 3078.2465 | 1101.0042 | 104.44 | 154.5 | 250 | 32.9817 | 179.92 | 160.6
200 | 4 | 38 | 11091.221 | 3010.0613 | 3100.429 | 1349.5125 | 140.18 | 226.57 | 229 | 69.7017 | 293.19 | 155.23
201 | 4 | 39 | 11025.2527 | 3080.5448 | 3077.5848 | 1287.125 | 124.06 | 180.21 | 253 | 50.9627 | 216.48 | 148.34
202 | 4 | 40 | 11250.0867 | 2873.7682 | 3119.9065 | 1101.0042 | 110.63 | 160.93 | 173 | 39.5394 | 189.37 | 154.22
203 | 4 | 41 | 11097.5311 | 2873.7682 | 3071.2213 | 1101.0042 | 111.29 | 155.57 | 249 | 36.9887 | 183.68 | 155.16
204 | 4 | 42 | 10961.5487 | 2774.8529 | 3021.4854 | 1085.4303 | 79.84 | 105.62 | 128 | 10.0179 | 115.54 | 174.11
205 | 4 | 43 | 11203.486 | 3089.4828 | 3158.0936 | 1349.5125 | 131.26 | 203.96 | 208 | 56.9117 | 254.29 | 156.74
206 | 4 | 44 | 11028.2705 | 3080.5448 | 3004.5238 | 1287.125 | 100.15 | 138.19 | 188 | 29.6529 | 160.97 | 157.87
207 | 4 | 45 | 10947.2379 | 2873.7682 | 3030.3183 | 1101.0042 | 90.72 | 121.73 | 212 | 19.3402 | 135.64 | 163.18
208 | 4 | 46 | 11159.9555 | 3010.0613 | 3127.7965 | 1349.5125 | 115.79 | 168.77 | 242 | 42.9691 | 201.52 | 153.97
209 | 4 | 47 | 11025.2075 | 3080.5448 | 3081.6052 | 1349.5125 | 101.88 | 147.08 | 214 | 29.6187 | 170 | 160.67
210 | 4 | 48 | 11067.453 | 3080.5448 | 3111.6686 | 1287.125 | 93.4 | 130.84 | 191 | 22.037 | 146.8 | 163.83
211 | 4 | 49 | 11129.8235 | 3080.5448 | 3115.5214 | 1349.5125 | 113.34 | 174.56 | 221 | 41.7314 | 211.72 | 162.37
212 | 4 | 50 | 10943.0929 | 2715.5989 | 3025.6745 | 1003.0608 | 81.61 | 105.94 | 186 | 9.2144 | 113.78 | 171.36
213 | 4 | 51 | 10906.8555 | 2774.8529 | 3008.466 | 1085.4303 | 94.52 | 129.86 | 223 | 24.5455 | 147.81 | 163.82
214 | 4 | 52 | 11016.0018 | 2715.5989 | 3043.3803 | 1076.9221 | 111.35 | 153.82 | 143 | 42.1086 | 178.57 | 145.96
215 | 4 | 53 | 10990.674 | 2873.7682 | 3053.751 | 1101.0042 | 98.16 | 138.59 | 169 | 26.9638 | 157.76 | 161.52
216 | 4 | 54 | 11097.7963 | 3174.149 | 3083.7996 | 1306.5173 | 116.94 | 181.14 | 167 | 46.0478 | 212.39 | 152.31
217 | 5 | 1 | 10890.932 | 2873.7682 | 3079.9022 | 1101.0042 | 97.73 | 140.92 | 196 | 25.0925 | 161.3 | 167.3
218 | 5 | 2 | 10872.2465 | 2873.7682 | 3052.3044 | 1101.0042 | 92.67 | 126.97 | 227 | 21.2328 | 144.73 | 167.8
219 | 5 | 3 | 11037.8918 | 2774.8529 | 3054.2108 | 1085.4303 | 99.51 | 135.47 | 227 | 27.0835 | 155.84 | 159.91
220 | 5 | 4 | 11136.2381 | 3010.0613 | 3100.8436 | 1349.5125 | 105.11 | 158.21 | 173 | 34.3115 | 188.4 | 162.3
221 | 5 | 5 | 10777.0116 | 2873.7682 | 3020.6991 | 1101.0042 | 86.29 | 117.27 | 169 | 16.4885 | 128.91 | 167.2
222 | 5 | 6 | 11012.2156 | 2873.7682 | 3035.6683 | 1101.0042 | 106.04 | 151.37 | 235 | 34.6791 | 177.79 | 156.81
223 | 5 | 7 | 10949.9726 | 2873.7682 | 3080.6902 | 1101.0042 | 95.55 | 133.91 | 203 | 23.1958 | 152.24 | 166.56
224 | 5 | 8 | 10938.6114 | 2873.7682 | 3048.8376 | 1237.8456 | 97 | 134.7 | 213 | 25.2507 | 157.78 | 168.67
225 | 5 | 9 | 11077.6779 | 3080.5448 | 3125.1744 | 1287.125 | 94.67 | 136.26 | 192 | 22.8118 | 153.54 | 164.9
226 | 5 | 10 | 10765.4242 | 2774.8529 | 2954.5888 | 1085.4303 | 85.53 | 115.39 | 205 | 16.2526 | 126.75 | 167.71
227 | 5 | 11 | 11097.7341 | 2873.7682 | 3066.8624 | 1101.0042 | 98.24 | 133.99 | 237 | 25.4017 | 154.04 | 162.69
228 | 5 | 12 | 11006.5014 | 2873.7682 | 3064.0267 | 1101.0042 | 86.56 | 114.64 | 235 | 14.1491 | 127.44 | 170
229 | 5 | 13 | 10996.5221 | 3089.4828 | 3079.2088 | 1287.125 | 121.22 | 179.73 | 237 | 47.7314 | 218.36 | 156.58
230 | 5 | 14 | 10799.9171 | 2715.5989 | 3009.8436 | 1047.8759 | 82.31 | 110.15 | 203 | 11.6623 | 120.7 | 172.7
231 | 5 | 15 | 10975.5072 | 3174.149 | 3101.5474 | 1349.5125 | 129.58 | 198.59 | 248 | 57.284 | 236.46 | 145.47
232 | 5 | 16 | 10801.8203 | 3010.0613 | 3003.9055 | 1349.5125 | 92.01 | 131.89 | 145 | 20.7333 | 150.99 | 171.72
233 | 5 | 17 | 10764.6686 | 2873.7682 | 2972.9165 | 1101.0042 | 87.56 | 121.52 | 186 | 16.8678 | 137.12 | 173.38
234 | 5 | 18 | 10805.0385 | 2854.9862 | 3000.9049 | 1084.1781 | 91.87 | 127.96 | 226 | 22.2693 | 147.41 | 169.16
235 | 5 | 19 | 11020.1276 | 3010.0613 | 3053.7057 | 1349.5125 | 121.51 | 192.3 | 178 | 50.7367 | 238.38 | 156.34
236 | 5 | 20 | 10901.4577 | 2873.7682 | 3061.7655 | 1237.8456 | 112.41 | 158.6 | 252 | 38.615 | 189.9 | 158.85
237 | 5 | 21 | 10896.8919 | 2873.7682 | 3015.7266 | 1101.0042 | 81.26 | 109.17 | 163 | 10.4647 | 118.02 | 172.65
238 | 5 | 22 | 10872.7685 | 2854.9862 | 3043.9644 | 1085.4303 | 95.06 | 132.55 | 219 | 24.158 | 151.13 | 165.34
239 | 5 | 23 | 10898.9669 | 3080.5448 | 3034.225 | 1287.125 | 91.44 | 126.89 | 236 | 21.1357 | 143.92 | 166.64
240 | 5 | 24 | 10708.3373 | 3080.5448 | 2977.3137 | 1287.125 | 80.2 | 111.9 | 184 | 12.7241 | 121.68 | 172.54
241 | 5 | 25 | 10947.03 | 2873.7682 | 3053.7227 | 1101.0042 | 100.52 | 142.35 | 198 | 29.3094 | 162.33 | 158.07
242 | 5 | 26 | 10907.459 | 2906.3012 | 3016.2615 | 1005.9876 | 87 | 118.33 | 136 | 19.0488 | 134.28 | 168.44
243 | 5 | 27 | 11150.4608 | 3080.5448 | 3118.2343 | 1287.125 | 108.92 | 153.65 | 239 | 34.9636 | 178.99 | 155.61
244 | 5 | 28 | 10952.4356 | 2873.7682 | 3071.3524 | 1237.8456 | 98.44 | 138.5 | 168 | 26.0552 | 158 | 163.07
245 | 5 | 29 | 11088.2251 | 2873.7682 | 3052.9241 | 1101.0042 | 84.08 | 114.08 | 186 | 14.3693 | 126.67 | 169.89
246 | 5 | 30 | 11150.2074 | 3080.5448 | 3129.5453 | 1349.5125 | 145.71 | 241.55 | 249 | 74.0377 | 302.08 | 145.96
247 | 5 | 31 | 11209.9125 | 3010.0613 | 3172.0498 | 1349.5125 | 99 | 139.56 | 213 | 26.0704 | 160.07 | 160.79
248 | 5 | 32 | 10745.0456 | 3080.5448 | 2949.2741 | 1287.125 | 80.31 | 108.94 | 211 | 11.6927 | 119.39 | 173.6
249 | 5 | 33 | 11013.9017 | 3080.5448 | 3048.6278 | 1287.125 | 89.14 | 123.28 | 211 | 17.3632 | 135.7 | 165.28
250 | 5 | 34 | 10840.6524 | 2873.7682 | 3034.7202 | 1237.8456 | 89.07 | 124.16 | 217 | 17.0375 | 138.03 | 170.11
251 | 5 | 35 | 10831.1503 | 2873.7682 | 2994.7386 | 1101.0042 | 89.47 | 123.86 | 149 | 19.8636 | 140.38 | 169.07
252 | 5 | 36 | 11110.9242 | 3080.5448 | 3102.7789 | 1349.5125 | 90.29 | 125.56 | 166 | 18.0752 | 142.12 | 169.34
253 | 5 | 37 | 11079.8796 | 2873.7682 | 3078.2465 | 1101.0042 | 107.47 | 159.77 | 232 | 36.2405 | 187.62 | 158.4
254 | 5 | 38 | 11091.221 | 3010.0613 | 3100.429 | 1349.5125 | 160.96 | 263.03 | 233 | 90.937 | 343.47 | 141.74
255 | 5 | 39 | 11025.2527 | 3080.5448 | 3077.5848 | 1287.125 | 102.27 | 143.86 | 225 | 30.2946 | 166.64 | 161.26
256 | 5 | 40 | 11250.0867 | 2873.7682 | 3119.9065 | 1101.0042 | 105.21 | 151.9 | 168 | 34.3063 | 178.9 | 160.8
257 | 5 | 41 | 11097.5311 | 2873.7682 | 3071.2213 | 1101.0042 | 90.83 | 120.64 | 232 | 16.3414 | 135.24 | 167.73
258 | 5 | 42 | 10961.5487 | 2774.8529 | 3021.4854 | 1085.4303 | 91.77 | 124.64 | 151 | 21.496 | 142.1 | 166.67
259 | 5 | 43 | 11203.486 | 3089.4828 | 3158.0936 | 1349.5125 | 147.25 | 236.51 | 214 | 73.1487 | 296.73 | 147.39
260 | 5 | 44 | 11028.2705 | 3080.5448 | 3004.5238 | 1287.125 | 87.7 | 121.59 | 138 | 17.7974 | 137.22 | 169.35
261 | 5 | 45 | 10947.2379 | 2873.7682 | 3030.3183 | 1101.0042 | 92.24 | 125.54 | 244 | 21.3659 | 140.33 | 162.76
262 | 5 | 46 | 11159.9555 | 3010.0613 | 3127.7965 | 1349.5125 | 107.15 | 155.36 | 228 | 34.7661 | 185.5 | 161.49
263 | 5 | 47 | 11025.2075 | 3080.5448 | 3081.6052 | 1349.5125 | 93.97 | 134.9 | 165 | 22.4686 | 154.23 | 167.65
264 | 5 | 48 | 11067.453 | 3080.5448 | 3111.6686 | 1287.125 | 84.97 | 116.82 | 179 | 14.047 | 126.94 | 167.24
265 | 5 | 49 | 11129.8235 | 3080.5448 | 3115.5214 | 1349.5125 | 118.95 | 187.14 | 189 | 47.669 | 230.34 | 160.77
266 | 5 | 50 | 10943.0929 | 2715.5989 | 3025.6745 | 1003.0608 | 76.34 | 98.99 | 181 | 4.761 | 103.06 | 174.48
267 | 5 | 51 | 10906.8555 | 2774.8529 | 3008.466 | 1085.4303 | 80.07 | 106.25 | 215 | 9.4453 | 115.18 | 173.99
268 | 5 | 52 | 11016.0018 | 2715.5989 | 3043.3803 | 1076.9221 | 80.06 | 105.77 | 153 | 10.5486 | 113.19 | 170.23
269 | 5 | 53 | 10990.674 | 2873.7682 | 3053.751 | 1101.0042 | 87 | 121.65 | 127 | 16.1331 | 135.17 | 168.79
270 | 5 | 54 | 11097.7963 | 3174.149 | 3083.7996 | 1306.5173 | 97.06 | 147.92 | 117 | 27.4794 | 169.39 | 166.25
271 | 6 | 1 | 10890.932 | 2873.7682 | 3079.9022 | 1101.0042 | 102.2 | 147.38 | 231 | 30.2974 | 169.91 | 161.56
272 | 6 | 2 | 10872.2465 | 2873.7682 | 3052.3044 | 1101.0042 | 94.83 | 131.23 | 213 | 24.0585 | 149.51 | 163.84
273 | 6 | 3 | 11037.8918 | 2774.8529 | 3054.2108 | 1085.4303 | 93.33 | 124.62 | 213 | 21.0909 | 141.76 | 165.48
274 | 6 | 4 | 11136.2381 | 3010.0613 | 3100.8436 | 1349.5125 | 104.81 | 158.17 | 158 | 33.8107 | 189.09 | 163.44
275 | 6 | 5 | 10777.0116 | 2873.7682 | 3020.6991 | 1101.0042 | 88.78 | 122.47 | 175 | 19.3547 | 136.47 | 166.49
276 | 6 | 6 | 11012.2156 | 2873.7682 | 3035.6683 | 1101.0042 | 102.08 | 141.83 | 229 | 31.149 | 166.06 | 159.49
277 | 6 | 7 | 10949.9726 | 2873.7682 | 3080.6902 | 1101.0042 | 90.89 | 129.08 | 187 | 19.6452 | 144.4 | 168.11
278 | 6 | 8 | 10938.6114 | 2873.7682 | 3048.8376 | 1237.8456 | 106.49 | 147.87 | 218 | 34.8372 | 175.79 | 159.52
279 | 6 | 9 | 11077.6779 | 3080.5448 | 3125.1744 | 1287.125 | 108.6 | 162.23 | 192 | 36.5927 | 189.68 | 157.74
280 | 6 | 10 | 10765.4242 | 2774.8529 | 2954.5888 | 1085.4303 | 83.91 | 113.72 | 188 | 15.0612 | 124.63 | 168.75
281 | 6 | 11 | 11097.7341 | 2873.7682 | 3066.8624 | 1101.0042 | 90.45 | 123.5 | 194 | 18.9203 | 138.73 | 167.27
282 | 6 | 12 | 11006.5014 | 2873.7682 | 3064.0267 | 1101.0042 | 100.61 | 136.6 | 240 | 27.8685 | 157.84 | 159.13
283 | 6 | 13 | 10996.5221 | 3089.4828 | 3079.2088 | 1287.125 | 108.92 | 159.29 | 235 | 36.1755 | 189.16 | 162.48
284 | 6 | 14 | 10799.9171 | 2715.5989 | 3009.8436 | 1047.8759 | 82.04 | 109.65 | 192 | 11.7269 | 119.96 | 172.19
285 | 6 | 15 | 10975.5072 | 3174.149 | 3101.5474 | 1349.5125 | 119.38 | 179.65 | 239 | 47.0514 | 210.24 | 151.05
286 | 6 | 16 | 10801.8203 | 3010.0613 | 3003.9055 | 1349.5125 | 92.05 | 133.93 | 142 | 21.2183 | 154.05 | 171.84
287 | 6 | 17 | 10764.6686 | 2873.7682 | 2972.9165 | 1101.0042 | 87.39 | 121.01 | 170 | 17.0947 | 137.18 | 173.6
288 | 6 | 18 | 10805.0385 | 2854.9862 | 3000.9049 | 1084.1781 | 96.3 | 134.3 | 210 | 27.4438 | 157.04 | 164.61
289 | 6 | 19 | 11020.1276 | 3010.0613 | 3053.7057 | 1349.5125 | 111.48 | 172.38 | 181 | 41.0853 | 211.44 | 162.56
290 | 6 | 20 | 10901.4577 | 2873.7682 | 3061.7655 | 1237.8456 | 121.72 | 174.86 | 312 | 47.8849 | 210.47 | 149.45
291 | 6 | 21 | 10896.8919 | 2873.7682 | 3015.7266 | 1101.0042 | 91.92 | 127.04 | 180 | 21.1393 | 143.71 | 166.11
292 | 6 | 22 | 10872.7685 | 2854.9862 | 3043.9644 | 1085.4303 | 102.65 | 142.66 | 214 | 32.1513 | 164.95 | 157.13
293 | 6 | 23 | 10898.9669 | 3080.5448 | 3034.225 | 1287.125 | 101.17 | 143.9 | 217 | 30.6664 | 166.99 | 160.43
294 | 6 | 24 | 10708.3373 | 3080.5448 | 2977.3137 | 1287.125 | 83.96 | 116.07 | 178 | 16.4154 | 126.95 | 168.96
295 | 6 | 25 | 10947.03 | 2873.7682 | 3053.7227 | 1101.0042 | 96.64 | 134.61 | 160 | 25.7876 | 154.28 | 164.34
296 | 6 | 26 | 10907.459 | 2906.3012 | 3016.2615 | 1005.9876 | 89.02 | 121.55 | 122 | 21.483 | 139.5 | 167.04
297 | 6 | 27 | 11150.4608 | 3080.5448 | 3118.2343 | 1287.125 | 114.31 | 160.29 | 232 | 40.5107 | 188.76 | 150.54
298 | 6 | 28 | 10952.4356 | 2873.7682 | 3071.3524 | 1237.8456 | 97.03 | 135.19 | 168 | 24.2338 | 153.78 | 164.88
299 | 6 | 29 | 11088.2251 | 2873.7682 | 3052.9241 | 1101.0042 | 92.07 | 129.26 | 157 | 22.5576 | 147.27 | 164.45
300 | 6 | 30 | 11150.2074 | 3080.5448 | 3129.5453 | 1349.5125 | 144.53 | 239.63 | 194 | 73.4 | 300.06 | 148.46
301 | 6 | 31 | 11209.9125 | 3010.0613 | 3172.0498 | 1349.5125 | 101.46 | 143.66 | 217 | 28.6395 | 165.47 | 159.14
302 | 6 | 32 | 10745.0456 | 3080.5448 | 2949.2741 | 1287.125 | 81.51 | 112.71 | 210 | 12.7544 | 123.93 | 174.04
303 | 6 | 33 | 11013.9017 | 3080.5448 | 3048.6278 | 1287.125 | 94.62 | 129.91 | 222 | 22.8807 | 145.31 | 161.53
304 | 6 | 34 | 10840.6524 | 2873.7682 | 3034.7202 | 1237.8456 | 94.81 | 131.51 | 228 | 22.1376 | 148.39 | 165.22
305 | 6 | 35 | 10831.1503 | 2873.7682 | 2994.7386 | 1101.0042 | 88.9 | 123.16 | 178 | 19.4443 | 138.39 | 168.37
306 | 6 | 36 | 11110.9242 | 3080.5448 | 3102.7789 | 1349.5125 | 99.32 | 140.69 | 168 | 27.0852 | 163.32 | 164.72
307 | 6 | 37 | 11079.8796 | 2873.7682 | 3078.2465 | 1101.0042 | 115.41 | 177.94 | 206 | 44.4584 | 212.48 | 155.55
308 | 6 | 38 | 11091.221 | 3010.0613 | 3100.429 | 1349.5125 | 138.93 | 228.62 | 190 | 69.443 | 295.64 | 156.77
309 | 6 | 39 | 11025.2527 | 3080.5448 | 3077.5848 | 1287.125 | 109.27 | 156.94 | 231 | 37.0396 | 183.61 | 156.26
310 | 6 | 40 | 11250.0867 | 2873.7682 | 3119.9065 | 1101.0042 | 91.49 | 129.64 | 142 | 21.4099 | 145.63 | 164.84
311 | 6 | 41 | 11097.5311 | 2873.7682 | 3071.2213 | 1101.0042 | 100.45 | 136.97 | 240 | 26.4367 | 159.26 | 163.88
312 | 6 | 42 | 10961.5487 | 2774.8529 | 3021.4854 | 1085.4303 | 87.42 | 117.99 | 140 | 17.8351 | 132.37 | 168.56
313 | 6 | 43 | 11203.486 | 3089.4828 | 3158.0936 | 1349.5125 | 141.28 | 225.16 | 212 | 67.3855 | 282.3 | 151.26
314 | 6 | 44 | 11028.2705 | 3080.5448 | 3004.5238 | 1287.125 | 92.09 | 128.62 | 135 | 22.1175 | 147.02 | 165.8
315 | 6 | 45 | 10947.2379 | 2873.7682 | 3030.3183 | 1101.0042 | 99.48 | 141.2 | 216 | 28.3788 | 161.34 | 159.15
316 | 6 | 46 | 11159.9555 | 3010.0613 | 3127.7965 | 1349.5125 | 107.7 | 160.05 | 193 | 36.3505 | 190.55 | 160.08
317 | 6 | 47 | 11025.2075 | 3080.5448 | 3081.6052 | 1349.5125 | 86.46 | 120.9 | 164 | 14.8431 | 134.54 | 171.4
318 | 6 | 48 | 11067.453 | 3080.5448 | 3111.6686 | 1287.125 | 84.06 | 114.83 | 166 | 13.3016 | 123.33 | 167.56
319 | 6 | 49 | 11129.8235 | 3080.5448 | 3115.5214 | 1349.5125 | 119.4 | 187.17 | 210 | 47.7546 | 229.41 | 158.99
320 | 6 | 50 | 10943.0929 | 2715.5989 | 3025.6745 | 1003.0608 | 79.52 | 103.86 | 182 | 7.5382 | 110.1 | 173.17
321 | 6 | 51 | 10906.8555 | 2774.8529 | 3008.466 | 1085.4303 | 85.03 | 114.2 | 239 | 14.8543 | 126.41 | 169.17
322 | 6 | 52 | 11016.0018 | 2715.5989 | 3043.3803 | 1076.9221 | 72.24 | 94.55 | 125 | 3.7009 | 97.3 | 174.85
323 | 6 | 53 | 10990.674 | 2873.7682 | 3053.751 | 1101.0042 | 78.04 | 104.88 | 140 | 7.4886 | 111.83 | 173.71
324 | 6 | 54 | 11097.7963 | 3174.149 | 3083.7996 | 1306.5173 | 104.26 | 160.18 | 150 | 34.1685 | 186.95 | 164.02
325 | 7 | 1 | 10890.932 | 2873.7682 | 3079.9022 | 1101.0042 | 89.4 | 124.98 | 194 | 16.9715 | 139.02 | 170.18
326 | 7 | 2 | 10872.2465 | 2873.7682 | 3052.3044 | 1101.0042 | 109.3 | 153.45 | 224 | 37.8719 | 181.33 | 155.27
327 | 7 | 3 | 11037.8918 | 2774.8529 | 3054.2108 | 1085.4303 | 92.19 | 124.08 | 181 | 20.0685 | 141.18 | 167.21
328 | 7 | 4 | 11136.2381 | 3010.0613 | 3100.8436 | 1349.5125 | 106.52 | 161.21 | 187 | 35.7772 | 192.82 | 161
329 | 7 | 5 | 10777.0116 | 2873.7682 | 3020.6991 | 1101.0042 | 97.61 | 140.9 | 172 | 28.4432 | 163.4 | 163.91
330 | 7 | 6 | 11012.2156 | 2873.7682 | 3035.6683 | 1101.0042 | 100.34 | 140.04 | 216 | 28.9539 | 162.5 | 160.93
331 | 7 | 7 | 10949.9726 | 2873.7682 | 3080.6902 | 1101.0042 | 91.2 | 128.64 | 195 | 18.9865 | 143.02 | 166.98
332 | 7 | 8 | 10938.6114 | 2873.7682 | 3048.8376 | 1237.8456 | 101.89 | 142.32 | 185 | 29.933 | 166.32 | 162.93
333 | 7 | 9 | 11077.6779 | 3080.5448 | 3125.1744 | 1287.125 | 108.7 | 160.38 | 202 | 35.751 | 186.33 | 156.05
334 | 7 | 10 | 10765.4242 | 2774.8529 | 2954.5888 | 1085.4303 | 84.14 | 114.11 | 172 | 14.6534 | 125.5 | 171.14
335 | 7 | 11 | 11097.7341 | 2873.7682 | 3066.8624 | 1101.0042 | 99.46 | 137.77 | 187 | 27.6448 | 158.23 | 159.36
336 | 7 | 12 | 11006.5014 | 2873.7682 | 3064.0267 | 1101.0042 | 98.95 | 137.14 | 202 | 26.1906 | 159.37 | 164.45
337 | 7 | 13 | 10996.5221 | 3089.4828 | 3079.2088 | 1287.125 | 116.43 | 172.76 | 238 | 42.771 | 206.45 | 158.09
338 | 7 | 14 | 10799.9171 | 2715.5989 | 3009.8436 | 1047.8759 | 90.18 | 122.73 | 222 | 19.2321 | 137.8 | 167.66
339 | 7 | 15 | 10975.5072 | 3174.149 | 3101.5474 | 1349.5125 | 117.16 | 181.51 | 213 | 44.4895 | 217 | 161.04
340 | 7 | 16 | 10801.8203 | 3010.0613 | 3003.9055 | 1349.5125 | 94.6 | 139.52 | 126 | 23.4279 | 162.17 | 172.22
341 | 7 | 17 | 10764.6686 | 2873.7682 | 2972.9165 | 1101.0042 | 90.34 | 126.01 | 169 | 19.9613 | 142.65 | 168.84
342 | 7 | 18 | 10805.0385 | 2854.9862 | 3000.9049 | 1084.1781 | 100.93 | 140.77 | 217 | 30.649 | 165.15 | 162.31
343 | 7 | 19 | 11020.1276 | 3010.0613 | 3053.7057 | 1349.5125 | 108.9 | 167.58 | 170 | 38.3138 | 204.5 | 163.96
344 | 7 | 20 | 10901.4577 | 2873.7682 | 3061.7655 | 1237.8456 | 115.33 | 164.21 | 289 | 41.4867 | 194.87 | 153.44
345 | 7 | 21 | 10896.8919 | 2873.7682 | 3015.7266 | 1101.0042 | 94.26 | 131.41 | 159 | 23.6251 | 150.35 | 165.56
346 | 7 | 22 | 10872.7685 | 2854.9862 | 3043.9644 | 1085.4303 | 85.43 | 115.74 | 206 | 15.1605 | 127.72 | 169.72
347 | 7 | 23 | 10898.9669 | 3080.5448 | 3034.225 | 1287.125 | 97.54 | 141.71 | 184 | 27.1341 | 161.94 | 162.2
348 | 7 | 24 | 10708.3373 | 3080.5448 | 2977.3137 | 1287.125 | 77.8 | 106.24 | 185 | 10.0812 | 114.06 | 173.33
349 | 7 | 25 | 10947.03 | 2873.7682 | 3053.7227 | 1101.0042 | 102.08 | 143.57 | 189 | 30.5403 | 163.39 | 157.05
350 | 7 | 26 | 10907.459 | 2906.3012 | 3016.2615 | 1005.9876 | 75.32 | 99.01 | 111 | 7.4788 | 106.53 | 174.33
351 | 7 | 27 | 11150.4608 | 3080.5448 | 3118.2343 | 1287.125 | 121.94 | 176.76 | 241 | 48.123 | 211.98 | 149.95
352 | 7 | 28 | 10952.4356 | 2873.7682 | 3071.3524 | 1237.8456 | 97.16 | 136.05 | 157 | 23.9025 | 155.89 | 166.79
353 | 7 | 29 | 11088.2251 | 2873.7682 | 3052.9241 | 1101.0042 | 104.95 | 148.29 | 192 | 35.1494 | 175.63 | 157.73
354 | 7 | 30 | 11150.2074 | 3080.5448 | 3129.5453 | 1349.5125 | 159.59 | 266.88 | 240 | 88.2797 | 335.7 | 138.37
355 | 7 | 31 | 11209.9125 | 3010.0613 | 3172.0498 | 1349.5125 | 96.52 | 137.22 | 207 | 23.4945 | 155.45 | 162.48
356 | 7 | 32 | 10745.0456 | 3080.5448 | 2949.2741 | 1287.125 | 79.83 | 111.32 | 210 | 11.3793 | 120.68 | 173.66
357 | 7 | 33 | 11013.9017 | 3080.5448 | 3048.6278 | 1287.125 | 87.8 | 123.76 | 155 | 16.416 | 137.17 | 168.43
358 | 7 | 34 | 10840.6524 | 2873.7682 | 3034.7202 | 1237.8456 | 91.67 | 127.68 | 219 | 18.6975 | 143.46 | 170.09
359 | 7 | 35 | 10831.1503 | 2873.7682 | 2994.7386 | 1101.0042 | 85.71 | 118.7 | 200 | 16.1646 | 131.69 | 170.39
360 | 7 | 36 | 11110.9242 | 3080.5448 | 3102.7789 | 1349.5125 | 89.91 | 126.14 | 164 | 17.5776 | 142.32 | 169.09
361 | 7 | 37 | 11079.8796 | 2873.7682 | 3078.2465 | 1101.0042 | 102.01 | 152.68 | 191 | 31.2765 | 177.74 | 161.84
362 | 7 | 38 | 11091.221 | 3010.0613 | 3100.429 | 1349.5125 | 150.17 | 245.5 | 206 | 79.734 | 319.96 | 150
363 | 7 | 39 | 11025.2527 | 3080.5448 | 3077.5848 | 1287.125 | 103.5 | 148.83 | 217 | 31.141 | 172.87 | 160.32
364 | 7 | 40 | 11250.0867 | 2873.7682 | 3119.9065 | 1101.0042 | 97.07 | 138.27 | 181 | 26.3886 | 156.64 | 160.54
365 | 7 | 41 | 11097.5311 | 2873.7682 | 3071.2213 | 1101.0042 | 89.31 | 117.28 | 237 | 14.5928 | 130.05 | 167.69
366 | 7 | 42 | 10961.5487 | 2774.8529 | 3021.4854 | 1085.4303 | 89.78 | 122.91 | 141 | 20.15 | 138.95 | 167.3
367 | 7 | 43 | 11203.486 | 3089.4828 | 3158.0936 | 1349.5125 | 140.08 | 224.13 | 212 | 65.2832 | 282 | 155.04
368 | 7 | 44 | 11028.2705 | 3080.5448 | 3004.5238 | 1287.125 | 93.2 | 133.48 | 140 | 23.2082 | 152.92 | 166.12
369 | 7 | 45 | 10947.2379 | 2873.7682 | 3030.3183 | 1101.0042 | 96.87 | 136.21 | 169 | 26.0985 | 153.19 | 157.22
370 | 7 | 46 | 11159.9555 | 3010.0613 | 3127.7965 | 1349.5125 | 125.19 | 188.11 | 194 | 52.7835 | 229.31 | 151.97
371 | 7 | 47 | 11025.2075 | 3080.5448 | 3081.6052 | 1349.5125 | 109.97 | 161.03 | 188 | 38.1136 | 190.1 | 155.81
372 | 7 | 48 | 11067.453 | 3080.5448 | 3111.6686 | 1287.125 | 92.39 | 131.71 | 179 | 21.5354 | 145.81 | 161.81
373 | 7 | 49 | 11129.8235 | 3080.5448 | 3115.5214 | 1349.5125 | 123.83 | 189.26 | 200 | 50.9571 | 232.31 | 154.9
374 | 7 | 50 | 10943.0929 | 2715.5989 | 3025.6745 | 1003.0608 | 77.25 | 99.38 | 171 | 4.3683 | 103.92 | 175.29
375 | 7 | 51 | 10906.8555 | 2774.8529 | 3008.466 | 1085.4303 | 90.43 | 123.05 | 220 | 19.644 | 140.82 | 168.87
376 | 7 | 52 | 11016.0018 | 2715.5989 | 3043.3803 | 1076.9221 | 92.49 | 124.37 | 157 | 22.591 | 138.49 | 160.71
377 | 7 | 53 | 10990.674 | 2873.7682 | 3053.751 | 1101.0042 | 87.08 | 118.13 | 125 | 16.1244 | 130.15 | 168.19
378 | 7 | 54 | 11097.7963 | 3174.149 | 3083.7996 | 1306.5173 | 112.14 | 173.64 | 150 | 41.5209 | 201.83 | 153.99
379 | 8 | 1 | 10890.932 | 2873.7682 | 3079.9022 | 1101.0042 | 101.1 | 147.75 | 202 | 29.3352 | 169.53 | 163.15
380 | 8 | 2 | 10872.2465 | 2873.7682 | 3052.3044 | 1101.0042 | 93.75 | 130.36 | 210 | 22.92 | 147.9 | 165.83
381 | 8 | 3 | 11037.8918 | 2774.8529 | 3054.2108 | 1085.4303 | 98.92 | 133.55 | 210 | 26.6801 | 155.37 | 162.84
382 | 8 | 4 | 11136.2381 | 3010.0613 | 3100.8436 | 1349.5125 | 101.11 | 152.09 | 168 | 30.7964 | 181.18 | 166.02
383 | 8 | 5 | 10777.0116 | 2873.7682 | 3020.6991 | 1101.0042 | 99.83 | 140.24 | 158 | 29.807 | 162.77 | 161.89
384 | 8 | 6 | 11012.2156 | 2873.7682 | 3035.6683 | 1101.0042 | 99.26 | 140.8 | 179 | 28.2138 | 163.56 | 162.52
385 | 8 | 7 | 10949.9726 | 2873.7682 | 3080.6902 | 1101.0042 | 91.15 | 126.41 | 178 | 19.1122 | 140.22 | 167.27
386 | 8 | 8 | 10938.6114 | 2873.7682 | 3048.8376 | 1237.8456 | 95.1 | 131.15 | 200 | 22.9872 | 149.57 | 166.23
387 | 8 | 9 | 11077.6779 | 3080.5448 | 3125.1744 | 1287.125 | 98.2 | 140.96 | 175 | 25.9571 | 162.29 | 165.33
388 | 8 | 10 | 10765.4242 | 2774.8529 | 2954.5888 | 1085.4303 | 77.24 | 103.41 | 169 | 8.9151 | 110.2 | 174.26
389 | 8 | 11 | 11097.7341 | 2873.7682 | 3066.8624 | 1101.0042 | 91.39 | 126.25 | 196 | 19.6969 | 142.52 | 166.35
390 | 8 | 12 | 11006.5014 | 2873.7682 | 3064.0267 | 1101.0042 | 89.6 | 119.73 | 204 | 17.173 | 134.38 | 167.92
391 | 8 | 13 | 10996.5221 | 3089.4828 | 3079.2088 | 1287.125 | 110.35 | 162.36 | 226 | 36.8535 | 192.14 | 160.71
392 | 8 | 14 | 10799.9171 | 2715.5989 | 3009.8436 | 1047.8759 | 86.51 | 116.59 | 165 | 16.9803 | 130.72 | 168.28
393 | 8 | 15 | 10975.5072 | 3174.149 | 3101.5474 | 1349.5125 | 112.22 | 171.93 | 261 | 39.8341 | 202.19 | 160.37
394 | 8 | 16 | 10801.8203 | 3010.0613 | 3003.9055 | 1349.5125 | 96.07 | 136.09 | 121 | 25.113 | 154.9 | 164.24
395 | 8 | 17 | 10764.6686 | 2873.7682 | 2972.9165 | 1101.0042 | 93.98 | 130.82 | 175 | 23.4632 | 149.24 | 167.54
396 | 8 | 18 | 10805.0385 | 2854.9862 | 3000.9049 | 1084.1781 | 93.78 | 132.57 | 183 | 24.8997 | 152.82 | 166.9
397 | 8 | 19 | 11020.1276 | 3010.0613 | 3053.7057 | 1349.5125 | 116.18 | 180.68 | 189 | 45.3302 | 221.51 | 158.25
398 | 8 | 20 | 10901.4577 | 2873.7682 | 3061.7655 | 1237.8456 | 100.66 | 140.32 | 266 | 26.9361 | 163.8 | 165.86
399 | 8 | 21 | 10896.8919 | 2873.7682 | 3015.7266 | 1101.0042 | 85.26 | 118.74 | 161 | 15.0184 | 130.44 | 169.79
400 | 8 | 22 | 10872.7685 | 2854.9862 | 3043.9644 | 1085.4303 | 86.77 | 118.71 | 205 | 16.6113 | 131.18 | 169.56
401 | 8 | 23 | 10898.9669 | 3080.5448 | 3034.225 | 1287.125 | 91.61 | 129.22 | 197 | 21.6923 | 146.58 | 166.56
402 | 8 | 24 | 10708.3373 | 3080.5448 | 2977.3137 | 1287.125 | 75.67 | 103.26 | 189 | 8.0135 | 109.68 | 175.2
403 | 8 | 25 | 10947.03 | 2873.7682 | 3053.7227 | 1101.0042 | 87.38 | 120.93 | 188 | 15.8484 | 132.83 | 168.24
404 | 8 | 26 | 10907.459 | 2906.3012 | 3016.2615 | 1005.9876 | 87.57 | 117.64 | 106 | 19.7951 | 130.77 | 163.23
405 | 8 | 27 | 11150.4608 | 3080.5448 | 3118.2343 | 1287.125 | 106.02 | 149.32 | 235 | 31.8822 | 173.11 | 159.02
406 | 8 | 28 | 10952.4356 | 2873.7682 | 3071.3524 | 1237.8456 | 117.87 | 171.97 | 185 | 44.812 | 203.35 | 151.55
407 | 8 | 29 | 11088.2251 | 2873.7682 | 3052.9241 | 1101.0042 | 94.19 | 129.87 | 185 | 24.5961 | 149.58 | 163.87
408 | 8 | 30 | 11150.2074 | 3080.5448 | 3129.5453 | 1349.5125 | 163.76 | 275.2 | 202 | 92.5425 | 346.83 | 134.46
409 | 8 | 31 | 11209.9125 | 3010.0613 | 3172.0498 | 1349.5125 | 95.87 | 136.06 | 172 | 23.4523 | 155.22 | 163.63
410 | 8 | 32 | 10745.0456 | 3080.5448 | 2949.2741 | 1287.125 | 81.4 | 112.37 | 198 | 12.8958 | 123.59 | 174.17
411 | 8 | 33 | 11013.9017 | 3080.5448 | 3048.6278 | 1287.125 | 90.08 | 126.42 | 176 | 18.9262 | 140.2 | 164.34
412 | 8 | 34 | 10840.6524 | 2873.7682 | 3034.7202 | 1237.8456 | 86.54 | 120.64 | 229 | 14.2312 | 132.78 | 172.47
413 | 8 | 35 | 10831.1503 | 2873.7682 | 2994.7386 | 1101.0042 | 86.67 | 118.09 | 166 | 16.9769 | 131.9 | 169.39
414 | 8 | 36 | 11110.9242 | 3080.5448 | 3102.7789 | 1349.5125 | 96.65 | 135.74 | 174 | 24.4524 | 157.83 | 167.86
415 | 8 | 37 | 11079.8796 | 2873.7682 | 3078.2465 | 1101.0042 | 119.88 | 181.69 | 204 | 48.1489 | 216.28 | 149.28
416 | 8 | 38 | 11091.221 | 3010.0613 | 3100.429 | 1349.5125 | 168.17 | 277 | 193 | 98.2222 | 363.85 | 139.2
417 | 8 | 39 | 11025.2527 | 3080.5448 | 3077.5848 | 1287.125 | 113.83 | 166.76 | 213 | 42.0614 | 196.13 | 152.43
418 | 8 | 40 | 11250.0867 | 2873.7682 | 3119.9065 | 1101.0042 | 104.46 | 152.25 | 167 | 33.5098 | 176.86 | 158.37
419 | 8 | 41 | 11097.5311 | 2873.7682 | 3071.2213 | 1101.0042 | 104.28 | 143.66 | 240 | 29.9003 | 166.48 | 159.56
420 | 8 | 42 | 10961.5487 | 2774.8529 | 3021.4854 | 1085.4303 | 89.37 | 121.87 | 149 | 20.0391 | 138.02 | 167.39
421 | 8 | 43 | 11203.486 | 3089.4828 | 3158.0936 | 1349.5125 | 132.86 | 212.52 | 202 | 59.1941 | 265.81 | 157.45
422 | 8 | 44 | 11028.2705 | 3080.5448 | 3004.5238 | 1287.125 | 92.29 | 129.77 | 167 | 22.423 | 148.93 | 166.48
423 | 8 | 45 | 10947.2379 | 2873.7682 | 3030.3183 | 1101.0042 | 82.65 | 109.58 | 192 | 11.6469 | 118.14 | 169.57
424 | 8 | 46 | 11159.9555 | 3010.0613 | 3127.7965 | 1349.5125 | 116.85 | 170.71 | 202 | 44.8345 | 204.57 | 152.91
425 | 8 | 47 | 11025.2075 | 3080.5448 | 3081.6052 | 1349.5125 | 97.33 | 141.2 | 196 | 25.7917 | 163.78 | 166.98
426 | 8 | 48 | 11067.453 | 3080.5448 | 3111.6686 | 1287.125 | 83.62 | 113.29 | 163 | 12.6731 | 122.13 | 167.12
427 | 8 | 49 | 11129.8235 | 3080.5448 | 3115.5214 | 1349.5125 | 129.16 | 203.47 | 190 | 57.493 | 252.72 | 154.98
428 | 8 | 50 | 10943.0929 | 2715.5989 | 3025.6745 | 1003.0608 | 75.71 | 98.02 | 157 | 4.0173 | 101.96 | 175.43
429 | 8 | 51 | 10906.8555 | 2774.8529 | 3008.466 | 1085.4303 | 79.95 | 108.24 | 173 | 10.631 | 119.43 | 175.9
430 | 8 | 52 | 11016.0018 | 2715.5989 | 3043.3803 | 1076.9221 | 77.78 | 102.4 | 159 | 8.4018 | 108.71 | 172.16
431 | 8 | 53 | 10990.674 | 2873.7682 | 3053.751 | 1101.0042 | 88.3 | 124.39 | 122 | 18.1127 | 138.45 | 166.9
432 | 8 | 54 | 11097.7963 | 3174.149 | 3083.7996 | 1306.5173 | 99.79 | 152.8 | 138 | 29.9873 | 176.48 | 165.35
433 | 9 | 1 | 10890.932 | 2873.7682 | 3079.9022 | 1101.0042 | 118.93 | 177.36 | 252 | 46.6971 | 209.1 | 151.44
434 | 9 | 2 | 10872.2465 | 2873.7682 | 3052.3044 | 1101.0042 | 98.22 | 137.56 | 235 | 27.8244 | 159.44 | 163.68
435 | 9 | 3 | 11037.8918 | 2774.8529 | 3054.2108 | 1085.4303 | 99.32 | 134.41 | 242 | 26.8775 | 155.21 | 160.21
436 | 9 | 4 | 11136.2381 | 3010.0613 | 3100.8436 | 1349.5125 | 102.09 | 150.89 | 176 | 31.1122 | 176.98 | 161.73
437 | 9 | 5 | 10777.0116 | 2873.7682 | 3020.6991 | 1101.0042 | 106.28 | 148.26 | 174 | 36.4619 | 170.14 | 149.37
438 | 9 | 6 | 11012.2156 | 2873.7682 | 3035.6683 | 1101.0042 | 108.64 | 155.12 | 229 | 36.7694 | 183.93 | 156.91
439 | 9 | 7 | 10949.9726 | 2873.7682 | 3080.6902 | 1101.0042 | 97.6 | 138.2 | 163 | 25.6187 | 156.74 | 163.2
440 | 9 | 8 | 10938.6114 | 2873.7682 | 3048.8376 | 1237.8456 | 97.83 | 135.49 | 209 | 25.9289 | 157.86 | 166.98
441 | 9 | 9 | 11077.6779 | 3080.5448 | 3125.1744 | 1287.125 | 109.17 | 162.25 | 214 | 36.7391 | 190.67 | 158.56
442 | 9 | 10 | 10765.4242 | 2774.8529 | 2954.5888 | 1085.4303 | 81.76 | 111.78 | 182 | 12.9872 | 120.99 | 169.57
443 | 9 | 11 | 11097.7341 | 2873.7682 | 3066.8624 | 1101.0042 | 94.44 | 129.7 | 240 | 21.4767 | 146.32 | 163.75
444 | 9 | 12 | 11006.5014 | 2873.7682 | 3064.0267 | 1101.0042 | 89.45 | 121.23 | 230 | 16.805 | 135.32 | 167.67
445 | 9 | 13 | 10996.5221 | 3089.4828 | 3079.2088 | 1287.125 | 130.24 | 198.68 | 263 | 56.8548 | 242.1 | 149.46
446 | 9 | 14 | 10799.9171 | 2715.5989 | 3009.8436 | 1047.8759 | 84.6 | 113.1 | 215 | 14.3252 | 124.75 | 169.27
447 | 9 | 15 | 10975.5072 | 3174.149 | 3101.5474 | 1349.5125 | 124.08 | 196.63 | 235 | 51.6058 | 239.03 | 160.27
448 | 9 | 16 | 10801.8203 | 3010.0613 | 3003.9055 | 1349.5125 | 95.97 | 137.34 | 165 | 25.161 | 157.08 | 165.76
449 | 9 | 17 | 10764.6686 | 2873.7682 | 2972.9165 | 1101.0042 | 103.13 | 146.97 | 214 | 31.9498 | 170.15 | 160.6
450 | 9 | 18 | 10805.0385 | 2854.9862 | 3000.9049 | 1084.1781 | 99.58 | 139.34 | 198 | 30.1089 | 165.03 | 164.17
451 | 9 | 19 | 11020.1276 | 3010.0613 | 3053.7057 | 1349.5125 | 112.8 | 174.92 | 184 | 42.4612 | 215.98 | 163.6
452 | 9 | 20 | 10901.4577 | 2873.7682 | 3061.7655 | 1237.8456 | 120.57 | 172.69 | 293 | 46.9362 | 209.79 | 152.65
453 | 9 | 21 | 10896.8919 | 2873.7682 | 3015.7266 | 1101.0042 | 101.62 | 146.35 | 214 | 30.8434 | 167.13 | 158.3
454 | 9 | 22 | 10872.7685 | 2854.9862 | 3043.9644 | 1085.4303 | 89.64 | 123.74 | 236 | 19.179 | 138.74 | 167.55
455 | 9 | 23 | 10898.9669 | 3080.5448 | 3034.225 | 1287.125 | 101.69 | 143.73 | 244 | 30.82 | 166.6 | 160.77
456 | 9 | 24 | 10708.3373 | 3080.5448 | 2977.3137 | 1287.125 | 74.16 | 100.2 | 183 | 6.697 | 105.48 | 175.37
457 | 9 | 25 | 10947.03 | 2873.7682 | 3053.7227 | 1101.0042 | 97.96 | 136.46 | 207 | 26.5059 | 154.26 | 159.47
458 | 9 | 26 | 10907.459 | 2906.3012 | 3016.2615 | 1005.9876 | 84.45 | 112.51 | 156 | 16.4149 | 124.5 | 166.25
459 | 9 | 27 | 11150.4608 | 3080.5448 | 3118.2343 | 1287.125 | 123.63 | 179.35 | 265 | 49.9198 | 213.32 | 144.24
460 | 9 | 28 | 10952.4356 | 2873.7682 | 3071.3524 | 1237.8456 | 107.96 | 150.73 | 203 | 34.9429 | 175.99 | 157.07
461 | 9 | 29 | 11088.2251 | 2873.7682 | 3052.9241 | 1101.0042 | 98.3 | 136.22 | 219 | 28.387 | 159.06 | 160.91
462 | 9 | 30 | 11150.2074 | 3080.5448 | 3129.5453 | 1349.5125 | 162.07 | 270.05 | 216 | 90.232 | 340 | 136.51
463 | 9 | 31 | 11209.9125 | 3010.0613 | 3172.0498 | 1349.5125 | 102.47 | 145.8 | 207 | 29.2681 | 168.97 | 160.31
464 | 9 | 32 | 10745.0456 | 3080.5448 | 2949.2741 | 1287.125 | 84.66 | 117.67 | 208 | 15.7942 | 130.72 | 171.35
465 | 9 | 33 | 11013.9017 | 3080.5448 | 3048.6278 | 1287.125 | 94.36 | 132.81 | 210 | 22.9005 | 149.94 | 161.73
466 | 9 | 34 | 10840.6524 | 2873.7682 | 3034.7202 | 1237.8456 | 109.18 | 157.99 | 248 | 36.1321 | 183.5 | 157.44
467 | 9 | 35 | 10831.1503 | 2873.7682 | 2994.7386 | 1101.0042 | 104.97 | 150.81 | 209 | 35.1063 | 174.44 | 156.13
468 | 9 | 36 | 11110.9242 | 3080.5448 | 3102.7789 | 1349.5125 | 95.89 | 136.32 | 160 | 23.6981 | 158.47 | 168.17
469 | 9 | 37 | 11079.8796 | 2873.7682 | 3078.2465 | 1101.0042 | 126.19 | 197.61 | 248 | 54.0102 | 237.31 | 146.39
470 | 9 | 38 | 11091.221 | 3010.0613 | 3100.429 | 1349.5125 | 153.38 | 247.66 | 237 | 83.3036 | 323.08 | 146.53
471 | 9 | 39 | 11025.2527 | 3080.5448 | 3077.5848 | 1287.125 | 119.63 | 174.3 | 269 | 47.1828 | 207.33 | 149.04
472 | 9 | 40 | 11250.0867 | 2873.7682 | 3119.9065 | 1101.0042 | 101.7 | 147.37 | 176 | 30.8342 | 170.26 | 158.87
473 | 9 | 41 | 11097.5311 | 2873.7682 | 3071.2213 | 1101.0042 | 105.58 | 144.11 | 252 | 31.2489 | 168.8 | 157.34
474 | 9 | 42 | 10961.5487 | 2774.8529 | 3021.4854 | 1085.4303 | 93.67 | 127.8 | 186 | 23.4623 | 146.65 | 165.74
475 | 9 | 43 | 11203.486 | 3089.4828 | 3158.0936 | 1349.5125 | 154.98 | 252.69 | 253 | 80.5467 | 320.99 | 146.48
476 | 9 | 44 | 11028.2705 | 3080.5448 | 3004.5238 | 1287.125 | 92.44 | 128.16 | 174 | 21.7999 | 146.52 | 166.1
477 | 9 | 45 | 10947.2379 | 2873.7682 | 3030.3183 | 1101.0042 | 97.77 | 136.88 | 254 | 26.1211 | 153.59 | 157.48
478 | 9 | 46 | 11159.9555 | 3010.0613 | 3127.7965 | 1349.5125 | 131.67 | 196.09 | 238 | 58.9832 | 240.93 | 145.75
479 | 9 | 47 | 11025.2075 | 3080.5448 | 3081.6052 | 1349.5125 | 99.56 | 146.79 | 214 | 27.8916 | 171.26 | 166.48
480 | 9 | 48 | 11067.453 | 3080.5448 | 3111.6686 | 1287.125 | 99.28 | 141.8 | 169 | 28.152 | 161.87 | 159.45
481 | 9 | 49 | 11129.8235 | 3080.5448 | 3115.5214 | 1349.5125 | 131.31 | 207.94 | 207 | 59.9081 | 259.04 | 153.01
482 | 9 | 50 | 10943.0929 | 2715.5989 | 3025.6745 | 1003.0608 | 75.4 | 97.89 | 151 | 4.1394 | 102.06 | 175.5
483 | 9 | 51 | 10906.8555 | 2774.8529 | 3008.466 | 1085.4303 | 97.81 | 135.47 | 246 | 27.6155 | 155.68 | 162.25
484 | 9 | 52 | 11016.0018 | 2715.5989 | 3043.3803 | 1076.9221 | 75.25 | 98.43 | 156 | 5.9782 | 103.19 | 173.49
485 | 9 | 53 | 10990.674 | 2873.7682 | 3053.751 | 1101.0042 | 81.83 | 111.19 | 140 | 10.811 | 121.53 | 173.11
486 | 9 | 54 | 11097.7963 | 3174.149 | 3083.7996 | 1306.5173 | 99.21 | 151.62 | 167 | 29.6804 | 174.42 | 164.24
487 | 10 | 1 | 10890.932 | 2873.7682 | 3079.9022 | 1101.0042 | 102.4 | 148.65 | 186 | 30.5673 | 172.58 | 164.26
488 | 10 | 2 | 10872.2465 | 2873.7682 | 3052.3044 | 1101.0042 | 110.46 | 158.27 | 219 | 39.6842 | 189.22 | 158.06
489 | 10 | 3 | 11037.8918 | 2774.8529 | 3054.2108 | 1085.4303 | 102.83 | 140.32 | 204 | 30.631 | 164.2 | 159.79
490 | 10 | 4 | 11136.2381 | 3010.0613 | 3100.8436 | 1349.5125 | 109.42 | 165.25 | 173 | 39.1519 | 198.62 | 158.77
491 | 10 | 5 | 10777.0116 | 2873.7682 | 3020.6991 | 1101.0042 | 102.62 | 145.61 | 178 | 32.8243 | 170.05 | 159.28
492 | 10 | 6 | 11012.2156 | 2873.7682 | 3035.6683 | 1101.0042 | 103.39 | 144.37 | 208 | 31.984 | 169.58 | 160.19
493 | 10 | 7 | 10949.9726 | 2873.7682 | 3080.6902 | 1101.0042 | 98.55 | 138.11 | 159 | 27.1543 | 157.95 | 162.77
494 | 10 | 8 | 10938.6114 | 2873.7682 | 3048.8376 | 1237.8456 | 104.77 | 147.92 | 200 | 32.5365 | 176.61 | 165.69
495 | 10 | 9 | 11077.6779 | 3080.5448 | 3125.1744 | 1287.125 | 98.33 | 142.98 | 157 | 27.0359 | 162.48 | 162.04
496 | 10 | 10 | 10765.4242 | 2774.8529 | 2954.5888 | 1085.4303 | 80.09 | 108.08 | 156 | 11.4192 | 117.21 | 173.69
497 | 10 | 11 | 11097.7341 | 2873.7682 | 3066.8624 | 1101.0042 | 100.98 | 139.7 | 213 | 28.3523 | 159.99 | 159.76
498 | 10 | 12 | 11006.5014 | 2873.7682 | 3064.0267 | 1101.0042 | 99.29 | 135.89 | 237 | 26.7472 | 155.13 | 161.03
499 | 10 | 13 | 10996.5221 | 3089.4828 | 3079.2088 | 1287.125 | 109.96 | 161.11 | 220 | 36.8965 | 192.05 | 162.76
500 | 10 | 14 | 10799.9171 | 2715.5989 | 3009.8436 | 1047.8759 | 78.29 | 103.95 | 177 | 8.0685 | 111.33 | 174.26
501 | 10 | 15 | 10975.5072 | 3174.149 | 3101.5474 | 1349.5125 | 122.77 | 191.61 | 215 | 51.184 | 229.26 | 154.22
502 | 10 | 16 | 10801.8203 | 3010.0613 | 3003.9055 | 1349.5125 | 93.53 | 134.81 | 138 | 22.5751 | 155.07 | 169.68
503 | 10 | 17 | 10764.6686 | 2873.7682 | 2972.9165 | 1101.0042 | 89.82 | 124.22 | 151 | 20.038 | 140.73 | 168.98
504 | 10 | 18 | 10805.0385 | 2854.9862 | 3000.9049 | 1084.1781 | 97.36 | 136.9 | 224 | 28.1279 | 161.28 | 166.29
505 | 10 | 19 | 11020.1276 | 3010.0613 | 3053.7057 | 1349.5125 | 118.81 | 184.07 | 184 | 47.9814 | 226.92 | 157.11
506 | 10 | 20 | 10901.4577 | 2873.7682 | 3061.7655 | 1237.8456 | 106.57 | 149.93 | 276 | 32.8008 | 177.02 | 162.45
507 | 10 | 21 | 10896.8919 | 2873.7682 | 3015.7266 | 1101.0042 | 87.63 | 121.61 | 179 | 17.2426 | 136 | 169.85
508 | 10 | 22 | 10872.7685 | 2854.9862 | 3043.9644 | 1085.4303 | 78.09 | 104.16 | 200 | 7.45 | 110.61 | 174.36
509 | 10 | 23 | 10898.9669 | 3080.5448 | 3034.225 | 1287.125 | 100.23 | 142.54 | 196 | 30.0531 | 164.53 | 160.95
510 | 10 | 24 | 10708.3373 | 3080.5448 | 2977.3137 | 1287.125 | 78.09 | 105.99 | 168 | 11.0312 | 114.74 | 172.67
511 | 10 | 25 | 10947.03 | 2873.7682 | 3053.7227 | 1101.0042 | 88.01 | 121.78 | 173 | 16.5576 | 134.68 | 168.78
512 | 10 | 26 | 10907.459 | 2906.3012 | 3016.2615 | 1005.9876 | 82.79 | 111.87 | 138 | 15.0199 | 125.16 | 171.22
513 | 10 | 27 | 11150.4608 | 3080.5448 | 3118.2343 | 1287.125 | 96.01 | 132.48 | 221 | 22.7176 | 150.61 | 165.03
514 | 10 | 28 | 10952.4356 | 2873.7682 | 3071.3524 | 1237.8456 | 103.19 | 145.43 | 168 | 30.2693 | 168.97 | 162.21
515 | 10 | 29 | 11088.2251 | 2873.7682 | 3052.9241 | 1101.0042 | 101.78 | 142.56 | 169 | 31.9358 | 169.48 | 161.66
516 | 10 | 30 | 11150.2074 | 3080.5448 | 3129.5453 | 1349.5125 | 150.73 | 250.91 | 192 | 79.5231 | 314.06 | 143.19
517 | 10 | 31 | 11209.9125 | 3010.0613 | 3172.0498 | 1349.5125 | 93.49 | 130.21 | 164 | 20.807 | 147.44 | 164.93
518 | 10 | 32 | 10745.0456 | 3080.5448 | 2949.2741 | 1287.125 | 86.8 | 120.45 | 210 | 17.8078 | 134.33 | 169.95
519 | 10 | 33 | 11013.9017 | 3080.5448 | 3048.6278 | 1287.125 | 96.01 | 133.35 | 178 | 24.6485 | 149.94 | 160.52
520 | 10 | 34 | 10840.6524 | 2873.7682 | 3034.7202 | 1237.8456 | 91.81 | 128.71 | 192 | 19.4538 | 144.34 | 169.32
521 | 10 | 35 | 10831.1503 | 2873.7682 | 2994.7386 | 1101.0042 | 89.66 | 122.88 | 191 | 19.9397 | 136.84 | 165.94
522 | 10 | 36 | 11110.9242 | 3080.5448 | 3102.7789 | 1349.5125 | 88.42 | 120.83 | 175 | 16.1042 | 135.26 | 169.19
523 | 10 | 37 | 11079.8796 | 2873.7682 | 3078.2465 | 1101.0042 | 108.36 | 161.51 | 210 | 37.7283 | 191.06 | 158.83
524 | 10 | 38 | 11091.221 | 3010.0613 | 3100.429 | 1349.5125 | 143.43 | 233.95 | 223 | 73.5933 | 302.61 | 152.27
525 | 10 | 39 | 11025.2527 | 3080.5448 | 3077.5848 | 1287.125 | 102.46 | 147.04 | 254 | 30.1802 | 169.84 | 160.76
526 | 10 | 40 | 11250.0867 | 2873.7682 | 3119.9065 | 1101.0042 | 97.11 | 138.54 | 144 | 26.7021 | 157.71 | 161.02
527 | 10 | 41 | 11097.5311 | 2873.7682 | 3071.2213 | 1101.0042 | 101.5 | 137.74 | 215 | 26.7437 | 160.18 | 162.34
528 | 10 | 42 | 10961.5487 | 2774.8529 | 3021.4854 | 1085.4303 | 86.11 | 115.65 | 167 | 15.3135 | 127.62 | 169.7
529 | 10 | 43 | 11203.486 | 3089.4828 | 3158.0936 | 1349.5125 | 140.02 | 220.26 | 194 | 66.2543 | 276.58 | 151.46
530 | 10 | 44 | 11028.2705 | 3080.5448 | 3004.5238 | 1287.125 | 87.18 | 121.25 | 163 | 17.4151 | 136.45 | 169.33
531 | 10 | 45 | 10947.2379 | 2873.7682 | 3030.3183 | 1101.0042 | 99.71 | 136.3 | 200 | 28.7614 | 153.84 | 154.57
532 | 10 | 46 | 11159.9555 | 3010.0613 | 3127.7965 | 1349.5125 | 110.2 | 161.86 | 190 | 38.1802 | 193.87 | 160.08
533 | 10 | 47 | 11025.2075 | 3080.5448 | 3081.6052 | 1349.5125 | 104.13 | 152.03 | 186 | 33.1959 | 179.78 | 162.7
534 | 10 | 48 | 11067.453 | 3080.5448 | 3111.6686 | 1287.125 | 93.03 | 128.89 | 169 | 21.6656 | 144.37 | 163.19
535 | 10 | 49 | 11129.8235 | 3080.5448 | 3115.5214 | 1349.5125 | 116.69 | 179.38 | 192 | 44.734 | 218.34 | 159.9
536 | 10 | 50 | 10943.0929 | 2715.5989 | 3025.6745 | 1003.0608 | 77.16 | 100.57 | 149 | 5.8115 | 105.95 | 174.51
537 | 10 | 51 | 10906.8555 | 2774.8529 | 3008.466 | 1085.4303 | 92.98 | 127.55 | 226 | 22.8128 | 146.73 | 166.52
538 | 10 | 52 | 11016.0018 | 2715.5989 | 3043.3803 | 1076.9221 | 76.23 | 99.98 | 142 | 7.0574 | 105.33 | 172.58
539 | 10 | 53 | 10990.674 | 2873.7682 | 3053.751 | 1101.0042 | 84.48 | 116.65 | 153 | 14.054 | 128.99 | 170.69
540 | 10 | 54 | 11097.7963 | 3174.149 | 3083.7996 | 1306.5173 | 103.21 | 159.92 | 152 | 32.8353 | 184.84 | 163.08
541 | 11 | 1 | 10890.932 | 2873.7682 | 3079.9022 | 1101.0042 | 89.68 | 126.21 | 217 | 17.6298 | 139.9 | 169.76
542 | 11 | 2 | 10872.2465 | 2873.7682 | 3052.3044 | 1101.0042 | 95.71 | 133.23 | 213 | 24.5171 | 153.06 | 165.82
543 | 11 | 3 | 11037.8918 | 2774.8529 | 3054.2108 | 1085.4303 | 93.4 | 124.9 | 209 | 20.6139 | 141.79 | 165.81
544 | 11 | 4 | 11136.2381 | 3010.0613 | 3100.8436 | 1349.5125 | 102.49 | 152.39 | 172 | 31.5683 | 180.53 | 163.6
545 | 11 | 5 | 10777.0116 | 2873.7682 | 3020.6991 | 1101.0042 | 93.08 | 129.21 | 162 | 23.9806 | 147.06 | 163.95
546 | 11 | 6 | 11012.2156 | 2873.7682 | 3035.6683 | 1101.0042 | 99.08 | 137.49 | 227 | 28.5738 | 158.16 | 159.46
547 | 11 | 7 | 10949.9726 | 2873.7682 | 3080.6902 | 1101.0042 | 92.59 | 131.4 | 169 | 21.5139 | 147.19 | 165.21
548 | 11 | 8 | 10938.6114 | 2873.7682 | 3048.8376 | 1237.8456 | 91.17 | 125.23 | 204 | 19.3132 | 142.25 | 168.94
549 | 11 | 9 | 11077.6779 | 3080.5448 | 3125.1744 | 1287.125 | 105.75 | 157.68 | 194 | 34.0559 | 182.64 | 158.92
550 | 11 | 10 | 10765.4242 | 2774.8529 | 2954.5888 | 1085.4303 | 77.63 | 103.67 | 176 | 8.9216 | 110.44 | 173.36
551 | 11 | 11 | 11097.7341 | 2873.7682 | 3066.8624 | 1101.0042 | 89.83 | 121.77 | 196 | 17.642 | 136.47 | 168.46
552 | 11 | 12 | 11006.5014 | 2873.7682 | 3064.0267 | 1101.0042 | 87.54 | 116.85 | 208 | 15.2222 | 130.04 | 168.91
553 | 11 | 13 | 10996.5221 | 3089.4828 | 3079.2088 | 1287.125 | 109.47 | 160.19 | 211 | 35.7293 | 190.59 | 163.78
554 | 11 | 14 | 10799.9171 | 2715.5989 | 3009.8436 | 1047.8759 | 80.43 | 107.12 | 173 | 10.175 | 116.56 | 173.32
555 | 11 | 15 | 10975.5072 | 3174.149 | 3101.5474 | 1349.5125 | 122.25 | 188.06 | 225 | 50.0271 | 226.21 | 155.69
556 | 11 | 16 | 10801.8203 | 3010.0613 | 3003.9055 | 1349.5125 | 90.17 | 127.94 | 143 | 18.9868 | 144.89 | 171.57
557 | 11 | 17 | 10764.6686 | 2873.7682 | 2972.9165 | 1101.0042 | 84.37 | 114.56 | 192 | 13.8268 | 124.79 | 171.03
558 | 11 | 18 | 10805.0385 | 2854.9862 | 3000.9049 | 1084.1781 | 92.31 | 128.37 | 237 | 22.8754 | 146.81 | 167.04
559 | 11 | 19 | 11020.1276 | 3010.0613 | 3053.7057 | 1349.5125 | 115.35 | 177.59 | 217 | 44.4466 | 216.86 | 157.81
560 | 11 | 20 | 10901.4577 | 2873.7682 | 3061.7655 | 1237.8456 | 103.52 | 142.96 | 253 | 30.163 | 167.41 | 161.7
561 | 11 | 21 | 10896.8919 | 2873.7682 | 3015.7266 | 1101.0042 | 84.21 | 115.41 | 178 | 13.7336 | 126.41 | 170.68
562 | 11 | 22 | 10872.7685 | 2854.9862 | 3043.9644 | 1085.4303 | 89.42 | 121.56 | 228 | 18.8514 | 135.19 | 166.14
563 | 11 | 23 | 10898.9669 | 3080.5448 | 3034.225 | 1287.125 | 96.18 | 138.25 | 198 | 25.9355 | 159.08 | 165.09
564 | 11 | 24 | 10708.3373 | 3080.5448 | 2977.3137 | 1287.125 | 74.37 | 100.75 | 185 | 6.7707 | 106.37 | 175.98
565 | 11 | 25 | 10947.03 | 2873.7682 | 3053.7227 | 1101.0042 | 88.26 | 120.9 | 171 | 16.9721 | 134 | 168.5
566 | 11 | 26 | 10907.459 | 2906.3012 | 3016.2615 | 1005.9876 | 79.11 | 104.26 | 133 | 11.4773 | 112.44 | 168.94
567 | 11 | 27 | 11150.4608 | 3080.5448 | 3118.2343 | 1287.125 | 101.1 | 141.77 | 233 | 27.2839 | 162.96 | 161.24
568 | 11 | 28 | 10952.4356 | 2873.7682 | 3071.3524 | 1237.8456 | 101.24 | 143.3 | 198 | 28.4519 | 165.99 | 163.53
569 | 11 | 29 | 11088.2251 | 2873.7682 | 3052.9241 | 1101.0042 | 97.48 | 138.11 | 196 | 28.0898 | 162.29 | 163.41
570 | 11 | 30 | 11150.2074 | 3080.5448 | 3129.5453 | 1349.5125 | 144.71 | 240.29 | 229 | 73.6496 | 300.15 | 148.1
571 | 11 | 31 | 11209.9125 | 3010.0613 | 3172.0498 | 1349.5125 | 100.06 | 139.51 | 222 | 27.0551 | 159.04 | 158.46
572 | 11 | 32 | 10745.0456 | 3080.5448 | 2949.2741 | 1287.125 | 80.14 | 109.98 | 206 | 11.6696 | 120.54 | 174.33
573 | 11 | 33 | 11013.9017 | 3080.5448 | 3048.6278 | 1287.125 | 92.19 | 130.16 | 201 | 20.6238 | 146.12 | 165.49
574 | 11 | 34 | 10840.6524 | 2873.7682 | 3034.7202 | 1237.8456 | 88.02 | 122.86 | 196 | 16.0123 | 136.07 | 170.82
575 | 11 | 35 | 10831.1503 | 2873.7682 | 2994.7386 | 1101.0042 | 85.72 | 117.21 | 174 | 15.5317 | 129.85 | 170.43
576 | 11 | 36 | 11110.9242 | 3080.5448 | 3102.7789 | 1349.5125 | 87.72 | 119.63 | 162 | 15.5968 | 132.87 | 168.36
577 | 11 | 37 | 11079.8796 | 2873.7682 | 3078.2465 | 1101.0042 | 100.41 | 147.19 | 217 | 29.728 | 171.4 | 162.98
578 | 11 | 38 | 11091.221 | 3010.0613 | 3100.429 | 1349.5125 | 150.76 | 244.96 | 241 | 80.9009 | 319.62 | 149.2
579 | 11 | 39 | 11025.2527 | 3080.5448 | 3077.5848 | 1287.125 | 104.37 | 150.77 | 231 | 32.1871 | 174.19 | 159.14
580 | 11 | 40 | 11250.0867 | 2873.7682 | 3119.9065 | 1101.0042 | 99.53 | 144.06 | 165 | 29.2732 | 164.96 | 159.32
581 | 11 | 41 | 11097.5311 | 2873.7682 | 3071.2213 | 1101.0042 | 93.5 | 124.36 | 221 | 19.3877 | 141.22 | 166.07
582 | 11 | 42 | 10961.5487 | 2774.8529 | 3021.4854 | 1085.4303 | 82.14 | 109.78 | 156 | 12.6189 | 120.42 | 171.71
583 | 11 | 43 | 11203.486 | 3089.4828 | 3158.0936 | 1349.5125 | 128.36 | 199.92 | 237 | 54.4437 | 244.82 | 154.01
584 | 11 | 44 | 11028.2705 | 3080.5448 | 3004.5238 | 1287.125 | 91.1 | 127.26 | 159 | 20.9791 | 144.86 | 166.81
585 | 11 | 45 | 10947.2379 | 2873.7682 | 3030.3183 | 1101.0042 | 91.43 | 127.16 | 190 | 20.4886 | 143.23 | 165.89
586 | 11 | 46 | 11159.9555 | 3010.0613 | 3127.7965 | 1349.5125 | 110.04 | 159.82 | 234 | 37.6078 | 191.6 | 159.91
587 | 11 | 47 | 11025.2075 | 3080.5448 | 3081.6052 | 1349.5125 | 102.86 | 153.21 | 202 | 31.4131 | 178.37 | 162.25
588 | 11 | 48 | 11067.453 | 3080.5448 | 3111.6686 | 1287.125 | 89.15 | 121.83 | 181 | 17.9297 | 133.36 | 163.26
589 | 11 | 49 | 11129.8235 | 3080.5448 | 3115.5214 | 1349.5125 | 130.6 | 206.33 | 207 | 58.6309 | 256.1 | 155.93
590 | 11 | 50 | 10943.0929 | 2715.5989 | 3025.6745 | 1003.0608 | 80.95 | 108.13 | 191 | 9.0756 | 115.04 | 174.02
591 | 11 | 51 | 10906.8555 | 2774.8529 | 3008.466 | 1085.4303 | 79.95 | 107.24 | 184 | 10.0175 | 116.85 | 173.93
592 | 11 | 52 | 11016.0018 | 2715.5989 | 3043.3803 | 1076.9221 | 83.74 | 112.39 | 148 | 15.0267 | 121.78 | 166.69
593 | 11 | 53 | 10990.674 | 2873.7682 | 3053.751 | 1101.0042 | 86.06 | 116.65 | 142 | 15.3446 | 129.76 | 169.45
594 | 11 | 54 | 11097.7963 | 3174.149 | 3083.7996 | 1306.5173 | 100.19 | 152.33 | 140 | 29.5964 | 175.15 | 163.85