## Index
CitiPower 2026-27
AER Capex Forecast Model
| Index | Overall Check: | 0 | NOTE: if there is an error code here you can unhide the Model Validation tab to help you identify the error source.
A guide to the cell colours used in this workbook
| Input | This is where you must enter data. Green cells are in all of the green worksheets, and not in any other worksheet.
| Input - optional | Entering data into these cells is optional. Most relate to decisions you make about the forecasting and allocation of capitalised overheads.
| Do not edit cell | These cells are found in table 12 only. They cover a dynamic that depends on your selection of base year for inputs. Please only enter data in the green cells.
| Formula - do not edit | These cells have formulas and validations in them, including when they appear blank. Please do not edit these cells. All cells in the blue and orange worksheets are this type.
Worksheet summary
| Worksheet name (links) | Check |  | Input required? | Description
| Input¦ Setup | N/A |  | Y | Sets up the model with relevant years and output categories
| Input¦ Escalations | N/A |  | Y | Sets up the inflation and labour escalations
| Input¦ Projects | 0 |  | Y | Forecast direct costs and other relevant forecast parameters are entered here.
| Input¦ Disposals | 0 |  | Y | Input for forecast disposals by PTRM category.
| Input¦ Type 2 capcons | 0 |  | Y | Input for type 2 capital contributions (a definition is given at table 24)
| Input¦ Expensing | 0 |  | Y | Input for forecast immediate expensing by PTRM category.
| Input¦ Overheads | 0 |  | Y | Input tables used to calculate forecast capitalised overheads.
| Calc¦ Overheads Allocation | 0 |  | N | Calculation tables for forecast capitalised overheads and yearly allocation rates.
| Calc¦ Project Costs | 0 |  | N | Calculation tables for forecast capex outputs.
| Output¦ PTRM (D) | 0 |  | N | Produces forecast capex and immediate expensing tables in PTRM format for distribution assets.
| Output¦ PTRM (T) | 0 |  | N | Produces forecast capex and immediate expensing tables in PTRM format for transmission assets.
| Output¦ RIN | 0 |  | N | Produces forecast capex tables analogous to Reset RIN table 2.1.1.
| Output¦ AER | 0 |  | N | Produces forecast capex by capex drivers that align with AER's standard assessment approach.
| Model Validation | 0 |  | N | Hidden tab. Compiles all validation cells in the model to facilitate troubleshooting.
Table listing and description
| Table name | Worksheet |  | Input required? | Description
| 1. Business name | Input¦ Setup |  | Y | Please enter your business name. This is shown in cell A1 in each worksheet in the model.
| 2. Financial years | Input¦ Setup |  | N | Provides reference range for FY drop-down boxes, based on your input in table 10.
| 3. RIN categories | Input¦ Setup |  | N | Aligns with Reset RIN table 2.1.1.
| 4. AER categories | Input¦ Setup |  | N | Aligns with AER's current assessment categories.
| 5. Months | Input¦ Setup |  | N | Provides reference range for month drop-down boxes (i.e. June for end-year and December for mid-year).
| 6. Overhead switch | Input¦ Setup |  | N | Assigns yes or no response in table 18 as to whether the project attracts capitalised overheads.
| 7. Distribution/transmission switch | Input¦ Setup |  | N | Assigns Distribution or Transmission response in table 9.
| 8. Overhead allocation method | Input¦ Setup |  | N | Assigns the methodology for allocating overheads in table 35.
| 9. PTRM asset classes | Input¦ Setup |  | Y | Please enter your PTRM classes.
| 10. Inflation table setup | Input¦ Escalations |  | Y | Please enter the first year of the forecast regulatory control period, and the real year basis for cost inputs. Please ensure it is in YYYY-YY format
| 11. Inflation | Input¦ Escalations |  | Y | Calculates CPI escalators. Please enter CPI (year-on-year change, lagged 12-months).
| 12. Forecast real price escalation | Input¦ Escalations |  | N | Calculates real price escalators. Please enter forecast yearly escalation for internal labour, contract labour and non-labour.
| 13. Project Details | Input¦ Projects |  | Y | Please enter full list of forecast projects and programs. The 'Unique ID' input refers to your own internal project code.
| 14. RIN and optional DNSP mapping categories | Input¦ Projects |  | Y | Please allocate project to a RIN category. You can also add a DNSP-defined category for your internal validation purposes (optional), but note this will not map to an output table.
| 15. Unescalated direct costs (excluding type 2 capital contributions) ($'000s 2025-26 June) | Input¦ Projects |  | Y | Please enter annual forecast direct capex for each project and in real dollars as set out in table 10. Where applicable, rebates are to be included in gross connections capex. For clarity, 'direct costs' means all costs excluding capitalised overheads.
| 16. Type 1 capital contributions included in table 15 ($'000s 2025-26 June) | Input¦ Projects |  | Y | Please enter total type 1 capital contributions, as defined in table 24.
| 17. Cost components as % of direct costs | Input¦ Projects |  | Y | Please enter the proportion of internal labour, contract labour and non-labour costs to total direct costs for each project (average over regulatory control period).
| 18. Capitalised overheads allocation | Input¦ Projects |  | Y | Please indicate whether each project attracts capitalised network and/or corporate overheads.
| 19. Allocation of capitalised overheads - DNSP defined | Input¦ Projects |  | optional | The model allows for allocation of overheads by direct costs, internal labour or a custom allocation method. Please complete this table only if you wish to do a custom allocation method.
| 20. AER categories as % of direct costs (i.e. total costs reported in table 15, excluding capitalised overheads) | Input¦ Projects |  | Y | Please enter the proportion of directs costs for each project and program to be allocated to each AER category.
| 21. PTRM asset classes as % of direct costs (i.e. total costs reported in table 15, excluding capitalised overheads) | Input¦ Projects |  | Y | Please enter the proportion of directs costs for each project and program to be allocated to each PTRM asset class.
| 22. Forecast asset disposals ($'000s 2025-26 June) | Input¦ Disposals |  | Y | Please enter your forecast asset disposals by PTRM asset class.
| 23. Forecast asset disposals ($'000s June 2026) | Input¦ Disposals |  | N | Converts table 22 data to correct real year basis.
| 24. Forecast type 2 capital contributions ($'000s 2025-26 June) | Input¦ Type 2 capcons |  | Y | Please enter your forecast type 2 capital contributions by RIN category. The definitions for type 1 and type 2 capcons are given at this table.
| 25. Cost components of type 2 capital contributions | Input¦ Type 2 capcons |  | Y | Please enter internal labour, contract labour and non-labour costs as a proportion of forecast type 2 capcons.
| 26. Real price escalators for type 2 capital contributions | Input¦ Type 2 capcons |  | N | Calculates real price escalation based on the inputs from table 25.
| 27. Forecast type 2 capital contributions, escalated ($'000s June 2026) | Input¦ Type 2 capcons |  | N | Converts table 24 data to correct escalated, real year basis.
| 28. Immediate expensing (% to be immediately expensed) | Input¦ Expensing |  | Y | Please enter forecast immediate expensing of capex as a percentage of total gross capex by PTRM asset class.
| 29. Immediate expensing (% to be immediately expensed) - Distribution | Input¦ Expensing |  | N | Filters the immediate expensing for distribution assets
| 30. Immediate expensing (% to be immediately expensed) - Transmission | Input¦ Expensing |  | N | Filterts the immediate expensing for transmission assets
| 31. Forecast capitalised overheads for current period | Input¦ Overheads |  | Y | Please enter forecast costs for the current period. If costs for year 4 are actuals, please enter them in table 33 only.
| 32. Forecast capitalised overheads for forecast period - alternative method | Input¦ Overheads |  | optional | OPTIONAL: please enter unescalated capitalised overheads in this table only if you wish to enter a substitute forecast for capitalised overheads instead of the default methodology (i.e. based on historicals).
| 33. Historical expenditure (nominal) | Input¦ Overheads |  | Y | Please enter historical actual gross capex in nominal terms. Do not enter any forecast/estimated current period capex.
| 34. Forecast cost components of capitalised overheads | Input¦ Overheads |  | Y | Please enter internal labour, contract labour and non-labour costs as a proportion of capitalised overheads.
| 35. Select an overheads allocation method | Input¦ Overheads |  | Y | Please specify method to allocate capitalised overheads: allocation by direct costs, internal labour or own method (if you select own method, than instructions will appear below your selection).
| 36. Overheads rate to be applied to forecast escalated direct costs (%) | Calc¦ Overheads Allocation |  | N | Rate at which capitalised overheads are allocated to costs attracting overheads for each project.
| 37. Capitalised overheads ($'000s June 2026) | Calc¦ Overheads Allocation |  | N | Inflates historical actual capitalised overheads from nominal to real regulatory base dollars using CPI.
| 38. Total costs that attract capitalised overheads ($'000s June 2026) | Calc¦ Overheads Allocation |  | N | Inflates historical actual costs that attracts capitalised overheads from nominal to real regulatory base dollars using CPI.
| 39. Escalated costs that attract overheads ($'000s June 2026) | Calc¦ Overheads Allocation |  | N | Default method of forecasting capitalised overheads: compiles forecast direct capex that attracts capitalised overheads.
| 40. Escalated capitalised internal labour costs that attract overheads ($'000s June 2026) | Calc¦ Overheads Allocation |  | N | Default method of forecasting capitalised overheads: compiles forecast capitalised internal labour that attracts capitalised overheads.
| 41. Change in costs attracting capitalised overheads | Calc¦ Overheads Allocation |  | N | Default method of forecasting capitalised overheads: calculates the change in costs that attract capitalised overheads between current period actuals and forecast.
| 42. Unescalated capitalised overheads ($'000s June 2026) | Calc¦ Overheads Allocation |  | N | Default method of forecasting capitalised overheads: calculates forecast capitalised overheads based on the change in costs attracting overheads and assuming 25 per cent of capitalised overheads vary with changes in these costs.
| 43. Annual unescalated capitalised overheads ($'000s June 2026) | Calc¦ Overheads Allocation |  | N | Calculates annual forecast capitalised overheads either using data input by the distributor in table 33 or based on the overhead rate calculated in table 42.
| 44. Real cost escalation - cumulative | Calc¦ Overheads Allocation |  | N | Calculates real cost escalation applicable to forecast capitalised overheads.
| 45. Forecast capitalised overheads | Calc¦ Overheads Allocation |  | N | Output: total forecast capitalised overheads to be allocated to gross capex.
| 46. Direct unescalated costs, $000s ($2026 June) | Calc¦ Project Costs |  | N | Inflates forecast direct costs from real base year for inputs to real regulatory base dollars using CPI.
| 47. Compound real cost escalation rates | Calc¦ Project Costs |  | N | Calculates real price escalators for each project and program based on the proportion of internal labour, contract labour and non-labour costs to total gross direct capex.
| 48. Direct escalated costs ($'000s June 2026) | Calc¦ Project Costs |  | N | Escalates direct costs using real price escalators.
| 49. Direct escalated type 1 (cash) capcons ($'000s June 2026) | Calc¦ Project Costs |  | N | Calculates escalated type 1 capital contributions.
| 50. Network overheads ($'000s June 2026) | Calc¦ Project Costs |  | N | Applies overhead rate based on selection in table 35 to calculate allocation of capitalised network overheads.
| 51. Corporate overheads ($'000s June 2026) | Calc¦ Project Costs |  | N | Applies overhead rate based on selection in table 35 to calculate allocation of capitalised corporate overheads.
| 52. Total capitalised overheads ($'000s June 2026) | Calc¦ Project Costs |  | N | Sums the total capitalised overheads.
| 53. Total overheads allocated to type 1 contributions ($'000s June 2026) | Calc¦ Project Costs |  | N | Calculates allocation of capitalised overheads to type 1 capital contributions.
| 54. Total escalated costs (excl. type 2 capcons) ($'000s June 2026) | Calc¦ Project Costs |  | N | Calculates escalated gross capex (excluding type 2 capital contributions) for input into PTRM table.
| 55. Allocation to distribution and transmission | Calc¦ Project Costs |  | N | Calculates proportion of costs allocated to either distribution or transmission, based on the PTRM asset class.
| 56. Forecast gross capital expenditure – as incurred ($millions June 2026) (Distribution) | Output¦ PTRM (D) |  | N | Output - distribution: gross forecast capex by PTRM asset class.
| 57. Forecast capital contributions – Type 1 – as incurred ($millions June 2026) (Distribution) | Output¦ PTRM (D) |  | N | Output - distribution: forecast type 1 (cash) capital contributions by PTRM asset class.
| 58. Forecast asset disposals – as incurred ($millions June 2026) (Distribution) | Output¦ PTRM (D) |  | N | Output - distribution: forecast asset disposals by PTRM asset class.
| 59. Forecast net capital expenditure – as incurred ($millions June 2026) (Distribution) | Output¦ PTRM (D) |  | N | Output - distribution: net forecast capex by PTRM asset class.
| 60. Forecast immediate expensing of capital expenditure – as incurred ($millions June 2026) (Distribution) | Output¦ PTRM (D) |  | N | Output - distribution: immediate expensing of capex by PTRM asset class.
| 61. Forecast gross capital expenditure – as incurred ($millions June 2026) (Transmission) | Output¦ PTRM (T) |  | N | Output - transmission: gross forecast capex by PTRM asset class.
| 62. Forecast capital contributions – Type 1 – as incurred ($millions June 2026) (Transmission) | Output¦ PTRM (T) |  | N | Output - transmission: forecast type 1 (cash) capital contributions by PTRM asset class.
| 63. Forecast asset disposals – as incurred ($millions June 2026) (Transmission) | Output¦ PTRM (T) |  | N | Output - transmission: forecast asset disposals by PTRM asset class.
| 64. Forecast net capital expenditure – as incurred ($millions June 2026) (Transmission) | Output¦ PTRM (T) |  | N | Output - transmission: net forecast capex by PTRM asset class.
| 65. Forecast immediate expensing of capital expenditure – as incurred ($millions June 2026) (Transmission) | Output¦ PTRM (T) |  | N | Output - transmission: immediate expensing of capex by PTRM asset class.
| 66. RIN capex drivers: forecast capex ($000s June 2026) | Output¦ RIN |  | N | Output: forecast capex - including gifted assets - by RIN category.
| 67. AER categories: forecast capex ($000s June 2026) | Output¦ AER |  | N | Output: forecast capex by AER category.

## Input¦ Setup
CitiPower 2026-27
| AER Capex Forecast Model | Key: |  | Input | Formula - do not edit
| Input¦ Setup |  |  | AER draft decision
1. Business name |  |  |  | CitiPower
| 2. Financial years |  |  | 9. PTRM asset classes | Distribution or transmission
| 2019-20 |  | 1 | Subtransmission | Dx
| 2020-21 |  | 2 | Distribution system assets | Dx
| 2021-22 |  | 3 | SCADA/Network control | Dx
| 2022-23 |  | 4 | Non-network general assets - IT | Dx
| 2023-24 |  | 5 | Non-network general assets - Other | Dx
| 2024-25 |  | 6 | Land | Dx
| 2025-26 |  | 7 | Accelerated depreciation assets | Dx
| 2026-27 |  | 8 | in-house software | Dx
|  |  | 9 | Equity raising costs | Dx
|  |  | 10 | Concrete poles | Dx
| 3. RIN categories |  | 11 | ERP and billing systems | Dx
| Replacement |  | 12
| Augmentation |  | 13
| Connections |  | 14
| Non-network capex |  | 15
| Capitalised network overheads |  | 16
| Capitalised corporate overheads |  | 17
18
19
| 4. AER categories |  | 20
| Replacement |  | 21
| DER capex |  | 22
| Augmentation |  | 23
| Connections |  | 24
| ICT capex |  | 25
| Property capex |  | 26
| Fleet capex |  | 27
| Other non-network capex |  | 28
29
30
| 5. Months |  | 31
| June |  | 32
| December |  | 33
34
35
| 6. Overhead switch |  | 36
| Yes |  | 37
| No |  | 38
39
| 7. Distribution/transmission switch |  | 40
| Dx |  | 41
| Tx |  | 42
43
| 8. Overhead allocation method |  | 44
| Direct costs |  | 45
| Internal labour |  | 46
| DNSP defined |  | 47
48
49
50

## Input¦ Escalations
CitiPower 2026-27
| AER Capex Forecast Model |  | Key: | Input | Do not edit cell |  |  | Formula - do not edit |  |  | AER draft decision
Input¦ Escalations
10. Inflation table setup
|  |  | Year | Month
| First year of forecast regulatory control period (YYYY-YY) |  | 2026-27
| Base year for inputs |  | 2025-26 | June
| Base year for outputs |  | 2026 | June
| 11. Inflation |  | NOTE: please use a one year-lagged CPI series.
|  |  | 2020-21 | 2021-22 | 2022-23 | 2023-24 | 2024-25 | 2025-26 | 2026-27 | June 2026
| CPI year on year change (%) - lagged one year (actual/estimate) |  | 1.84% | 0.8606% | 3.498% | 7.832% | 4.052% | 2.425% | 2.55%
June 2026 estimate
| Cumulative Inflation Index |  | 1.0184 | 1.0272 | 1.0631 | 1.1464 | 1.1928 | 1.2217 | 1.2529
| Index: Nominal June to Real 2026 June |  | 1.1997 | 1.1894 | 1.1492 | 1.0657 | 1.0242 | 1 | 0.97513
Real 2025-26 June to Real 2026 June | bar: NOTE: please use a one year-lagged CPI series. June 2026
| 12. Forecast real price escalation |  | NOTE: please use a one year-lagged CPI series. 2020-21: NOTE: because you selected 2025-26 June for inputs, please ensure you enter 6-month escalations for 2026-27
[7 empty] | 2024-25 | 2025-26 | 2026-27 | 2027-28 | 2028-29 | 2029-30 | 2030-31
Annual escalation
| Internal labour | [5 empty] | 1.448% | 1.189% | 0.9151% | 0.9453% | 1.168% | 1.208% | 1.109%
Contract labour | bar: 2024-25 to 2030-31
Non-labour | bar: 2024-25 to 2030-31
Index
| Internal labour | 1 | 1 | 1 | 1 | 1 | 1.0145 | 1.0265 | 1.0359 | 1.0457 | 1.0579 | 1.0707 | 1.0826
| Contract labour | 1 | 1 | 1 | 1 | 1 | bar: 2024-25 to 2030-31
| Non-labour | 1 | 1 | 1 | 1 | 1 | bar: 2024-25 to 2030-31
Cumulative
| Internal labour |  | 0% | 0% | 0% | 0% | 1.448% | 2.654% | 3.593% | 4.573% | 5.794% | 7.072% | 8.259%
| Contract labour |  | 0% | 0% | 0% | 0% | bar: 2024-25 to 2030-31
| Non-labour |  | 0% | 0% | 0% | 0% | bar: 2024-25 to 2030-31
Note: the grey cells below the enable conditional formatting in table 12. Do not delete.
|  |  | 1 | 1 | 1
|  |  | 0 | 0 | 0 | 0

## Input¦ Projects
CitiPower 2026-27
|  | AER Capex Forecast Model | Sheet Validation | 0 |  |  | Key: | Input | Input - optional | Formula - do not edit | AER draft decision
Input¦ Projects
[7 empty] | Total annual direct costs excl. type 2 capcons, unescalated (note: please include type 1 capital contributions as defined in table 24 and rebates where applicable) | [6 empty] | Total annual type 1 capital contributions, direct costs, unescalated (note: see table 24 for definitions of type 1 and 2 capcons) | [12 empty] | 0 | 0
[7 empty] | 0 | 0 | 271172.4319 | 277773.0137 | 248231.2098 | 202859.683 | 208944.2555 | 0 | 0 | 95919.4436 | 94967.7037 | 91271.6289 | 90569.1138 | 94734.9841 | [6 empty] | NOTE: fill in table only if you select 'DNSP defined' overhead allocation in table 35 | [10 empty] | 1 | 2 | 3 | 4 | 5 | 6 | 7 | 8 | 9 | 10 | 11 | 12 | 13 | 14 | 15 | 16 | 17 | 18 | 19 | 20 | 21 | 22 | 23 | 24 | 25 | 26 | 27 | 28 | 29 | 30 | 31 | 32 | 33 | 34 | 35 | 36 | 37 | 38 | 39 | 40 | 41 | 42 | 43 | 44 | 45 | 46 | 47 | 48 | 49 | 50
|  | 13. Project Details |  |  | 14. RIN and optional DNSP mapping categories |  | 15. Unescalated direct costs (excluding type 2 capital contributions) ($'000s 2025-26 June) | [6 empty] | 16. Type 1 capital contributions included in table 15 ($'000s 2025-26 June) | [6 empty] | 17. Cost components as % of direct costs |  |  |  | 18. Capitalised overheads allocation |  | 19. Allocation of capitalised overheads - DNSP defined |  | 20. AER categories as % of direct costs (i.e. total costs reported in table 15, excluding capitalised overheads) | [8 empty] | 1: 21. PTRM asset classes as % of direct costs (i.e. total costs reported in table 15, excluding capitalised overheads)
[24 empty] | 0 |  |  | % of total capitalised overheads allocated to project: | [9 empty] | 0 | [50 empty] | 0 | bar: 1 to 11
|  | Project/Program Inputs | Unique ID |  | RIN categories | DNSP category (free-fill) | 2024-25 | 2025-26 | 2026-27 | 2027-28 | 2028-29 | 2029-30 | 2030-31 | 2024-25 | 2025-26 | 2026-27 | 2027-28 | 2028-29 | 2029-30 | 2030-31 | Internal labour | Contract labour | Non-labour |  | Network Overheads Applies | Corporate Overheads Applies | % of total network overheads | % of total corporate overheads | Replacement | DER capex | Augmentation | Connections | ICT capex | Property capex | Fleet capex | Other non-network capex |  | Subtransmission | Distribution system assets | SCADA/Network control | Non-network general assets - IT | Non-network general assets - Other | Land | Accelerated depreciation assets | in-house software | Equity raising costs | Concrete poles | ERP and billing systems
| 1 | LV pole replacement | 1 |  | Replacement | Replacement |  |  | 3319.4471 | 3318.4768 | 3317.2735 | 3315.87 | 3314.5384 |  |  | 0 | 0 | 0 | 0 | 0 | 0% | 59.83% | 40.17% |  | Yes | No |  |  | 100% | 0% | 0% |  | 0% |  | 0% |  |  | 13% | 87% | 0% | 0% | 0% | 0%
| 2 | HV pole replacement | 2 |  | Replacement | Replacement |  |  | 1480.5932 | 1480.1604 | 1479.6237 | 1478.9977 | 1478.4037 |  |  | 0 | 0 | 0 | 0 | 0 | 0% | 59.83% | 40.17% |  | Yes | No |  |  | 100% | 0% | 0% |  | 0% |  | 0% |  |  | 13% | 87% | 0% | 0% | 0% | 0%
| 3 | LV pole top replacement | 3 |  | Replacement | Replacement |  |  | 4761.3883 | 4281.511 | 4248.416 | 3498.263 | 3956.077 |  |  | 0 | 0 | 0 | 0 | 0 | 0% | 59.83% | 40.17% |  | Yes | No |  |  | 100% | 0% | 0% |  | 0% |  | 0% |  |  | 13% | 87% | 0% | 0% | 0% | 0%
| 4 | HV pole top replacement | 4 |  | Replacement | Replacement |  |  | 1788.7031 | 1293.7368 | 1503.4683 | 1461.522 | 1344.0724 |  |  | 0 | 0 | 0 | 0 | 0 | 0% | 59.83% | 40.17% |  | Yes | No |  |  | 100% | 0% | 0% |  | 0% |  | 0% |  |  | 13% | 87% | 0% | 0% | 0% | 0%
| 5 | Unplanned line maintenance | 5 |  | Replacement | Replacement |  |  | 94.6567 | 94.6567 | 94.6567 | 94.6567 | 94.6567 |  |  | 0 | 0 | 0 | 0 | 0 | 0% | 59.83% | 40.17% |  | Yes | No |  |  | 100% | 0% | 0% |  | 0% |  | 0% |  |  | 13% | 87% | 0% | 0% | 0% | 0%
| 6 | Pole reinforcement | 6 |  | Replacement | Replacement |  |  | 345.234 | 345.234 | 345.234 | 345.234 | 345.234 |  |  | 0 | 0 | 0 | 0 | 0 | 0% | 59.83% | 40.17% |  | Yes | No |  |  | 100% | 0% | 0% |  | 0% |  | 0% |  |  | 13% | 87% | 0% | 0% | 0% | 0%
| 7 | Corrective HV cable replacement | 7 |  | Replacement | Replacement |  |  | 2847.237 | 2847.237 | 2847.237 | 2847.237 | 2847.237 |  |  | 0 | 0 | 0 | 0 | 0 | 0% | 59.83% | 40.17% |  | Yes | No |  |  | 100% | 0% | 0% |  | 0% |  | 0% |  |  | 13% | 87% | 0% | 0% | 0% | 0%
| 8 | Risk-based HV cable replacement | 8 |  | Replacement | Replacement |  |  | 0 | 0 | 0 | 0 | 0 |  |  | 0 | 0 | 0 | 0 | 0 | 0% | 59.83% | 40.17% |  | Yes | No |  |  | 100% | 0% | 0% |  | 0% |  | 0% |  |  | 13% | 87% | 0% | 0% | 0% | 0%
| 9 | Risk-based HV UG cabus box replacement | 9 |  | Replacement | Replacement |  |  | 2081.1466 | 2081.1466 | 2081.1466 | 2081.1466 | 2081.1466 |  |  | 0 | 0 | 0 | 0 | 0 | 0% | 59.83% | 40.17% |  | Yes | No |  |  | 100% | 0% | 0% |  | 0% |  | 0% |  |  | 13% | 87% | 0% | 0% | 0% | 0%
| 10 | Corrective LV cable replacement | 10 |  | Replacement | Replacement |  |  | 935.6888 | 935.6888 | 935.6888 | 935.6888 | 935.6888 |  |  | 0 | 0 | 0 | 0 | 0 | 0% | 59.83% | 40.17% |  | Yes | No |  |  | 100% | 0% | 0% |  | 0% |  | 0% |  |  | 13% | 87% | 0% | 0% | 0% | 0%
| 11 | Service lines | 11 |  | Replacement | Replacement |  |  | 595.278 | 587.7198 | 604.3479 | 528.7656 | 583.1848 |  |  | 0 | 0 | 0 | 0 | 0 | 0% | 59.83% | 40.17% |  | Yes | No |  |  | 100% | 0% | 0% |  | 0% |  | 0% |  |  | 13% | 87% | 0% | 0% | 0% | 0%
| 12 | ZSS transformer replacement | 12 |  | Replacement | Replacement |  |  | 1550.8818 | 775.4409 | 655.6934 | 1880.2525 | 1137.7315 |  |  | 0 | 0 | 0 | 0 | 0 | 0% | 59.83% | 40.17% |  | Yes | No |  |  | 100% | 0% | 0% |  | 0% |  | 0% |  |  | 11.7% | 78.3% | 10% | 0% | 0% | 0%
| 13 | Transformer refurbishment | 13 |  | Replacement | Replacement |  |  | 589.8437 | 589.8437 | 589.8437 | 589.8437 | 0 |  |  | 0 | 0 | 0 | 0 | 0 | 0% | 59.83% | 40.17% |  | Yes | No |  |  | 100% | 0% | 0% |  | 0% |  | 0% |  |  | 13% | 87% | 0% | 0% | 0% | 0%
| 14 | Minor station works | 14 |  | Replacement | Replacement |  |  | 222.5825 | 222.5825 | 222.5825 | 222.5825 | 222.5825 |  |  | 0 | 0 | 0 | 0 | 0 | 0% | 59.83% | 40.17% |  | Yes | No |  |  | 100% | 0% | 0% |  | 0% |  | 0% |  |  | 13% | 87% | 0% | 0% | 0% | 0%
| 15 | Defective indoor transformer replacement | 15 |  | Replacement | Replacement |  |  | 1831.2748 | 1831.2748 | 1831.2748 | 1831.2748 | 1831.2748 |  |  | 0 | 0 | 0 | 0 | 0 | 0% | 59.83% | 40.17% |  | Yes | No |  |  | 100% | 0% | 0% |  | 0% |  | 0% |  |  | 12.88% | 86.18% | 0.9371% | 0% | 0% | 0%
| 16 | Defective kiosk transformer replacement | 16 |  | Replacement | Replacement |  |  | 839.6119 | 839.6119 | 839.6119 | 839.6119 | 839.6119 |  |  | 0 | 0 | 0 | 0 | 0 | 0% | 59.83% | 40.17% |  | Yes | No |  |  | 100% | 0% | 0% |  | 0% |  | 0% |  |  | 13% | 87% | 0% | 0% | 0% | 0%
| 17 | Other distribution works | 17 |  | Replacement | Replacement |  |  | 522.83 | 521.9948 | 521.7013 | 521.9626 | 522.9307 |  |  | 0 | 0 | 0 | 0 | 0 | 0% | 59.83% | 40.17% |  | Yes | No |  |  | 100% | 0% | 0% |  | 0% |  | 0% |  |  | 13% | 87% | 0% | 0% | 0% | 0%
| 18 | Defective ground transformer replacement | 18 |  | Replacement | Replacement |  |  | 205.9137 | 205.9137 | 205.9137 | 205.9137 | 205.9137 |  |  | 0 | 0 | 0 | 0 | 0 | 0% | 59.83% | 40.17% |  | Yes | No |  |  | 100% | 0% | 0% |  | 0% |  | 0% |  |  | 13% | 87% | 0% | 0% | 0% | 0%
| 19 | ZSS switchboard replacement | 19 |  | Replacement | Replacement |  |  | 5550.0486 | 5766.8676 | 4070.2788 | 2695.9501 | 1314.0237 |  |  | 0 | 0 | 0 | 0 | 0 | 0% | 59.83% | 40.17% |  | Yes | No |  |  | 100% | 0% | 0% |  | 0% |  | 0% |  |  | 8.865% | 59.33% | 31.81% | 0% | 0% | 0%
| 20 | Inoperable RMUs | 20 |  | Replacement | Replacement |  |  | 0 | 0 | 0 | 0 | 0 |  |  | 0 | 0 | 0 | 0 | 0 | 0% | 59.83% | 40.17% |  | Yes | No |  |  | 100% | 0% | 0% |  | 0% |  | 0% |  |  | 13% | 87% | 0% | 0% | 0% | 0%
| 21 | Defective switches | 21 |  | Replacement | Replacement |  |  | 2948.2317 | 2583.046 | 2524.795 | 2603.5259 | 2631.1912 |  |  | 0 | 0 | 0 | 0 | 0 | 0% | 59.83% | 40.17% |  | Yes | No |  |  | 100% | 0% | 0% |  | 0% |  | 0% |  |  | 12.97% | 86.83% | 0.1953% | 0% | 0% | 0%
| 22 | CRO switch program | 22 |  | Replacement | Replacement |  |  | 1146.3 | 1146.3 | 1146.3 | 1146.3 | 1146.3 |  |  | 0 | 0 | 0 | 0 | 0 | 0% | 59.83% | 40.17% |  | Yes | No |  |  | 100% | 0% | 0% |  | 0% |  | 0% |  |  | 13% | 87% | 0% | 0% | 0% | 0%
| 23 | Defective fuses, surge diverters and ACRs | 23 |  | Replacement | Replacement |  |  | 243.3539 | 243.3539 | 243.3539 | 243.3539 | 243.3539 |  |  | 0 | 0 | 0 | 0 | 0 | 0% | 59.83% | 40.17% |  | Yes | No |  |  | 100% | 0% | 0% |  | 0% |  | 0% |  |  | 12.94% | 86.6% | 0.4554% | 0% | 0% | 0%
| 24 | Relay replacements | 24 |  | Replacement | Replacement |  |  | 3179.8274 | 5595.1071 | 0 | 0 | 0 |  |  | 0 | 0 | 0 | 0 | 0 | 0% | 59.83% | 40.17% |  | Yes | No |  |  | 100% | 0% | 0% |  | 0% |  | 0% |  |  | 0% | 0% | 100% | 0% | 0% | 0%
| 25 | Secondary defects, batteries and chargers | 25 |  | Replacement | Replacement |  |  | 687.8913 | 687.8913 | 687.8913 | 687.8913 | 687.8913 |  |  | 0 | 0 | 0 | 0 | 0 | 0% | 59.83% | 40.17% |  | Yes | No |  |  | 100% | 0% | 0% |  | 0% |  | 0% |  |  | 0% | 0% | 100% | 0% | 0% | 0%
| 26 | Underground pits and pillars | 26 |  | Replacement | Replacement |  |  | 2152.938 | 2165.3288 | 2183.9151 | 2196.3059 | 2214.8921 |  |  | 0 | 0 | 0 | 0 | 0 | 0% | 59.83% | 40.17% |  | Yes | No |  |  | 100% | 0% | 0% |  | 0% |  | 0% |  |  | 13% | 87% | 0% | 0% | 0% | 0%
| 27 | Environmental | 27 |  | Replacement | Replacement |  |  | 792.8553 | 792.8553 | 792.8553 | 792.8553 | 792.8553 |  |  | 0 | 0 | 0 | 0 | 0 | 0% | 59.83% | 40.17% |  | Yes | No |  |  | 100% | 0% | 0% |  | 0% |  | 0% |  |  | 13% | 87% | 0% | 0% | 0% | 0%
| 28 | Miscellaneous plant and station | 28 |  | Replacement | Replacement |  |  | 622.3661 | 704.2225 | 703.8485 | 662.7361 | 622.5128 |  |  | 0 | 0 | 0 | 0 | 0 | 0% | 59.83% | 40.17% |  | Yes | No |  |  | 100% | 0% | 0% |  | 0% |  | 0% |  |  | 13% | 87% | 0% | 0% | 0% | 0%
| 29 | Innovation fund | 29 |  | Replacement | Replacement |  |  | 104.6072 | 104.6072 | 69.7381 | 69.7381 | 69.7381 |  |  | 0 | 0 | 0 | 0 | 0 | 0% | 59.83% | 40.17% |  | Yes | No |  |  | 100% | 0% | 0% |  | 0% |  | 0% |  |  | 13% | 87% | 0% | 0% | 0% | 0%
| 30 | Concrete Poles | 30 |  | Replacement | Replacement |  |  | 267.6889 | 269.092 | 270.8319 | 272.8614 | 274.7871 |  |  | 0 | 0 | 0 | 0 | 0 | 0% | 59.83% | 40.17% |  | Yes | No |  |  | 100% | 0% | 0% |  | 0% |  | 0% |  |  | 0% | 0% | 0% | 0% | 0% | 0% |  |  |  | 100%
| 31 | Communications | 31 |  | Augmentation | Augmentation |  |  | 684.0281 | 1072.9658 | 1318.7737 | 634.7456 | 245.8079 |  |  | 0 | 0 | 0 | 0 | 0 | 0% | 38.31% | 61.69% |  | Yes | No |  |  | 0% | 0% | 100% |  | 0% |  | 0% |  |  | 0% | 0% | 100% | 0% | 0% | 0%
| 32 | HV feeder program | 32 |  | Augmentation | Augmentation |  |  | 2630.744 | 3293.4958 | 1253.527 | 1620.7882 | 116.8358 |  |  | 0 | 0 | 0 | 0 | 0 | 0% | 38.31% | 61.69% |  | Yes | No |  |  | 0% | 0% | 100% |  | 0% |  | 0% |  |  | 13% | 87% | 0% | 0% | 0% | 0%
| 33 | System security | 33 |  | Augmentation | Augmentation |  |  | 4325.1686 | 1669.369 | 2782.2816 | 2782.2816 | 2225.8253 |  |  | 0 | 0 | 0 | 0 | 0 | 0% | 38.31% | 61.69% |  | Yes | No |  |  | 0% | 0% | 100% |  | 0% |  | 0% |  |  | 3.554% | 23.79% | 72.66% | 0% | 0% | 0%
| 34 | Metering | 34 |  | Augmentation | Augmentation |  |  | 103.55 | 105.3 | 107.23 | 109.31 | 111.5 |  |  | 0 | 0 | 0 | 0 | 0 | 0% | 38.31% | 61.69% |  | Yes | No |  |  | 0% | 0% | 100% |  | 0% |  | 0% |  |  | 0% | 0% | 100% | 0% | 0% | 0%
| 35 | ZSS capacity upgrades | 35 |  | Augmentation | Augmentation |  |  | 0 | 0 | 0 | 0 | 13927.2065 |  |  | 0 | 0 | 0 | 0 | 0 | 0% | 38.31% | 61.69% |  | Yes | No |  |  | 0% | 0% | 100% |  | 0% |  | 0% |  |  | 13% | 87% | 0% | 0% | 0% | 0%
| 36 | Customer-driven electrification | 36 |  | Augmentation | Augmentation |  |  | 430.0559 | 558.8396 | 1088.1888 | 1215.1471 | 1370.7481 |  |  | 0 | 0 | 0 | 0 | 0 | 0% | 38.31% | 61.69% |  | Yes | No |  |  | 0% | 0% | 100% |  | 0% |  | 0% |  |  | 13% | 87% | 0% | 0% | 0% | 0%
| 37 | CBD security of supply | 37 |  | Augmentation | Augmentation |  |  | 8813.0076 | 10316.484 | 0 | 0 | 0 |  |  | 0 | 0 | 0 | 0 | 0 | 0% | 38.31% | 61.69% |  | Yes | No |  |  | 0% | 0% | 100% |  | 0% |  | 0% |  |  | 13% | 87% | 0% | 0% | 0% | 0%
| 38 | Brunswick modernisation program | 38 |  | Augmentation | Augmentation |  |  | 26876.8404 | 19474.8584 | 0 | 0 | 0 |  |  | 0 | 0 | 0 | 0 | 0 | 0% | 38.31% | 61.69% |  | Yes | No |  |  | 0% | 0% | 100% |  | 0% |  | 0% |  |  | 13% | 87% | 0% | 0% | 0% | 0%
| 39 | Asset relocations | 39 |  | Augmentation | Augmentation |  |  | 1003.0373 | 1003.0373 | 1003.0373 | 1003.0373 | 1003.0373 |  |  | 0 | 0 | 0 | 0 | 0 | 0% | 38.31% | 61.69% |  | Yes | No |  |  | 0% | 0% | 100% |  | 0% |  | 0% |  |  | 13% | 87% | 0% | 0% | 0% | 0%
| 40 | Network innovation | 40 |  | Augmentation | Augmentation |  |  | 104.6072 | 104.6072 | 69.7381 | 69.7381 | 69.7381 |  |  | 0 | 0 | 0 | 0 | 0 | 0% | 38.31% | 61.69% |  | Yes | No |  |  | 0% | 0% | 100% |  | 0% |  | 0% |  |  | 13% | 87% | 0% | 0% | 0% | 0%
| 41 | Operational technology | 41 |  | Augmentation | Augmentation |  |  | 1072.9876 | 1072.9876 | 1072.9876 | 1072.9876 | 1072.9876 |  |  | 0 | 0 | 0 | 0 | 0 | 0% | 38.31% | 61.69% |  | Yes | No |  |  | 0% | 0% | 100% |  | 0% |  | 0% |  |  | 0% | 0% | 100% | 0% | 0% | 0%
| 42 | Fishermans Bend modernisation | 42 |  | Augmentation | Augmentation |  |  | 0 | 2488.8616 | 2488.8616 | 0 | 0 |  |  | 0 | 0 | 0 | 0 | 0 | 0% | 38.31% | 61.69% |  | Yes | No |  |  | 0% | 0% | 100% |  | 0% |  | 0% |  |  | 13% | 87% | 0% | 0% | 0% | 0%
| 43 | Residential simple connection LV | 43 |  | Connections | Connections |  |  | 0 | 0 | 0 | 0 | 0 |  |  | 0 | 0 | 0 | 0 | 0 | 0% | 32% | 68% |  | Yes | No |  |  | 0% | 0% | 0% | 100% | 0% | 0% | 0% | 0% |  | 9% | 91% | 0% | 0% | 0% | 0% | 0% | 0% | 0%
| 44 | Residential complex connection LV | 44 |  | Connections | Connections |  |  | 43659.6164 | 41662.8591 | 37547.6261 | 36182.6486 | 38013.5811 |  |  | 24429.9226 | 23312.6286 | 21009.9326 | 20246.1537 | 21270.6597 | 0% | 32% | 68% |  | Yes | No |  |  | 0% | 0% | 0% | 100% | 0% | 0% | 0% | 0% |  | 9% | 91% | 0% | 0% | 0% | 0% | 0% | 0% | 0%
| 45 | Residential complex connection HV | 45 |  | Connections | Connections |  |  | 45782.146 | 43688.3155 | 39373.0188 | 37941.6824 | 39861.6264 |  |  | 27535.3454 | 26276.026 | 23680.6216 | 22819.7545 | 23974.4911 | 0% | 32% | 68% |  | Yes | No |  |  | 0% | 0% | 0% | 100% | 0% | 0% | 0% | 0% |  | 9% | 91% | 0% | 0% | 0% | 0% | 0% | 0% | 0%
| 46 | Commercial/Industrial simple connection LV | 46 |  | Connections | Connections |  |  | 3438.6713 | 3541.6308 | 3635.7032 | 3710.7836 | 3866.2564 |  |  | 1399.5776 | 1441.4833 | 1479.7718 | 1510.3304 | 1573.6095 | 0% | 32% | 68% |  | Yes | No |  |  | 0% | 0% | 0% | 100% | 0% | 0% | 0% | 0% |  | 9% | 91% | 0% | 0% | 0% | 0% | 0% | 0% | 0%
| 47 | Commercial/Industrial complex connection HV (customer connected at LV, minor HV works) | 47 |  | Connections | Connections |  |  | 34934.6057 | 35980.6052 | 36936.3176 | 37699.085 | 39278.5845 |  |  | 34934.6057 | 35980.6052 | 36936.3176 | 37699.085 | 39278.5845 | 0% | 32% | 68% |  | Yes | No |  |  | 0% | 0% | 0% | 100% | 0% | 0% | 0% | 0% |  | 9% | 91% | 0% | 0% | 0% | 0% | 0% | 0% | 0%
| 48 | Commercial/Industrial complex connection HV (customer connected at LV, upstream asset works) | 48 |  | Connections | Connections |  |  | 11370.3724 | 11710.82 | 12021.8814 | 12270.1438 | 12784.2328 |  |  | 6850.1897 | 7055.2956 | 7242.6975 | 7392.2656 | 7701.9834 | 0% | 32% | 68% |  | Yes | No |  |  | 0% | 0% | 0% | 100% | 0% | 0% | 0% | 0% |  | 9% | 91% | 0% | 0% | 0% | 0% | 0% | 0% | 0%
| 49 | Commercial/Industrial complex connection HV (customer connected at HV) | 49 |  | Connections | Connections |  |  | 756.6135 | 779.2677 | 799.9666 | 816.4866 | 850.6954 |  |  | 754.9043 | 777.5074 | 798.1595 | 814.6422 | 848.7737 | 0% | 32% | 68% |  | Yes | No |  |  | 0% | 0% | 0% | 100% | 0% | 0% | 0% | 0% |  | 9% | 91% | 0% | 0% | 0% | 0% | 0% | 0% | 0%
| 50 | Commercial/Industrial complex connection sub-transmission | 50 |  | Connections | Connections |  |  | 0 | 0 | 0 | 0 | 0 |  |  | 0 | 0 | 0 | 0 | 0 | 0% | 32% | 68% |  | Yes | No |  |  | 0% | 0% | 0% | 100% | 0% | 0% | 0% | 0% |  | 9% | 91% | 0% | 0% | 0% | 0% | 0% | 0% | 0%
| 51 | Subdivision complex connection LV | 51 |  | Connections | Connections |  |  | 0 | 0 | 0 | 0 | 0 |  |  | 0 | 0 | 0 | 0 | 0 | 0% | 32% | 68% |  | Yes | No |  |  | 0% | 0% | 0% | 100% | 0% | 0% | 0% | 0% |  | 9% | 91% | 0% | 0% | 0% | 0% | 0% | 0% | 0%
| 52 | Subdivision complex connection HV (no upstream asset works) | 52 |  | Connections | Connections |  |  | 0 | 0 | 0 | 0 | 0 |  |  | 0 | 0 | 0 | 0 | 0 | 0% | 32% | 68% |  | Yes | No |  |  | 0% | 0% | 0% | 100% | 0% | 0% | 0% | 0% |  | 9% | 91% | 0% | 0% | 0% | 0% | 0% | 0% | 0%
| 53 | Subdivision complex connection HV (with upstream asset works) | 53 |  | Connections | Connections |  |  | 0 | 0 | 0 | 0 | 0 |  |  | 0 | 0 | 0 | 0 | 0 | 0% | 32% | 68% |  | Yes | No |  |  | 0% | 0% | 0% | 100% | 0% | 0% | 0% | 0% |  | 9% | 91% | 0% | 0% | 0% | 0% | 0% | 0% | 0%
| 54 | Embedded generation simple connection LV | 54 |  | Connections | Connections |  |  | 14.8982 | 124.1576 | 124.1284 | 86.8826 | 86.8822 |  |  | 14.8982 | 124.1576 | 124.1284 | 86.8826 | 86.8822 | 0% | 32% | 68% |  | Yes | No |  |  | 0% | 0% | 0% | 100% | 0% | 0% | 0% | 0% |  | 9% | 91% | 0% | 0% | 0% | 0% | 0% | 0% | 0%
| 55 | Embedded generation complex connection HV (small capacity) | 55 |  | Connections | Connections |  |  | 0 | 0 | 0 | 0 | 0 |  |  | 0 | 0 | 0 | 0 | 0 | 0% | 32% | 68% |  | Yes | No |  |  | 0% | 0% | 0% | 100% | 0% | 0% | 0% | 0% |  | 9% | 91% | 0% | 0% | 0% | 0% | 0% | 0% | 0%
| 56 | Embedded generation complex connection HV (large capacity) | 56 |  | Connections | Connections |  |  | 0 | 0 | 0 | 0 | 0 |  |  | 0 | 0 | 0 | 0 | 0 | 0% | 32% | 68% |  | Yes | No |  |  | 0% | 0% | 0% | 100% | 0% | 0% | 0% | 0% |  | 9% | 91% | 0% | 0% | 0% | 0% | 0% | 0% | 0%
| 57 | Grid connected batteries | 57 |  | Connections | Connections |  |  | 0 | 0 | 0 | 0 | 0 |  |  | 0 | 0 | 0 | 0 | 0 | 0% | 32% | 68% |  | Yes | No |  |  | 0% | 0% | 0% | 100% | 0% | 0% | 0% | 0% |  | 9% | 91% | 0% | 0% | 0% | 0% | 0% | 0% | 0%
| 58 | Data centres | 58 |  | Connections | Connections |  |  | 0 | 0 | 0 | 0 | 0 |  |  | 0 | 0 | 0 | 0 | 0 | 0% | 32% | 68% |  | Yes | No |  |  | 0% | 0% | 0% | 100% | 0% | 0% | 0% | 0% |  | 9% | 91% | 0% | 0% | 0% | 0% | 0% | 0% | 0%
| 59 | Market systems | 59 |  | Non-network capex | IT |  |  | 3379.7178 | 217.1973 | 0 | 0 | 2859.4206 |  |  | 0 | 0 | 0 | 0 | 0 | 94.79% | 0% | 5.207% |  | No | No | [6 empty] | 100% | [7 empty] | 20% | 0% | 0% | 0% | 80%
| 60 | End user device management | 60 |  | Non-network capex | IT |  |  | 1492.2644 | 1160.2909 | 1661.9994 | 2300.4681 | 1759.3846 |  |  | 0 | 0 | 0 | 0 | 0 | 16.04% | 83.96% | 0% |  | No | No | [6 empty] | 100% | [7 empty] | 20% | 0% | 0% | 0% | 80%
| 61 | EMS | 61 |  | Non-network capex | IT |  |  | 2361.1448 | 1177.8989 | 1433.2183 | 1114.486 | 938.0569 |  |  | 0 | 0 | 0 | 0 | 0 | 55.43% | 27.73% | 16.85% |  | No | No | [6 empty] | 100% | [7 empty] | 20% | 0% | 0% | 0% | 80%
| 62 | Facilities security | 62 |  | Non-network capex | IT |  |  | 0 | 0 | 0 | 0 | 0 |  |  | 0 | 0 | 0 | 0 | 0 | 33.11% | 0% | 66.89% |  | No | No | [6 empty] | 100% | [7 empty] | 20% | 0% | 0% | 0% | 80%
| 63 | Cyber security | 63 |  | Non-network capex | IT |  |  | 1041.6881 | 1316.1791 | 1183.0088 | 964.0142 | 708.8758 |  |  | 0 | 0 | 0 | 0 | 0 | 73.84% | 5.497% | 20.66% |  | No | No | [6 empty] | 100% | [7 empty] | 20% | 0% | 0% | 0% | 80%
| 64 | ERP & billing systems | 64 |  | Non-network capex | IT |  |  | 4716.5163 | 9644.4831 | 6382.1256 | 6108.5309 | 2485.3113 |  |  | 0 | 0 | 0 | 0 | 0 | 48.97% | 12.13% | 38.9% |  | No | No | [6 empty] | 100% | [7 empty] | 0% | 0% | 0% | 0% | 0% |  |  | 100%
| 65 | Market compliance | 65 |  | Non-network capex | IT |  |  | 967.2155 | 967.2155 | 967.2155 | 967.2155 | 967.2155 |  |  | 0 | 0 | 0 | 0 | 0 | 93% | 6% | 1% |  | No | No | [6 empty] | 100% | [7 empty] | 20% | 0% | 0% | 0% | 80%
| 66 | Customer enablement | 66 |  | Non-network capex | IT |  |  | 379.9818 | 196.852 | 3505.6748 | 166.9369 | 0 |  |  | 0 | 0 | 0 | 0 | 0 | 100% | 0% | 0% |  | No | No | [6 empty] | 100% | [7 empty] | 20% | 0% | 0% | 0% | 80%
| 67 | Telephony | 67 |  | Non-network capex | IT |  |  | 177.5382 | 984.4108 | 381.2176 | 279.5018 | 46.7083 |  |  | 0 | 0 | 0 | 0 | 0 | 28.85% | 63.34% | 7.813% |  | No | No | [6 empty] | 100% | [7 empty] | 20% | 0% | 0% | 0% | 80%
| 68 | Network management | 68 |  | Non-network capex | IT |  |  | 3152.8531 | 2981.4609 | 2626.2034 | 4006.4324 | 2913.9358 |  |  | 0 | 0 | 0 | 0 | 0 | 70.63% | 20.08% | 9.289% |  | No | No | [6 empty] | 100% | [7 empty] | 20% | 0% | 0% | 0% | 80%
| 69 | Infrastructure refresh | 69 |  | Non-network capex | IT |  |  | 4831.1072 | 2975.5787 | 2641.3501 | 1828.1671 | 1229.697 |  |  | 0 | 0 | 0 | 0 | 0 | 61.35% | 0% | 38.65% |  | No | No | [6 empty] | 100% | [7 empty] | 20% | 0% | 0% | 0% | 80%
| 70 | Market interface technology enhancements | 70 |  | Non-network capex | IT |  |  | 145.1349 | 6566.0488 | 1906.5262 | 1066.9672 | 0 |  |  | 0 | 0 | 0 | 0 | 0 | 69% | 7.212% | 23.79% |  | No | No | [6 empty] | 100% | [7 empty] | 20% | 0% | 0% | 0% | 80%
| 71 | Flexible trading arrangements | 71 |  | Non-network capex | IT |  |  | 545.269 | 0 | 0 | 0 | 0 |  |  | 0 | 0 | 0 | 0 | 0 | 62% | 38% | 0% |  | No | No | [6 empty] | 100% | [7 empty] | 20% | 0% | 0% | 0% | 80%
| 72 | Network data visibility | 72 |  | Non-network capex | CER IT |  |  | 0 | 0 | 0 | 0 | 0 |  |  | 0 | 0 | 0 | 0 | 0 | 100% | 0% | 0% |  | No | No |  |  |  | 100% | [10 empty] | 100%
| 73 | Flexible services | 73 |  | Non-network capex | CER IT |  |  | 3120.3353 | 1259.9003 | 1355.1198 | 2235.2351 | 1147.7399 |  |  | 0 | 0 | 0 | 0 | 0 | 78.73% | 3.076% | 18.2% |  | No | No |  |  |  | 100% | [10 empty] | 100%
| 74 | Non-network procurement platform | 74 |  | Non-network capex | CER IT |  |  | 0 | 0 | 0 | 0 | 0 |  |  | 0 | 0 | 0 | 0 | 0 | 41.33% | 0% | 58.67% |  | No | No |  |  |  | 100% | [10 empty] | 100%
| 75 | CER integration: IT | 75 |  | Non-network capex | CER IT |  |  | 0 | 0 | 0 | 0 | 0 |  |  | 0 | 0 | 0 | 0 | 0 | 73.35% | 1.025% | 25.62% |  | No | No |  |  |  | 100% | [7 empty] | 0% | 0% |  | 100%
| 76 | CER integration: Augmentation | 76 |  | Augmentation | CER Augmentation |  |  | 1.1129e-07 | 0 | 0 | 0 | 0 |  |  | 0 | 0 | 0 | 0 | 0 | 38.31% | 0% | 61.69% |  | Yes | No |  |  | 0% | 100% | 0% |  | 0% |  | 0% |  |  | 13% | 87% | 0% | 0% | 0% | 0%
| 77 | Fleet | 77 |  | Non-network capex | Fleet |  |  | 6765.9102 | 4632.7604 | 2639.7749 | 3308.9721 | 3396.511 |  |  | 0 | 0 | 0 | 0 | 0 | 0% | 20% | 80% |  | No | No | [8 empty] | 100% | [6 empty] | 100%
| 78 | Tools | 78 |  | Non-network capex | Tools |  |  | 1376.1241 | 1376.1241 | 1376.1241 | 1376.1241 | 1376.1241 |  |  | 0 | 0 | 0 | 0 | 0 | 0% | 20% | 80% |  | No | No | [9 empty] | 100% | [5 empty] | 100%
| 79 | Property recurrent expenditure | 79 |  | Non-network capex | Property |  |  | 2911.2217 | 1358.6533 | 3027.1375 | 1025.8373 | 2491.8991 |  |  | 0 | 0 | 0 | 0 | 0 | 9.163% | 20% | 70.84% |  | No | No | [7 empty] | 100% | [7 empty] | 100%
| 80 | Training facility development | 80 |  | Non-network capex | Property |  |  | 6099.0395 | 3366.1156 | 0 | 0 | 0 |  |  | 0 | 0 | 0 | 0 | 0 | 0% | 16.03% | 83.97% |  | No | No | [7 empty] | 100% | [7 empty] | 100%
| 81 | Head office refurbishment | 81 |  | Non-network capex | Property |  |  | 0 | 0 | 2066.4291 | 4844.705 | 0 |  |  | 0 | 0 | 0 | 0 | 0 | 0% | 38.2% | 61.8% |  | No | No | [7 empty] | 100% | [7 empty] | 100%
| 82 | Burnley depot redevelopment | 82 |  | Non-network capex | Property |  |  | 0 | 16632.4795 | 38437.295 | 0 | 0 |  |  | 0 | 0 | 0 | 0 | 0 | 0% | 29.97% | 70.03% |  | No | No | [7 empty] | 100% | [7 empty] | 100%
83
84
85
86
87
88
89
90
91
92
93
94
95
96
97
98
99
100
101
102
103
104
105
106
107
108
109
110
111
112
113
114
115
116
117
118
119
120
121
122
123
124
125
126
127
128
129
130
131
132
133
134
135
136
137
138
139
140
141
142
143
144
145
146
147
148
149
150
151
152
153
154
155
156
157
158
159
160
161
162
163
164
165
166
167
168
169
170
171
172
173
174
175
176
177
178
179
180
181
182
183
184
185
186
187
188
189
190
191
192
193
194
195
196
197
198
199
200
201
202
203
204
205
206
207
208
209
210
211
212
213
214
215
216
217
218
219
220
221
222
223
224
225
226
227
228
229
230
231
232
233
234
235
236
237
238
239
240
241
242
243
244
245
246
247
248
249
250
251
252
253
254
255
256
257
258
259
260
261
262
263
264
265
266
267
268
269
270
271
272
273
274
275
276
277
278
279
280
281
282
283
284
285
286
287
288
289
290
291
292
293
294
295
296
297
298
299
300
301
302
303
304
305
306
307
308
309
310
311
312
313
314
315
316
317
318
319
320
321
322
323
324
325
326
327
328
329
330
331
332
333
334
335
336
337
338
339
340
341
342
343
344
345
346
347
348
349
350
351
352
353
354
355
356
357
358
359
360
361
362
363
364
365
366
367
368
369
370
371
372
373
374
375
376
377
378
379
380
381
382
383
384
385
386
387
388
389
390
391
392
393
394
395
396
397
398
399
400
401
402
403
404
405
406
407
408
409
410
411
412
413
414
415
416
417
418
419
420
421
422
423
424
425
426
427
428
429
430
431
432
433
434
435
436
437
438
439
440
441
442
443
444
445
446
447
448
449
450
451
452
453
454
455
456
457
458
459
460
461
462
463
464
465
466
467
468
469
470
471
472
473
474
475
476
477
478
479
480
481
482
483
484
485
486
487
488
489
490
491
492
493
494
495
496
497
498
499
500
501
502
503
504
505
506
507
508
509
510
511
512
513
514
515
516
517
518
519
520
521
522
523
524
525
526
527
528
529
530
531
532
533
534
535
536
537
538
539
540
541
542
543
544
545
546
547
548
549
550
551
552
553
554
555
556
557
558
559
560
561
562
563
564
565
566
567
568
569
570
571
572
573
574
575
576
577
578
579
580
581
582
583
584
585
586
587
588
589
590
591
592
593
594
595
596
597
598
599
600
601
602
603
604
605
606
607
608
609
610
611
612
613
614
615
616
617
618
619
620
621
622
623
624
625
626
627
628
629
630
631
632
633
634
635
636
637
638
639
640
641
642
643
644
645
646
647
648
649
650
651
652
653
654
655
656
657
658
659
660
661
662
663
664
665
666
667
668
669
670
671
672
673
674
675
676
677
678
679
680
681
682
683
684
685
686
687
688
689
690
691
692
693
694
695
696
697
698
699
700
701
702
703
704
705
706
707
708
709
710
711
712
713
714
715
716
717
718
719
720
721
722
723
724
725
726
727
728
729
730
731
732
733
734
735
736
737
738
739
740
741
742
743
744
745
746
747
748
749
750
751
752
753
754
755
756
757
758
759
760
761
762
763
764
765
766
767
768
769
770
771
772
773
774
775
776
777
778
779
780
781
782
783
784
785
786
787
788
789
790
791
792
793
794
795
796
797
798
799
800
801
802
803
804
805
806
807
808
809
810
811
812
813
814
815
816
817
818
819
820
821
822
823
824
825
826
827
828
829
830
831
832
833
834
835
836
837
838
839
840
841
842
843
844
845
846
847
848
849
850
851
852
853
854
855
856
857
858
859
860
861
862
863
864
865
866
867
868
869
870
871
872
873
874
875
876
877
878
879
880
881
882
883
884
885
886
887
888
889
890
891
892
893
894
895
896
897
898
899
900
901
902
903
904
905
906
907
908
909
910
911
912
913
914
915
916
917
918
919
920
921
922
923
924
925
926
927
928
929
930
931
932
933
934
935
936
937
938
939
940
941
942
943
944
945
946
947
948
949
950
951
952
953
954
955
956
957
958
959
960
961
962
963
964
965
966
967
968
969
970
971
972
973
974
975
976
977
978
979
980
981
982
983
984
985
986
987
988
989
990
991
992
993
994
995
996
997
998
999
1000

## Input¦ Disposals
CitiPower 2026-27
|  | AER Capex Forecast Model |  | Sheet Validation |  | 0 |  | Key: | Input | Formula - do not edit
Input¦ Disposals
|  |  | 22. Forecast asset disposals ($'000s 2025-26 June) | [9 empty] | 23. Forecast asset disposals ($'000s June 2026)
[13 empty] | 0 | 0 | 0 | 0 | 0 | 0 | 0
|  | PTRM asset class | 2024-25 | 2025-26 | 2026-27 | 2027-28 | 2028-29 | 2029-30 | 2030-31 | Forecast period | PTRM asset class | Sector | 2024-25 | 2025-26 | 2026-27 | 2027-28 | 2028-29 | 2029-30 | 2030-31 | Forecast period
| 1 | Subtransmission |  |  | 0 | 0 | 0 | 0 | 0 |  | Subtransmission | Dx | 0 | 0 | 0 | 0 | 0 | 0 | 0
| 2 | Distribution system assets |  |  | 0 | 0 | 0 | 0 | 0 |  | Distribution system assets | Dx | 0 | 0 | 0 | 0 | 0 | 0 | 0
| 3 | SCADA/Network control |  |  | 0 | 0 | 0 | 0 | 0 |  | SCADA/Network control | Dx | 0 | 0 | 0 | 0 | 0 | 0 | 0
| 4 | Non-network general assets - IT |  |  | 0 | 0 | 0 | 0 | 0 |  | Non-network general assets - IT | Dx | 0 | 0 | 0 | 0 | 0 | 0 | 0
| 5 | Non-network general assets - Other |  |  | 145.4376 | 145.4376 | 145.4376 | 145.4376 | 145.4376 | 727.1882 | Non-network general assets - Other | Dx | 0 | 0 | 145.4376 | 145.4376 | 145.4376 | 145.4376 | 145.4376 | 727.1882
| 6 | Land |  |  | 0 | 0 | 0 | 0 | 0 |  | Land | Dx | 0 | 0 | 0 | 0 | 0 | 0 | 0
| 7 | Accelerated depreciation assets |  |  | 0 | 0 | 0 | 0 | 0 |  | Accelerated depreciation assets | Dx | 0 | 0 | 0 | 0 | 0 | 0 | 0
| 8 | in-house software |  |  | 0 | 0 | 0 | 0 | 0 |  | in-house software | Dx | 0 | 0 | 0 | 0 | 0 | 0 | 0
| 9 | Equity raising costs |  |  | 0 | 0 | 0 | 0 | 0 |  | Equity raising costs | Dx | 0 | 0 | 0 | 0 | 0 | 0 | 0
| 10 | Concrete poles |  |  | 0 | 0 | 0 | 0 | 0 |  | Concrete poles | Dx | 0 | 0 | 0 | 0 | 0 | 0 | 0
| 11 | ERP and billing systems |  |  | 0 | 0 | 0 | 0 | 0 |  | ERP and billing systems | Dx | 0 | 0 | 0 | 0 | 0 | 0 | 0
| 12 | [11 empty] | 0 | 0 | 0 | 0 | 0 | 0 | 0
| 13 | [11 empty] | 0 | 0 | 0 | 0 | 0 | 0 | 0
| 14 | [11 empty] | 0 | 0 | 0 | 0 | 0 | 0 | 0
| 15 | [11 empty] | 0 | 0 | 0 | 0 | 0 | 0 | 0
| 16 | [11 empty] | 0 | 0 | 0 | 0 | 0 | 0 | 0
| 17 | [11 empty] | 0 | 0 | 0 | 0 | 0 | 0 | 0
| 18 | [11 empty] | 0 | 0 | 0 | 0 | 0 | 0 | 0
| 19 | [11 empty] | 0 | 0 | 0 | 0 | 0 | 0 | 0
| 20 | [11 empty] | 0 | 0 | 0 | 0 | 0 | 0 | 0
| 21 | [11 empty] | 0 | 0 | 0 | 0 | 0 | 0 | 0
| 22 | [11 empty] | 0 | 0 | 0 | 0 | 0 | 0 | 0
| 23 | [11 empty] | 0 | 0 | 0 | 0 | 0 | 0 | 0
| 24 | [11 empty] | 0 | 0 | 0 | 0 | 0 | 0 | 0
| 25 | [11 empty] | 0 | 0 | 0 | 0 | 0 | 0 | 0
| 26 | [11 empty] | 0 | 0 | 0 | 0 | 0 | 0 | 0
| 27 | [11 empty] | 0 | 0 | 0 | 0 | 0 | 0 | 0
| 28 | [11 empty] | 0 | 0 | 0 | 0 | 0 | 0 | 0
| 29 | [11 empty] | 0 | 0 | 0 | 0 | 0 | 0 | 0
| 30 | [11 empty] | 0 | 0 | 0 | 0 | 0 | 0 | 0
| 31 | [11 empty] | 0 | 0 | 0 | 0 | 0 | 0 | 0
| 32 | [11 empty] | 0 | 0 | 0 | 0 | 0 | 0 | 0
| 33 | [11 empty] | 0 | 0 | 0 | 0 | 0 | 0 | 0
| 34 | [11 empty] | 0 | 0 | 0 | 0 | 0 | 0 | 0
| 35 | [11 empty] | 0 | 0 | 0 | 0 | 0 | 0 | 0
| 36 | [11 empty] | 0 | 0 | 0 | 0 | 0 | 0 | 0
| 37 | [11 empty] | 0 | 0 | 0 | 0 | 0 | 0 | 0
| 38 | [11 empty] | 0 | 0 | 0 | 0 | 0 | 0 | 0
| 39 | [11 empty] | 0 | 0 | 0 | 0 | 0 | 0 | 0
| 40 | [11 empty] | 0 | 0 | 0 | 0 | 0 | 0 | 0
| 41 | [11 empty] | 0 | 0 | 0 | 0 | 0 | 0 | 0
| 42 | [11 empty] | 0 | 0 | 0 | 0 | 0 | 0 | 0
| 43 | [11 empty] | 0 | 0 | 0 | 0 | 0 | 0 | 0
| 44 | [11 empty] | 0 | 0 | 0 | 0 | 0 | 0 | 0
| 45 | [11 empty] | 0 | 0 | 0 | 0 | 0 | 0 | 0
| 46 | [11 empty] | 0 | 0 | 0 | 0 | 0 | 0 | 0
| 47 | [11 empty] | 0 | 0 | 0 | 0 | 0 | 0 | 0
| 48 | [11 empty] | 0 | 0 | 0 | 0 | 0 | 0 | 0
| 49 | [11 empty] | 0 | 0 | 0 | 0 | 0 | 0 | 0
| 50 | [11 empty] | 0 | 0 | 0 | 0 | 0 | 0 | 0
|  |  | 0 | 0 | 145.4376 | 145.4376 | 145.4376 | 145.4376 | 145.4376 | 727.1882 |  |  | 0 | 0 | 145.4376 | 145.4376 | 145.4376 | 145.4376 | 145.4376 | 727.1882

## Input¦ Type 2 capcons
CitiPower 2026-27
| AER Capex Forecast Model | Sheet Validation |  | 0 |  | Key: | Input | Formula - do not edit
Input¦ Type 2 capcons
24. Forecast type 2 capital contributions ($'000s 2025-26 June)
| Definition for type 1 capital contributions | Cash contributions received by a DNSP: - with respect to standard control services, where tax payable on the capital contribution is recovered via the corporate income tax allowance used to derive the annual revenue requirement. For clarity, type 1 capital contributions do not include PWC undergrounding capex (equity funded).
| Definition for type 2 capital contributions | Any form of capital contributions received by a DNSP (including gifted assets or cash contributions) that do not meet the definition of Type 1 capital contributions, or are PWC undergrounding capex (equity funded).
|  | Distribution Assets | [7 empty] | Transmission Assets
| Forecast type 2 capcons by RIN category: | 2024-25 | 2025-26 | 2026-27 | 2027-28 | 2028-29 | 2029-30 | 2030-31 | Forecast period | 2024-25 | 2025-26 | 2026-27 | 2027-28 | 2028-29 | 2029-30 | 2030-31 | Forecast period
| Replacement | 0 | 0 | 0 | 0 | 0 | 0 | 0 | 0 |  | 0 | 0 | 0 | 0 | 0 |  | 0
| Augmentation | 0 | 0 | 0 | 0 | 0 | 0 | 0 | 0 | [7 empty] | 0
| Connections | 0 | 0 | 0 | 0 | 0 | 0 | 0 | 0 | [7 empty] | 0
| Non-network capex | 0 | 0 | 0 | 0 | 0 | 0 | 0 | 0 | [7 empty] | 0
| Total type 2 capital contributions | 0 | 0 | 0 | 0 | 0 | 0 | 0 | 0 | 0 | 0 | 0 | 0 | 0 | 0 | 0 | 0
25. Cost components of type 2 capital contributions
|  | Internal labour | Contract labour | Non-labour |  | 0
| Cost components as % of direct costs | Distribution Assets 2024-25: 0%; Distribution Assets 2025-26: 0%; Distribution Assets 2026-27: 100%; Distribution Assets 2028-29: 0
26. Real price escalators for type 2 capital contributions
| Real cost escalation - cumulative | 2024-25 | 2025-26 | 2026-27 | 2027-28 | 2028-29 | 2029-30 | 2030-31
Real Cost Escalation - Network overheads | bar: 2024-25 to 2030-31
27. Forecast type 2 capital contributions, escalated ($'000s June 2026)
|  | 2024-25: Distribution Assets |  | Transmission Assets
| Forecast type 2 capcons by RIN category: | 2024-25 | 2025-26 | 2026-27 | 2027-28 | 2028-29 | 2029-30 | 2030-31 | Forecast period | 2024-25 | 2025-26 | 2026-27 | 2027-28 | 2028-29 | 2029-30 | 2030-31 | Forecast period
| Replacement | 0 | 0 | 0 | 0 | 0 | 0 | 0 | 0 | 0 | 0 | 0 | 0 | 0 | 0 | 0 | 0
| Augmentation | 0 | 0 | 0 | 0 | 0 | 0 | 0 | 0 | 0 | 0 | 0 | 0 | 0 | 0 | 0 | 0 | 0
| Connections | 0 | 0 | 0 | 0 | 0 | 0 | 0 | 0 | 0 | 0 | 0 | 0 | 0 | 0 | 0 | 0
| Non-network capex | 0 | 0 | 0 | 0 | 0 | 0 | 0 | 0 | 0 | 0 | 0 | 0 | 0 | 0 | 0 | 0
| Total type 2 capital contributions | 0 | 0 | 0 | 0 | 0 | 0 | 0 | 0 | 0 | 0 | 0 | 0 | 0 | 0 | 0 | 0
|  | 0 | 0 | 0 | 0 | 0 | 0 | 0 |  | 0 | 0 | 0 | 0 | 0 | 0 | 0

## Input¦ Expensing
CitiPower 2026-27
| AER Capex Forecast Model |  | Sheet Validation |  | 0 |  | Key: | Input | Formula - do not edit
Input¦ Expensing
|  | 28. Immediate expensing (% to be immediately expensed) | [8 empty] | 29. Immediate expensing (% to be immediately expensed) - Distribution | [8 empty] | 30. Immediate expensing (% to be immediately expensed) - Transmission
|  |  | % | % | % | % | % | % | % | 0 |  | % | % | % | % | % | % | % | 0 | [8 empty] | 0
|  | PTRM asset class | 2024-25 | 2025-26 | 2026-27 | 2027-28 | 2028-29 | 2029-30 | 2030-31 |  | PTRM asset class | 2024-25 | 2025-26 | 2026-27 | 2027-28 | 2028-29 | 2029-30 | 2030-31 |  | PTRM asset class | 2024-25 | 2025-26 | 2026-27 | 2027-28 | 2028-29 | 2029-30 | 2030-31
| 1 | Subtransmission | 35.97% | 35.29% | 29.13% | 29.45% | 32.87% | 33.24% | 31.81% |  | Subtransmission | 35.97% | 35.29% | 29.13% | 29.45% | 32.87% | 33.24% | 31.81% |  |  | 0% | 0% | 0% | 0% | 0% | 0% | 0%
| 2 | Distribution system assets | 35.97% | 35.29% | 29.13% | 29.45% | 32.87% | 33.24% | 31.81% |  | Distribution system assets | 35.97% | 35.29% | 29.13% | 29.45% | 32.87% | 33.24% | 31.81% |  |  | 0% | 0% | 0% | 0% | 0% | 0% | 0%
| 3 | SCADA/Network control | 13.7% | 10.95% | 16.25% | 16.16% | 16.64% | 16.69% | 16.88% |  | SCADA/Network control | 13.7% | 10.95% | 16.25% | 16.16% | 16.64% | 16.69% | 16.88% |  |  | 0% | 0% | 0% | 0% | 0% | 0% | 0%
| 4 | Non-network general assets - IT | [8 empty] | Non-network general assets - IT | 0% | 0% | 0% | 0% | 0% | 0% | 0% |  |  | 0% | 0% | 0% | 0% | 0% | 0% | 0% | bar: 2024-25 to 2030-31
| 5 | Non-network general assets - Other | [8 empty] | Non-network general assets - Other | 0% | 0% | 0% | 0% | 0% | 0% | 0% |  |  | 0% | 0% | 0% | 0% | 0% | 0% | 0% | bar: 2024-25 to 2030-31
| 6 | Land | [8 empty] | Land | 0% | 0% | 0% | 0% | 0% | 0% | 0% |  |  | 0% | 0% | 0% | 0% | 0% | 0% | 0% | bar: 2024-25 to 2030-31
| 7 | Accelerated depreciation assets | [8 empty] | Accelerated depreciation assets | 0% | 0% | 0% | 0% | 0% | 0% | 0% |  |  | 0% | 0% | 0% | 0% | 0% | 0% | 0% | bar: 2024-25 to 2030-31
| 8 | in-house software | [8 empty] | in-house software | 0% | 0% | 0% | 0% | 0% | 0% | 0% |  |  | 0% | 0% | 0% | 0% | 0% | 0% | 0% | bar: 2024-25 to 2030-31
| 9 | Equity raising costs | [8 empty] | Equity raising costs | 0% | 0% | 0% | 0% | 0% | 0% | 0% |  |  | 0% | 0% | 0% | 0% | 0% | 0% | 0% | bar: 2024-25 to 2030-31
| 10 | Concrete poles |  |  | 29.13% | 29.45% | 32.87% | 33.24% | 31.81% |  | Concrete poles | 0% | 0% | 29.13% | 29.45% | 32.87% | 33.24% | 31.81% |  |  | 0% | 0% | 0% | 0% | 0% | 0% | 0%
| 11 | ERP and billing systems | [8 empty] | ERP and billing systems | 0% | 0% | 0% | 0% | 0% | 0% | 0% |  |  | 0% | 0% | 0% | 0% | 0% | 0% | 0% | bar: 2026-27 to 2030-31
| 12 | [10 empty] | 0% | 0% | 0% | 0% | 0% | 0% | 0% |  |  | 0% | 0% | 0% | 0% | 0% | 0% | 0%
| 13 | [10 empty] | 0% | 0% | 0% | 0% | 0% | 0% | 0% |  |  | 0% | 0% | 0% | 0% | 0% | 0% | 0%
| 14 | [10 empty] | 0% | 0% | 0% | 0% | 0% | 0% | 0% |  |  | 0% | 0% | 0% | 0% | 0% | 0% | 0%
| 15 | [10 empty] | 0% | 0% | 0% | 0% | 0% | 0% | 0% |  |  | 0% | 0% | 0% | 0% | 0% | 0% | 0%
| 16 | [10 empty] | 0% | 0% | 0% | 0% | 0% | 0% | 0% |  |  | 0% | 0% | 0% | 0% | 0% | 0% | 0%
| 17 | [10 empty] | 0% | 0% | 0% | 0% | 0% | 0% | 0% |  |  | 0% | 0% | 0% | 0% | 0% | 0% | 0%
| 18 | [10 empty] | 0% | 0% | 0% | 0% | 0% | 0% | 0% |  |  | 0% | 0% | 0% | 0% | 0% | 0% | 0%
| 19 | [10 empty] | 0% | 0% | 0% | 0% | 0% | 0% | 0% |  |  | 0% | 0% | 0% | 0% | 0% | 0% | 0%
| 20 | [10 empty] | 0% | 0% | 0% | 0% | 0% | 0% | 0% |  |  | 0% | 0% | 0% | 0% | 0% | 0% | 0%
| 21 | [10 empty] | 0% | 0% | 0% | 0% | 0% | 0% | 0% |  |  | 0% | 0% | 0% | 0% | 0% | 0% | 0%
| 22 | [10 empty] | 0% | 0% | 0% | 0% | 0% | 0% | 0% |  |  | 0% | 0% | 0% | 0% | 0% | 0% | 0%
| 23 | [10 empty] | 0% | 0% | 0% | 0% | 0% | 0% | 0% |  |  | 0% | 0% | 0% | 0% | 0% | 0% | 0%
| 24 | [10 empty] | 0% | 0% | 0% | 0% | 0% | 0% | 0% |  |  | 0% | 0% | 0% | 0% | 0% | 0% | 0%
| 25 | [10 empty] | 0% | 0% | 0% | 0% | 0% | 0% | 0% |  |  | 0% | 0% | 0% | 0% | 0% | 0% | 0%
| 26 | [10 empty] | 0% | 0% | 0% | 0% | 0% | 0% | 0% |  |  | 0% | 0% | 0% | 0% | 0% | 0% | 0%
| 27 | [10 empty] | 0% | 0% | 0% | 0% | 0% | 0% | 0% |  |  | 0% | 0% | 0% | 0% | 0% | 0% | 0%
| 28 | [10 empty] | 0% | 0% | 0% | 0% | 0% | 0% | 0% |  |  | 0% | 0% | 0% | 0% | 0% | 0% | 0%
| 29 | [10 empty] | 0% | 0% | 0% | 0% | 0% | 0% | 0% |  |  | 0% | 0% | 0% | 0% | 0% | 0% | 0%
| 30 | [10 empty] | 0% | 0% | 0% | 0% | 0% | 0% | 0% |  |  | 0% | 0% | 0% | 0% | 0% | 0% | 0%
| 31 | [10 empty] | 0% | 0% | 0% | 0% | 0% | 0% | 0% |  |  | 0% | 0% | 0% | 0% | 0% | 0% | 0%
| 32 | [10 empty] | 0% | 0% | 0% | 0% | 0% | 0% | 0% |  |  | 0% | 0% | 0% | 0% | 0% | 0% | 0%
| 33 | [10 empty] | 0% | 0% | 0% | 0% | 0% | 0% | 0% |  |  | 0% | 0% | 0% | 0% | 0% | 0% | 0%
| 34 | [10 empty] | 0% | 0% | 0% | 0% | 0% | 0% | 0% |  |  | 0% | 0% | 0% | 0% | 0% | 0% | 0%
| 35 | [10 empty] | 0% | 0% | 0% | 0% | 0% | 0% | 0% |  |  | 0% | 0% | 0% | 0% | 0% | 0% | 0%
| 36 | [10 empty] | 0% | 0% | 0% | 0% | 0% | 0% | 0% |  |  | 0% | 0% | 0% | 0% | 0% | 0% | 0%
| 37 | [10 empty] | 0% | 0% | 0% | 0% | 0% | 0% | 0% |  |  | 0% | 0% | 0% | 0% | 0% | 0% | 0%
| 38 | [10 empty] | 0% | 0% | 0% | 0% | 0% | 0% | 0% |  |  | 0% | 0% | 0% | 0% | 0% | 0% | 0%
| 39 | [10 empty] | 0% | 0% | 0% | 0% | 0% | 0% | 0% |  |  | 0% | 0% | 0% | 0% | 0% | 0% | 0%
| 40 | [10 empty] | 0% | 0% | 0% | 0% | 0% | 0% | 0% |  |  | 0% | 0% | 0% | 0% | 0% | 0% | 0%
| 41 | [10 empty] | 0% | 0% | 0% | 0% | 0% | 0% | 0% |  |  | 0% | 0% | 0% | 0% | 0% | 0% | 0%
| 42 | [10 empty] | 0% | 0% | 0% | 0% | 0% | 0% | 0% |  |  | 0% | 0% | 0% | 0% | 0% | 0% | 0%
| 43 | [10 empty] | 0% | 0% | 0% | 0% | 0% | 0% | 0% |  |  | 0% | 0% | 0% | 0% | 0% | 0% | 0%
| 44 | [10 empty] | 0% | 0% | 0% | 0% | 0% | 0% | 0% |  |  | 0% | 0% | 0% | 0% | 0% | 0% | 0%
| 45 | [10 empty] | 0% | 0% | 0% | 0% | 0% | 0% | 0% |  |  | 0% | 0% | 0% | 0% | 0% | 0% | 0%
| 46 | [10 empty] | 0% | 0% | 0% | 0% | 0% | 0% | 0% |  |  | 0% | 0% | 0% | 0% | 0% | 0% | 0%
| 47 | [10 empty] | 0% | 0% | 0% | 0% | 0% | 0% | 0% |  |  | 0% | 0% | 0% | 0% | 0% | 0% | 0%
| 48 | [10 empty] | 0% | 0% | 0% | 0% | 0% | 0% | 0% |  |  | 0% | 0% | 0% | 0% | 0% | 0% | 0%
| 49 | [10 empty] | 0% | 0% | 0% | 0% | 0% | 0% | 0% |  |  | 0% | 0% | 0% | 0% | 0% | 0% | 0%
| 50 | [10 empty] | 0% | 0% | 0% | 0% | 0% | 0% | 0% |  |  | 0% | 0% | 0% | 0% | 0% | 0% | 0%

## Input¦ Overheads
CitiPower 2026-27
| AER Capex Forecast Model | Sheet Validation | 0 |  | Key: | Input | Input - optional | Formula - do not edit
Input¦ Overheads
| 31. Forecast capitalised overheads for current period | Note: enter only forecast costs. If 2024-25 overheads are historical actual expenditure, enter them in table 33 and leave cells in this table blank.
| Unescalated capitalised overheads ($'000 June 2025-26) | 2024-25 | 2025-26
Capitalised overheads - network
Capitalised overheads - corporate
Total forecast capitalised overheads
| 32. Forecast capitalised overheads for forecast period - alternative method | NOTE: only fill in this table if you wish to substitute forecast capitalised overheads using an alternative method
| Unescalated capitalised overheads ($'000 June 2025-26) |  |  | 2026-27 | 2027-28 | 2028-29 | 2029-30 | 2030-31 | Total
Capitalised overheads - network
Capitalised overheads - corporate
Total forecast capitalised overheads
| 33. Historical expenditure (nominal) | NOTE: please only include historical actual expenditure only
| Capitalised overheads, nominal ($'000) | 2021-22 | 2022-23 | 2023-24 | 2024-25
| Capitalised overheads - network | 17446.1215 | 24626.191 | 22878.5979 | 0
Capitalised overheads - corporate
| Total costs that attract overheads, nominal ($'000) | 2021-22 | 2022-23 | 2023-24 | 2024-25
| Total Capex - all costs that attract network OHs | 103970.4848 | 140164.1405 | 146417.7865 | 0
Total Capex - all costs that attract corporate OHs
34. Forecast cost components of capitalised overheads
|  | Internal labour | Contract labour | Non-labour |  | 0
| Real cost escalation split - Network | 61% | 19% | 20% |  | 0
| Real cost escalation split - Corporate |  |  |  |  | 0
35. Select an overheads allocation method
| Driver by which capitalised overheads are allocated to capex programs | Direct costs |  |  |  | 0

## Calc¦ Overheads Allocation
CitiPower 2026-27
| AER Capex Forecast Model |  | Sheet Validation | 0 |  | Key: | Formula - do not edit
Calc¦ Overheads Allocation
36. Overheads rate to be applied to forecast escalated direct costs (%)
|  | 2024-25 | 2025-26 | 2026-27 | 2027-28 | 2028-29 | 2029-30 | 2030-31
| Overheads Rate - Network |  |  | 13.8% | 13.88% | 13.98% | 14.08% | 14.18%
Overheads Rate - Corporate
Calculations: historical expenditure
| 37. Capitalised overheads ($'000s June 2026) | 2021-22 | 2022-23 | 2023-24 | 2024-25 | Average
| Capitalised network overheads | 20750.7623 | 28300.8328 | 24382.8482 | 0 | 24478.1478
| Capitalised corporate overheads | 2024-25: 0; 2025-26: 0; 2026-27: 0; 2028-29: 0
| 38. Total costs that attract capitalised overheads ($'000s June 2026) | 2021-22 | 2022-23 | 2023-24 | 2024-25 | Average
| Total Capex - all costs that attract network OHs | 123664.5527 | 161078.9876 | 156044.644 | 0 | 146929.3948
| Total Capex - all costs that attract corporate OHs | 2024-25: 0; 2025-26: 0; 2026-27: 0; 2028-29: 0
Calculations: forecast expenditure
| 39. Escalated costs that attract overheads ($'000s June 2026) | 2024-25 | 2025-26 | 2026-27 | 2027-28 | 2028-29 | 2029-30 | 2030-31 | Forecast period avg
| Total Capex - all costs that attracts network OHs | 0 | 0 | 227709.3701 | 220959.3644 | 176640.7898 | 171266.0894 | 186623.3756 | 196639.7979
| Total Capex - all costs that attracts corporate OHs | 0 | 0 | 0 | 0 | 0 | 0 | 0 | 0
| 40. Escalated capitalised internal labour costs that attract overheads ($'000s June 2026) | 2024-25 | 2025-26 | 2026-27 | 2027-28 | 2028-29 | 2029-30 | 2030-31
| Total Capex - all costs that attracts network OHs | 0 | 0 | 4.3223e-08 | 0 | 0 | 0 | 0
| Total Capex - all costs that attracts corporate OHs | 0 | 0 | 0 | 0 | 0 | 0 | 0
| 41. Change in costs attracting capitalised overheads | 2024-25: Current period; 2025-26: Forecast period; 2026-27: Change
|  | ($'000s June 2026) | ($'000s June 2026) | %
| Direct costs that attract network OHs (annual average) | 2024-25: 146929.3948; 2025-26: 196639.7979; 2026-27: 33.83%
| Direct costs that attract corporate OHs (annual average) | 2024-25: 0; 2025-26: 0; 2026-27: 0%
| 42. Unescalated capitalised overheads ($'000s June 2026) | 2024-25: Annualised; 2025-26: Total period; 2026-27: Overhead rate (%)
|  | ($'000s June 2026) | ($'000s June 2026) | %
| Capitalised overheads - network | 2024-25: 26548.5616; 2025-26: 132742.808; 2026-27: 13.5%
| Capitalised overheads - corporate | 2024-25: 0; 2025-26: 0; 2026-27: 0%
| 43. Annual unescalated capitalised overheads ($'000s June 2026) | 2024-25 | 2025-26 | 2026-27 | 2027-28 | 2028-29 | 2029-30 | 2030-31 | Forecast period | 0
| Capitalised overheads - network | 0 | 0 | 30743.2997 | 29831.9738 | 23848.4729 | 23122.8285 | 25196.2331 | 132742.808
| Capitalised overheads - corporate | 0 | 0 | 0 | 0 | 0 | 0 | 0 | 0
| Total forecast capitalised overheads | 0 | 0 | 30743.2997 | 29831.9738 | 23848.4729 | 23122.8285 | 25196.2331 | 132742.808
| 44. Real cost escalation - cumulative | 2024-25 | 2025-26 | 2026-27 | 2027-28 | 2028-29 | 2029-30 | 2030-31
| Real Cost Escalation - Network overheads | 1.0088 | 1.0162 | 1.0219 | 1.0279 | 1.0353 | 1.0431 | 1.0504
Real Cost Escalation - Corporate overheads | bar: 2024-25 to 2030-31
45. Forecast capitalised overheads
| Escalated capitalised overheads ($'000s June 2026) | 2024-25 | 2025-26 | 2026-27 | 2027-28 | 2028-29 | 2029-30 | 2030-31 | Forecast period
| Capitalised overheads - network | 0 | 0 | 31417.1754 | 30664.0816 | 24691.3232 | 24120.2772 | 26465.6673 | 137358.5247
| Capitalised overheads - corporate | 0 | 0 | 0 | 0 | 0 | 0 | 0 | 0
| Total forecast capitalised overheads | 0 | 0 | 31417.1754 | 30664.0816 | 24691.3232 | 24120.2772 | 26465.6673 | 137358.5247

## Calc¦ Project Costs
CitiPower 2026-27
|  | AER Capex Forecast Model | Sheet Validation | 0
Calc¦ Project Costs
[19 empty] | Gross capex excluding capitalised overheads | [13 empty] | Capitalised overheads | [20 empty] | Capitalised overheads allocated to type 1 capcons | [6 empty] | Gross capex including overheads
|  |  |  | 0 | 0 | 271172.4319 | 277773.0137 | 248231.2098 | 202859.683 | 208944.2555 | [8 empty] | 0 | 0 | 271801.754 | 278582.3004 | 249141.4165 | 203735.0299 | 209779.3198 | 0 | 0 | 95919.4436 | 94967.7037 | 91271.6289 | 90569.1138 | 94734.9841 | 0 | 0 | 31417.1754 | 30664.0816 | 24691.3232 | 24120.2772 | 26465.6673 | 0 | 0 | 0 | 0 | 0 | 0 | 0 | 0 | 0 | 31417.1754 | 30664.0816 | 24691.3232 | 24120.2772 | 26465.6673 | 0 | 0 | 0 | 0 | 0 | 0 | 0 | 0 | 0 | 303218.9295 | 309246.382 | 273832.7398 | 227855.307 | 236244.987
|  | Project/Program Inputs | Unique ID | 46. Direct unescalated costs, $000s ($2026 June) | [7 empty] | 47. Compound real cost escalation rates | [6 empty] | 48. Direct escalated costs ($'000s June 2026) | [6 empty] | 49. Direct escalated type 1 (cash) capcons ($'000s June 2026) | [6 empty] | 50. Network overheads ($'000s June 2026) | [6 empty] | 51. Corporate overheads ($'000s June 2026) | [6 empty] | 52. Total capitalised overheads ($'000s June 2026) | [6 empty] | 53. Total overheads allocated to type 1 contributions ($'000s June 2026) | [6 empty] | 54. Total escalated costs (excl. type 2 capcons) ($'000s June 2026) | [6 empty] | 55. Allocation to distribution and transmission
[11 empty] | 0 | [7 empty] | 0 | 0 | 0 | 0 | 0 | 0 | 0 | 0 | 0 | 0 | 0 | 0 | 0 | 0 | 0 | 0 | 0 | 0 | 0 | 0 | 0 | 0 | 0 | 0 | 0 | 0 | 0 | 0 | 0 | 0 | 0 | 0 | 0 | 0 | 0 | [7 empty] | 0 | 0 | 0 | 0 | 0 | 0 | 0 |  |  | 0
|  |  |  | 2024-25 | 2025-26 | 2026-27 | 2027-28 | 2028-29 | 2029-30 | 2030-31 |  | 2024-25 | 2025-26 | 2026-27 | 2027-28 | 2028-29 | 2029-30 | 2030-31 | 2024-25 | 2025-26 | 2026-27 | 2027-28 | 2028-29 | 2029-30 | 2030-31 | 2024-25 | 2025-26 | 2026-27 | 2027-28 | 2028-29 | 2029-30 | 2030-31 | 2024-25 | 2025-26 | 2026-27 | 2027-28 | 2028-29 | 2029-30 | 2030-31 | 2024-25 | 2025-26 | 2026-27 | 2027-28 | 2028-29 | 2029-30 | 2030-31 | 2024-25 | 2025-26 | 2026-27 | 2027-28 | 2028-29 | 2029-30 | 2030-31 | 2024-25 | 2025-26 | 2026-27 | 2027-28 | 2028-29 | 2029-30 | 2030-31 | 2024-25 | 2025-26 | 2026-27 | 2027-28 | 2028-29 | 2029-30 | 2030-31 | % to be allocated to Dx | % to be allocated to Tx
| 1 | LV pole replacement | 1 | 0 | 0 | 3319.4471 | 3318.4768 | 3317.2735 | 3315.87 | 3314.5384 |  | 1 | 1 | 1 | 1 | 1 | 1 | 1 | 0 | 0 | 3319.4471 | 3318.4768 | 3317.2735 | 3315.87 | 3314.5384 | 0 | 0 | 0 | 0 | 0 | 0 | 0 | 0 | 0 | 457.9858 | 460.5283 | 463.6974 | 466.9909 | 470.0455 | 0 | 0 | 0 | 0 | 0 | 0 | 0 | 0 | 0 | 457.9858 | 460.5283 | 463.6974 | 466.9909 | 470.0455 | [7 empty] | 0 | 0 | 3777.4329 | 3779.0051 | 3780.9709 | 3782.8609 | 3784.5838 | 100%
| 2 | HV pole replacement | 2 | 0 | 0 | 1480.5932 | 1480.1604 | 1479.6237 | 1478.9977 | 1478.4037 |  | 1 | 1 | 1 | 1 | 1 | 1 | 1 | 0 | 0 | 1480.5932 | 1480.1604 | 1479.6237 | 1478.9977 | 1478.4037 | 0 | 0 | 0 | 0 | 0 | 0 | 0 | 0 | 0 | 204.2782 | 205.4122 | 206.8258 | 208.2948 | 209.6572 | 0 | 0 | 0 | 0 | 0 | 0 | 0 | 0 | 0 | 204.2782 | 205.4122 | 206.8258 | 208.2948 | 209.6572 | [7 empty] | 0 | 0 | 1684.8714 | 1685.5727 | 1686.4495 | 1687.2925 | 1688.061 | 100%
| 3 | LV pole top replacement | 3 | 0 | 0 | 4761.3883 | 4281.511 | 4248.416 | 3498.263 | 3956.077 |  | 1 | 1 | 1 | 1 | 1 | 1 | 1 | 0 | 0 | 4761.3883 | 4281.511 | 4248.416 | 3498.263 | 3956.077 | 0 | 0 | 0 | 0 | 0 | 0 | 0 | 0 | 0 | 656.9311 | 594.1753 | 593.855 | 492.6782 | 561.0241 | 0 | 0 | 0 | 0 | 0 | 0 | 0 | 0 | 0 | 656.9311 | 594.1753 | 593.855 | 492.6782 | 561.0241 | [7 empty] | 0 | 0 | 5418.3194 | 4875.6864 | 4842.271 | 3990.9412 | 4517.1011 | 100%
| 4 | HV pole top replacement | 4 | 0 | 0 | 1788.7031 | 1293.7368 | 1503.4683 | 1461.522 | 1344.0724 |  | 1 | 1 | 1 | 1 | 1 | 1 | 1 | 0 | 0 | 1788.7031 | 1293.7368 | 1503.4683 | 1461.522 | 1344.0724 | 0 | 0 | 0 | 0 | 0 | 0 | 0 | 0 | 0 | 246.7883 | 179.5409 | 210.1588 | 205.8336 | 190.6073 | 0 | 0 | 0 | 0 | 0 | 0 | 0 | 0 | 0 | 246.7883 | 179.5409 | 210.1588 | 205.8336 | 190.6073 | [7 empty] | 0 | 0 | 2035.4914 | 1473.2778 | 1713.6271 | 1667.3556 | 1534.6797 | 100%
| 5 | Unplanned line maintenance | 5 | 0 | 0 | 94.6567 | 94.6567 | 94.6567 | 94.6567 | 94.6567 |  | 1 | 1 | 1 | 1 | 1 | 1 | 1 | 0 | 0 | 94.6567 | 94.6567 | 94.6567 | 94.6567 | 94.6567 | 0 | 0 | 0 | 0 | 0 | 0 | 0 | 0 | 0 | 13.0598 | 13.1362 | 13.2314 | 13.331 | 13.4236 | 0 | 0 | 0 | 0 | 0 | 0 | 0 | 0 | 0 | 13.0598 | 13.1362 | 13.2314 | 13.331 | 13.4236 | [7 empty] | 0 | 0 | 107.7165 | 107.7928 | 107.888 | 107.9876 | 108.0802 | 100%
| 6 | Pole reinforcement | 6 | 0 | 0 | 345.234 | 345.234 | 345.234 | 345.234 | 345.234 |  | 1 | 1 | 1 | 1 | 1 | 1 | 1 | 0 | 0 | 345.234 | 345.234 | 345.234 | 345.234 | 345.234 | 0 | 0 | 0 | 0 | 0 | 0 | 0 | 0 | 0 | 47.6321 | 47.9105 | 48.2577 | 48.6211 | 48.9588 | 0 | 0 | 0 | 0 | 0 | 0 | 0 | 0 | 0 | 47.6321 | 47.9105 | 48.2577 | 48.6211 | 48.9588 | [7 empty] | 0 | 0 | 392.8661 | 393.1445 | 393.4917 | 393.8551 | 394.1927 | 100%
| 7 | Corrective HV cable replacement | 7 | 0 | 0 | 2847.237 | 2847.237 | 2847.237 | 2847.237 | 2847.237 |  | 1 | 1 | 1 | 1 | 1 | 1 | 1 | 0 | 0 | 2847.237 | 2847.237 | 2847.237 | 2847.237 | 2847.237 | 0 | 0 | 0 | 0 | 0 | 0 | 0 | 0 | 0 | 392.8347 | 395.1311 | 397.9944 | 400.9909 | 403.7759 | 0 | 0 | 0 | 0 | 0 | 0 | 0 | 0 | 0 | 392.8347 | 395.1311 | 397.9944 | 400.9909 | 403.7759 | [7 empty] | 0 | 0 | 3240.0717 | 3242.368 | 3245.2314 | 3248.2279 | 3251.0129 | 100%
| 8 | Risk-based HV cable replacement | 8 | 0 | 0 | 0 | 0 | 0 | 0 | 0 |  | 1 | 1 | 1 | 1 | 1 | 1 | 1 | 0 | 0 | 0 | 0 | 0 | 0 | 0 | 0 | 0 | 0 | 0 | 0 | 0 | 0 | 0 | 0 | 0 | 0 | 0 | 0 | 0 | 0 | 0 | 0 | 0 | 0 | 0 | 0 | 0 | 0 | 0 | 0 | 0 | 0 | 0 | [7 empty] | 0 | 0 | 0 | 0 | 0 | 0 | 0 | 100%
| 9 | Risk-based HV UG cabus box replacement | 9 | 0 | 0 | 2081.1466 | 2081.1466 | 2081.1466 | 2081.1466 | 2081.1466 |  | 1 | 1 | 1 | 1 | 1 | 1 | 1 | 0 | 0 | 2081.1466 | 2081.1466 | 2081.1466 | 2081.1466 | 2081.1466 | 0 | 0 | 0 | 0 | 0 | 0 | 0 | 0 | 0 | 287.1368 | 288.8153 | 290.9083 | 293.0985 | 295.1342 | 0 | 0 | 0 | 0 | 0 | 0 | 0 | 0 | 0 | 287.1368 | 288.8153 | 290.9083 | 293.0985 | 295.1342 | [7 empty] | 0 | 0 | 2368.2835 | 2369.962 | 2372.0549 | 2374.2451 | 2376.2808 | 100%
| 10 | Corrective LV cable replacement | 10 | 0 | 0 | 935.6888 | 935.6888 | 935.6888 | 935.6888 | 935.6888 |  | 1 | 1 | 1 | 1 | 1 | 1 | 1 | 0 | 0 | 935.6888 | 935.6888 | 935.6888 | 935.6888 | 935.6888 | 0 | 0 | 0 | 0 | 0 | 0 | 0 | 0 | 0 | 129.0974 | 129.8521 | 130.7931 | 131.7778 | 132.6931 | 0 | 0 | 0 | 0 | 0 | 0 | 0 | 0 | 0 | 129.0974 | 129.8521 | 130.7931 | 131.7778 | 132.6931 | [7 empty] | 0 | 0 | 1064.7862 | 1065.5409 | 1066.4819 | 1067.4666 | 1068.3819 | 100%
| 11 | Service lines | 11 | 0 | 0 | 595.278 | 587.7198 | 604.3479 | 528.7656 | 583.1848 |  | 1 | 1 | 1 | 1 | 1 | 1 | 1 | 0 | 0 | 595.278 | 587.7198 | 604.3479 | 528.7656 | 583.1848 | 0 | 0 | 0 | 0 | 0 | 0 | 0 | 0 | 0 | 82.1308 | 81.562 | 84.4774 | 74.4688 | 82.7033 | 0 | 0 | 0 | 0 | 0 | 0 | 0 | 0 | 0 | 82.1308 | 81.562 | 84.4774 | 74.4688 | 82.7033 | [7 empty] | 0 | 0 | 677.4088 | 669.2818 | 688.8252 | 603.2343 | 665.8882 | 100%
| 12 | ZSS transformer replacement | 12 | 0 | 0 | 1550.8818 | 775.4409 | 655.6934 | 1880.2525 | 1137.7315 |  | 1 | 1 | 1 | 1 | 1 | 1 | 1 | 0 | 0 | 1550.8818 | 775.4409 | 655.6934 | 1880.2525 | 1137.7315 | 0 | 0 | 0 | 0 | 0 | 0 | 0 | 0 | 0 | 213.9759 | 107.6134 | 91.6546 | 264.8055 | 161.3454 | 0 | 0 | 0 | 0 | 0 | 0 | 0 | 0 | 0 | 213.9759 | 107.6134 | 91.6546 | 264.8055 | 161.3454 | [7 empty] | 0 | 0 | 1764.8577 | 883.0543 | 747.3479 | 2145.058 | 1299.0769 | 100%
| 13 | Transformer refurbishment | 13 | 0 | 0 | 589.8437 | 589.8437 | 589.8437 | 589.8437 | 0 |  | 1 | 1 | 1 | 1 | 1 | 1 | 1 | 0 | 0 | 589.8437 | 589.8437 | 589.8437 | 589.8437 | 0 | 0 | 0 | 0 | 0 | 0 | 0 | 0 | 0 | 0 | 81.381 | 81.8567 | 82.4499 | 83.0707 | 0 | 0 | 0 | 0 | 0 | 0 | 0 | 0 | 0 | 0 | 81.381 | 81.8567 | 82.4499 | 83.0707 | 0 | [7 empty] | 0 | 0 | 671.2247 | 671.7005 | 672.2936 | 672.9144 | 0 | 100%
| 14 | Minor station works | 14 | 0 | 0 | 222.5825 | 222.5825 | 222.5825 | 222.5825 | 222.5825 |  | 1 | 1 | 1 | 1 | 1 | 1 | 1 | 0 | 0 | 222.5825 | 222.5825 | 222.5825 | 222.5825 | 222.5825 | 0 | 0 | 0 | 0 | 0 | 0 | 0 | 0 | 0 | 30.7098 | 30.8893 | 31.1132 | 31.3474 | 31.5652 | 0 | 0 | 0 | 0 | 0 | 0 | 0 | 0 | 0 | 30.7098 | 30.8893 | 31.1132 | 31.3474 | 31.5652 | [7 empty] | 0 | 0 | 253.2924 | 253.4719 | 253.6957 | 253.93 | 254.1477 | 100%
| 15 | Defective indoor transformer replacement | 15 | 0 | 0 | 1831.2748 | 1831.2748 | 1831.2748 | 1831.2748 | 1831.2748 |  | 1 | 1 | 1 | 1 | 1 | 1 | 1 | 0 | 0 | 1831.2748 | 1831.2748 | 1831.2748 | 1831.2748 | 1831.2748 | 0 | 0 | 0 | 0 | 0 | 0 | 0 | 0 | 0 | 252.6619 | 254.1389 | 255.9805 | 257.9078 | 259.699 | 0 | 0 | 0 | 0 | 0 | 0 | 0 | 0 | 0 | 252.6619 | 254.1389 | 255.9805 | 257.9078 | 259.699 | [7 empty] | 0 | 0 | 2083.9367 | 2085.4137 | 2087.2553 | 2089.1826 | 2090.9738 | 100%
| 16 | Defective kiosk transformer replacement | 16 | 0 | 0 | 839.6119 | 839.6119 | 839.6119 | 839.6119 | 839.6119 |  | 1 | 1 | 1 | 1 | 1 | 1 | 1 | 0 | 0 | 839.6119 | 839.6119 | 839.6119 | 839.6119 | 839.6119 | 0 | 0 | 0 | 0 | 0 | 0 | 0 | 0 | 0 | 115.8417 | 116.5188 | 117.3632 | 118.2468 | 119.0681 | 0 | 0 | 0 | 0 | 0 | 0 | 0 | 0 | 0 | 115.8417 | 116.5188 | 117.3632 | 118.2468 | 119.0681 | [7 empty] | 0 | 0 | 955.4536 | 956.1307 | 956.9751 | 957.8587 | 958.68 | 100%
| 17 | Other distribution works | 17 | 0 | 0 | 522.83 | 521.9948 | 521.7013 | 521.9626 | 522.9307 |  | 1 | 1 | 1 | 1 | 1 | 1 | 1 | 0 | 0 | 522.83 | 521.9948 | 521.7013 | 521.9626 | 522.9307 | 0 | 0 | 0 | 0 | 0 | 0 | 0 | 0 | 0 | 72.1351 | 72.4409 | 72.9248 | 73.5107 | 74.1585 | 0 | 0 | 0 | 0 | 0 | 0 | 0 | 0 | 0 | 72.1351 | 72.4409 | 72.9248 | 73.5107 | 74.1585 | [7 empty] | 0 | 0 | 594.9651 | 594.4356 | 594.6262 | 595.4733 | 597.0893 | 100%
| 18 | Defective ground transformer replacement | 18 | 0 | 0 | 205.9137 | 205.9137 | 205.9137 | 205.9137 | 205.9137 |  | 1 | 1 | 1 | 1 | 1 | 1 | 1 | 0 | 0 | 205.9137 | 205.9137 | 205.9137 | 205.9137 | 205.9137 | 0 | 0 | 0 | 0 | 0 | 0 | 0 | 0 | 0 | 28.41 | 28.5761 | 28.7832 | 28.9999 | 29.2013 | 0 | 0 | 0 | 0 | 0 | 0 | 0 | 0 | 0 | 28.41 | 28.5761 | 28.7832 | 28.9999 | 29.2013 | [7 empty] | 0 | 0 | 234.3237 | 234.4898 | 234.6969 | 234.9136 | 235.115 | 100%
| 19 | ZSS switchboard replacement | 19 | 0 | 0 | 5550.0486 | 5766.8676 | 4070.2788 | 2695.9501 | 1314.0237 |  | 1 | 1 | 1 | 1 | 1 | 1 | 1 | 0 | 0 | 5550.0486 | 5766.8676 | 4070.2788 | 2695.9501 | 1314.0237 | 0 | 0 | 0 | 0 | 0 | 0 | 0 | 0 | 0 | 765.743 | 800.3087 | 568.9545 | 379.6844 | 186.346 | 0 | 0 | 0 | 0 | 0 | 0 | 0 | 0 | 0 | 765.743 | 800.3087 | 568.9545 | 379.6844 | 186.346 | [7 empty] | 0 | 0 | 6315.7916 | 6567.1763 | 4639.2333 | 3075.6345 | 1500.3697 | 100%
| 20 | Inoperable RMUs | 20 | 0 | 0 | 0 | 0 | 0 | 0 | 0 |  | 1 | 1 | 1 | 1 | 1 | 1 | 1 | 0 | 0 | 0 | 0 | 0 | 0 | 0 | 0 | 0 | 0 | 0 | 0 | 0 | 0 | 0 | 0 | 0 | 0 | 0 | 0 | 0 | 0 | 0 | 0 | 0 | 0 | 0 | 0 | 0 | 0 | 0 | 0 | 0 | 0 | 0 | [7 empty] | 0 | 0 | 0 | 0 | 0 | 0 | 0 | 100%
| 21 | Defective switches | 21 | 0 | 0 | 2948.2317 | 2583.046 | 2524.795 | 2603.5259 | 2631.1912 |  | 1 | 1 | 1 | 1 | 1 | 1 | 1 | 0 | 0 | 2948.2317 | 2583.046 | 2524.795 | 2603.5259 | 2631.1912 | 0 | 0 | 0 | 0 | 0 | 0 | 0 | 0 | 0 | 406.769 | 358.4674 | 352.9226 | 366.6678 | 373.1378 | 0 | 0 | 0 | 0 | 0 | 0 | 0 | 0 | 0 | 406.769 | 358.4674 | 352.9226 | 366.6678 | 373.1378 | [7 empty] | 0 | 0 | 3355.0007 | 2941.5134 | 2877.7176 | 2970.1938 | 3004.329 | 100%
| 22 | CRO switch program | 22 | 0 | 0 | 1146.3 | 1146.3 | 1146.3 | 1146.3 | 1146.3 |  | 1 | 1 | 1 | 1 | 1 | 1 | 1 | 0 | 0 | 1146.3 | 1146.3 | 1146.3 | 1146.3 | 1146.3 | 0 | 0 | 0 | 0 | 0 | 0 | 0 | 0 | 0 | 158.1556 | 159.0801 | 160.2329 | 161.4393 | 162.5605 | 0 | 0 | 0 | 0 | 0 | 0 | 0 | 0 | 0 | 158.1556 | 159.0801 | 160.2329 | 161.4393 | 162.5605 | [7 empty] | 0 | 0 | 1304.4556 | 1305.3801 | 1306.5329 | 1307.7393 | 1308.8606 | 100%
| 23 | Defective fuses, surge diverters and ACRs | 23 | 0 | 0 | 243.3539 | 243.3539 | 243.3539 | 243.3539 | 243.3539 |  | 1 | 1 | 1 | 1 | 1 | 1 | 1 | 0 | 0 | 243.3539 | 243.3539 | 243.3539 | 243.3539 | 243.3539 | 0 | 0 | 0 | 0 | 0 | 0 | 0 | 0 | 0 | 33.5757 | 33.7719 | 34.0167 | 34.2728 | 34.5108 | 0 | 0 | 0 | 0 | 0 | 0 | 0 | 0 | 0 | 33.5757 | 33.7719 | 34.0167 | 34.2728 | 34.5108 | [7 empty] | 0 | 0 | 276.9296 | 277.1259 | 277.3706 | 277.6267 | 277.8647 | 100%
| 24 | Relay replacements | 24 | 0 | 0 | 3179.8274 | 5595.1071 | 0 | 0 | 0 |  | 1 | 1 | 1 | 1 | 1 | 1 | 1 | 0 | 0 | 3179.8274 | 5595.1071 | 0 | 0 | 0 | 0 | 0 | 0 | 0 | 0 | 0 | 0 | 0 | 0 | 438.7224 | 776.4723 | 0 | 0 | 0 | 0 | 0 | 0 | 0 | 0 | 0 | 0 | 0 | 0 | 438.7224 | 776.4723 | 0 | 0 | 0 | [7 empty] | 0 | 0 | 3618.5497 | 6371.5794 | 0 | 0 | 0 | 100%
| 25 | Secondary defects, batteries and chargers | 25 | 0 | 0 | 687.8913 | 687.8913 | 687.8913 | 687.8913 | 687.8913 |  | 1 | 1 | 1 | 1 | 1 | 1 | 1 | 0 | 0 | 687.8913 | 687.8913 | 687.8913 | 687.8913 | 687.8913 | 0 | 0 | 0 | 0 | 0 | 0 | 0 | 0 | 0 | 94.9087 | 95.4635 | 96.1553 | 96.8792 | 97.5521 | 0 | 0 | 0 | 0 | 0 | 0 | 0 | 0 | 0 | 94.9087 | 95.4635 | 96.1553 | 96.8792 | 97.5521 | [7 empty] | 0 | 0 | 782.8 | 783.3548 | 784.0466 | 784.7705 | 785.4434 | 100%
| 26 | Underground pits and pillars | 26 | 0 | 0 | 2152.938 | 2165.3288 | 2183.9151 | 2196.3059 | 2214.8921 |  | 1 | 1 | 1 | 1 | 1 | 1 | 1 | 0 | 0 | 2152.938 | 2165.3288 | 2183.9151 | 2196.3059 | 2214.8921 | 0 | 0 | 0 | 0 | 0 | 0 | 0 | 0 | 0 | 297.0419 | 300.4979 | 305.2735 | 309.317 | 314.1011 | 0 | 0 | 0 | 0 | 0 | 0 | 0 | 0 | 0 | 297.0419 | 300.4979 | 305.2735 | 309.317 | 314.1011 | [7 empty] | 0 | 0 | 2449.98 | 2465.8267 | 2489.1886 | 2505.6229 | 2528.9932 | 100%
| 27 | Environmental | 27 | 0 | 0 | 792.8553 | 792.8553 | 792.8553 | 792.8553 | 792.8553 |  | 1 | 1 | 1 | 1 | 1 | 1 | 1 | 0 | 0 | 792.8553 | 792.8553 | 792.8553 | 792.8553 | 792.8553 | 0 | 0 | 0 | 0 | 0 | 0 | 0 | 0 | 0 | 109.3906 | 110.0301 | 110.8274 | 111.6619 | 112.4374 | 0 | 0 | 0 | 0 | 0 | 0 | 0 | 0 | 0 | 109.3906 | 110.0301 | 110.8274 | 111.6619 | 112.4374 | [7 empty] | 0 | 0 | 902.2459 | 902.8854 | 903.6827 | 904.5172 | 905.2927 | 100%
| 28 | Miscellaneous plant and station | 28 | 0 | 0 | 622.3661 | 704.2225 | 703.8485 | 662.7361 | 622.5128 |  | 1 | 1 | 1 | 1 | 1 | 1 | 1 | 0 | 0 | 622.3661 | 704.2225 | 703.8485 | 662.7361 | 622.5128 | 0 | 0 | 0 | 0 | 0 | 0 | 0 | 0 | 0 | 85.8682 | 97.7299 | 98.3858 | 93.3365 | 88.2806 | 0 | 0 | 0 | 0 | 0 | 0 | 0 | 0 | 0 | 85.8682 | 97.7299 | 98.3858 | 93.3365 | 88.2806 | [7 empty] | 0 | 0 | 708.2343 | 801.9524 | 802.2344 | 756.0726 | 710.7934 | 100%
| 29 | Innovation fund | 29 | 0 | 0 | 104.6072 | 104.6072 | 69.7381 | 69.7381 | 69.7381 |  | 1 | 1 | 1 | 1 | 1 | 1 | 1 | 0 | 0 | 104.6072 | 104.6072 | 69.7381 | 69.7381 | 69.7381 | 0 | 0 | 0 | 0 | 0 | 0 | 0 | 0 | 0 | 14.4327 | 14.5171 | 9.7482 | 9.8216 | 9.8898 | 0 | 0 | 0 | 0 | 0 | 0 | 0 | 0 | 0 | 14.4327 | 14.5171 | 9.7482 | 9.8216 | 9.8898 | [7 empty] | 0 | 0 | 119.0399 | 119.1243 | 79.4863 | 79.5597 | 79.6279 | 100%
| 30 | Concrete Poles | 30 | 0 | 0 | 267.6889 | 269.092 | 270.8319 | 272.8614 | 274.7871 |  | 1 | 1 | 1 | 1 | 1 | 1 | 1 | 0 | 0 | 267.6889 | 269.092 | 270.8319 | 272.8614 | 274.7871 | 0 | 0 | 0 | 0 | 0 | 0 | 0 | 0 | 0 | 36.9332 | 37.3438 | 37.8576 | 38.4285 | 38.9684 | 0 | 0 | 0 | 0 | 0 | 0 | 0 | 0 | 0 | 36.9332 | 37.3438 | 37.8576 | 38.4285 | 38.9684 | [7 empty] | 0 | 0 | 304.622 | 306.4357 | 308.6895 | 311.2899 | 313.7555 | 100%
| 31 | Communications | 31 | 0 | 0 | 684.0281 | 1072.9658 | 1318.7737 | 634.7456 | 245.8079 |  | 1 | 1 | 1 | 1 | 1 | 1 | 1 | 0 | 0 | 684.0281 | 1072.9658 | 1318.7737 | 634.7456 | 245.8079 | 0 | 0 | 0 | 0 | 0 | 0 | 0 | 0 | 0 | 94.3757 | 148.903 | 184.3417 | 89.3945 | 34.8588 | 0 | 0 | 0 | 0 | 0 | 0 | 0 | 0 | 0 | 94.3757 | 148.903 | 184.3417 | 89.3945 | 34.8588 | [7 empty] | 0 | 0 | 778.4038 | 1221.8688 | 1503.1154 | 724.1401 | 280.6667 | 100%
| 32 | HV feeder program | 32 | 0 | 0 | 2630.744 | 3293.4958 | 1253.527 | 1620.7882 | 116.8358 |  | 1 | 1 | 1 | 1 | 1 | 1 | 1 | 0 | 0 | 2630.744 | 3293.4958 | 1253.527 | 1620.7882 | 116.8358 | 0 | 0 | 0 | 0 | 0 | 0 | 0 | 0 | 0 | 362.9651 | 457.0615 | 175.2214 | 228.2639 | 16.5689 | 0 | 0 | 0 | 0 | 0 | 0 | 0 | 0 | 0 | 362.9651 | 457.0615 | 175.2214 | 228.2639 | 16.5689 | [7 empty] | 0 | 0 | 2993.7091 | 3750.5573 | 1428.7484 | 1849.052 | 133.4047 | 100%
| 33 | System security | 33 | 0 | 0 | 4325.1686 | 1669.369 | 2782.2816 | 2782.2816 | 2225.8253 |  | 1 | 1 | 1 | 1 | 1 | 1 | 1 | 0 | 0 | 4325.1686 | 1669.369 | 2782.2816 | 2782.2816 | 2225.8253 | 0 | 0 | 0 | 0 | 0 | 0 | 0 | 0 | 0 | 596.7457 | 231.67 | 388.9148 | 391.8429 | 315.6515 | 0 | 0 | 0 | 0 | 0 | 0 | 0 | 0 | 0 | 596.7457 | 231.67 | 388.9148 | 391.8429 | 315.6515 | [7 empty] | 0 | 0 | 4921.9143 | 1901.039 | 3171.1964 | 3174.1245 | 2541.4768 | 100%
| 34 | Metering | 34 | 0 | 0 | 103.55 | 105.3 | 107.23 | 109.31 | 111.5 |  | 1 | 1 | 1 | 1 | 1 | 1 | 1 | 0 | 0 | 103.55 | 105.3 | 107.23 | 109.31 | 111.5 | 0 | 0 | 0 | 0 | 0 | 0 | 0 | 0 | 0 | 14.2868 | 14.6132 | 14.9889 | 15.3947 | 15.8122 | 0 | 0 | 0 | 0 | 0 | 0 | 0 | 0 | 0 | 14.2868 | 14.6132 | 14.9889 | 15.3947 | 15.8122 | [7 empty] | 0 | 0 | 117.8368 | 119.9132 | 122.2189 | 124.7047 | 127.3122 | 100%
| 35 | ZSS capacity upgrades | 35 | 0 | 0 | 0 | 0 | 0 | 0 | 13927.2065 |  | 1 | 1 | 1 | 1 | 1 | 1 | 1 | 0 | 0 | 0 | 0 | 0 | 0 | 13927.2065 | 0 | 0 | 0 | 0 | 0 | 0 | 0 | 0 | 0 | 0 | 0 | 0 | 0 | 1975.0624 | 0 | 0 | 0 | 0 | 0 | 0 | 0 | 0 | 0 | 0 | 0 | 0 | 0 | 1975.0624 | [7 empty] | 0 | 0 | 0 | 0 | 0 | 0 | 15902.2689 | 100%
| 36 | Customer-driven electrification | 36 | 0 | 0 | 430.0559 | 558.8396 | 1088.1888 | 1215.1471 | 1370.7481 |  | 1 | 1 | 1 | 1 | 1 | 1 | 1 | 0 | 0 | 430.0559 | 558.8396 | 1088.1888 | 1215.1471 | 1370.7481 | 0 | 0 | 0 | 0 | 0 | 0 | 0 | 0 | 0 | 59.335 | 77.5541 | 152.1099 | 171.1354 | 194.3902 | 0 | 0 | 0 | 0 | 0 | 0 | 0 | 0 | 0 | 59.335 | 77.5541 | 152.1099 | 171.1354 | 194.3902 | [7 empty] | 0 | 0 | 489.3909 | 636.3937 | 1240.2987 | 1386.2825 | 1565.1383 | 100%
| 37 | CBD security of supply | 37 | 0 | 0 | 8813.0076 | 10316.484 | 0 | 0 | 0 |  | 1 | 1 | 1 | 1 | 1 | 1 | 1 | 0 | 0 | 8813.0076 | 10316.484 | 0 | 0 | 0 | 0 | 0 | 0 | 0 | 0 | 0 | 0 | 0 | 0 | 1215.9351 | 1431.6909 | 0 | 0 | 0 | 0 | 0 | 0 | 0 | 0 | 0 | 0 | 0 | 0 | 1215.9351 | 1431.6909 | 0 | 0 | 0 | [7 empty] | 0 | 0 | 10028.9426 | 11748.1749 | 0 | 0 | 0 | 100%
| 38 | Brunswick modernisation program | 38 | 0 | 0 | 26876.8404 | 19474.8584 | 0 | 0 | 0 |  | 1 | 1 | 1 | 1 | 1 | 1 | 1 | 0 | 0 | 26876.8404 | 19474.8584 | 0 | 0 | 0 | 0 | 0 | 0 | 0 | 0 | 0 | 0 | 0 | 0 | 3708.2111 | 2702.6628 | 0 | 0 | 0 | 0 | 0 | 0 | 0 | 0 | 0 | 0 | 0 | 0 | 3708.2111 | 2702.6628 | 0 | 0 | 0 | [7 empty] | 0 | 0 | 30585.0515 | 22177.5212 | 0 | 0 | 0 | 100%
| 39 | Asset relocations | 39 | 0 | 0 | 1003.0373 | 1003.0373 | 1003.0373 | 1003.0373 | 1003.0373 |  | 1 | 1 | 1 | 1 | 1 | 1 | 1 | 0 | 0 | 1003.0373 | 1003.0373 | 1003.0373 | 1003.0373 | 1003.0373 | 0 | 0 | 0 | 0 | 0 | 0 | 0 | 0 | 0 | 138.3896 | 139.1985 | 140.2072 | 141.2629 | 142.244 | 0 | 0 | 0 | 0 | 0 | 0 | 0 | 0 | 0 | 138.3896 | 139.1985 | 140.2072 | 141.2629 | 142.244 | [7 empty] | 0 | 0 | 1141.4269 | 1142.2358 | 1143.2446 | 1144.3002 | 1145.2813 | 100%
| 40 | Network innovation | 40 | 0 | 0 | 104.6072 | 104.6072 | 69.7381 | 69.7381 | 69.7381 |  | 1 | 1 | 1 | 1 | 1 | 1 | 1 | 0 | 0 | 104.6072 | 104.6072 | 69.7381 | 69.7381 | 69.7381 | 0 | 0 | 0 | 0 | 0 | 0 | 0 | 0 | 0 | 14.4327 | 14.5171 | 9.7482 | 9.8216 | 9.8898 | 0 | 0 | 0 | 0 | 0 | 0 | 0 | 0 | 0 | 14.4327 | 14.5171 | 9.7482 | 9.8216 | 9.8898 | [7 empty] | 0 | 0 | 119.0399 | 119.1243 | 79.4863 | 79.5597 | 79.6279 | 100%
| 41 | Operational technology | 41 | 0 | 0 | 1072.9876 | 1072.9876 | 1072.9876 | 1072.9876 | 1072.9876 |  | 1 | 1 | 1 | 1 | 1 | 1 | 1 | 0 | 0 | 1072.9876 | 1072.9876 | 1072.9876 | 1072.9876 | 1072.9876 | 0 | 0 | 0 | 0 | 0 | 0 | 0 | 0 | 0 | 148.0406 | 148.906 | 149.9851 | 151.1143 | 152.1639 | 0 | 0 | 0 | 0 | 0 | 0 | 0 | 0 | 0 | 148.0406 | 148.906 | 149.9851 | 151.1143 | 152.1639 | [7 empty] | 0 | 0 | 1221.0283 | 1221.8937 | 1222.9727 | 1224.102 | 1225.1515 | 100%
| 42 | Fishermans Bend modernisation | 42 | 0 | 0 | 0 | 2488.8616 | 2488.8616 | 0 | 0 |  | 1 | 1 | 1 | 1 | 1 | 1 | 1 | 0 | 0 | 0 | 2488.8616 | 2488.8616 | 0 | 0 | 0 | 0 | 0 | 0 | 0 | 0 | 0 | 0 | 0 | 0 | 345.3968 | 347.8998 | 0 | 0 | 0 | 0 | 0 | 0 | 0 | 0 | 0 | 0 | 0 | 0 | 345.3968 | 347.8998 | 0 | 0 | [7 empty] | 0 | 0 | 0 | 2834.2584 | 2836.7614 | 0 | 0 | 100%
| 43 | Residential simple connection LV | 43 | 0 | 0 | 0 | 0 | 0 | 0 | 0 |  | 1 | 1 | 1 | 1 | 1 | 1 | 1 | 0 | 0 | 0 | 0 | 0 | 0 | 0 | 0 | 0 | 0 | 0 | 0 | 0 | 0 | 0 | 0 | 0 | 0 | 0 | 0 | 0 | 0 | 0 | 0 | 0 | 0 | 0 | 0 | 0 | 0 | 0 | 0 | 0 | 0 | 0 | [7 empty] | 0 | 0 | 0 | 0 | 0 | 0 | 0 | 100%
| 44 | Residential complex connection LV | 44 | 0 | 0 | 43659.6164 | 41662.8591 | 37547.6261 | 36182.6486 | 38013.5811 |  | 1 | 1 | 1 | 1 | 1 | 1 | 1 | 0 | 0 | 43659.6164 | 41662.8591 | 37547.6261 | 36182.6486 | 38013.5811 | 0 | 0 | 24429.9226 | 23312.6286 | 21009.9326 | 20246.1537 | 21270.6597 | 0 | 0 | 6023.7391 | 5781.8473 | 5248.5079 | 5095.787 | 5390.8294 | 0 | 0 | 0 | 0 | 0 | 0 | 0 | 0 | 0 | 6023.7391 | 5781.8473 | 5248.5079 | 5095.787 | 5390.8294 | [7 empty] | 0 | 0 | 49683.3555 | 47444.7065 | 42796.134 | 41278.4356 | 43404.4105 | 100%
| 45 | Residential complex connection HV | 45 | 0 | 0 | 45782.146 | 43688.3155 | 39373.0188 | 37941.6824 | 39861.6264 |  | 1 | 1 | 1 | 1 | 1 | 1 | 1 | 0 | 0 | 45782.146 | 43688.3155 | 39373.0188 | 37941.6824 | 39861.6264 | 0 | 0 | 27535.3454 | 26276.026 | 23680.6216 | 22819.7545 | 23974.4911 | 0 | 0 | 6316.5855 | 6062.9341 | 5503.6661 | 5343.5207 | 5652.9068 | 0 | 0 | 0 | 0 | 0 | 0 | 0 | 0 | 0 | 6316.5855 | 6062.9341 | 5503.6661 | 5343.5207 | 5652.9068 | [7 empty] | 0 | 0 | 52098.7315 | 49751.2497 | 44876.685 | 43285.2031 | 45514.5331 | 100%
| 46 | Commercial/Industrial simple connection LV | 46 | 0 | 0 | 3438.6713 | 3541.6308 | 3635.7032 | 3710.7836 | 3866.2564 |  | 1 | 1 | 1 | 1 | 1 | 1 | 1 | 0 | 0 | 3438.6713 | 3541.6308 | 3635.7032 | 3710.7836 | 3866.2564 | 0 | 0 | 1399.5776 | 1441.4833 | 1479.7718 | 1510.3304 | 1573.6095 | 0 | 0 | 474.4352 | 491.497 | 508.2083 | 522.6086 | 548.2864 | 0 | 0 | 0 | 0 | 0 | 0 | 0 | 0 | 0 | 474.4352 | 491.497 | 508.2083 | 522.6086 | 548.2864 | [7 empty] | 0 | 0 | 3913.1065 | 4033.1278 | 4143.9115 | 4233.3922 | 4414.5428 | 100%
| 47 | Commercial/Industrial complex connection HV (customer connected at LV, minor HV works) | 47 | 0 | 0 | 34934.6057 | 35980.6052 | 36936.3176 | 37699.085 | 39278.5845 |  | 1 | 1 | 1 | 1 | 1 | 1 | 1 | 0 | 0 | 34934.6057 | 35980.6052 | 36936.3176 | 37699.085 | 39278.5845 | 0 | 0 | 34934.6057 | 35980.6052 | 36936.3176 | 37699.085 | 39278.5845 | 0 | 0 | 4819.945 | 4993.2811 | 5163.0575 | 5309.3545 | 5570.2237 | 0 | 0 | 0 | 0 | 0 | 0 | 0 | 0 | 0 | 4819.945 | 4993.2811 | 5163.0575 | 5309.3545 | 5570.2237 | [7 empty] | 0 | 0 | 39754.5507 | 40973.8863 | 42099.3751 | 43008.4395 | 44848.8082 | 100%
| 48 | Commercial/Industrial complex connection HV (customer connected at LV, upstream asset works) | 48 | 0 | 0 | 11370.3724 | 11710.82 | 12021.8814 | 12270.1438 | 12784.2328 |  | 1 | 1 | 1 | 1 | 1 | 1 | 1 | 0 | 0 | 11370.3724 | 11710.82 | 12021.8814 | 12270.1438 | 12784.2328 | 0 | 0 | 6850.1897 | 7055.2956 | 7242.6975 | 7392.2656 | 7701.9834 | 0 | 0 | 1568.776 | 1625.1927 | 1680.4508 | 1728.067 | 1812.9736 | 0 | 0 | 0 | 0 | 0 | 0 | 0 | 0 | 0 | 1568.776 | 1625.1927 | 1680.4508 | 1728.067 | 1812.9736 | [7 empty] | 0 | 0 | 12939.1483 | 13336.0127 | 13702.3322 | 13998.2107 | 14597.2064 | 100%
| 49 | Commercial/Industrial complex connection HV (customer connected at HV) | 49 | 0 | 0 | 756.6135 | 779.2677 | 799.9666 | 816.4866 | 850.6954 |  | 1 | 1 | 1 | 1 | 1 | 1 | 1 | 0 | 0 | 756.6135 | 779.2677 | 799.9666 | 816.4866 | 850.6954 | 0 | 0 | 754.9043 | 777.5074 | 798.1595 | 814.6422 | 848.7737 | 0 | 0 | 104.3903 | 108.1445 | 111.8215 | 114.99 | 120.6399 | 0 | 0 | 0 | 0 | 0 | 0 | 0 | 0 | 0 | 104.3903 | 108.1445 | 111.8215 | 114.99 | 120.6399 | [7 empty] | 0 | 0 | 861.0038 | 887.4122 | 911.788 | 931.4765 | 971.3352 | 100%
| 50 | Commercial/Industrial complex connection sub-transmission | 50 | 0 | 0 | 0 | 0 | 0 | 0 | 0 |  | 1 | 1 | 1 | 1 | 1 | 1 | 1 | 0 | 0 | 0 | 0 | 0 | 0 | 0 | 0 | 0 | 0 | 0 | 0 | 0 | 0 | 0 | 0 | 0 | 0 | 0 | 0 | 0 | 0 | 0 | 0 | 0 | 0 | 0 | 0 | 0 | 0 | 0 | 0 | 0 | 0 | 0 | [7 empty] | 0 | 0 | 0 | 0 | 0 | 0 | 0 | 100%
| 51 | Subdivision complex connection LV | 51 | 0 | 0 | 0 | 0 | 0 | 0 | 0 |  | 1 | 1 | 1 | 1 | 1 | 1 | 1 | 0 | 0 | 0 | 0 | 0 | 0 | 0 | 0 | 0 | 0 | 0 | 0 | 0 | 0 | 0 | 0 | 0 | 0 | 0 | 0 | 0 | 0 | 0 | 0 | 0 | 0 | 0 | 0 | 0 | 0 | 0 | 0 | 0 | 0 | 0 | [7 empty] | 0 | 0 | 0 | 0 | 0 | 0 | 0 | 100%
| 52 | Subdivision complex connection HV (no upstream asset works) | 52 | 0 | 0 | 0 | 0 | 0 | 0 | 0 |  | 1 | 1 | 1 | 1 | 1 | 1 | 1 | 0 | 0 | 0 | 0 | 0 | 0 | 0 | 0 | 0 | 0 | 0 | 0 | 0 | 0 | 0 | 0 | 0 | 0 | 0 | 0 | 0 | 0 | 0 | 0 | 0 | 0 | 0 | 0 | 0 | 0 | 0 | 0 | 0 | 0 | 0 | [7 empty] | 0 | 0 | 0 | 0 | 0 | 0 | 0 | 100%
| 53 | Subdivision complex connection HV (with upstream asset works) | 53 | 0 | 0 | 0 | 0 | 0 | 0 | 0 |  | 1 | 1 | 1 | 1 | 1 | 1 | 1 | 0 | 0 | 0 | 0 | 0 | 0 | 0 | 0 | 0 | 0 | 0 | 0 | 0 | 0 | 0 | 0 | 0 | 0 | 0 | 0 | 0 | 0 | 0 | 0 | 0 | 0 | 0 | 0 | 0 | 0 | 0 | 0 | 0 | 0 | 0 | [7 empty] | 0 | 0 | 0 | 0 | 0 | 0 | 0 | 100%
| 54 | Embedded generation simple connection LV | 54 | 0 | 0 | 14.8982 | 124.1576 | 124.1284 | 86.8826 | 86.8822 |  | 1 | 1 | 1 | 1 | 1 | 1 | 1 | 0 | 0 | 14.8982 | 124.1576 | 124.1284 | 86.8826 | 86.8822 | 0 | 0 | 14.8982 | 124.1576 | 124.1284 | 86.8826 | 86.8822 | 0 | 0 | 2.0555 | 17.2302 | 17.351 | 12.2361 | 12.321 | 0 | 0 | 0 | 0 | 0 | 0 | 0 | 0 | 0 | 2.0555 | 17.2302 | 17.351 | 12.2361 | 12.321 | [7 empty] | 0 | 0 | 16.9538 | 141.3878 | 141.4794 | 99.1187 | 99.2032 | 100%
| 55 | Embedded generation complex connection HV (small capacity) | 55 | 0 | 0 | 0 | 0 | 0 | 0 | 0 |  | 1 | 1 | 1 | 1 | 1 | 1 | 1 | 0 | 0 | 0 | 0 | 0 | 0 | 0 | 0 | 0 | 0 | 0 | 0 | 0 | 0 | 0 | 0 | 0 | 0 | 0 | 0 | 0 | 0 | 0 | 0 | 0 | 0 | 0 | 0 | 0 | 0 | 0 | 0 | 0 | 0 | 0 | [7 empty] | 0 | 0 | 0 | 0 | 0 | 0 | 0 | 100%
| 56 | Embedded generation complex connection HV (large capacity) | 56 | 0 | 0 | 0 | 0 | 0 | 0 | 0 |  | 1 | 1 | 1 | 1 | 1 | 1 | 1 | 0 | 0 | 0 | 0 | 0 | 0 | 0 | 0 | 0 | 0 | 0 | 0 | 0 | 0 | 0 | 0 | 0 | 0 | 0 | 0 | 0 | 0 | 0 | 0 | 0 | 0 | 0 | 0 | 0 | 0 | 0 | 0 | 0 | 0 | 0 | [7 empty] | 0 | 0 | 0 | 0 | 0 | 0 | 0 | 100%
| 57 | Grid connected batteries | 57 | 0 | 0 | 0 | 0 | 0 | 0 | 0 |  | 1 | 1 | 1 | 1 | 1 | 1 | 1 | 0 | 0 | 0 | 0 | 0 | 0 | 0 | 0 | 0 | 0 | 0 | 0 | 0 | 0 | 0 | 0 | 0 | 0 | 0 | 0 | 0 | 0 | 0 | 0 | 0 | 0 | 0 | 0 | 0 | 0 | 0 | 0 | 0 | 0 | 0 | [7 empty] | 0 | 0 | 0 | 0 | 0 | 0 | 0 | 100%
| 58 | Data centres | 58 | 0 | 0 | 0 | 0 | 0 | 0 | 0 |  | 1 | 1 | 1 | 1 | 1 | 1 | 1 | 0 | 0 | 0 | 0 | 0 | 0 | 0 | 0 | 0 | 0 | 0 | 0 | 0 | 0 | 0 | 0 | 0 | 0 | 0 | 0 | 0 | 0 | 0 | 0 | 0 | 0 | 0 | 0 | 0 | 0 | 0 | 0 | 0 | 0 | 0 | [7 empty] | 0 | 0 | 0 | 0 | 0 | 0 | 0 | 100%
| 59 | Market systems | 59 | 0 | 0 | 3379.7178 | 217.1973 | 0 | 0 | 2859.4206 |  | 1.0137 | 1.0252 | 1.0341 | 1.0433 | 1.0549 | 1.067 | 1.0783 | 0 | 0 | 3494.8394 | 226.6119 | 0 | 0 | 3083.2925 | 0 | 0 | 0 | 0 | 0 | 0 | 0 | 0 | 0 | 0 | 0 | 0 | 0 | 0 | 0 | 0 | 0 | 0 | 0 | 0 | 0 | 0 | 0 | 0 | 0 | 0 | 0 | 0 | [7 empty] | 0 | 0 | 3494.8394 | 226.6119 | 0 | 0 | 3083.2925 | 100%
| 60 | End user device management | 60 | 0 | 0 | 1492.2644 | 1160.2909 | 1661.9994 | 2300.4681 | 1759.3846 |  | 1.0023 | 1.0043 | 1.0058 | 1.0073 | 1.0093 | 1.0113 | 1.0132 | 0 | 0 | 1500.8653 | 1168.801 | 1677.4444 | 2326.5617 | 1782.6926 | 0 | 0 | 0 | 0 | 0 | 0 | 0 | 0 | 0 | 0 | 0 | 0 | 0 | 0 | 0 | 0 | 0 | 0 | 0 | 0 | 0 | 0 | 0 | 0 | 0 | 0 | 0 | 0 | [7 empty] | 0 | 0 | 1500.8653 | 1168.801 | 1677.4444 | 2326.5617 | 1782.6926 | 100%
| 61 | EMS | 61 | 0 | 0 | 2361.1448 | 1177.8989 | 1433.2183 | 1114.486 | 938.0569 |  | 1.008 | 1.0147 | 1.0199 | 1.0253 | 1.0321 | 1.0392 | 1.0458 | 0 | 0 | 2408.1714 | 1207.7525 | 1479.2433 | 1158.1693 | 981.0002 | 0 | 0 | 0 | 0 | 0 | 0 | 0 | 0 | 0 | 0 | 0 | 0 | 0 | 0 | 0 | 0 | 0 | 0 | 0 | 0 | 0 | 0 | 0 | 0 | 0 | 0 | 0 | 0 | [7 empty] | 0 | 0 | 2408.1714 | 1207.7525 | 1479.2433 | 1158.1693 | 981.0002 | 100%
| 62 | Facilities security | 62 | 0 | 0 | 0 | 0 | 0 | 0 | 0 |  | 1.0048 | 1.0088 | 1.0119 | 1.0151 | 1.0192 | 1.0234 | 1.0273 | 0 | 0 | 0 | 0 | 0 | 0 | 0 | 0 | 0 | 0 | 0 | 0 | 0 | 0 | 0 | 0 | 0 | 0 | 0 | 0 | 0 | 0 | 0 | 0 | 0 | 0 | 0 | 0 | 0 | 0 | 0 | 0 | 0 | 0 | 0 | [7 empty] | 0 | 0 | 0 | 0 | 0 | 0 | 0 | 100%
| 63 | Cyber security | 63 | 0 | 0 | 1041.6881 | 1316.1791 | 1183.0088 | 964.0142 | 708.8758 |  | 1.0107 | 1.0196 | 1.0265 | 1.0338 | 1.0428 | 1.0522 | 1.061 | 0 | 0 | 1069.3282 | 1360.6203 | 1233.6205 | 1014.3534 | 752.109 | 0 | 0 | 0 | 0 | 0 | 0 | 0 | 0 | 0 | 0 | 0 | 0 | 0 | 0 | 0 | 0 | 0 | 0 | 0 | 0 | 0 | 0 | 0 | 0 | 0 | 0 | 0 | 0 | [7 empty] | 0 | 0 | 1069.3282 | 1360.6203 | 1233.6205 | 1014.3534 | 752.109 | 100%
| 64 | ERP & billing systems | 64 | 0 | 0 | 4716.5163 | 9644.4831 | 6382.1256 | 6108.5309 | 2485.3113 |  | 1.0071 | 1.013 | 1.0176 | 1.0224 | 1.0284 | 1.0346 | 1.0404 | 0 | 0 | 4799.5176 | 9860.4616 | 6563.2134 | 6320.0845 | 2585.8398 | 0 | 0 | 0 | 0 | 0 | 0 | 0 | 0 | 0 | 0 | 0 | 0 | 0 | 0 | 0 | 0 | 0 | 0 | 0 | 0 | 0 | 0 | 0 | 0 | 0 | 0 | 0 | 0 | [7 empty] | 0 | 0 | 4799.5176 | 9860.4616 | 6563.2134 | 6320.0845 | 2585.8398 | 100%
| 65 | Market compliance | 65 | 0 | 0 | 967.2155 | 967.2155 | 967.2155 | 967.2155 | 967.2155 |  | 1.0135 | 1.0247 | 1.0334 | 1.0425 | 1.0539 | 1.0658 | 1.0768 | 0 | 0 | 999.538 | 1008.3469 | 1019.3309 | 1030.8255 | 1041.509 | 0 | 0 | 0 | 0 | 0 | 0 | 0 | 0 | 0 | 0 | 0 | 0 | 0 | 0 | 0 | 0 | 0 | 0 | 0 | 0 | 0 | 0 | 0 | 0 | 0 | 0 | 0 | 0 | [7 empty] | 0 | 0 | 999.538 | 1008.3469 | 1019.3309 | 1030.8255 | 1041.509 | 100%
| 66 | Customer enablement | 66 | 0 | 0 | 379.9818 | 196.852 | 3505.6748 | 166.9369 | 0 |  | 1.0145 | 1.0265 | 1.0359 | 1.0457 | 1.0579 | 1.0707 | 1.0826 | 0 | 0 | 393.6358 | 205.8533 | 3708.785 | 178.7421 | 0 | 0 | 0 | 0 | 0 | 0 | 0 | 0 | 0 | 0 | 0 | 0 | 0 | 0 | 0 | 0 | 0 | 0 | 0 | 0 | 0 | 0 | 0 | 0 | 0 | 0 | 0 | 0 | 0 | [7 empty] | 0 | 0 | 393.6358 | 205.8533 | 3708.785 | 178.7421 | 0 | 100%
| 67 | Telephony | 67 | 0 | 0 | 177.5382 | 984.4108 | 381.2176 | 279.5018 | 46.7083 |  | 1.0042 | 1.0077 | 1.0104 | 1.0132 | 1.0167 | 1.0204 | 1.0238 | 0 | 0 | 179.3785 | 997.3958 | 387.5889 | 285.2034 | 47.8212 | 0 | 0 | 0 | 0 | 0 | 0 | 0 | 0 | 0 | 0 | 0 | 0 | 0 | 0 | 0 | 0 | 0 | 0 | 0 | 0 | 0 | 0 | 0 | 0 | 0 | 0 | 0 | 0 | [7 empty] | 0 | 0 | 179.3785 | 997.3958 | 387.5889 | 285.2034 | 47.8212 | 100%
| 68 | Network management | 68 | 0 | 0 | 3152.8531 | 2981.4609 | 2626.2034 | 4006.4324 | 2913.9358 |  | 1.0102 | 1.0187 | 1.0254 | 1.0323 | 1.0409 | 1.0499 | 1.0583 | 0 | 0 | 3232.869 | 3077.7485 | 2733.6671 | 4206.5343 | 3083.9159 | 0 | 0 | 0 | 0 | 0 | 0 | 0 | 0 | 0 | 0 | 0 | 0 | 0 | 0 | 0 | 0 | 0 | 0 | 0 | 0 | 0 | 0 | 0 | 0 | 0 | 0 | 0 | 0 | [7 empty] | 0 | 0 | 3232.869 | 3077.7485 | 2733.6671 | 4206.5343 | 3083.9159 | 100%
| 69 | Infrastructure refresh | 69 | 0 | 0 | 4831.1072 | 2975.5787 | 2641.3501 | 1828.1671 | 1229.697 |  | 1.0089 | 1.0163 | 1.022 | 1.0281 | 1.0355 | 1.0434 | 1.0507 | 0 | 0 | 4937.603 | 3059.0478 | 2735.23 | 1907.476 | 1292.003 | 0 | 0 | 0 | 0 | 0 | 0 | 0 | 0 | 0 | 0 | 0 | 0 | 0 | 0 | 0 | 0 | 0 | 0 | 0 | 0 | 0 | 0 | 0 | 0 | 0 | 0 | 0 | 0 | [7 empty] | 0 | 0 | 4937.603 | 3059.0478 | 2735.23 | 1907.476 | 1292.003 | 100%
| 70 | Market interface technology enhancements | 70 | 0 | 0 | 145.1349 | 6566.0488 | 1906.5262 | 1066.9672 | 0 |  | 1.01 | 1.0183 | 1.0248 | 1.0316 | 1.04 | 1.0488 | 1.057 | 0 | 0 | 148.7334 | 6773.216 | 1982.7432 | 1119.029 | 0 | 0 | 0 | 0 | 0 | 0 | 0 | 0 | 0 | 0 | 0 | 0 | 0 | 0 | 0 | 0 | 0 | 0 | 0 | 0 | 0 | 0 | 0 | 0 | 0 | 0 | 0 | 0 | 0 | [7 empty] | 0 | 0 | 148.7334 | 6773.216 | 1982.7432 | 1119.029 | 0 | 100%
| 71 | Flexible trading arrangements | 71 | 0 | 0 | 545.269 | 0 | 0 | 0 | 0 |  | 1.009 | 1.0165 | 1.0223 | 1.0284 | 1.0359 | 1.0438 | 1.0512 | 0 | 0 | 557.417 | 0 | 0 | 0 | 0 | 0 | 0 | 0 | 0 | 0 | 0 | 0 | 0 | 0 | 0 | 0 | 0 | 0 | 0 | 0 | 0 | 0 | 0 | 0 | 0 | 0 | 0 | 0 | 0 | 0 | 0 | 0 | 0 | [7 empty] | 0 | 0 | 557.417 | 0 | 0 | 0 | 0 | 100%
| 72 | Network data visibility | 72 | 0 | 0 | 0 | 0 | 0 | 0 | 0 |  | 1.0145 | 1.0265 | 1.0359 | 1.0457 | 1.0579 | 1.0707 | 1.0826 | 0 | 0 | 0 | 0 | 0 | 0 | 0 | 0 | 0 | 0 | 0 | 0 | 0 | 0 | 0 | 0 | 0 | 0 | 0 | 0 | 0 | 0 | 0 | 0 | 0 | 0 | 0 | 0 | 0 | 0 | 0 | 0 | 0 | 0 | 0 | [7 empty] | 0 | 0 | 0 | 0 | 0 | 0 | 0 | 100%
| 73 | Flexible services | 73 | 0 | 0 | 3120.3353 | 1259.9003 | 1355.1198 | 2235.2351 | 1147.7399 |  | 1.0114 | 1.0209 | 1.0283 | 1.036 | 1.0456 | 1.0557 | 1.065 | 0 | 0 | 3208.6068 | 1305.2551 | 1416.9296 | 2359.6758 | 1222.369 | 0 | 0 | 0 | 0 | 0 | 0 | 0 | 0 | 0 | 0 | 0 | 0 | 0 | 0 | 0 | 0 | 0 | 0 | 0 | 0 | 0 | 0 | 0 | 0 | 0 | 0 | 0 | 0 | [7 empty] | 0 | 0 | 3208.6068 | 1305.2551 | 1416.9296 | 2359.6758 | 1222.369 | 100%
| 74 | Non-network procurement platform | 74 | 0 | 0 | 0 | 0 | 0 | 0 | 0 |  | 1.006 | 1.011 | 1.0149 | 1.0189 | 1.0239 | 1.0292 | 1.0341 | 0 | 0 | 0 | 0 | 0 | 0 | 0 | 0 | 0 | 0 | 0 | 0 | 0 | 0 | 0 | 0 | 0 | 0 | 0 | 0 | 0 | 0 | 0 | 0 | 0 | 0 | 0 | 0 | 0 | 0 | 0 | 0 | 0 | 0 | 0 | [7 empty] | 0 | 0 | 0 | 0 | 0 | 0 | 0 | 100%
| 75 | CER integration: IT | 75 | 0 | 0 | 0 | 0 | 0 | 0 | 0 |  | 1.0106 | 1.0195 | 1.0264 | 1.0335 | 1.0425 | 1.0519 | 1.0606 | 0 | 0 | 0 | 0 | 0 | 0 | 0 | 0 | 0 | 0 | 0 | 0 | 0 | 0 | 0 | 0 | 0 | 0 | 0 | 0 | 0 | 0 | 0 | 0 | 0 | 0 | 0 | 0 | 0 | 0 | 0 | 0 | 0 | 0 | 0 | [7 empty] | 0 | 0 | 0 | 0 | 0 | 0 | 0 | 100%
| 76 | CER integration: Augmentation | 76 | 0 | 0 | 1.1129e-07 | 0 | 0 | 0 | 0 |  | 1.0055 | 1.0102 | 1.0138 | 1.0175 | 1.0222 | 1.0271 | 1.0316 | 0 | 0 | 1.1282e-07 | 0 | 0 | 0 | 0 | 0 | 0 | 0 | 0 | 0 | 0 | 0 | 0 | 0 | 1.5566e-08 | 0 | 0 | 0 | 0 | 0 | 0 | 0 | 0 | 0 | 0 | 0 | 0 | 0 | 1.5566e-08 | 0 | 0 | 0 | 0 | [7 empty] | 0 | 0 | 1.2839e-07 | 0 | 0 | 0 | 0 | 100%
| 77 | Fleet | 77 | 0 | 0 | 6765.9102 | 4632.7604 | 2639.7749 | 3308.9721 | 3396.511 |  | 1 | 1 | 1 | 1 | 1 | 1 | 1 | 0 | 0 | 6765.9102 | 4632.7604 | 2639.7749 | 3308.9721 | 3396.511 | 0 | 0 | 0 | 0 | 0 | 0 | 0 | 0 | 0 | 0 | 0 | 0 | 0 | 0 | 0 | 0 | 0 | 0 | 0 | 0 | 0 | 0 | 0 | 0 | 0 | 0 | 0 | 0 | [7 empty] | 0 | 0 | 6765.9102 | 4632.7604 | 2639.7749 | 3308.9721 | 3396.511 | 100%
| 78 | Tools | 78 | 0 | 0 | 1376.1241 | 1376.1241 | 1376.1241 | 1376.1241 | 1376.1241 |  | 1 | 1 | 1 | 1 | 1 | 1 | 1 | 0 | 0 | 1376.1241 | 1376.1241 | 1376.1241 | 1376.1241 | 1376.1241 | 0 | 0 | 0 | 0 | 0 | 0 | 0 | 0 | 0 | 0 | 0 | 0 | 0 | 0 | 0 | 0 | 0 | 0 | 0 | 0 | 0 | 0 | 0 | 0 | 0 | 0 | 0 | 0 | [7 empty] | 0 | 0 | 1376.1241 | 1376.1241 | 1376.1241 | 1376.1241 | 1376.1241 | 100%
| 79 | Property recurrent expenditure | 79 | 0 | 0 | 2911.2217 | 1358.6533 | 3027.1375 | 1025.8373 | 2491.8991 |  | 1.0013 | 1.0024 | 1.0033 | 1.0042 | 1.0053 | 1.0065 | 1.0076 | 0 | 0 | 2920.8067 | 1364.3457 | 3043.2073 | 1032.4842 | 2510.757 | 0 | 0 | 0 | 0 | 0 | 0 | 0 | 0 | 0 | 0 | 0 | 0 | 0 | 0 | 0 | 0 | 0 | 0 | 0 | 0 | 0 | 0 | 0 | 0 | 0 | 0 | 0 | 0 | [7 empty] | 0 | 0 | 2920.8067 | 1364.3457 | 3043.2073 | 1032.4842 | 2510.757 | 100%
| 80 | Training facility development | 80 | 0 | 0 | 6099.0395 | 3366.1156 | 0 | 0 | 0 |  | 1 | 1 | 1 | 1 | 1 | 1 | 1 | 0 | 0 | 6099.0395 | 3366.1156 | 0 | 0 | 0 | 0 | 0 | 0 | 0 | 0 | 0 | 0 | 0 | 0 | 0 | 0 | 0 | 0 | 0 | 0 | 0 | 0 | 0 | 0 | 0 | 0 | 0 | 0 | 0 | 0 | 0 | 0 | 0 | [7 empty] | 0 | 0 | 6099.0395 | 3366.1156 | 0 | 0 | 0 | 100%
| 81 | Head office refurbishment | 81 | 0 | 0 | 0 | 0 | 2066.4291 | 4844.705 | 0 |  | 1 | 1 | 1 | 1 | 1 | 1 | 1 | 0 | 0 | 0 | 0 | 2066.4291 | 4844.705 | 0 | 0 | 0 | 0 | 0 | 0 | 0 | 0 | 0 | 0 | 0 | 0 | 0 | 0 | 0 | 0 | 0 | 0 | 0 | 0 | 0 | 0 | 0 | 0 | 0 | 0 | 0 | 0 | 0 | [7 empty] | 0 | 0 | 0 | 0 | 2066.4291 | 4844.705 | 0 | 100%
| 82 | Burnley depot redevelopment | 82 | 0 | 0 | 0 | 16632.4795 | 38437.295 | 0 | 0 |  | 1 | 1 | 1 | 1 | 1 | 1 | 1 | 0 | 0 | 0 | 16632.4795 | 38437.295 | 0 | 0 | 0 | 0 | 0 | 0 | 0 | 0 | 0 | 0 | 0 | 0 | 0 | 0 | 0 | 0 | 0 | 0 | 0 | 0 | 0 | 0 | 0 | 0 | 0 | 0 | 0 | 0 | 0 | 0 | [7 empty] | 0 | 0 | 0 | 16632.4795 | 38437.295 | 0 | 0 | 100%
| 83 |  |  | 0 | 0 | 0 | 0 | 0 | 0 | 0 |  | 1 | 1 | 1 | 1 | 1 | 1 | 1 | 0 | 0 | 0 | 0 | 0 | 0 | 0 | 0 | 0 | 0 | 0 | 0 | 0 | 0 | 0 | 0 | 0 | 0 | 0 | 0 | 0 | 0 | 0 | 0 | 0 | 0 | 0 | 0 | 0 | 0 | 0 | 0 | 0 | 0 | 0 | [7 empty] | 0 | 0 | 0 | 0 | 0 | 0 | 0
| 84 |  |  | 0 | 0 | 0 | 0 | 0 | 0 | 0 |  | 1 | 1 | 1 | 1 | 1 | 1 | 1 | 0 | 0 | 0 | 0 | 0 | 0 | 0 | 0 | 0 | 0 | 0 | 0 | 0 | 0 | 0 | 0 | 0 | 0 | 0 | 0 | 0 | 0 | 0 | 0 | 0 | 0 | 0 | 0 | 0 | 0 | 0 | 0 | 0 | 0 | 0 | [7 empty] | 0 | 0 | 0 | 0 | 0 | 0 | 0
| 85 |  |  | 0 | 0 | 0 | 0 | 0 | 0 | 0 |  | 1 | 1 | 1 | 1 | 1 | 1 | 1 | 0 | 0 | 0 | 0 | 0 | 0 | 0 | 0 | 0 | 0 | 0 | 0 | 0 | 0 | 0 | 0 | 0 | 0 | 0 | 0 | 0 | 0 | 0 | 0 | 0 | 0 | 0 | 0 | 0 | 0 | 0 | 0 | 0 | 0 | 0 | [7 empty] | 0 | 0 | 0 | 0 | 0 | 0 | 0
| 86 |  |  | 0 | 0 | 0 | 0 | 0 | 0 | 0 |  | 1 | 1 | 1 | 1 | 1 | 1 | 1 | 0 | 0 | 0 | 0 | 0 | 0 | 0 | 0 | 0 | 0 | 0 | 0 | 0 | 0 | 0 | 0 | 0 | 0 | 0 | 0 | 0 | 0 | 0 | 0 | 0 | 0 | 0 | 0 | 0 | 0 | 0 | 0 | 0 | 0 | 0 | [7 empty] | 0 | 0 | 0 | 0 | 0 | 0 | 0
| 87 |  |  | 0 | 0 | 0 | 0 | 0 | 0 | 0 |  | 1 | 1 | 1 | 1 | 1 | 1 | 1 | 0 | 0 | 0 | 0 | 0 | 0 | 0 | 0 | 0 | 0 | 0 | 0 | 0 | 0 | 0 | 0 | 0 | 0 | 0 | 0 | 0 | 0 | 0 | 0 | 0 | 0 | 0 | 0 | 0 | 0 | 0 | 0 | 0 | 0 | 0 | [7 empty] | 0 | 0 | 0 | 0 | 0 | 0 | 0
| 88 |  |  | 0 | 0 | 0 | 0 | 0 | 0 | 0 |  | 1 | 1 | 1 | 1 | 1 | 1 | 1 | 0 | 0 | 0 | 0 | 0 | 0 | 0 | 0 | 0 | 0 | 0 | 0 | 0 | 0 | 0 | 0 | 0 | 0 | 0 | 0 | 0 | 0 | 0 | 0 | 0 | 0 | 0 | 0 | 0 | 0 | 0 | 0 | 0 | 0 | 0 | [7 empty] | 0 | 0 | 0 | 0 | 0 | 0 | 0
| 89 |  |  | 0 | 0 | 0 | 0 | 0 | 0 | 0 |  | 1 | 1 | 1 | 1 | 1 | 1 | 1 | 0 | 0 | 0 | 0 | 0 | 0 | 0 | 0 | 0 | 0 | 0 | 0 | 0 | 0 | 0 | 0 | 0 | 0 | 0 | 0 | 0 | 0 | 0 | 0 | 0 | 0 | 0 | 0 | 0 | 0 | 0 | 0 | 0 | 0 | 0 | [7 empty] | 0 | 0 | 0 | 0 | 0 | 0 | 0
| 90 |  |  | 0 | 0 | 0 | 0 | 0 | 0 | 0 |  | 1 | 1 | 1 | 1 | 1 | 1 | 1 | 0 | 0 | 0 | 0 | 0 | 0 | 0 | 0 | 0 | 0 | 0 | 0 | 0 | 0 | 0 | 0 | 0 | 0 | 0 | 0 | 0 | 0 | 0 | 0 | 0 | 0 | 0 | 0 | 0 | 0 | 0 | 0 | 0 | 0 | 0 | [7 empty] | 0 | 0 | 0 | 0 | 0 | 0 | 0
| 91 |  |  | 0 | 0 | 0 | 0 | 0 | 0 | 0 |  | 1 | 1 | 1 | 1 | 1 | 1 | 1 | 0 | 0 | 0 | 0 | 0 | 0 | 0 | 0 | 0 | 0 | 0 | 0 | 0 | 0 | 0 | 0 | 0 | 0 | 0 | 0 | 0 | 0 | 0 | 0 | 0 | 0 | 0 | 0 | 0 | 0 | 0 | 0 | 0 | 0 | 0 | [7 empty] | 0 | 0 | 0 | 0 | 0 | 0 | 0
| 92 |  |  | 0 | 0 | 0 | 0 | 0 | 0 | 0 |  | 1 | 1 | 1 | 1 | 1 | 1 | 1 | 0 | 0 | 0 | 0 | 0 | 0 | 0 | 0 | 0 | 0 | 0 | 0 | 0 | 0 | 0 | 0 | 0 | 0 | 0 | 0 | 0 | 0 | 0 | 0 | 0 | 0 | 0 | 0 | 0 | 0 | 0 | 0 | 0 | 0 | 0 | [7 empty] | 0 | 0 | 0 | 0 | 0 | 0 | 0
| 93 |  |  | 0 | 0 | 0 | 0 | 0 | 0 | 0 |  | 1 | 1 | 1 | 1 | 1 | 1 | 1 | 0 | 0 | 0 | 0 | 0 | 0 | 0 | 0 | 0 | 0 | 0 | 0 | 0 | 0 | 0 | 0 | 0 | 0 | 0 | 0 | 0 | 0 | 0 | 0 | 0 | 0 | 0 | 0 | 0 | 0 | 0 | 0 | 0 | 0 | 0 | [7 empty] | 0 | 0 | 0 | 0 | 0 | 0 | 0
| 94 |  |  | 0 | 0 | 0 | 0 | 0 | 0 | 0 |  | 1 | 1 | 1 | 1 | 1 | 1 | 1 | 0 | 0 | 0 | 0 | 0 | 0 | 0 | 0 | 0 | 0 | 0 | 0 | 0 | 0 | 0 | 0 | 0 | 0 | 0 | 0 | 0 | 0 | 0 | 0 | 0 | 0 | 0 | 0 | 0 | 0 | 0 | 0 | 0 | 0 | 0 | [7 empty] | 0 | 0 | 0 | 0 | 0 | 0 | 0
| 95 |  |  | 0 | 0 | 0 | 0 | 0 | 0 | 0 |  | 1 | 1 | 1 | 1 | 1 | 1 | 1 | 0 | 0 | 0 | 0 | 0 | 0 | 0 | 0 | 0 | 0 | 0 | 0 | 0 | 0 | 0 | 0 | 0 | 0 | 0 | 0 | 0 | 0 | 0 | 0 | 0 | 0 | 0 | 0 | 0 | 0 | 0 | 0 | 0 | 0 | 0 | [7 empty] | 0 | 0 | 0 | 0 | 0 | 0 | 0
| 96 |  |  | 0 | 0 | 0 | 0 | 0 | 0 | 0 |  | 1 | 1 | 1 | 1 | 1 | 1 | 1 | 0 | 0 | 0 | 0 | 0 | 0 | 0 | 0 | 0 | 0 | 0 | 0 | 0 | 0 | 0 | 0 | 0 | 0 | 0 | 0 | 0 | 0 | 0 | 0 | 0 | 0 | 0 | 0 | 0 | 0 | 0 | 0 | 0 | 0 | 0 | [7 empty] | 0 | 0 | 0 | 0 | 0 | 0 | 0
| 97 |  |  | 0 | 0 | 0 | 0 | 0 | 0 | 0 |  | 1 | 1 | 1 | 1 | 1 | 1 | 1 | 0 | 0 | 0 | 0 | 0 | 0 | 0 | 0 | 0 | 0 | 0 | 0 | 0 | 0 | 0 | 0 | 0 | 0 | 0 | 0 | 0 | 0 | 0 | 0 | 0 | 0 | 0 | 0 | 0 | 0 | 0 | 0 | 0 | 0 | 0 | [7 empty] | 0 | 0 | 0 | 0 | 0 | 0 | 0
| 98 |  |  | 0 | 0 | 0 | 0 | 0 | 0 | 0 |  | 1 | 1 | 1 | 1 | 1 | 1 | 1 | 0 | 0 | 0 | 0 | 0 | 0 | 0 | 0 | 0 | 0 | 0 | 0 | 0 | 0 | 0 | 0 | 0 | 0 | 0 | 0 | 0 | 0 | 0 | 0 | 0 | 0 | 0 | 0 | 0 | 0 | 0 | 0 | 0 | 0 | 0 | [7 empty] | 0 | 0 | 0 | 0 | 0 | 0 | 0
| 99 |  |  | 0 | 0 | 0 | 0 | 0 | 0 | 0 |  | 1 | 1 | 1 | 1 | 1 | 1 | 1 | 0 | 0 | 0 | 0 | 0 | 0 | 0 | 0 | 0 | 0 | 0 | 0 | 0 | 0 | 0 | 0 | 0 | 0 | 0 | 0 | 0 | 0 | 0 | 0 | 0 | 0 | 0 | 0 | 0 | 0 | 0 | 0 | 0 | 0 | 0 | [7 empty] | 0 | 0 | 0 | 0 | 0 | 0 | 0
| 100 |  |  | 0 | 0 | 0 | 0 | 0 | 0 | 0 |  | 1 | 1 | 1 | 1 | 1 | 1 | 1 | 0 | 0 | 0 | 0 | 0 | 0 | 0 | 0 | 0 | 0 | 0 | 0 | 0 | 0 | 0 | 0 | 0 | 0 | 0 | 0 | 0 | 0 | 0 | 0 | 0 | 0 | 0 | 0 | 0 | 0 | 0 | 0 | 0 | 0 | 0 | [7 empty] | 0 | 0 | 0 | 0 | 0 | 0 | 0
| 101 |  |  | 0 | 0 | 0 | 0 | 0 | 0 | 0 |  | 1 | 1 | 1 | 1 | 1 | 1 | 1 | 0 | 0 | 0 | 0 | 0 | 0 | 0 | 0 | 0 | 0 | 0 | 0 | 0 | 0 | 0 | 0 | 0 | 0 | 0 | 0 | 0 | 0 | 0 | 0 | 0 | 0 | 0 | 0 | 0 | 0 | 0 | 0 | 0 | 0 | 0 | [7 empty] | 0 | 0 | 0 | 0 | 0 | 0 | 0
| 102 |  |  | 0 | 0 | 0 | 0 | 0 | 0 | 0 |  | 1 | 1 | 1 | 1 | 1 | 1 | 1 | 0 | 0 | 0 | 0 | 0 | 0 | 0 | 0 | 0 | 0 | 0 | 0 | 0 | 0 | 0 | 0 | 0 | 0 | 0 | 0 | 0 | 0 | 0 | 0 | 0 | 0 | 0 | 0 | 0 | 0 | 0 | 0 | 0 | 0 | 0 | [7 empty] | 0 | 0 | 0 | 0 | 0 | 0 | 0
| 103 |  |  | 0 | 0 | 0 | 0 | 0 | 0 | 0 |  | 1 | 1 | 1 | 1 | 1 | 1 | 1 | 0 | 0 | 0 | 0 | 0 | 0 | 0 | 0 | 0 | 0 | 0 | 0 | 0 | 0 | 0 | 0 | 0 | 0 | 0 | 0 | 0 | 0 | 0 | 0 | 0 | 0 | 0 | 0 | 0 | 0 | 0 | 0 | 0 | 0 | 0 | [7 empty] | 0 | 0 | 0 | 0 | 0 | 0 | 0
| 104 |  |  | 0 | 0 | 0 | 0 | 0 | 0 | 0 |  | 1 | 1 | 1 | 1 | 1 | 1 | 1 | 0 | 0 | 0 | 0 | 0 | 0 | 0 | 0 | 0 | 0 | 0 | 0 | 0 | 0 | 0 | 0 | 0 | 0 | 0 | 0 | 0 | 0 | 0 | 0 | 0 | 0 | 0 | 0 | 0 | 0 | 0 | 0 | 0 | 0 | 0 | [7 empty] | 0 | 0 | 0 | 0 | 0 | 0 | 0
| 105 |  |  | 0 | 0 | 0 | 0 | 0 | 0 | 0 |  | 1 | 1 | 1 | 1 | 1 | 1 | 1 | 0 | 0 | 0 | 0 | 0 | 0 | 0 | 0 | 0 | 0 | 0 | 0 | 0 | 0 | 0 | 0 | 0 | 0 | 0 | 0 | 0 | 0 | 0 | 0 | 0 | 0 | 0 | 0 | 0 | 0 | 0 | 0 | 0 | 0 | 0 | [7 empty] | 0 | 0 | 0 | 0 | 0 | 0 | 0
| 106 |  |  | 0 | 0 | 0 | 0 | 0 | 0 | 0 |  | 1 | 1 | 1 | 1 | 1 | 1 | 1 | 0 | 0 | 0 | 0 | 0 | 0 | 0 | 0 | 0 | 0 | 0 | 0 | 0 | 0 | 0 | 0 | 0 | 0 | 0 | 0 | 0 | 0 | 0 | 0 | 0 | 0 | 0 | 0 | 0 | 0 | 0 | 0 | 0 | 0 | 0 | [7 empty] | 0 | 0 | 0 | 0 | 0 | 0 | 0
| 107 |  |  | 0 | 0 | 0 | 0 | 0 | 0 | 0 |  | 1 | 1 | 1 | 1 | 1 | 1 | 1 | 0 | 0 | 0 | 0 | 0 | 0 | 0 | 0 | 0 | 0 | 0 | 0 | 0 | 0 | 0 | 0 | 0 | 0 | 0 | 0 | 0 | 0 | 0 | 0 | 0 | 0 | 0 | 0 | 0 | 0 | 0 | 0 | 0 | 0 | 0 | [7 empty] | 0 | 0 | 0 | 0 | 0 | 0 | 0
| 108 |  |  | 0 | 0 | 0 | 0 | 0 | 0 | 0 |  | 1 | 1 | 1 | 1 | 1 | 1 | 1 | 0 | 0 | 0 | 0 | 0 | 0 | 0 | 0 | 0 | 0 | 0 | 0 | 0 | 0 | 0 | 0 | 0 | 0 | 0 | 0 | 0 | 0 | 0 | 0 | 0 | 0 | 0 | 0 | 0 | 0 | 0 | 0 | 0 | 0 | 0 | [7 empty] | 0 | 0 | 0 | 0 | 0 | 0 | 0
| 109 |  |  | 0 | 0 | 0 | 0 | 0 | 0 | 0 |  | 1 | 1 | 1 | 1 | 1 | 1 | 1 | 0 | 0 | 0 | 0 | 0 | 0 | 0 | 0 | 0 | 0 | 0 | 0 | 0 | 0 | 0 | 0 | 0 | 0 | 0 | 0 | 0 | 0 | 0 | 0 | 0 | 0 | 0 | 0 | 0 | 0 | 0 | 0 | 0 | 0 | 0 | [7 empty] | 0 | 0 | 0 | 0 | 0 | 0 | 0
| 110 |  |  | 0 | 0 | 0 | 0 | 0 | 0 | 0 |  | 1 | 1 | 1 | 1 | 1 | 1 | 1 | 0 | 0 | 0 | 0 | 0 | 0 | 0 | 0 | 0 | 0 | 0 | 0 | 0 | 0 | 0 | 0 | 0 | 0 | 0 | 0 | 0 | 0 | 0 | 0 | 0 | 0 | 0 | 0 | 0 | 0 | 0 | 0 | 0 | 0 | 0 | [7 empty] | 0 | 0 | 0 | 0 | 0 | 0 | 0
| 111 |  |  | 0 | 0 | 0 | 0 | 0 | 0 | 0 |  | 1 | 1 | 1 | 1 | 1 | 1 | 1 | 0 | 0 | 0 | 0 | 0 | 0 | 0 | 0 | 0 | 0 | 0 | 0 | 0 | 0 | 0 | 0 | 0 | 0 | 0 | 0 | 0 | 0 | 0 | 0 | 0 | 0 | 0 | 0 | 0 | 0 | 0 | 0 | 0 | 0 | 0 | [7 empty] | 0 | 0 | 0 | 0 | 0 | 0 | 0
| 112 |  |  | 0 | 0 | 0 | 0 | 0 | 0 | 0 |  | 1 | 1 | 1 | 1 | 1 | 1 | 1 | 0 | 0 | 0 | 0 | 0 | 0 | 0 | 0 | 0 | 0 | 0 | 0 | 0 | 0 | 0 | 0 | 0 | 0 | 0 | 0 | 0 | 0 | 0 | 0 | 0 | 0 | 0 | 0 | 0 | 0 | 0 | 0 | 0 | 0 | 0 | [7 empty] | 0 | 0 | 0 | 0 | 0 | 0 | 0
| 113 |  |  | 0 | 0 | 0 | 0 | 0 | 0 | 0 |  | 1 | 1 | 1 | 1 | 1 | 1 | 1 | 0 | 0 | 0 | 0 | 0 | 0 | 0 | 0 | 0 | 0 | 0 | 0 | 0 | 0 | 0 | 0 | 0 | 0 | 0 | 0 | 0 | 0 | 0 | 0 | 0 | 0 | 0 | 0 | 0 | 0 | 0 | 0 | 0 | 0 | 0 | [7 empty] | 0 | 0 | 0 | 0 | 0 | 0 | 0
| 114 |  |  | 0 | 0 | 0 | 0 | 0 | 0 | 0 |  | 1 | 1 | 1 | 1 | 1 | 1 | 1 | 0 | 0 | 0 | 0 | 0 | 0 | 0 | 0 | 0 | 0 | 0 | 0 | 0 | 0 | 0 | 0 | 0 | 0 | 0 | 0 | 0 | 0 | 0 | 0 | 0 | 0 | 0 | 0 | 0 | 0 | 0 | 0 | 0 | 0 | 0 | [7 empty] | 0 | 0 | 0 | 0 | 0 | 0 | 0
| 115 |  |  | 0 | 0 | 0 | 0 | 0 | 0 | 0 |  | 1 | 1 | 1 | 1 | 1 | 1 | 1 | 0 | 0 | 0 | 0 | 0 | 0 | 0 | 0 | 0 | 0 | 0 | 0 | 0 | 0 | 0 | 0 | 0 | 0 | 0 | 0 | 0 | 0 | 0 | 0 | 0 | 0 | 0 | 0 | 0 | 0 | 0 | 0 | 0 | 0 | 0 | [7 empty] | 0 | 0 | 0 | 0 | 0 | 0 | 0
| 116 |  |  | 0 | 0 | 0 | 0 | 0 | 0 | 0 |  | 1 | 1 | 1 | 1 | 1 | 1 | 1 | 0 | 0 | 0 | 0 | 0 | 0 | 0 | 0 | 0 | 0 | 0 | 0 | 0 | 0 | 0 | 0 | 0 | 0 | 0 | 0 | 0 | 0 | 0 | 0 | 0 | 0 | 0 | 0 | 0 | 0 | 0 | 0 | 0 | 0 | 0 | [7 empty] | 0 | 0 | 0 | 0 | 0 | 0 | 0
| 117 |  |  | 0 | 0 | 0 | 0 | 0 | 0 | 0 |  | 1 | 1 | 1 | 1 | 1 | 1 | 1 | 0 | 0 | 0 | 0 | 0 | 0 | 0 | 0 | 0 | 0 | 0 | 0 | 0 | 0 | 0 | 0 | 0 | 0 | 0 | 0 | 0 | 0 | 0 | 0 | 0 | 0 | 0 | 0 | 0 | 0 | 0 | 0 | 0 | 0 | 0 | [7 empty] | 0 | 0 | 0 | 0 | 0 | 0 | 0
| 118 |  |  | 0 | 0 | 0 | 0 | 0 | 0 | 0 |  | 1 | 1 | 1 | 1 | 1 | 1 | 1 | 0 | 0 | 0 | 0 | 0 | 0 | 0 | 0 | 0 | 0 | 0 | 0 | 0 | 0 | 0 | 0 | 0 | 0 | 0 | 0 | 0 | 0 | 0 | 0 | 0 | 0 | 0 | 0 | 0 | 0 | 0 | 0 | 0 | 0 | 0 | [7 empty] | 0 | 0 | 0 | 0 | 0 | 0 | 0
| 119 |  |  | 0 | 0 | 0 | 0 | 0 | 0 | 0 |  | 1 | 1 | 1 | 1 | 1 | 1 | 1 | 0 | 0 | 0 | 0 | 0 | 0 | 0 | 0 | 0 | 0 | 0 | 0 | 0 | 0 | 0 | 0 | 0 | 0 | 0 | 0 | 0 | 0 | 0 | 0 | 0 | 0 | 0 | 0 | 0 | 0 | 0 | 0 | 0 | 0 | 0 | [7 empty] | 0 | 0 | 0 | 0 | 0 | 0 | 0
| 120 |  |  | 0 | 0 | 0 | 0 | 0 | 0 | 0 |  | 1 | 1 | 1 | 1 | 1 | 1 | 1 | 0 | 0 | 0 | 0 | 0 | 0 | 0 | 0 | 0 | 0 | 0 | 0 | 0 | 0 | 0 | 0 | 0 | 0 | 0 | 0 | 0 | 0 | 0 | 0 | 0 | 0 | 0 | 0 | 0 | 0 | 0 | 0 | 0 | 0 | 0 | [7 empty] | 0 | 0 | 0 | 0 | 0 | 0 | 0
| 121 |  |  | 0 | 0 | 0 | 0 | 0 | 0 | 0 |  | 1 | 1 | 1 | 1 | 1 | 1 | 1 | 0 | 0 | 0 | 0 | 0 | 0 | 0 | 0 | 0 | 0 | 0 | 0 | 0 | 0 | 0 | 0 | 0 | 0 | 0 | 0 | 0 | 0 | 0 | 0 | 0 | 0 | 0 | 0 | 0 | 0 | 0 | 0 | 0 | 0 | 0 | [7 empty] | 0 | 0 | 0 | 0 | 0 | 0 | 0
| 122 |  |  | 0 | 0 | 0 | 0 | 0 | 0 | 0 |  | 1 | 1 | 1 | 1 | 1 | 1 | 1 | 0 | 0 | 0 | 0 | 0 | 0 | 0 | 0 | 0 | 0 | 0 | 0 | 0 | 0 | 0 | 0 | 0 | 0 | 0 | 0 | 0 | 0 | 0 | 0 | 0 | 0 | 0 | 0 | 0 | 0 | 0 | 0 | 0 | 0 | 0 | [7 empty] | 0 | 0 | 0 | 0 | 0 | 0 | 0
| 123 |  |  | 0 | 0 | 0 | 0 | 0 | 0 | 0 |  | 1 | 1 | 1 | 1 | 1 | 1 | 1 | 0 | 0 | 0 | 0 | 0 | 0 | 0 | 0 | 0 | 0 | 0 | 0 | 0 | 0 | 0 | 0 | 0 | 0 | 0 | 0 | 0 | 0 | 0 | 0 | 0 | 0 | 0 | 0 | 0 | 0 | 0 | 0 | 0 | 0 | 0 | [7 empty] | 0 | 0 | 0 | 0 | 0 | 0 | 0
| 124 |  |  | 0 | 0 | 0 | 0 | 0 | 0 | 0 |  | 1 | 1 | 1 | 1 | 1 | 1 | 1 | 0 | 0 | 0 | 0 | 0 | 0 | 0 | 0 | 0 | 0 | 0 | 0 | 0 | 0 | 0 | 0 | 0 | 0 | 0 | 0 | 0 | 0 | 0 | 0 | 0 | 0 | 0 | 0 | 0 | 0 | 0 | 0 | 0 | 0 | 0 | [7 empty] | 0 | 0 | 0 | 0 | 0 | 0 | 0
| 125 |  |  | 0 | 0 | 0 | 0 | 0 | 0 | 0 |  | 1 | 1 | 1 | 1 | 1 | 1 | 1 | 0 | 0 | 0 | 0 | 0 | 0 | 0 | 0 | 0 | 0 | 0 | 0 | 0 | 0 | 0 | 0 | 0 | 0 | 0 | 0 | 0 | 0 | 0 | 0 | 0 | 0 | 0 | 0 | 0 | 0 | 0 | 0 | 0 | 0 | 0 | [7 empty] | 0 | 0 | 0 | 0 | 0 | 0 | 0
| 126 |  |  | 0 | 0 | 0 | 0 | 0 | 0 | 0 |  | 1 | 1 | 1 | 1 | 1 | 1 | 1 | 0 | 0 | 0 | 0 | 0 | 0 | 0 | 0 | 0 | 0 | 0 | 0 | 0 | 0 | 0 | 0 | 0 | 0 | 0 | 0 | 0 | 0 | 0 | 0 | 0 | 0 | 0 | 0 | 0 | 0 | 0 | 0 | 0 | 0 | 0 | [7 empty] | 0 | 0 | 0 | 0 | 0 | 0 | 0
| 127 |  |  | 0 | 0 | 0 | 0 | 0 | 0 | 0 |  | 1 | 1 | 1 | 1 | 1 | 1 | 1 | 0 | 0 | 0 | 0 | 0 | 0 | 0 | 0 | 0 | 0 | 0 | 0 | 0 | 0 | 0 | 0 | 0 | 0 | 0 | 0 | 0 | 0 | 0 | 0 | 0 | 0 | 0 | 0 | 0 | 0 | 0 | 0 | 0 | 0 | 0 | [7 empty] | 0 | 0 | 0 | 0 | 0 | 0 | 0
| 128 |  |  | 0 | 0 | 0 | 0 | 0 | 0 | 0 |  | 1 | 1 | 1 | 1 | 1 | 1 | 1 | 0 | 0 | 0 | 0 | 0 | 0 | 0 | 0 | 0 | 0 | 0 | 0 | 0 | 0 | 0 | 0 | 0 | 0 | 0 | 0 | 0 | 0 | 0 | 0 | 0 | 0 | 0 | 0 | 0 | 0 | 0 | 0 | 0 | 0 | 0 | [7 empty] | 0 | 0 | 0 | 0 | 0 | 0 | 0
| 129 |  |  | 0 | 0 | 0 | 0 | 0 | 0 | 0 |  | 1 | 1 | 1 | 1 | 1 | 1 | 1 | 0 | 0 | 0 | 0 | 0 | 0 | 0 | 0 | 0 | 0 | 0 | 0 | 0 | 0 | 0 | 0 | 0 | 0 | 0 | 0 | 0 | 0 | 0 | 0 | 0 | 0 | 0 | 0 | 0 | 0 | 0 | 0 | 0 | 0 | 0 | [7 empty] | 0 | 0 | 0 | 0 | 0 | 0 | 0
| 130 |  |  | 0 | 0 | 0 | 0 | 0 | 0 | 0 |  | 1 | 1 | 1 | 1 | 1 | 1 | 1 | 0 | 0 | 0 | 0 | 0 | 0 | 0 | 0 | 0 | 0 | 0 | 0 | 0 | 0 | 0 | 0 | 0 | 0 | 0 | 0 | 0 | 0 | 0 | 0 | 0 | 0 | 0 | 0 | 0 | 0 | 0 | 0 | 0 | 0 | 0 | [7 empty] | 0 | 0 | 0 | 0 | 0 | 0 | 0
| 131 |  |  | 0 | 0 | 0 | 0 | 0 | 0 | 0 |  | 1 | 1 | 1 | 1 | 1 | 1 | 1 | 0 | 0 | 0 | 0 | 0 | 0 | 0 | 0 | 0 | 0 | 0 | 0 | 0 | 0 | 0 | 0 | 0 | 0 | 0 | 0 | 0 | 0 | 0 | 0 | 0 | 0 | 0 | 0 | 0 | 0 | 0 | 0 | 0 | 0 | 0 | [7 empty] | 0 | 0 | 0 | 0 | 0 | 0 | 0
| 132 |  |  | 0 | 0 | 0 | 0 | 0 | 0 | 0 |  | 1 | 1 | 1 | 1 | 1 | 1 | 1 | 0 | 0 | 0 | 0 | 0 | 0 | 0 | 0 | 0 | 0 | 0 | 0 | 0 | 0 | 0 | 0 | 0 | 0 | 0 | 0 | 0 | 0 | 0 | 0 | 0 | 0 | 0 | 0 | 0 | 0 | 0 | 0 | 0 | 0 | 0 | [7 empty] | 0 | 0 | 0 | 0 | 0 | 0 | 0
| 133 |  |  | 0 | 0 | 0 | 0 | 0 | 0 | 0 |  | 1 | 1 | 1 | 1 | 1 | 1 | 1 | 0 | 0 | 0 | 0 | 0 | 0 | 0 | 0 | 0 | 0 | 0 | 0 | 0 | 0 | 0 | 0 | 0 | 0 | 0 | 0 | 0 | 0 | 0 | 0 | 0 | 0 | 0 | 0 | 0 | 0 | 0 | 0 | 0 | 0 | 0 | [7 empty] | 0 | 0 | 0 | 0 | 0 | 0 | 0
| 134 |  |  | 0 | 0 | 0 | 0 | 0 | 0 | 0 |  | 1 | 1 | 1 | 1 | 1 | 1 | 1 | 0 | 0 | 0 | 0 | 0 | 0 | 0 | 0 | 0 | 0 | 0 | 0 | 0 | 0 | 0 | 0 | 0 | 0 | 0 | 0 | 0 | 0 | 0 | 0 | 0 | 0 | 0 | 0 | 0 | 0 | 0 | 0 | 0 | 0 | 0 | [7 empty] | 0 | 0 | 0 | 0 | 0 | 0 | 0
| 135 |  |  | 0 | 0 | 0 | 0 | 0 | 0 | 0 |  | 1 | 1 | 1 | 1 | 1 | 1 | 1 | 0 | 0 | 0 | 0 | 0 | 0 | 0 | 0 | 0 | 0 | 0 | 0 | 0 | 0 | 0 | 0 | 0 | 0 | 0 | 0 | 0 | 0 | 0 | 0 | 0 | 0 | 0 | 0 | 0 | 0 | 0 | 0 | 0 | 0 | 0 | [7 empty] | 0 | 0 | 0 | 0 | 0 | 0 | 0
| 136 |  |  | 0 | 0 | 0 | 0 | 0 | 0 | 0 |  | 1 | 1 | 1 | 1 | 1 | 1 | 1 | 0 | 0 | 0 | 0 | 0 | 0 | 0 | 0 | 0 | 0 | 0 | 0 | 0 | 0 | 0 | 0 | 0 | 0 | 0 | 0 | 0 | 0 | 0 | 0 | 0 | 0 | 0 | 0 | 0 | 0 | 0 | 0 | 0 | 0 | 0 | [7 empty] | 0 | 0 | 0 | 0 | 0 | 0 | 0
| 137 |  |  | 0 | 0 | 0 | 0 | 0 | 0 | 0 |  | 1 | 1 | 1 | 1 | 1 | 1 | 1 | 0 | 0 | 0 | 0 | 0 | 0 | 0 | 0 | 0 | 0 | 0 | 0 | 0 | 0 | 0 | 0 | 0 | 0 | 0 | 0 | 0 | 0 | 0 | 0 | 0 | 0 | 0 | 0 | 0 | 0 | 0 | 0 | 0 | 0 | 0 | [7 empty] | 0 | 0 | 0 | 0 | 0 | 0 | 0
| 138 |  |  | 0 | 0 | 0 | 0 | 0 | 0 | 0 |  | 1 | 1 | 1 | 1 | 1 | 1 | 1 | 0 | 0 | 0 | 0 | 0 | 0 | 0 | 0 | 0 | 0 | 0 | 0 | 0 | 0 | 0 | 0 | 0 | 0 | 0 | 0 | 0 | 0 | 0 | 0 | 0 | 0 | 0 | 0 | 0 | 0 | 0 | 0 | 0 | 0 | 0 | [7 empty] | 0 | 0 | 0 | 0 | 0 | 0 | 0
| 139 |  |  | 0 | 0 | 0 | 0 | 0 | 0 | 0 |  | 1 | 1 | 1 | 1 | 1 | 1 | 1 | 0 | 0 | 0 | 0 | 0 | 0 | 0 | 0 | 0 | 0 | 0 | 0 | 0 | 0 | 0 | 0 | 0 | 0 | 0 | 0 | 0 | 0 | 0 | 0 | 0 | 0 | 0 | 0 | 0 | 0 | 0 | 0 | 0 | 0 | 0 | [7 empty] | 0 | 0 | 0 | 0 | 0 | 0 | 0
| 140 |  |  | 0 | 0 | 0 | 0 | 0 | 0 | 0 |  | 1 | 1 | 1 | 1 | 1 | 1 | 1 | 0 | 0 | 0 | 0 | 0 | 0 | 0 | 0 | 0 | 0 | 0 | 0 | 0 | 0 | 0 | 0 | 0 | 0 | 0 | 0 | 0 | 0 | 0 | 0 | 0 | 0 | 0 | 0 | 0 | 0 | 0 | 0 | 0 | 0 | 0 | [7 empty] | 0 | 0 | 0 | 0 | 0 | 0 | 0
| 141 |  |  | 0 | 0 | 0 | 0 | 0 | 0 | 0 |  | 1 | 1 | 1 | 1 | 1 | 1 | 1 | 0 | 0 | 0 | 0 | 0 | 0 | 0 | 0 | 0 | 0 | 0 | 0 | 0 | 0 | 0 | 0 | 0 | 0 | 0 | 0 | 0 | 0 | 0 | 0 | 0 | 0 | 0 | 0 | 0 | 0 | 0 | 0 | 0 | 0 | 0 | [7 empty] | 0 | 0 | 0 | 0 | 0 | 0 | 0
| 142 |  |  | 0 | 0 | 0 | 0 | 0 | 0 | 0 |  | 1 | 1 | 1 | 1 | 1 | 1 | 1 | 0 | 0 | 0 | 0 | 0 | 0 | 0 | 0 | 0 | 0 | 0 | 0 | 0 | 0 | 0 | 0 | 0 | 0 | 0 | 0 | 0 | 0 | 0 | 0 | 0 | 0 | 0 | 0 | 0 | 0 | 0 | 0 | 0 | 0 | 0 | [7 empty] | 0 | 0 | 0 | 0 | 0 | 0 | 0
| 143 |  |  | 0 | 0 | 0 | 0 | 0 | 0 | 0 |  | 1 | 1 | 1 | 1 | 1 | 1 | 1 | 0 | 0 | 0 | 0 | 0 | 0 | 0 | 0 | 0 | 0 | 0 | 0 | 0 | 0 | 0 | 0 | 0 | 0 | 0 | 0 | 0 | 0 | 0 | 0 | 0 | 0 | 0 | 0 | 0 | 0 | 0 | 0 | 0 | 0 | 0 | [7 empty] | 0 | 0 | 0 | 0 | 0 | 0 | 0
| 144 |  |  | 0 | 0 | 0 | 0 | 0 | 0 | 0 |  | 1 | 1 | 1 | 1 | 1 | 1 | 1 | 0 | 0 | 0 | 0 | 0 | 0 | 0 | 0 | 0 | 0 | 0 | 0 | 0 | 0 | 0 | 0 | 0 | 0 | 0 | 0 | 0 | 0 | 0 | 0 | 0 | 0 | 0 | 0 | 0 | 0 | 0 | 0 | 0 | 0 | 0 | [7 empty] | 0 | 0 | 0 | 0 | 0 | 0 | 0
| 145 |  |  | 0 | 0 | 0 | 0 | 0 | 0 | 0 |  | 1 | 1 | 1 | 1 | 1 | 1 | 1 | 0 | 0 | 0 | 0 | 0 | 0 | 0 | 0 | 0 | 0 | 0 | 0 | 0 | 0 | 0 | 0 | 0 | 0 | 0 | 0 | 0 | 0 | 0 | 0 | 0 | 0 | 0 | 0 | 0 | 0 | 0 | 0 | 0 | 0 | 0 | [7 empty] | 0 | 0 | 0 | 0 | 0 | 0 | 0
| 146 |  |  | 0 | 0 | 0 | 0 | 0 | 0 | 0 |  | 1 | 1 | 1 | 1 | 1 | 1 | 1 | 0 | 0 | 0 | 0 | 0 | 0 | 0 | 0 | 0 | 0 | 0 | 0 | 0 | 0 | 0 | 0 | 0 | 0 | 0 | 0 | 0 | 0 | 0 | 0 | 0 | 0 | 0 | 0 | 0 | 0 | 0 | 0 | 0 | 0 | 0 | [7 empty] | 0 | 0 | 0 | 0 | 0 | 0 | 0
| 147 |  |  | 0 | 0 | 0 | 0 | 0 | 0 | 0 |  | 1 | 1 | 1 | 1 | 1 | 1 | 1 | 0 | 0 | 0 | 0 | 0 | 0 | 0 | 0 | 0 | 0 | 0 | 0 | 0 | 0 | 0 | 0 | 0 | 0 | 0 | 0 | 0 | 0 | 0 | 0 | 0 | 0 | 0 | 0 | 0 | 0 | 0 | 0 | 0 | 0 | 0 | [7 empty] | 0 | 0 | 0 | 0 | 0 | 0 | 0
| 148 |  |  | 0 | 0 | 0 | 0 | 0 | 0 | 0 |  | 1 | 1 | 1 | 1 | 1 | 1 | 1 | 0 | 0 | 0 | 0 | 0 | 0 | 0 | 0 | 0 | 0 | 0 | 0 | 0 | 0 | 0 | 0 | 0 | 0 | 0 | 0 | 0 | 0 | 0 | 0 | 0 | 0 | 0 | 0 | 0 | 0 | 0 | 0 | 0 | 0 | 0 | [7 empty] | 0 | 0 | 0 | 0 | 0 | 0 | 0
| 149 |  |  | 0 | 0 | 0 | 0 | 0 | 0 | 0 |  | 1 | 1 | 1 | 1 | 1 | 1 | 1 | 0 | 0 | 0 | 0 | 0 | 0 | 0 | 0 | 0 | 0 | 0 | 0 | 0 | 0 | 0 | 0 | 0 | 0 | 0 | 0 | 0 | 0 | 0 | 0 | 0 | 0 | 0 | 0 | 0 | 0 | 0 | 0 | 0 | 0 | 0 | [7 empty] | 0 | 0 | 0 | 0 | 0 | 0 | 0
| 150 |  |  | 0 | 0 | 0 | 0 | 0 | 0 | 0 |  | 1 | 1 | 1 | 1 | 1 | 1 | 1 | 0 | 0 | 0 | 0 | 0 | 0 | 0 | 0 | 0 | 0 | 0 | 0 | 0 | 0 | 0 | 0 | 0 | 0 | 0 | 0 | 0 | 0 | 0 | 0 | 0 | 0 | 0 | 0 | 0 | 0 | 0 | 0 | 0 | 0 | 0 | [7 empty] | 0 | 0 | 0 | 0 | 0 | 0 | 0
| 151 |  |  | 0 | 0 | 0 | 0 | 0 | 0 | 0 |  | 1 | 1 | 1 | 1 | 1 | 1 | 1 | 0 | 0 | 0 | 0 | 0 | 0 | 0 | 0 | 0 | 0 | 0 | 0 | 0 | 0 | 0 | 0 | 0 | 0 | 0 | 0 | 0 | 0 | 0 | 0 | 0 | 0 | 0 | 0 | 0 | 0 | 0 | 0 | 0 | 0 | 0 | [7 empty] | 0 | 0 | 0 | 0 | 0 | 0 | 0
| 152 |  |  | 0 | 0 | 0 | 0 | 0 | 0 | 0 |  | 1 | 1 | 1 | 1 | 1 | 1 | 1 | 0 | 0 | 0 | 0 | 0 | 0 | 0 | 0 | 0 | 0 | 0 | 0 | 0 | 0 | 0 | 0 | 0 | 0 | 0 | 0 | 0 | 0 | 0 | 0 | 0 | 0 | 0 | 0 | 0 | 0 | 0 | 0 | 0 | 0 | 0 | [7 empty] | 0 | 0 | 0 | 0 | 0 | 0 | 0
| 153 |  |  | 0 | 0 | 0 | 0 | 0 | 0 | 0 |  | 1 | 1 | 1 | 1 | 1 | 1 | 1 | 0 | 0 | 0 | 0 | 0 | 0 | 0 | 0 | 0 | 0 | 0 | 0 | 0 | 0 | 0 | 0 | 0 | 0 | 0 | 0 | 0 | 0 | 0 | 0 | 0 | 0 | 0 | 0 | 0 | 0 | 0 | 0 | 0 | 0 | 0 | [7 empty] | 0 | 0 | 0 | 0 | 0 | 0 | 0
| 154 |  |  | 0 | 0 | 0 | 0 | 0 | 0 | 0 |  | 1 | 1 | 1 | 1 | 1 | 1 | 1 | 0 | 0 | 0 | 0 | 0 | 0 | 0 | 0 | 0 | 0 | 0 | 0 | 0 | 0 | 0 | 0 | 0 | 0 | 0 | 0 | 0 | 0 | 0 | 0 | 0 | 0 | 0 | 0 | 0 | 0 | 0 | 0 | 0 | 0 | 0 | [7 empty] | 0 | 0 | 0 | 0 | 0 | 0 | 0
| 155 |  |  | 0 | 0 | 0 | 0 | 0 | 0 | 0 |  | 1 | 1 | 1 | 1 | 1 | 1 | 1 | 0 | 0 | 0 | 0 | 0 | 0 | 0 | 0 | 0 | 0 | 0 | 0 | 0 | 0 | 0 | 0 | 0 | 0 | 0 | 0 | 0 | 0 | 0 | 0 | 0 | 0 | 0 | 0 | 0 | 0 | 0 | 0 | 0 | 0 | 0 | [7 empty] | 0 | 0 | 0 | 0 | 0 | 0 | 0
| 156 |  |  | 0 | 0 | 0 | 0 | 0 | 0 | 0 |  | 1 | 1 | 1 | 1 | 1 | 1 | 1 | 0 | 0 | 0 | 0 | 0 | 0 | 0 | 0 | 0 | 0 | 0 | 0 | 0 | 0 | 0 | 0 | 0 | 0 | 0 | 0 | 0 | 0 | 0 | 0 | 0 | 0 | 0 | 0 | 0 | 0 | 0 | 0 | 0 | 0 | 0 | [7 empty] | 0 | 0 | 0 | 0 | 0 | 0 | 0
| 157 |  |  | 0 | 0 | 0 | 0 | 0 | 0 | 0 |  | 1 | 1 | 1 | 1 | 1 | 1 | 1 | 0 | 0 | 0 | 0 | 0 | 0 | 0 | 0 | 0 | 0 | 0 | 0 | 0 | 0 | 0 | 0 | 0 | 0 | 0 | 0 | 0 | 0 | 0 | 0 | 0 | 0 | 0 | 0 | 0 | 0 | 0 | 0 | 0 | 0 | 0 | [7 empty] | 0 | 0 | 0 | 0 | 0 | 0 | 0
| 158 |  |  | 0 | 0 | 0 | 0 | 0 | 0 | 0 |  | 1 | 1 | 1 | 1 | 1 | 1 | 1 | 0 | 0 | 0 | 0 | 0 | 0 | 0 | 0 | 0 | 0 | 0 | 0 | 0 | 0 | 0 | 0 | 0 | 0 | 0 | 0 | 0 | 0 | 0 | 0 | 0 | 0 | 0 | 0 | 0 | 0 | 0 | 0 | 0 | 0 | 0 | [7 empty] | 0 | 0 | 0 | 0 | 0 | 0 | 0
| 159 |  |  | 0 | 0 | 0 | 0 | 0 | 0 | 0 |  | 1 | 1 | 1 | 1 | 1 | 1 | 1 | 0 | 0 | 0 | 0 | 0 | 0 | 0 | 0 | 0 | 0 | 0 | 0 | 0 | 0 | 0 | 0 | 0 | 0 | 0 | 0 | 0 | 0 | 0 | 0 | 0 | 0 | 0 | 0 | 0 | 0 | 0 | 0 | 0 | 0 | 0 | [7 empty] | 0 | 0 | 0 | 0 | 0 | 0 | 0
| 160 |  |  | 0 | 0 | 0 | 0 | 0 | 0 | 0 |  | 1 | 1 | 1 | 1 | 1 | 1 | 1 | 0 | 0 | 0 | 0 | 0 | 0 | 0 | 0 | 0 | 0 | 0 | 0 | 0 | 0 | 0 | 0 | 0 | 0 | 0 | 0 | 0 | 0 | 0 | 0 | 0 | 0 | 0 | 0 | 0 | 0 | 0 | 0 | 0 | 0 | 0 | [7 empty] | 0 | 0 | 0 | 0 | 0 | 0 | 0
| 161 |  |  | 0 | 0 | 0 | 0 | 0 | 0 | 0 |  | 1 | 1 | 1 | 1 | 1 | 1 | 1 | 0 | 0 | 0 | 0 | 0 | 0 | 0 | 0 | 0 | 0 | 0 | 0 | 0 | 0 | 0 | 0 | 0 | 0 | 0 | 0 | 0 | 0 | 0 | 0 | 0 | 0 | 0 | 0 | 0 | 0 | 0 | 0 | 0 | 0 | 0 | [7 empty] | 0 | 0 | 0 | 0 | 0 | 0 | 0
| 162 |  |  | 0 | 0 | 0 | 0 | 0 | 0 | 0 |  | 1 | 1 | 1 | 1 | 1 | 1 | 1 | 0 | 0 | 0 | 0 | 0 | 0 | 0 | 0 | 0 | 0 | 0 | 0 | 0 | 0 | 0 | 0 | 0 | 0 | 0 | 0 | 0 | 0 | 0 | 0 | 0 | 0 | 0 | 0 | 0 | 0 | 0 | 0 | 0 | 0 | 0 | [7 empty] | 0 | 0 | 0 | 0 | 0 | 0 | 0
| 163 |  |  | 0 | 0 | 0 | 0 | 0 | 0 | 0 |  | 1 | 1 | 1 | 1 | 1 | 1 | 1 | 0 | 0 | 0 | 0 | 0 | 0 | 0 | 0 | 0 | 0 | 0 | 0 | 0 | 0 | 0 | 0 | 0 | 0 | 0 | 0 | 0 | 0 | 0 | 0 | 0 | 0 | 0 | 0 | 0 | 0 | 0 | 0 | 0 | 0 | 0 | [7 empty] | 0 | 0 | 0 | 0 | 0 | 0 | 0
| 164 |  |  | 0 | 0 | 0 | 0 | 0 | 0 | 0 |  | 1 | 1 | 1 | 1 | 1 | 1 | 1 | 0 | 0 | 0 | 0 | 0 | 0 | 0 | 0 | 0 | 0 | 0 | 0 | 0 | 0 | 0 | 0 | 0 | 0 | 0 | 0 | 0 | 0 | 0 | 0 | 0 | 0 | 0 | 0 | 0 | 0 | 0 | 0 | 0 | 0 | 0 | [7 empty] | 0 | 0 | 0 | 0 | 0 | 0 | 0
| 165 |  |  | 0 | 0 | 0 | 0 | 0 | 0 | 0 |  | 1 | 1 | 1 | 1 | 1 | 1 | 1 | 0 | 0 | 0 | 0 | 0 | 0 | 0 | 0 | 0 | 0 | 0 | 0 | 0 | 0 | 0 | 0 | 0 | 0 | 0 | 0 | 0 | 0 | 0 | 0 | 0 | 0 | 0 | 0 | 0 | 0 | 0 | 0 | 0 | 0 | 0 | [7 empty] | 0 | 0 | 0 | 0 | 0 | 0 | 0
| 166 |  |  | 0 | 0 | 0 | 0 | 0 | 0 | 0 |  | 1 | 1 | 1 | 1 | 1 | 1 | 1 | 0 | 0 | 0 | 0 | 0 | 0 | 0 | 0 | 0 | 0 | 0 | 0 | 0 | 0 | 0 | 0 | 0 | 0 | 0 | 0 | 0 | 0 | 0 | 0 | 0 | 0 | 0 | 0 | 0 | 0 | 0 | 0 | 0 | 0 | 0 | [7 empty] | 0 | 0 | 0 | 0 | 0 | 0 | 0
| 167 |  |  | 0 | 0 | 0 | 0 | 0 | 0 | 0 |  | 1 | 1 | 1 | 1 | 1 | 1 | 1 | 0 | 0 | 0 | 0 | 0 | 0 | 0 | 0 | 0 | 0 | 0 | 0 | 0 | 0 | 0 | 0 | 0 | 0 | 0 | 0 | 0 | 0 | 0 | 0 | 0 | 0 | 0 | 0 | 0 | 0 | 0 | 0 | 0 | 0 | 0 | [7 empty] | 0 | 0 | 0 | 0 | 0 | 0 | 0
| 168 |  |  | 0 | 0 | 0 | 0 | 0 | 0 | 0 |  | 1 | 1 | 1 | 1 | 1 | 1 | 1 | 0 | 0 | 0 | 0 | 0 | 0 | 0 | 0 | 0 | 0 | 0 | 0 | 0 | 0 | 0 | 0 | 0 | 0 | 0 | 0 | 0 | 0 | 0 | 0 | 0 | 0 | 0 | 0 | 0 | 0 | 0 | 0 | 0 | 0 | 0 | [7 empty] | 0 | 0 | 0 | 0 | 0 | 0 | 0
| 169 |  |  | 0 | 0 | 0 | 0 | 0 | 0 | 0 |  | 1 | 1 | 1 | 1 | 1 | 1 | 1 | 0 | 0 | 0 | 0 | 0 | 0 | 0 | 0 | 0 | 0 | 0 | 0 | 0 | 0 | 0 | 0 | 0 | 0 | 0 | 0 | 0 | 0 | 0 | 0 | 0 | 0 | 0 | 0 | 0 | 0 | 0 | 0 | 0 | 0 | 0 | [7 empty] | 0 | 0 | 0 | 0 | 0 | 0 | 0
| 170 |  |  | 0 | 0 | 0 | 0 | 0 | 0 | 0 |  | 1 | 1 | 1 | 1 | 1 | 1 | 1 | 0 | 0 | 0 | 0 | 0 | 0 | 0 | 0 | 0 | 0 | 0 | 0 | 0 | 0 | 0 | 0 | 0 | 0 | 0 | 0 | 0 | 0 | 0 | 0 | 0 | 0 | 0 | 0 | 0 | 0 | 0 | 0 | 0 | 0 | 0 | [7 empty] | 0 | 0 | 0 | 0 | 0 | 0 | 0
| 171 |  |  | 0 | 0 | 0 | 0 | 0 | 0 | 0 |  | 1 | 1 | 1 | 1 | 1 | 1 | 1 | 0 | 0 | 0 | 0 | 0 | 0 | 0 | 0 | 0 | 0 | 0 | 0 | 0 | 0 | 0 | 0 | 0 | 0 | 0 | 0 | 0 | 0 | 0 | 0 | 0 | 0 | 0 | 0 | 0 | 0 | 0 | 0 | 0 | 0 | 0 | [7 empty] | 0 | 0 | 0 | 0 | 0 | 0 | 0
| 172 |  |  | 0 | 0 | 0 | 0 | 0 | 0 | 0 |  | 1 | 1 | 1 | 1 | 1 | 1 | 1 | 0 | 0 | 0 | 0 | 0 | 0 | 0 | 0 | 0 | 0 | 0 | 0 | 0 | 0 | 0 | 0 | 0 | 0 | 0 | 0 | 0 | 0 | 0 | 0 | 0 | 0 | 0 | 0 | 0 | 0 | 0 | 0 | 0 | 0 | 0 | [7 empty] | 0 | 0 | 0 | 0 | 0 | 0 | 0
| 173 |  |  | 0 | 0 | 0 | 0 | 0 | 0 | 0 |  | 1 | 1 | 1 | 1 | 1 | 1 | 1 | 0 | 0 | 0 | 0 | 0 | 0 | 0 | 0 | 0 | 0 | 0 | 0 | 0 | 0 | 0 | 0 | 0 | 0 | 0 | 0 | 0 | 0 | 0 | 0 | 0 | 0 | 0 | 0 | 0 | 0 | 0 | 0 | 0 | 0 | 0 | [7 empty] | 0 | 0 | 0 | 0 | 0 | 0 | 0
| 174 |  |  | 0 | 0 | 0 | 0 | 0 | 0 | 0 |  | 1 | 1 | 1 | 1 | 1 | 1 | 1 | 0 | 0 | 0 | 0 | 0 | 0 | 0 | 0 | 0 | 0 | 0 | 0 | 0 | 0 | 0 | 0 | 0 | 0 | 0 | 0 | 0 | 0 | 0 | 0 | 0 | 0 | 0 | 0 | 0 | 0 | 0 | 0 | 0 | 0 | 0 | [7 empty] | 0 | 0 | 0 | 0 | 0 | 0 | 0
| 175 |  |  | 0 | 0 | 0 | 0 | 0 | 0 | 0 |  | 1 | 1 | 1 | 1 | 1 | 1 | 1 | 0 | 0 | 0 | 0 | 0 | 0 | 0 | 0 | 0 | 0 | 0 | 0 | 0 | 0 | 0 | 0 | 0 | 0 | 0 | 0 | 0 | 0 | 0 | 0 | 0 | 0 | 0 | 0 | 0 | 0 | 0 | 0 | 0 | 0 | 0 | [7 empty] | 0 | 0 | 0 | 0 | 0 | 0 | 0
| 176 |  |  | 0 | 0 | 0 | 0 | 0 | 0 | 0 |  | 1 | 1 | 1 | 1 | 1 | 1 | 1 | 0 | 0 | 0 | 0 | 0 | 0 | 0 | 0 | 0 | 0 | 0 | 0 | 0 | 0 | 0 | 0 | 0 | 0 | 0 | 0 | 0 | 0 | 0 | 0 | 0 | 0 | 0 | 0 | 0 | 0 | 0 | 0 | 0 | 0 | 0 | [7 empty] | 0 | 0 | 0 | 0 | 0 | 0 | 0
| 177 |  |  | 0 | 0 | 0 | 0 | 0 | 0 | 0 |  | 1 | 1 | 1 | 1 | 1 | 1 | 1 | 0 | 0 | 0 | 0 | 0 | 0 | 0 | 0 | 0 | 0 | 0 | 0 | 0 | 0 | 0 | 0 | 0 | 0 | 0 | 0 | 0 | 0 | 0 | 0 | 0 | 0 | 0 | 0 | 0 | 0 | 0 | 0 | 0 | 0 | 0 | [7 empty] | 0 | 0 | 0 | 0 | 0 | 0 | 0
| 178 |  |  | 0 | 0 | 0 | 0 | 0 | 0 | 0 |  | 1 | 1 | 1 | 1 | 1 | 1 | 1 | 0 | 0 | 0 | 0 | 0 | 0 | 0 | 0 | 0 | 0 | 0 | 0 | 0 | 0 | 0 | 0 | 0 | 0 | 0 | 0 | 0 | 0 | 0 | 0 | 0 | 0 | 0 | 0 | 0 | 0 | 0 | 0 | 0 | 0 | 0 | [7 empty] | 0 | 0 | 0 | 0 | 0 | 0 | 0
| 179 |  |  | 0 | 0 | 0 | 0 | 0 | 0 | 0 |  | 1 | 1 | 1 | 1 | 1 | 1 | 1 | 0 | 0 | 0 | 0 | 0 | 0 | 0 | 0 | 0 | 0 | 0 | 0 | 0 | 0 | 0 | 0 | 0 | 0 | 0 | 0 | 0 | 0 | 0 | 0 | 0 | 0 | 0 | 0 | 0 | 0 | 0 | 0 | 0 | 0 | 0 | [7 empty] | 0 | 0 | 0 | 0 | 0 | 0 | 0
| 180 |  |  | 0 | 0 | 0 | 0 | 0 | 0 | 0 |  | 1 | 1 | 1 | 1 | 1 | 1 | 1 | 0 | 0 | 0 | 0 | 0 | 0 | 0 | 0 | 0 | 0 | 0 | 0 | 0 | 0 | 0 | 0 | 0 | 0 | 0 | 0 | 0 | 0 | 0 | 0 | 0 | 0 | 0 | 0 | 0 | 0 | 0 | 0 | 0 | 0 | 0 | [7 empty] | 0 | 0 | 0 | 0 | 0 | 0 | 0
| 181 |  |  | 0 | 0 | 0 | 0 | 0 | 0 | 0 |  | 1 | 1 | 1 | 1 | 1 | 1 | 1 | 0 | 0 | 0 | 0 | 0 | 0 | 0 | 0 | 0 | 0 | 0 | 0 | 0 | 0 | 0 | 0 | 0 | 0 | 0 | 0 | 0 | 0 | 0 | 0 | 0 | 0 | 0 | 0 | 0 | 0 | 0 | 0 | 0 | 0 | 0 | [7 empty] | 0 | 0 | 0 | 0 | 0 | 0 | 0
| 182 |  |  | 0 | 0 | 0 | 0 | 0 | 0 | 0 |  | 1 | 1 | 1 | 1 | 1 | 1 | 1 | 0 | 0 | 0 | 0 | 0 | 0 | 0 | 0 | 0 | 0 | 0 | 0 | 0 | 0 | 0 | 0 | 0 | 0 | 0 | 0 | 0 | 0 | 0 | 0 | 0 | 0 | 0 | 0 | 0 | 0 | 0 | 0 | 0 | 0 | 0 | [7 empty] | 0 | 0 | 0 | 0 | 0 | 0 | 0
| 183 |  |  | 0 | 0 | 0 | 0 | 0 | 0 | 0 |  | 1 | 1 | 1 | 1 | 1 | 1 | 1 | 0 | 0 | 0 | 0 | 0 | 0 | 0 | 0 | 0 | 0 | 0 | 0 | 0 | 0 | 0 | 0 | 0 | 0 | 0 | 0 | 0 | 0 | 0 | 0 | 0 | 0 | 0 | 0 | 0 | 0 | 0 | 0 | 0 | 0 | 0 | [7 empty] | 0 | 0 | 0 | 0 | 0 | 0 | 0
| 184 |  |  | 0 | 0 | 0 | 0 | 0 | 0 | 0 |  | 1 | 1 | 1 | 1 | 1 | 1 | 1 | 0 | 0 | 0 | 0 | 0 | 0 | 0 | 0 | 0 | 0 | 0 | 0 | 0 | 0 | 0 | 0 | 0 | 0 | 0 | 0 | 0 | 0 | 0 | 0 | 0 | 0 | 0 | 0 | 0 | 0 | 0 | 0 | 0 | 0 | 0 | [7 empty] | 0 | 0 | 0 | 0 | 0 | 0 | 0
| 185 |  |  | 0 | 0 | 0 | 0 | 0 | 0 | 0 |  | 1 | 1 | 1 | 1 | 1 | 1 | 1 | 0 | 0 | 0 | 0 | 0 | 0 | 0 | 0 | 0 | 0 | 0 | 0 | 0 | 0 | 0 | 0 | 0 | 0 | 0 | 0 | 0 | 0 | 0 | 0 | 0 | 0 | 0 | 0 | 0 | 0 | 0 | 0 | 0 | 0 | 0 | [7 empty] | 0 | 0 | 0 | 0 | 0 | 0 | 0
| 186 |  |  | 0 | 0 | 0 | 0 | 0 | 0 | 0 |  | 1 | 1 | 1 | 1 | 1 | 1 | 1 | 0 | 0 | 0 | 0 | 0 | 0 | 0 | 0 | 0 | 0 | 0 | 0 | 0 | 0 | 0 | 0 | 0 | 0 | 0 | 0 | 0 | 0 | 0 | 0 | 0 | 0 | 0 | 0 | 0 | 0 | 0 | 0 | 0 | 0 | 0 | [7 empty] | 0 | 0 | 0 | 0 | 0 | 0 | 0
| 187 |  |  | 0 | 0 | 0 | 0 | 0 | 0 | 0 |  | 1 | 1 | 1 | 1 | 1 | 1 | 1 | 0 | 0 | 0 | 0 | 0 | 0 | 0 | 0 | 0 | 0 | 0 | 0 | 0 | 0 | 0 | 0 | 0 | 0 | 0 | 0 | 0 | 0 | 0 | 0 | 0 | 0 | 0 | 0 | 0 | 0 | 0 | 0 | 0 | 0 | 0 | [7 empty] | 0 | 0 | 0 | 0 | 0 | 0 | 0
| 188 |  |  | 0 | 0 | 0 | 0 | 0 | 0 | 0 |  | 1 | 1 | 1 | 1 | 1 | 1 | 1 | 0 | 0 | 0 | 0 | 0 | 0 | 0 | 0 | 0 | 0 | 0 | 0 | 0 | 0 | 0 | 0 | 0 | 0 | 0 | 0 | 0 | 0 | 0 | 0 | 0 | 0 | 0 | 0 | 0 | 0 | 0 | 0 | 0 | 0 | 0 | [7 empty] | 0 | 0 | 0 | 0 | 0 | 0 | 0
| 189 |  |  | 0 | 0 | 0 | 0 | 0 | 0 | 0 |  | 1 | 1 | 1 | 1 | 1 | 1 | 1 | 0 | 0 | 0 | 0 | 0 | 0 | 0 | 0 | 0 | 0 | 0 | 0 | 0 | 0 | 0 | 0 | 0 | 0 | 0 | 0 | 0 | 0 | 0 | 0 | 0 | 0 | 0 | 0 | 0 | 0 | 0 | 0 | 0 | 0 | 0 | [7 empty] | 0 | 0 | 0 | 0 | 0 | 0 | 0
| 190 |  |  | 0 | 0 | 0 | 0 | 0 | 0 | 0 |  | 1 | 1 | 1 | 1 | 1 | 1 | 1 | 0 | 0 | 0 | 0 | 0 | 0 | 0 | 0 | 0 | 0 | 0 | 0 | 0 | 0 | 0 | 0 | 0 | 0 | 0 | 0 | 0 | 0 | 0 | 0 | 0 | 0 | 0 | 0 | 0 | 0 | 0 | 0 | 0 | 0 | 0 | [7 empty] | 0 | 0 | 0 | 0 | 0 | 0 | 0
| 191 |  |  | 0 | 0 | 0 | 0 | 0 | 0 | 0 |  | 1 | 1 | 1 | 1 | 1 | 1 | 1 | 0 | 0 | 0 | 0 | 0 | 0 | 0 | 0 | 0 | 0 | 0 | 0 | 0 | 0 | 0 | 0 | 0 | 0 | 0 | 0 | 0 | 0 | 0 | 0 | 0 | 0 | 0 | 0 | 0 | 0 | 0 | 0 | 0 | 0 | 0 | [7 empty] | 0 | 0 | 0 | 0 | 0 | 0 | 0
| 192 |  |  | 0 | 0 | 0 | 0 | 0 | 0 | 0 |  | 1 | 1 | 1 | 1 | 1 | 1 | 1 | 0 | 0 | 0 | 0 | 0 | 0 | 0 | 0 | 0 | 0 | 0 | 0 | 0 | 0 | 0 | 0 | 0 | 0 | 0 | 0 | 0 | 0 | 0 | 0 | 0 | 0 | 0 | 0 | 0 | 0 | 0 | 0 | 0 | 0 | 0 | [7 empty] | 0 | 0 | 0 | 0 | 0 | 0 | 0
| 193 |  |  | 0 | 0 | 0 | 0 | 0 | 0 | 0 |  | 1 | 1 | 1 | 1 | 1 | 1 | 1 | 0 | 0 | 0 | 0 | 0 | 0 | 0 | 0 | 0 | 0 | 0 | 0 | 0 | 0 | 0 | 0 | 0 | 0 | 0 | 0 | 0 | 0 | 0 | 0 | 0 | 0 | 0 | 0 | 0 | 0 | 0 | 0 | 0 | 0 | 0 | [7 empty] | 0 | 0 | 0 | 0 | 0 | 0 | 0
| 194 |  |  | 0 | 0 | 0 | 0 | 0 | 0 | 0 |  | 1 | 1 | 1 | 1 | 1 | 1 | 1 | 0 | 0 | 0 | 0 | 0 | 0 | 0 | 0 | 0 | 0 | 0 | 0 | 0 | 0 | 0 | 0 | 0 | 0 | 0 | 0 | 0 | 0 | 0 | 0 | 0 | 0 | 0 | 0 | 0 | 0 | 0 | 0 | 0 | 0 | 0 | [7 empty] | 0 | 0 | 0 | 0 | 0 | 0 | 0
| 195 |  |  | 0 | 0 | 0 | 0 | 0 | 0 | 0 |  | 1 | 1 | 1 | 1 | 1 | 1 | 1 | 0 | 0 | 0 | 0 | 0 | 0 | 0 | 0 | 0 | 0 | 0 | 0 | 0 | 0 | 0 | 0 | 0 | 0 | 0 | 0 | 0 | 0 | 0 | 0 | 0 | 0 | 0 | 0 | 0 | 0 | 0 | 0 | 0 | 0 | 0 | [7 empty] | 0 | 0 | 0 | 0 | 0 | 0 | 0
| 196 |  |  | 0 | 0 | 0 | 0 | 0 | 0 | 0 |  | 1 | 1 | 1 | 1 | 1 | 1 | 1 | 0 | 0 | 0 | 0 | 0 | 0 | 0 | 0 | 0 | 0 | 0 | 0 | 0 | 0 | 0 | 0 | 0 | 0 | 0 | 0 | 0 | 0 | 0 | 0 | 0 | 0 | 0 | 0 | 0 | 0 | 0 | 0 | 0 | 0 | 0 | [7 empty] | 0 | 0 | 0 | 0 | 0 | 0 | 0
| 197 |  |  | 0 | 0 | 0 | 0 | 0 | 0 | 0 |  | 1 | 1 | 1 | 1 | 1 | 1 | 1 | 0 | 0 | 0 | 0 | 0 | 0 | 0 | 0 | 0 | 0 | 0 | 0 | 0 | 0 | 0 | 0 | 0 | 0 | 0 | 0 | 0 | 0 | 0 | 0 | 0 | 0 | 0 | 0 | 0 | 0 | 0 | 0 | 0 | 0 | 0 | [7 empty] | 0 | 0 | 0 | 0 | 0 | 0 | 0
| 198 |  |  | 0 | 0 | 0 | 0 | 0 | 0 | 0 |  | 1 | 1 | 1 | 1 | 1 | 1 | 1 | 0 | 0 | 0 | 0 | 0 | 0 | 0 | 0 | 0 | 0 | 0 | 0 | 0 | 0 | 0 | 0 | 0 | 0 | 0 | 0 | 0 | 0 | 0 | 0 | 0 | 0 | 0 | 0 | 0 | 0 | 0 | 0 | 0 | 0 | 0 | [7 empty] | 0 | 0 | 0 | 0 | 0 | 0 | 0
| 199 |  |  | 0 | 0 | 0 | 0 | 0 | 0 | 0 |  | 1 | 1 | 1 | 1 | 1 | 1 | 1 | 0 | 0 | 0 | 0 | 0 | 0 | 0 | 0 | 0 | 0 | 0 | 0 | 0 | 0 | 0 | 0 | 0 | 0 | 0 | 0 | 0 | 0 | 0 | 0 | 0 | 0 | 0 | 0 | 0 | 0 | 0 | 0 | 0 | 0 | 0 | [7 empty] | 0 | 0 | 0 | 0 | 0 | 0 | 0
| 200 |  |  | 0 | 0 | 0 | 0 | 0 | 0 | 0 |  | 1 | 1 | 1 | 1 | 1 | 1 | 1 | 0 | 0 | 0 | 0 | 0 | 0 | 0 | 0 | 0 | 0 | 0 | 0 | 0 | 0 | 0 | 0 | 0 | 0 | 0 | 0 | 0 | 0 | 0 | 0 | 0 | 0 | 0 | 0 | 0 | 0 | 0 | 0 | 0 | 0 | 0 | [7 empty] | 0 | 0 | 0 | 0 | 0 | 0 | 0
| 201 |  |  | 0 | 0 | 0 | 0 | 0 | 0 | 0 |  | 1 | 1 | 1 | 1 | 1 | 1 | 1 | 0 | 0 | 0 | 0 | 0 | 0 | 0 | 0 | 0 | 0 | 0 | 0 | 0 | 0 | 0 | 0 | 0 | 0 | 0 | 0 | 0 | 0 | 0 | 0 | 0 | 0 | 0 | 0 | 0 | 0 | 0 | 0 | 0 | 0 | 0 | [7 empty] | 0 | 0 | 0 | 0 | 0 | 0 | 0
| 202 |  |  | 0 | 0 | 0 | 0 | 0 | 0 | 0 |  | 1 | 1 | 1 | 1 | 1 | 1 | 1 | 0 | 0 | 0 | 0 | 0 | 0 | 0 | 0 | 0 | 0 | 0 | 0 | 0 | 0 | 0 | 0 | 0 | 0 | 0 | 0 | 0 | 0 | 0 | 0 | 0 | 0 | 0 | 0 | 0 | 0 | 0 | 0 | 0 | 0 | 0 | [7 empty] | 0 | 0 | 0 | 0 | 0 | 0 | 0
| 203 |  |  | 0 | 0 | 0 | 0 | 0 | 0 | 0 |  | 1 | 1 | 1 | 1 | 1 | 1 | 1 | 0 | 0 | 0 | 0 | 0 | 0 | 0 | 0 | 0 | 0 | 0 | 0 | 0 | 0 | 0 | 0 | 0 | 0 | 0 | 0 | 0 | 0 | 0 | 0 | 0 | 0 | 0 | 0 | 0 | 0 | 0 | 0 | 0 | 0 | 0 | [7 empty] | 0 | 0 | 0 | 0 | 0 | 0 | 0
| 204 |  |  | 0 | 0 | 0 | 0 | 0 | 0 | 0 |  | 1 | 1 | 1 | 1 | 1 | 1 | 1 | 0 | 0 | 0 | 0 | 0 | 0 | 0 | 0 | 0 | 0 | 0 | 0 | 0 | 0 | 0 | 0 | 0 | 0 | 0 | 0 | 0 | 0 | 0 | 0 | 0 | 0 | 0 | 0 | 0 | 0 | 0 | 0 | 0 | 0 | 0 | [7 empty] | 0 | 0 | 0 | 0 | 0 | 0 | 0
| 205 |  |  | 0 | 0 | 0 | 0 | 0 | 0 | 0 |  | 1 | 1 | 1 | 1 | 1 | 1 | 1 | 0 | 0 | 0 | 0 | 0 | 0 | 0 | 0 | 0 | 0 | 0 | 0 | 0 | 0 | 0 | 0 | 0 | 0 | 0 | 0 | 0 | 0 | 0 | 0 | 0 | 0 | 0 | 0 | 0 | 0 | 0 | 0 | 0 | 0 | 0 | [7 empty] | 0 | 0 | 0 | 0 | 0 | 0 | 0
| 206 |  |  | 0 | 0 | 0 | 0 | 0 | 0 | 0 |  | 1 | 1 | 1 | 1 | 1 | 1 | 1 | 0 | 0 | 0 | 0 | 0 | 0 | 0 | 0 | 0 | 0 | 0 | 0 | 0 | 0 | 0 | 0 | 0 | 0 | 0 | 0 | 0 | 0 | 0 | 0 | 0 | 0 | 0 | 0 | 0 | 0 | 0 | 0 | 0 | 0 | 0 | [7 empty] | 0 | 0 | 0 | 0 | 0 | 0 | 0
| 207 |  |  | 0 | 0 | 0 | 0 | 0 | 0 | 0 |  | 1 | 1 | 1 | 1 | 1 | 1 | 1 | 0 | 0 | 0 | 0 | 0 | 0 | 0 | 0 | 0 | 0 | 0 | 0 | 0 | 0 | 0 | 0 | 0 | 0 | 0 | 0 | 0 | 0 | 0 | 0 | 0 | 0 | 0 | 0 | 0 | 0 | 0 | 0 | 0 | 0 | 0 | [7 empty] | 0 | 0 | 0 | 0 | 0 | 0 | 0
| 208 |  |  | 0 | 0 | 0 | 0 | 0 | 0 | 0 |  | 1 | 1 | 1 | 1 | 1 | 1 | 1 | 0 | 0 | 0 | 0 | 0 | 0 | 0 | 0 | 0 | 0 | 0 | 0 | 0 | 0 | 0 | 0 | 0 | 0 | 0 | 0 | 0 | 0 | 0 | 0 | 0 | 0 | 0 | 0 | 0 | 0 | 0 | 0 | 0 | 0 | 0 | [7 empty] | 0 | 0 | 0 | 0 | 0 | 0 | 0
| 209 |  |  | 0 | 0 | 0 | 0 | 0 | 0 | 0 |  | 1 | 1 | 1 | 1 | 1 | 1 | 1 | 0 | 0 | 0 | 0 | 0 | 0 | 0 | 0 | 0 | 0 | 0 | 0 | 0 | 0 | 0 | 0 | 0 | 0 | 0 | 0 | 0 | 0 | 0 | 0 | 0 | 0 | 0 | 0 | 0 | 0 | 0 | 0 | 0 | 0 | 0 | [7 empty] | 0 | 0 | 0 | 0 | 0 | 0 | 0
| 210 |  |  | 0 | 0 | 0 | 0 | 0 | 0 | 0 |  | 1 | 1 | 1 | 1 | 1 | 1 | 1 | 0 | 0 | 0 | 0 | 0 | 0 | 0 | 0 | 0 | 0 | 0 | 0 | 0 | 0 | 0 | 0 | 0 | 0 | 0 | 0 | 0 | 0 | 0 | 0 | 0 | 0 | 0 | 0 | 0 | 0 | 0 | 0 | 0 | 0 | 0 | [7 empty] | 0 | 0 | 0 | 0 | 0 | 0 | 0
| 211 |  |  | 0 | 0 | 0 | 0 | 0 | 0 | 0 |  | 1 | 1 | 1 | 1 | 1 | 1 | 1 | 0 | 0 | 0 | 0 | 0 | 0 | 0 | 0 | 0 | 0 | 0 | 0 | 0 | 0 | 0 | 0 | 0 | 0 | 0 | 0 | 0 | 0 | 0 | 0 | 0 | 0 | 0 | 0 | 0 | 0 | 0 | 0 | 0 | 0 | 0 | [7 empty] | 0 | 0 | 0 | 0 | 0 | 0 | 0
| 212 |  |  | 0 | 0 | 0 | 0 | 0 | 0 | 0 |  | 1 | 1 | 1 | 1 | 1 | 1 | 1 | 0 | 0 | 0 | 0 | 0 | 0 | 0 | 0 | 0 | 0 | 0 | 0 | 0 | 0 | 0 | 0 | 0 | 0 | 0 | 0 | 0 | 0 | 0 | 0 | 0 | 0 | 0 | 0 | 0 | 0 | 0 | 0 | 0 | 0 | 0 | [7 empty] | 0 | 0 | 0 | 0 | 0 | 0 | 0
| 213 |  |  | 0 | 0 | 0 | 0 | 0 | 0 | 0 |  | 1 | 1 | 1 | 1 | 1 | 1 | 1 | 0 | 0 | 0 | 0 | 0 | 0 | 0 | 0 | 0 | 0 | 0 | 0 | 0 | 0 | 0 | 0 | 0 | 0 | 0 | 0 | 0 | 0 | 0 | 0 | 0 | 0 | 0 | 0 | 0 | 0 | 0 | 0 | 0 | 0 | 0 | [7 empty] | 0 | 0 | 0 | 0 | 0 | 0 | 0
| 214 |  |  | 0 | 0 | 0 | 0 | 0 | 0 | 0 |  | 1 | 1 | 1 | 1 | 1 | 1 | 1 | 0 | 0 | 0 | 0 | 0 | 0 | 0 | 0 | 0 | 0 | 0 | 0 | 0 | 0 | 0 | 0 | 0 | 0 | 0 | 0 | 0 | 0 | 0 | 0 | 0 | 0 | 0 | 0 | 0 | 0 | 0 | 0 | 0 | 0 | 0 | [7 empty] | 0 | 0 | 0 | 0 | 0 | 0 | 0
| 215 |  |  | 0 | 0 | 0 | 0 | 0 | 0 | 0 |  | 1 | 1 | 1 | 1 | 1 | 1 | 1 | 0 | 0 | 0 | 0 | 0 | 0 | 0 | 0 | 0 | 0 | 0 | 0 | 0 | 0 | 0 | 0 | 0 | 0 | 0 | 0 | 0 | 0 | 0 | 0 | 0 | 0 | 0 | 0 | 0 | 0 | 0 | 0 | 0 | 0 | 0 | [7 empty] | 0 | 0 | 0 | 0 | 0 | 0 | 0
| 216 |  |  | 0 | 0 | 0 | 0 | 0 | 0 | 0 |  | 1 | 1 | 1 | 1 | 1 | 1 | 1 | 0 | 0 | 0 | 0 | 0 | 0 | 0 | 0 | 0 | 0 | 0 | 0 | 0 | 0 | 0 | 0 | 0 | 0 | 0 | 0 | 0 | 0 | 0 | 0 | 0 | 0 | 0 | 0 | 0 | 0 | 0 | 0 | 0 | 0 | 0 | [7 empty] | 0 | 0 | 0 | 0 | 0 | 0 | 0
| 217 |  |  | 0 | 0 | 0 | 0 | 0 | 0 | 0 |  | 1 | 1 | 1 | 1 | 1 | 1 | 1 | 0 | 0 | 0 | 0 | 0 | 0 | 0 | 0 | 0 | 0 | 0 | 0 | 0 | 0 | 0 | 0 | 0 | 0 | 0 | 0 | 0 | 0 | 0 | 0 | 0 | 0 | 0 | 0 | 0 | 0 | 0 | 0 | 0 | 0 | 0 | [7 empty] | 0 | 0 | 0 | 0 | 0 | 0 | 0
| 218 |  |  | 0 | 0 | 0 | 0 | 0 | 0 | 0 |  | 1 | 1 | 1 | 1 | 1 | 1 | 1 | 0 | 0 | 0 | 0 | 0 | 0 | 0 | 0 | 0 | 0 | 0 | 0 | 0 | 0 | 0 | 0 | 0 | 0 | 0 | 0 | 0 | 0 | 0 | 0 | 0 | 0 | 0 | 0 | 0 | 0 | 0 | 0 | 0 | 0 | 0 | [7 empty] | 0 | 0 | 0 | 0 | 0 | 0 | 0
| 219 |  |  | 0 | 0 | 0 | 0 | 0 | 0 | 0 |  | 1 | 1 | 1 | 1 | 1 | 1 | 1 | 0 | 0 | 0 | 0 | 0 | 0 | 0 | 0 | 0 | 0 | 0 | 0 | 0 | 0 | 0 | 0 | 0 | 0 | 0 | 0 | 0 | 0 | 0 | 0 | 0 | 0 | 0 | 0 | 0 | 0 | 0 | 0 | 0 | 0 | 0 | [7 empty] | 0 | 0 | 0 | 0 | 0 | 0 | 0
| 220 |  |  | 0 | 0 | 0 | 0 | 0 | 0 | 0 |  | 1 | 1 | 1 | 1 | 1 | 1 | 1 | 0 | 0 | 0 | 0 | 0 | 0 | 0 | 0 | 0 | 0 | 0 | 0 | 0 | 0 | 0 | 0 | 0 | 0 | 0 | 0 | 0 | 0 | 0 | 0 | 0 | 0 | 0 | 0 | 0 | 0 | 0 | 0 | 0 | 0 | 0 | [7 empty] | 0 | 0 | 0 | 0 | 0 | 0 | 0
| 221 |  |  | 0 | 0 | 0 | 0 | 0 | 0 | 0 |  | 1 | 1 | 1 | 1 | 1 | 1 | 1 | 0 | 0 | 0 | 0 | 0 | 0 | 0 | 0 | 0 | 0 | 0 | 0 | 0 | 0 | 0 | 0 | 0 | 0 | 0 | 0 | 0 | 0 | 0 | 0 | 0 | 0 | 0 | 0 | 0 | 0 | 0 | 0 | 0 | 0 | 0 | [7 empty] | 0 | 0 | 0 | 0 | 0 | 0 | 0
| 222 |  |  | 0 | 0 | 0 | 0 | 0 | 0 | 0 |  | 1 | 1 | 1 | 1 | 1 | 1 | 1 | 0 | 0 | 0 | 0 | 0 | 0 | 0 | 0 | 0 | 0 | 0 | 0 | 0 | 0 | 0 | 0 | 0 | 0 | 0 | 0 | 0 | 0 | 0 | 0 | 0 | 0 | 0 | 0 | 0 | 0 | 0 | 0 | 0 | 0 | 0 | [7 empty] | 0 | 0 | 0 | 0 | 0 | 0 | 0
| 223 |  |  | 0 | 0 | 0 | 0 | 0 | 0 | 0 |  | 1 | 1 | 1 | 1 | 1 | 1 | 1 | 0 | 0 | 0 | 0 | 0 | 0 | 0 | 0 | 0 | 0 | 0 | 0 | 0 | 0 | 0 | 0 | 0 | 0 | 0 | 0 | 0 | 0 | 0 | 0 | 0 | 0 | 0 | 0 | 0 | 0 | 0 | 0 | 0 | 0 | 0 | [7 empty] | 0 | 0 | 0 | 0 | 0 | 0 | 0
| 224 |  |  | 0 | 0 | 0 | 0 | 0 | 0 | 0 |  | 1 | 1 | 1 | 1 | 1 | 1 | 1 | 0 | 0 | 0 | 0 | 0 | 0 | 0 | 0 | 0 | 0 | 0 | 0 | 0 | 0 | 0 | 0 | 0 | 0 | 0 | 0 | 0 | 0 | 0 | 0 | 0 | 0 | 0 | 0 | 0 | 0 | 0 | 0 | 0 | 0 | 0 | [7 empty] | 0 | 0 | 0 | 0 | 0 | 0 | 0
| 225 |  |  | 0 | 0 | 0 | 0 | 0 | 0 | 0 |  | 1 | 1 | 1 | 1 | 1 | 1 | 1 | 0 | 0 | 0 | 0 | 0 | 0 | 0 | 0 | 0 | 0 | 0 | 0 | 0 | 0 | 0 | 0 | 0 | 0 | 0 | 0 | 0 | 0 | 0 | 0 | 0 | 0 | 0 | 0 | 0 | 0 | 0 | 0 | 0 | 0 | 0 | [7 empty] | 0 | 0 | 0 | 0 | 0 | 0 | 0
| 226 |  |  | 0 | 0 | 0 | 0 | 0 | 0 | 0 |  | 1 | 1 | 1 | 1 | 1 | 1 | 1 | 0 | 0 | 0 | 0 | 0 | 0 | 0 | 0 | 0 | 0 | 0 | 0 | 0 | 0 | 0 | 0 | 0 | 0 | 0 | 0 | 0 | 0 | 0 | 0 | 0 | 0 | 0 | 0 | 0 | 0 | 0 | 0 | 0 | 0 | 0 | [7 empty] | 0 | 0 | 0 | 0 | 0 | 0 | 0
| 227 |  |  | 0 | 0 | 0 | 0 | 0 | 0 | 0 |  | 1 | 1 | 1 | 1 | 1 | 1 | 1 | 0 | 0 | 0 | 0 | 0 | 0 | 0 | 0 | 0 | 0 | 0 | 0 | 0 | 0 | 0 | 0 | 0 | 0 | 0 | 0 | 0 | 0 | 0 | 0 | 0 | 0 | 0 | 0 | 0 | 0 | 0 | 0 | 0 | 0 | 0 | [7 empty] | 0 | 0 | 0 | 0 | 0 | 0 | 0
| 228 |  |  | 0 | 0 | 0 | 0 | 0 | 0 | 0 |  | 1 | 1 | 1 | 1 | 1 | 1 | 1 | 0 | 0 | 0 | 0 | 0 | 0 | 0 | 0 | 0 | 0 | 0 | 0 | 0 | 0 | 0 | 0 | 0 | 0 | 0 | 0 | 0 | 0 | 0 | 0 | 0 | 0 | 0 | 0 | 0 | 0 | 0 | 0 | 0 | 0 | 0 | [7 empty] | 0 | 0 | 0 | 0 | 0 | 0 | 0
| 229 |  |  | 0 | 0 | 0 | 0 | 0 | 0 | 0 |  | 1 | 1 | 1 | 1 | 1 | 1 | 1 | 0 | 0 | 0 | 0 | 0 | 0 | 0 | 0 | 0 | 0 | 0 | 0 | 0 | 0 | 0 | 0 | 0 | 0 | 0 | 0 | 0 | 0 | 0 | 0 | 0 | 0 | 0 | 0 | 0 | 0 | 0 | 0 | 0 | 0 | 0 | [7 empty] | 0 | 0 | 0 | 0 | 0 | 0 | 0
| 230 |  |  | 0 | 0 | 0 | 0 | 0 | 0 | 0 |  | 1 | 1 | 1 | 1 | 1 | 1 | 1 | 0 | 0 | 0 | 0 | 0 | 0 | 0 | 0 | 0 | 0 | 0 | 0 | 0 | 0 | 0 | 0 | 0 | 0 | 0 | 0 | 0 | 0 | 0 | 0 | 0 | 0 | 0 | 0 | 0 | 0 | 0 | 0 | 0 | 0 | 0 | [7 empty] | 0 | 0 | 0 | 0 | 0 | 0 | 0
| 231 |  |  | 0 | 0 | 0 | 0 | 0 | 0 | 0 |  | 1 | 1 | 1 | 1 | 1 | 1 | 1 | 0 | 0 | 0 | 0 | 0 | 0 | 0 | 0 | 0 | 0 | 0 | 0 | 0 | 0 | 0 | 0 | 0 | 0 | 0 | 0 | 0 | 0 | 0 | 0 | 0 | 0 | 0 | 0 | 0 | 0 | 0 | 0 | 0 | 0 | 0 | [7 empty] | 0 | 0 | 0 | 0 | 0 | 0 | 0
| 232 |  |  | 0 | 0 | 0 | 0 | 0 | 0 | 0 |  | 1 | 1 | 1 | 1 | 1 | 1 | 1 | 0 | 0 | 0 | 0 | 0 | 0 | 0 | 0 | 0 | 0 | 0 | 0 | 0 | 0 | 0 | 0 | 0 | 0 | 0 | 0 | 0 | 0 | 0 | 0 | 0 | 0 | 0 | 0 | 0 | 0 | 0 | 0 | 0 | 0 | 0 | [7 empty] | 0 | 0 | 0 | 0 | 0 | 0 | 0
| 233 |  |  | 0 | 0 | 0 | 0 | 0 | 0 | 0 |  | 1 | 1 | 1 | 1 | 1 | 1 | 1 | 0 | 0 | 0 | 0 | 0 | 0 | 0 | 0 | 0 | 0 | 0 | 0 | 0 | 0 | 0 | 0 | 0 | 0 | 0 | 0 | 0 | 0 | 0 | 0 | 0 | 0 | 0 | 0 | 0 | 0 | 0 | 0 | 0 | 0 | 0 | [7 empty] | 0 | 0 | 0 | 0 | 0 | 0 | 0
| 234 |  |  | 0 | 0 | 0 | 0 | 0 | 0 | 0 |  | 1 | 1 | 1 | 1 | 1 | 1 | 1 | 0 | 0 | 0 | 0 | 0 | 0 | 0 | 0 | 0 | 0 | 0 | 0 | 0 | 0 | 0 | 0 | 0 | 0 | 0 | 0 | 0 | 0 | 0 | 0 | 0 | 0 | 0 | 0 | 0 | 0 | 0 | 0 | 0 | 0 | 0 | [7 empty] | 0 | 0 | 0 | 0 | 0 | 0 | 0
| 235 |  |  | 0 | 0 | 0 | 0 | 0 | 0 | 0 |  | 1 | 1 | 1 | 1 | 1 | 1 | 1 | 0 | 0 | 0 | 0 | 0 | 0 | 0 | 0 | 0 | 0 | 0 | 0 | 0 | 0 | 0 | 0 | 0 | 0 | 0 | 0 | 0 | 0 | 0 | 0 | 0 | 0 | 0 | 0 | 0 | 0 | 0 | 0 | 0 | 0 | 0 | [7 empty] | 0 | 0 | 0 | 0 | 0 | 0 | 0
| 236 |  |  | 0 | 0 | 0 | 0 | 0 | 0 | 0 |  | 1 | 1 | 1 | 1 | 1 | 1 | 1 | 0 | 0 | 0 | 0 | 0 | 0 | 0 | 0 | 0 | 0 | 0 | 0 | 0 | 0 | 0 | 0 | 0 | 0 | 0 | 0 | 0 | 0 | 0 | 0 | 0 | 0 | 0 | 0 | 0 | 0 | 0 | 0 | 0 | 0 | 0 | [7 empty] | 0 | 0 | 0 | 0 | 0 | 0 | 0
| 237 |  |  | 0 | 0 | 0 | 0 | 0 | 0 | 0 |  | 1 | 1 | 1 | 1 | 1 | 1 | 1 | 0 | 0 | 0 | 0 | 0 | 0 | 0 | 0 | 0 | 0 | 0 | 0 | 0 | 0 | 0 | 0 | 0 | 0 | 0 | 0 | 0 | 0 | 0 | 0 | 0 | 0 | 0 | 0 | 0 | 0 | 0 | 0 | 0 | 0 | 0 | [7 empty] | 0 | 0 | 0 | 0 | 0 | 0 | 0
| 238 |  |  | 0 | 0 | 0 | 0 | 0 | 0 | 0 |  | 1 | 1 | 1 | 1 | 1 | 1 | 1 | 0 | 0 | 0 | 0 | 0 | 0 | 0 | 0 | 0 | 0 | 0 | 0 | 0 | 0 | 0 | 0 | 0 | 0 | 0 | 0 | 0 | 0 | 0 | 0 | 0 | 0 | 0 | 0 | 0 | 0 | 0 | 0 | 0 | 0 | 0 | [7 empty] | 0 | 0 | 0 | 0 | 0 | 0 | 0
| 239 |  |  | 0 | 0 | 0 | 0 | 0 | 0 | 0 |  | 1 | 1 | 1 | 1 | 1 | 1 | 1 | 0 | 0 | 0 | 0 | 0 | 0 | 0 | 0 | 0 | 0 | 0 | 0 | 0 | 0 | 0 | 0 | 0 | 0 | 0 | 0 | 0 | 0 | 0 | 0 | 0 | 0 | 0 | 0 | 0 | 0 | 0 | 0 | 0 | 0 | 0 | [7 empty] | 0 | 0 | 0 | 0 | 0 | 0 | 0
| 240 |  |  | 0 | 0 | 0 | 0 | 0 | 0 | 0 |  | 1 | 1 | 1 | 1 | 1 | 1 | 1 | 0 | 0 | 0 | 0 | 0 | 0 | 0 | 0 | 0 | 0 | 0 | 0 | 0 | 0 | 0 | 0 | 0 | 0 | 0 | 0 | 0 | 0 | 0 | 0 | 0 | 0 | 0 | 0 | 0 | 0 | 0 | 0 | 0 | 0 | 0 | [7 empty] | 0 | 0 | 0 | 0 | 0 | 0 | 0
| 241 |  |  | 0 | 0 | 0 | 0 | 0 | 0 | 0 |  | 1 | 1 | 1 | 1 | 1 | 1 | 1 | 0 | 0 | 0 | 0 | 0 | 0 | 0 | 0 | 0 | 0 | 0 | 0 | 0 | 0 | 0 | 0 | 0 | 0 | 0 | 0 | 0 | 0 | 0 | 0 | 0 | 0 | 0 | 0 | 0 | 0 | 0 | 0 | 0 | 0 | 0 | [7 empty] | 0 | 0 | 0 | 0 | 0 | 0 | 0
| 242 |  |  | 0 | 0 | 0 | 0 | 0 | 0 | 0 |  | 1 | 1 | 1 | 1 | 1 | 1 | 1 | 0 | 0 | 0 | 0 | 0 | 0 | 0 | 0 | 0 | 0 | 0 | 0 | 0 | 0 | 0 | 0 | 0 | 0 | 0 | 0 | 0 | 0 | 0 | 0 | 0 | 0 | 0 | 0 | 0 | 0 | 0 | 0 | 0 | 0 | 0 | [7 empty] | 0 | 0 | 0 | 0 | 0 | 0 | 0
| 243 |  |  | 0 | 0 | 0 | 0 | 0 | 0 | 0 |  | 1 | 1 | 1 | 1 | 1 | 1 | 1 | 0 | 0 | 0 | 0 | 0 | 0 | 0 | 0 | 0 | 0 | 0 | 0 | 0 | 0 | 0 | 0 | 0 | 0 | 0 | 0 | 0 | 0 | 0 | 0 | 0 | 0 | 0 | 0 | 0 | 0 | 0 | 0 | 0 | 0 | 0 | [7 empty] | 0 | 0 | 0 | 0 | 0 | 0 | 0
| 244 |  |  | 0 | 0 | 0 | 0 | 0 | 0 | 0 |  | 1 | 1 | 1 | 1 | 1 | 1 | 1 | 0 | 0 | 0 | 0 | 0 | 0 | 0 | 0 | 0 | 0 | 0 | 0 | 0 | 0 | 0 | 0 | 0 | 0 | 0 | 0 | 0 | 0 | 0 | 0 | 0 | 0 | 0 | 0 | 0 | 0 | 0 | 0 | 0 | 0 | 0 | [7 empty] | 0 | 0 | 0 | 0 | 0 | 0 | 0
| 245 |  |  | 0 | 0 | 0 | 0 | 0 | 0 | 0 |  | 1 | 1 | 1 | 1 | 1 | 1 | 1 | 0 | 0 | 0 | 0 | 0 | 0 | 0 | 0 | 0 | 0 | 0 | 0 | 0 | 0 | 0 | 0 | 0 | 0 | 0 | 0 | 0 | 0 | 0 | 0 | 0 | 0 | 0 | 0 | 0 | 0 | 0 | 0 | 0 | 0 | 0 | [7 empty] | 0 | 0 | 0 | 0 | 0 | 0 | 0
| 246 |  |  | 0 | 0 | 0 | 0 | 0 | 0 | 0 |  | 1 | 1 | 1 | 1 | 1 | 1 | 1 | 0 | 0 | 0 | 0 | 0 | 0 | 0 | 0 | 0 | 0 | 0 | 0 | 0 | 0 | 0 | 0 | 0 | 0 | 0 | 0 | 0 | 0 | 0 | 0 | 0 | 0 | 0 | 0 | 0 | 0 | 0 | 0 | 0 | 0 | 0 | [7 empty] | 0 | 0 | 0 | 0 | 0 | 0 | 0
| 247 |  |  | 0 | 0 | 0 | 0 | 0 | 0 | 0 |  | 1 | 1 | 1 | 1 | 1 | 1 | 1 | 0 | 0 | 0 | 0 | 0 | 0 | 0 | 0 | 0 | 0 | 0 | 0 | 0 | 0 | 0 | 0 | 0 | 0 | 0 | 0 | 0 | 0 | 0 | 0 | 0 | 0 | 0 | 0 | 0 | 0 | 0 | 0 | 0 | 0 | 0 | [7 empty] | 0 | 0 | 0 | 0 | 0 | 0 | 0
| 248 |  |  | 0 | 0 | 0 | 0 | 0 | 0 | 0 |  | 1 | 1 | 1 | 1 | 1 | 1 | 1 | 0 | 0 | 0 | 0 | 0 | 0 | 0 | 0 | 0 | 0 | 0 | 0 | 0 | 0 | 0 | 0 | 0 | 0 | 0 | 0 | 0 | 0 | 0 | 0 | 0 | 0 | 0 | 0 | 0 | 0 | 0 | 0 | 0 | 0 | 0 | [7 empty] | 0 | 0 | 0 | 0 | 0 | 0 | 0
| 249 |  |  | 0 | 0 | 0 | 0 | 0 | 0 | 0 |  | 1 | 1 | 1 | 1 | 1 | 1 | 1 | 0 | 0 | 0 | 0 | 0 | 0 | 0 | 0 | 0 | 0 | 0 | 0 | 0 | 0 | 0 | 0 | 0 | 0 | 0 | 0 | 0 | 0 | 0 | 0 | 0 | 0 | 0 | 0 | 0 | 0 | 0 | 0 | 0 | 0 | 0 | [7 empty] | 0 | 0 | 0 | 0 | 0 | 0 | 0
| 250 |  |  | 0 | 0 | 0 | 0 | 0 | 0 | 0 |  | 1 | 1 | 1 | 1 | 1 | 1 | 1 | 0 | 0 | 0 | 0 | 0 | 0 | 0 | 0 | 0 | 0 | 0 | 0 | 0 | 0 | 0 | 0 | 0 | 0 | 0 | 0 | 0 | 0 | 0 | 0 | 0 | 0 | 0 | 0 | 0 | 0 | 0 | 0 | 0 | 0 | 0 | [7 empty] | 0 | 0 | 0 | 0 | 0 | 0 | 0
| 251 |  |  | 0 | 0 | 0 | 0 | 0 | 0 | 0 |  | 1 | 1 | 1 | 1 | 1 | 1 | 1 | 0 | 0 | 0 | 0 | 0 | 0 | 0 | 0 | 0 | 0 | 0 | 0 | 0 | 0 | 0 | 0 | 0 | 0 | 0 | 0 | 0 | 0 | 0 | 0 | 0 | 0 | 0 | 0 | 0 | 0 | 0 | 0 | 0 | 0 | 0 | [7 empty] | 0 | 0 | 0 | 0 | 0 | 0 | 0
| 252 |  |  | 0 | 0 | 0 | 0 | 0 | 0 | 0 |  | 1 | 1 | 1 | 1 | 1 | 1 | 1 | 0 | 0 | 0 | 0 | 0 | 0 | 0 | 0 | 0 | 0 | 0 | 0 | 0 | 0 | 0 | 0 | 0 | 0 | 0 | 0 | 0 | 0 | 0 | 0 | 0 | 0 | 0 | 0 | 0 | 0 | 0 | 0 | 0 | 0 | 0 | [7 empty] | 0 | 0 | 0 | 0 | 0 | 0 | 0
| 253 |  |  | 0 | 0 | 0 | 0 | 0 | 0 | 0 |  | 1 | 1 | 1 | 1 | 1 | 1 | 1 | 0 | 0 | 0 | 0 | 0 | 0 | 0 | 0 | 0 | 0 | 0 | 0 | 0 | 0 | 0 | 0 | 0 | 0 | 0 | 0 | 0 | 0 | 0 | 0 | 0 | 0 | 0 | 0 | 0 | 0 | 0 | 0 | 0 | 0 | 0 | [7 empty] | 0 | 0 | 0 | 0 | 0 | 0 | 0
| 254 |  |  | 0 | 0 | 0 | 0 | 0 | 0 | 0 |  | 1 | 1 | 1 | 1 | 1 | 1 | 1 | 0 | 0 | 0 | 0 | 0 | 0 | 0 | 0 | 0 | 0 | 0 | 0 | 0 | 0 | 0 | 0 | 0 | 0 | 0 | 0 | 0 | 0 | 0 | 0 | 0 | 0 | 0 | 0 | 0 | 0 | 0 | 0 | 0 | 0 | 0 | [7 empty] | 0 | 0 | 0 | 0 | 0 | 0 | 0
| 255 |  |  | 0 | 0 | 0 | 0 | 0 | 0 | 0 |  | 1 | 1 | 1 | 1 | 1 | 1 | 1 | 0 | 0 | 0 | 0 | 0 | 0 | 0 | 0 | 0 | 0 | 0 | 0 | 0 | 0 | 0 | 0 | 0 | 0 | 0 | 0 | 0 | 0 | 0 | 0 | 0 | 0 | 0 | 0 | 0 | 0 | 0 | 0 | 0 | 0 | 0 | [7 empty] | 0 | 0 | 0 | 0 | 0 | 0 | 0
| 256 |  |  | 0 | 0 | 0 | 0 | 0 | 0 | 0 |  | 1 | 1 | 1 | 1 | 1 | 1 | 1 | 0 | 0 | 0 | 0 | 0 | 0 | 0 | 0 | 0 | 0 | 0 | 0 | 0 | 0 | 0 | 0 | 0 | 0 | 0 | 0 | 0 | 0 | 0 | 0 | 0 | 0 | 0 | 0 | 0 | 0 | 0 | 0 | 0 | 0 | 0 | [7 empty] | 0 | 0 | 0 | 0 | 0 | 0 | 0
| 257 |  |  | 0 | 0 | 0 | 0 | 0 | 0 | 0 |  | 1 | 1 | 1 | 1 | 1 | 1 | 1 | 0 | 0 | 0 | 0 | 0 | 0 | 0 | 0 | 0 | 0 | 0 | 0 | 0 | 0 | 0 | 0 | 0 | 0 | 0 | 0 | 0 | 0 | 0 | 0 | 0 | 0 | 0 | 0 | 0 | 0 | 0 | 0 | 0 | 0 | 0 | [7 empty] | 0 | 0 | 0 | 0 | 0 | 0 | 0
| 258 |  |  | 0 | 0 | 0 | 0 | 0 | 0 | 0 |  | 1 | 1 | 1 | 1 | 1 | 1 | 1 | 0 | 0 | 0 | 0 | 0 | 0 | 0 | 0 | 0 | 0 | 0 | 0 | 0 | 0 | 0 | 0 | 0 | 0 | 0 | 0 | 0 | 0 | 0 | 0 | 0 | 0 | 0 | 0 | 0 | 0 | 0 | 0 | 0 | 0 | 0 | [7 empty] | 0 | 0 | 0 | 0 | 0 | 0 | 0
| 259 |  |  | 0 | 0 | 0 | 0 | 0 | 0 | 0 |  | 1 | 1 | 1 | 1 | 1 | 1 | 1 | 0 | 0 | 0 | 0 | 0 | 0 | 0 | 0 | 0 | 0 | 0 | 0 | 0 | 0 | 0 | 0 | 0 | 0 | 0 | 0 | 0 | 0 | 0 | 0 | 0 | 0 | 0 | 0 | 0 | 0 | 0 | 0 | 0 | 0 | 0 | [7 empty] | 0 | 0 | 0 | 0 | 0 | 0 | 0
| 260 |  |  | 0 | 0 | 0 | 0 | 0 | 0 | 0 |  | 1 | 1 | 1 | 1 | 1 | 1 | 1 | 0 | 0 | 0 | 0 | 0 | 0 | 0 | 0 | 0 | 0 | 0 | 0 | 0 | 0 | 0 | 0 | 0 | 0 | 0 | 0 | 0 | 0 | 0 | 0 | 0 | 0 | 0 | 0 | 0 | 0 | 0 | 0 | 0 | 0 | 0 | [7 empty] | 0 | 0 | 0 | 0 | 0 | 0 | 0
| 261 |  |  | 0 | 0 | 0 | 0 | 0 | 0 | 0 |  | 1 | 1 | 1 | 1 | 1 | 1 | 1 | 0 | 0 | 0 | 0 | 0 | 0 | 0 | 0 | 0 | 0 | 0 | 0 | 0 | 0 | 0 | 0 | 0 | 0 | 0 | 0 | 0 | 0 | 0 | 0 | 0 | 0 | 0 | 0 | 0 | 0 | 0 | 0 | 0 | 0 | 0 | [7 empty] | 0 | 0 | 0 | 0 | 0 | 0 | 0
| 262 |  |  | 0 | 0 | 0 | 0 | 0 | 0 | 0 |  | 1 | 1 | 1 | 1 | 1 | 1 | 1 | 0 | 0 | 0 | 0 | 0 | 0 | 0 | 0 | 0 | 0 | 0 | 0 | 0 | 0 | 0 | 0 | 0 | 0 | 0 | 0 | 0 | 0 | 0 | 0 | 0 | 0 | 0 | 0 | 0 | 0 | 0 | 0 | 0 | 0 | 0 | [7 empty] | 0 | 0 | 0 | 0 | 0 | 0 | 0
| 263 |  |  | 0 | 0 | 0 | 0 | 0 | 0 | 0 |  | 1 | 1 | 1 | 1 | 1 | 1 | 1 | 0 | 0 | 0 | 0 | 0 | 0 | 0 | 0 | 0 | 0 | 0 | 0 | 0 | 0 | 0 | 0 | 0 | 0 | 0 | 0 | 0 | 0 | 0 | 0 | 0 | 0 | 0 | 0 | 0 | 0 | 0 | 0 | 0 | 0 | 0 | [7 empty] | 0 | 0 | 0 | 0 | 0 | 0 | 0
| 264 |  |  | 0 | 0 | 0 | 0 | 0 | 0 | 0 |  | 1 | 1 | 1 | 1 | 1 | 1 | 1 | 0 | 0 | 0 | 0 | 0 | 0 | 0 | 0 | 0 | 0 | 0 | 0 | 0 | 0 | 0 | 0 | 0 | 0 | 0 | 0 | 0 | 0 | 0 | 0 | 0 | 0 | 0 | 0 | 0 | 0 | 0 | 0 | 0 | 0 | 0 | [7 empty] | 0 | 0 | 0 | 0 | 0 | 0 | 0
| 265 |  |  | 0 | 0 | 0 | 0 | 0 | 0 | 0 |  | 1 | 1 | 1 | 1 | 1 | 1 | 1 | 0 | 0 | 0 | 0 | 0 | 0 | 0 | 0 | 0 | 0 | 0 | 0 | 0 | 0 | 0 | 0 | 0 | 0 | 0 | 0 | 0 | 0 | 0 | 0 | 0 | 0 | 0 | 0 | 0 | 0 | 0 | 0 | 0 | 0 | 0 | [7 empty] | 0 | 0 | 0 | 0 | 0 | 0 | 0
| 266 |  |  | 0 | 0 | 0 | 0 | 0 | 0 | 0 |  | 1 | 1 | 1 | 1 | 1 | 1 | 1 | 0 | 0 | 0 | 0 | 0 | 0 | 0 | 0 | 0 | 0 | 0 | 0 | 0 | 0 | 0 | 0 | 0 | 0 | 0 | 0 | 0 | 0 | 0 | 0 | 0 | 0 | 0 | 0 | 0 | 0 | 0 | 0 | 0 | 0 | 0 | [7 empty] | 0 | 0 | 0 | 0 | 0 | 0 | 0
| 267 |  |  | 0 | 0 | 0 | 0 | 0 | 0 | 0 |  | 1 | 1 | 1 | 1 | 1 | 1 | 1 | 0 | 0 | 0 | 0 | 0 | 0 | 0 | 0 | 0 | 0 | 0 | 0 | 0 | 0 | 0 | 0 | 0 | 0 | 0 | 0 | 0 | 0 | 0 | 0 | 0 | 0 | 0 | 0 | 0 | 0 | 0 | 0 | 0 | 0 | 0 | [7 empty] | 0 | 0 | 0 | 0 | 0 | 0 | 0
| 268 |  |  | 0 | 0 | 0 | 0 | 0 | 0 | 0 |  | 1 | 1 | 1 | 1 | 1 | 1 | 1 | 0 | 0 | 0 | 0 | 0 | 0 | 0 | 0 | 0 | 0 | 0 | 0 | 0 | 0 | 0 | 0 | 0 | 0 | 0 | 0 | 0 | 0 | 0 | 0 | 0 | 0 | 0 | 0 | 0 | 0 | 0 | 0 | 0 | 0 | 0 | [7 empty] | 0 | 0 | 0 | 0 | 0 | 0 | 0
| 269 |  |  | 0 | 0 | 0 | 0 | 0 | 0 | 0 |  | 1 | 1 | 1 | 1 | 1 | 1 | 1 | 0 | 0 | 0 | 0 | 0 | 0 | 0 | 0 | 0 | 0 | 0 | 0 | 0 | 0 | 0 | 0 | 0 | 0 | 0 | 0 | 0 | 0 | 0 | 0 | 0 | 0 | 0 | 0 | 0 | 0 | 0 | 0 | 0 | 0 | 0 | [7 empty] | 0 | 0 | 0 | 0 | 0 | 0 | 0
| 270 |  |  | 0 | 0 | 0 | 0 | 0 | 0 | 0 |  | 1 | 1 | 1 | 1 | 1 | 1 | 1 | 0 | 0 | 0 | 0 | 0 | 0 | 0 | 0 | 0 | 0 | 0 | 0 | 0 | 0 | 0 | 0 | 0 | 0 | 0 | 0 | 0 | 0 | 0 | 0 | 0 | 0 | 0 | 0 | 0 | 0 | 0 | 0 | 0 | 0 | 0 | [7 empty] | 0 | 0 | 0 | 0 | 0 | 0 | 0
| 271 |  |  | 0 | 0 | 0 | 0 | 0 | 0 | 0 |  | 1 | 1 | 1 | 1 | 1 | 1 | 1 | 0 | 0 | 0 | 0 | 0 | 0 | 0 | 0 | 0 | 0 | 0 | 0 | 0 | 0 | 0 | 0 | 0 | 0 | 0 | 0 | 0 | 0 | 0 | 0 | 0 | 0 | 0 | 0 | 0 | 0 | 0 | 0 | 0 | 0 | 0 | [7 empty] | 0 | 0 | 0 | 0 | 0 | 0 | 0
| 272 |  |  | 0 | 0 | 0 | 0 | 0 | 0 | 0 |  | 1 | 1 | 1 | 1 | 1 | 1 | 1 | 0 | 0 | 0 | 0 | 0 | 0 | 0 | 0 | 0 | 0 | 0 | 0 | 0 | 0 | 0 | 0 | 0 | 0 | 0 | 0 | 0 | 0 | 0 | 0 | 0 | 0 | 0 | 0 | 0 | 0 | 0 | 0 | 0 | 0 | 0 | [7 empty] | 0 | 0 | 0 | 0 | 0 | 0 | 0
| 273 |  |  | 0 | 0 | 0 | 0 | 0 | 0 | 0 |  | 1 | 1 | 1 | 1 | 1 | 1 | 1 | 0 | 0 | 0 | 0 | 0 | 0 | 0 | 0 | 0 | 0 | 0 | 0 | 0 | 0 | 0 | 0 | 0 | 0 | 0 | 0 | 0 | 0 | 0 | 0 | 0 | 0 | 0 | 0 | 0 | 0 | 0 | 0 | 0 | 0 | 0 | [7 empty] | 0 | 0 | 0 | 0 | 0 | 0 | 0
| 274 |  |  | 0 | 0 | 0 | 0 | 0 | 0 | 0 |  | 1 | 1 | 1 | 1 | 1 | 1 | 1 | 0 | 0 | 0 | 0 | 0 | 0 | 0 | 0 | 0 | 0 | 0 | 0 | 0 | 0 | 0 | 0 | 0 | 0 | 0 | 0 | 0 | 0 | 0 | 0 | 0 | 0 | 0 | 0 | 0 | 0 | 0 | 0 | 0 | 0 | 0 | [7 empty] | 0 | 0 | 0 | 0 | 0 | 0 | 0
| 275 |  |  | 0 | 0 | 0 | 0 | 0 | 0 | 0 |  | 1 | 1 | 1 | 1 | 1 | 1 | 1 | 0 | 0 | 0 | 0 | 0 | 0 | 0 | 0 | 0 | 0 | 0 | 0 | 0 | 0 | 0 | 0 | 0 | 0 | 0 | 0 | 0 | 0 | 0 | 0 | 0 | 0 | 0 | 0 | 0 | 0 | 0 | 0 | 0 | 0 | 0 | [7 empty] | 0 | 0 | 0 | 0 | 0 | 0 | 0
| 276 |  |  | 0 | 0 | 0 | 0 | 0 | 0 | 0 |  | 1 | 1 | 1 | 1 | 1 | 1 | 1 | 0 | 0 | 0 | 0 | 0 | 0 | 0 | 0 | 0 | 0 | 0 | 0 | 0 | 0 | 0 | 0 | 0 | 0 | 0 | 0 | 0 | 0 | 0 | 0 | 0 | 0 | 0 | 0 | 0 | 0 | 0 | 0 | 0 | 0 | 0 | [7 empty] | 0 | 0 | 0 | 0 | 0 | 0 | 0
| 277 |  |  | 0 | 0 | 0 | 0 | 0 | 0 | 0 |  | 1 | 1 | 1 | 1 | 1 | 1 | 1 | 0 | 0 | 0 | 0 | 0 | 0 | 0 | 0 | 0 | 0 | 0 | 0 | 0 | 0 | 0 | 0 | 0 | 0 | 0 | 0 | 0 | 0 | 0 | 0 | 0 | 0 | 0 | 0 | 0 | 0 | 0 | 0 | 0 | 0 | 0 | [7 empty] | 0 | 0 | 0 | 0 | 0 | 0 | 0
| 278 |  |  | 0 | 0 | 0 | 0 | 0 | 0 | 0 |  | 1 | 1 | 1 | 1 | 1 | 1 | 1 | 0 | 0 | 0 | 0 | 0 | 0 | 0 | 0 | 0 | 0 | 0 | 0 | 0 | 0 | 0 | 0 | 0 | 0 | 0 | 0 | 0 | 0 | 0 | 0 | 0 | 0 | 0 | 0 | 0 | 0 | 0 | 0 | 0 | 0 | 0 | [7 empty] | 0 | 0 | 0 | 0 | 0 | 0 | 0
| 279 |  |  | 0 | 0 | 0 | 0 | 0 | 0 | 0 |  | 1 | 1 | 1 | 1 | 1 | 1 | 1 | 0 | 0 | 0 | 0 | 0 | 0 | 0 | 0 | 0 | 0 | 0 | 0 | 0 | 0 | 0 | 0 | 0 | 0 | 0 | 0 | 0 | 0 | 0 | 0 | 0 | 0 | 0 | 0 | 0 | 0 | 0 | 0 | 0 | 0 | 0 | [7 empty] | 0 | 0 | 0 | 0 | 0 | 0 | 0
| 280 |  |  | 0 | 0 | 0 | 0 | 0 | 0 | 0 |  | 1 | 1 | 1 | 1 | 1 | 1 | 1 | 0 | 0 | 0 | 0 | 0 | 0 | 0 | 0 | 0 | 0 | 0 | 0 | 0 | 0 | 0 | 0 | 0 | 0 | 0 | 0 | 0 | 0 | 0 | 0 | 0 | 0 | 0 | 0 | 0 | 0 | 0 | 0 | 0 | 0 | 0 | [7 empty] | 0 | 0 | 0 | 0 | 0 | 0 | 0
| 281 |  |  | 0 | 0 | 0 | 0 | 0 | 0 | 0 |  | 1 | 1 | 1 | 1 | 1 | 1 | 1 | 0 | 0 | 0 | 0 | 0 | 0 | 0 | 0 | 0 | 0 | 0 | 0 | 0 | 0 | 0 | 0 | 0 | 0 | 0 | 0 | 0 | 0 | 0 | 0 | 0 | 0 | 0 | 0 | 0 | 0 | 0 | 0 | 0 | 0 | 0 | [7 empty] | 0 | 0 | 0 | 0 | 0 | 0 | 0
| 282 |  |  | 0 | 0 | 0 | 0 | 0 | 0 | 0 |  | 1 | 1 | 1 | 1 | 1 | 1 | 1 | 0 | 0 | 0 | 0 | 0 | 0 | 0 | 0 | 0 | 0 | 0 | 0 | 0 | 0 | 0 | 0 | 0 | 0 | 0 | 0 | 0 | 0 | 0 | 0 | 0 | 0 | 0 | 0 | 0 | 0 | 0 | 0 | 0 | 0 | 0 | [7 empty] | 0 | 0 | 0 | 0 | 0 | 0 | 0
| 283 |  |  | 0 | 0 | 0 | 0 | 0 | 0 | 0 |  | 1 | 1 | 1 | 1 | 1 | 1 | 1 | 0 | 0 | 0 | 0 | 0 | 0 | 0 | 0 | 0 | 0 | 0 | 0 | 0 | 0 | 0 | 0 | 0 | 0 | 0 | 0 | 0 | 0 | 0 | 0 | 0 | 0 | 0 | 0 | 0 | 0 | 0 | 0 | 0 | 0 | 0 | [7 empty] | 0 | 0 | 0 | 0 | 0 | 0 | 0
| 284 |  |  | 0 | 0 | 0 | 0 | 0 | 0 | 0 |  | 1 | 1 | 1 | 1 | 1 | 1 | 1 | 0 | 0 | 0 | 0 | 0 | 0 | 0 | 0 | 0 | 0 | 0 | 0 | 0 | 0 | 0 | 0 | 0 | 0 | 0 | 0 | 0 | 0 | 0 | 0 | 0 | 0 | 0 | 0 | 0 | 0 | 0 | 0 | 0 | 0 | 0 | [7 empty] | 0 | 0 | 0 | 0 | 0 | 0 | 0
| 285 |  |  | 0 | 0 | 0 | 0 | 0 | 0 | 0 |  | 1 | 1 | 1 | 1 | 1 | 1 | 1 | 0 | 0 | 0 | 0 | 0 | 0 | 0 | 0 | 0 | 0 | 0 | 0 | 0 | 0 | 0 | 0 | 0 | 0 | 0 | 0 | 0 | 0 | 0 | 0 | 0 | 0 | 0 | 0 | 0 | 0 | 0 | 0 | 0 | 0 | 0 | [7 empty] | 0 | 0 | 0 | 0 | 0 | 0 | 0
| 286 |  |  | 0 | 0 | 0 | 0 | 0 | 0 | 0 |  | 1 | 1 | 1 | 1 | 1 | 1 | 1 | 0 | 0 | 0 | 0 | 0 | 0 | 0 | 0 | 0 | 0 | 0 | 0 | 0 | 0 | 0 | 0 | 0 | 0 | 0 | 0 | 0 | 0 | 0 | 0 | 0 | 0 | 0 | 0 | 0 | 0 | 0 | 0 | 0 | 0 | 0 | [7 empty] | 0 | 0 | 0 | 0 | 0 | 0 | 0
| 287 |  |  | 0 | 0 | 0 | 0 | 0 | 0 | 0 |  | 1 | 1 | 1 | 1 | 1 | 1 | 1 | 0 | 0 | 0 | 0 | 0 | 0 | 0 | 0 | 0 | 0 | 0 | 0 | 0 | 0 | 0 | 0 | 0 | 0 | 0 | 0 | 0 | 0 | 0 | 0 | 0 | 0 | 0 | 0 | 0 | 0 | 0 | 0 | 0 | 0 | 0 | [7 empty] | 0 | 0 | 0 | 0 | 0 | 0 | 0
| 288 |  |  | 0 | 0 | 0 | 0 | 0 | 0 | 0 |  | 1 | 1 | 1 | 1 | 1 | 1 | 1 | 0 | 0 | 0 | 0 | 0 | 0 | 0 | 0 | 0 | 0 | 0 | 0 | 0 | 0 | 0 | 0 | 0 | 0 | 0 | 0 | 0 | 0 | 0 | 0 | 0 | 0 | 0 | 0 | 0 | 0 | 0 | 0 | 0 | 0 | 0 | [7 empty] | 0 | 0 | 0 | 0 | 0 | 0 | 0
| 289 |  |  | 0 | 0 | 0 | 0 | 0 | 0 | 0 |  | 1 | 1 | 1 | 1 | 1 | 1 | 1 | 0 | 0 | 0 | 0 | 0 | 0 | 0 | 0 | 0 | 0 | 0 | 0 | 0 | 0 | 0 | 0 | 0 | 0 | 0 | 0 | 0 | 0 | 0 | 0 | 0 | 0 | 0 | 0 | 0 | 0 | 0 | 0 | 0 | 0 | 0 | [7 empty] | 0 | 0 | 0 | 0 | 0 | 0 | 0
| 290 |  |  | 0 | 0 | 0 | 0 | 0 | 0 | 0 |  | 1 | 1 | 1 | 1 | 1 | 1 | 1 | 0 | 0 | 0 | 0 | 0 | 0 | 0 | 0 | 0 | 0 | 0 | 0 | 0 | 0 | 0 | 0 | 0 | 0 | 0 | 0 | 0 | 0 | 0 | 0 | 0 | 0 | 0 | 0 | 0 | 0 | 0 | 0 | 0 | 0 | 0 | [7 empty] | 0 | 0 | 0 | 0 | 0 | 0 | 0
| 291 |  |  | 0 | 0 | 0 | 0 | 0 | 0 | 0 |  | 1 | 1 | 1 | 1 | 1 | 1 | 1 | 0 | 0 | 0 | 0 | 0 | 0 | 0 | 0 | 0 | 0 | 0 | 0 | 0 | 0 | 0 | 0 | 0 | 0 | 0 | 0 | 0 | 0 | 0 | 0 | 0 | 0 | 0 | 0 | 0 | 0 | 0 | 0 | 0 | 0 | 0 | [7 empty] | 0 | 0 | 0 | 0 | 0 | 0 | 0
| 292 |  |  | 0 | 0 | 0 | 0 | 0 | 0 | 0 |  | 1 | 1 | 1 | 1 | 1 | 1 | 1 | 0 | 0 | 0 | 0 | 0 | 0 | 0 | 0 | 0 | 0 | 0 | 0 | 0 | 0 | 0 | 0 | 0 | 0 | 0 | 0 | 0 | 0 | 0 | 0 | 0 | 0 | 0 | 0 | 0 | 0 | 0 | 0 | 0 | 0 | 0 | [7 empty] | 0 | 0 | 0 | 0 | 0 | 0 | 0
| 293 |  |  | 0 | 0 | 0 | 0 | 0 | 0 | 0 |  | 1 | 1 | 1 | 1 | 1 | 1 | 1 | 0 | 0 | 0 | 0 | 0 | 0 | 0 | 0 | 0 | 0 | 0 | 0 | 0 | 0 | 0 | 0 | 0 | 0 | 0 | 0 | 0 | 0 | 0 | 0 | 0 | 0 | 0 | 0 | 0 | 0 | 0 | 0 | 0 | 0 | 0 | [7 empty] | 0 | 0 | 0 | 0 | 0 | 0 | 0
| 294 |  |  | 0 | 0 | 0 | 0 | 0 | 0 | 0 |  | 1 | 1 | 1 | 1 | 1 | 1 | 1 | 0 | 0 | 0 | 0 | 0 | 0 | 0 | 0 | 0 | 0 | 0 | 0 | 0 | 0 | 0 | 0 | 0 | 0 | 0 | 0 | 0 | 0 | 0 | 0 | 0 | 0 | 0 | 0 | 0 | 0 | 0 | 0 | 0 | 0 | 0 | [7 empty] | 0 | 0 | 0 | 0 | 0 | 0 | 0
| 295 |  |  | 0 | 0 | 0 | 0 | 0 | 0 | 0 |  | 1 | 1 | 1 | 1 | 1 | 1 | 1 | 0 | 0 | 0 | 0 | 0 | 0 | 0 | 0 | 0 | 0 | 0 | 0 | 0 | 0 | 0 | 0 | 0 | 0 | 0 | 0 | 0 | 0 | 0 | 0 | 0 | 0 | 0 | 0 | 0 | 0 | 0 | 0 | 0 | 0 | 0 | [7 empty] | 0 | 0 | 0 | 0 | 0 | 0 | 0
| 296 |  |  | 0 | 0 | 0 | 0 | 0 | 0 | 0 |  | 1 | 1 | 1 | 1 | 1 | 1 | 1 | 0 | 0 | 0 | 0 | 0 | 0 | 0 | 0 | 0 | 0 | 0 | 0 | 0 | 0 | 0 | 0 | 0 | 0 | 0 | 0 | 0 | 0 | 0 | 0 | 0 | 0 | 0 | 0 | 0 | 0 | 0 | 0 | 0 | 0 | 0 | [7 empty] | 0 | 0 | 0 | 0 | 0 | 0 | 0
| 297 |  |  | 0 | 0 | 0 | 0 | 0 | 0 | 0 |  | 1 | 1 | 1 | 1 | 1 | 1 | 1 | 0 | 0 | 0 | 0 | 0 | 0 | 0 | 0 | 0 | 0 | 0 | 0 | 0 | 0 | 0 | 0 | 0 | 0 | 0 | 0 | 0 | 0 | 0 | 0 | 0 | 0 | 0 | 0 | 0 | 0 | 0 | 0 | 0 | 0 | 0 | [7 empty] | 0 | 0 | 0 | 0 | 0 | 0 | 0
| 298 |  |  | 0 | 0 | 0 | 0 | 0 | 0 | 0 |  | 1 | 1 | 1 | 1 | 1 | 1 | 1 | 0 | 0 | 0 | 0 | 0 | 0 | 0 | 0 | 0 | 0 | 0 | 0 | 0 | 0 | 0 | 0 | 0 | 0 | 0 | 0 | 0 | 0 | 0 | 0 | 0 | 0 | 0 | 0 | 0 | 0 | 0 | 0 | 0 | 0 | 0 | [7 empty] | 0 | 0 | 0 | 0 | 0 | 0 | 0
| 299 |  |  | 0 | 0 | 0 | 0 | 0 | 0 | 0 |  | 1 | 1 | 1 | 1 | 1 | 1 | 1 | 0 | 0 | 0 | 0 | 0 | 0 | 0 | 0 | 0 | 0 | 0 | 0 | 0 | 0 | 0 | 0 | 0 | 0 | 0 | 0 | 0 | 0 | 0 | 0 | 0 | 0 | 0 | 0 | 0 | 0 | 0 | 0 | 0 | 0 | 0 | [7 empty] | 0 | 0 | 0 | 0 | 0 | 0 | 0
| 300 |  |  | 0 | 0 | 0 | 0 | 0 | 0 | 0 |  | 1 | 1 | 1 | 1 | 1 | 1 | 1 | 0 | 0 | 0 | 0 | 0 | 0 | 0 | 0 | 0 | 0 | 0 | 0 | 0 | 0 | 0 | 0 | 0 | 0 | 0 | 0 | 0 | 0 | 0 | 0 | 0 | 0 | 0 | 0 | 0 | 0 | 0 | 0 | 0 | 0 | 0 | [7 empty] | 0 | 0 | 0 | 0 | 0 | 0 | 0
| 301 |  |  | 0 | 0 | 0 | 0 | 0 | 0 | 0 |  | 1 | 1 | 1 | 1 | 1 | 1 | 1 | 0 | 0 | 0 | 0 | 0 | 0 | 0 | 0 | 0 | 0 | 0 | 0 | 0 | 0 | 0 | 0 | 0 | 0 | 0 | 0 | 0 | 0 | 0 | 0 | 0 | 0 | 0 | 0 | 0 | 0 | 0 | 0 | 0 | 0 | 0 | [7 empty] | 0 | 0 | 0 | 0 | 0 | 0 | 0
| 302 |  |  | 0 | 0 | 0 | 0 | 0 | 0 | 0 |  | 1 | 1 | 1 | 1 | 1 | 1 | 1 | 0 | 0 | 0 | 0 | 0 | 0 | 0 | 0 | 0 | 0 | 0 | 0 | 0 | 0 | 0 | 0 | 0 | 0 | 0 | 0 | 0 | 0 | 0 | 0 | 0 | 0 | 0 | 0 | 0 | 0 | 0 | 0 | 0 | 0 | 0 | [7 empty] | 0 | 0 | 0 | 0 | 0 | 0 | 0
| 303 |  |  | 0 | 0 | 0 | 0 | 0 | 0 | 0 |  | 1 | 1 | 1 | 1 | 1 | 1 | 1 | 0 | 0 | 0 | 0 | 0 | 0 | 0 | 0 | 0 | 0 | 0 | 0 | 0 | 0 | 0 | 0 | 0 | 0 | 0 | 0 | 0 | 0 | 0 | 0 | 0 | 0 | 0 | 0 | 0 | 0 | 0 | 0 | 0 | 0 | 0 | [7 empty] | 0 | 0 | 0 | 0 | 0 | 0 | 0
| 304 |  |  | 0 | 0 | 0 | 0 | 0 | 0 | 0 |  | 1 | 1 | 1 | 1 | 1 | 1 | 1 | 0 | 0 | 0 | 0 | 0 | 0 | 0 | 0 | 0 | 0 | 0 | 0 | 0 | 0 | 0 | 0 | 0 | 0 | 0 | 0 | 0 | 0 | 0 | 0 | 0 | 0 | 0 | 0 | 0 | 0 | 0 | 0 | 0 | 0 | 0 | [7 empty] | 0 | 0 | 0 | 0 | 0 | 0 | 0
| 305 |  |  | 0 | 0 | 0 | 0 | 0 | 0 | 0 |  | 1 | 1 | 1 | 1 | 1 | 1 | 1 | 0 | 0 | 0 | 0 | 0 | 0 | 0 | 0 | 0 | 0 | 0 | 0 | 0 | 0 | 0 | 0 | 0 | 0 | 0 | 0 | 0 | 0 | 0 | 0 | 0 | 0 | 0 | 0 | 0 | 0 | 0 | 0 | 0 | 0 | 0 | [7 empty] | 0 | 0 | 0 | 0 | 0 | 0 | 0
| 306 |  |  | 0 | 0 | 0 | 0 | 0 | 0 | 0 |  | 1 | 1 | 1 | 1 | 1 | 1 | 1 | 0 | 0 | 0 | 0 | 0 | 0 | 0 | 0 | 0 | 0 | 0 | 0 | 0 | 0 | 0 | 0 | 0 | 0 | 0 | 0 | 0 | 0 | 0 | 0 | 0 | 0 | 0 | 0 | 0 | 0 | 0 | 0 | 0 | 0 | 0 | [7 empty] | 0 | 0 | 0 | 0 | 0 | 0 | 0
| 307 |  |  | 0 | 0 | 0 | 0 | 0 | 0 | 0 |  | 1 | 1 | 1 | 1 | 1 | 1 | 1 | 0 | 0 | 0 | 0 | 0 | 0 | 0 | 0 | 0 | 0 | 0 | 0 | 0 | 0 | 0 | 0 | 0 | 0 | 0 | 0 | 0 | 0 | 0 | 0 | 0 | 0 | 0 | 0 | 0 | 0 | 0 | 0 | 0 | 0 | 0 | [7 empty] | 0 | 0 | 0 | 0 | 0 | 0 | 0
| 308 |  |  | 0 | 0 | 0 | 0 | 0 | 0 | 0 |  | 1 | 1 | 1 | 1 | 1 | 1 | 1 | 0 | 0 | 0 | 0 | 0 | 0 | 0 | 0 | 0 | 0 | 0 | 0 | 0 | 0 | 0 | 0 | 0 | 0 | 0 | 0 | 0 | 0 | 0 | 0 | 0 | 0 | 0 | 0 | 0 | 0 | 0 | 0 | 0 | 0 | 0 | [7 empty] | 0 | 0 | 0 | 0 | 0 | 0 | 0
| 309 |  |  | 0 | 0 | 0 | 0 | 0 | 0 | 0 |  | 1 | 1 | 1 | 1 | 1 | 1 | 1 | 0 | 0 | 0 | 0 | 0 | 0 | 0 | 0 | 0 | 0 | 0 | 0 | 0 | 0 | 0 | 0 | 0 | 0 | 0 | 0 | 0 | 0 | 0 | 0 | 0 | 0 | 0 | 0 | 0 | 0 | 0 | 0 | 0 | 0 | 0 | [7 empty] | 0 | 0 | 0 | 0 | 0 | 0 | 0
| 310 |  |  | 0 | 0 | 0 | 0 | 0 | 0 | 0 |  | 1 | 1 | 1 | 1 | 1 | 1 | 1 | 0 | 0 | 0 | 0 | 0 | 0 | 0 | 0 | 0 | 0 | 0 | 0 | 0 | 0 | 0 | 0 | 0 | 0 | 0 | 0 | 0 | 0 | 0 | 0 | 0 | 0 | 0 | 0 | 0 | 0 | 0 | 0 | 0 | 0 | 0 | [7 empty] | 0 | 0 | 0 | 0 | 0 | 0 | 0
| 311 |  |  | 0 | 0 | 0 | 0 | 0 | 0 | 0 |  | 1 | 1 | 1 | 1 | 1 | 1 | 1 | 0 | 0 | 0 | 0 | 0 | 0 | 0 | 0 | 0 | 0 | 0 | 0 | 0 | 0 | 0 | 0 | 0 | 0 | 0 | 0 | 0 | 0 | 0 | 0 | 0 | 0 | 0 | 0 | 0 | 0 | 0 | 0 | 0 | 0 | 0 | [7 empty] | 0 | 0 | 0 | 0 | 0 | 0 | 0
| 312 |  |  | 0 | 0 | 0 | 0 | 0 | 0 | 0 |  | 1 | 1 | 1 | 1 | 1 | 1 | 1 | 0 | 0 | 0 | 0 | 0 | 0 | 0 | 0 | 0 | 0 | 0 | 0 | 0 | 0 | 0 | 0 | 0 | 0 | 0 | 0 | 0 | 0 | 0 | 0 | 0 | 0 | 0 | 0 | 0 | 0 | 0 | 0 | 0 | 0 | 0 | [7 empty] | 0 | 0 | 0 | 0 | 0 | 0 | 0
| 313 |  |  | 0 | 0 | 0 | 0 | 0 | 0 | 0 |  | 1 | 1 | 1 | 1 | 1 | 1 | 1 | 0 | 0 | 0 | 0 | 0 | 0 | 0 | 0 | 0 | 0 | 0 | 0 | 0 | 0 | 0 | 0 | 0 | 0 | 0 | 0 | 0 | 0 | 0 | 0 | 0 | 0 | 0 | 0 | 0 | 0 | 0 | 0 | 0 | 0 | 0 | [7 empty] | 0 | 0 | 0 | 0 | 0 | 0 | 0
| 314 |  |  | 0 | 0 | 0 | 0 | 0 | 0 | 0 |  | 1 | 1 | 1 | 1 | 1 | 1 | 1 | 0 | 0 | 0 | 0 | 0 | 0 | 0 | 0 | 0 | 0 | 0 | 0 | 0 | 0 | 0 | 0 | 0 | 0 | 0 | 0 | 0 | 0 | 0 | 0 | 0 | 0 | 0 | 0 | 0 | 0 | 0 | 0 | 0 | 0 | 0 | [7 empty] | 0 | 0 | 0 | 0 | 0 | 0 | 0
| 315 |  |  | 0 | 0 | 0 | 0 | 0 | 0 | 0 |  | 1 | 1 | 1 | 1 | 1 | 1 | 1 | 0 | 0 | 0 | 0 | 0 | 0 | 0 | 0 | 0 | 0 | 0 | 0 | 0 | 0 | 0 | 0 | 0 | 0 | 0 | 0 | 0 | 0 | 0 | 0 | 0 | 0 | 0 | 0 | 0 | 0 | 0 | 0 | 0 | 0 | 0 | [7 empty] | 0 | 0 | 0 | 0 | 0 | 0 | 0
| 316 |  |  | 0 | 0 | 0 | 0 | 0 | 0 | 0 |  | 1 | 1 | 1 | 1 | 1 | 1 | 1 | 0 | 0 | 0 | 0 | 0 | 0 | 0 | 0 | 0 | 0 | 0 | 0 | 0 | 0 | 0 | 0 | 0 | 0 | 0 | 0 | 0 | 0 | 0 | 0 | 0 | 0 | 0 | 0 | 0 | 0 | 0 | 0 | 0 | 0 | 0 | [7 empty] | 0 | 0 | 0 | 0 | 0 | 0 | 0
| 317 |  |  | 0 | 0 | 0 | 0 | 0 | 0 | 0 |  | 1 | 1 | 1 | 1 | 1 | 1 | 1 | 0 | 0 | 0 | 0 | 0 | 0 | 0 | 0 | 0 | 0 | 0 | 0 | 0 | 0 | 0 | 0 | 0 | 0 | 0 | 0 | 0 | 0 | 0 | 0 | 0 | 0 | 0 | 0 | 0 | 0 | 0 | 0 | 0 | 0 | 0 | [7 empty] | 0 | 0 | 0 | 0 | 0 | 0 | 0
| 318 |  |  | 0 | 0 | 0 | 0 | 0 | 0 | 0 |  | 1 | 1 | 1 | 1 | 1 | 1 | 1 | 0 | 0 | 0 | 0 | 0 | 0 | 0 | 0 | 0 | 0 | 0 | 0 | 0 | 0 | 0 | 0 | 0 | 0 | 0 | 0 | 0 | 0 | 0 | 0 | 0 | 0 | 0 | 0 | 0 | 0 | 0 | 0 | 0 | 0 | 0 | [7 empty] | 0 | 0 | 0 | 0 | 0 | 0 | 0
| 319 |  |  | 0 | 0 | 0 | 0 | 0 | 0 | 0 |  | 1 | 1 | 1 | 1 | 1 | 1 | 1 | 0 | 0 | 0 | 0 | 0 | 0 | 0 | 0 | 0 | 0 | 0 | 0 | 0 | 0 | 0 | 0 | 0 | 0 | 0 | 0 | 0 | 0 | 0 | 0 | 0 | 0 | 0 | 0 | 0 | 0 | 0 | 0 | 0 | 0 | 0 | [7 empty] | 0 | 0 | 0 | 0 | 0 | 0 | 0
| 320 |  |  | 0 | 0 | 0 | 0 | 0 | 0 | 0 |  | 1 | 1 | 1 | 1 | 1 | 1 | 1 | 0 | 0 | 0 | 0 | 0 | 0 | 0 | 0 | 0 | 0 | 0 | 0 | 0 | 0 | 0 | 0 | 0 | 0 | 0 | 0 | 0 | 0 | 0 | 0 | 0 | 0 | 0 | 0 | 0 | 0 | 0 | 0 | 0 | 0 | 0 | [7 empty] | 0 | 0 | 0 | 0 | 0 | 0 | 0
| 321 |  |  | 0 | 0 | 0 | 0 | 0 | 0 | 0 |  | 1 | 1 | 1 | 1 | 1 | 1 | 1 | 0 | 0 | 0 | 0 | 0 | 0 | 0 | 0 | 0 | 0 | 0 | 0 | 0 | 0 | 0 | 0 | 0 | 0 | 0 | 0 | 0 | 0 | 0 | 0 | 0 | 0 | 0 | 0 | 0 | 0 | 0 | 0 | 0 | 0 | 0 | [7 empty] | 0 | 0 | 0 | 0 | 0 | 0 | 0
| 322 |  |  | 0 | 0 | 0 | 0 | 0 | 0 | 0 |  | 1 | 1 | 1 | 1 | 1 | 1 | 1 | 0 | 0 | 0 | 0 | 0 | 0 | 0 | 0 | 0 | 0 | 0 | 0 | 0 | 0 | 0 | 0 | 0 | 0 | 0 | 0 | 0 | 0 | 0 | 0 | 0 | 0 | 0 | 0 | 0 | 0 | 0 | 0 | 0 | 0 | 0 | [7 empty] | 0 | 0 | 0 | 0 | 0 | 0 | 0
| 323 |  |  | 0 | 0 | 0 | 0 | 0 | 0 | 0 |  | 1 | 1 | 1 | 1 | 1 | 1 | 1 | 0 | 0 | 0 | 0 | 0 | 0 | 0 | 0 | 0 | 0 | 0 | 0 | 0 | 0 | 0 | 0 | 0 | 0 | 0 | 0 | 0 | 0 | 0 | 0 | 0 | 0 | 0 | 0 | 0 | 0 | 0 | 0 | 0 | 0 | 0 | [7 empty] | 0 | 0 | 0 | 0 | 0 | 0 | 0
| 324 |  |  | 0 | 0 | 0 | 0 | 0 | 0 | 0 |  | 1 | 1 | 1 | 1 | 1 | 1 | 1 | 0 | 0 | 0 | 0 | 0 | 0 | 0 | 0 | 0 | 0 | 0 | 0 | 0 | 0 | 0 | 0 | 0 | 0 | 0 | 0 | 0 | 0 | 0 | 0 | 0 | 0 | 0 | 0 | 0 | 0 | 0 | 0 | 0 | 0 | 0 | [7 empty] | 0 | 0 | 0 | 0 | 0 | 0 | 0
| 325 |  |  | 0 | 0 | 0 | 0 | 0 | 0 | 0 |  | 1 | 1 | 1 | 1 | 1 | 1 | 1 | 0 | 0 | 0 | 0 | 0 | 0 | 0 | 0 | 0 | 0 | 0 | 0 | 0 | 0 | 0 | 0 | 0 | 0 | 0 | 0 | 0 | 0 | 0 | 0 | 0 | 0 | 0 | 0 | 0 | 0 | 0 | 0 | 0 | 0 | 0 | [7 empty] | 0 | 0 | 0 | 0 | 0 | 0 | 0
| 326 |  |  | 0 | 0 | 0 | 0 | 0 | 0 | 0 |  | 1 | 1 | 1 | 1 | 1 | 1 | 1 | 0 | 0 | 0 | 0 | 0 | 0 | 0 | 0 | 0 | 0 | 0 | 0 | 0 | 0 | 0 | 0 | 0 | 0 | 0 | 0 | 0 | 0 | 0 | 0 | 0 | 0 | 0 | 0 | 0 | 0 | 0 | 0 | 0 | 0 | 0 | [7 empty] | 0 | 0 | 0 | 0 | 0 | 0 | 0
| 327 |  |  | 0 | 0 | 0 | 0 | 0 | 0 | 0 |  | 1 | 1 | 1 | 1 | 1 | 1 | 1 | 0 | 0 | 0 | 0 | 0 | 0 | 0 | 0 | 0 | 0 | 0 | 0 | 0 | 0 | 0 | 0 | 0 | 0 | 0 | 0 | 0 | 0 | 0 | 0 | 0 | 0 | 0 | 0 | 0 | 0 | 0 | 0 | 0 | 0 | 0 | [7 empty] | 0 | 0 | 0 | 0 | 0 | 0 | 0
| 328 |  |  | 0 | 0 | 0 | 0 | 0 | 0 | 0 |  | 1 | 1 | 1 | 1 | 1 | 1 | 1 | 0 | 0 | 0 | 0 | 0 | 0 | 0 | 0 | 0 | 0 | 0 | 0 | 0 | 0 | 0 | 0 | 0 | 0 | 0 | 0 | 0 | 0 | 0 | 0 | 0 | 0 | 0 | 0 | 0 | 0 | 0 | 0 | 0 | 0 | 0 | [7 empty] | 0 | 0 | 0 | 0 | 0 | 0 | 0
| 329 |  |  | 0 | 0 | 0 | 0 | 0 | 0 | 0 |  | 1 | 1 | 1 | 1 | 1 | 1 | 1 | 0 | 0 | 0 | 0 | 0 | 0 | 0 | 0 | 0 | 0 | 0 | 0 | 0 | 0 | 0 | 0 | 0 | 0 | 0 | 0 | 0 | 0 | 0 | 0 | 0 | 0 | 0 | 0 | 0 | 0 | 0 | 0 | 0 | 0 | 0 | [7 empty] | 0 | 0 | 0 | 0 | 0 | 0 | 0
| 330 |  |  | 0 | 0 | 0 | 0 | 0 | 0 | 0 |  | 1 | 1 | 1 | 1 | 1 | 1 | 1 | 0 | 0 | 0 | 0 | 0 | 0 | 0 | 0 | 0 | 0 | 0 | 0 | 0 | 0 | 0 | 0 | 0 | 0 | 0 | 0 | 0 | 0 | 0 | 0 | 0 | 0 | 0 | 0 | 0 | 0 | 0 | 0 | 0 | 0 | 0 | [7 empty] | 0 | 0 | 0 | 0 | 0 | 0 | 0
| 331 |  |  | 0 | 0 | 0 | 0 | 0 | 0 | 0 |  | 1 | 1 | 1 | 1 | 1 | 1 | 1 | 0 | 0 | 0 | 0 | 0 | 0 | 0 | 0 | 0 | 0 | 0 | 0 | 0 | 0 | 0 | 0 | 0 | 0 | 0 | 0 | 0 | 0 | 0 | 0 | 0 | 0 | 0 | 0 | 0 | 0 | 0 | 0 | 0 | 0 | 0 | [7 empty] | 0 | 0 | 0 | 0 | 0 | 0 | 0
| 332 |  |  | 0 | 0 | 0 | 0 | 0 | 0 | 0 |  | 1 | 1 | 1 | 1 | 1 | 1 | 1 | 0 | 0 | 0 | 0 | 0 | 0 | 0 | 0 | 0 | 0 | 0 | 0 | 0 | 0 | 0 | 0 | 0 | 0 | 0 | 0 | 0 | 0 | 0 | 0 | 0 | 0 | 0 | 0 | 0 | 0 | 0 | 0 | 0 | 0 | 0 | [7 empty] | 0 | 0 | 0 | 0 | 0 | 0 | 0
| 333 |  |  | 0 | 0 | 0 | 0 | 0 | 0 | 0 |  | 1 | 1 | 1 | 1 | 1 | 1 | 1 | 0 | 0 | 0 | 0 | 0 | 0 | 0 | 0 | 0 | 0 | 0 | 0 | 0 | 0 | 0 | 0 | 0 | 0 | 0 | 0 | 0 | 0 | 0 | 0 | 0 | 0 | 0 | 0 | 0 | 0 | 0 | 0 | 0 | 0 | 0 | [7 empty] | 0 | 0 | 0 | 0 | 0 | 0 | 0
| 334 |  |  | 0 | 0 | 0 | 0 | 0 | 0 | 0 |  | 1 | 1 | 1 | 1 | 1 | 1 | 1 | 0 | 0 | 0 | 0 | 0 | 0 | 0 | 0 | 0 | 0 | 0 | 0 | 0 | 0 | 0 | 0 | 0 | 0 | 0 | 0 | 0 | 0 | 0 | 0 | 0 | 0 | 0 | 0 | 0 | 0 | 0 | 0 | 0 | 0 | 0 | [7 empty] | 0 | 0 | 0 | 0 | 0 | 0 | 0
| 335 |  |  | 0 | 0 | 0 | 0 | 0 | 0 | 0 |  | 1 | 1 | 1 | 1 | 1 | 1 | 1 | 0 | 0 | 0 | 0 | 0 | 0 | 0 | 0 | 0 | 0 | 0 | 0 | 0 | 0 | 0 | 0 | 0 | 0 | 0 | 0 | 0 | 0 | 0 | 0 | 0 | 0 | 0 | 0 | 0 | 0 | 0 | 0 | 0 | 0 | 0 | [7 empty] | 0 | 0 | 0 | 0 | 0 | 0 | 0
| 336 |  |  | 0 | 0 | 0 | 0 | 0 | 0 | 0 |  | 1 | 1 | 1 | 1 | 1 | 1 | 1 | 0 | 0 | 0 | 0 | 0 | 0 | 0 | 0 | 0 | 0 | 0 | 0 | 0 | 0 | 0 | 0 | 0 | 0 | 0 | 0 | 0 | 0 | 0 | 0 | 0 | 0 | 0 | 0 | 0 | 0 | 0 | 0 | 0 | 0 | 0 | [7 empty] | 0 | 0 | 0 | 0 | 0 | 0 | 0
| 337 |  |  | 0 | 0 | 0 | 0 | 0 | 0 | 0 |  | 1 | 1 | 1 | 1 | 1 | 1 | 1 | 0 | 0 | 0 | 0 | 0 | 0 | 0 | 0 | 0 | 0 | 0 | 0 | 0 | 0 | 0 | 0 | 0 | 0 | 0 | 0 | 0 | 0 | 0 | 0 | 0 | 0 | 0 | 0 | 0 | 0 | 0 | 0 | 0 | 0 | 0 | [7 empty] | 0 | 0 | 0 | 0 | 0 | 0 | 0
| 338 |  |  | 0 | 0 | 0 | 0 | 0 | 0 | 0 |  | 1 | 1 | 1 | 1 | 1 | 1 | 1 | 0 | 0 | 0 | 0 | 0 | 0 | 0 | 0 | 0 | 0 | 0 | 0 | 0 | 0 | 0 | 0 | 0 | 0 | 0 | 0 | 0 | 0 | 0 | 0 | 0 | 0 | 0 | 0 | 0 | 0 | 0 | 0 | 0 | 0 | 0 | [7 empty] | 0 | 0 | 0 | 0 | 0 | 0 | 0
| 339 |  |  | 0 | 0 | 0 | 0 | 0 | 0 | 0 |  | 1 | 1 | 1 | 1 | 1 | 1 | 1 | 0 | 0 | 0 | 0 | 0 | 0 | 0 | 0 | 0 | 0 | 0 | 0 | 0 | 0 | 0 | 0 | 0 | 0 | 0 | 0 | 0 | 0 | 0 | 0 | 0 | 0 | 0 | 0 | 0 | 0 | 0 | 0 | 0 | 0 | 0 | [7 empty] | 0 | 0 | 0 | 0 | 0 | 0 | 0
| 340 |  |  | 0 | 0 | 0 | 0 | 0 | 0 | 0 |  | 1 | 1 | 1 | 1 | 1 | 1 | 1 | 0 | 0 | 0 | 0 | 0 | 0 | 0 | 0 | 0 | 0 | 0 | 0 | 0 | 0 | 0 | 0 | 0 | 0 | 0 | 0 | 0 | 0 | 0 | 0 | 0 | 0 | 0 | 0 | 0 | 0 | 0 | 0 | 0 | 0 | 0 | [7 empty] | 0 | 0 | 0 | 0 | 0 | 0 | 0
| 341 |  |  | 0 | 0 | 0 | 0 | 0 | 0 | 0 |  | 1 | 1 | 1 | 1 | 1 | 1 | 1 | 0 | 0 | 0 | 0 | 0 | 0 | 0 | 0 | 0 | 0 | 0 | 0 | 0 | 0 | 0 | 0 | 0 | 0 | 0 | 0 | 0 | 0 | 0 | 0 | 0 | 0 | 0 | 0 | 0 | 0 | 0 | 0 | 0 | 0 | 0 | [7 empty] | 0 | 0 | 0 | 0 | 0 | 0 | 0
| 342 |  |  | 0 | 0 | 0 | 0 | 0 | 0 | 0 |  | 1 | 1 | 1 | 1 | 1 | 1 | 1 | 0 | 0 | 0 | 0 | 0 | 0 | 0 | 0 | 0 | 0 | 0 | 0 | 0 | 0 | 0 | 0 | 0 | 0 | 0 | 0 | 0 | 0 | 0 | 0 | 0 | 0 | 0 | 0 | 0 | 0 | 0 | 0 | 0 | 0 | 0 | [7 empty] | 0 | 0 | 0 | 0 | 0 | 0 | 0
| 343 |  |  | 0 | 0 | 0 | 0 | 0 | 0 | 0 |  | 1 | 1 | 1 | 1 | 1 | 1 | 1 | 0 | 0 | 0 | 0 | 0 | 0 | 0 | 0 | 0 | 0 | 0 | 0 | 0 | 0 | 0 | 0 | 0 | 0 | 0 | 0 | 0 | 0 | 0 | 0 | 0 | 0 | 0 | 0 | 0 | 0 | 0 | 0 | 0 | 0 | 0 | [7 empty] | 0 | 0 | 0 | 0 | 0 | 0 | 0
| 344 |  |  | 0 | 0 | 0 | 0 | 0 | 0 | 0 |  | 1 | 1 | 1 | 1 | 1 | 1 | 1 | 0 | 0 | 0 | 0 | 0 | 0 | 0 | 0 | 0 | 0 | 0 | 0 | 0 | 0 | 0 | 0 | 0 | 0 | 0 | 0 | 0 | 0 | 0 | 0 | 0 | 0 | 0 | 0 | 0 | 0 | 0 | 0 | 0 | 0 | 0 | [7 empty] | 0 | 0 | 0 | 0 | 0 | 0 | 0
| 345 |  |  | 0 | 0 | 0 | 0 | 0 | 0 | 0 |  | 1 | 1 | 1 | 1 | 1 | 1 | 1 | 0 | 0 | 0 | 0 | 0 | 0 | 0 | 0 | 0 | 0 | 0 | 0 | 0 | 0 | 0 | 0 | 0 | 0 | 0 | 0 | 0 | 0 | 0 | 0 | 0 | 0 | 0 | 0 | 0 | 0 | 0 | 0 | 0 | 0 | 0 | [7 empty] | 0 | 0 | 0 | 0 | 0 | 0 | 0
| 346 |  |  | 0 | 0 | 0 | 0 | 0 | 0 | 0 |  | 1 | 1 | 1 | 1 | 1 | 1 | 1 | 0 | 0 | 0 | 0 | 0 | 0 | 0 | 0 | 0 | 0 | 0 | 0 | 0 | 0 | 0 | 0 | 0 | 0 | 0 | 0 | 0 | 0 | 0 | 0 | 0 | 0 | 0 | 0 | 0 | 0 | 0 | 0 | 0 | 0 | 0 | [7 empty] | 0 | 0 | 0 | 0 | 0 | 0 | 0
| 347 |  |  | 0 | 0 | 0 | 0 | 0 | 0 | 0 |  | 1 | 1 | 1 | 1 | 1 | 1 | 1 | 0 | 0 | 0 | 0 | 0 | 0 | 0 | 0 | 0 | 0 | 0 | 0 | 0 | 0 | 0 | 0 | 0 | 0 | 0 | 0 | 0 | 0 | 0 | 0 | 0 | 0 | 0 | 0 | 0 | 0 | 0 | 0 | 0 | 0 | 0 | [7 empty] | 0 | 0 | 0 | 0 | 0 | 0 | 0
| 348 |  |  | 0 | 0 | 0 | 0 | 0 | 0 | 0 |  | 1 | 1 | 1 | 1 | 1 | 1 | 1 | 0 | 0 | 0 | 0 | 0 | 0 | 0 | 0 | 0 | 0 | 0 | 0 | 0 | 0 | 0 | 0 | 0 | 0 | 0 | 0 | 0 | 0 | 0 | 0 | 0 | 0 | 0 | 0 | 0 | 0 | 0 | 0 | 0 | 0 | 0 | [7 empty] | 0 | 0 | 0 | 0 | 0 | 0 | 0
| 349 |  |  | 0 | 0 | 0 | 0 | 0 | 0 | 0 |  | 1 | 1 | 1 | 1 | 1 | 1 | 1 | 0 | 0 | 0 | 0 | 0 | 0 | 0 | 0 | 0 | 0 | 0 | 0 | 0 | 0 | 0 | 0 | 0 | 0 | 0 | 0 | 0 | 0 | 0 | 0 | 0 | 0 | 0 | 0 | 0 | 0 | 0 | 0 | 0 | 0 | 0 | [7 empty] | 0 | 0 | 0 | 0 | 0 | 0 | 0
| 350 |  |  | 0 | 0 | 0 | 0 | 0 | 0 | 0 |  | 1 | 1 | 1 | 1 | 1 | 1 | 1 | 0 | 0 | 0 | 0 | 0 | 0 | 0 | 0 | 0 | 0 | 0 | 0 | 0 | 0 | 0 | 0 | 0 | 0 | 0 | 0 | 0 | 0 | 0 | 0 | 0 | 0 | 0 | 0 | 0 | 0 | 0 | 0 | 0 | 0 | 0 | [7 empty] | 0 | 0 | 0 | 0 | 0 | 0 | 0
| 351 |  |  | 0 | 0 | 0 | 0 | 0 | 0 | 0 |  | 1 | 1 | 1 | 1 | 1 | 1 | 1 | 0 | 0 | 0 | 0 | 0 | 0 | 0 | 0 | 0 | 0 | 0 | 0 | 0 | 0 | 0 | 0 | 0 | 0 | 0 | 0 | 0 | 0 | 0 | 0 | 0 | 0 | 0 | 0 | 0 | 0 | 0 | 0 | 0 | 0 | 0 | [7 empty] | 0 | 0 | 0 | 0 | 0 | 0 | 0
| 352 |  |  | 0 | 0 | 0 | 0 | 0 | 0 | 0 |  | 1 | 1 | 1 | 1 | 1 | 1 | 1 | 0 | 0 | 0 | 0 | 0 | 0 | 0 | 0 | 0 | 0 | 0 | 0 | 0 | 0 | 0 | 0 | 0 | 0 | 0 | 0 | 0 | 0 | 0 | 0 | 0 | 0 | 0 | 0 | 0 | 0 | 0 | 0 | 0 | 0 | 0 | [7 empty] | 0 | 0 | 0 | 0 | 0 | 0 | 0
| 353 |  |  | 0 | 0 | 0 | 0 | 0 | 0 | 0 |  | 1 | 1 | 1 | 1 | 1 | 1 | 1 | 0 | 0 | 0 | 0 | 0 | 0 | 0 | 0 | 0 | 0 | 0 | 0 | 0 | 0 | 0 | 0 | 0 | 0 | 0 | 0 | 0 | 0 | 0 | 0 | 0 | 0 | 0 | 0 | 0 | 0 | 0 | 0 | 0 | 0 | 0 | [7 empty] | 0 | 0 | 0 | 0 | 0 | 0 | 0
| 354 |  |  | 0 | 0 | 0 | 0 | 0 | 0 | 0 |  | 1 | 1 | 1 | 1 | 1 | 1 | 1 | 0 | 0 | 0 | 0 | 0 | 0 | 0 | 0 | 0 | 0 | 0 | 0 | 0 | 0 | 0 | 0 | 0 | 0 | 0 | 0 | 0 | 0 | 0 | 0 | 0 | 0 | 0 | 0 | 0 | 0 | 0 | 0 | 0 | 0 | 0 | [7 empty] | 0 | 0 | 0 | 0 | 0 | 0 | 0
| 355 |  |  | 0 | 0 | 0 | 0 | 0 | 0 | 0 |  | 1 | 1 | 1 | 1 | 1 | 1 | 1 | 0 | 0 | 0 | 0 | 0 | 0 | 0 | 0 | 0 | 0 | 0 | 0 | 0 | 0 | 0 | 0 | 0 | 0 | 0 | 0 | 0 | 0 | 0 | 0 | 0 | 0 | 0 | 0 | 0 | 0 | 0 | 0 | 0 | 0 | 0 | [7 empty] | 0 | 0 | 0 | 0 | 0 | 0 | 0
| 356 |  |  | 0 | 0 | 0 | 0 | 0 | 0 | 0 |  | 1 | 1 | 1 | 1 | 1 | 1 | 1 | 0 | 0 | 0 | 0 | 0 | 0 | 0 | 0 | 0 | 0 | 0 | 0 | 0 | 0 | 0 | 0 | 0 | 0 | 0 | 0 | 0 | 0 | 0 | 0 | 0 | 0 | 0 | 0 | 0 | 0 | 0 | 0 | 0 | 0 | 0 | [7 empty] | 0 | 0 | 0 | 0 | 0 | 0 | 0
| 357 |  |  | 0 | 0 | 0 | 0 | 0 | 0 | 0 |  | 1 | 1 | 1 | 1 | 1 | 1 | 1 | 0 | 0 | 0 | 0 | 0 | 0 | 0 | 0 | 0 | 0 | 0 | 0 | 0 | 0 | 0 | 0 | 0 | 0 | 0 | 0 | 0 | 0 | 0 | 0 | 0 | 0 | 0 | 0 | 0 | 0 | 0 | 0 | 0 | 0 | 0 | [7 empty] | 0 | 0 | 0 | 0 | 0 | 0 | 0
| 358 |  |  | 0 | 0 | 0 | 0 | 0 | 0 | 0 |  | 1 | 1 | 1 | 1 | 1 | 1 | 1 | 0 | 0 | 0 | 0 | 0 | 0 | 0 | 0 | 0 | 0 | 0 | 0 | 0 | 0 | 0 | 0 | 0 | 0 | 0 | 0 | 0 | 0 | 0 | 0 | 0 | 0 | 0 | 0 | 0 | 0 | 0 | 0 | 0 | 0 | 0 | [7 empty] | 0 | 0 | 0 | 0 | 0 | 0 | 0
| 359 |  |  | 0 | 0 | 0 | 0 | 0 | 0 | 0 |  | 1 | 1 | 1 | 1 | 1 | 1 | 1 | 0 | 0 | 0 | 0 | 0 | 0 | 0 | 0 | 0 | 0 | 0 | 0 | 0 | 0 | 0 | 0 | 0 | 0 | 0 | 0 | 0 | 0 | 0 | 0 | 0 | 0 | 0 | 0 | 0 | 0 | 0 | 0 | 0 | 0 | 0 | [7 empty] | 0 | 0 | 0 | 0 | 0 | 0 | 0
| 360 |  |  | 0 | 0 | 0 | 0 | 0 | 0 | 0 |  | 1 | 1 | 1 | 1 | 1 | 1 | 1 | 0 | 0 | 0 | 0 | 0 | 0 | 0 | 0 | 0 | 0 | 0 | 0 | 0 | 0 | 0 | 0 | 0 | 0 | 0 | 0 | 0 | 0 | 0 | 0 | 0 | 0 | 0 | 0 | 0 | 0 | 0 | 0 | 0 | 0 | 0 | [7 empty] | 0 | 0 | 0 | 0 | 0 | 0 | 0
| 361 |  |  | 0 | 0 | 0 | 0 | 0 | 0 | 0 |  | 1 | 1 | 1 | 1 | 1 | 1 | 1 | 0 | 0 | 0 | 0 | 0 | 0 | 0 | 0 | 0 | 0 | 0 | 0 | 0 | 0 | 0 | 0 | 0 | 0 | 0 | 0 | 0 | 0 | 0 | 0 | 0 | 0 | 0 | 0 | 0 | 0 | 0 | 0 | 0 | 0 | 0 | [7 empty] | 0 | 0 | 0 | 0 | 0 | 0 | 0
| 362 |  |  | 0 | 0 | 0 | 0 | 0 | 0 | 0 |  | 1 | 1 | 1 | 1 | 1 | 1 | 1 | 0 | 0 | 0 | 0 | 0 | 0 | 0 | 0 | 0 | 0 | 0 | 0 | 0 | 0 | 0 | 0 | 0 | 0 | 0 | 0 | 0 | 0 | 0 | 0 | 0 | 0 | 0 | 0 | 0 | 0 | 0 | 0 | 0 | 0 | 0 | [7 empty] | 0 | 0 | 0 | 0 | 0 | 0 | 0
| 363 |  |  | 0 | 0 | 0 | 0 | 0 | 0 | 0 |  | 1 | 1 | 1 | 1 | 1 | 1 | 1 | 0 | 0 | 0 | 0 | 0 | 0 | 0 | 0 | 0 | 0 | 0 | 0 | 0 | 0 | 0 | 0 | 0 | 0 | 0 | 0 | 0 | 0 | 0 | 0 | 0 | 0 | 0 | 0 | 0 | 0 | 0 | 0 | 0 | 0 | 0 | [7 empty] | 0 | 0 | 0 | 0 | 0 | 0 | 0
| 364 |  |  | 0 | 0 | 0 | 0 | 0 | 0 | 0 |  | 1 | 1 | 1 | 1 | 1 | 1 | 1 | 0 | 0 | 0 | 0 | 0 | 0 | 0 | 0 | 0 | 0 | 0 | 0 | 0 | 0 | 0 | 0 | 0 | 0 | 0 | 0 | 0 | 0 | 0 | 0 | 0 | 0 | 0 | 0 | 0 | 0 | 0 | 0 | 0 | 0 | 0 | [7 empty] | 0 | 0 | 0 | 0 | 0 | 0 | 0
| 365 |  |  | 0 | 0 | 0 | 0 | 0 | 0 | 0 |  | 1 | 1 | 1 | 1 | 1 | 1 | 1 | 0 | 0 | 0 | 0 | 0 | 0 | 0 | 0 | 0 | 0 | 0 | 0 | 0 | 0 | 0 | 0 | 0 | 0 | 0 | 0 | 0 | 0 | 0 | 0 | 0 | 0 | 0 | 0 | 0 | 0 | 0 | 0 | 0 | 0 | 0 | [7 empty] | 0 | 0 | 0 | 0 | 0 | 0 | 0
| 366 |  |  | 0 | 0 | 0 | 0 | 0 | 0 | 0 |  | 1 | 1 | 1 | 1 | 1 | 1 | 1 | 0 | 0 | 0 | 0 | 0 | 0 | 0 | 0 | 0 | 0 | 0 | 0 | 0 | 0 | 0 | 0 | 0 | 0 | 0 | 0 | 0 | 0 | 0 | 0 | 0 | 0 | 0 | 0 | 0 | 0 | 0 | 0 | 0 | 0 | 0 | [7 empty] | 0 | 0 | 0 | 0 | 0 | 0 | 0
| 367 |  |  | 0 | 0 | 0 | 0 | 0 | 0 | 0 |  | 1 | 1 | 1 | 1 | 1 | 1 | 1 | 0 | 0 | 0 | 0 | 0 | 0 | 0 | 0 | 0 | 0 | 0 | 0 | 0 | 0 | 0 | 0 | 0 | 0 | 0 | 0 | 0 | 0 | 0 | 0 | 0 | 0 | 0 | 0 | 0 | 0 | 0 | 0 | 0 | 0 | 0 | [7 empty] | 0 | 0 | 0 | 0 | 0 | 0 | 0
| 368 |  |  | 0 | 0 | 0 | 0 | 0 | 0 | 0 |  | 1 | 1 | 1 | 1 | 1 | 1 | 1 | 0 | 0 | 0 | 0 | 0 | 0 | 0 | 0 | 0 | 0 | 0 | 0 | 0 | 0 | 0 | 0 | 0 | 0 | 0 | 0 | 0 | 0 | 0 | 0 | 0 | 0 | 0 | 0 | 0 | 0 | 0 | 0 | 0 | 0 | 0 | [7 empty] | 0 | 0 | 0 | 0 | 0 | 0 | 0
| 369 |  |  | 0 | 0 | 0 | 0 | 0 | 0 | 0 |  | 1 | 1 | 1 | 1 | 1 | 1 | 1 | 0 | 0 | 0 | 0 | 0 | 0 | 0 | 0 | 0 | 0 | 0 | 0 | 0 | 0 | 0 | 0 | 0 | 0 | 0 | 0 | 0 | 0 | 0 | 0 | 0 | 0 | 0 | 0 | 0 | 0 | 0 | 0 | 0 | 0 | 0 | [7 empty] | 0 | 0 | 0 | 0 | 0 | 0 | 0
| 370 |  |  | 0 | 0 | 0 | 0 | 0 | 0 | 0 |  | 1 | 1 | 1 | 1 | 1 | 1 | 1 | 0 | 0 | 0 | 0 | 0 | 0 | 0 | 0 | 0 | 0 | 0 | 0 | 0 | 0 | 0 | 0 | 0 | 0 | 0 | 0 | 0 | 0 | 0 | 0 | 0 | 0 | 0 | 0 | 0 | 0 | 0 | 0 | 0 | 0 | 0 | [7 empty] | 0 | 0 | 0 | 0 | 0 | 0 | 0
| 371 |  |  | 0 | 0 | 0 | 0 | 0 | 0 | 0 |  | 1 | 1 | 1 | 1 | 1 | 1 | 1 | 0 | 0 | 0 | 0 | 0 | 0 | 0 | 0 | 0 | 0 | 0 | 0 | 0 | 0 | 0 | 0 | 0 | 0 | 0 | 0 | 0 | 0 | 0 | 0 | 0 | 0 | 0 | 0 | 0 | 0 | 0 | 0 | 0 | 0 | 0 | [7 empty] | 0 | 0 | 0 | 0 | 0 | 0 | 0
| 372 |  |  | 0 | 0 | 0 | 0 | 0 | 0 | 0 |  | 1 | 1 | 1 | 1 | 1 | 1 | 1 | 0 | 0 | 0 | 0 | 0 | 0 | 0 | 0 | 0 | 0 | 0 | 0 | 0 | 0 | 0 | 0 | 0 | 0 | 0 | 0 | 0 | 0 | 0 | 0 | 0 | 0 | 0 | 0 | 0 | 0 | 0 | 0 | 0 | 0 | 0 | [7 empty] | 0 | 0 | 0 | 0 | 0 | 0 | 0
| 373 |  |  | 0 | 0 | 0 | 0 | 0 | 0 | 0 |  | 1 | 1 | 1 | 1 | 1 | 1 | 1 | 0 | 0 | 0 | 0 | 0 | 0 | 0 | 0 | 0 | 0 | 0 | 0 | 0 | 0 | 0 | 0 | 0 | 0 | 0 | 0 | 0 | 0 | 0 | 0 | 0 | 0 | 0 | 0 | 0 | 0 | 0 | 0 | 0 | 0 | 0 | [7 empty] | 0 | 0 | 0 | 0 | 0 | 0 | 0
| 374 |  |  | 0 | 0 | 0 | 0 | 0 | 0 | 0 |  | 1 | 1 | 1 | 1 | 1 | 1 | 1 | 0 | 0 | 0 | 0 | 0 | 0 | 0 | 0 | 0 | 0 | 0 | 0 | 0 | 0 | 0 | 0 | 0 | 0 | 0 | 0 | 0 | 0 | 0 | 0 | 0 | 0 | 0 | 0 | 0 | 0 | 0 | 0 | 0 | 0 | 0 | [7 empty] | 0 | 0 | 0 | 0 | 0 | 0 | 0
| 375 |  |  | 0 | 0 | 0 | 0 | 0 | 0 | 0 |  | 1 | 1 | 1 | 1 | 1 | 1 | 1 | 0 | 0 | 0 | 0 | 0 | 0 | 0 | 0 | 0 | 0 | 0 | 0 | 0 | 0 | 0 | 0 | 0 | 0 | 0 | 0 | 0 | 0 | 0 | 0 | 0 | 0 | 0 | 0 | 0 | 0 | 0 | 0 | 0 | 0 | 0 | [7 empty] | 0 | 0 | 0 | 0 | 0 | 0 | 0
| 376 |  |  | 0 | 0 | 0 | 0 | 0 | 0 | 0 |  | 1 | 1 | 1 | 1 | 1 | 1 | 1 | 0 | 0 | 0 | 0 | 0 | 0 | 0 | 0 | 0 | 0 | 0 | 0 | 0 | 0 | 0 | 0 | 0 | 0 | 0 | 0 | 0 | 0 | 0 | 0 | 0 | 0 | 0 | 0 | 0 | 0 | 0 | 0 | 0 | 0 | 0 | [7 empty] | 0 | 0 | 0 | 0 | 0 | 0 | 0
| 377 |  |  | 0 | 0 | 0 | 0 | 0 | 0 | 0 |  | 1 | 1 | 1 | 1 | 1 | 1 | 1 | 0 | 0 | 0 | 0 | 0 | 0 | 0 | 0 | 0 | 0 | 0 | 0 | 0 | 0 | 0 | 0 | 0 | 0 | 0 | 0 | 0 | 0 | 0 | 0 | 0 | 0 | 0 | 0 | 0 | 0 | 0 | 0 | 0 | 0 | 0 | [7 empty] | 0 | 0 | 0 | 0 | 0 | 0 | 0
| 378 |  |  | 0 | 0 | 0 | 0 | 0 | 0 | 0 |  | 1 | 1 | 1 | 1 | 1 | 1 | 1 | 0 | 0 | 0 | 0 | 0 | 0 | 0 | 0 | 0 | 0 | 0 | 0 | 0 | 0 | 0 | 0 | 0 | 0 | 0 | 0 | 0 | 0 | 0 | 0 | 0 | 0 | 0 | 0 | 0 | 0 | 0 | 0 | 0 | 0 | 0 | [7 empty] | 0 | 0 | 0 | 0 | 0 | 0 | 0
| 379 |  |  | 0 | 0 | 0 | 0 | 0 | 0 | 0 |  | 1 | 1 | 1 | 1 | 1 | 1 | 1 | 0 | 0 | 0 | 0 | 0 | 0 | 0 | 0 | 0 | 0 | 0 | 0 | 0 | 0 | 0 | 0 | 0 | 0 | 0 | 0 | 0 | 0 | 0 | 0 | 0 | 0 | 0 | 0 | 0 | 0 | 0 | 0 | 0 | 0 | 0 | [7 empty] | 0 | 0 | 0 | 0 | 0 | 0 | 0
| 380 |  |  | 0 | 0 | 0 | 0 | 0 | 0 | 0 |  | 1 | 1 | 1 | 1 | 1 | 1 | 1 | 0 | 0 | 0 | 0 | 0 | 0 | 0 | 0 | 0 | 0 | 0 | 0 | 0 | 0 | 0 | 0 | 0 | 0 | 0 | 0 | 0 | 0 | 0 | 0 | 0 | 0 | 0 | 0 | 0 | 0 | 0 | 0 | 0 | 0 | 0 | [7 empty] | 0 | 0 | 0 | 0 | 0 | 0 | 0
| 381 |  |  | 0 | 0 | 0 | 0 | 0 | 0 | 0 |  | 1 | 1 | 1 | 1 | 1 | 1 | 1 | 0 | 0 | 0 | 0 | 0 | 0 | 0 | 0 | 0 | 0 | 0 | 0 | 0 | 0 | 0 | 0 | 0 | 0 | 0 | 0 | 0 | 0 | 0 | 0 | 0 | 0 | 0 | 0 | 0 | 0 | 0 | 0 | 0 | 0 | 0 | [7 empty] | 0 | 0 | 0 | 0 | 0 | 0 | 0
| 382 |  |  | 0 | 0 | 0 | 0 | 0 | 0 | 0 |  | 1 | 1 | 1 | 1 | 1 | 1 | 1 | 0 | 0 | 0 | 0 | 0 | 0 | 0 | 0 | 0 | 0 | 0 | 0 | 0 | 0 | 0 | 0 | 0 | 0 | 0 | 0 | 0 | 0 | 0 | 0 | 0 | 0 | 0 | 0 | 0 | 0 | 0 | 0 | 0 | 0 | 0 | [7 empty] | 0 | 0 | 0 | 0 | 0 | 0 | 0
| 383 |  |  | 0 | 0 | 0 | 0 | 0 | 0 | 0 |  | 1 | 1 | 1 | 1 | 1 | 1 | 1 | 0 | 0 | 0 | 0 | 0 | 0 | 0 | 0 | 0 | 0 | 0 | 0 | 0 | 0 | 0 | 0 | 0 | 0 | 0 | 0 | 0 | 0 | 0 | 0 | 0 | 0 | 0 | 0 | 0 | 0 | 0 | 0 | 0 | 0 | 0 | [7 empty] | 0 | 0 | 0 | 0 | 0 | 0 | 0
| 384 |  |  | 0 | 0 | 0 | 0 | 0 | 0 | 0 |  | 1 | 1 | 1 | 1 | 1 | 1 | 1 | 0 | 0 | 0 | 0 | 0 | 0 | 0 | 0 | 0 | 0 | 0 | 0 | 0 | 0 | 0 | 0 | 0 | 0 | 0 | 0 | 0 | 0 | 0 | 0 | 0 | 0 | 0 | 0 | 0 | 0 | 0 | 0 | 0 | 0 | 0 | [7 empty] | 0 | 0 | 0 | 0 | 0 | 0 | 0
| 385 |  |  | 0 | 0 | 0 | 0 | 0 | 0 | 0 |  | 1 | 1 | 1 | 1 | 1 | 1 | 1 | 0 | 0 | 0 | 0 | 0 | 0 | 0 | 0 | 0 | 0 | 0 | 0 | 0 | 0 | 0 | 0 | 0 | 0 | 0 | 0 | 0 | 0 | 0 | 0 | 0 | 0 | 0 | 0 | 0 | 0 | 0 | 0 | 0 | 0 | 0 | [7 empty] | 0 | 0 | 0 | 0 | 0 | 0 | 0
| 386 |  |  | 0 | 0 | 0 | 0 | 0 | 0 | 0 |  | 1 | 1 | 1 | 1 | 1 | 1 | 1 | 0 | 0 | 0 | 0 | 0 | 0 | 0 | 0 | 0 | 0 | 0 | 0 | 0 | 0 | 0 | 0 | 0 | 0 | 0 | 0 | 0 | 0 | 0 | 0 | 0 | 0 | 0 | 0 | 0 | 0 | 0 | 0 | 0 | 0 | 0 | [7 empty] | 0 | 0 | 0 | 0 | 0 | 0 | 0
| 387 |  |  | 0 | 0 | 0 | 0 | 0 | 0 | 0 |  | 1 | 1 | 1 | 1 | 1 | 1 | 1 | 0 | 0 | 0 | 0 | 0 | 0 | 0 | 0 | 0 | 0 | 0 | 0 | 0 | 0 | 0 | 0 | 0 | 0 | 0 | 0 | 0 | 0 | 0 | 0 | 0 | 0 | 0 | 0 | 0 | 0 | 0 | 0 | 0 | 0 | 0 | [7 empty] | 0 | 0 | 0 | 0 | 0 | 0 | 0
| 388 |  |  | 0 | 0 | 0 | 0 | 0 | 0 | 0 |  | 1 | 1 | 1 | 1 | 1 | 1 | 1 | 0 | 0 | 0 | 0 | 0 | 0 | 0 | 0 | 0 | 0 | 0 | 0 | 0 | 0 | 0 | 0 | 0 | 0 | 0 | 0 | 0 | 0 | 0 | 0 | 0 | 0 | 0 | 0 | 0 | 0 | 0 | 0 | 0 | 0 | 0 | [7 empty] | 0 | 0 | 0 | 0 | 0 | 0 | 0
| 389 |  |  | 0 | 0 | 0 | 0 | 0 | 0 | 0 |  | 1 | 1 | 1 | 1 | 1 | 1 | 1 | 0 | 0 | 0 | 0 | 0 | 0 | 0 | 0 | 0 | 0 | 0 | 0 | 0 | 0 | 0 | 0 | 0 | 0 | 0 | 0 | 0 | 0 | 0 | 0 | 0 | 0 | 0 | 0 | 0 | 0 | 0 | 0 | 0 | 0 | 0 | [7 empty] | 0 | 0 | 0 | 0 | 0 | 0 | 0
| 390 |  |  | 0 | 0 | 0 | 0 | 0 | 0 | 0 |  | 1 | 1 | 1 | 1 | 1 | 1 | 1 | 0 | 0 | 0 | 0 | 0 | 0 | 0 | 0 | 0 | 0 | 0 | 0 | 0 | 0 | 0 | 0 | 0 | 0 | 0 | 0 | 0 | 0 | 0 | 0 | 0 | 0 | 0 | 0 | 0 | 0 | 0 | 0 | 0 | 0 | 0 | [7 empty] | 0 | 0 | 0 | 0 | 0 | 0 | 0
| 391 |  |  | 0 | 0 | 0 | 0 | 0 | 0 | 0 |  | 1 | 1 | 1 | 1 | 1 | 1 | 1 | 0 | 0 | 0 | 0 | 0 | 0 | 0 | 0 | 0 | 0 | 0 | 0 | 0 | 0 | 0 | 0 | 0 | 0 | 0 | 0 | 0 | 0 | 0 | 0 | 0 | 0 | 0 | 0 | 0 | 0 | 0 | 0 | 0 | 0 | 0 | [7 empty] | 0 | 0 | 0 | 0 | 0 | 0 | 0
| 392 |  |  | 0 | 0 | 0 | 0 | 0 | 0 | 0 |  | 1 | 1 | 1 | 1 | 1 | 1 | 1 | 0 | 0 | 0 | 0 | 0 | 0 | 0 | 0 | 0 | 0 | 0 | 0 | 0 | 0 | 0 | 0 | 0 | 0 | 0 | 0 | 0 | 0 | 0 | 0 | 0 | 0 | 0 | 0 | 0 | 0 | 0 | 0 | 0 | 0 | 0 | [7 empty] | 0 | 0 | 0 | 0 | 0 | 0 | 0
| 393 |  |  | 0 | 0 | 0 | 0 | 0 | 0 | 0 |  | 1 | 1 | 1 | 1 | 1 | 1 | 1 | 0 | 0 | 0 | 0 | 0 | 0 | 0 | 0 | 0 | 0 | 0 | 0 | 0 | 0 | 0 | 0 | 0 | 0 | 0 | 0 | 0 | 0 | 0 | 0 | 0 | 0 | 0 | 0 | 0 | 0 | 0 | 0 | 0 | 0 | 0 | [7 empty] | 0 | 0 | 0 | 0 | 0 | 0 | 0
| 394 |  |  | 0 | 0 | 0 | 0 | 0 | 0 | 0 |  | 1 | 1 | 1 | 1 | 1 | 1 | 1 | 0 | 0 | 0 | 0 | 0 | 0 | 0 | 0 | 0 | 0 | 0 | 0 | 0 | 0 | 0 | 0 | 0 | 0 | 0 | 0 | 0 | 0 | 0 | 0 | 0 | 0 | 0 | 0 | 0 | 0 | 0 | 0 | 0 | 0 | 0 | [7 empty] | 0 | 0 | 0 | 0 | 0 | 0 | 0
| 395 |  |  | 0 | 0 | 0 | 0 | 0 | 0 | 0 |  | 1 | 1 | 1 | 1 | 1 | 1 | 1 | 0 | 0 | 0 | 0 | 0 | 0 | 0 | 0 | 0 | 0 | 0 | 0 | 0 | 0 | 0 | 0 | 0 | 0 | 0 | 0 | 0 | 0 | 0 | 0 | 0 | 0 | 0 | 0 | 0 | 0 | 0 | 0 | 0 | 0 | 0 | [7 empty] | 0 | 0 | 0 | 0 | 0 | 0 | 0
| 396 |  |  | 0 | 0 | 0 | 0 | 0 | 0 | 0 |  | 1 | 1 | 1 | 1 | 1 | 1 | 1 | 0 | 0 | 0 | 0 | 0 | 0 | 0 | 0 | 0 | 0 | 0 | 0 | 0 | 0 | 0 | 0 | 0 | 0 | 0 | 0 | 0 | 0 | 0 | 0 | 0 | 0 | 0 | 0 | 0 | 0 | 0 | 0 | 0 | 0 | 0 | [7 empty] | 0 | 0 | 0 | 0 | 0 | 0 | 0
| 397 |  |  | 0 | 0 | 0 | 0 | 0 | 0 | 0 |  | 1 | 1 | 1 | 1 | 1 | 1 | 1 | 0 | 0 | 0 | 0 | 0 | 0 | 0 | 0 | 0 | 0 | 0 | 0 | 0 | 0 | 0 | 0 | 0 | 0 | 0 | 0 | 0 | 0 | 0 | 0 | 0 | 0 | 0 | 0 | 0 | 0 | 0 | 0 | 0 | 0 | 0 | [7 empty] | 0 | 0 | 0 | 0 | 0 | 0 | 0
| 398 |  |  | 0 | 0 | 0 | 0 | 0 | 0 | 0 |  | 1 | 1 | 1 | 1 | 1 | 1 | 1 | 0 | 0 | 0 | 0 | 0 | 0 | 0 | 0 | 0 | 0 | 0 | 0 | 0 | 0 | 0 | 0 | 0 | 0 | 0 | 0 | 0 | 0 | 0 | 0 | 0 | 0 | 0 | 0 | 0 | 0 | 0 | 0 | 0 | 0 | 0 | [7 empty] | 0 | 0 | 0 | 0 | 0 | 0 | 0
| 399 |  |  | 0 | 0 | 0 | 0 | 0 | 0 | 0 |  | 1 | 1 | 1 | 1 | 1 | 1 | 1 | 0 | 0 | 0 | 0 | 0 | 0 | 0 | 0 | 0 | 0 | 0 | 0 | 0 | 0 | 0 | 0 | 0 | 0 | 0 | 0 | 0 | 0 | 0 | 0 | 0 | 0 | 0 | 0 | 0 | 0 | 0 | 0 | 0 | 0 | 0 | [7 empty] | 0 | 0 | 0 | 0 | 0 | 0 | 0
| 400 |  |  | 0 | 0 | 0 | 0 | 0 | 0 | 0 |  | 1 | 1 | 1 | 1 | 1 | 1 | 1 | 0 | 0 | 0 | 0 | 0 | 0 | 0 | 0 | 0 | 0 | 0 | 0 | 0 | 0 | 0 | 0 | 0 | 0 | 0 | 0 | 0 | 0 | 0 | 0 | 0 | 0 | 0 | 0 | 0 | 0 | 0 | 0 | 0 | 0 | 0 | [7 empty] | 0 | 0 | 0 | 0 | 0 | 0 | 0
| 401 |  |  | 0 | 0 | 0 | 0 | 0 | 0 | 0 |  | 1 | 1 | 1 | 1 | 1 | 1 | 1 | 0 | 0 | 0 | 0 | 0 | 0 | 0 | 0 | 0 | 0 | 0 | 0 | 0 | 0 | 0 | 0 | 0 | 0 | 0 | 0 | 0 | 0 | 0 | 0 | 0 | 0 | 0 | 0 | 0 | 0 | 0 | 0 | 0 | 0 | 0 | [7 empty] | 0 | 0 | 0 | 0 | 0 | 0 | 0
| 402 |  |  | 0 | 0 | 0 | 0 | 0 | 0 | 0 |  | 1 | 1 | 1 | 1 | 1 | 1 | 1 | 0 | 0 | 0 | 0 | 0 | 0 | 0 | 0 | 0 | 0 | 0 | 0 | 0 | 0 | 0 | 0 | 0 | 0 | 0 | 0 | 0 | 0 | 0 | 0 | 0 | 0 | 0 | 0 | 0 | 0 | 0 | 0 | 0 | 0 | 0 | [7 empty] | 0 | 0 | 0 | 0 | 0 | 0 | 0
| 403 |  |  | 0 | 0 | 0 | 0 | 0 | 0 | 0 |  | 1 | 1 | 1 | 1 | 1 | 1 | 1 | 0 | 0 | 0 | 0 | 0 | 0 | 0 | 0 | 0 | 0 | 0 | 0 | 0 | 0 | 0 | 0 | 0 | 0 | 0 | 0 | 0 | 0 | 0 | 0 | 0 | 0 | 0 | 0 | 0 | 0 | 0 | 0 | 0 | 0 | 0 | [7 empty] | 0 | 0 | 0 | 0 | 0 | 0 | 0
| 404 |  |  | 0 | 0 | 0 | 0 | 0 | 0 | 0 |  | 1 | 1 | 1 | 1 | 1 | 1 | 1 | 0 | 0 | 0 | 0 | 0 | 0 | 0 | 0 | 0 | 0 | 0 | 0 | 0 | 0 | 0 | 0 | 0 | 0 | 0 | 0 | 0 | 0 | 0 | 0 | 0 | 0 | 0 | 0 | 0 | 0 | 0 | 0 | 0 | 0 | 0 | [7 empty] | 0 | 0 | 0 | 0 | 0 | 0 | 0
| 405 |  |  | 0 | 0 | 0 | 0 | 0 | 0 | 0 |  | 1 | 1 | 1 | 1 | 1 | 1 | 1 | 0 | 0 | 0 | 0 | 0 | 0 | 0 | 0 | 0 | 0 | 0 | 0 | 0 | 0 | 0 | 0 | 0 | 0 | 0 | 0 | 0 | 0 | 0 | 0 | 0 | 0 | 0 | 0 | 0 | 0 | 0 | 0 | 0 | 0 | 0 | [7 empty] | 0 | 0 | 0 | 0 | 0 | 0 | 0
| 406 |  |  | 0 | 0 | 0 | 0 | 0 | 0 | 0 |  | 1 | 1 | 1 | 1 | 1 | 1 | 1 | 0 | 0 | 0 | 0 | 0 | 0 | 0 | 0 | 0 | 0 | 0 | 0 | 0 | 0 | 0 | 0 | 0 | 0 | 0 | 0 | 0 | 0 | 0 | 0 | 0 | 0 | 0 | 0 | 0 | 0 | 0 | 0 | 0 | 0 | 0 | [7 empty] | 0 | 0 | 0 | 0 | 0 | 0 | 0
| 407 |  |  | 0 | 0 | 0 | 0 | 0 | 0 | 0 |  | 1 | 1 | 1 | 1 | 1 | 1 | 1 | 0 | 0 | 0 | 0 | 0 | 0 | 0 | 0 | 0 | 0 | 0 | 0 | 0 | 0 | 0 | 0 | 0 | 0 | 0 | 0 | 0 | 0 | 0 | 0 | 0 | 0 | 0 | 0 | 0 | 0 | 0 | 0 | 0 | 0 | 0 | [7 empty] | 0 | 0 | 0 | 0 | 0 | 0 | 0
| 408 |  |  | 0 | 0 | 0 | 0 | 0 | 0 | 0 |  | 1 | 1 | 1 | 1 | 1 | 1 | 1 | 0 | 0 | 0 | 0 | 0 | 0 | 0 | 0 | 0 | 0 | 0 | 0 | 0 | 0 | 0 | 0 | 0 | 0 | 0 | 0 | 0 | 0 | 0 | 0 | 0 | 0 | 0 | 0 | 0 | 0 | 0 | 0 | 0 | 0 | 0 | [7 empty] | 0 | 0 | 0 | 0 | 0 | 0 | 0
| 409 |  |  | 0 | 0 | 0 | 0 | 0 | 0 | 0 |  | 1 | 1 | 1 | 1 | 1 | 1 | 1 | 0 | 0 | 0 | 0 | 0 | 0 | 0 | 0 | 0 | 0 | 0 | 0 | 0 | 0 | 0 | 0 | 0 | 0 | 0 | 0 | 0 | 0 | 0 | 0 | 0 | 0 | 0 | 0 | 0 | 0 | 0 | 0 | 0 | 0 | 0 | [7 empty] | 0 | 0 | 0 | 0 | 0 | 0 | 0
| 410 |  |  | 0 | 0 | 0 | 0 | 0 | 0 | 0 |  | 1 | 1 | 1 | 1 | 1 | 1 | 1 | 0 | 0 | 0 | 0 | 0 | 0 | 0 | 0 | 0 | 0 | 0 | 0 | 0 | 0 | 0 | 0 | 0 | 0 | 0 | 0 | 0 | 0 | 0 | 0 | 0 | 0 | 0 | 0 | 0 | 0 | 0 | 0 | 0 | 0 | 0 | [7 empty] | 0 | 0 | 0 | 0 | 0 | 0 | 0
| 411 |  |  | 0 | 0 | 0 | 0 | 0 | 0 | 0 |  | 1 | 1 | 1 | 1 | 1 | 1 | 1 | 0 | 0 | 0 | 0 | 0 | 0 | 0 | 0 | 0 | 0 | 0 | 0 | 0 | 0 | 0 | 0 | 0 | 0 | 0 | 0 | 0 | 0 | 0 | 0 | 0 | 0 | 0 | 0 | 0 | 0 | 0 | 0 | 0 | 0 | 0 | [7 empty] | 0 | 0 | 0 | 0 | 0 | 0 | 0
| 412 |  |  | 0 | 0 | 0 | 0 | 0 | 0 | 0 |  | 1 | 1 | 1 | 1 | 1 | 1 | 1 | 0 | 0 | 0 | 0 | 0 | 0 | 0 | 0 | 0 | 0 | 0 | 0 | 0 | 0 | 0 | 0 | 0 | 0 | 0 | 0 | 0 | 0 | 0 | 0 | 0 | 0 | 0 | 0 | 0 | 0 | 0 | 0 | 0 | 0 | 0 | [7 empty] | 0 | 0 | 0 | 0 | 0 | 0 | 0
| 413 |  |  | 0 | 0 | 0 | 0 | 0 | 0 | 0 |  | 1 | 1 | 1 | 1 | 1 | 1 | 1 | 0 | 0 | 0 | 0 | 0 | 0 | 0 | 0 | 0 | 0 | 0 | 0 | 0 | 0 | 0 | 0 | 0 | 0 | 0 | 0 | 0 | 0 | 0 | 0 | 0 | 0 | 0 | 0 | 0 | 0 | 0 | 0 | 0 | 0 | 0 | [7 empty] | 0 | 0 | 0 | 0 | 0 | 0 | 0
| 414 |  |  | 0 | 0 | 0 | 0 | 0 | 0 | 0 |  | 1 | 1 | 1 | 1 | 1 | 1 | 1 | 0 | 0 | 0 | 0 | 0 | 0 | 0 | 0 | 0 | 0 | 0 | 0 | 0 | 0 | 0 | 0 | 0 | 0 | 0 | 0 | 0 | 0 | 0 | 0 | 0 | 0 | 0 | 0 | 0 | 0 | 0 | 0 | 0 | 0 | 0 | [7 empty] | 0 | 0 | 0 | 0 | 0 | 0 | 0
| 415 |  |  | 0 | 0 | 0 | 0 | 0 | 0 | 0 |  | 1 | 1 | 1 | 1 | 1 | 1 | 1 | 0 | 0 | 0 | 0 | 0 | 0 | 0 | 0 | 0 | 0 | 0 | 0 | 0 | 0 | 0 | 0 | 0 | 0 | 0 | 0 | 0 | 0 | 0 | 0 | 0 | 0 | 0 | 0 | 0 | 0 | 0 | 0 | 0 | 0 | 0 | [7 empty] | 0 | 0 | 0 | 0 | 0 | 0 | 0
| 416 |  |  | 0 | 0 | 0 | 0 | 0 | 0 | 0 |  | 1 | 1 | 1 | 1 | 1 | 1 | 1 | 0 | 0 | 0 | 0 | 0 | 0 | 0 | 0 | 0 | 0 | 0 | 0 | 0 | 0 | 0 | 0 | 0 | 0 | 0 | 0 | 0 | 0 | 0 | 0 | 0 | 0 | 0 | 0 | 0 | 0 | 0 | 0 | 0 | 0 | 0 | [7 empty] | 0 | 0 | 0 | 0 | 0 | 0 | 0
| 417 |  |  | 0 | 0 | 0 | 0 | 0 | 0 | 0 |  | 1 | 1 | 1 | 1 | 1 | 1 | 1 | 0 | 0 | 0 | 0 | 0 | 0 | 0 | 0 | 0 | 0 | 0 | 0 | 0 | 0 | 0 | 0 | 0 | 0 | 0 | 0 | 0 | 0 | 0 | 0 | 0 | 0 | 0 | 0 | 0 | 0 | 0 | 0 | 0 | 0 | 0 | [7 empty] | 0 | 0 | 0 | 0 | 0 | 0 | 0
| 418 |  |  | 0 | 0 | 0 | 0 | 0 | 0 | 0 |  | 1 | 1 | 1 | 1 | 1 | 1 | 1 | 0 | 0 | 0 | 0 | 0 | 0 | 0 | 0 | 0 | 0 | 0 | 0 | 0 | 0 | 0 | 0 | 0 | 0 | 0 | 0 | 0 | 0 | 0 | 0 | 0 | 0 | 0 | 0 | 0 | 0 | 0 | 0 | 0 | 0 | 0 | [7 empty] | 0 | 0 | 0 | 0 | 0 | 0 | 0
| 419 |  |  | 0 | 0 | 0 | 0 | 0 | 0 | 0 |  | 1 | 1 | 1 | 1 | 1 | 1 | 1 | 0 | 0 | 0 | 0 | 0 | 0 | 0 | 0 | 0 | 0 | 0 | 0 | 0 | 0 | 0 | 0 | 0 | 0 | 0 | 0 | 0 | 0 | 0 | 0 | 0 | 0 | 0 | 0 | 0 | 0 | 0 | 0 | 0 | 0 | 0 | [7 empty] | 0 | 0 | 0 | 0 | 0 | 0 | 0
| 420 |  |  | 0 | 0 | 0 | 0 | 0 | 0 | 0 |  | 1 | 1 | 1 | 1 | 1 | 1 | 1 | 0 | 0 | 0 | 0 | 0 | 0 | 0 | 0 | 0 | 0 | 0 | 0 | 0 | 0 | 0 | 0 | 0 | 0 | 0 | 0 | 0 | 0 | 0 | 0 | 0 | 0 | 0 | 0 | 0 | 0 | 0 | 0 | 0 | 0 | 0 | [7 empty] | 0 | 0 | 0 | 0 | 0 | 0 | 0
| 421 |  |  | 0 | 0 | 0 | 0 | 0 | 0 | 0 |  | 1 | 1 | 1 | 1 | 1 | 1 | 1 | 0 | 0 | 0 | 0 | 0 | 0 | 0 | 0 | 0 | 0 | 0 | 0 | 0 | 0 | 0 | 0 | 0 | 0 | 0 | 0 | 0 | 0 | 0 | 0 | 0 | 0 | 0 | 0 | 0 | 0 | 0 | 0 | 0 | 0 | 0 | [7 empty] | 0 | 0 | 0 | 0 | 0 | 0 | 0
| 422 |  |  | 0 | 0 | 0 | 0 | 0 | 0 | 0 |  | 1 | 1 | 1 | 1 | 1 | 1 | 1 | 0 | 0 | 0 | 0 | 0 | 0 | 0 | 0 | 0 | 0 | 0 | 0 | 0 | 0 | 0 | 0 | 0 | 0 | 0 | 0 | 0 | 0 | 0 | 0 | 0 | 0 | 0 | 0 | 0 | 0 | 0 | 0 | 0 | 0 | 0 | [7 empty] | 0 | 0 | 0 | 0 | 0 | 0 | 0
| 423 |  |  | 0 | 0 | 0 | 0 | 0 | 0 | 0 |  | 1 | 1 | 1 | 1 | 1 | 1 | 1 | 0 | 0 | 0 | 0 | 0 | 0 | 0 | 0 | 0 | 0 | 0 | 0 | 0 | 0 | 0 | 0 | 0 | 0 | 0 | 0 | 0 | 0 | 0 | 0 | 0 | 0 | 0 | 0 | 0 | 0 | 0 | 0 | 0 | 0 | 0 | [7 empty] | 0 | 0 | 0 | 0 | 0 | 0 | 0
| 424 |  |  | 0 | 0 | 0 | 0 | 0 | 0 | 0 |  | 1 | 1 | 1 | 1 | 1 | 1 | 1 | 0 | 0 | 0 | 0 | 0 | 0 | 0 | 0 | 0 | 0 | 0 | 0 | 0 | 0 | 0 | 0 | 0 | 0 | 0 | 0 | 0 | 0 | 0 | 0 | 0 | 0 | 0 | 0 | 0 | 0 | 0 | 0 | 0 | 0 | 0 | [7 empty] | 0 | 0 | 0 | 0 | 0 | 0 | 0
| 425 |  |  | 0 | 0 | 0 | 0 | 0 | 0 | 0 |  | 1 | 1 | 1 | 1 | 1 | 1 | 1 | 0 | 0 | 0 | 0 | 0 | 0 | 0 | 0 | 0 | 0 | 0 | 0 | 0 | 0 | 0 | 0 | 0 | 0 | 0 | 0 | 0 | 0 | 0 | 0 | 0 | 0 | 0 | 0 | 0 | 0 | 0 | 0 | 0 | 0 | 0 | [7 empty] | 0 | 0 | 0 | 0 | 0 | 0 | 0
| 426 |  |  | 0 | 0 | 0 | 0 | 0 | 0 | 0 |  | 1 | 1 | 1 | 1 | 1 | 1 | 1 | 0 | 0 | 0 | 0 | 0 | 0 | 0 | 0 | 0 | 0 | 0 | 0 | 0 | 0 | 0 | 0 | 0 | 0 | 0 | 0 | 0 | 0 | 0 | 0 | 0 | 0 | 0 | 0 | 0 | 0 | 0 | 0 | 0 | 0 | 0 | [7 empty] | 0 | 0 | 0 | 0 | 0 | 0 | 0
| 427 |  |  | 0 | 0 | 0 | 0 | 0 | 0 | 0 |  | 1 | 1 | 1 | 1 | 1 | 1 | 1 | 0 | 0 | 0 | 0 | 0 | 0 | 0 | 0 | 0 | 0 | 0 | 0 | 0 | 0 | 0 | 0 | 0 | 0 | 0 | 0 | 0 | 0 | 0 | 0 | 0 | 0 | 0 | 0 | 0 | 0 | 0 | 0 | 0 | 0 | 0 | [7 empty] | 0 | 0 | 0 | 0 | 0 | 0 | 0
| 428 |  |  | 0 | 0 | 0 | 0 | 0 | 0 | 0 |  | 1 | 1 | 1 | 1 | 1 | 1 | 1 | 0 | 0 | 0 | 0 | 0 | 0 | 0 | 0 | 0 | 0 | 0 | 0 | 0 | 0 | 0 | 0 | 0 | 0 | 0 | 0 | 0 | 0 | 0 | 0 | 0 | 0 | 0 | 0 | 0 | 0 | 0 | 0 | 0 | 0 | 0 | [7 empty] | 0 | 0 | 0 | 0 | 0 | 0 | 0
| 429 |  |  | 0 | 0 | 0 | 0 | 0 | 0 | 0 |  | 1 | 1 | 1 | 1 | 1 | 1 | 1 | 0 | 0 | 0 | 0 | 0 | 0 | 0 | 0 | 0 | 0 | 0 | 0 | 0 | 0 | 0 | 0 | 0 | 0 | 0 | 0 | 0 | 0 | 0 | 0 | 0 | 0 | 0 | 0 | 0 | 0 | 0 | 0 | 0 | 0 | 0 | [7 empty] | 0 | 0 | 0 | 0 | 0 | 0 | 0
| 430 |  |  | 0 | 0 | 0 | 0 | 0 | 0 | 0 |  | 1 | 1 | 1 | 1 | 1 | 1 | 1 | 0 | 0 | 0 | 0 | 0 | 0 | 0 | 0 | 0 | 0 | 0 | 0 | 0 | 0 | 0 | 0 | 0 | 0 | 0 | 0 | 0 | 0 | 0 | 0 | 0 | 0 | 0 | 0 | 0 | 0 | 0 | 0 | 0 | 0 | 0 | [7 empty] | 0 | 0 | 0 | 0 | 0 | 0 | 0
| 431 |  |  | 0 | 0 | 0 | 0 | 0 | 0 | 0 |  | 1 | 1 | 1 | 1 | 1 | 1 | 1 | 0 | 0 | 0 | 0 | 0 | 0 | 0 | 0 | 0 | 0 | 0 | 0 | 0 | 0 | 0 | 0 | 0 | 0 | 0 | 0 | 0 | 0 | 0 | 0 | 0 | 0 | 0 | 0 | 0 | 0 | 0 | 0 | 0 | 0 | 0 | [7 empty] | 0 | 0 | 0 | 0 | 0 | 0 | 0
| 432 |  |  | 0 | 0 | 0 | 0 | 0 | 0 | 0 |  | 1 | 1 | 1 | 1 | 1 | 1 | 1 | 0 | 0 | 0 | 0 | 0 | 0 | 0 | 0 | 0 | 0 | 0 | 0 | 0 | 0 | 0 | 0 | 0 | 0 | 0 | 0 | 0 | 0 | 0 | 0 | 0 | 0 | 0 | 0 | 0 | 0 | 0 | 0 | 0 | 0 | 0 | [7 empty] | 0 | 0 | 0 | 0 | 0 | 0 | 0
| 433 |  |  | 0 | 0 | 0 | 0 | 0 | 0 | 0 |  | 1 | 1 | 1 | 1 | 1 | 1 | 1 | 0 | 0 | 0 | 0 | 0 | 0 | 0 | 0 | 0 | 0 | 0 | 0 | 0 | 0 | 0 | 0 | 0 | 0 | 0 | 0 | 0 | 0 | 0 | 0 | 0 | 0 | 0 | 0 | 0 | 0 | 0 | 0 | 0 | 0 | 0 | [7 empty] | 0 | 0 | 0 | 0 | 0 | 0 | 0
| 434 |  |  | 0 | 0 | 0 | 0 | 0 | 0 | 0 |  | 1 | 1 | 1 | 1 | 1 | 1 | 1 | 0 | 0 | 0 | 0 | 0 | 0 | 0 | 0 | 0 | 0 | 0 | 0 | 0 | 0 | 0 | 0 | 0 | 0 | 0 | 0 | 0 | 0 | 0 | 0 | 0 | 0 | 0 | 0 | 0 | 0 | 0 | 0 | 0 | 0 | 0 | [7 empty] | 0 | 0 | 0 | 0 | 0 | 0 | 0
| 435 |  |  | 0 | 0 | 0 | 0 | 0 | 0 | 0 |  | 1 | 1 | 1 | 1 | 1 | 1 | 1 | 0 | 0 | 0 | 0 | 0 | 0 | 0 | 0 | 0 | 0 | 0 | 0 | 0 | 0 | 0 | 0 | 0 | 0 | 0 | 0 | 0 | 0 | 0 | 0 | 0 | 0 | 0 | 0 | 0 | 0 | 0 | 0 | 0 | 0 | 0 | [7 empty] | 0 | 0 | 0 | 0 | 0 | 0 | 0
| 436 |  |  | 0 | 0 | 0 | 0 | 0 | 0 | 0 |  | 1 | 1 | 1 | 1 | 1 | 1 | 1 | 0 | 0 | 0 | 0 | 0 | 0 | 0 | 0 | 0 | 0 | 0 | 0 | 0 | 0 | 0 | 0 | 0 | 0 | 0 | 0 | 0 | 0 | 0 | 0 | 0 | 0 | 0 | 0 | 0 | 0 | 0 | 0 | 0 | 0 | 0 | [7 empty] | 0 | 0 | 0 | 0 | 0 | 0 | 0
| 437 |  |  | 0 | 0 | 0 | 0 | 0 | 0 | 0 |  | 1 | 1 | 1 | 1 | 1 | 1 | 1 | 0 | 0 | 0 | 0 | 0 | 0 | 0 | 0 | 0 | 0 | 0 | 0 | 0 | 0 | 0 | 0 | 0 | 0 | 0 | 0 | 0 | 0 | 0 | 0 | 0 | 0 | 0 | 0 | 0 | 0 | 0 | 0 | 0 | 0 | 0 | [7 empty] | 0 | 0 | 0 | 0 | 0 | 0 | 0
| 438 |  |  | 0 | 0 | 0 | 0 | 0 | 0 | 0 |  | 1 | 1 | 1 | 1 | 1 | 1 | 1 | 0 | 0 | 0 | 0 | 0 | 0 | 0 | 0 | 0 | 0 | 0 | 0 | 0 | 0 | 0 | 0 | 0 | 0 | 0 | 0 | 0 | 0 | 0 | 0 | 0 | 0 | 0 | 0 | 0 | 0 | 0 | 0 | 0 | 0 | 0 | [7 empty] | 0 | 0 | 0 | 0 | 0 | 0 | 0
| 439 |  |  | 0 | 0 | 0 | 0 | 0 | 0 | 0 |  | 1 | 1 | 1 | 1 | 1 | 1 | 1 | 0 | 0 | 0 | 0 | 0 | 0 | 0 | 0 | 0 | 0 | 0 | 0 | 0 | 0 | 0 | 0 | 0 | 0 | 0 | 0 | 0 | 0 | 0 | 0 | 0 | 0 | 0 | 0 | 0 | 0 | 0 | 0 | 0 | 0 | 0 | [7 empty] | 0 | 0 | 0 | 0 | 0 | 0 | 0
| 440 |  |  | 0 | 0 | 0 | 0 | 0 | 0 | 0 |  | 1 | 1 | 1 | 1 | 1 | 1 | 1 | 0 | 0 | 0 | 0 | 0 | 0 | 0 | 0 | 0 | 0 | 0 | 0 | 0 | 0 | 0 | 0 | 0 | 0 | 0 | 0 | 0 | 0 | 0 | 0 | 0 | 0 | 0 | 0 | 0 | 0 | 0 | 0 | 0 | 0 | 0 | [7 empty] | 0 | 0 | 0 | 0 | 0 | 0 | 0
| 441 |  |  | 0 | 0 | 0 | 0 | 0 | 0 | 0 |  | 1 | 1 | 1 | 1 | 1 | 1 | 1 | 0 | 0 | 0 | 0 | 0 | 0 | 0 | 0 | 0 | 0 | 0 | 0 | 0 | 0 | 0 | 0 | 0 | 0 | 0 | 0 | 0 | 0 | 0 | 0 | 0 | 0 | 0 | 0 | 0 | 0 | 0 | 0 | 0 | 0 | 0 | [7 empty] | 0 | 0 | 0 | 0 | 0 | 0 | 0
| 442 |  |  | 0 | 0 | 0 | 0 | 0 | 0 | 0 |  | 1 | 1 | 1 | 1 | 1 | 1 | 1 | 0 | 0 | 0 | 0 | 0 | 0 | 0 | 0 | 0 | 0 | 0 | 0 | 0 | 0 | 0 | 0 | 0 | 0 | 0 | 0 | 0 | 0 | 0 | 0 | 0 | 0 | 0 | 0 | 0 | 0 | 0 | 0 | 0 | 0 | 0 | [7 empty] | 0 | 0 | 0 | 0 | 0 | 0 | 0
| 443 |  |  | 0 | 0 | 0 | 0 | 0 | 0 | 0 |  | 1 | 1 | 1 | 1 | 1 | 1 | 1 | 0 | 0 | 0 | 0 | 0 | 0 | 0 | 0 | 0 | 0 | 0 | 0 | 0 | 0 | 0 | 0 | 0 | 0 | 0 | 0 | 0 | 0 | 0 | 0 | 0 | 0 | 0 | 0 | 0 | 0 | 0 | 0 | 0 | 0 | 0 | [7 empty] | 0 | 0 | 0 | 0 | 0 | 0 | 0
| 444 |  |  | 0 | 0 | 0 | 0 | 0 | 0 | 0 |  | 1 | 1 | 1 | 1 | 1 | 1 | 1 | 0 | 0 | 0 | 0 | 0 | 0 | 0 | 0 | 0 | 0 | 0 | 0 | 0 | 0 | 0 | 0 | 0 | 0 | 0 | 0 | 0 | 0 | 0 | 0 | 0 | 0 | 0 | 0 | 0 | 0 | 0 | 0 | 0 | 0 | 0 | [7 empty] | 0 | 0 | 0 | 0 | 0 | 0 | 0
| 445 |  |  | 0 | 0 | 0 | 0 | 0 | 0 | 0 |  | 1 | 1 | 1 | 1 | 1 | 1 | 1 | 0 | 0 | 0 | 0 | 0 | 0 | 0 | 0 | 0 | 0 | 0 | 0 | 0 | 0 | 0 | 0 | 0 | 0 | 0 | 0 | 0 | 0 | 0 | 0 | 0 | 0 | 0 | 0 | 0 | 0 | 0 | 0 | 0 | 0 | 0 | [7 empty] | 0 | 0 | 0 | 0 | 0 | 0 | 0
| 446 |  |  | 0 | 0 | 0 | 0 | 0 | 0 | 0 |  | 1 | 1 | 1 | 1 | 1 | 1 | 1 | 0 | 0 | 0 | 0 | 0 | 0 | 0 | 0 | 0 | 0 | 0 | 0 | 0 | 0 | 0 | 0 | 0 | 0 | 0 | 0 | 0 | 0 | 0 | 0 | 0 | 0 | 0 | 0 | 0 | 0 | 0 | 0 | 0 | 0 | 0 | [7 empty] | 0 | 0 | 0 | 0 | 0 | 0 | 0
| 447 |  |  | 0 | 0 | 0 | 0 | 0 | 0 | 0 |  | 1 | 1 | 1 | 1 | 1 | 1 | 1 | 0 | 0 | 0 | 0 | 0 | 0 | 0 | 0 | 0 | 0 | 0 | 0 | 0 | 0 | 0 | 0 | 0 | 0 | 0 | 0 | 0 | 0 | 0 | 0 | 0 | 0 | 0 | 0 | 0 | 0 | 0 | 0 | 0 | 0 | 0 | [7 empty] | 0 | 0 | 0 | 0 | 0 | 0 | 0
| 448 |  |  | 0 | 0 | 0 | 0 | 0 | 0 | 0 |  | 1 | 1 | 1 | 1 | 1 | 1 | 1 | 0 | 0 | 0 | 0 | 0 | 0 | 0 | 0 | 0 | 0 | 0 | 0 | 0 | 0 | 0 | 0 | 0 | 0 | 0 | 0 | 0 | 0 | 0 | 0 | 0 | 0 | 0 | 0 | 0 | 0 | 0 | 0 | 0 | 0 | 0 | [7 empty] | 0 | 0 | 0 | 0 | 0 | 0 | 0
| 449 |  |  | 0 | 0 | 0 | 0 | 0 | 0 | 0 |  | 1 | 1 | 1 | 1 | 1 | 1 | 1 | 0 | 0 | 0 | 0 | 0 | 0 | 0 | 0 | 0 | 0 | 0 | 0 | 0 | 0 | 0 | 0 | 0 | 0 | 0 | 0 | 0 | 0 | 0 | 0 | 0 | 0 | 0 | 0 | 0 | 0 | 0 | 0 | 0 | 0 | 0 | [7 empty] | 0 | 0 | 0 | 0 | 0 | 0 | 0
| 450 |  |  | 0 | 0 | 0 | 0 | 0 | 0 | 0 |  | 1 | 1 | 1 | 1 | 1 | 1 | 1 | 0 | 0 | 0 | 0 | 0 | 0 | 0 | 0 | 0 | 0 | 0 | 0 | 0 | 0 | 0 | 0 | 0 | 0 | 0 | 0 | 0 | 0 | 0 | 0 | 0 | 0 | 0 | 0 | 0 | 0 | 0 | 0 | 0 | 0 | 0 | [7 empty] | 0 | 0 | 0 | 0 | 0 | 0 | 0
| 451 |  |  | 0 | 0 | 0 | 0 | 0 | 0 | 0 |  | 1 | 1 | 1 | 1 | 1 | 1 | 1 | 0 | 0 | 0 | 0 | 0 | 0 | 0 | 0 | 0 | 0 | 0 | 0 | 0 | 0 | 0 | 0 | 0 | 0 | 0 | 0 | 0 | 0 | 0 | 0 | 0 | 0 | 0 | 0 | 0 | 0 | 0 | 0 | 0 | 0 | 0 | [7 empty] | 0 | 0 | 0 | 0 | 0 | 0 | 0
| 452 |  |  | 0 | 0 | 0 | 0 | 0 | 0 | 0 |  | 1 | 1 | 1 | 1 | 1 | 1 | 1 | 0 | 0 | 0 | 0 | 0 | 0 | 0 | 0 | 0 | 0 | 0 | 0 | 0 | 0 | 0 | 0 | 0 | 0 | 0 | 0 | 0 | 0 | 0 | 0 | 0 | 0 | 0 | 0 | 0 | 0 | 0 | 0 | 0 | 0 | 0 | [7 empty] | 0 | 0 | 0 | 0 | 0 | 0 | 0
| 453 |  |  | 0 | 0 | 0 | 0 | 0 | 0 | 0 |  | 1 | 1 | 1 | 1 | 1 | 1 | 1 | 0 | 0 | 0 | 0 | 0 | 0 | 0 | 0 | 0 | 0 | 0 | 0 | 0 | 0 | 0 | 0 | 0 | 0 | 0 | 0 | 0 | 0 | 0 | 0 | 0 | 0 | 0 | 0 | 0 | 0 | 0 | 0 | 0 | 0 | 0 | [7 empty] | 0 | 0 | 0 | 0 | 0 | 0 | 0
| 454 |  |  | 0 | 0 | 0 | 0 | 0 | 0 | 0 |  | 1 | 1 | 1 | 1 | 1 | 1 | 1 | 0 | 0 | 0 | 0 | 0 | 0 | 0 | 0 | 0 | 0 | 0 | 0 | 0 | 0 | 0 | 0 | 0 | 0 | 0 | 0 | 0 | 0 | 0 | 0 | 0 | 0 | 0 | 0 | 0 | 0 | 0 | 0 | 0 | 0 | 0 | [7 empty] | 0 | 0 | 0 | 0 | 0 | 0 | 0
| 455 |  |  | 0 | 0 | 0 | 0 | 0 | 0 | 0 |  | 1 | 1 | 1 | 1 | 1 | 1 | 1 | 0 | 0 | 0 | 0 | 0 | 0 | 0 | 0 | 0 | 0 | 0 | 0 | 0 | 0 | 0 | 0 | 0 | 0 | 0 | 0 | 0 | 0 | 0 | 0 | 0 | 0 | 0 | 0 | 0 | 0 | 0 | 0 | 0 | 0 | 0 | [7 empty] | 0 | 0 | 0 | 0 | 0 | 0 | 0
| 456 |  |  | 0 | 0 | 0 | 0 | 0 | 0 | 0 |  | 1 | 1 | 1 | 1 | 1 | 1 | 1 | 0 | 0 | 0 | 0 | 0 | 0 | 0 | 0 | 0 | 0 | 0 | 0 | 0 | 0 | 0 | 0 | 0 | 0 | 0 | 0 | 0 | 0 | 0 | 0 | 0 | 0 | 0 | 0 | 0 | 0 | 0 | 0 | 0 | 0 | 0 | [7 empty] | 0 | 0 | 0 | 0 | 0 | 0 | 0
| 457 |  |  | 0 | 0 | 0 | 0 | 0 | 0 | 0 |  | 1 | 1 | 1 | 1 | 1 | 1 | 1 | 0 | 0 | 0 | 0 | 0 | 0 | 0 | 0 | 0 | 0 | 0 | 0 | 0 | 0 | 0 | 0 | 0 | 0 | 0 | 0 | 0 | 0 | 0 | 0 | 0 | 0 | 0 | 0 | 0 | 0 | 0 | 0 | 0 | 0 | 0 | [7 empty] | 0 | 0 | 0 | 0 | 0 | 0 | 0
| 458 |  |  | 0 | 0 | 0 | 0 | 0 | 0 | 0 |  | 1 | 1 | 1 | 1 | 1 | 1 | 1 | 0 | 0 | 0 | 0 | 0 | 0 | 0 | 0 | 0 | 0 | 0 | 0 | 0 | 0 | 0 | 0 | 0 | 0 | 0 | 0 | 0 | 0 | 0 | 0 | 0 | 0 | 0 | 0 | 0 | 0 | 0 | 0 | 0 | 0 | 0 | [7 empty] | 0 | 0 | 0 | 0 | 0 | 0 | 0
| 459 |  |  | 0 | 0 | 0 | 0 | 0 | 0 | 0 |  | 1 | 1 | 1 | 1 | 1 | 1 | 1 | 0 | 0 | 0 | 0 | 0 | 0 | 0 | 0 | 0 | 0 | 0 | 0 | 0 | 0 | 0 | 0 | 0 | 0 | 0 | 0 | 0 | 0 | 0 | 0 | 0 | 0 | 0 | 0 | 0 | 0 | 0 | 0 | 0 | 0 | 0 | [7 empty] | 0 | 0 | 0 | 0 | 0 | 0 | 0
| 460 |  |  | 0 | 0 | 0 | 0 | 0 | 0 | 0 |  | 1 | 1 | 1 | 1 | 1 | 1 | 1 | 0 | 0 | 0 | 0 | 0 | 0 | 0 | 0 | 0 | 0 | 0 | 0 | 0 | 0 | 0 | 0 | 0 | 0 | 0 | 0 | 0 | 0 | 0 | 0 | 0 | 0 | 0 | 0 | 0 | 0 | 0 | 0 | 0 | 0 | 0 | [7 empty] | 0 | 0 | 0 | 0 | 0 | 0 | 0
| 461 |  |  | 0 | 0 | 0 | 0 | 0 | 0 | 0 |  | 1 | 1 | 1 | 1 | 1 | 1 | 1 | 0 | 0 | 0 | 0 | 0 | 0 | 0 | 0 | 0 | 0 | 0 | 0 | 0 | 0 | 0 | 0 | 0 | 0 | 0 | 0 | 0 | 0 | 0 | 0 | 0 | 0 | 0 | 0 | 0 | 0 | 0 | 0 | 0 | 0 | 0 | [7 empty] | 0 | 0 | 0 | 0 | 0 | 0 | 0
| 462 |  |  | 0 | 0 | 0 | 0 | 0 | 0 | 0 |  | 1 | 1 | 1 | 1 | 1 | 1 | 1 | 0 | 0 | 0 | 0 | 0 | 0 | 0 | 0 | 0 | 0 | 0 | 0 | 0 | 0 | 0 | 0 | 0 | 0 | 0 | 0 | 0 | 0 | 0 | 0 | 0 | 0 | 0 | 0 | 0 | 0 | 0 | 0 | 0 | 0 | 0 | [7 empty] | 0 | 0 | 0 | 0 | 0 | 0 | 0
| 463 |  |  | 0 | 0 | 0 | 0 | 0 | 0 | 0 |  | 1 | 1 | 1 | 1 | 1 | 1 | 1 | 0 | 0 | 0 | 0 | 0 | 0 | 0 | 0 | 0 | 0 | 0 | 0 | 0 | 0 | 0 | 0 | 0 | 0 | 0 | 0 | 0 | 0 | 0 | 0 | 0 | 0 | 0 | 0 | 0 | 0 | 0 | 0 | 0 | 0 | 0 | [7 empty] | 0 | 0 | 0 | 0 | 0 | 0 | 0
| 464 |  |  | 0 | 0 | 0 | 0 | 0 | 0 | 0 |  | 1 | 1 | 1 | 1 | 1 | 1 | 1 | 0 | 0 | 0 | 0 | 0 | 0 | 0 | 0 | 0 | 0 | 0 | 0 | 0 | 0 | 0 | 0 | 0 | 0 | 0 | 0 | 0 | 0 | 0 | 0 | 0 | 0 | 0 | 0 | 0 | 0 | 0 | 0 | 0 | 0 | 0 | [7 empty] | 0 | 0 | 0 | 0 | 0 | 0 | 0
| 465 |  |  | 0 | 0 | 0 | 0 | 0 | 0 | 0 |  | 1 | 1 | 1 | 1 | 1 | 1 | 1 | 0 | 0 | 0 | 0 | 0 | 0 | 0 | 0 | 0 | 0 | 0 | 0 | 0 | 0 | 0 | 0 | 0 | 0 | 0 | 0 | 0 | 0 | 0 | 0 | 0 | 0 | 0 | 0 | 0 | 0 | 0 | 0 | 0 | 0 | 0 | [7 empty] | 0 | 0 | 0 | 0 | 0 | 0 | 0
| 466 |  |  | 0 | 0 | 0 | 0 | 0 | 0 | 0 |  | 1 | 1 | 1 | 1 | 1 | 1 | 1 | 0 | 0 | 0 | 0 | 0 | 0 | 0 | 0 | 0 | 0 | 0 | 0 | 0 | 0 | 0 | 0 | 0 | 0 | 0 | 0 | 0 | 0 | 0 | 0 | 0 | 0 | 0 | 0 | 0 | 0 | 0 | 0 | 0 | 0 | 0 | [7 empty] | 0 | 0 | 0 | 0 | 0 | 0 | 0
| 467 |  |  | 0 | 0 | 0 | 0 | 0 | 0 | 0 |  | 1 | 1 | 1 | 1 | 1 | 1 | 1 | 0 | 0 | 0 | 0 | 0 | 0 | 0 | 0 | 0 | 0 | 0 | 0 | 0 | 0 | 0 | 0 | 0 | 0 | 0 | 0 | 0 | 0 | 0 | 0 | 0 | 0 | 0 | 0 | 0 | 0 | 0 | 0 | 0 | 0 | 0 | [7 empty] | 0 | 0 | 0 | 0 | 0 | 0 | 0
| 468 |  |  | 0 | 0 | 0 | 0 | 0 | 0 | 0 |  | 1 | 1 | 1 | 1 | 1 | 1 | 1 | 0 | 0 | 0 | 0 | 0 | 0 | 0 | 0 | 0 | 0 | 0 | 0 | 0 | 0 | 0 | 0 | 0 | 0 | 0 | 0 | 0 | 0 | 0 | 0 | 0 | 0 | 0 | 0 | 0 | 0 | 0 | 0 | 0 | 0 | 0 | [7 empty] | 0 | 0 | 0 | 0 | 0 | 0 | 0
| 469 |  |  | 0 | 0 | 0 | 0 | 0 | 0 | 0 |  | 1 | 1 | 1 | 1 | 1 | 1 | 1 | 0 | 0 | 0 | 0 | 0 | 0 | 0 | 0 | 0 | 0 | 0 | 0 | 0 | 0 | 0 | 0 | 0 | 0 | 0 | 0 | 0 | 0 | 0 | 0 | 0 | 0 | 0 | 0 | 0 | 0 | 0 | 0 | 0 | 0 | 0 | [7 empty] | 0 | 0 | 0 | 0 | 0 | 0 | 0
| 470 |  |  | 0 | 0 | 0 | 0 | 0 | 0 | 0 |  | 1 | 1 | 1 | 1 | 1 | 1 | 1 | 0 | 0 | 0 | 0 | 0 | 0 | 0 | 0 | 0 | 0 | 0 | 0 | 0 | 0 | 0 | 0 | 0 | 0 | 0 | 0 | 0 | 0 | 0 | 0 | 0 | 0 | 0 | 0 | 0 | 0 | 0 | 0 | 0 | 0 | 0 | [7 empty] | 0 | 0 | 0 | 0 | 0 | 0 | 0
| 471 |  |  | 0 | 0 | 0 | 0 | 0 | 0 | 0 |  | 1 | 1 | 1 | 1 | 1 | 1 | 1 | 0 | 0 | 0 | 0 | 0 | 0 | 0 | 0 | 0 | 0 | 0 | 0 | 0 | 0 | 0 | 0 | 0 | 0 | 0 | 0 | 0 | 0 | 0 | 0 | 0 | 0 | 0 | 0 | 0 | 0 | 0 | 0 | 0 | 0 | 0 | [7 empty] | 0 | 0 | 0 | 0 | 0 | 0 | 0
| 472 |  |  | 0 | 0 | 0 | 0 | 0 | 0 | 0 |  | 1 | 1 | 1 | 1 | 1 | 1 | 1 | 0 | 0 | 0 | 0 | 0 | 0 | 0 | 0 | 0 | 0 | 0 | 0 | 0 | 0 | 0 | 0 | 0 | 0 | 0 | 0 | 0 | 0 | 0 | 0 | 0 | 0 | 0 | 0 | 0 | 0 | 0 | 0 | 0 | 0 | 0 | [7 empty] | 0 | 0 | 0 | 0 | 0 | 0 | 0
| 473 |  |  | 0 | 0 | 0 | 0 | 0 | 0 | 0 |  | 1 | 1 | 1 | 1 | 1 | 1 | 1 | 0 | 0 | 0 | 0 | 0 | 0 | 0 | 0 | 0 | 0 | 0 | 0 | 0 | 0 | 0 | 0 | 0 | 0 | 0 | 0 | 0 | 0 | 0 | 0 | 0 | 0 | 0 | 0 | 0 | 0 | 0 | 0 | 0 | 0 | 0 | [7 empty] | 0 | 0 | 0 | 0 | 0 | 0 | 0
| 474 |  |  | 0 | 0 | 0 | 0 | 0 | 0 | 0 |  | 1 | 1 | 1 | 1 | 1 | 1 | 1 | 0 | 0 | 0 | 0 | 0 | 0 | 0 | 0 | 0 | 0 | 0 | 0 | 0 | 0 | 0 | 0 | 0 | 0 | 0 | 0 | 0 | 0 | 0 | 0 | 0 | 0 | 0 | 0 | 0 | 0 | 0 | 0 | 0 | 0 | 0 | [7 empty] | 0 | 0 | 0 | 0 | 0 | 0 | 0
| 475 |  |  | 0 | 0 | 0 | 0 | 0 | 0 | 0 |  | 1 | 1 | 1 | 1 | 1 | 1 | 1 | 0 | 0 | 0 | 0 | 0 | 0 | 0 | 0 | 0 | 0 | 0 | 0 | 0 | 0 | 0 | 0 | 0 | 0 | 0 | 0 | 0 | 0 | 0 | 0 | 0 | 0 | 0 | 0 | 0 | 0 | 0 | 0 | 0 | 0 | 0 | [7 empty] | 0 | 0 | 0 | 0 | 0 | 0 | 0
| 476 |  |  | 0 | 0 | 0 | 0 | 0 | 0 | 0 |  | 1 | 1 | 1 | 1 | 1 | 1 | 1 | 0 | 0 | 0 | 0 | 0 | 0 | 0 | 0 | 0 | 0 | 0 | 0 | 0 | 0 | 0 | 0 | 0 | 0 | 0 | 0 | 0 | 0 | 0 | 0 | 0 | 0 | 0 | 0 | 0 | 0 | 0 | 0 | 0 | 0 | 0 | [7 empty] | 0 | 0 | 0 | 0 | 0 | 0 | 0
| 477 |  |  | 0 | 0 | 0 | 0 | 0 | 0 | 0 |  | 1 | 1 | 1 | 1 | 1 | 1 | 1 | 0 | 0 | 0 | 0 | 0 | 0 | 0 | 0 | 0 | 0 | 0 | 0 | 0 | 0 | 0 | 0 | 0 | 0 | 0 | 0 | 0 | 0 | 0 | 0 | 0 | 0 | 0 | 0 | 0 | 0 | 0 | 0 | 0 | 0 | 0 | [7 empty] | 0 | 0 | 0 | 0 | 0 | 0 | 0
| 478 |  |  | 0 | 0 | 0 | 0 | 0 | 0 | 0 |  | 1 | 1 | 1 | 1 | 1 | 1 | 1 | 0 | 0 | 0 | 0 | 0 | 0 | 0 | 0 | 0 | 0 | 0 | 0 | 0 | 0 | 0 | 0 | 0 | 0 | 0 | 0 | 0 | 0 | 0 | 0 | 0 | 0 | 0 | 0 | 0 | 0 | 0 | 0 | 0 | 0 | 0 | [7 empty] | 0 | 0 | 0 | 0 | 0 | 0 | 0
| 479 |  |  | 0 | 0 | 0 | 0 | 0 | 0 | 0 |  | 1 | 1 | 1 | 1 | 1 | 1 | 1 | 0 | 0 | 0 | 0 | 0 | 0 | 0 | 0 | 0 | 0 | 0 | 0 | 0 | 0 | 0 | 0 | 0 | 0 | 0 | 0 | 0 | 0 | 0 | 0 | 0 | 0 | 0 | 0 | 0 | 0 | 0 | 0 | 0 | 0 | 0 | [7 empty] | 0 | 0 | 0 | 0 | 0 | 0 | 0
| 480 |  |  | 0 | 0 | 0 | 0 | 0 | 0 | 0 |  | 1 | 1 | 1 | 1 | 1 | 1 | 1 | 0 | 0 | 0 | 0 | 0 | 0 | 0 | 0 | 0 | 0 | 0 | 0 | 0 | 0 | 0 | 0 | 0 | 0 | 0 | 0 | 0 | 0 | 0 | 0 | 0 | 0 | 0 | 0 | 0 | 0 | 0 | 0 | 0 | 0 | 0 | [7 empty] | 0 | 0 | 0 | 0 | 0 | 0 | 0
| 481 |  |  | 0 | 0 | 0 | 0 | 0 | 0 | 0 |  | 1 | 1 | 1 | 1 | 1 | 1 | 1 | 0 | 0 | 0 | 0 | 0 | 0 | 0 | 0 | 0 | 0 | 0 | 0 | 0 | 0 | 0 | 0 | 0 | 0 | 0 | 0 | 0 | 0 | 0 | 0 | 0 | 0 | 0 | 0 | 0 | 0 | 0 | 0 | 0 | 0 | 0 | [7 empty] | 0 | 0 | 0 | 0 | 0 | 0 | 0
| 482 |  |  | 0 | 0 | 0 | 0 | 0 | 0 | 0 |  | 1 | 1 | 1 | 1 | 1 | 1 | 1 | 0 | 0 | 0 | 0 | 0 | 0 | 0 | 0 | 0 | 0 | 0 | 0 | 0 | 0 | 0 | 0 | 0 | 0 | 0 | 0 | 0 | 0 | 0 | 0 | 0 | 0 | 0 | 0 | 0 | 0 | 0 | 0 | 0 | 0 | 0 | [7 empty] | 0 | 0 | 0 | 0 | 0 | 0 | 0
| 483 |  |  | 0 | 0 | 0 | 0 | 0 | 0 | 0 |  | 1 | 1 | 1 | 1 | 1 | 1 | 1 | 0 | 0 | 0 | 0 | 0 | 0 | 0 | 0 | 0 | 0 | 0 | 0 | 0 | 0 | 0 | 0 | 0 | 0 | 0 | 0 | 0 | 0 | 0 | 0 | 0 | 0 | 0 | 0 | 0 | 0 | 0 | 0 | 0 | 0 | 0 | [7 empty] | 0 | 0 | 0 | 0 | 0 | 0 | 0
| 484 |  |  | 0 | 0 | 0 | 0 | 0 | 0 | 0 |  | 1 | 1 | 1 | 1 | 1 | 1 | 1 | 0 | 0 | 0 | 0 | 0 | 0 | 0 | 0 | 0 | 0 | 0 | 0 | 0 | 0 | 0 | 0 | 0 | 0 | 0 | 0 | 0 | 0 | 0 | 0 | 0 | 0 | 0 | 0 | 0 | 0 | 0 | 0 | 0 | 0 | 0 | [7 empty] | 0 | 0 | 0 | 0 | 0 | 0 | 0
| 485 |  |  | 0 | 0 | 0 | 0 | 0 | 0 | 0 |  | 1 | 1 | 1 | 1 | 1 | 1 | 1 | 0 | 0 | 0 | 0 | 0 | 0 | 0 | 0 | 0 | 0 | 0 | 0 | 0 | 0 | 0 | 0 | 0 | 0 | 0 | 0 | 0 | 0 | 0 | 0 | 0 | 0 | 0 | 0 | 0 | 0 | 0 | 0 | 0 | 0 | 0 | [7 empty] | 0 | 0 | 0 | 0 | 0 | 0 | 0
| 486 |  |  | 0 | 0 | 0 | 0 | 0 | 0 | 0 |  | 1 | 1 | 1 | 1 | 1 | 1 | 1 | 0 | 0 | 0 | 0 | 0 | 0 | 0 | 0 | 0 | 0 | 0 | 0 | 0 | 0 | 0 | 0 | 0 | 0 | 0 | 0 | 0 | 0 | 0 | 0 | 0 | 0 | 0 | 0 | 0 | 0 | 0 | 0 | 0 | 0 | 0 | [7 empty] | 0 | 0 | 0 | 0 | 0 | 0 | 0
| 487 |  |  | 0 | 0 | 0 | 0 | 0 | 0 | 0 |  | 1 | 1 | 1 | 1 | 1 | 1 | 1 | 0 | 0 | 0 | 0 | 0 | 0 | 0 | 0 | 0 | 0 | 0 | 0 | 0 | 0 | 0 | 0 | 0 | 0 | 0 | 0 | 0 | 0 | 0 | 0 | 0 | 0 | 0 | 0 | 0 | 0 | 0 | 0 | 0 | 0 | 0 | [7 empty] | 0 | 0 | 0 | 0 | 0 | 0 | 0
| 488 |  |  | 0 | 0 | 0 | 0 | 0 | 0 | 0 |  | 1 | 1 | 1 | 1 | 1 | 1 | 1 | 0 | 0 | 0 | 0 | 0 | 0 | 0 | 0 | 0 | 0 | 0 | 0 | 0 | 0 | 0 | 0 | 0 | 0 | 0 | 0 | 0 | 0 | 0 | 0 | 0 | 0 | 0 | 0 | 0 | 0 | 0 | 0 | 0 | 0 | 0 | [7 empty] | 0 | 0 | 0 | 0 | 0 | 0 | 0
| 489 |  |  | 0 | 0 | 0 | 0 | 0 | 0 | 0 |  | 1 | 1 | 1 | 1 | 1 | 1 | 1 | 0 | 0 | 0 | 0 | 0 | 0 | 0 | 0 | 0 | 0 | 0 | 0 | 0 | 0 | 0 | 0 | 0 | 0 | 0 | 0 | 0 | 0 | 0 | 0 | 0 | 0 | 0 | 0 | 0 | 0 | 0 | 0 | 0 | 0 | 0 | [7 empty] | 0 | 0 | 0 | 0 | 0 | 0 | 0
| 490 |  |  | 0 | 0 | 0 | 0 | 0 | 0 | 0 |  | 1 | 1 | 1 | 1 | 1 | 1 | 1 | 0 | 0 | 0 | 0 | 0 | 0 | 0 | 0 | 0 | 0 | 0 | 0 | 0 | 0 | 0 | 0 | 0 | 0 | 0 | 0 | 0 | 0 | 0 | 0 | 0 | 0 | 0 | 0 | 0 | 0 | 0 | 0 | 0 | 0 | 0 | [7 empty] | 0 | 0 | 0 | 0 | 0 | 0 | 0
| 491 |  |  | 0 | 0 | 0 | 0 | 0 | 0 | 0 |  | 1 | 1 | 1 | 1 | 1 | 1 | 1 | 0 | 0 | 0 | 0 | 0 | 0 | 0 | 0 | 0 | 0 | 0 | 0 | 0 | 0 | 0 | 0 | 0 | 0 | 0 | 0 | 0 | 0 | 0 | 0 | 0 | 0 | 0 | 0 | 0 | 0 | 0 | 0 | 0 | 0 | 0 | [7 empty] | 0 | 0 | 0 | 0 | 0 | 0 | 0
| 492 |  |  | 0 | 0 | 0 | 0 | 0 | 0 | 0 |  | 1 | 1 | 1 | 1 | 1 | 1 | 1 | 0 | 0 | 0 | 0 | 0 | 0 | 0 | 0 | 0 | 0 | 0 | 0 | 0 | 0 | 0 | 0 | 0 | 0 | 0 | 0 | 0 | 0 | 0 | 0 | 0 | 0 | 0 | 0 | 0 | 0 | 0 | 0 | 0 | 0 | 0 | [7 empty] | 0 | 0 | 0 | 0 | 0 | 0 | 0
| 493 |  |  | 0 | 0 | 0 | 0 | 0 | 0 | 0 |  | 1 | 1 | 1 | 1 | 1 | 1 | 1 | 0 | 0 | 0 | 0 | 0 | 0 | 0 | 0 | 0 | 0 | 0 | 0 | 0 | 0 | 0 | 0 | 0 | 0 | 0 | 0 | 0 | 0 | 0 | 0 | 0 | 0 | 0 | 0 | 0 | 0 | 0 | 0 | 0 | 0 | 0 | [7 empty] | 0 | 0 | 0 | 0 | 0 | 0 | 0
| 494 |  |  | 0 | 0 | 0 | 0 | 0 | 0 | 0 |  | 1 | 1 | 1 | 1 | 1 | 1 | 1 | 0 | 0 | 0 | 0 | 0 | 0 | 0 | 0 | 0 | 0 | 0 | 0 | 0 | 0 | 0 | 0 | 0 | 0 | 0 | 0 | 0 | 0 | 0 | 0 | 0 | 0 | 0 | 0 | 0 | 0 | 0 | 0 | 0 | 0 | 0 | [7 empty] | 0 | 0 | 0 | 0 | 0 | 0 | 0
| 495 |  |  | 0 | 0 | 0 | 0 | 0 | 0 | 0 |  | 1 | 1 | 1 | 1 | 1 | 1 | 1 | 0 | 0 | 0 | 0 | 0 | 0 | 0 | 0 | 0 | 0 | 0 | 0 | 0 | 0 | 0 | 0 | 0 | 0 | 0 | 0 | 0 | 0 | 0 | 0 | 0 | 0 | 0 | 0 | 0 | 0 | 0 | 0 | 0 | 0 | 0 | [7 empty] | 0 | 0 | 0 | 0 | 0 | 0 | 0
| 496 |  |  | 0 | 0 | 0 | 0 | 0 | 0 | 0 |  | 1 | 1 | 1 | 1 | 1 | 1 | 1 | 0 | 0 | 0 | 0 | 0 | 0 | 0 | 0 | 0 | 0 | 0 | 0 | 0 | 0 | 0 | 0 | 0 | 0 | 0 | 0 | 0 | 0 | 0 | 0 | 0 | 0 | 0 | 0 | 0 | 0 | 0 | 0 | 0 | 0 | 0 | [7 empty] | 0 | 0 | 0 | 0 | 0 | 0 | 0
| 497 |  |  | 0 | 0 | 0 | 0 | 0 | 0 | 0 |  | 1 | 1 | 1 | 1 | 1 | 1 | 1 | 0 | 0 | 0 | 0 | 0 | 0 | 0 | 0 | 0 | 0 | 0 | 0 | 0 | 0 | 0 | 0 | 0 | 0 | 0 | 0 | 0 | 0 | 0 | 0 | 0 | 0 | 0 | 0 | 0 | 0 | 0 | 0 | 0 | 0 | 0 | [7 empty] | 0 | 0 | 0 | 0 | 0 | 0 | 0
| 498 |  |  | 0 | 0 | 0 | 0 | 0 | 0 | 0 |  | 1 | 1 | 1 | 1 | 1 | 1 | 1 | 0 | 0 | 0 | 0 | 0 | 0 | 0 | 0 | 0 | 0 | 0 | 0 | 0 | 0 | 0 | 0 | 0 | 0 | 0 | 0 | 0 | 0 | 0 | 0 | 0 | 0 | 0 | 0 | 0 | 0 | 0 | 0 | 0 | 0 | 0 | [7 empty] | 0 | 0 | 0 | 0 | 0 | 0 | 0
| 499 |  |  | 0 | 0 | 0 | 0 | 0 | 0 | 0 |  | 1 | 1 | 1 | 1 | 1 | 1 | 1 | 0 | 0 | 0 | 0 | 0 | 0 | 0 | 0 | 0 | 0 | 0 | 0 | 0 | 0 | 0 | 0 | 0 | 0 | 0 | 0 | 0 | 0 | 0 | 0 | 0 | 0 | 0 | 0 | 0 | 0 | 0 | 0 | 0 | 0 | 0 | [7 empty] | 0 | 0 | 0 | 0 | 0 | 0 | 0
| 500 |  |  | 0 | 0 | 0 | 0 | 0 | 0 | 0 |  | 1 | 1 | 1 | 1 | 1 | 1 | 1 | 0 | 0 | 0 | 0 | 0 | 0 | 0 | 0 | 0 | 0 | 0 | 0 | 0 | 0 | 0 | 0 | 0 | 0 | 0 | 0 | 0 | 0 | 0 | 0 | 0 | 0 | 0 | 0 | 0 | 0 | 0 | 0 | 0 | 0 | 0 | [7 empty] | 0 | 0 | 0 | 0 | 0 | 0 | 0
| 501 |  |  | 0 | 0 | 0 | 0 | 0 | 0 | 0 |  | 1 | 1 | 1 | 1 | 1 | 1 | 1 | 0 | 0 | 0 | 0 | 0 | 0 | 0 | 0 | 0 | 0 | 0 | 0 | 0 | 0 | 0 | 0 | 0 | 0 | 0 | 0 | 0 | 0 | 0 | 0 | 0 | 0 | 0 | 0 | 0 | 0 | 0 | 0 | 0 | 0 | 0 | [7 empty] | 0 | 0 | 0 | 0 | 0 | 0 | 0
| 502 |  |  | 0 | 0 | 0 | 0 | 0 | 0 | 0 |  | 1 | 1 | 1 | 1 | 1 | 1 | 1 | 0 | 0 | 0 | 0 | 0 | 0 | 0 | 0 | 0 | 0 | 0 | 0 | 0 | 0 | 0 | 0 | 0 | 0 | 0 | 0 | 0 | 0 | 0 | 0 | 0 | 0 | 0 | 0 | 0 | 0 | 0 | 0 | 0 | 0 | 0 | [7 empty] | 0 | 0 | 0 | 0 | 0 | 0 | 0
| 503 |  |  | 0 | 0 | 0 | 0 | 0 | 0 | 0 |  | 1 | 1 | 1 | 1 | 1 | 1 | 1 | 0 | 0 | 0 | 0 | 0 | 0 | 0 | 0 | 0 | 0 | 0 | 0 | 0 | 0 | 0 | 0 | 0 | 0 | 0 | 0 | 0 | 0 | 0 | 0 | 0 | 0 | 0 | 0 | 0 | 0 | 0 | 0 | 0 | 0 | 0 | [7 empty] | 0 | 0 | 0 | 0 | 0 | 0 | 0
| 504 |  |  | 0 | 0 | 0 | 0 | 0 | 0 | 0 |  | 1 | 1 | 1 | 1 | 1 | 1 | 1 | 0 | 0 | 0 | 0 | 0 | 0 | 0 | 0 | 0 | 0 | 0 | 0 | 0 | 0 | 0 | 0 | 0 | 0 | 0 | 0 | 0 | 0 | 0 | 0 | 0 | 0 | 0 | 0 | 0 | 0 | 0 | 0 | 0 | 0 | 0 | [7 empty] | 0 | 0 | 0 | 0 | 0 | 0 | 0
| 505 |  |  | 0 | 0 | 0 | 0 | 0 | 0 | 0 |  | 1 | 1 | 1 | 1 | 1 | 1 | 1 | 0 | 0 | 0 | 0 | 0 | 0 | 0 | 0 | 0 | 0 | 0 | 0 | 0 | 0 | 0 | 0 | 0 | 0 | 0 | 0 | 0 | 0 | 0 | 0 | 0 | 0 | 0 | 0 | 0 | 0 | 0 | 0 | 0 | 0 | 0 | [7 empty] | 0 | 0 | 0 | 0 | 0 | 0 | 0
| 506 |  |  | 0 | 0 | 0 | 0 | 0 | 0 | 0 |  | 1 | 1 | 1 | 1 | 1 | 1 | 1 | 0 | 0 | 0 | 0 | 0 | 0 | 0 | 0 | 0 | 0 | 0 | 0 | 0 | 0 | 0 | 0 | 0 | 0 | 0 | 0 | 0 | 0 | 0 | 0 | 0 | 0 | 0 | 0 | 0 | 0 | 0 | 0 | 0 | 0 | 0 | [7 empty] | 0 | 0 | 0 | 0 | 0 | 0 | 0
| 507 |  |  | 0 | 0 | 0 | 0 | 0 | 0 | 0 |  | 1 | 1 | 1 | 1 | 1 | 1 | 1 | 0 | 0 | 0 | 0 | 0 | 0 | 0 | 0 | 0 | 0 | 0 | 0 | 0 | 0 | 0 | 0 | 0 | 0 | 0 | 0 | 0 | 0 | 0 | 0 | 0 | 0 | 0 | 0 | 0 | 0 | 0 | 0 | 0 | 0 | 0 | [7 empty] | 0 | 0 | 0 | 0 | 0 | 0 | 0
| 508 |  |  | 0 | 0 | 0 | 0 | 0 | 0 | 0 |  | 1 | 1 | 1 | 1 | 1 | 1 | 1 | 0 | 0 | 0 | 0 | 0 | 0 | 0 | 0 | 0 | 0 | 0 | 0 | 0 | 0 | 0 | 0 | 0 | 0 | 0 | 0 | 0 | 0 | 0 | 0 | 0 | 0 | 0 | 0 | 0 | 0 | 0 | 0 | 0 | 0 | 0 | [7 empty] | 0 | 0 | 0 | 0 | 0 | 0 | 0
| 509 |  |  | 0 | 0 | 0 | 0 | 0 | 0 | 0 |  | 1 | 1 | 1 | 1 | 1 | 1 | 1 | 0 | 0 | 0 | 0 | 0 | 0 | 0 | 0 | 0 | 0 | 0 | 0 | 0 | 0 | 0 | 0 | 0 | 0 | 0 | 0 | 0 | 0 | 0 | 0 | 0 | 0 | 0 | 0 | 0 | 0 | 0 | 0 | 0 | 0 | 0 | [7 empty] | 0 | 0 | 0 | 0 | 0 | 0 | 0
| 510 |  |  | 0 | 0 | 0 | 0 | 0 | 0 | 0 |  | 1 | 1 | 1 | 1 | 1 | 1 | 1 | 0 | 0 | 0 | 0 | 0 | 0 | 0 | 0 | 0 | 0 | 0 | 0 | 0 | 0 | 0 | 0 | 0 | 0 | 0 | 0 | 0 | 0 | 0 | 0 | 0 | 0 | 0 | 0 | 0 | 0 | 0 | 0 | 0 | 0 | 0 | [7 empty] | 0 | 0 | 0 | 0 | 0 | 0 | 0
| 511 |  |  | 0 | 0 | 0 | 0 | 0 | 0 | 0 |  | 1 | 1 | 1 | 1 | 1 | 1 | 1 | 0 | 0 | 0 | 0 | 0 | 0 | 0 | 0 | 0 | 0 | 0 | 0 | 0 | 0 | 0 | 0 | 0 | 0 | 0 | 0 | 0 | 0 | 0 | 0 | 0 | 0 | 0 | 0 | 0 | 0 | 0 | 0 | 0 | 0 | 0 | [7 empty] | 0 | 0 | 0 | 0 | 0 | 0 | 0
| 512 |  |  | 0 | 0 | 0 | 0 | 0 | 0 | 0 |  | 1 | 1 | 1 | 1 | 1 | 1 | 1 | 0 | 0 | 0 | 0 | 0 | 0 | 0 | 0 | 0 | 0 | 0 | 0 | 0 | 0 | 0 | 0 | 0 | 0 | 0 | 0 | 0 | 0 | 0 | 0 | 0 | 0 | 0 | 0 | 0 | 0 | 0 | 0 | 0 | 0 | 0 | [7 empty] | 0 | 0 | 0 | 0 | 0 | 0 | 0
| 513 |  |  | 0 | 0 | 0 | 0 | 0 | 0 | 0 |  | 1 | 1 | 1 | 1 | 1 | 1 | 1 | 0 | 0 | 0 | 0 | 0 | 0 | 0 | 0 | 0 | 0 | 0 | 0 | 0 | 0 | 0 | 0 | 0 | 0 | 0 | 0 | 0 | 0 | 0 | 0 | 0 | 0 | 0 | 0 | 0 | 0 | 0 | 0 | 0 | 0 | 0 | [7 empty] | 0 | 0 | 0 | 0 | 0 | 0 | 0
| 514 |  |  | 0 | 0 | 0 | 0 | 0 | 0 | 0 |  | 1 | 1 | 1 | 1 | 1 | 1 | 1 | 0 | 0 | 0 | 0 | 0 | 0 | 0 | 0 | 0 | 0 | 0 | 0 | 0 | 0 | 0 | 0 | 0 | 0 | 0 | 0 | 0 | 0 | 0 | 0 | 0 | 0 | 0 | 0 | 0 | 0 | 0 | 0 | 0 | 0 | 0 | [7 empty] | 0 | 0 | 0 | 0 | 0 | 0 | 0
| 515 |  |  | 0 | 0 | 0 | 0 | 0 | 0 | 0 |  | 1 | 1 | 1 | 1 | 1 | 1 | 1 | 0 | 0 | 0 | 0 | 0 | 0 | 0 | 0 | 0 | 0 | 0 | 0 | 0 | 0 | 0 | 0 | 0 | 0 | 0 | 0 | 0 | 0 | 0 | 0 | 0 | 0 | 0 | 0 | 0 | 0 | 0 | 0 | 0 | 0 | 0 | [7 empty] | 0 | 0 | 0 | 0 | 0 | 0 | 0
| 516 |  |  | 0 | 0 | 0 | 0 | 0 | 0 | 0 |  | 1 | 1 | 1 | 1 | 1 | 1 | 1 | 0 | 0 | 0 | 0 | 0 | 0 | 0 | 0 | 0 | 0 | 0 | 0 | 0 | 0 | 0 | 0 | 0 | 0 | 0 | 0 | 0 | 0 | 0 | 0 | 0 | 0 | 0 | 0 | 0 | 0 | 0 | 0 | 0 | 0 | 0 | [7 empty] | 0 | 0 | 0 | 0 | 0 | 0 | 0
| 517 |  |  | 0 | 0 | 0 | 0 | 0 | 0 | 0 |  | 1 | 1 | 1 | 1 | 1 | 1 | 1 | 0 | 0 | 0 | 0 | 0 | 0 | 0 | 0 | 0 | 0 | 0 | 0 | 0 | 0 | 0 | 0 | 0 | 0 | 0 | 0 | 0 | 0 | 0 | 0 | 0 | 0 | 0 | 0 | 0 | 0 | 0 | 0 | 0 | 0 | 0 | [7 empty] | 0 | 0 | 0 | 0 | 0 | 0 | 0
| 518 |  |  | 0 | 0 | 0 | 0 | 0 | 0 | 0 |  | 1 | 1 | 1 | 1 | 1 | 1 | 1 | 0 | 0 | 0 | 0 | 0 | 0 | 0 | 0 | 0 | 0 | 0 | 0 | 0 | 0 | 0 | 0 | 0 | 0 | 0 | 0 | 0 | 0 | 0 | 0 | 0 | 0 | 0 | 0 | 0 | 0 | 0 | 0 | 0 | 0 | 0 | [7 empty] | 0 | 0 | 0 | 0 | 0 | 0 | 0
| 519 |  |  | 0 | 0 | 0 | 0 | 0 | 0 | 0 |  | 1 | 1 | 1 | 1 | 1 | 1 | 1 | 0 | 0 | 0 | 0 | 0 | 0 | 0 | 0 | 0 | 0 | 0 | 0 | 0 | 0 | 0 | 0 | 0 | 0 | 0 | 0 | 0 | 0 | 0 | 0 | 0 | 0 | 0 | 0 | 0 | 0 | 0 | 0 | 0 | 0 | 0 | [7 empty] | 0 | 0 | 0 | 0 | 0 | 0 | 0
| 520 |  |  | 0 | 0 | 0 | 0 | 0 | 0 | 0 |  | 1 | 1 | 1 | 1 | 1 | 1 | 1 | 0 | 0 | 0 | 0 | 0 | 0 | 0 | 0 | 0 | 0 | 0 | 0 | 0 | 0 | 0 | 0 | 0 | 0 | 0 | 0 | 0 | 0 | 0 | 0 | 0 | 0 | 0 | 0 | 0 | 0 | 0 | 0 | 0 | 0 | 0 | [7 empty] | 0 | 0 | 0 | 0 | 0 | 0 | 0
| 521 |  |  | 0 | 0 | 0 | 0 | 0 | 0 | 0 |  | 1 | 1 | 1 | 1 | 1 | 1 | 1 | 0 | 0 | 0 | 0 | 0 | 0 | 0 | 0 | 0 | 0 | 0 | 0 | 0 | 0 | 0 | 0 | 0 | 0 | 0 | 0 | 0 | 0 | 0 | 0 | 0 | 0 | 0 | 0 | 0 | 0 | 0 | 0 | 0 | 0 | 0 | [7 empty] | 0 | 0 | 0 | 0 | 0 | 0 | 0
| 522 |  |  | 0 | 0 | 0 | 0 | 0 | 0 | 0 |  | 1 | 1 | 1 | 1 | 1 | 1 | 1 | 0 | 0 | 0 | 0 | 0 | 0 | 0 | 0 | 0 | 0 | 0 | 0 | 0 | 0 | 0 | 0 | 0 | 0 | 0 | 0 | 0 | 0 | 0 | 0 | 0 | 0 | 0 | 0 | 0 | 0 | 0 | 0 | 0 | 0 | 0 | [7 empty] | 0 | 0 | 0 | 0 | 0 | 0 | 0
| 523 |  |  | 0 | 0 | 0 | 0 | 0 | 0 | 0 |  | 1 | 1 | 1 | 1 | 1 | 1 | 1 | 0 | 0 | 0 | 0 | 0 | 0 | 0 | 0 | 0 | 0 | 0 | 0 | 0 | 0 | 0 | 0 | 0 | 0 | 0 | 0 | 0 | 0 | 0 | 0 | 0 | 0 | 0 | 0 | 0 | 0 | 0 | 0 | 0 | 0 | 0 | [7 empty] | 0 | 0 | 0 | 0 | 0 | 0 | 0
| 524 |  |  | 0 | 0 | 0 | 0 | 0 | 0 | 0 |  | 1 | 1 | 1 | 1 | 1 | 1 | 1 | 0 | 0 | 0 | 0 | 0 | 0 | 0 | 0 | 0 | 0 | 0 | 0 | 0 | 0 | 0 | 0 | 0 | 0 | 0 | 0 | 0 | 0 | 0 | 0 | 0 | 0 | 0 | 0 | 0 | 0 | 0 | 0 | 0 | 0 | 0 | [7 empty] | 0 | 0 | 0 | 0 | 0 | 0 | 0
| 525 |  |  | 0 | 0 | 0 | 0 | 0 | 0 | 0 |  | 1 | 1 | 1 | 1 | 1 | 1 | 1 | 0 | 0 | 0 | 0 | 0 | 0 | 0 | 0 | 0 | 0 | 0 | 0 | 0 | 0 | 0 | 0 | 0 | 0 | 0 | 0 | 0 | 0 | 0 | 0 | 0 | 0 | 0 | 0 | 0 | 0 | 0 | 0 | 0 | 0 | 0 | [7 empty] | 0 | 0 | 0 | 0 | 0 | 0 | 0
| 526 |  |  | 0 | 0 | 0 | 0 | 0 | 0 | 0 |  | 1 | 1 | 1 | 1 | 1 | 1 | 1 | 0 | 0 | 0 | 0 | 0 | 0 | 0 | 0 | 0 | 0 | 0 | 0 | 0 | 0 | 0 | 0 | 0 | 0 | 0 | 0 | 0 | 0 | 0 | 0 | 0 | 0 | 0 | 0 | 0 | 0 | 0 | 0 | 0 | 0 | 0 | [7 empty] | 0 | 0 | 0 | 0 | 0 | 0 | 0
| 527 |  |  | 0 | 0 | 0 | 0 | 0 | 0 | 0 |  | 1 | 1 | 1 | 1 | 1 | 1 | 1 | 0 | 0 | 0 | 0 | 0 | 0 | 0 | 0 | 0 | 0 | 0 | 0 | 0 | 0 | 0 | 0 | 0 | 0 | 0 | 0 | 0 | 0 | 0 | 0 | 0 | 0 | 0 | 0 | 0 | 0 | 0 | 0 | 0 | 0 | 0 | [7 empty] | 0 | 0 | 0 | 0 | 0 | 0 | 0
| 528 |  |  | 0 | 0 | 0 | 0 | 0 | 0 | 0 |  | 1 | 1 | 1 | 1 | 1 | 1 | 1 | 0 | 0 | 0 | 0 | 0 | 0 | 0 | 0 | 0 | 0 | 0 | 0 | 0 | 0 | 0 | 0 | 0 | 0 | 0 | 0 | 0 | 0 | 0 | 0 | 0 | 0 | 0 | 0 | 0 | 0 | 0 | 0 | 0 | 0 | 0 | [7 empty] | 0 | 0 | 0 | 0 | 0 | 0 | 0
| 529 |  |  | 0 | 0 | 0 | 0 | 0 | 0 | 0 |  | 1 | 1 | 1 | 1 | 1 | 1 | 1 | 0 | 0 | 0 | 0 | 0 | 0 | 0 | 0 | 0 | 0 | 0 | 0 | 0 | 0 | 0 | 0 | 0 | 0 | 0 | 0 | 0 | 0 | 0 | 0 | 0 | 0 | 0 | 0 | 0 | 0 | 0 | 0 | 0 | 0 | 0 | [7 empty] | 0 | 0 | 0 | 0 | 0 | 0 | 0
| 530 |  |  | 0 | 0 | 0 | 0 | 0 | 0 | 0 |  | 1 | 1 | 1 | 1 | 1 | 1 | 1 | 0 | 0 | 0 | 0 | 0 | 0 | 0 | 0 | 0 | 0 | 0 | 0 | 0 | 0 | 0 | 0 | 0 | 0 | 0 | 0 | 0 | 0 | 0 | 0 | 0 | 0 | 0 | 0 | 0 | 0 | 0 | 0 | 0 | 0 | 0 | [7 empty] | 0 | 0 | 0 | 0 | 0 | 0 | 0
| 531 |  |  | 0 | 0 | 0 | 0 | 0 | 0 | 0 |  | 1 | 1 | 1 | 1 | 1 | 1 | 1 | 0 | 0 | 0 | 0 | 0 | 0 | 0 | 0 | 0 | 0 | 0 | 0 | 0 | 0 | 0 | 0 | 0 | 0 | 0 | 0 | 0 | 0 | 0 | 0 | 0 | 0 | 0 | 0 | 0 | 0 | 0 | 0 | 0 | 0 | 0 | [7 empty] | 0 | 0 | 0 | 0 | 0 | 0 | 0
| 532 |  |  | 0 | 0 | 0 | 0 | 0 | 0 | 0 |  | 1 | 1 | 1 | 1 | 1 | 1 | 1 | 0 | 0 | 0 | 0 | 0 | 0 | 0 | 0 | 0 | 0 | 0 | 0 | 0 | 0 | 0 | 0 | 0 | 0 | 0 | 0 | 0 | 0 | 0 | 0 | 0 | 0 | 0 | 0 | 0 | 0 | 0 | 0 | 0 | 0 | 0 | [7 empty] | 0 | 0 | 0 | 0 | 0 | 0 | 0
| 533 |  |  | 0 | 0 | 0 | 0 | 0 | 0 | 0 |  | 1 | 1 | 1 | 1 | 1 | 1 | 1 | 0 | 0 | 0 | 0 | 0 | 0 | 0 | 0 | 0 | 0 | 0 | 0 | 0 | 0 | 0 | 0 | 0 | 0 | 0 | 0 | 0 | 0 | 0 | 0 | 0 | 0 | 0 | 0 | 0 | 0 | 0 | 0 | 0 | 0 | 0 | [7 empty] | 0 | 0 | 0 | 0 | 0 | 0 | 0
| 534 |  |  | 0 | 0 | 0 | 0 | 0 | 0 | 0 |  | 1 | 1 | 1 | 1 | 1 | 1 | 1 | 0 | 0 | 0 | 0 | 0 | 0 | 0 | 0 | 0 | 0 | 0 | 0 | 0 | 0 | 0 | 0 | 0 | 0 | 0 | 0 | 0 | 0 | 0 | 0 | 0 | 0 | 0 | 0 | 0 | 0 | 0 | 0 | 0 | 0 | 0 | [7 empty] | 0 | 0 | 0 | 0 | 0 | 0 | 0
| 535 |  |  | 0 | 0 | 0 | 0 | 0 | 0 | 0 |  | 1 | 1 | 1 | 1 | 1 | 1 | 1 | 0 | 0 | 0 | 0 | 0 | 0 | 0 | 0 | 0 | 0 | 0 | 0 | 0 | 0 | 0 | 0 | 0 | 0 | 0 | 0 | 0 | 0 | 0 | 0 | 0 | 0 | 0 | 0 | 0 | 0 | 0 | 0 | 0 | 0 | 0 | [7 empty] | 0 | 0 | 0 | 0 | 0 | 0 | 0
| 536 |  |  | 0 | 0 | 0 | 0 | 0 | 0 | 0 |  | 1 | 1 | 1 | 1 | 1 | 1 | 1 | 0 | 0 | 0 | 0 | 0 | 0 | 0 | 0 | 0 | 0 | 0 | 0 | 0 | 0 | 0 | 0 | 0 | 0 | 0 | 0 | 0 | 0 | 0 | 0 | 0 | 0 | 0 | 0 | 0 | 0 | 0 | 0 | 0 | 0 | 0 | [7 empty] | 0 | 0 | 0 | 0 | 0 | 0 | 0
| 537 |  |  | 0 | 0 | 0 | 0 | 0 | 0 | 0 |  | 1 | 1 | 1 | 1 | 1 | 1 | 1 | 0 | 0 | 0 | 0 | 0 | 0 | 0 | 0 | 0 | 0 | 0 | 0 | 0 | 0 | 0 | 0 | 0 | 0 | 0 | 0 | 0 | 0 | 0 | 0 | 0 | 0 | 0 | 0 | 0 | 0 | 0 | 0 | 0 | 0 | 0 | [7 empty] | 0 | 0 | 0 | 0 | 0 | 0 | 0
| 538 |  |  | 0 | 0 | 0 | 0 | 0 | 0 | 0 |  | 1 | 1 | 1 | 1 | 1 | 1 | 1 | 0 | 0 | 0 | 0 | 0 | 0 | 0 | 0 | 0 | 0 | 0 | 0 | 0 | 0 | 0 | 0 | 0 | 0 | 0 | 0 | 0 | 0 | 0 | 0 | 0 | 0 | 0 | 0 | 0 | 0 | 0 | 0 | 0 | 0 | 0 | [7 empty] | 0 | 0 | 0 | 0 | 0 | 0 | 0
| 539 |  |  | 0 | 0 | 0 | 0 | 0 | 0 | 0 |  | 1 | 1 | 1 | 1 | 1 | 1 | 1 | 0 | 0 | 0 | 0 | 0 | 0 | 0 | 0 | 0 | 0 | 0 | 0 | 0 | 0 | 0 | 0 | 0 | 0 | 0 | 0 | 0 | 0 | 0 | 0 | 0 | 0 | 0 | 0 | 0 | 0 | 0 | 0 | 0 | 0 | 0 | [7 empty] | 0 | 0 | 0 | 0 | 0 | 0 | 0
| 540 |  |  | 0 | 0 | 0 | 0 | 0 | 0 | 0 |  | 1 | 1 | 1 | 1 | 1 | 1 | 1 | 0 | 0 | 0 | 0 | 0 | 0 | 0 | 0 | 0 | 0 | 0 | 0 | 0 | 0 | 0 | 0 | 0 | 0 | 0 | 0 | 0 | 0 | 0 | 0 | 0 | 0 | 0 | 0 | 0 | 0 | 0 | 0 | 0 | 0 | 0 | [7 empty] | 0 | 0 | 0 | 0 | 0 | 0 | 0
| 541 |  |  | 0 | 0 | 0 | 0 | 0 | 0 | 0 |  | 1 | 1 | 1 | 1 | 1 | 1 | 1 | 0 | 0 | 0 | 0 | 0 | 0 | 0 | 0 | 0 | 0 | 0 | 0 | 0 | 0 | 0 | 0 | 0 | 0 | 0 | 0 | 0 | 0 | 0 | 0 | 0 | 0 | 0 | 0 | 0 | 0 | 0 | 0 | 0 | 0 | 0 | [7 empty] | 0 | 0 | 0 | 0 | 0 | 0 | 0
| 542 |  |  | 0 | 0 | 0 | 0 | 0 | 0 | 0 |  | 1 | 1 | 1 | 1 | 1 | 1 | 1 | 0 | 0 | 0 | 0 | 0 | 0 | 0 | 0 | 0 | 0 | 0 | 0 | 0 | 0 | 0 | 0 | 0 | 0 | 0 | 0 | 0 | 0 | 0 | 0 | 0 | 0 | 0 | 0 | 0 | 0 | 0 | 0 | 0 | 0 | 0 | [7 empty] | 0 | 0 | 0 | 0 | 0 | 0 | 0
| 543 |  |  | 0 | 0 | 0 | 0 | 0 | 0 | 0 |  | 1 | 1 | 1 | 1 | 1 | 1 | 1 | 0 | 0 | 0 | 0 | 0 | 0 | 0 | 0 | 0 | 0 | 0 | 0 | 0 | 0 | 0 | 0 | 0 | 0 | 0 | 0 | 0 | 0 | 0 | 0 | 0 | 0 | 0 | 0 | 0 | 0 | 0 | 0 | 0 | 0 | 0 | [7 empty] | 0 | 0 | 0 | 0 | 0 | 0 | 0
| 544 |  |  | 0 | 0 | 0 | 0 | 0 | 0 | 0 |  | 1 | 1 | 1 | 1 | 1 | 1 | 1 | 0 | 0 | 0 | 0 | 0 | 0 | 0 | 0 | 0 | 0 | 0 | 0 | 0 | 0 | 0 | 0 | 0 | 0 | 0 | 0 | 0 | 0 | 0 | 0 | 0 | 0 | 0 | 0 | 0 | 0 | 0 | 0 | 0 | 0 | 0 | [7 empty] | 0 | 0 | 0 | 0 | 0 | 0 | 0
| 545 |  |  | 0 | 0 | 0 | 0 | 0 | 0 | 0 |  | 1 | 1 | 1 | 1 | 1 | 1 | 1 | 0 | 0 | 0 | 0 | 0 | 0 | 0 | 0 | 0 | 0 | 0 | 0 | 0 | 0 | 0 | 0 | 0 | 0 | 0 | 0 | 0 | 0 | 0 | 0 | 0 | 0 | 0 | 0 | 0 | 0 | 0 | 0 | 0 | 0 | 0 | [7 empty] | 0 | 0 | 0 | 0 | 0 | 0 | 0
| 546 |  |  | 0 | 0 | 0 | 0 | 0 | 0 | 0 |  | 1 | 1 | 1 | 1 | 1 | 1 | 1 | 0 | 0 | 0 | 0 | 0 | 0 | 0 | 0 | 0 | 0 | 0 | 0 | 0 | 0 | 0 | 0 | 0 | 0 | 0 | 0 | 0 | 0 | 0 | 0 | 0 | 0 | 0 | 0 | 0 | 0 | 0 | 0 | 0 | 0 | 0 | [7 empty] | 0 | 0 | 0 | 0 | 0 | 0 | 0
| 547 |  |  | 0 | 0 | 0 | 0 | 0 | 0 | 0 |  | 1 | 1 | 1 | 1 | 1 | 1 | 1 | 0 | 0 | 0 | 0 | 0 | 0 | 0 | 0 | 0 | 0 | 0 | 0 | 0 | 0 | 0 | 0 | 0 | 0 | 0 | 0 | 0 | 0 | 0 | 0 | 0 | 0 | 0 | 0 | 0 | 0 | 0 | 0 | 0 | 0 | 0 | [7 empty] | 0 | 0 | 0 | 0 | 0 | 0 | 0
| 548 |  |  | 0 | 0 | 0 | 0 | 0 | 0 | 0 |  | 1 | 1 | 1 | 1 | 1 | 1 | 1 | 0 | 0 | 0 | 0 | 0 | 0 | 0 | 0 | 0 | 0 | 0 | 0 | 0 | 0 | 0 | 0 | 0 | 0 | 0 | 0 | 0 | 0 | 0 | 0 | 0 | 0 | 0 | 0 | 0 | 0 | 0 | 0 | 0 | 0 | 0 | [7 empty] | 0 | 0 | 0 | 0 | 0 | 0 | 0
| 549 |  |  | 0 | 0 | 0 | 0 | 0 | 0 | 0 |  | 1 | 1 | 1 | 1 | 1 | 1 | 1 | 0 | 0 | 0 | 0 | 0 | 0 | 0 | 0 | 0 | 0 | 0 | 0 | 0 | 0 | 0 | 0 | 0 | 0 | 0 | 0 | 0 | 0 | 0 | 0 | 0 | 0 | 0 | 0 | 0 | 0 | 0 | 0 | 0 | 0 | 0 | [7 empty] | 0 | 0 | 0 | 0 | 0 | 0 | 0
| 550 |  |  | 0 | 0 | 0 | 0 | 0 | 0 | 0 |  | 1 | 1 | 1 | 1 | 1 | 1 | 1 | 0 | 0 | 0 | 0 | 0 | 0 | 0 | 0 | 0 | 0 | 0 | 0 | 0 | 0 | 0 | 0 | 0 | 0 | 0 | 0 | 0 | 0 | 0 | 0 | 0 | 0 | 0 | 0 | 0 | 0 | 0 | 0 | 0 | 0 | 0 | [7 empty] | 0 | 0 | 0 | 0 | 0 | 0 | 0
| 551 |  |  | 0 | 0 | 0 | 0 | 0 | 0 | 0 |  | 1 | 1 | 1 | 1 | 1 | 1 | 1 | 0 | 0 | 0 | 0 | 0 | 0 | 0 | 0 | 0 | 0 | 0 | 0 | 0 | 0 | 0 | 0 | 0 | 0 | 0 | 0 | 0 | 0 | 0 | 0 | 0 | 0 | 0 | 0 | 0 | 0 | 0 | 0 | 0 | 0 | 0 | [7 empty] | 0 | 0 | 0 | 0 | 0 | 0 | 0
| 552 |  |  | 0 | 0 | 0 | 0 | 0 | 0 | 0 |  | 1 | 1 | 1 | 1 | 1 | 1 | 1 | 0 | 0 | 0 | 0 | 0 | 0 | 0 | 0 | 0 | 0 | 0 | 0 | 0 | 0 | 0 | 0 | 0 | 0 | 0 | 0 | 0 | 0 | 0 | 0 | 0 | 0 | 0 | 0 | 0 | 0 | 0 | 0 | 0 | 0 | 0 | [7 empty] | 0 | 0 | 0 | 0 | 0 | 0 | 0
| 553 |  |  | 0 | 0 | 0 | 0 | 0 | 0 | 0 |  | 1 | 1 | 1 | 1 | 1 | 1 | 1 | 0 | 0 | 0 | 0 | 0 | 0 | 0 | 0 | 0 | 0 | 0 | 0 | 0 | 0 | 0 | 0 | 0 | 0 | 0 | 0 | 0 | 0 | 0 | 0 | 0 | 0 | 0 | 0 | 0 | 0 | 0 | 0 | 0 | 0 | 0 | [7 empty] | 0 | 0 | 0 | 0 | 0 | 0 | 0
| 554 |  |  | 0 | 0 | 0 | 0 | 0 | 0 | 0 |  | 1 | 1 | 1 | 1 | 1 | 1 | 1 | 0 | 0 | 0 | 0 | 0 | 0 | 0 | 0 | 0 | 0 | 0 | 0 | 0 | 0 | 0 | 0 | 0 | 0 | 0 | 0 | 0 | 0 | 0 | 0 | 0 | 0 | 0 | 0 | 0 | 0 | 0 | 0 | 0 | 0 | 0 | [7 empty] | 0 | 0 | 0 | 0 | 0 | 0 | 0
| 555 |  |  | 0 | 0 | 0 | 0 | 0 | 0 | 0 |  | 1 | 1 | 1 | 1 | 1 | 1 | 1 | 0 | 0 | 0 | 0 | 0 | 0 | 0 | 0 | 0 | 0 | 0 | 0 | 0 | 0 | 0 | 0 | 0 | 0 | 0 | 0 | 0 | 0 | 0 | 0 | 0 | 0 | 0 | 0 | 0 | 0 | 0 | 0 | 0 | 0 | 0 | [7 empty] | 0 | 0 | 0 | 0 | 0 | 0 | 0
| 556 |  |  | 0 | 0 | 0 | 0 | 0 | 0 | 0 |  | 1 | 1 | 1 | 1 | 1 | 1 | 1 | 0 | 0 | 0 | 0 | 0 | 0 | 0 | 0 | 0 | 0 | 0 | 0 | 0 | 0 | 0 | 0 | 0 | 0 | 0 | 0 | 0 | 0 | 0 | 0 | 0 | 0 | 0 | 0 | 0 | 0 | 0 | 0 | 0 | 0 | 0 | [7 empty] | 0 | 0 | 0 | 0 | 0 | 0 | 0
| 557 |  |  | 0 | 0 | 0 | 0 | 0 | 0 | 0 |  | 1 | 1 | 1 | 1 | 1 | 1 | 1 | 0 | 0 | 0 | 0 | 0 | 0 | 0 | 0 | 0 | 0 | 0 | 0 | 0 | 0 | 0 | 0 | 0 | 0 | 0 | 0 | 0 | 0 | 0 | 0 | 0 | 0 | 0 | 0 | 0 | 0 | 0 | 0 | 0 | 0 | 0 | [7 empty] | 0 | 0 | 0 | 0 | 0 | 0 | 0
| 558 |  |  | 0 | 0 | 0 | 0 | 0 | 0 | 0 |  | 1 | 1 | 1 | 1 | 1 | 1 | 1 | 0 | 0 | 0 | 0 | 0 | 0 | 0 | 0 | 0 | 0 | 0 | 0 | 0 | 0 | 0 | 0 | 0 | 0 | 0 | 0 | 0 | 0 | 0 | 0 | 0 | 0 | 0 | 0 | 0 | 0 | 0 | 0 | 0 | 0 | 0 | [7 empty] | 0 | 0 | 0 | 0 | 0 | 0 | 0
| 559 |  |  | 0 | 0 | 0 | 0 | 0 | 0 | 0 |  | 1 | 1 | 1 | 1 | 1 | 1 | 1 | 0 | 0 | 0 | 0 | 0 | 0 | 0 | 0 | 0 | 0 | 0 | 0 | 0 | 0 | 0 | 0 | 0 | 0 | 0 | 0 | 0 | 0 | 0 | 0 | 0 | 0 | 0 | 0 | 0 | 0 | 0 | 0 | 0 | 0 | 0 | [7 empty] | 0 | 0 | 0 | 0 | 0 | 0 | 0
| 560 |  |  | 0 | 0 | 0 | 0 | 0 | 0 | 0 |  | 1 | 1 | 1 | 1 | 1 | 1 | 1 | 0 | 0 | 0 | 0 | 0 | 0 | 0 | 0 | 0 | 0 | 0 | 0 | 0 | 0 | 0 | 0 | 0 | 0 | 0 | 0 | 0 | 0 | 0 | 0 | 0 | 0 | 0 | 0 | 0 | 0 | 0 | 0 | 0 | 0 | 0 | [7 empty] | 0 | 0 | 0 | 0 | 0 | 0 | 0
| 561 |  |  | 0 | 0 | 0 | 0 | 0 | 0 | 0 |  | 1 | 1 | 1 | 1 | 1 | 1 | 1 | 0 | 0 | 0 | 0 | 0 | 0 | 0 | 0 | 0 | 0 | 0 | 0 | 0 | 0 | 0 | 0 | 0 | 0 | 0 | 0 | 0 | 0 | 0 | 0 | 0 | 0 | 0 | 0 | 0 | 0 | 0 | 0 | 0 | 0 | 0 | [7 empty] | 0 | 0 | 0 | 0 | 0 | 0 | 0
| 562 |  |  | 0 | 0 | 0 | 0 | 0 | 0 | 0 |  | 1 | 1 | 1 | 1 | 1 | 1 | 1 | 0 | 0 | 0 | 0 | 0 | 0 | 0 | 0 | 0 | 0 | 0 | 0 | 0 | 0 | 0 | 0 | 0 | 0 | 0 | 0 | 0 | 0 | 0 | 0 | 0 | 0 | 0 | 0 | 0 | 0 | 0 | 0 | 0 | 0 | 0 | [7 empty] | 0 | 0 | 0 | 0 | 0 | 0 | 0
| 563 |  |  | 0 | 0 | 0 | 0 | 0 | 0 | 0 |  | 1 | 1 | 1 | 1 | 1 | 1 | 1 | 0 | 0 | 0 | 0 | 0 | 0 | 0 | 0 | 0 | 0 | 0 | 0 | 0 | 0 | 0 | 0 | 0 | 0 | 0 | 0 | 0 | 0 | 0 | 0 | 0 | 0 | 0 | 0 | 0 | 0 | 0 | 0 | 0 | 0 | 0 | [7 empty] | 0 | 0 | 0 | 0 | 0 | 0 | 0
| 564 |  |  | 0 | 0 | 0 | 0 | 0 | 0 | 0 |  | 1 | 1 | 1 | 1 | 1 | 1 | 1 | 0 | 0 | 0 | 0 | 0 | 0 | 0 | 0 | 0 | 0 | 0 | 0 | 0 | 0 | 0 | 0 | 0 | 0 | 0 | 0 | 0 | 0 | 0 | 0 | 0 | 0 | 0 | 0 | 0 | 0 | 0 | 0 | 0 | 0 | 0 | [7 empty] | 0 | 0 | 0 | 0 | 0 | 0 | 0
| 565 |  |  | 0 | 0 | 0 | 0 | 0 | 0 | 0 |  | 1 | 1 | 1 | 1 | 1 | 1 | 1 | 0 | 0 | 0 | 0 | 0 | 0 | 0 | 0 | 0 | 0 | 0 | 0 | 0 | 0 | 0 | 0 | 0 | 0 | 0 | 0 | 0 | 0 | 0 | 0 | 0 | 0 | 0 | 0 | 0 | 0 | 0 | 0 | 0 | 0 | 0 | [7 empty] | 0 | 0 | 0 | 0 | 0 | 0 | 0
| 566 |  |  | 0 | 0 | 0 | 0 | 0 | 0 | 0 |  | 1 | 1 | 1 | 1 | 1 | 1 | 1 | 0 | 0 | 0 | 0 | 0 | 0 | 0 | 0 | 0 | 0 | 0 | 0 | 0 | 0 | 0 | 0 | 0 | 0 | 0 | 0 | 0 | 0 | 0 | 0 | 0 | 0 | 0 | 0 | 0 | 0 | 0 | 0 | 0 | 0 | 0 | [7 empty] | 0 | 0 | 0 | 0 | 0 | 0 | 0
| 567 |  |  | 0 | 0 | 0 | 0 | 0 | 0 | 0 |  | 1 | 1 | 1 | 1 | 1 | 1 | 1 | 0 | 0 | 0 | 0 | 0 | 0 | 0 | 0 | 0 | 0 | 0 | 0 | 0 | 0 | 0 | 0 | 0 | 0 | 0 | 0 | 0 | 0 | 0 | 0 | 0 | 0 | 0 | 0 | 0 | 0 | 0 | 0 | 0 | 0 | 0 | [7 empty] | 0 | 0 | 0 | 0 | 0 | 0 | 0
| 568 |  |  | 0 | 0 | 0 | 0 | 0 | 0 | 0 |  | 1 | 1 | 1 | 1 | 1 | 1 | 1 | 0 | 0 | 0 | 0 | 0 | 0 | 0 | 0 | 0 | 0 | 0 | 0 | 0 | 0 | 0 | 0 | 0 | 0 | 0 | 0 | 0 | 0 | 0 | 0 | 0 | 0 | 0 | 0 | 0 | 0 | 0 | 0 | 0 | 0 | 0 | [7 empty] | 0 | 0 | 0 | 0 | 0 | 0 | 0
| 569 |  |  | 0 | 0 | 0 | 0 | 0 | 0 | 0 |  | 1 | 1 | 1 | 1 | 1 | 1 | 1 | 0 | 0 | 0 | 0 | 0 | 0 | 0 | 0 | 0 | 0 | 0 | 0 | 0 | 0 | 0 | 0 | 0 | 0 | 0 | 0 | 0 | 0 | 0 | 0 | 0 | 0 | 0 | 0 | 0 | 0 | 0 | 0 | 0 | 0 | 0 | [7 empty] | 0 | 0 | 0 | 0 | 0 | 0 | 0
| 570 |  |  | 0 | 0 | 0 | 0 | 0 | 0 | 0 |  | 1 | 1 | 1 | 1 | 1 | 1 | 1 | 0 | 0 | 0 | 0 | 0 | 0 | 0 | 0 | 0 | 0 | 0 | 0 | 0 | 0 | 0 | 0 | 0 | 0 | 0 | 0 | 0 | 0 | 0 | 0 | 0 | 0 | 0 | 0 | 0 | 0 | 0 | 0 | 0 | 0 | 0 | [7 empty] | 0 | 0 | 0 | 0 | 0 | 0 | 0
| 571 |  |  | 0 | 0 | 0 | 0 | 0 | 0 | 0 |  | 1 | 1 | 1 | 1 | 1 | 1 | 1 | 0 | 0 | 0 | 0 | 0 | 0 | 0 | 0 | 0 | 0 | 0 | 0 | 0 | 0 | 0 | 0 | 0 | 0 | 0 | 0 | 0 | 0 | 0 | 0 | 0 | 0 | 0 | 0 | 0 | 0 | 0 | 0 | 0 | 0 | 0 | [7 empty] | 0 | 0 | 0 | 0 | 0 | 0 | 0
| 572 |  |  | 0 | 0 | 0 | 0 | 0 | 0 | 0 |  | 1 | 1 | 1 | 1 | 1 | 1 | 1 | 0 | 0 | 0 | 0 | 0 | 0 | 0 | 0 | 0 | 0 | 0 | 0 | 0 | 0 | 0 | 0 | 0 | 0 | 0 | 0 | 0 | 0 | 0 | 0 | 0 | 0 | 0 | 0 | 0 | 0 | 0 | 0 | 0 | 0 | 0 | [7 empty] | 0 | 0 | 0 | 0 | 0 | 0 | 0
| 573 |  |  | 0 | 0 | 0 | 0 | 0 | 0 | 0 |  | 1 | 1 | 1 | 1 | 1 | 1 | 1 | 0 | 0 | 0 | 0 | 0 | 0 | 0 | 0 | 0 | 0 | 0 | 0 | 0 | 0 | 0 | 0 | 0 | 0 | 0 | 0 | 0 | 0 | 0 | 0 | 0 | 0 | 0 | 0 | 0 | 0 | 0 | 0 | 0 | 0 | 0 | [7 empty] | 0 | 0 | 0 | 0 | 0 | 0 | 0
| 574 |  |  | 0 | 0 | 0 | 0 | 0 | 0 | 0 |  | 1 | 1 | 1 | 1 | 1 | 1 | 1 | 0 | 0 | 0 | 0 | 0 | 0 | 0 | 0 | 0 | 0 | 0 | 0 | 0 | 0 | 0 | 0 | 0 | 0 | 0 | 0 | 0 | 0 | 0 | 0 | 0 | 0 | 0 | 0 | 0 | 0 | 0 | 0 | 0 | 0 | 0 | [7 empty] | 0 | 0 | 0 | 0 | 0 | 0 | 0
| 575 |  |  | 0 | 0 | 0 | 0 | 0 | 0 | 0 |  | 1 | 1 | 1 | 1 | 1 | 1 | 1 | 0 | 0 | 0 | 0 | 0 | 0 | 0 | 0 | 0 | 0 | 0 | 0 | 0 | 0 | 0 | 0 | 0 | 0 | 0 | 0 | 0 | 0 | 0 | 0 | 0 | 0 | 0 | 0 | 0 | 0 | 0 | 0 | 0 | 0 | 0 | [7 empty] | 0 | 0 | 0 | 0 | 0 | 0 | 0
| 576 |  |  | 0 | 0 | 0 | 0 | 0 | 0 | 0 |  | 1 | 1 | 1 | 1 | 1 | 1 | 1 | 0 | 0 | 0 | 0 | 0 | 0 | 0 | 0 | 0 | 0 | 0 | 0 | 0 | 0 | 0 | 0 | 0 | 0 | 0 | 0 | 0 | 0 | 0 | 0 | 0 | 0 | 0 | 0 | 0 | 0 | 0 | 0 | 0 | 0 | 0 | [7 empty] | 0 | 0 | 0 | 0 | 0 | 0 | 0
| 577 |  |  | 0 | 0 | 0 | 0 | 0 | 0 | 0 |  | 1 | 1 | 1 | 1 | 1 | 1 | 1 | 0 | 0 | 0 | 0 | 0 | 0 | 0 | 0 | 0 | 0 | 0 | 0 | 0 | 0 | 0 | 0 | 0 | 0 | 0 | 0 | 0 | 0 | 0 | 0 | 0 | 0 | 0 | 0 | 0 | 0 | 0 | 0 | 0 | 0 | 0 | [7 empty] | 0 | 0 | 0 | 0 | 0 | 0 | 0
| 578 |  |  | 0 | 0 | 0 | 0 | 0 | 0 | 0 |  | 1 | 1 | 1 | 1 | 1 | 1 | 1 | 0 | 0 | 0 | 0 | 0 | 0 | 0 | 0 | 0 | 0 | 0 | 0 | 0 | 0 | 0 | 0 | 0 | 0 | 0 | 0 | 0 | 0 | 0 | 0 | 0 | 0 | 0 | 0 | 0 | 0 | 0 | 0 | 0 | 0 | 0 | [7 empty] | 0 | 0 | 0 | 0 | 0 | 0 | 0
| 579 |  |  | 0 | 0 | 0 | 0 | 0 | 0 | 0 |  | 1 | 1 | 1 | 1 | 1 | 1 | 1 | 0 | 0 | 0 | 0 | 0 | 0 | 0 | 0 | 0 | 0 | 0 | 0 | 0 | 0 | 0 | 0 | 0 | 0 | 0 | 0 | 0 | 0 | 0 | 0 | 0 | 0 | 0 | 0 | 0 | 0 | 0 | 0 | 0 | 0 | 0 | [7 empty] | 0 | 0 | 0 | 0 | 0 | 0 | 0
| 580 |  |  | 0 | 0 | 0 | 0 | 0 | 0 | 0 |  | 1 | 1 | 1 | 1 | 1 | 1 | 1 | 0 | 0 | 0 | 0 | 0 | 0 | 0 | 0 | 0 | 0 | 0 | 0 | 0 | 0 | 0 | 0 | 0 | 0 | 0 | 0 | 0 | 0 | 0 | 0 | 0 | 0 | 0 | 0 | 0 | 0 | 0 | 0 | 0 | 0 | 0 | [7 empty] | 0 | 0 | 0 | 0 | 0 | 0 | 0
| 581 |  |  | 0 | 0 | 0 | 0 | 0 | 0 | 0 |  | 1 | 1 | 1 | 1 | 1 | 1 | 1 | 0 | 0 | 0 | 0 | 0 | 0 | 0 | 0 | 0 | 0 | 0 | 0 | 0 | 0 | 0 | 0 | 0 | 0 | 0 | 0 | 0 | 0 | 0 | 0 | 0 | 0 | 0 | 0 | 0 | 0 | 0 | 0 | 0 | 0 | 0 | [7 empty] | 0 | 0 | 0 | 0 | 0 | 0 | 0
| 582 |  |  | 0 | 0 | 0 | 0 | 0 | 0 | 0 |  | 1 | 1 | 1 | 1 | 1 | 1 | 1 | 0 | 0 | 0 | 0 | 0 | 0 | 0 | 0 | 0 | 0 | 0 | 0 | 0 | 0 | 0 | 0 | 0 | 0 | 0 | 0 | 0 | 0 | 0 | 0 | 0 | 0 | 0 | 0 | 0 | 0 | 0 | 0 | 0 | 0 | 0 | [7 empty] | 0 | 0 | 0 | 0 | 0 | 0 | 0
| 583 |  |  | 0 | 0 | 0 | 0 | 0 | 0 | 0 |  | 1 | 1 | 1 | 1 | 1 | 1 | 1 | 0 | 0 | 0 | 0 | 0 | 0 | 0 | 0 | 0 | 0 | 0 | 0 | 0 | 0 | 0 | 0 | 0 | 0 | 0 | 0 | 0 | 0 | 0 | 0 | 0 | 0 | 0 | 0 | 0 | 0 | 0 | 0 | 0 | 0 | 0 | [7 empty] | 0 | 0 | 0 | 0 | 0 | 0 | 0
| 584 |  |  | 0 | 0 | 0 | 0 | 0 | 0 | 0 |  | 1 | 1 | 1 | 1 | 1 | 1 | 1 | 0 | 0 | 0 | 0 | 0 | 0 | 0 | 0 | 0 | 0 | 0 | 0 | 0 | 0 | 0 | 0 | 0 | 0 | 0 | 0 | 0 | 0 | 0 | 0 | 0 | 0 | 0 | 0 | 0 | 0 | 0 | 0 | 0 | 0 | 0 | [7 empty] | 0 | 0 | 0 | 0 | 0 | 0 | 0
| 585 |  |  | 0 | 0 | 0 | 0 | 0 | 0 | 0 |  | 1 | 1 | 1 | 1 | 1 | 1 | 1 | 0 | 0 | 0 | 0 | 0 | 0 | 0 | 0 | 0 | 0 | 0 | 0 | 0 | 0 | 0 | 0 | 0 | 0 | 0 | 0 | 0 | 0 | 0 | 0 | 0 | 0 | 0 | 0 | 0 | 0 | 0 | 0 | 0 | 0 | 0 | [7 empty] | 0 | 0 | 0 | 0 | 0 | 0 | 0
| 586 |  |  | 0 | 0 | 0 | 0 | 0 | 0 | 0 |  | 1 | 1 | 1 | 1 | 1 | 1 | 1 | 0 | 0 | 0 | 0 | 0 | 0 | 0 | 0 | 0 | 0 | 0 | 0 | 0 | 0 | 0 | 0 | 0 | 0 | 0 | 0 | 0 | 0 | 0 | 0 | 0 | 0 | 0 | 0 | 0 | 0 | 0 | 0 | 0 | 0 | 0 | [7 empty] | 0 | 0 | 0 | 0 | 0 | 0 | 0
| 587 |  |  | 0 | 0 | 0 | 0 | 0 | 0 | 0 |  | 1 | 1 | 1 | 1 | 1 | 1 | 1 | 0 | 0 | 0 | 0 | 0 | 0 | 0 | 0 | 0 | 0 | 0 | 0 | 0 | 0 | 0 | 0 | 0 | 0 | 0 | 0 | 0 | 0 | 0 | 0 | 0 | 0 | 0 | 0 | 0 | 0 | 0 | 0 | 0 | 0 | 0 | [7 empty] | 0 | 0 | 0 | 0 | 0 | 0 | 0
| 588 |  |  | 0 | 0 | 0 | 0 | 0 | 0 | 0 |  | 1 | 1 | 1 | 1 | 1 | 1 | 1 | 0 | 0 | 0 | 0 | 0 | 0 | 0 | 0 | 0 | 0 | 0 | 0 | 0 | 0 | 0 | 0 | 0 | 0 | 0 | 0 | 0 | 0 | 0 | 0 | 0 | 0 | 0 | 0 | 0 | 0 | 0 | 0 | 0 | 0 | 0 | [7 empty] | 0 | 0 | 0 | 0 | 0 | 0 | 0
| 589 |  |  | 0 | 0 | 0 | 0 | 0 | 0 | 0 |  | 1 | 1 | 1 | 1 | 1 | 1 | 1 | 0 | 0 | 0 | 0 | 0 | 0 | 0 | 0 | 0 | 0 | 0 | 0 | 0 | 0 | 0 | 0 | 0 | 0 | 0 | 0 | 0 | 0 | 0 | 0 | 0 | 0 | 0 | 0 | 0 | 0 | 0 | 0 | 0 | 0 | 0 | [7 empty] | 0 | 0 | 0 | 0 | 0 | 0 | 0
| 590 |  |  | 0 | 0 | 0 | 0 | 0 | 0 | 0 |  | 1 | 1 | 1 | 1 | 1 | 1 | 1 | 0 | 0 | 0 | 0 | 0 | 0 | 0 | 0 | 0 | 0 | 0 | 0 | 0 | 0 | 0 | 0 | 0 | 0 | 0 | 0 | 0 | 0 | 0 | 0 | 0 | 0 | 0 | 0 | 0 | 0 | 0 | 0 | 0 | 0 | 0 | [7 empty] | 0 | 0 | 0 | 0 | 0 | 0 | 0
| 591 |  |  | 0 | 0 | 0 | 0 | 0 | 0 | 0 |  | 1 | 1 | 1 | 1 | 1 | 1 | 1 | 0 | 0 | 0 | 0 | 0 | 0 | 0 | 0 | 0 | 0 | 0 | 0 | 0 | 0 | 0 | 0 | 0 | 0 | 0 | 0 | 0 | 0 | 0 | 0 | 0 | 0 | 0 | 0 | 0 | 0 | 0 | 0 | 0 | 0 | 0 | [7 empty] | 0 | 0 | 0 | 0 | 0 | 0 | 0
| 592 |  |  | 0 | 0 | 0 | 0 | 0 | 0 | 0 |  | 1 | 1 | 1 | 1 | 1 | 1 | 1 | 0 | 0 | 0 | 0 | 0 | 0 | 0 | 0 | 0 | 0 | 0 | 0 | 0 | 0 | 0 | 0 | 0 | 0 | 0 | 0 | 0 | 0 | 0 | 0 | 0 | 0 | 0 | 0 | 0 | 0 | 0 | 0 | 0 | 0 | 0 | [7 empty] | 0 | 0 | 0 | 0 | 0 | 0 | 0
| 593 |  |  | 0 | 0 | 0 | 0 | 0 | 0 | 0 |  | 1 | 1 | 1 | 1 | 1 | 1 | 1 | 0 | 0 | 0 | 0 | 0 | 0 | 0 | 0 | 0 | 0 | 0 | 0 | 0 | 0 | 0 | 0 | 0 | 0 | 0 | 0 | 0 | 0 | 0 | 0 | 0 | 0 | 0 | 0 | 0 | 0 | 0 | 0 | 0 | 0 | 0 | [7 empty] | 0 | 0 | 0 | 0 | 0 | 0 | 0
| 594 |  |  | 0 | 0 | 0 | 0 | 0 | 0 | 0 |  | 1 | 1 | 1 | 1 | 1 | 1 | 1 | 0 | 0 | 0 | 0 | 0 | 0 | 0 | 0 | 0 | 0 | 0 | 0 | 0 | 0 | 0 | 0 | 0 | 0 | 0 | 0 | 0 | 0 | 0 | 0 | 0 | 0 | 0 | 0 | 0 | 0 | 0 | 0 | 0 | 0 | 0 | [7 empty] | 0 | 0 | 0 | 0 | 0 | 0 | 0
| 595 |  |  | 0 | 0 | 0 | 0 | 0 | 0 | 0 |  | 1 | 1 | 1 | 1 | 1 | 1 | 1 | 0 | 0 | 0 | 0 | 0 | 0 | 0 | 0 | 0 | 0 | 0 | 0 | 0 | 0 | 0 | 0 | 0 | 0 | 0 | 0 | 0 | 0 | 0 | 0 | 0 | 0 | 0 | 0 | 0 | 0 | 0 | 0 | 0 | 0 | 0 | [7 empty] | 0 | 0 | 0 | 0 | 0 | 0 | 0
| 596 |  |  | 0 | 0 | 0 | 0 | 0 | 0 | 0 |  | 1 | 1 | 1 | 1 | 1 | 1 | 1 | 0 | 0 | 0 | 0 | 0 | 0 | 0 | 0 | 0 | 0 | 0 | 0 | 0 | 0 | 0 | 0 | 0 | 0 | 0 | 0 | 0 | 0 | 0 | 0 | 0 | 0 | 0 | 0 | 0 | 0 | 0 | 0 | 0 | 0 | 0 | [7 empty] | 0 | 0 | 0 | 0 | 0 | 0 | 0
| 597 |  |  | 0 | 0 | 0 | 0 | 0 | 0 | 0 |  | 1 | 1 | 1 | 1 | 1 | 1 | 1 | 0 | 0 | 0 | 0 | 0 | 0 | 0 | 0 | 0 | 0 | 0 | 0 | 0 | 0 | 0 | 0 | 0 | 0 | 0 | 0 | 0 | 0 | 0 | 0 | 0 | 0 | 0 | 0 | 0 | 0 | 0 | 0 | 0 | 0 | 0 | [7 empty] | 0 | 0 | 0 | 0 | 0 | 0 | 0
| 598 |  |  | 0 | 0 | 0 | 0 | 0 | 0 | 0 |  | 1 | 1 | 1 | 1 | 1 | 1 | 1 | 0 | 0 | 0 | 0 | 0 | 0 | 0 | 0 | 0 | 0 | 0 | 0 | 0 | 0 | 0 | 0 | 0 | 0 | 0 | 0 | 0 | 0 | 0 | 0 | 0 | 0 | 0 | 0 | 0 | 0 | 0 | 0 | 0 | 0 | 0 | [7 empty] | 0 | 0 | 0 | 0 | 0 | 0 | 0
| 599 |  |  | 0 | 0 | 0 | 0 | 0 | 0 | 0 |  | 1 | 1 | 1 | 1 | 1 | 1 | 1 | 0 | 0 | 0 | 0 | 0 | 0 | 0 | 0 | 0 | 0 | 0 | 0 | 0 | 0 | 0 | 0 | 0 | 0 | 0 | 0 | 0 | 0 | 0 | 0 | 0 | 0 | 0 | 0 | 0 | 0 | 0 | 0 | 0 | 0 | 0 | [7 empty] | 0 | 0 | 0 | 0 | 0 | 0 | 0
| 600 |  |  | 0 | 0 | 0 | 0 | 0 | 0 | 0 |  | 1 | 1 | 1 | 1 | 1 | 1 | 1 | 0 | 0 | 0 | 0 | 0 | 0 | 0 | 0 | 0 | 0 | 0 | 0 | 0 | 0 | 0 | 0 | 0 | 0 | 0 | 0 | 0 | 0 | 0 | 0 | 0 | 0 | 0 | 0 | 0 | 0 | 0 | 0 | 0 | 0 | 0 | [7 empty] | 0 | 0 | 0 | 0 | 0 | 0 | 0
| 601 |  |  | 0 | 0 | 0 | 0 | 0 | 0 | 0 |  | 1 | 1 | 1 | 1 | 1 | 1 | 1 | 0 | 0 | 0 | 0 | 0 | 0 | 0 | 0 | 0 | 0 | 0 | 0 | 0 | 0 | 0 | 0 | 0 | 0 | 0 | 0 | 0 | 0 | 0 | 0 | 0 | 0 | 0 | 0 | 0 | 0 | 0 | 0 | 0 | 0 | 0 | [7 empty] | 0 | 0 | 0 | 0 | 0 | 0 | 0
| 602 |  |  | 0 | 0 | 0 | 0 | 0 | 0 | 0 |  | 1 | 1 | 1 | 1 | 1 | 1 | 1 | 0 | 0 | 0 | 0 | 0 | 0 | 0 | 0 | 0 | 0 | 0 | 0 | 0 | 0 | 0 | 0 | 0 | 0 | 0 | 0 | 0 | 0 | 0 | 0 | 0 | 0 | 0 | 0 | 0 | 0 | 0 | 0 | 0 | 0 | 0 | [7 empty] | 0 | 0 | 0 | 0 | 0 | 0 | 0
| 603 |  |  | 0 | 0 | 0 | 0 | 0 | 0 | 0 |  | 1 | 1 | 1 | 1 | 1 | 1 | 1 | 0 | 0 | 0 | 0 | 0 | 0 | 0 | 0 | 0 | 0 | 0 | 0 | 0 | 0 | 0 | 0 | 0 | 0 | 0 | 0 | 0 | 0 | 0 | 0 | 0 | 0 | 0 | 0 | 0 | 0 | 0 | 0 | 0 | 0 | 0 | [7 empty] | 0 | 0 | 0 | 0 | 0 | 0 | 0
| 604 |  |  | 0 | 0 | 0 | 0 | 0 | 0 | 0 |  | 1 | 1 | 1 | 1 | 1 | 1 | 1 | 0 | 0 | 0 | 0 | 0 | 0 | 0 | 0 | 0 | 0 | 0 | 0 | 0 | 0 | 0 | 0 | 0 | 0 | 0 | 0 | 0 | 0 | 0 | 0 | 0 | 0 | 0 | 0 | 0 | 0 | 0 | 0 | 0 | 0 | 0 | [7 empty] | 0 | 0 | 0 | 0 | 0 | 0 | 0
| 605 |  |  | 0 | 0 | 0 | 0 | 0 | 0 | 0 |  | 1 | 1 | 1 | 1 | 1 | 1 | 1 | 0 | 0 | 0 | 0 | 0 | 0 | 0 | 0 | 0 | 0 | 0 | 0 | 0 | 0 | 0 | 0 | 0 | 0 | 0 | 0 | 0 | 0 | 0 | 0 | 0 | 0 | 0 | 0 | 0 | 0 | 0 | 0 | 0 | 0 | 0 | [7 empty] | 0 | 0 | 0 | 0 | 0 | 0 | 0
| 606 |  |  | 0 | 0 | 0 | 0 | 0 | 0 | 0 |  | 1 | 1 | 1 | 1 | 1 | 1 | 1 | 0 | 0 | 0 | 0 | 0 | 0 | 0 | 0 | 0 | 0 | 0 | 0 | 0 | 0 | 0 | 0 | 0 | 0 | 0 | 0 | 0 | 0 | 0 | 0 | 0 | 0 | 0 | 0 | 0 | 0 | 0 | 0 | 0 | 0 | 0 | [7 empty] | 0 | 0 | 0 | 0 | 0 | 0 | 0
| 607 |  |  | 0 | 0 | 0 | 0 | 0 | 0 | 0 |  | 1 | 1 | 1 | 1 | 1 | 1 | 1 | 0 | 0 | 0 | 0 | 0 | 0 | 0 | 0 | 0 | 0 | 0 | 0 | 0 | 0 | 0 | 0 | 0 | 0 | 0 | 0 | 0 | 0 | 0 | 0 | 0 | 0 | 0 | 0 | 0 | 0 | 0 | 0 | 0 | 0 | 0 | [7 empty] | 0 | 0 | 0 | 0 | 0 | 0 | 0
| 608 |  |  | 0 | 0 | 0 | 0 | 0 | 0 | 0 |  | 1 | 1 | 1 | 1 | 1 | 1 | 1 | 0 | 0 | 0 | 0 | 0 | 0 | 0 | 0 | 0 | 0 | 0 | 0 | 0 | 0 | 0 | 0 | 0 | 0 | 0 | 0 | 0 | 0 | 0 | 0 | 0 | 0 | 0 | 0 | 0 | 0 | 0 | 0 | 0 | 0 | 0 | [7 empty] | 0 | 0 | 0 | 0 | 0 | 0 | 0
| 609 |  |  | 0 | 0 | 0 | 0 | 0 | 0 | 0 |  | 1 | 1 | 1 | 1 | 1 | 1 | 1 | 0 | 0 | 0 | 0 | 0 | 0 | 0 | 0 | 0 | 0 | 0 | 0 | 0 | 0 | 0 | 0 | 0 | 0 | 0 | 0 | 0 | 0 | 0 | 0 | 0 | 0 | 0 | 0 | 0 | 0 | 0 | 0 | 0 | 0 | 0 | [7 empty] | 0 | 0 | 0 | 0 | 0 | 0 | 0
| 610 |  |  | 0 | 0 | 0 | 0 | 0 | 0 | 0 |  | 1 | 1 | 1 | 1 | 1 | 1 | 1 | 0 | 0 | 0 | 0 | 0 | 0 | 0 | 0 | 0 | 0 | 0 | 0 | 0 | 0 | 0 | 0 | 0 | 0 | 0 | 0 | 0 | 0 | 0 | 0 | 0 | 0 | 0 | 0 | 0 | 0 | 0 | 0 | 0 | 0 | 0 | [7 empty] | 0 | 0 | 0 | 0 | 0 | 0 | 0
| 611 |  |  | 0 | 0 | 0 | 0 | 0 | 0 | 0 |  | 1 | 1 | 1 | 1 | 1 | 1 | 1 | 0 | 0 | 0 | 0 | 0 | 0 | 0 | 0 | 0 | 0 | 0 | 0 | 0 | 0 | 0 | 0 | 0 | 0 | 0 | 0 | 0 | 0 | 0 | 0 | 0 | 0 | 0 | 0 | 0 | 0 | 0 | 0 | 0 | 0 | 0 | [7 empty] | 0 | 0 | 0 | 0 | 0 | 0 | 0
| 612 |  |  | 0 | 0 | 0 | 0 | 0 | 0 | 0 |  | 1 | 1 | 1 | 1 | 1 | 1 | 1 | 0 | 0 | 0 | 0 | 0 | 0 | 0 | 0 | 0 | 0 | 0 | 0 | 0 | 0 | 0 | 0 | 0 | 0 | 0 | 0 | 0 | 0 | 0 | 0 | 0 | 0 | 0 | 0 | 0 | 0 | 0 | 0 | 0 | 0 | 0 | [7 empty] | 0 | 0 | 0 | 0 | 0 | 0 | 0
| 613 |  |  | 0 | 0 | 0 | 0 | 0 | 0 | 0 |  | 1 | 1 | 1 | 1 | 1 | 1 | 1 | 0 | 0 | 0 | 0 | 0 | 0 | 0 | 0 | 0 | 0 | 0 | 0 | 0 | 0 | 0 | 0 | 0 | 0 | 0 | 0 | 0 | 0 | 0 | 0 | 0 | 0 | 0 | 0 | 0 | 0 | 0 | 0 | 0 | 0 | 0 | [7 empty] | 0 | 0 | 0 | 0 | 0 | 0 | 0
| 614 |  |  | 0 | 0 | 0 | 0 | 0 | 0 | 0 |  | 1 | 1 | 1 | 1 | 1 | 1 | 1 | 0 | 0 | 0 | 0 | 0 | 0 | 0 | 0 | 0 | 0 | 0 | 0 | 0 | 0 | 0 | 0 | 0 | 0 | 0 | 0 | 0 | 0 | 0 | 0 | 0 | 0 | 0 | 0 | 0 | 0 | 0 | 0 | 0 | 0 | 0 | [7 empty] | 0 | 0 | 0 | 0 | 0 | 0 | 0
| 615 |  |  | 0 | 0 | 0 | 0 | 0 | 0 | 0 |  | 1 | 1 | 1 | 1 | 1 | 1 | 1 | 0 | 0 | 0 | 0 | 0 | 0 | 0 | 0 | 0 | 0 | 0 | 0 | 0 | 0 | 0 | 0 | 0 | 0 | 0 | 0 | 0 | 0 | 0 | 0 | 0 | 0 | 0 | 0 | 0 | 0 | 0 | 0 | 0 | 0 | 0 | [7 empty] | 0 | 0 | 0 | 0 | 0 | 0 | 0
| 616 |  |  | 0 | 0 | 0 | 0 | 0 | 0 | 0 |  | 1 | 1 | 1 | 1 | 1 | 1 | 1 | 0 | 0 | 0 | 0 | 0 | 0 | 0 | 0 | 0 | 0 | 0 | 0 | 0 | 0 | 0 | 0 | 0 | 0 | 0 | 0 | 0 | 0 | 0 | 0 | 0 | 0 | 0 | 0 | 0 | 0 | 0 | 0 | 0 | 0 | 0 | [7 empty] | 0 | 0 | 0 | 0 | 0 | 0 | 0
| 617 |  |  | 0 | 0 | 0 | 0 | 0 | 0 | 0 |  | 1 | 1 | 1 | 1 | 1 | 1 | 1 | 0 | 0 | 0 | 0 | 0 | 0 | 0 | 0 | 0 | 0 | 0 | 0 | 0 | 0 | 0 | 0 | 0 | 0 | 0 | 0 | 0 | 0 | 0 | 0 | 0 | 0 | 0 | 0 | 0 | 0 | 0 | 0 | 0 | 0 | 0 | [7 empty] | 0 | 0 | 0 | 0 | 0 | 0 | 0
| 618 |  |  | 0 | 0 | 0 | 0 | 0 | 0 | 0 |  | 1 | 1 | 1 | 1 | 1 | 1 | 1 | 0 | 0 | 0 | 0 | 0 | 0 | 0 | 0 | 0 | 0 | 0 | 0 | 0 | 0 | 0 | 0 | 0 | 0 | 0 | 0 | 0 | 0 | 0 | 0 | 0 | 0 | 0 | 0 | 0 | 0 | 0 | 0 | 0 | 0 | 0 | [7 empty] | 0 | 0 | 0 | 0 | 0 | 0 | 0
| 619 |  |  | 0 | 0 | 0 | 0 | 0 | 0 | 0 |  | 1 | 1 | 1 | 1 | 1 | 1 | 1 | 0 | 0 | 0 | 0 | 0 | 0 | 0 | 0 | 0 | 0 | 0 | 0 | 0 | 0 | 0 | 0 | 0 | 0 | 0 | 0 | 0 | 0 | 0 | 0 | 0 | 0 | 0 | 0 | 0 | 0 | 0 | 0 | 0 | 0 | 0 | [7 empty] | 0 | 0 | 0 | 0 | 0 | 0 | 0
| 620 |  |  | 0 | 0 | 0 | 0 | 0 | 0 | 0 |  | 1 | 1 | 1 | 1 | 1 | 1 | 1 | 0 | 0 | 0 | 0 | 0 | 0 | 0 | 0 | 0 | 0 | 0 | 0 | 0 | 0 | 0 | 0 | 0 | 0 | 0 | 0 | 0 | 0 | 0 | 0 | 0 | 0 | 0 | 0 | 0 | 0 | 0 | 0 | 0 | 0 | 0 | [7 empty] | 0 | 0 | 0 | 0 | 0 | 0 | 0
| 621 |  |  | 0 | 0 | 0 | 0 | 0 | 0 | 0 |  | 1 | 1 | 1 | 1 | 1 | 1 | 1 | 0 | 0 | 0 | 0 | 0 | 0 | 0 | 0 | 0 | 0 | 0 | 0 | 0 | 0 | 0 | 0 | 0 | 0 | 0 | 0 | 0 | 0 | 0 | 0 | 0 | 0 | 0 | 0 | 0 | 0 | 0 | 0 | 0 | 0 | 0 | [7 empty] | 0 | 0 | 0 | 0 | 0 | 0 | 0
| 622 |  |  | 0 | 0 | 0 | 0 | 0 | 0 | 0 |  | 1 | 1 | 1 | 1 | 1 | 1 | 1 | 0 | 0 | 0 | 0 | 0 | 0 | 0 | 0 | 0 | 0 | 0 | 0 | 0 | 0 | 0 | 0 | 0 | 0 | 0 | 0 | 0 | 0 | 0 | 0 | 0 | 0 | 0 | 0 | 0 | 0 | 0 | 0 | 0 | 0 | 0 | [7 empty] | 0 | 0 | 0 | 0 | 0 | 0 | 0
| 623 |  |  | 0 | 0 | 0 | 0 | 0 | 0 | 0 |  | 1 | 1 | 1 | 1 | 1 | 1 | 1 | 0 | 0 | 0 | 0 | 0 | 0 | 0 | 0 | 0 | 0 | 0 | 0 | 0 | 0 | 0 | 0 | 0 | 0 | 0 | 0 | 0 | 0 | 0 | 0 | 0 | 0 | 0 | 0 | 0 | 0 | 0 | 0 | 0 | 0 | 0 | [7 empty] | 0 | 0 | 0 | 0 | 0 | 0 | 0
| 624 |  |  | 0 | 0 | 0 | 0 | 0 | 0 | 0 |  | 1 | 1 | 1 | 1 | 1 | 1 | 1 | 0 | 0 | 0 | 0 | 0 | 0 | 0 | 0 | 0 | 0 | 0 | 0 | 0 | 0 | 0 | 0 | 0 | 0 | 0 | 0 | 0 | 0 | 0 | 0 | 0 | 0 | 0 | 0 | 0 | 0 | 0 | 0 | 0 | 0 | 0 | [7 empty] | 0 | 0 | 0 | 0 | 0 | 0 | 0
| 625 |  |  | 0 | 0 | 0 | 0 | 0 | 0 | 0 |  | 1 | 1 | 1 | 1 | 1 | 1 | 1 | 0 | 0 | 0 | 0 | 0 | 0 | 0 | 0 | 0 | 0 | 0 | 0 | 0 | 0 | 0 | 0 | 0 | 0 | 0 | 0 | 0 | 0 | 0 | 0 | 0 | 0 | 0 | 0 | 0 | 0 | 0 | 0 | 0 | 0 | 0 | [7 empty] | 0 | 0 | 0 | 0 | 0 | 0 | 0
| 626 |  |  | 0 | 0 | 0 | 0 | 0 | 0 | 0 |  | 1 | 1 | 1 | 1 | 1 | 1 | 1 | 0 | 0 | 0 | 0 | 0 | 0 | 0 | 0 | 0 | 0 | 0 | 0 | 0 | 0 | 0 | 0 | 0 | 0 | 0 | 0 | 0 | 0 | 0 | 0 | 0 | 0 | 0 | 0 | 0 | 0 | 0 | 0 | 0 | 0 | 0 | [7 empty] | 0 | 0 | 0 | 0 | 0 | 0 | 0
| 627 |  |  | 0 | 0 | 0 | 0 | 0 | 0 | 0 |  | 1 | 1 | 1 | 1 | 1 | 1 | 1 | 0 | 0 | 0 | 0 | 0 | 0 | 0 | 0 | 0 | 0 | 0 | 0 | 0 | 0 | 0 | 0 | 0 | 0 | 0 | 0 | 0 | 0 | 0 | 0 | 0 | 0 | 0 | 0 | 0 | 0 | 0 | 0 | 0 | 0 | 0 | [7 empty] | 0 | 0 | 0 | 0 | 0 | 0 | 0
| 628 |  |  | 0 | 0 | 0 | 0 | 0 | 0 | 0 |  | 1 | 1 | 1 | 1 | 1 | 1 | 1 | 0 | 0 | 0 | 0 | 0 | 0 | 0 | 0 | 0 | 0 | 0 | 0 | 0 | 0 | 0 | 0 | 0 | 0 | 0 | 0 | 0 | 0 | 0 | 0 | 0 | 0 | 0 | 0 | 0 | 0 | 0 | 0 | 0 | 0 | 0 | [7 empty] | 0 | 0 | 0 | 0 | 0 | 0 | 0
| 629 |  |  | 0 | 0 | 0 | 0 | 0 | 0 | 0 |  | 1 | 1 | 1 | 1 | 1 | 1 | 1 | 0 | 0 | 0 | 0 | 0 | 0 | 0 | 0 | 0 | 0 | 0 | 0 | 0 | 0 | 0 | 0 | 0 | 0 | 0 | 0 | 0 | 0 | 0 | 0 | 0 | 0 | 0 | 0 | 0 | 0 | 0 | 0 | 0 | 0 | 0 | [7 empty] | 0 | 0 | 0 | 0 | 0 | 0 | 0
| 630 |  |  | 0 | 0 | 0 | 0 | 0 | 0 | 0 |  | 1 | 1 | 1 | 1 | 1 | 1 | 1 | 0 | 0 | 0 | 0 | 0 | 0 | 0 | 0 | 0 | 0 | 0 | 0 | 0 | 0 | 0 | 0 | 0 | 0 | 0 | 0 | 0 | 0 | 0 | 0 | 0 | 0 | 0 | 0 | 0 | 0 | 0 | 0 | 0 | 0 | 0 | [7 empty] | 0 | 0 | 0 | 0 | 0 | 0 | 0
| 631 |  |  | 0 | 0 | 0 | 0 | 0 | 0 | 0 |  | 1 | 1 | 1 | 1 | 1 | 1 | 1 | 0 | 0 | 0 | 0 | 0 | 0 | 0 | 0 | 0 | 0 | 0 | 0 | 0 | 0 | 0 | 0 | 0 | 0 | 0 | 0 | 0 | 0 | 0 | 0 | 0 | 0 | 0 | 0 | 0 | 0 | 0 | 0 | 0 | 0 | 0 | [7 empty] | 0 | 0 | 0 | 0 | 0 | 0 | 0
| 632 |  |  | 0 | 0 | 0 | 0 | 0 | 0 | 0 |  | 1 | 1 | 1 | 1 | 1 | 1 | 1 | 0 | 0 | 0 | 0 | 0 | 0 | 0 | 0 | 0 | 0 | 0 | 0 | 0 | 0 | 0 | 0 | 0 | 0 | 0 | 0 | 0 | 0 | 0 | 0 | 0 | 0 | 0 | 0 | 0 | 0 | 0 | 0 | 0 | 0 | 0 | [7 empty] | 0 | 0 | 0 | 0 | 0 | 0 | 0
| 633 |  |  | 0 | 0 | 0 | 0 | 0 | 0 | 0 |  | 1 | 1 | 1 | 1 | 1 | 1 | 1 | 0 | 0 | 0 | 0 | 0 | 0 | 0 | 0 | 0 | 0 | 0 | 0 | 0 | 0 | 0 | 0 | 0 | 0 | 0 | 0 | 0 | 0 | 0 | 0 | 0 | 0 | 0 | 0 | 0 | 0 | 0 | 0 | 0 | 0 | 0 | [7 empty] | 0 | 0 | 0 | 0 | 0 | 0 | 0
| 634 |  |  | 0 | 0 | 0 | 0 | 0 | 0 | 0 |  | 1 | 1 | 1 | 1 | 1 | 1 | 1 | 0 | 0 | 0 | 0 | 0 | 0 | 0 | 0 | 0 | 0 | 0 | 0 | 0 | 0 | 0 | 0 | 0 | 0 | 0 | 0 | 0 | 0 | 0 | 0 | 0 | 0 | 0 | 0 | 0 | 0 | 0 | 0 | 0 | 0 | 0 | [7 empty] | 0 | 0 | 0 | 0 | 0 | 0 | 0
| 635 |  |  | 0 | 0 | 0 | 0 | 0 | 0 | 0 |  | 1 | 1 | 1 | 1 | 1 | 1 | 1 | 0 | 0 | 0 | 0 | 0 | 0 | 0 | 0 | 0 | 0 | 0 | 0 | 0 | 0 | 0 | 0 | 0 | 0 | 0 | 0 | 0 | 0 | 0 | 0 | 0 | 0 | 0 | 0 | 0 | 0 | 0 | 0 | 0 | 0 | 0 | [7 empty] | 0 | 0 | 0 | 0 | 0 | 0 | 0
| 636 |  |  | 0 | 0 | 0 | 0 | 0 | 0 | 0 |  | 1 | 1 | 1 | 1 | 1 | 1 | 1 | 0 | 0 | 0 | 0 | 0 | 0 | 0 | 0 | 0 | 0 | 0 | 0 | 0 | 0 | 0 | 0 | 0 | 0 | 0 | 0 | 0 | 0 | 0 | 0 | 0 | 0 | 0 | 0 | 0 | 0 | 0 | 0 | 0 | 0 | 0 | [7 empty] | 0 | 0 | 0 | 0 | 0 | 0 | 0
| 637 |  |  | 0 | 0 | 0 | 0 | 0 | 0 | 0 |  | 1 | 1 | 1 | 1 | 1 | 1 | 1 | 0 | 0 | 0 | 0 | 0 | 0 | 0 | 0 | 0 | 0 | 0 | 0 | 0 | 0 | 0 | 0 | 0 | 0 | 0 | 0 | 0 | 0 | 0 | 0 | 0 | 0 | 0 | 0 | 0 | 0 | 0 | 0 | 0 | 0 | 0 | [7 empty] | 0 | 0 | 0 | 0 | 0 | 0 | 0
| 638 |  |  | 0 | 0 | 0 | 0 | 0 | 0 | 0 |  | 1 | 1 | 1 | 1 | 1 | 1 | 1 | 0 | 0 | 0 | 0 | 0 | 0 | 0 | 0 | 0 | 0 | 0 | 0 | 0 | 0 | 0 | 0 | 0 | 0 | 0 | 0 | 0 | 0 | 0 | 0 | 0 | 0 | 0 | 0 | 0 | 0 | 0 | 0 | 0 | 0 | 0 | [7 empty] | 0 | 0 | 0 | 0 | 0 | 0 | 0
| 639 |  |  | 0 | 0 | 0 | 0 | 0 | 0 | 0 |  | 1 | 1 | 1 | 1 | 1 | 1 | 1 | 0 | 0 | 0 | 0 | 0 | 0 | 0 | 0 | 0 | 0 | 0 | 0 | 0 | 0 | 0 | 0 | 0 | 0 | 0 | 0 | 0 | 0 | 0 | 0 | 0 | 0 | 0 | 0 | 0 | 0 | 0 | 0 | 0 | 0 | 0 | [7 empty] | 0 | 0 | 0 | 0 | 0 | 0 | 0
| 640 |  |  | 0 | 0 | 0 | 0 | 0 | 0 | 0 |  | 1 | 1 | 1 | 1 | 1 | 1 | 1 | 0 | 0 | 0 | 0 | 0 | 0 | 0 | 0 | 0 | 0 | 0 | 0 | 0 | 0 | 0 | 0 | 0 | 0 | 0 | 0 | 0 | 0 | 0 | 0 | 0 | 0 | 0 | 0 | 0 | 0 | 0 | 0 | 0 | 0 | 0 | [7 empty] | 0 | 0 | 0 | 0 | 0 | 0 | 0
| 641 |  |  | 0 | 0 | 0 | 0 | 0 | 0 | 0 |  | 1 | 1 | 1 | 1 | 1 | 1 | 1 | 0 | 0 | 0 | 0 | 0 | 0 | 0 | 0 | 0 | 0 | 0 | 0 | 0 | 0 | 0 | 0 | 0 | 0 | 0 | 0 | 0 | 0 | 0 | 0 | 0 | 0 | 0 | 0 | 0 | 0 | 0 | 0 | 0 | 0 | 0 | [7 empty] | 0 | 0 | 0 | 0 | 0 | 0 | 0
| 642 |  |  | 0 | 0 | 0 | 0 | 0 | 0 | 0 |  | 1 | 1 | 1 | 1 | 1 | 1 | 1 | 0 | 0 | 0 | 0 | 0 | 0 | 0 | 0 | 0 | 0 | 0 | 0 | 0 | 0 | 0 | 0 | 0 | 0 | 0 | 0 | 0 | 0 | 0 | 0 | 0 | 0 | 0 | 0 | 0 | 0 | 0 | 0 | 0 | 0 | 0 | [7 empty] | 0 | 0 | 0 | 0 | 0 | 0 | 0
| 643 |  |  | 0 | 0 | 0 | 0 | 0 | 0 | 0 |  | 1 | 1 | 1 | 1 | 1 | 1 | 1 | 0 | 0 | 0 | 0 | 0 | 0 | 0 | 0 | 0 | 0 | 0 | 0 | 0 | 0 | 0 | 0 | 0 | 0 | 0 | 0 | 0 | 0 | 0 | 0 | 0 | 0 | 0 | 0 | 0 | 0 | 0 | 0 | 0 | 0 | 0 | [7 empty] | 0 | 0 | 0 | 0 | 0 | 0 | 0
| 644 |  |  | 0 | 0 | 0 | 0 | 0 | 0 | 0 |  | 1 | 1 | 1 | 1 | 1 | 1 | 1 | 0 | 0 | 0 | 0 | 0 | 0 | 0 | 0 | 0 | 0 | 0 | 0 | 0 | 0 | 0 | 0 | 0 | 0 | 0 | 0 | 0 | 0 | 0 | 0 | 0 | 0 | 0 | 0 | 0 | 0 | 0 | 0 | 0 | 0 | 0 | [7 empty] | 0 | 0 | 0 | 0 | 0 | 0 | 0
| 645 |  |  | 0 | 0 | 0 | 0 | 0 | 0 | 0 |  | 1 | 1 | 1 | 1 | 1 | 1 | 1 | 0 | 0 | 0 | 0 | 0 | 0 | 0 | 0 | 0 | 0 | 0 | 0 | 0 | 0 | 0 | 0 | 0 | 0 | 0 | 0 | 0 | 0 | 0 | 0 | 0 | 0 | 0 | 0 | 0 | 0 | 0 | 0 | 0 | 0 | 0 | [7 empty] | 0 | 0 | 0 | 0 | 0 | 0 | 0
| 646 |  |  | 0 | 0 | 0 | 0 | 0 | 0 | 0 |  | 1 | 1 | 1 | 1 | 1 | 1 | 1 | 0 | 0 | 0 | 0 | 0 | 0 | 0 | 0 | 0 | 0 | 0 | 0 | 0 | 0 | 0 | 0 | 0 | 0 | 0 | 0 | 0 | 0 | 0 | 0 | 0 | 0 | 0 | 0 | 0 | 0 | 0 | 0 | 0 | 0 | 0 | [7 empty] | 0 | 0 | 0 | 0 | 0 | 0 | 0
| 647 |  |  | 0 | 0 | 0 | 0 | 0 | 0 | 0 |  | 1 | 1 | 1 | 1 | 1 | 1 | 1 | 0 | 0 | 0 | 0 | 0 | 0 | 0 | 0 | 0 | 0 | 0 | 0 | 0 | 0 | 0 | 0 | 0 | 0 | 0 | 0 | 0 | 0 | 0 | 0 | 0 | 0 | 0 | 0 | 0 | 0 | 0 | 0 | 0 | 0 | 0 | [7 empty] | 0 | 0 | 0 | 0 | 0 | 0 | 0
| 648 |  |  | 0 | 0 | 0 | 0 | 0 | 0 | 0 |  | 1 | 1 | 1 | 1 | 1 | 1 | 1 | 0 | 0 | 0 | 0 | 0 | 0 | 0 | 0 | 0 | 0 | 0 | 0 | 0 | 0 | 0 | 0 | 0 | 0 | 0 | 0 | 0 | 0 | 0 | 0 | 0 | 0 | 0 | 0 | 0 | 0 | 0 | 0 | 0 | 0 | 0 | [7 empty] | 0 | 0 | 0 | 0 | 0 | 0 | 0
| 649 |  |  | 0 | 0 | 0 | 0 | 0 | 0 | 0 |  | 1 | 1 | 1 | 1 | 1 | 1 | 1 | 0 | 0 | 0 | 0 | 0 | 0 | 0 | 0 | 0 | 0 | 0 | 0 | 0 | 0 | 0 | 0 | 0 | 0 | 0 | 0 | 0 | 0 | 0 | 0 | 0 | 0 | 0 | 0 | 0 | 0 | 0 | 0 | 0 | 0 | 0 | [7 empty] | 0 | 0 | 0 | 0 | 0 | 0 | 0
| 650 |  |  | 0 | 0 | 0 | 0 | 0 | 0 | 0 |  | 1 | 1 | 1 | 1 | 1 | 1 | 1 | 0 | 0 | 0 | 0 | 0 | 0 | 0 | 0 | 0 | 0 | 0 | 0 | 0 | 0 | 0 | 0 | 0 | 0 | 0 | 0 | 0 | 0 | 0 | 0 | 0 | 0 | 0 | 0 | 0 | 0 | 0 | 0 | 0 | 0 | 0 | [7 empty] | 0 | 0 | 0 | 0 | 0 | 0 | 0
| 651 |  |  | 0 | 0 | 0 | 0 | 0 | 0 | 0 |  | 1 | 1 | 1 | 1 | 1 | 1 | 1 | 0 | 0 | 0 | 0 | 0 | 0 | 0 | 0 | 0 | 0 | 0 | 0 | 0 | 0 | 0 | 0 | 0 | 0 | 0 | 0 | 0 | 0 | 0 | 0 | 0 | 0 | 0 | 0 | 0 | 0 | 0 | 0 | 0 | 0 | 0 | [7 empty] | 0 | 0 | 0 | 0 | 0 | 0 | 0
| 652 |  |  | 0 | 0 | 0 | 0 | 0 | 0 | 0 |  | 1 | 1 | 1 | 1 | 1 | 1 | 1 | 0 | 0 | 0 | 0 | 0 | 0 | 0 | 0 | 0 | 0 | 0 | 0 | 0 | 0 | 0 | 0 | 0 | 0 | 0 | 0 | 0 | 0 | 0 | 0 | 0 | 0 | 0 | 0 | 0 | 0 | 0 | 0 | 0 | 0 | 0 | [7 empty] | 0 | 0 | 0 | 0 | 0 | 0 | 0
| 653 |  |  | 0 | 0 | 0 | 0 | 0 | 0 | 0 |  | 1 | 1 | 1 | 1 | 1 | 1 | 1 | 0 | 0 | 0 | 0 | 0 | 0 | 0 | 0 | 0 | 0 | 0 | 0 | 0 | 0 | 0 | 0 | 0 | 0 | 0 | 0 | 0 | 0 | 0 | 0 | 0 | 0 | 0 | 0 | 0 | 0 | 0 | 0 | 0 | 0 | 0 | [7 empty] | 0 | 0 | 0 | 0 | 0 | 0 | 0
| 654 |  |  | 0 | 0 | 0 | 0 | 0 | 0 | 0 |  | 1 | 1 | 1 | 1 | 1 | 1 | 1 | 0 | 0 | 0 | 0 | 0 | 0 | 0 | 0 | 0 | 0 | 0 | 0 | 0 | 0 | 0 | 0 | 0 | 0 | 0 | 0 | 0 | 0 | 0 | 0 | 0 | 0 | 0 | 0 | 0 | 0 | 0 | 0 | 0 | 0 | 0 | [7 empty] | 0 | 0 | 0 | 0 | 0 | 0 | 0
| 655 |  |  | 0 | 0 | 0 | 0 | 0 | 0 | 0 |  | 1 | 1 | 1 | 1 | 1 | 1 | 1 | 0 | 0 | 0 | 0 | 0 | 0 | 0 | 0 | 0 | 0 | 0 | 0 | 0 | 0 | 0 | 0 | 0 | 0 | 0 | 0 | 0 | 0 | 0 | 0 | 0 | 0 | 0 | 0 | 0 | 0 | 0 | 0 | 0 | 0 | 0 | [7 empty] | 0 | 0 | 0 | 0 | 0 | 0 | 0
| 656 |  |  | 0 | 0 | 0 | 0 | 0 | 0 | 0 |  | 1 | 1 | 1 | 1 | 1 | 1 | 1 | 0 | 0 | 0 | 0 | 0 | 0 | 0 | 0 | 0 | 0 | 0 | 0 | 0 | 0 | 0 | 0 | 0 | 0 | 0 | 0 | 0 | 0 | 0 | 0 | 0 | 0 | 0 | 0 | 0 | 0 | 0 | 0 | 0 | 0 | 0 | [7 empty] | 0 | 0 | 0 | 0 | 0 | 0 | 0
| 657 |  |  | 0 | 0 | 0 | 0 | 0 | 0 | 0 |  | 1 | 1 | 1 | 1 | 1 | 1 | 1 | 0 | 0 | 0 | 0 | 0 | 0 | 0 | 0 | 0 | 0 | 0 | 0 | 0 | 0 | 0 | 0 | 0 | 0 | 0 | 0 | 0 | 0 | 0 | 0 | 0 | 0 | 0 | 0 | 0 | 0 | 0 | 0 | 0 | 0 | 0 | [7 empty] | 0 | 0 | 0 | 0 | 0 | 0 | 0
| 658 |  |  | 0 | 0 | 0 | 0 | 0 | 0 | 0 |  | 1 | 1 | 1 | 1 | 1 | 1 | 1 | 0 | 0 | 0 | 0 | 0 | 0 | 0 | 0 | 0 | 0 | 0 | 0 | 0 | 0 | 0 | 0 | 0 | 0 | 0 | 0 | 0 | 0 | 0 | 0 | 0 | 0 | 0 | 0 | 0 | 0 | 0 | 0 | 0 | 0 | 0 | [7 empty] | 0 | 0 | 0 | 0 | 0 | 0 | 0
| 659 |  |  | 0 | 0 | 0 | 0 | 0 | 0 | 0 |  | 1 | 1 | 1 | 1 | 1 | 1 | 1 | 0 | 0 | 0 | 0 | 0 | 0 | 0 | 0 | 0 | 0 | 0 | 0 | 0 | 0 | 0 | 0 | 0 | 0 | 0 | 0 | 0 | 0 | 0 | 0 | 0 | 0 | 0 | 0 | 0 | 0 | 0 | 0 | 0 | 0 | 0 | [7 empty] | 0 | 0 | 0 | 0 | 0 | 0 | 0
| 660 |  |  | 0 | 0 | 0 | 0 | 0 | 0 | 0 |  | 1 | 1 | 1 | 1 | 1 | 1 | 1 | 0 | 0 | 0 | 0 | 0 | 0 | 0 | 0 | 0 | 0 | 0 | 0 | 0 | 0 | 0 | 0 | 0 | 0 | 0 | 0 | 0 | 0 | 0 | 0 | 0 | 0 | 0 | 0 | 0 | 0 | 0 | 0 | 0 | 0 | 0 | [7 empty] | 0 | 0 | 0 | 0 | 0 | 0 | 0
| 661 |  |  | 0 | 0 | 0 | 0 | 0 | 0 | 0 |  | 1 | 1 | 1 | 1 | 1 | 1 | 1 | 0 | 0 | 0 | 0 | 0 | 0 | 0 | 0 | 0 | 0 | 0 | 0 | 0 | 0 | 0 | 0 | 0 | 0 | 0 | 0 | 0 | 0 | 0 | 0 | 0 | 0 | 0 | 0 | 0 | 0 | 0 | 0 | 0 | 0 | 0 | [7 empty] | 0 | 0 | 0 | 0 | 0 | 0 | 0
| 662 |  |  | 0 | 0 | 0 | 0 | 0 | 0 | 0 |  | 1 | 1 | 1 | 1 | 1 | 1 | 1 | 0 | 0 | 0 | 0 | 0 | 0 | 0 | 0 | 0 | 0 | 0 | 0 | 0 | 0 | 0 | 0 | 0 | 0 | 0 | 0 | 0 | 0 | 0 | 0 | 0 | 0 | 0 | 0 | 0 | 0 | 0 | 0 | 0 | 0 | 0 | [7 empty] | 0 | 0 | 0 | 0 | 0 | 0 | 0
| 663 |  |  | 0 | 0 | 0 | 0 | 0 | 0 | 0 |  | 1 | 1 | 1 | 1 | 1 | 1 | 1 | 0 | 0 | 0 | 0 | 0 | 0 | 0 | 0 | 0 | 0 | 0 | 0 | 0 | 0 | 0 | 0 | 0 | 0 | 0 | 0 | 0 | 0 | 0 | 0 | 0 | 0 | 0 | 0 | 0 | 0 | 0 | 0 | 0 | 0 | 0 | [7 empty] | 0 | 0 | 0 | 0 | 0 | 0 | 0
| 664 |  |  | 0 | 0 | 0 | 0 | 0 | 0 | 0 |  | 1 | 1 | 1 | 1 | 1 | 1 | 1 | 0 | 0 | 0 | 0 | 0 | 0 | 0 | 0 | 0 | 0 | 0 | 0 | 0 | 0 | 0 | 0 | 0 | 0 | 0 | 0 | 0 | 0 | 0 | 0 | 0 | 0 | 0 | 0 | 0 | 0 | 0 | 0 | 0 | 0 | 0 | [7 empty] | 0 | 0 | 0 | 0 | 0 | 0 | 0
| 665 |  |  | 0 | 0 | 0 | 0 | 0 | 0 | 0 |  | 1 | 1 | 1 | 1 | 1 | 1 | 1 | 0 | 0 | 0 | 0 | 0 | 0 | 0 | 0 | 0 | 0 | 0 | 0 | 0 | 0 | 0 | 0 | 0 | 0 | 0 | 0 | 0 | 0 | 0 | 0 | 0 | 0 | 0 | 0 | 0 | 0 | 0 | 0 | 0 | 0 | 0 | [7 empty] | 0 | 0 | 0 | 0 | 0 | 0 | 0
| 666 |  |  | 0 | 0 | 0 | 0 | 0 | 0 | 0 |  | 1 | 1 | 1 | 1 | 1 | 1 | 1 | 0 | 0 | 0 | 0 | 0 | 0 | 0 | 0 | 0 | 0 | 0 | 0 | 0 | 0 | 0 | 0 | 0 | 0 | 0 | 0 | 0 | 0 | 0 | 0 | 0 | 0 | 0 | 0 | 0 | 0 | 0 | 0 | 0 | 0 | 0 | [7 empty] | 0 | 0 | 0 | 0 | 0 | 0 | 0
| 667 |  |  | 0 | 0 | 0 | 0 | 0 | 0 | 0 |  | 1 | 1 | 1 | 1 | 1 | 1 | 1 | 0 | 0 | 0 | 0 | 0 | 0 | 0 | 0 | 0 | 0 | 0 | 0 | 0 | 0 | 0 | 0 | 0 | 0 | 0 | 0 | 0 | 0 | 0 | 0 | 0 | 0 | 0 | 0 | 0 | 0 | 0 | 0 | 0 | 0 | 0 | [7 empty] | 0 | 0 | 0 | 0 | 0 | 0 | 0
| 668 |  |  | 0 | 0 | 0 | 0 | 0 | 0 | 0 |  | 1 | 1 | 1 | 1 | 1 | 1 | 1 | 0 | 0 | 0 | 0 | 0 | 0 | 0 | 0 | 0 | 0 | 0 | 0 | 0 | 0 | 0 | 0 | 0 | 0 | 0 | 0 | 0 | 0 | 0 | 0 | 0 | 0 | 0 | 0 | 0 | 0 | 0 | 0 | 0 | 0 | 0 | [7 empty] | 0 | 0 | 0 | 0 | 0 | 0 | 0
| 669 |  |  | 0 | 0 | 0 | 0 | 0 | 0 | 0 |  | 1 | 1 | 1 | 1 | 1 | 1 | 1 | 0 | 0 | 0 | 0 | 0 | 0 | 0 | 0 | 0 | 0 | 0 | 0 | 0 | 0 | 0 | 0 | 0 | 0 | 0 | 0 | 0 | 0 | 0 | 0 | 0 | 0 | 0 | 0 | 0 | 0 | 0 | 0 | 0 | 0 | 0 | [7 empty] | 0 | 0 | 0 | 0 | 0 | 0 | 0
| 670 |  |  | 0 | 0 | 0 | 0 | 0 | 0 | 0 |  | 1 | 1 | 1 | 1 | 1 | 1 | 1 | 0 | 0 | 0 | 0 | 0 | 0 | 0 | 0 | 0 | 0 | 0 | 0 | 0 | 0 | 0 | 0 | 0 | 0 | 0 | 0 | 0 | 0 | 0 | 0 | 0 | 0 | 0 | 0 | 0 | 0 | 0 | 0 | 0 | 0 | 0 | [7 empty] | 0 | 0 | 0 | 0 | 0 | 0 | 0
| 671 |  |  | 0 | 0 | 0 | 0 | 0 | 0 | 0 |  | 1 | 1 | 1 | 1 | 1 | 1 | 1 | 0 | 0 | 0 | 0 | 0 | 0 | 0 | 0 | 0 | 0 | 0 | 0 | 0 | 0 | 0 | 0 | 0 | 0 | 0 | 0 | 0 | 0 | 0 | 0 | 0 | 0 | 0 | 0 | 0 | 0 | 0 | 0 | 0 | 0 | 0 | [7 empty] | 0 | 0 | 0 | 0 | 0 | 0 | 0
| 672 |  |  | 0 | 0 | 0 | 0 | 0 | 0 | 0 |  | 1 | 1 | 1 | 1 | 1 | 1 | 1 | 0 | 0 | 0 | 0 | 0 | 0 | 0 | 0 | 0 | 0 | 0 | 0 | 0 | 0 | 0 | 0 | 0 | 0 | 0 | 0 | 0 | 0 | 0 | 0 | 0 | 0 | 0 | 0 | 0 | 0 | 0 | 0 | 0 | 0 | 0 | [7 empty] | 0 | 0 | 0 | 0 | 0 | 0 | 0
| 673 |  |  | 0 | 0 | 0 | 0 | 0 | 0 | 0 |  | 1 | 1 | 1 | 1 | 1 | 1 | 1 | 0 | 0 | 0 | 0 | 0 | 0 | 0 | 0 | 0 | 0 | 0 | 0 | 0 | 0 | 0 | 0 | 0 | 0 | 0 | 0 | 0 | 0 | 0 | 0 | 0 | 0 | 0 | 0 | 0 | 0 | 0 | 0 | 0 | 0 | 0 | [7 empty] | 0 | 0 | 0 | 0 | 0 | 0 | 0
| 674 |  |  | 0 | 0 | 0 | 0 | 0 | 0 | 0 |  | 1 | 1 | 1 | 1 | 1 | 1 | 1 | 0 | 0 | 0 | 0 | 0 | 0 | 0 | 0 | 0 | 0 | 0 | 0 | 0 | 0 | 0 | 0 | 0 | 0 | 0 | 0 | 0 | 0 | 0 | 0 | 0 | 0 | 0 | 0 | 0 | 0 | 0 | 0 | 0 | 0 | 0 | [7 empty] | 0 | 0 | 0 | 0 | 0 | 0 | 0
| 675 |  |  | 0 | 0 | 0 | 0 | 0 | 0 | 0 |  | 1 | 1 | 1 | 1 | 1 | 1 | 1 | 0 | 0 | 0 | 0 | 0 | 0 | 0 | 0 | 0 | 0 | 0 | 0 | 0 | 0 | 0 | 0 | 0 | 0 | 0 | 0 | 0 | 0 | 0 | 0 | 0 | 0 | 0 | 0 | 0 | 0 | 0 | 0 | 0 | 0 | 0 | [7 empty] | 0 | 0 | 0 | 0 | 0 | 0 | 0
| 676 |  |  | 0 | 0 | 0 | 0 | 0 | 0 | 0 |  | 1 | 1 | 1 | 1 | 1 | 1 | 1 | 0 | 0 | 0 | 0 | 0 | 0 | 0 | 0 | 0 | 0 | 0 | 0 | 0 | 0 | 0 | 0 | 0 | 0 | 0 | 0 | 0 | 0 | 0 | 0 | 0 | 0 | 0 | 0 | 0 | 0 | 0 | 0 | 0 | 0 | 0 | [7 empty] | 0 | 0 | 0 | 0 | 0 | 0 | 0
| 677 |  |  | 0 | 0 | 0 | 0 | 0 | 0 | 0 |  | 1 | 1 | 1 | 1 | 1 | 1 | 1 | 0 | 0 | 0 | 0 | 0 | 0 | 0 | 0 | 0 | 0 | 0 | 0 | 0 | 0 | 0 | 0 | 0 | 0 | 0 | 0 | 0 | 0 | 0 | 0 | 0 | 0 | 0 | 0 | 0 | 0 | 0 | 0 | 0 | 0 | 0 | [7 empty] | 0 | 0 | 0 | 0 | 0 | 0 | 0
| 678 |  |  | 0 | 0 | 0 | 0 | 0 | 0 | 0 |  | 1 | 1 | 1 | 1 | 1 | 1 | 1 | 0 | 0 | 0 | 0 | 0 | 0 | 0 | 0 | 0 | 0 | 0 | 0 | 0 | 0 | 0 | 0 | 0 | 0 | 0 | 0 | 0 | 0 | 0 | 0 | 0 | 0 | 0 | 0 | 0 | 0 | 0 | 0 | 0 | 0 | 0 | [7 empty] | 0 | 0 | 0 | 0 | 0 | 0 | 0
| 679 |  |  | 0 | 0 | 0 | 0 | 0 | 0 | 0 |  | 1 | 1 | 1 | 1 | 1 | 1 | 1 | 0 | 0 | 0 | 0 | 0 | 0 | 0 | 0 | 0 | 0 | 0 | 0 | 0 | 0 | 0 | 0 | 0 | 0 | 0 | 0 | 0 | 0 | 0 | 0 | 0 | 0 | 0 | 0 | 0 | 0 | 0 | 0 | 0 | 0 | 0 | [7 empty] | 0 | 0 | 0 | 0 | 0 | 0 | 0
| 680 |  |  | 0 | 0 | 0 | 0 | 0 | 0 | 0 |  | 1 | 1 | 1 | 1 | 1 | 1 | 1 | 0 | 0 | 0 | 0 | 0 | 0 | 0 | 0 | 0 | 0 | 0 | 0 | 0 | 0 | 0 | 0 | 0 | 0 | 0 | 0 | 0 | 0 | 0 | 0 | 0 | 0 | 0 | 0 | 0 | 0 | 0 | 0 | 0 | 0 | 0 | [7 empty] | 0 | 0 | 0 | 0 | 0 | 0 | 0
| 681 |  |  | 0 | 0 | 0 | 0 | 0 | 0 | 0 |  | 1 | 1 | 1 | 1 | 1 | 1 | 1 | 0 | 0 | 0 | 0 | 0 | 0 | 0 | 0 | 0 | 0 | 0 | 0 | 0 | 0 | 0 | 0 | 0 | 0 | 0 | 0 | 0 | 0 | 0 | 0 | 0 | 0 | 0 | 0 | 0 | 0 | 0 | 0 | 0 | 0 | 0 | [7 empty] | 0 | 0 | 0 | 0 | 0 | 0 | 0
| 682 |  |  | 0 | 0 | 0 | 0 | 0 | 0 | 0 |  | 1 | 1 | 1 | 1 | 1 | 1 | 1 | 0 | 0 | 0 | 0 | 0 | 0 | 0 | 0 | 0 | 0 | 0 | 0 | 0 | 0 | 0 | 0 | 0 | 0 | 0 | 0 | 0 | 0 | 0 | 0 | 0 | 0 | 0 | 0 | 0 | 0 | 0 | 0 | 0 | 0 | 0 | [7 empty] | 0 | 0 | 0 | 0 | 0 | 0 | 0
| 683 |  |  | 0 | 0 | 0 | 0 | 0 | 0 | 0 |  | 1 | 1 | 1 | 1 | 1 | 1 | 1 | 0 | 0 | 0 | 0 | 0 | 0 | 0 | 0 | 0 | 0 | 0 | 0 | 0 | 0 | 0 | 0 | 0 | 0 | 0 | 0 | 0 | 0 | 0 | 0 | 0 | 0 | 0 | 0 | 0 | 0 | 0 | 0 | 0 | 0 | 0 | [7 empty] | 0 | 0 | 0 | 0 | 0 | 0 | 0
| 684 |  |  | 0 | 0 | 0 | 0 | 0 | 0 | 0 |  | 1 | 1 | 1 | 1 | 1 | 1 | 1 | 0 | 0 | 0 | 0 | 0 | 0 | 0 | 0 | 0 | 0 | 0 | 0 | 0 | 0 | 0 | 0 | 0 | 0 | 0 | 0 | 0 | 0 | 0 | 0 | 0 | 0 | 0 | 0 | 0 | 0 | 0 | 0 | 0 | 0 | 0 | [7 empty] | 0 | 0 | 0 | 0 | 0 | 0 | 0
| 685 |  |  | 0 | 0 | 0 | 0 | 0 | 0 | 0 |  | 1 | 1 | 1 | 1 | 1 | 1 | 1 | 0 | 0 | 0 | 0 | 0 | 0 | 0 | 0 | 0 | 0 | 0 | 0 | 0 | 0 | 0 | 0 | 0 | 0 | 0 | 0 | 0 | 0 | 0 | 0 | 0 | 0 | 0 | 0 | 0 | 0 | 0 | 0 | 0 | 0 | 0 | [7 empty] | 0 | 0 | 0 | 0 | 0 | 0 | 0
| 686 |  |  | 0 | 0 | 0 | 0 | 0 | 0 | 0 |  | 1 | 1 | 1 | 1 | 1 | 1 | 1 | 0 | 0 | 0 | 0 | 0 | 0 | 0 | 0 | 0 | 0 | 0 | 0 | 0 | 0 | 0 | 0 | 0 | 0 | 0 | 0 | 0 | 0 | 0 | 0 | 0 | 0 | 0 | 0 | 0 | 0 | 0 | 0 | 0 | 0 | 0 | [7 empty] | 0 | 0 | 0 | 0 | 0 | 0 | 0
| 687 |  |  | 0 | 0 | 0 | 0 | 0 | 0 | 0 |  | 1 | 1 | 1 | 1 | 1 | 1 | 1 | 0 | 0 | 0 | 0 | 0 | 0 | 0 | 0 | 0 | 0 | 0 | 0 | 0 | 0 | 0 | 0 | 0 | 0 | 0 | 0 | 0 | 0 | 0 | 0 | 0 | 0 | 0 | 0 | 0 | 0 | 0 | 0 | 0 | 0 | 0 | [7 empty] | 0 | 0 | 0 | 0 | 0 | 0 | 0
| 688 |  |  | 0 | 0 | 0 | 0 | 0 | 0 | 0 |  | 1 | 1 | 1 | 1 | 1 | 1 | 1 | 0 | 0 | 0 | 0 | 0 | 0 | 0 | 0 | 0 | 0 | 0 | 0 | 0 | 0 | 0 | 0 | 0 | 0 | 0 | 0 | 0 | 0 | 0 | 0 | 0 | 0 | 0 | 0 | 0 | 0 | 0 | 0 | 0 | 0 | 0 | [7 empty] | 0 | 0 | 0 | 0 | 0 | 0 | 0
| 689 |  |  | 0 | 0 | 0 | 0 | 0 | 0 | 0 |  | 1 | 1 | 1 | 1 | 1 | 1 | 1 | 0 | 0 | 0 | 0 | 0 | 0 | 0 | 0 | 0 | 0 | 0 | 0 | 0 | 0 | 0 | 0 | 0 | 0 | 0 | 0 | 0 | 0 | 0 | 0 | 0 | 0 | 0 | 0 | 0 | 0 | 0 | 0 | 0 | 0 | 0 | [7 empty] | 0 | 0 | 0 | 0 | 0 | 0 | 0
| 690 |  |  | 0 | 0 | 0 | 0 | 0 | 0 | 0 |  | 1 | 1 | 1 | 1 | 1 | 1 | 1 | 0 | 0 | 0 | 0 | 0 | 0 | 0 | 0 | 0 | 0 | 0 | 0 | 0 | 0 | 0 | 0 | 0 | 0 | 0 | 0 | 0 | 0 | 0 | 0 | 0 | 0 | 0 | 0 | 0 | 0 | 0 | 0 | 0 | 0 | 0 | [7 empty] | 0 | 0 | 0 | 0 | 0 | 0 | 0
| 691 |  |  | 0 | 0 | 0 | 0 | 0 | 0 | 0 |  | 1 | 1 | 1 | 1 | 1 | 1 | 1 | 0 | 0 | 0 | 0 | 0 | 0 | 0 | 0 | 0 | 0 | 0 | 0 | 0 | 0 | 0 | 0 | 0 | 0 | 0 | 0 | 0 | 0 | 0 | 0 | 0 | 0 | 0 | 0 | 0 | 0 | 0 | 0 | 0 | 0 | 0 | [7 empty] | 0 | 0 | 0 | 0 | 0 | 0 | 0
| 692 |  |  | 0 | 0 | 0 | 0 | 0 | 0 | 0 |  | 1 | 1 | 1 | 1 | 1 | 1 | 1 | 0 | 0 | 0 | 0 | 0 | 0 | 0 | 0 | 0 | 0 | 0 | 0 | 0 | 0 | 0 | 0 | 0 | 0 | 0 | 0 | 0 | 0 | 0 | 0 | 0 | 0 | 0 | 0 | 0 | 0 | 0 | 0 | 0 | 0 | 0 | [7 empty] | 0 | 0 | 0 | 0 | 0 | 0 | 0
| 693 |  |  | 0 | 0 | 0 | 0 | 0 | 0 | 0 |  | 1 | 1 | 1 | 1 | 1 | 1 | 1 | 0 | 0 | 0 | 0 | 0 | 0 | 0 | 0 | 0 | 0 | 0 | 0 | 0 | 0 | 0 | 0 | 0 | 0 | 0 | 0 | 0 | 0 | 0 | 0 | 0 | 0 | 0 | 0 | 0 | 0 | 0 | 0 | 0 | 0 | 0 | [7 empty] | 0 | 0 | 0 | 0 | 0 | 0 | 0
| 694 |  |  | 0 | 0 | 0 | 0 | 0 | 0 | 0 |  | 1 | 1 | 1 | 1 | 1 | 1 | 1 | 0 | 0 | 0 | 0 | 0 | 0 | 0 | 0 | 0 | 0 | 0 | 0 | 0 | 0 | 0 | 0 | 0 | 0 | 0 | 0 | 0 | 0 | 0 | 0 | 0 | 0 | 0 | 0 | 0 | 0 | 0 | 0 | 0 | 0 | 0 | [7 empty] | 0 | 0 | 0 | 0 | 0 | 0 | 0
| 695 |  |  | 0 | 0 | 0 | 0 | 0 | 0 | 0 |  | 1 | 1 | 1 | 1 | 1 | 1 | 1 | 0 | 0 | 0 | 0 | 0 | 0 | 0 | 0 | 0 | 0 | 0 | 0 | 0 | 0 | 0 | 0 | 0 | 0 | 0 | 0 | 0 | 0 | 0 | 0 | 0 | 0 | 0 | 0 | 0 | 0 | 0 | 0 | 0 | 0 | 0 | [7 empty] | 0 | 0 | 0 | 0 | 0 | 0 | 0
| 696 |  |  | 0 | 0 | 0 | 0 | 0 | 0 | 0 |  | 1 | 1 | 1 | 1 | 1 | 1 | 1 | 0 | 0 | 0 | 0 | 0 | 0 | 0 | 0 | 0 | 0 | 0 | 0 | 0 | 0 | 0 | 0 | 0 | 0 | 0 | 0 | 0 | 0 | 0 | 0 | 0 | 0 | 0 | 0 | 0 | 0 | 0 | 0 | 0 | 0 | 0 | [7 empty] | 0 | 0 | 0 | 0 | 0 | 0 | 0
| 697 |  |  | 0 | 0 | 0 | 0 | 0 | 0 | 0 |  | 1 | 1 | 1 | 1 | 1 | 1 | 1 | 0 | 0 | 0 | 0 | 0 | 0 | 0 | 0 | 0 | 0 | 0 | 0 | 0 | 0 | 0 | 0 | 0 | 0 | 0 | 0 | 0 | 0 | 0 | 0 | 0 | 0 | 0 | 0 | 0 | 0 | 0 | 0 | 0 | 0 | 0 | [7 empty] | 0 | 0 | 0 | 0 | 0 | 0 | 0
| 698 |  |  | 0 | 0 | 0 | 0 | 0 | 0 | 0 |  | 1 | 1 | 1 | 1 | 1 | 1 | 1 | 0 | 0 | 0 | 0 | 0 | 0 | 0 | 0 | 0 | 0 | 0 | 0 | 0 | 0 | 0 | 0 | 0 | 0 | 0 | 0 | 0 | 0 | 0 | 0 | 0 | 0 | 0 | 0 | 0 | 0 | 0 | 0 | 0 | 0 | 0 | [7 empty] | 0 | 0 | 0 | 0 | 0 | 0 | 0
| 699 |  |  | 0 | 0 | 0 | 0 | 0 | 0 | 0 |  | 1 | 1 | 1 | 1 | 1 | 1 | 1 | 0 | 0 | 0 | 0 | 0 | 0 | 0 | 0 | 0 | 0 | 0 | 0 | 0 | 0 | 0 | 0 | 0 | 0 | 0 | 0 | 0 | 0 | 0 | 0 | 0 | 0 | 0 | 0 | 0 | 0 | 0 | 0 | 0 | 0 | 0 | [7 empty] | 0 | 0 | 0 | 0 | 0 | 0 | 0
| 700 |  |  | 0 | 0 | 0 | 0 | 0 | 0 | 0 |  | 1 | 1 | 1 | 1 | 1 | 1 | 1 | 0 | 0 | 0 | 0 | 0 | 0 | 0 | 0 | 0 | 0 | 0 | 0 | 0 | 0 | 0 | 0 | 0 | 0 | 0 | 0 | 0 | 0 | 0 | 0 | 0 | 0 | 0 | 0 | 0 | 0 | 0 | 0 | 0 | 0 | 0 | [7 empty] | 0 | 0 | 0 | 0 | 0 | 0 | 0
| 701 |  |  | 0 | 0 | 0 | 0 | 0 | 0 | 0 |  | 1 | 1 | 1 | 1 | 1 | 1 | 1 | 0 | 0 | 0 | 0 | 0 | 0 | 0 | 0 | 0 | 0 | 0 | 0 | 0 | 0 | 0 | 0 | 0 | 0 | 0 | 0 | 0 | 0 | 0 | 0 | 0 | 0 | 0 | 0 | 0 | 0 | 0 | 0 | 0 | 0 | 0 | [7 empty] | 0 | 0 | 0 | 0 | 0 | 0 | 0
| 702 |  |  | 0 | 0 | 0 | 0 | 0 | 0 | 0 |  | 1 | 1 | 1 | 1 | 1 | 1 | 1 | 0 | 0 | 0 | 0 | 0 | 0 | 0 | 0 | 0 | 0 | 0 | 0 | 0 | 0 | 0 | 0 | 0 | 0 | 0 | 0 | 0 | 0 | 0 | 0 | 0 | 0 | 0 | 0 | 0 | 0 | 0 | 0 | 0 | 0 | 0 | [7 empty] | 0 | 0 | 0 | 0 | 0 | 0 | 0
| 703 |  |  | 0 | 0 | 0 | 0 | 0 | 0 | 0 |  | 1 | 1 | 1 | 1 | 1 | 1 | 1 | 0 | 0 | 0 | 0 | 0 | 0 | 0 | 0 | 0 | 0 | 0 | 0 | 0 | 0 | 0 | 0 | 0 | 0 | 0 | 0 | 0 | 0 | 0 | 0 | 0 | 0 | 0 | 0 | 0 | 0 | 0 | 0 | 0 | 0 | 0 | [7 empty] | 0 | 0 | 0 | 0 | 0 | 0 | 0
| 704 |  |  | 0 | 0 | 0 | 0 | 0 | 0 | 0 |  | 1 | 1 | 1 | 1 | 1 | 1 | 1 | 0 | 0 | 0 | 0 | 0 | 0 | 0 | 0 | 0 | 0 | 0 | 0 | 0 | 0 | 0 | 0 | 0 | 0 | 0 | 0 | 0 | 0 | 0 | 0 | 0 | 0 | 0 | 0 | 0 | 0 | 0 | 0 | 0 | 0 | 0 | [7 empty] | 0 | 0 | 0 | 0 | 0 | 0 | 0
| 705 |  |  | 0 | 0 | 0 | 0 | 0 | 0 | 0 |  | 1 | 1 | 1 | 1 | 1 | 1 | 1 | 0 | 0 | 0 | 0 | 0 | 0 | 0 | 0 | 0 | 0 | 0 | 0 | 0 | 0 | 0 | 0 | 0 | 0 | 0 | 0 | 0 | 0 | 0 | 0 | 0 | 0 | 0 | 0 | 0 | 0 | 0 | 0 | 0 | 0 | 0 | [7 empty] | 0 | 0 | 0 | 0 | 0 | 0 | 0
| 706 |  |  | 0 | 0 | 0 | 0 | 0 | 0 | 0 |  | 1 | 1 | 1 | 1 | 1 | 1 | 1 | 0 | 0 | 0 | 0 | 0 | 0 | 0 | 0 | 0 | 0 | 0 | 0 | 0 | 0 | 0 | 0 | 0 | 0 | 0 | 0 | 0 | 0 | 0 | 0 | 0 | 0 | 0 | 0 | 0 | 0 | 0 | 0 | 0 | 0 | 0 | [7 empty] | 0 | 0 | 0 | 0 | 0 | 0 | 0
| 707 |  |  | 0 | 0 | 0 | 0 | 0 | 0 | 0 |  | 1 | 1 | 1 | 1 | 1 | 1 | 1 | 0 | 0 | 0 | 0 | 0 | 0 | 0 | 0 | 0 | 0 | 0 | 0 | 0 | 0 | 0 | 0 | 0 | 0 | 0 | 0 | 0 | 0 | 0 | 0 | 0 | 0 | 0 | 0 | 0 | 0 | 0 | 0 | 0 | 0 | 0 | [7 empty] | 0 | 0 | 0 | 0 | 0 | 0 | 0
| 708 |  |  | 0 | 0 | 0 | 0 | 0 | 0 | 0 |  | 1 | 1 | 1 | 1 | 1 | 1 | 1 | 0 | 0 | 0 | 0 | 0 | 0 | 0 | 0 | 0 | 0 | 0 | 0 | 0 | 0 | 0 | 0 | 0 | 0 | 0 | 0 | 0 | 0 | 0 | 0 | 0 | 0 | 0 | 0 | 0 | 0 | 0 | 0 | 0 | 0 | 0 | [7 empty] | 0 | 0 | 0 | 0 | 0 | 0 | 0
| 709 |  |  | 0 | 0 | 0 | 0 | 0 | 0 | 0 |  | 1 | 1 | 1 | 1 | 1 | 1 | 1 | 0 | 0 | 0 | 0 | 0 | 0 | 0 | 0 | 0 | 0 | 0 | 0 | 0 | 0 | 0 | 0 | 0 | 0 | 0 | 0 | 0 | 0 | 0 | 0 | 0 | 0 | 0 | 0 | 0 | 0 | 0 | 0 | 0 | 0 | 0 | [7 empty] | 0 | 0 | 0 | 0 | 0 | 0 | 0
| 710 |  |  | 0 | 0 | 0 | 0 | 0 | 0 | 0 |  | 1 | 1 | 1 | 1 | 1 | 1 | 1 | 0 | 0 | 0 | 0 | 0 | 0 | 0 | 0 | 0 | 0 | 0 | 0 | 0 | 0 | 0 | 0 | 0 | 0 | 0 | 0 | 0 | 0 | 0 | 0 | 0 | 0 | 0 | 0 | 0 | 0 | 0 | 0 | 0 | 0 | 0 | [7 empty] | 0 | 0 | 0 | 0 | 0 | 0 | 0
| 711 |  |  | 0 | 0 | 0 | 0 | 0 | 0 | 0 |  | 1 | 1 | 1 | 1 | 1 | 1 | 1 | 0 | 0 | 0 | 0 | 0 | 0 | 0 | 0 | 0 | 0 | 0 | 0 | 0 | 0 | 0 | 0 | 0 | 0 | 0 | 0 | 0 | 0 | 0 | 0 | 0 | 0 | 0 | 0 | 0 | 0 | 0 | 0 | 0 | 0 | 0 | [7 empty] | 0 | 0 | 0 | 0 | 0 | 0 | 0
| 712 |  |  | 0 | 0 | 0 | 0 | 0 | 0 | 0 |  | 1 | 1 | 1 | 1 | 1 | 1 | 1 | 0 | 0 | 0 | 0 | 0 | 0 | 0 | 0 | 0 | 0 | 0 | 0 | 0 | 0 | 0 | 0 | 0 | 0 | 0 | 0 | 0 | 0 | 0 | 0 | 0 | 0 | 0 | 0 | 0 | 0 | 0 | 0 | 0 | 0 | 0 | [7 empty] | 0 | 0 | 0 | 0 | 0 | 0 | 0
| 713 |  |  | 0 | 0 | 0 | 0 | 0 | 0 | 0 |  | 1 | 1 | 1 | 1 | 1 | 1 | 1 | 0 | 0 | 0 | 0 | 0 | 0 | 0 | 0 | 0 | 0 | 0 | 0 | 0 | 0 | 0 | 0 | 0 | 0 | 0 | 0 | 0 | 0 | 0 | 0 | 0 | 0 | 0 | 0 | 0 | 0 | 0 | 0 | 0 | 0 | 0 | [7 empty] | 0 | 0 | 0 | 0 | 0 | 0 | 0
| 714 |  |  | 0 | 0 | 0 | 0 | 0 | 0 | 0 |  | 1 | 1 | 1 | 1 | 1 | 1 | 1 | 0 | 0 | 0 | 0 | 0 | 0 | 0 | 0 | 0 | 0 | 0 | 0 | 0 | 0 | 0 | 0 | 0 | 0 | 0 | 0 | 0 | 0 | 0 | 0 | 0 | 0 | 0 | 0 | 0 | 0 | 0 | 0 | 0 | 0 | 0 | [7 empty] | 0 | 0 | 0 | 0 | 0 | 0 | 0
| 715 |  |  | 0 | 0 | 0 | 0 | 0 | 0 | 0 |  | 1 | 1 | 1 | 1 | 1 | 1 | 1 | 0 | 0 | 0 | 0 | 0 | 0 | 0 | 0 | 0 | 0 | 0 | 0 | 0 | 0 | 0 | 0 | 0 | 0 | 0 | 0 | 0 | 0 | 0 | 0 | 0 | 0 | 0 | 0 | 0 | 0 | 0 | 0 | 0 | 0 | 0 | [7 empty] | 0 | 0 | 0 | 0 | 0 | 0 | 0
| 716 |  |  | 0 | 0 | 0 | 0 | 0 | 0 | 0 |  | 1 | 1 | 1 | 1 | 1 | 1 | 1 | 0 | 0 | 0 | 0 | 0 | 0 | 0 | 0 | 0 | 0 | 0 | 0 | 0 | 0 | 0 | 0 | 0 | 0 | 0 | 0 | 0 | 0 | 0 | 0 | 0 | 0 | 0 | 0 | 0 | 0 | 0 | 0 | 0 | 0 | 0 | [7 empty] | 0 | 0 | 0 | 0 | 0 | 0 | 0
| 717 |  |  | 0 | 0 | 0 | 0 | 0 | 0 | 0 |  | 1 | 1 | 1 | 1 | 1 | 1 | 1 | 0 | 0 | 0 | 0 | 0 | 0 | 0 | 0 | 0 | 0 | 0 | 0 | 0 | 0 | 0 | 0 | 0 | 0 | 0 | 0 | 0 | 0 | 0 | 0 | 0 | 0 | 0 | 0 | 0 | 0 | 0 | 0 | 0 | 0 | 0 | [7 empty] | 0 | 0 | 0 | 0 | 0 | 0 | 0
| 718 |  |  | 0 | 0 | 0 | 0 | 0 | 0 | 0 |  | 1 | 1 | 1 | 1 | 1 | 1 | 1 | 0 | 0 | 0 | 0 | 0 | 0 | 0 | 0 | 0 | 0 | 0 | 0 | 0 | 0 | 0 | 0 | 0 | 0 | 0 | 0 | 0 | 0 | 0 | 0 | 0 | 0 | 0 | 0 | 0 | 0 | 0 | 0 | 0 | 0 | 0 | [7 empty] | 0 | 0 | 0 | 0 | 0 | 0 | 0
| 719 |  |  | 0 | 0 | 0 | 0 | 0 | 0 | 0 |  | 1 | 1 | 1 | 1 | 1 | 1 | 1 | 0 | 0 | 0 | 0 | 0 | 0 | 0 | 0 | 0 | 0 | 0 | 0 | 0 | 0 | 0 | 0 | 0 | 0 | 0 | 0 | 0 | 0 | 0 | 0 | 0 | 0 | 0 | 0 | 0 | 0 | 0 | 0 | 0 | 0 | 0 | [7 empty] | 0 | 0 | 0 | 0 | 0 | 0 | 0
| 720 |  |  | 0 | 0 | 0 | 0 | 0 | 0 | 0 |  | 1 | 1 | 1 | 1 | 1 | 1 | 1 | 0 | 0 | 0 | 0 | 0 | 0 | 0 | 0 | 0 | 0 | 0 | 0 | 0 | 0 | 0 | 0 | 0 | 0 | 0 | 0 | 0 | 0 | 0 | 0 | 0 | 0 | 0 | 0 | 0 | 0 | 0 | 0 | 0 | 0 | 0 | [7 empty] | 0 | 0 | 0 | 0 | 0 | 0 | 0
| 721 |  |  | 0 | 0 | 0 | 0 | 0 | 0 | 0 |  | 1 | 1 | 1 | 1 | 1 | 1 | 1 | 0 | 0 | 0 | 0 | 0 | 0 | 0 | 0 | 0 | 0 | 0 | 0 | 0 | 0 | 0 | 0 | 0 | 0 | 0 | 0 | 0 | 0 | 0 | 0 | 0 | 0 | 0 | 0 | 0 | 0 | 0 | 0 | 0 | 0 | 0 | [7 empty] | 0 | 0 | 0 | 0 | 0 | 0 | 0
| 722 |  |  | 0 | 0 | 0 | 0 | 0 | 0 | 0 |  | 1 | 1 | 1 | 1 | 1 | 1 | 1 | 0 | 0 | 0 | 0 | 0 | 0 | 0 | 0 | 0 | 0 | 0 | 0 | 0 | 0 | 0 | 0 | 0 | 0 | 0 | 0 | 0 | 0 | 0 | 0 | 0 | 0 | 0 | 0 | 0 | 0 | 0 | 0 | 0 | 0 | 0 | [7 empty] | 0 | 0 | 0 | 0 | 0 | 0 | 0
| 723 |  |  | 0 | 0 | 0 | 0 | 0 | 0 | 0 |  | 1 | 1 | 1 | 1 | 1 | 1 | 1 | 0 | 0 | 0 | 0 | 0 | 0 | 0 | 0 | 0 | 0 | 0 | 0 | 0 | 0 | 0 | 0 | 0 | 0 | 0 | 0 | 0 | 0 | 0 | 0 | 0 | 0 | 0 | 0 | 0 | 0 | 0 | 0 | 0 | 0 | 0 | [7 empty] | 0 | 0 | 0 | 0 | 0 | 0 | 0
| 724 |  |  | 0 | 0 | 0 | 0 | 0 | 0 | 0 |  | 1 | 1 | 1 | 1 | 1 | 1 | 1 | 0 | 0 | 0 | 0 | 0 | 0 | 0 | 0 | 0 | 0 | 0 | 0 | 0 | 0 | 0 | 0 | 0 | 0 | 0 | 0 | 0 | 0 | 0 | 0 | 0 | 0 | 0 | 0 | 0 | 0 | 0 | 0 | 0 | 0 | 0 | [7 empty] | 0 | 0 | 0 | 0 | 0 | 0 | 0
| 725 |  |  | 0 | 0 | 0 | 0 | 0 | 0 | 0 |  | 1 | 1 | 1 | 1 | 1 | 1 | 1 | 0 | 0 | 0 | 0 | 0 | 0 | 0 | 0 | 0 | 0 | 0 | 0 | 0 | 0 | 0 | 0 | 0 | 0 | 0 | 0 | 0 | 0 | 0 | 0 | 0 | 0 | 0 | 0 | 0 | 0 | 0 | 0 | 0 | 0 | 0 | [7 empty] | 0 | 0 | 0 | 0 | 0 | 0 | 0
| 726 |  |  | 0 | 0 | 0 | 0 | 0 | 0 | 0 |  | 1 | 1 | 1 | 1 | 1 | 1 | 1 | 0 | 0 | 0 | 0 | 0 | 0 | 0 | 0 | 0 | 0 | 0 | 0 | 0 | 0 | 0 | 0 | 0 | 0 | 0 | 0 | 0 | 0 | 0 | 0 | 0 | 0 | 0 | 0 | 0 | 0 | 0 | 0 | 0 | 0 | 0 | [7 empty] | 0 | 0 | 0 | 0 | 0 | 0 | 0
| 727 |  |  | 0 | 0 | 0 | 0 | 0 | 0 | 0 |  | 1 | 1 | 1 | 1 | 1 | 1 | 1 | 0 | 0 | 0 | 0 | 0 | 0 | 0 | 0 | 0 | 0 | 0 | 0 | 0 | 0 | 0 | 0 | 0 | 0 | 0 | 0 | 0 | 0 | 0 | 0 | 0 | 0 | 0 | 0 | 0 | 0 | 0 | 0 | 0 | 0 | 0 | [7 empty] | 0 | 0 | 0 | 0 | 0 | 0 | 0
| 728 |  |  | 0 | 0 | 0 | 0 | 0 | 0 | 0 |  | 1 | 1 | 1 | 1 | 1 | 1 | 1 | 0 | 0 | 0 | 0 | 0 | 0 | 0 | 0 | 0 | 0 | 0 | 0 | 0 | 0 | 0 | 0 | 0 | 0 | 0 | 0 | 0 | 0 | 0 | 0 | 0 | 0 | 0 | 0 | 0 | 0 | 0 | 0 | 0 | 0 | 0 | [7 empty] | 0 | 0 | 0 | 0 | 0 | 0 | 0
| 729 |  |  | 0 | 0 | 0 | 0 | 0 | 0 | 0 |  | 1 | 1 | 1 | 1 | 1 | 1 | 1 | 0 | 0 | 0 | 0 | 0 | 0 | 0 | 0 | 0 | 0 | 0 | 0 | 0 | 0 | 0 | 0 | 0 | 0 | 0 | 0 | 0 | 0 | 0 | 0 | 0 | 0 | 0 | 0 | 0 | 0 | 0 | 0 | 0 | 0 | 0 | [7 empty] | 0 | 0 | 0 | 0 | 0 | 0 | 0
| 730 |  |  | 0 | 0 | 0 | 0 | 0 | 0 | 0 |  | 1 | 1 | 1 | 1 | 1 | 1 | 1 | 0 | 0 | 0 | 0 | 0 | 0 | 0 | 0 | 0 | 0 | 0 | 0 | 0 | 0 | 0 | 0 | 0 | 0 | 0 | 0 | 0 | 0 | 0 | 0 | 0 | 0 | 0 | 0 | 0 | 0 | 0 | 0 | 0 | 0 | 0 | [7 empty] | 0 | 0 | 0 | 0 | 0 | 0 | 0
| 731 |  |  | 0 | 0 | 0 | 0 | 0 | 0 | 0 |  | 1 | 1 | 1 | 1 | 1 | 1 | 1 | 0 | 0 | 0 | 0 | 0 | 0 | 0 | 0 | 0 | 0 | 0 | 0 | 0 | 0 | 0 | 0 | 0 | 0 | 0 | 0 | 0 | 0 | 0 | 0 | 0 | 0 | 0 | 0 | 0 | 0 | 0 | 0 | 0 | 0 | 0 | [7 empty] | 0 | 0 | 0 | 0 | 0 | 0 | 0
| 732 |  |  | 0 | 0 | 0 | 0 | 0 | 0 | 0 |  | 1 | 1 | 1 | 1 | 1 | 1 | 1 | 0 | 0 | 0 | 0 | 0 | 0 | 0 | 0 | 0 | 0 | 0 | 0 | 0 | 0 | 0 | 0 | 0 | 0 | 0 | 0 | 0 | 0 | 0 | 0 | 0 | 0 | 0 | 0 | 0 | 0 | 0 | 0 | 0 | 0 | 0 | [7 empty] | 0 | 0 | 0 | 0 | 0 | 0 | 0
| 733 |  |  | 0 | 0 | 0 | 0 | 0 | 0 | 0 |  | 1 | 1 | 1 | 1 | 1 | 1 | 1 | 0 | 0 | 0 | 0 | 0 | 0 | 0 | 0 | 0 | 0 | 0 | 0 | 0 | 0 | 0 | 0 | 0 | 0 | 0 | 0 | 0 | 0 | 0 | 0 | 0 | 0 | 0 | 0 | 0 | 0 | 0 | 0 | 0 | 0 | 0 | [7 empty] | 0 | 0 | 0 | 0 | 0 | 0 | 0
| 734 |  |  | 0 | 0 | 0 | 0 | 0 | 0 | 0 |  | 1 | 1 | 1 | 1 | 1 | 1 | 1 | 0 | 0 | 0 | 0 | 0 | 0 | 0 | 0 | 0 | 0 | 0 | 0 | 0 | 0 | 0 | 0 | 0 | 0 | 0 | 0 | 0 | 0 | 0 | 0 | 0 | 0 | 0 | 0 | 0 | 0 | 0 | 0 | 0 | 0 | 0 | [7 empty] | 0 | 0 | 0 | 0 | 0 | 0 | 0
| 735 |  |  | 0 | 0 | 0 | 0 | 0 | 0 | 0 |  | 1 | 1 | 1 | 1 | 1 | 1 | 1 | 0 | 0 | 0 | 0 | 0 | 0 | 0 | 0 | 0 | 0 | 0 | 0 | 0 | 0 | 0 | 0 | 0 | 0 | 0 | 0 | 0 | 0 | 0 | 0 | 0 | 0 | 0 | 0 | 0 | 0 | 0 | 0 | 0 | 0 | 0 | [7 empty] | 0 | 0 | 0 | 0 | 0 | 0 | 0
| 736 |  |  | 0 | 0 | 0 | 0 | 0 | 0 | 0 |  | 1 | 1 | 1 | 1 | 1 | 1 | 1 | 0 | 0 | 0 | 0 | 0 | 0 | 0 | 0 | 0 | 0 | 0 | 0 | 0 | 0 | 0 | 0 | 0 | 0 | 0 | 0 | 0 | 0 | 0 | 0 | 0 | 0 | 0 | 0 | 0 | 0 | 0 | 0 | 0 | 0 | 0 | [7 empty] | 0 | 0 | 0 | 0 | 0 | 0 | 0
| 737 |  |  | 0 | 0 | 0 | 0 | 0 | 0 | 0 |  | 1 | 1 | 1 | 1 | 1 | 1 | 1 | 0 | 0 | 0 | 0 | 0 | 0 | 0 | 0 | 0 | 0 | 0 | 0 | 0 | 0 | 0 | 0 | 0 | 0 | 0 | 0 | 0 | 0 | 0 | 0 | 0 | 0 | 0 | 0 | 0 | 0 | 0 | 0 | 0 | 0 | 0 | [7 empty] | 0 | 0 | 0 | 0 | 0 | 0 | 0
| 738 |  |  | 0 | 0 | 0 | 0 | 0 | 0 | 0 |  | 1 | 1 | 1 | 1 | 1 | 1 | 1 | 0 | 0 | 0 | 0 | 0 | 0 | 0 | 0 | 0 | 0 | 0 | 0 | 0 | 0 | 0 | 0 | 0 | 0 | 0 | 0 | 0 | 0 | 0 | 0 | 0 | 0 | 0 | 0 | 0 | 0 | 0 | 0 | 0 | 0 | 0 | [7 empty] | 0 | 0 | 0 | 0 | 0 | 0 | 0
| 739 |  |  | 0 | 0 | 0 | 0 | 0 | 0 | 0 |  | 1 | 1 | 1 | 1 | 1 | 1 | 1 | 0 | 0 | 0 | 0 | 0 | 0 | 0 | 0 | 0 | 0 | 0 | 0 | 0 | 0 | 0 | 0 | 0 | 0 | 0 | 0 | 0 | 0 | 0 | 0 | 0 | 0 | 0 | 0 | 0 | 0 | 0 | 0 | 0 | 0 | 0 | [7 empty] | 0 | 0 | 0 | 0 | 0 | 0 | 0
| 740 |  |  | 0 | 0 | 0 | 0 | 0 | 0 | 0 |  | 1 | 1 | 1 | 1 | 1 | 1 | 1 | 0 | 0 | 0 | 0 | 0 | 0 | 0 | 0 | 0 | 0 | 0 | 0 | 0 | 0 | 0 | 0 | 0 | 0 | 0 | 0 | 0 | 0 | 0 | 0 | 0 | 0 | 0 | 0 | 0 | 0 | 0 | 0 | 0 | 0 | 0 | [7 empty] | 0 | 0 | 0 | 0 | 0 | 0 | 0
| 741 |  |  | 0 | 0 | 0 | 0 | 0 | 0 | 0 |  | 1 | 1 | 1 | 1 | 1 | 1 | 1 | 0 | 0 | 0 | 0 | 0 | 0 | 0 | 0 | 0 | 0 | 0 | 0 | 0 | 0 | 0 | 0 | 0 | 0 | 0 | 0 | 0 | 0 | 0 | 0 | 0 | 0 | 0 | 0 | 0 | 0 | 0 | 0 | 0 | 0 | 0 | [7 empty] | 0 | 0 | 0 | 0 | 0 | 0 | 0
| 742 |  |  | 0 | 0 | 0 | 0 | 0 | 0 | 0 |  | 1 | 1 | 1 | 1 | 1 | 1 | 1 | 0 | 0 | 0 | 0 | 0 | 0 | 0 | 0 | 0 | 0 | 0 | 0 | 0 | 0 | 0 | 0 | 0 | 0 | 0 | 0 | 0 | 0 | 0 | 0 | 0 | 0 | 0 | 0 | 0 | 0 | 0 | 0 | 0 | 0 | 0 | [7 empty] | 0 | 0 | 0 | 0 | 0 | 0 | 0
| 743 |  |  | 0 | 0 | 0 | 0 | 0 | 0 | 0 |  | 1 | 1 | 1 | 1 | 1 | 1 | 1 | 0 | 0 | 0 | 0 | 0 | 0 | 0 | 0 | 0 | 0 | 0 | 0 | 0 | 0 | 0 | 0 | 0 | 0 | 0 | 0 | 0 | 0 | 0 | 0 | 0 | 0 | 0 | 0 | 0 | 0 | 0 | 0 | 0 | 0 | 0 | [7 empty] | 0 | 0 | 0 | 0 | 0 | 0 | 0
| 744 |  |  | 0 | 0 | 0 | 0 | 0 | 0 | 0 |  | 1 | 1 | 1 | 1 | 1 | 1 | 1 | 0 | 0 | 0 | 0 | 0 | 0 | 0 | 0 | 0 | 0 | 0 | 0 | 0 | 0 | 0 | 0 | 0 | 0 | 0 | 0 | 0 | 0 | 0 | 0 | 0 | 0 | 0 | 0 | 0 | 0 | 0 | 0 | 0 | 0 | 0 | [7 empty] | 0 | 0 | 0 | 0 | 0 | 0 | 0
| 745 |  |  | 0 | 0 | 0 | 0 | 0 | 0 | 0 |  | 1 | 1 | 1 | 1 | 1 | 1 | 1 | 0 | 0 | 0 | 0 | 0 | 0 | 0 | 0 | 0 | 0 | 0 | 0 | 0 | 0 | 0 | 0 | 0 | 0 | 0 | 0 | 0 | 0 | 0 | 0 | 0 | 0 | 0 | 0 | 0 | 0 | 0 | 0 | 0 | 0 | 0 | [7 empty] | 0 | 0 | 0 | 0 | 0 | 0 | 0
| 746 |  |  | 0 | 0 | 0 | 0 | 0 | 0 | 0 |  | 1 | 1 | 1 | 1 | 1 | 1 | 1 | 0 | 0 | 0 | 0 | 0 | 0 | 0 | 0 | 0 | 0 | 0 | 0 | 0 | 0 | 0 | 0 | 0 | 0 | 0 | 0 | 0 | 0 | 0 | 0 | 0 | 0 | 0 | 0 | 0 | 0 | 0 | 0 | 0 | 0 | 0 | [7 empty] | 0 | 0 | 0 | 0 | 0 | 0 | 0
| 747 |  |  | 0 | 0 | 0 | 0 | 0 | 0 | 0 |  | 1 | 1 | 1 | 1 | 1 | 1 | 1 | 0 | 0 | 0 | 0 | 0 | 0 | 0 | 0 | 0 | 0 | 0 | 0 | 0 | 0 | 0 | 0 | 0 | 0 | 0 | 0 | 0 | 0 | 0 | 0 | 0 | 0 | 0 | 0 | 0 | 0 | 0 | 0 | 0 | 0 | 0 | [7 empty] | 0 | 0 | 0 | 0 | 0 | 0 | 0
| 748 |  |  | 0 | 0 | 0 | 0 | 0 | 0 | 0 |  | 1 | 1 | 1 | 1 | 1 | 1 | 1 | 0 | 0 | 0 | 0 | 0 | 0 | 0 | 0 | 0 | 0 | 0 | 0 | 0 | 0 | 0 | 0 | 0 | 0 | 0 | 0 | 0 | 0 | 0 | 0 | 0 | 0 | 0 | 0 | 0 | 0 | 0 | 0 | 0 | 0 | 0 | [7 empty] | 0 | 0 | 0 | 0 | 0 | 0 | 0
| 749 |  |  | 0 | 0 | 0 | 0 | 0 | 0 | 0 |  | 1 | 1 | 1 | 1 | 1 | 1 | 1 | 0 | 0 | 0 | 0 | 0 | 0 | 0 | 0 | 0 | 0 | 0 | 0 | 0 | 0 | 0 | 0 | 0 | 0 | 0 | 0 | 0 | 0 | 0 | 0 | 0 | 0 | 0 | 0 | 0 | 0 | 0 | 0 | 0 | 0 | 0 | [7 empty] | 0 | 0 | 0 | 0 | 0 | 0 | 0
| 750 |  |  | 0 | 0 | 0 | 0 | 0 | 0 | 0 |  | 1 | 1 | 1 | 1 | 1 | 1 | 1 | 0 | 0 | 0 | 0 | 0 | 0 | 0 | 0 | 0 | 0 | 0 | 0 | 0 | 0 | 0 | 0 | 0 | 0 | 0 | 0 | 0 | 0 | 0 | 0 | 0 | 0 | 0 | 0 | 0 | 0 | 0 | 0 | 0 | 0 | 0 | [7 empty] | 0 | 0 | 0 | 0 | 0 | 0 | 0
| 751 |  |  | 0 | 0 | 0 | 0 | 0 | 0 | 0 |  | 1 | 1 | 1 | 1 | 1 | 1 | 1 | 0 | 0 | 0 | 0 | 0 | 0 | 0 | 0 | 0 | 0 | 0 | 0 | 0 | 0 | 0 | 0 | 0 | 0 | 0 | 0 | 0 | 0 | 0 | 0 | 0 | 0 | 0 | 0 | 0 | 0 | 0 | 0 | 0 | 0 | 0 | [7 empty] | 0 | 0 | 0 | 0 | 0 | 0 | 0
| 752 |  |  | 0 | 0 | 0 | 0 | 0 | 0 | 0 |  | 1 | 1 | 1 | 1 | 1 | 1 | 1 | 0 | 0 | 0 | 0 | 0 | 0 | 0 | 0 | 0 | 0 | 0 | 0 | 0 | 0 | 0 | 0 | 0 | 0 | 0 | 0 | 0 | 0 | 0 | 0 | 0 | 0 | 0 | 0 | 0 | 0 | 0 | 0 | 0 | 0 | 0 | [7 empty] | 0 | 0 | 0 | 0 | 0 | 0 | 0
| 753 |  |  | 0 | 0 | 0 | 0 | 0 | 0 | 0 |  | 1 | 1 | 1 | 1 | 1 | 1 | 1 | 0 | 0 | 0 | 0 | 0 | 0 | 0 | 0 | 0 | 0 | 0 | 0 | 0 | 0 | 0 | 0 | 0 | 0 | 0 | 0 | 0 | 0 | 0 | 0 | 0 | 0 | 0 | 0 | 0 | 0 | 0 | 0 | 0 | 0 | 0 | [7 empty] | 0 | 0 | 0 | 0 | 0 | 0 | 0
| 754 |  |  | 0 | 0 | 0 | 0 | 0 | 0 | 0 |  | 1 | 1 | 1 | 1 | 1 | 1 | 1 | 0 | 0 | 0 | 0 | 0 | 0 | 0 | 0 | 0 | 0 | 0 | 0 | 0 | 0 | 0 | 0 | 0 | 0 | 0 | 0 | 0 | 0 | 0 | 0 | 0 | 0 | 0 | 0 | 0 | 0 | 0 | 0 | 0 | 0 | 0 | [7 empty] | 0 | 0 | 0 | 0 | 0 | 0 | 0
| 755 |  |  | 0 | 0 | 0 | 0 | 0 | 0 | 0 |  | 1 | 1 | 1 | 1 | 1 | 1 | 1 | 0 | 0 | 0 | 0 | 0 | 0 | 0 | 0 | 0 | 0 | 0 | 0 | 0 | 0 | 0 | 0 | 0 | 0 | 0 | 0 | 0 | 0 | 0 | 0 | 0 | 0 | 0 | 0 | 0 | 0 | 0 | 0 | 0 | 0 | 0 | [7 empty] | 0 | 0 | 0 | 0 | 0 | 0 | 0
| 756 |  |  | 0 | 0 | 0 | 0 | 0 | 0 | 0 |  | 1 | 1 | 1 | 1 | 1 | 1 | 1 | 0 | 0 | 0 | 0 | 0 | 0 | 0 | 0 | 0 | 0 | 0 | 0 | 0 | 0 | 0 | 0 | 0 | 0 | 0 | 0 | 0 | 0 | 0 | 0 | 0 | 0 | 0 | 0 | 0 | 0 | 0 | 0 | 0 | 0 | 0 | [7 empty] | 0 | 0 | 0 | 0 | 0 | 0 | 0
| 757 |  |  | 0 | 0 | 0 | 0 | 0 | 0 | 0 |  | 1 | 1 | 1 | 1 | 1 | 1 | 1 | 0 | 0 | 0 | 0 | 0 | 0 | 0 | 0 | 0 | 0 | 0 | 0 | 0 | 0 | 0 | 0 | 0 | 0 | 0 | 0 | 0 | 0 | 0 | 0 | 0 | 0 | 0 | 0 | 0 | 0 | 0 | 0 | 0 | 0 | 0 | [7 empty] | 0 | 0 | 0 | 0 | 0 | 0 | 0
| 758 |  |  | 0 | 0 | 0 | 0 | 0 | 0 | 0 |  | 1 | 1 | 1 | 1 | 1 | 1 | 1 | 0 | 0 | 0 | 0 | 0 | 0 | 0 | 0 | 0 | 0 | 0 | 0 | 0 | 0 | 0 | 0 | 0 | 0 | 0 | 0 | 0 | 0 | 0 | 0 | 0 | 0 | 0 | 0 | 0 | 0 | 0 | 0 | 0 | 0 | 0 | [7 empty] | 0 | 0 | 0 | 0 | 0 | 0 | 0
| 759 |  |  | 0 | 0 | 0 | 0 | 0 | 0 | 0 |  | 1 | 1 | 1 | 1 | 1 | 1 | 1 | 0 | 0 | 0 | 0 | 0 | 0 | 0 | 0 | 0 | 0 | 0 | 0 | 0 | 0 | 0 | 0 | 0 | 0 | 0 | 0 | 0 | 0 | 0 | 0 | 0 | 0 | 0 | 0 | 0 | 0 | 0 | 0 | 0 | 0 | 0 | [7 empty] | 0 | 0 | 0 | 0 | 0 | 0 | 0
| 760 |  |  | 0 | 0 | 0 | 0 | 0 | 0 | 0 |  | 1 | 1 | 1 | 1 | 1 | 1 | 1 | 0 | 0 | 0 | 0 | 0 | 0 | 0 | 0 | 0 | 0 | 0 | 0 | 0 | 0 | 0 | 0 | 0 | 0 | 0 | 0 | 0 | 0 | 0 | 0 | 0 | 0 | 0 | 0 | 0 | 0 | 0 | 0 | 0 | 0 | 0 | [7 empty] | 0 | 0 | 0 | 0 | 0 | 0 | 0
| 761 |  |  | 0 | 0 | 0 | 0 | 0 | 0 | 0 |  | 1 | 1 | 1 | 1 | 1 | 1 | 1 | 0 | 0 | 0 | 0 | 0 | 0 | 0 | 0 | 0 | 0 | 0 | 0 | 0 | 0 | 0 | 0 | 0 | 0 | 0 | 0 | 0 | 0 | 0 | 0 | 0 | 0 | 0 | 0 | 0 | 0 | 0 | 0 | 0 | 0 | 0 | [7 empty] | 0 | 0 | 0 | 0 | 0 | 0 | 0
| 762 |  |  | 0 | 0 | 0 | 0 | 0 | 0 | 0 |  | 1 | 1 | 1 | 1 | 1 | 1 | 1 | 0 | 0 | 0 | 0 | 0 | 0 | 0 | 0 | 0 | 0 | 0 | 0 | 0 | 0 | 0 | 0 | 0 | 0 | 0 | 0 | 0 | 0 | 0 | 0 | 0 | 0 | 0 | 0 | 0 | 0 | 0 | 0 | 0 | 0 | 0 | [7 empty] | 0 | 0 | 0 | 0 | 0 | 0 | 0
| 763 |  |  | 0 | 0 | 0 | 0 | 0 | 0 | 0 |  | 1 | 1 | 1 | 1 | 1 | 1 | 1 | 0 | 0 | 0 | 0 | 0 | 0 | 0 | 0 | 0 | 0 | 0 | 0 | 0 | 0 | 0 | 0 | 0 | 0 | 0 | 0 | 0 | 0 | 0 | 0 | 0 | 0 | 0 | 0 | 0 | 0 | 0 | 0 | 0 | 0 | 0 | [7 empty] | 0 | 0 | 0 | 0 | 0 | 0 | 0
| 764 |  |  | 0 | 0 | 0 | 0 | 0 | 0 | 0 |  | 1 | 1 | 1 | 1 | 1 | 1 | 1 | 0 | 0 | 0 | 0 | 0 | 0 | 0 | 0 | 0 | 0 | 0 | 0 | 0 | 0 | 0 | 0 | 0 | 0 | 0 | 0 | 0 | 0 | 0 | 0 | 0 | 0 | 0 | 0 | 0 | 0 | 0 | 0 | 0 | 0 | 0 | [7 empty] | 0 | 0 | 0 | 0 | 0 | 0 | 0
| 765 |  |  | 0 | 0 | 0 | 0 | 0 | 0 | 0 |  | 1 | 1 | 1 | 1 | 1 | 1 | 1 | 0 | 0 | 0 | 0 | 0 | 0 | 0 | 0 | 0 | 0 | 0 | 0 | 0 | 0 | 0 | 0 | 0 | 0 | 0 | 0 | 0 | 0 | 0 | 0 | 0 | 0 | 0 | 0 | 0 | 0 | 0 | 0 | 0 | 0 | 0 | [7 empty] | 0 | 0 | 0 | 0 | 0 | 0 | 0
| 766 |  |  | 0 | 0 | 0 | 0 | 0 | 0 | 0 |  | 1 | 1 | 1 | 1 | 1 | 1 | 1 | 0 | 0 | 0 | 0 | 0 | 0 | 0 | 0 | 0 | 0 | 0 | 0 | 0 | 0 | 0 | 0 | 0 | 0 | 0 | 0 | 0 | 0 | 0 | 0 | 0 | 0 | 0 | 0 | 0 | 0 | 0 | 0 | 0 | 0 | 0 | [7 empty] | 0 | 0 | 0 | 0 | 0 | 0 | 0
| 767 |  |  | 0 | 0 | 0 | 0 | 0 | 0 | 0 |  | 1 | 1 | 1 | 1 | 1 | 1 | 1 | 0 | 0 | 0 | 0 | 0 | 0 | 0 | 0 | 0 | 0 | 0 | 0 | 0 | 0 | 0 | 0 | 0 | 0 | 0 | 0 | 0 | 0 | 0 | 0 | 0 | 0 | 0 | 0 | 0 | 0 | 0 | 0 | 0 | 0 | 0 | [7 empty] | 0 | 0 | 0 | 0 | 0 | 0 | 0
| 768 |  |  | 0 | 0 | 0 | 0 | 0 | 0 | 0 |  | 1 | 1 | 1 | 1 | 1 | 1 | 1 | 0 | 0 | 0 | 0 | 0 | 0 | 0 | 0 | 0 | 0 | 0 | 0 | 0 | 0 | 0 | 0 | 0 | 0 | 0 | 0 | 0 | 0 | 0 | 0 | 0 | 0 | 0 | 0 | 0 | 0 | 0 | 0 | 0 | 0 | 0 | [7 empty] | 0 | 0 | 0 | 0 | 0 | 0 | 0
| 769 |  |  | 0 | 0 | 0 | 0 | 0 | 0 | 0 |  | 1 | 1 | 1 | 1 | 1 | 1 | 1 | 0 | 0 | 0 | 0 | 0 | 0 | 0 | 0 | 0 | 0 | 0 | 0 | 0 | 0 | 0 | 0 | 0 | 0 | 0 | 0 | 0 | 0 | 0 | 0 | 0 | 0 | 0 | 0 | 0 | 0 | 0 | 0 | 0 | 0 | 0 | [7 empty] | 0 | 0 | 0 | 0 | 0 | 0 | 0
| 770 |  |  | 0 | 0 | 0 | 0 | 0 | 0 | 0 |  | 1 | 1 | 1 | 1 | 1 | 1 | 1 | 0 | 0 | 0 | 0 | 0 | 0 | 0 | 0 | 0 | 0 | 0 | 0 | 0 | 0 | 0 | 0 | 0 | 0 | 0 | 0 | 0 | 0 | 0 | 0 | 0 | 0 | 0 | 0 | 0 | 0 | 0 | 0 | 0 | 0 | 0 | [7 empty] | 0 | 0 | 0 | 0 | 0 | 0 | 0
| 771 |  |  | 0 | 0 | 0 | 0 | 0 | 0 | 0 |  | 1 | 1 | 1 | 1 | 1 | 1 | 1 | 0 | 0 | 0 | 0 | 0 | 0 | 0 | 0 | 0 | 0 | 0 | 0 | 0 | 0 | 0 | 0 | 0 | 0 | 0 | 0 | 0 | 0 | 0 | 0 | 0 | 0 | 0 | 0 | 0 | 0 | 0 | 0 | 0 | 0 | 0 | [7 empty] | 0 | 0 | 0 | 0 | 0 | 0 | 0
| 772 |  |  | 0 | 0 | 0 | 0 | 0 | 0 | 0 |  | 1 | 1 | 1 | 1 | 1 | 1 | 1 | 0 | 0 | 0 | 0 | 0 | 0 | 0 | 0 | 0 | 0 | 0 | 0 | 0 | 0 | 0 | 0 | 0 | 0 | 0 | 0 | 0 | 0 | 0 | 0 | 0 | 0 | 0 | 0 | 0 | 0 | 0 | 0 | 0 | 0 | 0 | [7 empty] | 0 | 0 | 0 | 0 | 0 | 0 | 0
| 773 |  |  | 0 | 0 | 0 | 0 | 0 | 0 | 0 |  | 1 | 1 | 1 | 1 | 1 | 1 | 1 | 0 | 0 | 0 | 0 | 0 | 0 | 0 | 0 | 0 | 0 | 0 | 0 | 0 | 0 | 0 | 0 | 0 | 0 | 0 | 0 | 0 | 0 | 0 | 0 | 0 | 0 | 0 | 0 | 0 | 0 | 0 | 0 | 0 | 0 | 0 | [7 empty] | 0 | 0 | 0 | 0 | 0 | 0 | 0
| 774 |  |  | 0 | 0 | 0 | 0 | 0 | 0 | 0 |  | 1 | 1 | 1 | 1 | 1 | 1 | 1 | 0 | 0 | 0 | 0 | 0 | 0 | 0 | 0 | 0 | 0 | 0 | 0 | 0 | 0 | 0 | 0 | 0 | 0 | 0 | 0 | 0 | 0 | 0 | 0 | 0 | 0 | 0 | 0 | 0 | 0 | 0 | 0 | 0 | 0 | 0 | [7 empty] | 0 | 0 | 0 | 0 | 0 | 0 | 0
| 775 |  |  | 0 | 0 | 0 | 0 | 0 | 0 | 0 |  | 1 | 1 | 1 | 1 | 1 | 1 | 1 | 0 | 0 | 0 | 0 | 0 | 0 | 0 | 0 | 0 | 0 | 0 | 0 | 0 | 0 | 0 | 0 | 0 | 0 | 0 | 0 | 0 | 0 | 0 | 0 | 0 | 0 | 0 | 0 | 0 | 0 | 0 | 0 | 0 | 0 | 0 | [7 empty] | 0 | 0 | 0 | 0 | 0 | 0 | 0
| 776 |  |  | 0 | 0 | 0 | 0 | 0 | 0 | 0 |  | 1 | 1 | 1 | 1 | 1 | 1 | 1 | 0 | 0 | 0 | 0 | 0 | 0 | 0 | 0 | 0 | 0 | 0 | 0 | 0 | 0 | 0 | 0 | 0 | 0 | 0 | 0 | 0 | 0 | 0 | 0 | 0 | 0 | 0 | 0 | 0 | 0 | 0 | 0 | 0 | 0 | 0 | [7 empty] | 0 | 0 | 0 | 0 | 0 | 0 | 0
| 777 |  |  | 0 | 0 | 0 | 0 | 0 | 0 | 0 |  | 1 | 1 | 1 | 1 | 1 | 1 | 1 | 0 | 0 | 0 | 0 | 0 | 0 | 0 | 0 | 0 | 0 | 0 | 0 | 0 | 0 | 0 | 0 | 0 | 0 | 0 | 0 | 0 | 0 | 0 | 0 | 0 | 0 | 0 | 0 | 0 | 0 | 0 | 0 | 0 | 0 | 0 | [7 empty] | 0 | 0 | 0 | 0 | 0 | 0 | 0
| 778 |  |  | 0 | 0 | 0 | 0 | 0 | 0 | 0 |  | 1 | 1 | 1 | 1 | 1 | 1 | 1 | 0 | 0 | 0 | 0 | 0 | 0 | 0 | 0 | 0 | 0 | 0 | 0 | 0 | 0 | 0 | 0 | 0 | 0 | 0 | 0 | 0 | 0 | 0 | 0 | 0 | 0 | 0 | 0 | 0 | 0 | 0 | 0 | 0 | 0 | 0 | [7 empty] | 0 | 0 | 0 | 0 | 0 | 0 | 0
| 779 |  |  | 0 | 0 | 0 | 0 | 0 | 0 | 0 |  | 1 | 1 | 1 | 1 | 1 | 1 | 1 | 0 | 0 | 0 | 0 | 0 | 0 | 0 | 0 | 0 | 0 | 0 | 0 | 0 | 0 | 0 | 0 | 0 | 0 | 0 | 0 | 0 | 0 | 0 | 0 | 0 | 0 | 0 | 0 | 0 | 0 | 0 | 0 | 0 | 0 | 0 | [7 empty] | 0 | 0 | 0 | 0 | 0 | 0 | 0
| 780 |  |  | 0 | 0 | 0 | 0 | 0 | 0 | 0 |  | 1 | 1 | 1 | 1 | 1 | 1 | 1 | 0 | 0 | 0 | 0 | 0 | 0 | 0 | 0 | 0 | 0 | 0 | 0 | 0 | 0 | 0 | 0 | 0 | 0 | 0 | 0 | 0 | 0 | 0 | 0 | 0 | 0 | 0 | 0 | 0 | 0 | 0 | 0 | 0 | 0 | 0 | [7 empty] | 0 | 0 | 0 | 0 | 0 | 0 | 0
| 781 |  |  | 0 | 0 | 0 | 0 | 0 | 0 | 0 |  | 1 | 1 | 1 | 1 | 1 | 1 | 1 | 0 | 0 | 0 | 0 | 0 | 0 | 0 | 0 | 0 | 0 | 0 | 0 | 0 | 0 | 0 | 0 | 0 | 0 | 0 | 0 | 0 | 0 | 0 | 0 | 0 | 0 | 0 | 0 | 0 | 0 | 0 | 0 | 0 | 0 | 0 | [7 empty] | 0 | 0 | 0 | 0 | 0 | 0 | 0
| 782 |  |  | 0 | 0 | 0 | 0 | 0 | 0 | 0 |  | 1 | 1 | 1 | 1 | 1 | 1 | 1 | 0 | 0 | 0 | 0 | 0 | 0 | 0 | 0 | 0 | 0 | 0 | 0 | 0 | 0 | 0 | 0 | 0 | 0 | 0 | 0 | 0 | 0 | 0 | 0 | 0 | 0 | 0 | 0 | 0 | 0 | 0 | 0 | 0 | 0 | 0 | [7 empty] | 0 | 0 | 0 | 0 | 0 | 0 | 0
| 783 |  |  | 0 | 0 | 0 | 0 | 0 | 0 | 0 |  | 1 | 1 | 1 | 1 | 1 | 1 | 1 | 0 | 0 | 0 | 0 | 0 | 0 | 0 | 0 | 0 | 0 | 0 | 0 | 0 | 0 | 0 | 0 | 0 | 0 | 0 | 0 | 0 | 0 | 0 | 0 | 0 | 0 | 0 | 0 | 0 | 0 | 0 | 0 | 0 | 0 | 0 | [7 empty] | 0 | 0 | 0 | 0 | 0 | 0 | 0
| 784 |  |  | 0 | 0 | 0 | 0 | 0 | 0 | 0 |  | 1 | 1 | 1 | 1 | 1 | 1 | 1 | 0 | 0 | 0 | 0 | 0 | 0 | 0 | 0 | 0 | 0 | 0 | 0 | 0 | 0 | 0 | 0 | 0 | 0 | 0 | 0 | 0 | 0 | 0 | 0 | 0 | 0 | 0 | 0 | 0 | 0 | 0 | 0 | 0 | 0 | 0 | [7 empty] | 0 | 0 | 0 | 0 | 0 | 0 | 0
| 785 |  |  | 0 | 0 | 0 | 0 | 0 | 0 | 0 |  | 1 | 1 | 1 | 1 | 1 | 1 | 1 | 0 | 0 | 0 | 0 | 0 | 0 | 0 | 0 | 0 | 0 | 0 | 0 | 0 | 0 | 0 | 0 | 0 | 0 | 0 | 0 | 0 | 0 | 0 | 0 | 0 | 0 | 0 | 0 | 0 | 0 | 0 | 0 | 0 | 0 | 0 | [7 empty] | 0 | 0 | 0 | 0 | 0 | 0 | 0
| 786 |  |  | 0 | 0 | 0 | 0 | 0 | 0 | 0 |  | 1 | 1 | 1 | 1 | 1 | 1 | 1 | 0 | 0 | 0 | 0 | 0 | 0 | 0 | 0 | 0 | 0 | 0 | 0 | 0 | 0 | 0 | 0 | 0 | 0 | 0 | 0 | 0 | 0 | 0 | 0 | 0 | 0 | 0 | 0 | 0 | 0 | 0 | 0 | 0 | 0 | 0 | [7 empty] | 0 | 0 | 0 | 0 | 0 | 0 | 0
| 787 |  |  | 0 | 0 | 0 | 0 | 0 | 0 | 0 |  | 1 | 1 | 1 | 1 | 1 | 1 | 1 | 0 | 0 | 0 | 0 | 0 | 0 | 0 | 0 | 0 | 0 | 0 | 0 | 0 | 0 | 0 | 0 | 0 | 0 | 0 | 0 | 0 | 0 | 0 | 0 | 0 | 0 | 0 | 0 | 0 | 0 | 0 | 0 | 0 | 0 | 0 | [7 empty] | 0 | 0 | 0 | 0 | 0 | 0 | 0
| 788 |  |  | 0 | 0 | 0 | 0 | 0 | 0 | 0 |  | 1 | 1 | 1 | 1 | 1 | 1 | 1 | 0 | 0 | 0 | 0 | 0 | 0 | 0 | 0 | 0 | 0 | 0 | 0 | 0 | 0 | 0 | 0 | 0 | 0 | 0 | 0 | 0 | 0 | 0 | 0 | 0 | 0 | 0 | 0 | 0 | 0 | 0 | 0 | 0 | 0 | 0 | [7 empty] | 0 | 0 | 0 | 0 | 0 | 0 | 0
| 789 |  |  | 0 | 0 | 0 | 0 | 0 | 0 | 0 |  | 1 | 1 | 1 | 1 | 1 | 1 | 1 | 0 | 0 | 0 | 0 | 0 | 0 | 0 | 0 | 0 | 0 | 0 | 0 | 0 | 0 | 0 | 0 | 0 | 0 | 0 | 0 | 0 | 0 | 0 | 0 | 0 | 0 | 0 | 0 | 0 | 0 | 0 | 0 | 0 | 0 | 0 | [7 empty] | 0 | 0 | 0 | 0 | 0 | 0 | 0
| 790 |  |  | 0 | 0 | 0 | 0 | 0 | 0 | 0 |  | 1 | 1 | 1 | 1 | 1 | 1 | 1 | 0 | 0 | 0 | 0 | 0 | 0 | 0 | 0 | 0 | 0 | 0 | 0 | 0 | 0 | 0 | 0 | 0 | 0 | 0 | 0 | 0 | 0 | 0 | 0 | 0 | 0 | 0 | 0 | 0 | 0 | 0 | 0 | 0 | 0 | 0 | [7 empty] | 0 | 0 | 0 | 0 | 0 | 0 | 0
| 791 |  |  | 0 | 0 | 0 | 0 | 0 | 0 | 0 |  | 1 | 1 | 1 | 1 | 1 | 1 | 1 | 0 | 0 | 0 | 0 | 0 | 0 | 0 | 0 | 0 | 0 | 0 | 0 | 0 | 0 | 0 | 0 | 0 | 0 | 0 | 0 | 0 | 0 | 0 | 0 | 0 | 0 | 0 | 0 | 0 | 0 | 0 | 0 | 0 | 0 | 0 | [7 empty] | 0 | 0 | 0 | 0 | 0 | 0 | 0
| 792 |  |  | 0 | 0 | 0 | 0 | 0 | 0 | 0 |  | 1 | 1 | 1 | 1 | 1 | 1 | 1 | 0 | 0 | 0 | 0 | 0 | 0 | 0 | 0 | 0 | 0 | 0 | 0 | 0 | 0 | 0 | 0 | 0 | 0 | 0 | 0 | 0 | 0 | 0 | 0 | 0 | 0 | 0 | 0 | 0 | 0 | 0 | 0 | 0 | 0 | 0 | [7 empty] | 0 | 0 | 0 | 0 | 0 | 0 | 0
| 793 |  |  | 0 | 0 | 0 | 0 | 0 | 0 | 0 |  | 1 | 1 | 1 | 1 | 1 | 1 | 1 | 0 | 0 | 0 | 0 | 0 | 0 | 0 | 0 | 0 | 0 | 0 | 0 | 0 | 0 | 0 | 0 | 0 | 0 | 0 | 0 | 0 | 0 | 0 | 0 | 0 | 0 | 0 | 0 | 0 | 0 | 0 | 0 | 0 | 0 | 0 | [7 empty] | 0 | 0 | 0 | 0 | 0 | 0 | 0
| 794 |  |  | 0 | 0 | 0 | 0 | 0 | 0 | 0 |  | 1 | 1 | 1 | 1 | 1 | 1 | 1 | 0 | 0 | 0 | 0 | 0 | 0 | 0 | 0 | 0 | 0 | 0 | 0 | 0 | 0 | 0 | 0 | 0 | 0 | 0 | 0 | 0 | 0 | 0 | 0 | 0 | 0 | 0 | 0 | 0 | 0 | 0 | 0 | 0 | 0 | 0 | [7 empty] | 0 | 0 | 0 | 0 | 0 | 0 | 0
| 795 |  |  | 0 | 0 | 0 | 0 | 0 | 0 | 0 |  | 1 | 1 | 1 | 1 | 1 | 1 | 1 | 0 | 0 | 0 | 0 | 0 | 0 | 0 | 0 | 0 | 0 | 0 | 0 | 0 | 0 | 0 | 0 | 0 | 0 | 0 | 0 | 0 | 0 | 0 | 0 | 0 | 0 | 0 | 0 | 0 | 0 | 0 | 0 | 0 | 0 | 0 | [7 empty] | 0 | 0 | 0 | 0 | 0 | 0 | 0
| 796 |  |  | 0 | 0 | 0 | 0 | 0 | 0 | 0 |  | 1 | 1 | 1 | 1 | 1 | 1 | 1 | 0 | 0 | 0 | 0 | 0 | 0 | 0 | 0 | 0 | 0 | 0 | 0 | 0 | 0 | 0 | 0 | 0 | 0 | 0 | 0 | 0 | 0 | 0 | 0 | 0 | 0 | 0 | 0 | 0 | 0 | 0 | 0 | 0 | 0 | 0 | [7 empty] | 0 | 0 | 0 | 0 | 0 | 0 | 0
| 797 |  |  | 0 | 0 | 0 | 0 | 0 | 0 | 0 |  | 1 | 1 | 1 | 1 | 1 | 1 | 1 | 0 | 0 | 0 | 0 | 0 | 0 | 0 | 0 | 0 | 0 | 0 | 0 | 0 | 0 | 0 | 0 | 0 | 0 | 0 | 0 | 0 | 0 | 0 | 0 | 0 | 0 | 0 | 0 | 0 | 0 | 0 | 0 | 0 | 0 | 0 | [7 empty] | 0 | 0 | 0 | 0 | 0 | 0 | 0
| 798 |  |  | 0 | 0 | 0 | 0 | 0 | 0 | 0 |  | 1 | 1 | 1 | 1 | 1 | 1 | 1 | 0 | 0 | 0 | 0 | 0 | 0 | 0 | 0 | 0 | 0 | 0 | 0 | 0 | 0 | 0 | 0 | 0 | 0 | 0 | 0 | 0 | 0 | 0 | 0 | 0 | 0 | 0 | 0 | 0 | 0 | 0 | 0 | 0 | 0 | 0 | [7 empty] | 0 | 0 | 0 | 0 | 0 | 0 | 0
| 799 |  |  | 0 | 0 | 0 | 0 | 0 | 0 | 0 |  | 1 | 1 | 1 | 1 | 1 | 1 | 1 | 0 | 0 | 0 | 0 | 0 | 0 | 0 | 0 | 0 | 0 | 0 | 0 | 0 | 0 | 0 | 0 | 0 | 0 | 0 | 0 | 0 | 0 | 0 | 0 | 0 | 0 | 0 | 0 | 0 | 0 | 0 | 0 | 0 | 0 | 0 | [7 empty] | 0 | 0 | 0 | 0 | 0 | 0 | 0
| 800 |  |  | 0 | 0 | 0 | 0 | 0 | 0 | 0 |  | 1 | 1 | 1 | 1 | 1 | 1 | 1 | 0 | 0 | 0 | 0 | 0 | 0 | 0 | 0 | 0 | 0 | 0 | 0 | 0 | 0 | 0 | 0 | 0 | 0 | 0 | 0 | 0 | 0 | 0 | 0 | 0 | 0 | 0 | 0 | 0 | 0 | 0 | 0 | 0 | 0 | 0 | [7 empty] | 0 | 0 | 0 | 0 | 0 | 0 | 0
| 801 |  |  | 0 | 0 | 0 | 0 | 0 | 0 | 0 |  | 1 | 1 | 1 | 1 | 1 | 1 | 1 | 0 | 0 | 0 | 0 | 0 | 0 | 0 | 0 | 0 | 0 | 0 | 0 | 0 | 0 | 0 | 0 | 0 | 0 | 0 | 0 | 0 | 0 | 0 | 0 | 0 | 0 | 0 | 0 | 0 | 0 | 0 | 0 | 0 | 0 | 0 | [7 empty] | 0 | 0 | 0 | 0 | 0 | 0 | 0
| 802 |  |  | 0 | 0 | 0 | 0 | 0 | 0 | 0 |  | 1 | 1 | 1 | 1 | 1 | 1 | 1 | 0 | 0 | 0 | 0 | 0 | 0 | 0 | 0 | 0 | 0 | 0 | 0 | 0 | 0 | 0 | 0 | 0 | 0 | 0 | 0 | 0 | 0 | 0 | 0 | 0 | 0 | 0 | 0 | 0 | 0 | 0 | 0 | 0 | 0 | 0 | [7 empty] | 0 | 0 | 0 | 0 | 0 | 0 | 0
| 803 |  |  | 0 | 0 | 0 | 0 | 0 | 0 | 0 |  | 1 | 1 | 1 | 1 | 1 | 1 | 1 | 0 | 0 | 0 | 0 | 0 | 0 | 0 | 0 | 0 | 0 | 0 | 0 | 0 | 0 | 0 | 0 | 0 | 0 | 0 | 0 | 0 | 0 | 0 | 0 | 0 | 0 | 0 | 0 | 0 | 0 | 0 | 0 | 0 | 0 | 0 | [7 empty] | 0 | 0 | 0 | 0 | 0 | 0 | 0
| 804 |  |  | 0 | 0 | 0 | 0 | 0 | 0 | 0 |  | 1 | 1 | 1 | 1 | 1 | 1 | 1 | 0 | 0 | 0 | 0 | 0 | 0 | 0 | 0 | 0 | 0 | 0 | 0 | 0 | 0 | 0 | 0 | 0 | 0 | 0 | 0 | 0 | 0 | 0 | 0 | 0 | 0 | 0 | 0 | 0 | 0 | 0 | 0 | 0 | 0 | 0 | [7 empty] | 0 | 0 | 0 | 0 | 0 | 0 | 0
| 805 |  |  | 0 | 0 | 0 | 0 | 0 | 0 | 0 |  | 1 | 1 | 1 | 1 | 1 | 1 | 1 | 0 | 0 | 0 | 0 | 0 | 0 | 0 | 0 | 0 | 0 | 0 | 0 | 0 | 0 | 0 | 0 | 0 | 0 | 0 | 0 | 0 | 0 | 0 | 0 | 0 | 0 | 0 | 0 | 0 | 0 | 0 | 0 | 0 | 0 | 0 | [7 empty] | 0 | 0 | 0 | 0 | 0 | 0 | 0
| 806 |  |  | 0 | 0 | 0 | 0 | 0 | 0 | 0 |  | 1 | 1 | 1 | 1 | 1 | 1 | 1 | 0 | 0 | 0 | 0 | 0 | 0 | 0 | 0 | 0 | 0 | 0 | 0 | 0 | 0 | 0 | 0 | 0 | 0 | 0 | 0 | 0 | 0 | 0 | 0 | 0 | 0 | 0 | 0 | 0 | 0 | 0 | 0 | 0 | 0 | 0 | [7 empty] | 0 | 0 | 0 | 0 | 0 | 0 | 0
| 807 |  |  | 0 | 0 | 0 | 0 | 0 | 0 | 0 |  | 1 | 1 | 1 | 1 | 1 | 1 | 1 | 0 | 0 | 0 | 0 | 0 | 0 | 0 | 0 | 0 | 0 | 0 | 0 | 0 | 0 | 0 | 0 | 0 | 0 | 0 | 0 | 0 | 0 | 0 | 0 | 0 | 0 | 0 | 0 | 0 | 0 | 0 | 0 | 0 | 0 | 0 | [7 empty] | 0 | 0 | 0 | 0 | 0 | 0 | 0
| 808 |  |  | 0 | 0 | 0 | 0 | 0 | 0 | 0 |  | 1 | 1 | 1 | 1 | 1 | 1 | 1 | 0 | 0 | 0 | 0 | 0 | 0 | 0 | 0 | 0 | 0 | 0 | 0 | 0 | 0 | 0 | 0 | 0 | 0 | 0 | 0 | 0 | 0 | 0 | 0 | 0 | 0 | 0 | 0 | 0 | 0 | 0 | 0 | 0 | 0 | 0 | [7 empty] | 0 | 0 | 0 | 0 | 0 | 0 | 0
| 809 |  |  | 0 | 0 | 0 | 0 | 0 | 0 | 0 |  | 1 | 1 | 1 | 1 | 1 | 1 | 1 | 0 | 0 | 0 | 0 | 0 | 0 | 0 | 0 | 0 | 0 | 0 | 0 | 0 | 0 | 0 | 0 | 0 | 0 | 0 | 0 | 0 | 0 | 0 | 0 | 0 | 0 | 0 | 0 | 0 | 0 | 0 | 0 | 0 | 0 | 0 | [7 empty] | 0 | 0 | 0 | 0 | 0 | 0 | 0
| 810 |  |  | 0 | 0 | 0 | 0 | 0 | 0 | 0 |  | 1 | 1 | 1 | 1 | 1 | 1 | 1 | 0 | 0 | 0 | 0 | 0 | 0 | 0 | 0 | 0 | 0 | 0 | 0 | 0 | 0 | 0 | 0 | 0 | 0 | 0 | 0 | 0 | 0 | 0 | 0 | 0 | 0 | 0 | 0 | 0 | 0 | 0 | 0 | 0 | 0 | 0 | [7 empty] | 0 | 0 | 0 | 0 | 0 | 0 | 0
| 811 |  |  | 0 | 0 | 0 | 0 | 0 | 0 | 0 |  | 1 | 1 | 1 | 1 | 1 | 1 | 1 | 0 | 0 | 0 | 0 | 0 | 0 | 0 | 0 | 0 | 0 | 0 | 0 | 0 | 0 | 0 | 0 | 0 | 0 | 0 | 0 | 0 | 0 | 0 | 0 | 0 | 0 | 0 | 0 | 0 | 0 | 0 | 0 | 0 | 0 | 0 | [7 empty] | 0 | 0 | 0 | 0 | 0 | 0 | 0
| 812 |  |  | 0 | 0 | 0 | 0 | 0 | 0 | 0 |  | 1 | 1 | 1 | 1 | 1 | 1 | 1 | 0 | 0 | 0 | 0 | 0 | 0 | 0 | 0 | 0 | 0 | 0 | 0 | 0 | 0 | 0 | 0 | 0 | 0 | 0 | 0 | 0 | 0 | 0 | 0 | 0 | 0 | 0 | 0 | 0 | 0 | 0 | 0 | 0 | 0 | 0 | [7 empty] | 0 | 0 | 0 | 0 | 0 | 0 | 0
| 813 |  |  | 0 | 0 | 0 | 0 | 0 | 0 | 0 |  | 1 | 1 | 1 | 1 | 1 | 1 | 1 | 0 | 0 | 0 | 0 | 0 | 0 | 0 | 0 | 0 | 0 | 0 | 0 | 0 | 0 | 0 | 0 | 0 | 0 | 0 | 0 | 0 | 0 | 0 | 0 | 0 | 0 | 0 | 0 | 0 | 0 | 0 | 0 | 0 | 0 | 0 | [7 empty] | 0 | 0 | 0 | 0 | 0 | 0 | 0
| 814 |  |  | 0 | 0 | 0 | 0 | 0 | 0 | 0 |  | 1 | 1 | 1 | 1 | 1 | 1 | 1 | 0 | 0 | 0 | 0 | 0 | 0 | 0 | 0 | 0 | 0 | 0 | 0 | 0 | 0 | 0 | 0 | 0 | 0 | 0 | 0 | 0 | 0 | 0 | 0 | 0 | 0 | 0 | 0 | 0 | 0 | 0 | 0 | 0 | 0 | 0 | [7 empty] | 0 | 0 | 0 | 0 | 0 | 0 | 0
| 815 |  |  | 0 | 0 | 0 | 0 | 0 | 0 | 0 |  | 1 | 1 | 1 | 1 | 1 | 1 | 1 | 0 | 0 | 0 | 0 | 0 | 0 | 0 | 0 | 0 | 0 | 0 | 0 | 0 | 0 | 0 | 0 | 0 | 0 | 0 | 0 | 0 | 0 | 0 | 0 | 0 | 0 | 0 | 0 | 0 | 0 | 0 | 0 | 0 | 0 | 0 | [7 empty] | 0 | 0 | 0 | 0 | 0 | 0 | 0
| 816 |  |  | 0 | 0 | 0 | 0 | 0 | 0 | 0 |  | 1 | 1 | 1 | 1 | 1 | 1 | 1 | 0 | 0 | 0 | 0 | 0 | 0 | 0 | 0 | 0 | 0 | 0 | 0 | 0 | 0 | 0 | 0 | 0 | 0 | 0 | 0 | 0 | 0 | 0 | 0 | 0 | 0 | 0 | 0 | 0 | 0 | 0 | 0 | 0 | 0 | 0 | [7 empty] | 0 | 0 | 0 | 0 | 0 | 0 | 0
| 817 |  |  | 0 | 0 | 0 | 0 | 0 | 0 | 0 |  | 1 | 1 | 1 | 1 | 1 | 1 | 1 | 0 | 0 | 0 | 0 | 0 | 0 | 0 | 0 | 0 | 0 | 0 | 0 | 0 | 0 | 0 | 0 | 0 | 0 | 0 | 0 | 0 | 0 | 0 | 0 | 0 | 0 | 0 | 0 | 0 | 0 | 0 | 0 | 0 | 0 | 0 | [7 empty] | 0 | 0 | 0 | 0 | 0 | 0 | 0
| 818 |  |  | 0 | 0 | 0 | 0 | 0 | 0 | 0 |  | 1 | 1 | 1 | 1 | 1 | 1 | 1 | 0 | 0 | 0 | 0 | 0 | 0 | 0 | 0 | 0 | 0 | 0 | 0 | 0 | 0 | 0 | 0 | 0 | 0 | 0 | 0 | 0 | 0 | 0 | 0 | 0 | 0 | 0 | 0 | 0 | 0 | 0 | 0 | 0 | 0 | 0 | [7 empty] | 0 | 0 | 0 | 0 | 0 | 0 | 0
| 819 |  |  | 0 | 0 | 0 | 0 | 0 | 0 | 0 |  | 1 | 1 | 1 | 1 | 1 | 1 | 1 | 0 | 0 | 0 | 0 | 0 | 0 | 0 | 0 | 0 | 0 | 0 | 0 | 0 | 0 | 0 | 0 | 0 | 0 | 0 | 0 | 0 | 0 | 0 | 0 | 0 | 0 | 0 | 0 | 0 | 0 | 0 | 0 | 0 | 0 | 0 | [7 empty] | 0 | 0 | 0 | 0 | 0 | 0 | 0
| 820 |  |  | 0 | 0 | 0 | 0 | 0 | 0 | 0 |  | 1 | 1 | 1 | 1 | 1 | 1 | 1 | 0 | 0 | 0 | 0 | 0 | 0 | 0 | 0 | 0 | 0 | 0 | 0 | 0 | 0 | 0 | 0 | 0 | 0 | 0 | 0 | 0 | 0 | 0 | 0 | 0 | 0 | 0 | 0 | 0 | 0 | 0 | 0 | 0 | 0 | 0 | [7 empty] | 0 | 0 | 0 | 0 | 0 | 0 | 0
| 821 |  |  | 0 | 0 | 0 | 0 | 0 | 0 | 0 |  | 1 | 1 | 1 | 1 | 1 | 1 | 1 | 0 | 0 | 0 | 0 | 0 | 0 | 0 | 0 | 0 | 0 | 0 | 0 | 0 | 0 | 0 | 0 | 0 | 0 | 0 | 0 | 0 | 0 | 0 | 0 | 0 | 0 | 0 | 0 | 0 | 0 | 0 | 0 | 0 | 0 | 0 | [7 empty] | 0 | 0 | 0 | 0 | 0 | 0 | 0
| 822 |  |  | 0 | 0 | 0 | 0 | 0 | 0 | 0 |  | 1 | 1 | 1 | 1 | 1 | 1 | 1 | 0 | 0 | 0 | 0 | 0 | 0 | 0 | 0 | 0 | 0 | 0 | 0 | 0 | 0 | 0 | 0 | 0 | 0 | 0 | 0 | 0 | 0 | 0 | 0 | 0 | 0 | 0 | 0 | 0 | 0 | 0 | 0 | 0 | 0 | 0 | [7 empty] | 0 | 0 | 0 | 0 | 0 | 0 | 0
| 823 |  |  | 0 | 0 | 0 | 0 | 0 | 0 | 0 |  | 1 | 1 | 1 | 1 | 1 | 1 | 1 | 0 | 0 | 0 | 0 | 0 | 0 | 0 | 0 | 0 | 0 | 0 | 0 | 0 | 0 | 0 | 0 | 0 | 0 | 0 | 0 | 0 | 0 | 0 | 0 | 0 | 0 | 0 | 0 | 0 | 0 | 0 | 0 | 0 | 0 | 0 | [7 empty] | 0 | 0 | 0 | 0 | 0 | 0 | 0
| 824 |  |  | 0 | 0 | 0 | 0 | 0 | 0 | 0 |  | 1 | 1 | 1 | 1 | 1 | 1 | 1 | 0 | 0 | 0 | 0 | 0 | 0 | 0 | 0 | 0 | 0 | 0 | 0 | 0 | 0 | 0 | 0 | 0 | 0 | 0 | 0 | 0 | 0 | 0 | 0 | 0 | 0 | 0 | 0 | 0 | 0 | 0 | 0 | 0 | 0 | 0 | [7 empty] | 0 | 0 | 0 | 0 | 0 | 0 | 0
| 825 |  |  | 0 | 0 | 0 | 0 | 0 | 0 | 0 |  | 1 | 1 | 1 | 1 | 1 | 1 | 1 | 0 | 0 | 0 | 0 | 0 | 0 | 0 | 0 | 0 | 0 | 0 | 0 | 0 | 0 | 0 | 0 | 0 | 0 | 0 | 0 | 0 | 0 | 0 | 0 | 0 | 0 | 0 | 0 | 0 | 0 | 0 | 0 | 0 | 0 | 0 | [7 empty] | 0 | 0 | 0 | 0 | 0 | 0 | 0
| 826 |  |  | 0 | 0 | 0 | 0 | 0 | 0 | 0 |  | 1 | 1 | 1 | 1 | 1 | 1 | 1 | 0 | 0 | 0 | 0 | 0 | 0 | 0 | 0 | 0 | 0 | 0 | 0 | 0 | 0 | 0 | 0 | 0 | 0 | 0 | 0 | 0 | 0 | 0 | 0 | 0 | 0 | 0 | 0 | 0 | 0 | 0 | 0 | 0 | 0 | 0 | [7 empty] | 0 | 0 | 0 | 0 | 0 | 0 | 0
| 827 |  |  | 0 | 0 | 0 | 0 | 0 | 0 | 0 |  | 1 | 1 | 1 | 1 | 1 | 1 | 1 | 0 | 0 | 0 | 0 | 0 | 0 | 0 | 0 | 0 | 0 | 0 | 0 | 0 | 0 | 0 | 0 | 0 | 0 | 0 | 0 | 0 | 0 | 0 | 0 | 0 | 0 | 0 | 0 | 0 | 0 | 0 | 0 | 0 | 0 | 0 | [7 empty] | 0 | 0 | 0 | 0 | 0 | 0 | 0
| 828 |  |  | 0 | 0 | 0 | 0 | 0 | 0 | 0 |  | 1 | 1 | 1 | 1 | 1 | 1 | 1 | 0 | 0 | 0 | 0 | 0 | 0 | 0 | 0 | 0 | 0 | 0 | 0 | 0 | 0 | 0 | 0 | 0 | 0 | 0 | 0 | 0 | 0 | 0 | 0 | 0 | 0 | 0 | 0 | 0 | 0 | 0 | 0 | 0 | 0 | 0 | [7 empty] | 0 | 0 | 0 | 0 | 0 | 0 | 0
| 829 |  |  | 0 | 0 | 0 | 0 | 0 | 0 | 0 |  | 1 | 1 | 1 | 1 | 1 | 1 | 1 | 0 | 0 | 0 | 0 | 0 | 0 | 0 | 0 | 0 | 0 | 0 | 0 | 0 | 0 | 0 | 0 | 0 | 0 | 0 | 0 | 0 | 0 | 0 | 0 | 0 | 0 | 0 | 0 | 0 | 0 | 0 | 0 | 0 | 0 | 0 | [7 empty] | 0 | 0 | 0 | 0 | 0 | 0 | 0
| 830 |  |  | 0 | 0 | 0 | 0 | 0 | 0 | 0 |  | 1 | 1 | 1 | 1 | 1 | 1 | 1 | 0 | 0 | 0 | 0 | 0 | 0 | 0 | 0 | 0 | 0 | 0 | 0 | 0 | 0 | 0 | 0 | 0 | 0 | 0 | 0 | 0 | 0 | 0 | 0 | 0 | 0 | 0 | 0 | 0 | 0 | 0 | 0 | 0 | 0 | 0 | [7 empty] | 0 | 0 | 0 | 0 | 0 | 0 | 0
| 831 |  |  | 0 | 0 | 0 | 0 | 0 | 0 | 0 |  | 1 | 1 | 1 | 1 | 1 | 1 | 1 | 0 | 0 | 0 | 0 | 0 | 0 | 0 | 0 | 0 | 0 | 0 | 0 | 0 | 0 | 0 | 0 | 0 | 0 | 0 | 0 | 0 | 0 | 0 | 0 | 0 | 0 | 0 | 0 | 0 | 0 | 0 | 0 | 0 | 0 | 0 | [7 empty] | 0 | 0 | 0 | 0 | 0 | 0 | 0
| 832 |  |  | 0 | 0 | 0 | 0 | 0 | 0 | 0 |  | 1 | 1 | 1 | 1 | 1 | 1 | 1 | 0 | 0 | 0 | 0 | 0 | 0 | 0 | 0 | 0 | 0 | 0 | 0 | 0 | 0 | 0 | 0 | 0 | 0 | 0 | 0 | 0 | 0 | 0 | 0 | 0 | 0 | 0 | 0 | 0 | 0 | 0 | 0 | 0 | 0 | 0 | [7 empty] | 0 | 0 | 0 | 0 | 0 | 0 | 0
| 833 |  |  | 0 | 0 | 0 | 0 | 0 | 0 | 0 |  | 1 | 1 | 1 | 1 | 1 | 1 | 1 | 0 | 0 | 0 | 0 | 0 | 0 | 0 | 0 | 0 | 0 | 0 | 0 | 0 | 0 | 0 | 0 | 0 | 0 | 0 | 0 | 0 | 0 | 0 | 0 | 0 | 0 | 0 | 0 | 0 | 0 | 0 | 0 | 0 | 0 | 0 | [7 empty] | 0 | 0 | 0 | 0 | 0 | 0 | 0
| 834 |  |  | 0 | 0 | 0 | 0 | 0 | 0 | 0 |  | 1 | 1 | 1 | 1 | 1 | 1 | 1 | 0 | 0 | 0 | 0 | 0 | 0 | 0 | 0 | 0 | 0 | 0 | 0 | 0 | 0 | 0 | 0 | 0 | 0 | 0 | 0 | 0 | 0 | 0 | 0 | 0 | 0 | 0 | 0 | 0 | 0 | 0 | 0 | 0 | 0 | 0 | [7 empty] | 0 | 0 | 0 | 0 | 0 | 0 | 0
| 835 |  |  | 0 | 0 | 0 | 0 | 0 | 0 | 0 |  | 1 | 1 | 1 | 1 | 1 | 1 | 1 | 0 | 0 | 0 | 0 | 0 | 0 | 0 | 0 | 0 | 0 | 0 | 0 | 0 | 0 | 0 | 0 | 0 | 0 | 0 | 0 | 0 | 0 | 0 | 0 | 0 | 0 | 0 | 0 | 0 | 0 | 0 | 0 | 0 | 0 | 0 | [7 empty] | 0 | 0 | 0 | 0 | 0 | 0 | 0
| 836 |  |  | 0 | 0 | 0 | 0 | 0 | 0 | 0 |  | 1 | 1 | 1 | 1 | 1 | 1 | 1 | 0 | 0 | 0 | 0 | 0 | 0 | 0 | 0 | 0 | 0 | 0 | 0 | 0 | 0 | 0 | 0 | 0 | 0 | 0 | 0 | 0 | 0 | 0 | 0 | 0 | 0 | 0 | 0 | 0 | 0 | 0 | 0 | 0 | 0 | 0 | [7 empty] | 0 | 0 | 0 | 0 | 0 | 0 | 0
| 837 |  |  | 0 | 0 | 0 | 0 | 0 | 0 | 0 |  | 1 | 1 | 1 | 1 | 1 | 1 | 1 | 0 | 0 | 0 | 0 | 0 | 0 | 0 | 0 | 0 | 0 | 0 | 0 | 0 | 0 | 0 | 0 | 0 | 0 | 0 | 0 | 0 | 0 | 0 | 0 | 0 | 0 | 0 | 0 | 0 | 0 | 0 | 0 | 0 | 0 | 0 | [7 empty] | 0 | 0 | 0 | 0 | 0 | 0 | 0
| 838 |  |  | 0 | 0 | 0 | 0 | 0 | 0 | 0 |  | 1 | 1 | 1 | 1 | 1 | 1 | 1 | 0 | 0 | 0 | 0 | 0 | 0 | 0 | 0 | 0 | 0 | 0 | 0 | 0 | 0 | 0 | 0 | 0 | 0 | 0 | 0 | 0 | 0 | 0 | 0 | 0 | 0 | 0 | 0 | 0 | 0 | 0 | 0 | 0 | 0 | 0 | [7 empty] | 0 | 0 | 0 | 0 | 0 | 0 | 0
| 839 |  |  | 0 | 0 | 0 | 0 | 0 | 0 | 0 |  | 1 | 1 | 1 | 1 | 1 | 1 | 1 | 0 | 0 | 0 | 0 | 0 | 0 | 0 | 0 | 0 | 0 | 0 | 0 | 0 | 0 | 0 | 0 | 0 | 0 | 0 | 0 | 0 | 0 | 0 | 0 | 0 | 0 | 0 | 0 | 0 | 0 | 0 | 0 | 0 | 0 | 0 | [7 empty] | 0 | 0 | 0 | 0 | 0 | 0 | 0
| 840 |  |  | 0 | 0 | 0 | 0 | 0 | 0 | 0 |  | 1 | 1 | 1 | 1 | 1 | 1 | 1 | 0 | 0 | 0 | 0 | 0 | 0 | 0 | 0 | 0 | 0 | 0 | 0 | 0 | 0 | 0 | 0 | 0 | 0 | 0 | 0 | 0 | 0 | 0 | 0 | 0 | 0 | 0 | 0 | 0 | 0 | 0 | 0 | 0 | 0 | 0 | [7 empty] | 0 | 0 | 0 | 0 | 0 | 0 | 0
| 841 |  |  | 0 | 0 | 0 | 0 | 0 | 0 | 0 |  | 1 | 1 | 1 | 1 | 1 | 1 | 1 | 0 | 0 | 0 | 0 | 0 | 0 | 0 | 0 | 0 | 0 | 0 | 0 | 0 | 0 | 0 | 0 | 0 | 0 | 0 | 0 | 0 | 0 | 0 | 0 | 0 | 0 | 0 | 0 | 0 | 0 | 0 | 0 | 0 | 0 | 0 | [7 empty] | 0 | 0 | 0 | 0 | 0 | 0 | 0
| 842 |  |  | 0 | 0 | 0 | 0 | 0 | 0 | 0 |  | 1 | 1 | 1 | 1 | 1 | 1 | 1 | 0 | 0 | 0 | 0 | 0 | 0 | 0 | 0 | 0 | 0 | 0 | 0 | 0 | 0 | 0 | 0 | 0 | 0 | 0 | 0 | 0 | 0 | 0 | 0 | 0 | 0 | 0 | 0 | 0 | 0 | 0 | 0 | 0 | 0 | 0 | [7 empty] | 0 | 0 | 0 | 0 | 0 | 0 | 0
| 843 |  |  | 0 | 0 | 0 | 0 | 0 | 0 | 0 |  | 1 | 1 | 1 | 1 | 1 | 1 | 1 | 0 | 0 | 0 | 0 | 0 | 0 | 0 | 0 | 0 | 0 | 0 | 0 | 0 | 0 | 0 | 0 | 0 | 0 | 0 | 0 | 0 | 0 | 0 | 0 | 0 | 0 | 0 | 0 | 0 | 0 | 0 | 0 | 0 | 0 | 0 | [7 empty] | 0 | 0 | 0 | 0 | 0 | 0 | 0
| 844 |  |  | 0 | 0 | 0 | 0 | 0 | 0 | 0 |  | 1 | 1 | 1 | 1 | 1 | 1 | 1 | 0 | 0 | 0 | 0 | 0 | 0 | 0 | 0 | 0 | 0 | 0 | 0 | 0 | 0 | 0 | 0 | 0 | 0 | 0 | 0 | 0 | 0 | 0 | 0 | 0 | 0 | 0 | 0 | 0 | 0 | 0 | 0 | 0 | 0 | 0 | [7 empty] | 0 | 0 | 0 | 0 | 0 | 0 | 0
| 845 |  |  | 0 | 0 | 0 | 0 | 0 | 0 | 0 |  | 1 | 1 | 1 | 1 | 1 | 1 | 1 | 0 | 0 | 0 | 0 | 0 | 0 | 0 | 0 | 0 | 0 | 0 | 0 | 0 | 0 | 0 | 0 | 0 | 0 | 0 | 0 | 0 | 0 | 0 | 0 | 0 | 0 | 0 | 0 | 0 | 0 | 0 | 0 | 0 | 0 | 0 | [7 empty] | 0 | 0 | 0 | 0 | 0 | 0 | 0
| 846 |  |  | 0 | 0 | 0 | 0 | 0 | 0 | 0 |  | 1 | 1 | 1 | 1 | 1 | 1 | 1 | 0 | 0 | 0 | 0 | 0 | 0 | 0 | 0 | 0 | 0 | 0 | 0 | 0 | 0 | 0 | 0 | 0 | 0 | 0 | 0 | 0 | 0 | 0 | 0 | 0 | 0 | 0 | 0 | 0 | 0 | 0 | 0 | 0 | 0 | 0 | [7 empty] | 0 | 0 | 0 | 0 | 0 | 0 | 0
| 847 |  |  | 0 | 0 | 0 | 0 | 0 | 0 | 0 |  | 1 | 1 | 1 | 1 | 1 | 1 | 1 | 0 | 0 | 0 | 0 | 0 | 0 | 0 | 0 | 0 | 0 | 0 | 0 | 0 | 0 | 0 | 0 | 0 | 0 | 0 | 0 | 0 | 0 | 0 | 0 | 0 | 0 | 0 | 0 | 0 | 0 | 0 | 0 | 0 | 0 | 0 | [7 empty] | 0 | 0 | 0 | 0 | 0 | 0 | 0
| 848 |  |  | 0 | 0 | 0 | 0 | 0 | 0 | 0 |  | 1 | 1 | 1 | 1 | 1 | 1 | 1 | 0 | 0 | 0 | 0 | 0 | 0 | 0 | 0 | 0 | 0 | 0 | 0 | 0 | 0 | 0 | 0 | 0 | 0 | 0 | 0 | 0 | 0 | 0 | 0 | 0 | 0 | 0 | 0 | 0 | 0 | 0 | 0 | 0 | 0 | 0 | [7 empty] | 0 | 0 | 0 | 0 | 0 | 0 | 0
| 849 |  |  | 0 | 0 | 0 | 0 | 0 | 0 | 0 |  | 1 | 1 | 1 | 1 | 1 | 1 | 1 | 0 | 0 | 0 | 0 | 0 | 0 | 0 | 0 | 0 | 0 | 0 | 0 | 0 | 0 | 0 | 0 | 0 | 0 | 0 | 0 | 0 | 0 | 0 | 0 | 0 | 0 | 0 | 0 | 0 | 0 | 0 | 0 | 0 | 0 | 0 | [7 empty] | 0 | 0 | 0 | 0 | 0 | 0 | 0
| 850 |  |  | 0 | 0 | 0 | 0 | 0 | 0 | 0 |  | 1 | 1 | 1 | 1 | 1 | 1 | 1 | 0 | 0 | 0 | 0 | 0 | 0 | 0 | 0 | 0 | 0 | 0 | 0 | 0 | 0 | 0 | 0 | 0 | 0 | 0 | 0 | 0 | 0 | 0 | 0 | 0 | 0 | 0 | 0 | 0 | 0 | 0 | 0 | 0 | 0 | 0 | [7 empty] | 0 | 0 | 0 | 0 | 0 | 0 | 0
| 851 |  |  | 0 | 0 | 0 | 0 | 0 | 0 | 0 |  | 1 | 1 | 1 | 1 | 1 | 1 | 1 | 0 | 0 | 0 | 0 | 0 | 0 | 0 | 0 | 0 | 0 | 0 | 0 | 0 | 0 | 0 | 0 | 0 | 0 | 0 | 0 | 0 | 0 | 0 | 0 | 0 | 0 | 0 | 0 | 0 | 0 | 0 | 0 | 0 | 0 | 0 | [7 empty] | 0 | 0 | 0 | 0 | 0 | 0 | 0
| 852 |  |  | 0 | 0 | 0 | 0 | 0 | 0 | 0 |  | 1 | 1 | 1 | 1 | 1 | 1 | 1 | 0 | 0 | 0 | 0 | 0 | 0 | 0 | 0 | 0 | 0 | 0 | 0 | 0 | 0 | 0 | 0 | 0 | 0 | 0 | 0 | 0 | 0 | 0 | 0 | 0 | 0 | 0 | 0 | 0 | 0 | 0 | 0 | 0 | 0 | 0 | [7 empty] | 0 | 0 | 0 | 0 | 0 | 0 | 0
| 853 |  |  | 0 | 0 | 0 | 0 | 0 | 0 | 0 |  | 1 | 1 | 1 | 1 | 1 | 1 | 1 | 0 | 0 | 0 | 0 | 0 | 0 | 0 | 0 | 0 | 0 | 0 | 0 | 0 | 0 | 0 | 0 | 0 | 0 | 0 | 0 | 0 | 0 | 0 | 0 | 0 | 0 | 0 | 0 | 0 | 0 | 0 | 0 | 0 | 0 | 0 | [7 empty] | 0 | 0 | 0 | 0 | 0 | 0 | 0
| 854 |  |  | 0 | 0 | 0 | 0 | 0 | 0 | 0 |  | 1 | 1 | 1 | 1 | 1 | 1 | 1 | 0 | 0 | 0 | 0 | 0 | 0 | 0 | 0 | 0 | 0 | 0 | 0 | 0 | 0 | 0 | 0 | 0 | 0 | 0 | 0 | 0 | 0 | 0 | 0 | 0 | 0 | 0 | 0 | 0 | 0 | 0 | 0 | 0 | 0 | 0 | [7 empty] | 0 | 0 | 0 | 0 | 0 | 0 | 0
| 855 |  |  | 0 | 0 | 0 | 0 | 0 | 0 | 0 |  | 1 | 1 | 1 | 1 | 1 | 1 | 1 | 0 | 0 | 0 | 0 | 0 | 0 | 0 | 0 | 0 | 0 | 0 | 0 | 0 | 0 | 0 | 0 | 0 | 0 | 0 | 0 | 0 | 0 | 0 | 0 | 0 | 0 | 0 | 0 | 0 | 0 | 0 | 0 | 0 | 0 | 0 | [7 empty] | 0 | 0 | 0 | 0 | 0 | 0 | 0
| 856 |  |  | 0 | 0 | 0 | 0 | 0 | 0 | 0 |  | 1 | 1 | 1 | 1 | 1 | 1 | 1 | 0 | 0 | 0 | 0 | 0 | 0 | 0 | 0 | 0 | 0 | 0 | 0 | 0 | 0 | 0 | 0 | 0 | 0 | 0 | 0 | 0 | 0 | 0 | 0 | 0 | 0 | 0 | 0 | 0 | 0 | 0 | 0 | 0 | 0 | 0 | [7 empty] | 0 | 0 | 0 | 0 | 0 | 0 | 0
| 857 |  |  | 0 | 0 | 0 | 0 | 0 | 0 | 0 |  | 1 | 1 | 1 | 1 | 1 | 1 | 1 | 0 | 0 | 0 | 0 | 0 | 0 | 0 | 0 | 0 | 0 | 0 | 0 | 0 | 0 | 0 | 0 | 0 | 0 | 0 | 0 | 0 | 0 | 0 | 0 | 0 | 0 | 0 | 0 | 0 | 0 | 0 | 0 | 0 | 0 | 0 | [7 empty] | 0 | 0 | 0 | 0 | 0 | 0 | 0
| 858 |  |  | 0 | 0 | 0 | 0 | 0 | 0 | 0 |  | 1 | 1 | 1 | 1 | 1 | 1 | 1 | 0 | 0 | 0 | 0 | 0 | 0 | 0 | 0 | 0 | 0 | 0 | 0 | 0 | 0 | 0 | 0 | 0 | 0 | 0 | 0 | 0 | 0 | 0 | 0 | 0 | 0 | 0 | 0 | 0 | 0 | 0 | 0 | 0 | 0 | 0 | [7 empty] | 0 | 0 | 0 | 0 | 0 | 0 | 0
| 859 |  |  | 0 | 0 | 0 | 0 | 0 | 0 | 0 |  | 1 | 1 | 1 | 1 | 1 | 1 | 1 | 0 | 0 | 0 | 0 | 0 | 0 | 0 | 0 | 0 | 0 | 0 | 0 | 0 | 0 | 0 | 0 | 0 | 0 | 0 | 0 | 0 | 0 | 0 | 0 | 0 | 0 | 0 | 0 | 0 | 0 | 0 | 0 | 0 | 0 | 0 | [7 empty] | 0 | 0 | 0 | 0 | 0 | 0 | 0
| 860 |  |  | 0 | 0 | 0 | 0 | 0 | 0 | 0 |  | 1 | 1 | 1 | 1 | 1 | 1 | 1 | 0 | 0 | 0 | 0 | 0 | 0 | 0 | 0 | 0 | 0 | 0 | 0 | 0 | 0 | 0 | 0 | 0 | 0 | 0 | 0 | 0 | 0 | 0 | 0 | 0 | 0 | 0 | 0 | 0 | 0 | 0 | 0 | 0 | 0 | 0 | [7 empty] | 0 | 0 | 0 | 0 | 0 | 0 | 0
| 861 |  |  | 0 | 0 | 0 | 0 | 0 | 0 | 0 |  | 1 | 1 | 1 | 1 | 1 | 1 | 1 | 0 | 0 | 0 | 0 | 0 | 0 | 0 | 0 | 0 | 0 | 0 | 0 | 0 | 0 | 0 | 0 | 0 | 0 | 0 | 0 | 0 | 0 | 0 | 0 | 0 | 0 | 0 | 0 | 0 | 0 | 0 | 0 | 0 | 0 | 0 | [7 empty] | 0 | 0 | 0 | 0 | 0 | 0 | 0
| 862 |  |  | 0 | 0 | 0 | 0 | 0 | 0 | 0 |  | 1 | 1 | 1 | 1 | 1 | 1 | 1 | 0 | 0 | 0 | 0 | 0 | 0 | 0 | 0 | 0 | 0 | 0 | 0 | 0 | 0 | 0 | 0 | 0 | 0 | 0 | 0 | 0 | 0 | 0 | 0 | 0 | 0 | 0 | 0 | 0 | 0 | 0 | 0 | 0 | 0 | 0 | [7 empty] | 0 | 0 | 0 | 0 | 0 | 0 | 0
| 863 |  |  | 0 | 0 | 0 | 0 | 0 | 0 | 0 |  | 1 | 1 | 1 | 1 | 1 | 1 | 1 | 0 | 0 | 0 | 0 | 0 | 0 | 0 | 0 | 0 | 0 | 0 | 0 | 0 | 0 | 0 | 0 | 0 | 0 | 0 | 0 | 0 | 0 | 0 | 0 | 0 | 0 | 0 | 0 | 0 | 0 | 0 | 0 | 0 | 0 | 0 | [7 empty] | 0 | 0 | 0 | 0 | 0 | 0 | 0
| 864 |  |  | 0 | 0 | 0 | 0 | 0 | 0 | 0 |  | 1 | 1 | 1 | 1 | 1 | 1 | 1 | 0 | 0 | 0 | 0 | 0 | 0 | 0 | 0 | 0 | 0 | 0 | 0 | 0 | 0 | 0 | 0 | 0 | 0 | 0 | 0 | 0 | 0 | 0 | 0 | 0 | 0 | 0 | 0 | 0 | 0 | 0 | 0 | 0 | 0 | 0 | [7 empty] | 0 | 0 | 0 | 0 | 0 | 0 | 0
| 865 |  |  | 0 | 0 | 0 | 0 | 0 | 0 | 0 |  | 1 | 1 | 1 | 1 | 1 | 1 | 1 | 0 | 0 | 0 | 0 | 0 | 0 | 0 | 0 | 0 | 0 | 0 | 0 | 0 | 0 | 0 | 0 | 0 | 0 | 0 | 0 | 0 | 0 | 0 | 0 | 0 | 0 | 0 | 0 | 0 | 0 | 0 | 0 | 0 | 0 | 0 | [7 empty] | 0 | 0 | 0 | 0 | 0 | 0 | 0
| 866 |  |  | 0 | 0 | 0 | 0 | 0 | 0 | 0 |  | 1 | 1 | 1 | 1 | 1 | 1 | 1 | 0 | 0 | 0 | 0 | 0 | 0 | 0 | 0 | 0 | 0 | 0 | 0 | 0 | 0 | 0 | 0 | 0 | 0 | 0 | 0 | 0 | 0 | 0 | 0 | 0 | 0 | 0 | 0 | 0 | 0 | 0 | 0 | 0 | 0 | 0 | [7 empty] | 0 | 0 | 0 | 0 | 0 | 0 | 0
| 867 |  |  | 0 | 0 | 0 | 0 | 0 | 0 | 0 |  | 1 | 1 | 1 | 1 | 1 | 1 | 1 | 0 | 0 | 0 | 0 | 0 | 0 | 0 | 0 | 0 | 0 | 0 | 0 | 0 | 0 | 0 | 0 | 0 | 0 | 0 | 0 | 0 | 0 | 0 | 0 | 0 | 0 | 0 | 0 | 0 | 0 | 0 | 0 | 0 | 0 | 0 | [7 empty] | 0 | 0 | 0 | 0 | 0 | 0 | 0
| 868 |  |  | 0 | 0 | 0 | 0 | 0 | 0 | 0 |  | 1 | 1 | 1 | 1 | 1 | 1 | 1 | 0 | 0 | 0 | 0 | 0 | 0 | 0 | 0 | 0 | 0 | 0 | 0 | 0 | 0 | 0 | 0 | 0 | 0 | 0 | 0 | 0 | 0 | 0 | 0 | 0 | 0 | 0 | 0 | 0 | 0 | 0 | 0 | 0 | 0 | 0 | [7 empty] | 0 | 0 | 0 | 0 | 0 | 0 | 0
| 869 |  |  | 0 | 0 | 0 | 0 | 0 | 0 | 0 |  | 1 | 1 | 1 | 1 | 1 | 1 | 1 | 0 | 0 | 0 | 0 | 0 | 0 | 0 | 0 | 0 | 0 | 0 | 0 | 0 | 0 | 0 | 0 | 0 | 0 | 0 | 0 | 0 | 0 | 0 | 0 | 0 | 0 | 0 | 0 | 0 | 0 | 0 | 0 | 0 | 0 | 0 | [7 empty] | 0 | 0 | 0 | 0 | 0 | 0 | 0
| 870 |  |  | 0 | 0 | 0 | 0 | 0 | 0 | 0 |  | 1 | 1 | 1 | 1 | 1 | 1 | 1 | 0 | 0 | 0 | 0 | 0 | 0 | 0 | 0 | 0 | 0 | 0 | 0 | 0 | 0 | 0 | 0 | 0 | 0 | 0 | 0 | 0 | 0 | 0 | 0 | 0 | 0 | 0 | 0 | 0 | 0 | 0 | 0 | 0 | 0 | 0 | [7 empty] | 0 | 0 | 0 | 0 | 0 | 0 | 0
| 871 |  |  | 0 | 0 | 0 | 0 | 0 | 0 | 0 |  | 1 | 1 | 1 | 1 | 1 | 1 | 1 | 0 | 0 | 0 | 0 | 0 | 0 | 0 | 0 | 0 | 0 | 0 | 0 | 0 | 0 | 0 | 0 | 0 | 0 | 0 | 0 | 0 | 0 | 0 | 0 | 0 | 0 | 0 | 0 | 0 | 0 | 0 | 0 | 0 | 0 | 0 | [7 empty] | 0 | 0 | 0 | 0 | 0 | 0 | 0
| 872 |  |  | 0 | 0 | 0 | 0 | 0 | 0 | 0 |  | 1 | 1 | 1 | 1 | 1 | 1 | 1 | 0 | 0 | 0 | 0 | 0 | 0 | 0 | 0 | 0 | 0 | 0 | 0 | 0 | 0 | 0 | 0 | 0 | 0 | 0 | 0 | 0 | 0 | 0 | 0 | 0 | 0 | 0 | 0 | 0 | 0 | 0 | 0 | 0 | 0 | 0 | [7 empty] | 0 | 0 | 0 | 0 | 0 | 0 | 0
| 873 |  |  | 0 | 0 | 0 | 0 | 0 | 0 | 0 |  | 1 | 1 | 1 | 1 | 1 | 1 | 1 | 0 | 0 | 0 | 0 | 0 | 0 | 0 | 0 | 0 | 0 | 0 | 0 | 0 | 0 | 0 | 0 | 0 | 0 | 0 | 0 | 0 | 0 | 0 | 0 | 0 | 0 | 0 | 0 | 0 | 0 | 0 | 0 | 0 | 0 | 0 | [7 empty] | 0 | 0 | 0 | 0 | 0 | 0 | 0
| 874 |  |  | 0 | 0 | 0 | 0 | 0 | 0 | 0 |  | 1 | 1 | 1 | 1 | 1 | 1 | 1 | 0 | 0 | 0 | 0 | 0 | 0 | 0 | 0 | 0 | 0 | 0 | 0 | 0 | 0 | 0 | 0 | 0 | 0 | 0 | 0 | 0 | 0 | 0 | 0 | 0 | 0 | 0 | 0 | 0 | 0 | 0 | 0 | 0 | 0 | 0 | [7 empty] | 0 | 0 | 0 | 0 | 0 | 0 | 0
| 875 |  |  | 0 | 0 | 0 | 0 | 0 | 0 | 0 |  | 1 | 1 | 1 | 1 | 1 | 1 | 1 | 0 | 0 | 0 | 0 | 0 | 0 | 0 | 0 | 0 | 0 | 0 | 0 | 0 | 0 | 0 | 0 | 0 | 0 | 0 | 0 | 0 | 0 | 0 | 0 | 0 | 0 | 0 | 0 | 0 | 0 | 0 | 0 | 0 | 0 | 0 | [7 empty] | 0 | 0 | 0 | 0 | 0 | 0 | 0
| 876 |  |  | 0 | 0 | 0 | 0 | 0 | 0 | 0 |  | 1 | 1 | 1 | 1 | 1 | 1 | 1 | 0 | 0 | 0 | 0 | 0 | 0 | 0 | 0 | 0 | 0 | 0 | 0 | 0 | 0 | 0 | 0 | 0 | 0 | 0 | 0 | 0 | 0 | 0 | 0 | 0 | 0 | 0 | 0 | 0 | 0 | 0 | 0 | 0 | 0 | 0 | [7 empty] | 0 | 0 | 0 | 0 | 0 | 0 | 0
| 877 |  |  | 0 | 0 | 0 | 0 | 0 | 0 | 0 |  | 1 | 1 | 1 | 1 | 1 | 1 | 1 | 0 | 0 | 0 | 0 | 0 | 0 | 0 | 0 | 0 | 0 | 0 | 0 | 0 | 0 | 0 | 0 | 0 | 0 | 0 | 0 | 0 | 0 | 0 | 0 | 0 | 0 | 0 | 0 | 0 | 0 | 0 | 0 | 0 | 0 | 0 | [7 empty] | 0 | 0 | 0 | 0 | 0 | 0 | 0
| 878 |  |  | 0 | 0 | 0 | 0 | 0 | 0 | 0 |  | 1 | 1 | 1 | 1 | 1 | 1 | 1 | 0 | 0 | 0 | 0 | 0 | 0 | 0 | 0 | 0 | 0 | 0 | 0 | 0 | 0 | 0 | 0 | 0 | 0 | 0 | 0 | 0 | 0 | 0 | 0 | 0 | 0 | 0 | 0 | 0 | 0 | 0 | 0 | 0 | 0 | 0 | [7 empty] | 0 | 0 | 0 | 0 | 0 | 0 | 0
| 879 |  |  | 0 | 0 | 0 | 0 | 0 | 0 | 0 |  | 1 | 1 | 1 | 1 | 1 | 1 | 1 | 0 | 0 | 0 | 0 | 0 | 0 | 0 | 0 | 0 | 0 | 0 | 0 | 0 | 0 | 0 | 0 | 0 | 0 | 0 | 0 | 0 | 0 | 0 | 0 | 0 | 0 | 0 | 0 | 0 | 0 | 0 | 0 | 0 | 0 | 0 | [7 empty] | 0 | 0 | 0 | 0 | 0 | 0 | 0
| 880 |  |  | 0 | 0 | 0 | 0 | 0 | 0 | 0 |  | 1 | 1 | 1 | 1 | 1 | 1 | 1 | 0 | 0 | 0 | 0 | 0 | 0 | 0 | 0 | 0 | 0 | 0 | 0 | 0 | 0 | 0 | 0 | 0 | 0 | 0 | 0 | 0 | 0 | 0 | 0 | 0 | 0 | 0 | 0 | 0 | 0 | 0 | 0 | 0 | 0 | 0 | [7 empty] | 0 | 0 | 0 | 0 | 0 | 0 | 0
| 881 |  |  | 0 | 0 | 0 | 0 | 0 | 0 | 0 |  | 1 | 1 | 1 | 1 | 1 | 1 | 1 | 0 | 0 | 0 | 0 | 0 | 0 | 0 | 0 | 0 | 0 | 0 | 0 | 0 | 0 | 0 | 0 | 0 | 0 | 0 | 0 | 0 | 0 | 0 | 0 | 0 | 0 | 0 | 0 | 0 | 0 | 0 | 0 | 0 | 0 | 0 | [7 empty] | 0 | 0 | 0 | 0 | 0 | 0 | 0
| 882 |  |  | 0 | 0 | 0 | 0 | 0 | 0 | 0 |  | 1 | 1 | 1 | 1 | 1 | 1 | 1 | 0 | 0 | 0 | 0 | 0 | 0 | 0 | 0 | 0 | 0 | 0 | 0 | 0 | 0 | 0 | 0 | 0 | 0 | 0 | 0 | 0 | 0 | 0 | 0 | 0 | 0 | 0 | 0 | 0 | 0 | 0 | 0 | 0 | 0 | 0 | [7 empty] | 0 | 0 | 0 | 0 | 0 | 0 | 0
| 883 |  |  | 0 | 0 | 0 | 0 | 0 | 0 | 0 |  | 1 | 1 | 1 | 1 | 1 | 1 | 1 | 0 | 0 | 0 | 0 | 0 | 0 | 0 | 0 | 0 | 0 | 0 | 0 | 0 | 0 | 0 | 0 | 0 | 0 | 0 | 0 | 0 | 0 | 0 | 0 | 0 | 0 | 0 | 0 | 0 | 0 | 0 | 0 | 0 | 0 | 0 | [7 empty] | 0 | 0 | 0 | 0 | 0 | 0 | 0
| 884 |  |  | 0 | 0 | 0 | 0 | 0 | 0 | 0 |  | 1 | 1 | 1 | 1 | 1 | 1 | 1 | 0 | 0 | 0 | 0 | 0 | 0 | 0 | 0 | 0 | 0 | 0 | 0 | 0 | 0 | 0 | 0 | 0 | 0 | 0 | 0 | 0 | 0 | 0 | 0 | 0 | 0 | 0 | 0 | 0 | 0 | 0 | 0 | 0 | 0 | 0 | [7 empty] | 0 | 0 | 0 | 0 | 0 | 0 | 0
| 885 |  |  | 0 | 0 | 0 | 0 | 0 | 0 | 0 |  | 1 | 1 | 1 | 1 | 1 | 1 | 1 | 0 | 0 | 0 | 0 | 0 | 0 | 0 | 0 | 0 | 0 | 0 | 0 | 0 | 0 | 0 | 0 | 0 | 0 | 0 | 0 | 0 | 0 | 0 | 0 | 0 | 0 | 0 | 0 | 0 | 0 | 0 | 0 | 0 | 0 | 0 | [7 empty] | 0 | 0 | 0 | 0 | 0 | 0 | 0
| 886 |  |  | 0 | 0 | 0 | 0 | 0 | 0 | 0 |  | 1 | 1 | 1 | 1 | 1 | 1 | 1 | 0 | 0 | 0 | 0 | 0 | 0 | 0 | 0 | 0 | 0 | 0 | 0 | 0 | 0 | 0 | 0 | 0 | 0 | 0 | 0 | 0 | 0 | 0 | 0 | 0 | 0 | 0 | 0 | 0 | 0 | 0 | 0 | 0 | 0 | 0 | [7 empty] | 0 | 0 | 0 | 0 | 0 | 0 | 0
| 887 |  |  | 0 | 0 | 0 | 0 | 0 | 0 | 0 |  | 1 | 1 | 1 | 1 | 1 | 1 | 1 | 0 | 0 | 0 | 0 | 0 | 0 | 0 | 0 | 0 | 0 | 0 | 0 | 0 | 0 | 0 | 0 | 0 | 0 | 0 | 0 | 0 | 0 | 0 | 0 | 0 | 0 | 0 | 0 | 0 | 0 | 0 | 0 | 0 | 0 | 0 | [7 empty] | 0 | 0 | 0 | 0 | 0 | 0 | 0
| 888 |  |  | 0 | 0 | 0 | 0 | 0 | 0 | 0 |  | 1 | 1 | 1 | 1 | 1 | 1 | 1 | 0 | 0 | 0 | 0 | 0 | 0 | 0 | 0 | 0 | 0 | 0 | 0 | 0 | 0 | 0 | 0 | 0 | 0 | 0 | 0 | 0 | 0 | 0 | 0 | 0 | 0 | 0 | 0 | 0 | 0 | 0 | 0 | 0 | 0 | 0 | [7 empty] | 0 | 0 | 0 | 0 | 0 | 0 | 0
| 889 |  |  | 0 | 0 | 0 | 0 | 0 | 0 | 0 |  | 1 | 1 | 1 | 1 | 1 | 1 | 1 | 0 | 0 | 0 | 0 | 0 | 0 | 0 | 0 | 0 | 0 | 0 | 0 | 0 | 0 | 0 | 0 | 0 | 0 | 0 | 0 | 0 | 0 | 0 | 0 | 0 | 0 | 0 | 0 | 0 | 0 | 0 | 0 | 0 | 0 | 0 | [7 empty] | 0 | 0 | 0 | 0 | 0 | 0 | 0
| 890 |  |  | 0 | 0 | 0 | 0 | 0 | 0 | 0 |  | 1 | 1 | 1 | 1 | 1 | 1 | 1 | 0 | 0 | 0 | 0 | 0 | 0 | 0 | 0 | 0 | 0 | 0 | 0 | 0 | 0 | 0 | 0 | 0 | 0 | 0 | 0 | 0 | 0 | 0 | 0 | 0 | 0 | 0 | 0 | 0 | 0 | 0 | 0 | 0 | 0 | 0 | [7 empty] | 0 | 0 | 0 | 0 | 0 | 0 | 0
| 891 |  |  | 0 | 0 | 0 | 0 | 0 | 0 | 0 |  | 1 | 1 | 1 | 1 | 1 | 1 | 1 | 0 | 0 | 0 | 0 | 0 | 0 | 0 | 0 | 0 | 0 | 0 | 0 | 0 | 0 | 0 | 0 | 0 | 0 | 0 | 0 | 0 | 0 | 0 | 0 | 0 | 0 | 0 | 0 | 0 | 0 | 0 | 0 | 0 | 0 | 0 | [7 empty] | 0 | 0 | 0 | 0 | 0 | 0 | 0
| 892 |  |  | 0 | 0 | 0 | 0 | 0 | 0 | 0 |  | 1 | 1 | 1 | 1 | 1 | 1 | 1 | 0 | 0 | 0 | 0 | 0 | 0 | 0 | 0 | 0 | 0 | 0 | 0 | 0 | 0 | 0 | 0 | 0 | 0 | 0 | 0 | 0 | 0 | 0 | 0 | 0 | 0 | 0 | 0 | 0 | 0 | 0 | 0 | 0 | 0 | 0 | [7 empty] | 0 | 0 | 0 | 0 | 0 | 0 | 0
| 893 |  |  | 0 | 0 | 0 | 0 | 0 | 0 | 0 |  | 1 | 1 | 1 | 1 | 1 | 1 | 1 | 0 | 0 | 0 | 0 | 0 | 0 | 0 | 0 | 0 | 0 | 0 | 0 | 0 | 0 | 0 | 0 | 0 | 0 | 0 | 0 | 0 | 0 | 0 | 0 | 0 | 0 | 0 | 0 | 0 | 0 | 0 | 0 | 0 | 0 | 0 | [7 empty] | 0 | 0 | 0 | 0 | 0 | 0 | 0
| 894 |  |  | 0 | 0 | 0 | 0 | 0 | 0 | 0 |  | 1 | 1 | 1 | 1 | 1 | 1 | 1 | 0 | 0 | 0 | 0 | 0 | 0 | 0 | 0 | 0 | 0 | 0 | 0 | 0 | 0 | 0 | 0 | 0 | 0 | 0 | 0 | 0 | 0 | 0 | 0 | 0 | 0 | 0 | 0 | 0 | 0 | 0 | 0 | 0 | 0 | 0 | [7 empty] | 0 | 0 | 0 | 0 | 0 | 0 | 0
| 895 |  |  | 0 | 0 | 0 | 0 | 0 | 0 | 0 |  | 1 | 1 | 1 | 1 | 1 | 1 | 1 | 0 | 0 | 0 | 0 | 0 | 0 | 0 | 0 | 0 | 0 | 0 | 0 | 0 | 0 | 0 | 0 | 0 | 0 | 0 | 0 | 0 | 0 | 0 | 0 | 0 | 0 | 0 | 0 | 0 | 0 | 0 | 0 | 0 | 0 | 0 | [7 empty] | 0 | 0 | 0 | 0 | 0 | 0 | 0
| 896 |  |  | 0 | 0 | 0 | 0 | 0 | 0 | 0 |  | 1 | 1 | 1 | 1 | 1 | 1 | 1 | 0 | 0 | 0 | 0 | 0 | 0 | 0 | 0 | 0 | 0 | 0 | 0 | 0 | 0 | 0 | 0 | 0 | 0 | 0 | 0 | 0 | 0 | 0 | 0 | 0 | 0 | 0 | 0 | 0 | 0 | 0 | 0 | 0 | 0 | 0 | [7 empty] | 0 | 0 | 0 | 0 | 0 | 0 | 0
| 897 |  |  | 0 | 0 | 0 | 0 | 0 | 0 | 0 |  | 1 | 1 | 1 | 1 | 1 | 1 | 1 | 0 | 0 | 0 | 0 | 0 | 0 | 0 | 0 | 0 | 0 | 0 | 0 | 0 | 0 | 0 | 0 | 0 | 0 | 0 | 0 | 0 | 0 | 0 | 0 | 0 | 0 | 0 | 0 | 0 | 0 | 0 | 0 | 0 | 0 | 0 | [7 empty] | 0 | 0 | 0 | 0 | 0 | 0 | 0
| 898 |  |  | 0 | 0 | 0 | 0 | 0 | 0 | 0 |  | 1 | 1 | 1 | 1 | 1 | 1 | 1 | 0 | 0 | 0 | 0 | 0 | 0 | 0 | 0 | 0 | 0 | 0 | 0 | 0 | 0 | 0 | 0 | 0 | 0 | 0 | 0 | 0 | 0 | 0 | 0 | 0 | 0 | 0 | 0 | 0 | 0 | 0 | 0 | 0 | 0 | 0 | [7 empty] | 0 | 0 | 0 | 0 | 0 | 0 | 0
| 899 |  |  | 0 | 0 | 0 | 0 | 0 | 0 | 0 |  | 1 | 1 | 1 | 1 | 1 | 1 | 1 | 0 | 0 | 0 | 0 | 0 | 0 | 0 | 0 | 0 | 0 | 0 | 0 | 0 | 0 | 0 | 0 | 0 | 0 | 0 | 0 | 0 | 0 | 0 | 0 | 0 | 0 | 0 | 0 | 0 | 0 | 0 | 0 | 0 | 0 | 0 | [7 empty] | 0 | 0 | 0 | 0 | 0 | 0 | 0
| 900 |  |  | 0 | 0 | 0 | 0 | 0 | 0 | 0 |  | 1 | 1 | 1 | 1 | 1 | 1 | 1 | 0 | 0 | 0 | 0 | 0 | 0 | 0 | 0 | 0 | 0 | 0 | 0 | 0 | 0 | 0 | 0 | 0 | 0 | 0 | 0 | 0 | 0 | 0 | 0 | 0 | 0 | 0 | 0 | 0 | 0 | 0 | 0 | 0 | 0 | 0 | [7 empty] | 0 | 0 | 0 | 0 | 0 | 0 | 0
| 901 |  |  | 0 | 0 | 0 | 0 | 0 | 0 | 0 |  | 1 | 1 | 1 | 1 | 1 | 1 | 1 | 0 | 0 | 0 | 0 | 0 | 0 | 0 | 0 | 0 | 0 | 0 | 0 | 0 | 0 | 0 | 0 | 0 | 0 | 0 | 0 | 0 | 0 | 0 | 0 | 0 | 0 | 0 | 0 | 0 | 0 | 0 | 0 | 0 | 0 | 0 | [7 empty] | 0 | 0 | 0 | 0 | 0 | 0 | 0
| 902 |  |  | 0 | 0 | 0 | 0 | 0 | 0 | 0 |  | 1 | 1 | 1 | 1 | 1 | 1 | 1 | 0 | 0 | 0 | 0 | 0 | 0 | 0 | 0 | 0 | 0 | 0 | 0 | 0 | 0 | 0 | 0 | 0 | 0 | 0 | 0 | 0 | 0 | 0 | 0 | 0 | 0 | 0 | 0 | 0 | 0 | 0 | 0 | 0 | 0 | 0 | [7 empty] | 0 | 0 | 0 | 0 | 0 | 0 | 0
| 903 |  |  | 0 | 0 | 0 | 0 | 0 | 0 | 0 |  | 1 | 1 | 1 | 1 | 1 | 1 | 1 | 0 | 0 | 0 | 0 | 0 | 0 | 0 | 0 | 0 | 0 | 0 | 0 | 0 | 0 | 0 | 0 | 0 | 0 | 0 | 0 | 0 | 0 | 0 | 0 | 0 | 0 | 0 | 0 | 0 | 0 | 0 | 0 | 0 | 0 | 0 | [7 empty] | 0 | 0 | 0 | 0 | 0 | 0 | 0
| 904 |  |  | 0 | 0 | 0 | 0 | 0 | 0 | 0 |  | 1 | 1 | 1 | 1 | 1 | 1 | 1 | 0 | 0 | 0 | 0 | 0 | 0 | 0 | 0 | 0 | 0 | 0 | 0 | 0 | 0 | 0 | 0 | 0 | 0 | 0 | 0 | 0 | 0 | 0 | 0 | 0 | 0 | 0 | 0 | 0 | 0 | 0 | 0 | 0 | 0 | 0 | [7 empty] | 0 | 0 | 0 | 0 | 0 | 0 | 0
| 905 |  |  | 0 | 0 | 0 | 0 | 0 | 0 | 0 |  | 1 | 1 | 1 | 1 | 1 | 1 | 1 | 0 | 0 | 0 | 0 | 0 | 0 | 0 | 0 | 0 | 0 | 0 | 0 | 0 | 0 | 0 | 0 | 0 | 0 | 0 | 0 | 0 | 0 | 0 | 0 | 0 | 0 | 0 | 0 | 0 | 0 | 0 | 0 | 0 | 0 | 0 | [7 empty] | 0 | 0 | 0 | 0 | 0 | 0 | 0
| 906 |  |  | 0 | 0 | 0 | 0 | 0 | 0 | 0 |  | 1 | 1 | 1 | 1 | 1 | 1 | 1 | 0 | 0 | 0 | 0 | 0 | 0 | 0 | 0 | 0 | 0 | 0 | 0 | 0 | 0 | 0 | 0 | 0 | 0 | 0 | 0 | 0 | 0 | 0 | 0 | 0 | 0 | 0 | 0 | 0 | 0 | 0 | 0 | 0 | 0 | 0 | [7 empty] | 0 | 0 | 0 | 0 | 0 | 0 | 0
| 907 |  |  | 0 | 0 | 0 | 0 | 0 | 0 | 0 |  | 1 | 1 | 1 | 1 | 1 | 1 | 1 | 0 | 0 | 0 | 0 | 0 | 0 | 0 | 0 | 0 | 0 | 0 | 0 | 0 | 0 | 0 | 0 | 0 | 0 | 0 | 0 | 0 | 0 | 0 | 0 | 0 | 0 | 0 | 0 | 0 | 0 | 0 | 0 | 0 | 0 | 0 | [7 empty] | 0 | 0 | 0 | 0 | 0 | 0 | 0
| 908 |  |  | 0 | 0 | 0 | 0 | 0 | 0 | 0 |  | 1 | 1 | 1 | 1 | 1 | 1 | 1 | 0 | 0 | 0 | 0 | 0 | 0 | 0 | 0 | 0 | 0 | 0 | 0 | 0 | 0 | 0 | 0 | 0 | 0 | 0 | 0 | 0 | 0 | 0 | 0 | 0 | 0 | 0 | 0 | 0 | 0 | 0 | 0 | 0 | 0 | 0 | [7 empty] | 0 | 0 | 0 | 0 | 0 | 0 | 0
| 909 |  |  | 0 | 0 | 0 | 0 | 0 | 0 | 0 |  | 1 | 1 | 1 | 1 | 1 | 1 | 1 | 0 | 0 | 0 | 0 | 0 | 0 | 0 | 0 | 0 | 0 | 0 | 0 | 0 | 0 | 0 | 0 | 0 | 0 | 0 | 0 | 0 | 0 | 0 | 0 | 0 | 0 | 0 | 0 | 0 | 0 | 0 | 0 | 0 | 0 | 0 | [7 empty] | 0 | 0 | 0 | 0 | 0 | 0 | 0
| 910 |  |  | 0 | 0 | 0 | 0 | 0 | 0 | 0 |  | 1 | 1 | 1 | 1 | 1 | 1 | 1 | 0 | 0 | 0 | 0 | 0 | 0 | 0 | 0 | 0 | 0 | 0 | 0 | 0 | 0 | 0 | 0 | 0 | 0 | 0 | 0 | 0 | 0 | 0 | 0 | 0 | 0 | 0 | 0 | 0 | 0 | 0 | 0 | 0 | 0 | 0 | [7 empty] | 0 | 0 | 0 | 0 | 0 | 0 | 0
| 911 |  |  | 0 | 0 | 0 | 0 | 0 | 0 | 0 |  | 1 | 1 | 1 | 1 | 1 | 1 | 1 | 0 | 0 | 0 | 0 | 0 | 0 | 0 | 0 | 0 | 0 | 0 | 0 | 0 | 0 | 0 | 0 | 0 | 0 | 0 | 0 | 0 | 0 | 0 | 0 | 0 | 0 | 0 | 0 | 0 | 0 | 0 | 0 | 0 | 0 | 0 | [7 empty] | 0 | 0 | 0 | 0 | 0 | 0 | 0
| 912 |  |  | 0 | 0 | 0 | 0 | 0 | 0 | 0 |  | 1 | 1 | 1 | 1 | 1 | 1 | 1 | 0 | 0 | 0 | 0 | 0 | 0 | 0 | 0 | 0 | 0 | 0 | 0 | 0 | 0 | 0 | 0 | 0 | 0 | 0 | 0 | 0 | 0 | 0 | 0 | 0 | 0 | 0 | 0 | 0 | 0 | 0 | 0 | 0 | 0 | 0 | [7 empty] | 0 | 0 | 0 | 0 | 0 | 0 | 0
| 913 |  |  | 0 | 0 | 0 | 0 | 0 | 0 | 0 |  | 1 | 1 | 1 | 1 | 1 | 1 | 1 | 0 | 0 | 0 | 0 | 0 | 0 | 0 | 0 | 0 | 0 | 0 | 0 | 0 | 0 | 0 | 0 | 0 | 0 | 0 | 0 | 0 | 0 | 0 | 0 | 0 | 0 | 0 | 0 | 0 | 0 | 0 | 0 | 0 | 0 | 0 | [7 empty] | 0 | 0 | 0 | 0 | 0 | 0 | 0
| 914 |  |  | 0 | 0 | 0 | 0 | 0 | 0 | 0 |  | 1 | 1 | 1 | 1 | 1 | 1 | 1 | 0 | 0 | 0 | 0 | 0 | 0 | 0 | 0 | 0 | 0 | 0 | 0 | 0 | 0 | 0 | 0 | 0 | 0 | 0 | 0 | 0 | 0 | 0 | 0 | 0 | 0 | 0 | 0 | 0 | 0 | 0 | 0 | 0 | 0 | 0 | [7 empty] | 0 | 0 | 0 | 0 | 0 | 0 | 0
| 915 |  |  | 0 | 0 | 0 | 0 | 0 | 0 | 0 |  | 1 | 1 | 1 | 1 | 1 | 1 | 1 | 0 | 0 | 0 | 0 | 0 | 0 | 0 | 0 | 0 | 0 | 0 | 0 | 0 | 0 | 0 | 0 | 0 | 0 | 0 | 0 | 0 | 0 | 0 | 0 | 0 | 0 | 0 | 0 | 0 | 0 | 0 | 0 | 0 | 0 | 0 | [7 empty] | 0 | 0 | 0 | 0 | 0 | 0 | 0
| 916 |  |  | 0 | 0 | 0 | 0 | 0 | 0 | 0 |  | 1 | 1 | 1 | 1 | 1 | 1 | 1 | 0 | 0 | 0 | 0 | 0 | 0 | 0 | 0 | 0 | 0 | 0 | 0 | 0 | 0 | 0 | 0 | 0 | 0 | 0 | 0 | 0 | 0 | 0 | 0 | 0 | 0 | 0 | 0 | 0 | 0 | 0 | 0 | 0 | 0 | 0 | [7 empty] | 0 | 0 | 0 | 0 | 0 | 0 | 0
| 917 |  |  | 0 | 0 | 0 | 0 | 0 | 0 | 0 |  | 1 | 1 | 1 | 1 | 1 | 1 | 1 | 0 | 0 | 0 | 0 | 0 | 0 | 0 | 0 | 0 | 0 | 0 | 0 | 0 | 0 | 0 | 0 | 0 | 0 | 0 | 0 | 0 | 0 | 0 | 0 | 0 | 0 | 0 | 0 | 0 | 0 | 0 | 0 | 0 | 0 | 0 | [7 empty] | 0 | 0 | 0 | 0 | 0 | 0 | 0
| 918 |  |  | 0 | 0 | 0 | 0 | 0 | 0 | 0 |  | 1 | 1 | 1 | 1 | 1 | 1 | 1 | 0 | 0 | 0 | 0 | 0 | 0 | 0 | 0 | 0 | 0 | 0 | 0 | 0 | 0 | 0 | 0 | 0 | 0 | 0 | 0 | 0 | 0 | 0 | 0 | 0 | 0 | 0 | 0 | 0 | 0 | 0 | 0 | 0 | 0 | 0 | [7 empty] | 0 | 0 | 0 | 0 | 0 | 0 | 0
| 919 |  |  | 0 | 0 | 0 | 0 | 0 | 0 | 0 |  | 1 | 1 | 1 | 1 | 1 | 1 | 1 | 0 | 0 | 0 | 0 | 0 | 0 | 0 | 0 | 0 | 0 | 0 | 0 | 0 | 0 | 0 | 0 | 0 | 0 | 0 | 0 | 0 | 0 | 0 | 0 | 0 | 0 | 0 | 0 | 0 | 0 | 0 | 0 | 0 | 0 | 0 | [7 empty] | 0 | 0 | 0 | 0 | 0 | 0 | 0
| 920 |  |  | 0 | 0 | 0 | 0 | 0 | 0 | 0 |  | 1 | 1 | 1 | 1 | 1 | 1 | 1 | 0 | 0 | 0 | 0 | 0 | 0 | 0 | 0 | 0 | 0 | 0 | 0 | 0 | 0 | 0 | 0 | 0 | 0 | 0 | 0 | 0 | 0 | 0 | 0 | 0 | 0 | 0 | 0 | 0 | 0 | 0 | 0 | 0 | 0 | 0 | [7 empty] | 0 | 0 | 0 | 0 | 0 | 0 | 0
| 921 |  |  | 0 | 0 | 0 | 0 | 0 | 0 | 0 |  | 1 | 1 | 1 | 1 | 1 | 1 | 1 | 0 | 0 | 0 | 0 | 0 | 0 | 0 | 0 | 0 | 0 | 0 | 0 | 0 | 0 | 0 | 0 | 0 | 0 | 0 | 0 | 0 | 0 | 0 | 0 | 0 | 0 | 0 | 0 | 0 | 0 | 0 | 0 | 0 | 0 | 0 | [7 empty] | 0 | 0 | 0 | 0 | 0 | 0 | 0
| 922 |  |  | 0 | 0 | 0 | 0 | 0 | 0 | 0 |  | 1 | 1 | 1 | 1 | 1 | 1 | 1 | 0 | 0 | 0 | 0 | 0 | 0 | 0 | 0 | 0 | 0 | 0 | 0 | 0 | 0 | 0 | 0 | 0 | 0 | 0 | 0 | 0 | 0 | 0 | 0 | 0 | 0 | 0 | 0 | 0 | 0 | 0 | 0 | 0 | 0 | 0 | [7 empty] | 0 | 0 | 0 | 0 | 0 | 0 | 0
| 923 |  |  | 0 | 0 | 0 | 0 | 0 | 0 | 0 |  | 1 | 1 | 1 | 1 | 1 | 1 | 1 | 0 | 0 | 0 | 0 | 0 | 0 | 0 | 0 | 0 | 0 | 0 | 0 | 0 | 0 | 0 | 0 | 0 | 0 | 0 | 0 | 0 | 0 | 0 | 0 | 0 | 0 | 0 | 0 | 0 | 0 | 0 | 0 | 0 | 0 | 0 | [7 empty] | 0 | 0 | 0 | 0 | 0 | 0 | 0
| 924 |  |  | 0 | 0 | 0 | 0 | 0 | 0 | 0 |  | 1 | 1 | 1 | 1 | 1 | 1 | 1 | 0 | 0 | 0 | 0 | 0 | 0 | 0 | 0 | 0 | 0 | 0 | 0 | 0 | 0 | 0 | 0 | 0 | 0 | 0 | 0 | 0 | 0 | 0 | 0 | 0 | 0 | 0 | 0 | 0 | 0 | 0 | 0 | 0 | 0 | 0 | [7 empty] | 0 | 0 | 0 | 0 | 0 | 0 | 0
| 925 |  |  | 0 | 0 | 0 | 0 | 0 | 0 | 0 |  | 1 | 1 | 1 | 1 | 1 | 1 | 1 | 0 | 0 | 0 | 0 | 0 | 0 | 0 | 0 | 0 | 0 | 0 | 0 | 0 | 0 | 0 | 0 | 0 | 0 | 0 | 0 | 0 | 0 | 0 | 0 | 0 | 0 | 0 | 0 | 0 | 0 | 0 | 0 | 0 | 0 | 0 | [7 empty] | 0 | 0 | 0 | 0 | 0 | 0 | 0
| 926 |  |  | 0 | 0 | 0 | 0 | 0 | 0 | 0 |  | 1 | 1 | 1 | 1 | 1 | 1 | 1 | 0 | 0 | 0 | 0 | 0 | 0 | 0 | 0 | 0 | 0 | 0 | 0 | 0 | 0 | 0 | 0 | 0 | 0 | 0 | 0 | 0 | 0 | 0 | 0 | 0 | 0 | 0 | 0 | 0 | 0 | 0 | 0 | 0 | 0 | 0 | [7 empty] | 0 | 0 | 0 | 0 | 0 | 0 | 0
| 927 |  |  | 0 | 0 | 0 | 0 | 0 | 0 | 0 |  | 1 | 1 | 1 | 1 | 1 | 1 | 1 | 0 | 0 | 0 | 0 | 0 | 0 | 0 | 0 | 0 | 0 | 0 | 0 | 0 | 0 | 0 | 0 | 0 | 0 | 0 | 0 | 0 | 0 | 0 | 0 | 0 | 0 | 0 | 0 | 0 | 0 | 0 | 0 | 0 | 0 | 0 | [7 empty] | 0 | 0 | 0 | 0 | 0 | 0 | 0
| 928 |  |  | 0 | 0 | 0 | 0 | 0 | 0 | 0 |  | 1 | 1 | 1 | 1 | 1 | 1 | 1 | 0 | 0 | 0 | 0 | 0 | 0 | 0 | 0 | 0 | 0 | 0 | 0 | 0 | 0 | 0 | 0 | 0 | 0 | 0 | 0 | 0 | 0 | 0 | 0 | 0 | 0 | 0 | 0 | 0 | 0 | 0 | 0 | 0 | 0 | 0 | [7 empty] | 0 | 0 | 0 | 0 | 0 | 0 | 0
| 929 |  |  | 0 | 0 | 0 | 0 | 0 | 0 | 0 |  | 1 | 1 | 1 | 1 | 1 | 1 | 1 | 0 | 0 | 0 | 0 | 0 | 0 | 0 | 0 | 0 | 0 | 0 | 0 | 0 | 0 | 0 | 0 | 0 | 0 | 0 | 0 | 0 | 0 | 0 | 0 | 0 | 0 | 0 | 0 | 0 | 0 | 0 | 0 | 0 | 0 | 0 | [7 empty] | 0 | 0 | 0 | 0 | 0 | 0 | 0
| 930 |  |  | 0 | 0 | 0 | 0 | 0 | 0 | 0 |  | 1 | 1 | 1 | 1 | 1 | 1 | 1 | 0 | 0 | 0 | 0 | 0 | 0 | 0 | 0 | 0 | 0 | 0 | 0 | 0 | 0 | 0 | 0 | 0 | 0 | 0 | 0 | 0 | 0 | 0 | 0 | 0 | 0 | 0 | 0 | 0 | 0 | 0 | 0 | 0 | 0 | 0 | [7 empty] | 0 | 0 | 0 | 0 | 0 | 0 | 0
| 931 |  |  | 0 | 0 | 0 | 0 | 0 | 0 | 0 |  | 1 | 1 | 1 | 1 | 1 | 1 | 1 | 0 | 0 | 0 | 0 | 0 | 0 | 0 | 0 | 0 | 0 | 0 | 0 | 0 | 0 | 0 | 0 | 0 | 0 | 0 | 0 | 0 | 0 | 0 | 0 | 0 | 0 | 0 | 0 | 0 | 0 | 0 | 0 | 0 | 0 | 0 | [7 empty] | 0 | 0 | 0 | 0 | 0 | 0 | 0
| 932 |  |  | 0 | 0 | 0 | 0 | 0 | 0 | 0 |  | 1 | 1 | 1 | 1 | 1 | 1 | 1 | 0 | 0 | 0 | 0 | 0 | 0 | 0 | 0 | 0 | 0 | 0 | 0 | 0 | 0 | 0 | 0 | 0 | 0 | 0 | 0 | 0 | 0 | 0 | 0 | 0 | 0 | 0 | 0 | 0 | 0 | 0 | 0 | 0 | 0 | 0 | [7 empty] | 0 | 0 | 0 | 0 | 0 | 0 | 0
| 933 |  |  | 0 | 0 | 0 | 0 | 0 | 0 | 0 |  | 1 | 1 | 1 | 1 | 1 | 1 | 1 | 0 | 0 | 0 | 0 | 0 | 0 | 0 | 0 | 0 | 0 | 0 | 0 | 0 | 0 | 0 | 0 | 0 | 0 | 0 | 0 | 0 | 0 | 0 | 0 | 0 | 0 | 0 | 0 | 0 | 0 | 0 | 0 | 0 | 0 | 0 | [7 empty] | 0 | 0 | 0 | 0 | 0 | 0 | 0
| 934 |  |  | 0 | 0 | 0 | 0 | 0 | 0 | 0 |  | 1 | 1 | 1 | 1 | 1 | 1 | 1 | 0 | 0 | 0 | 0 | 0 | 0 | 0 | 0 | 0 | 0 | 0 | 0 | 0 | 0 | 0 | 0 | 0 | 0 | 0 | 0 | 0 | 0 | 0 | 0 | 0 | 0 | 0 | 0 | 0 | 0 | 0 | 0 | 0 | 0 | 0 | [7 empty] | 0 | 0 | 0 | 0 | 0 | 0 | 0
| 935 |  |  | 0 | 0 | 0 | 0 | 0 | 0 | 0 |  | 1 | 1 | 1 | 1 | 1 | 1 | 1 | 0 | 0 | 0 | 0 | 0 | 0 | 0 | 0 | 0 | 0 | 0 | 0 | 0 | 0 | 0 | 0 | 0 | 0 | 0 | 0 | 0 | 0 | 0 | 0 | 0 | 0 | 0 | 0 | 0 | 0 | 0 | 0 | 0 | 0 | 0 | [7 empty] | 0 | 0 | 0 | 0 | 0 | 0 | 0
| 936 |  |  | 0 | 0 | 0 | 0 | 0 | 0 | 0 |  | 1 | 1 | 1 | 1 | 1 | 1 | 1 | 0 | 0 | 0 | 0 | 0 | 0 | 0 | 0 | 0 | 0 | 0 | 0 | 0 | 0 | 0 | 0 | 0 | 0 | 0 | 0 | 0 | 0 | 0 | 0 | 0 | 0 | 0 | 0 | 0 | 0 | 0 | 0 | 0 | 0 | 0 | [7 empty] | 0 | 0 | 0 | 0 | 0 | 0 | 0
| 937 |  |  | 0 | 0 | 0 | 0 | 0 | 0 | 0 |  | 1 | 1 | 1 | 1 | 1 | 1 | 1 | 0 | 0 | 0 | 0 | 0 | 0 | 0 | 0 | 0 | 0 | 0 | 0 | 0 | 0 | 0 | 0 | 0 | 0 | 0 | 0 | 0 | 0 | 0 | 0 | 0 | 0 | 0 | 0 | 0 | 0 | 0 | 0 | 0 | 0 | 0 | [7 empty] | 0 | 0 | 0 | 0 | 0 | 0 | 0
| 938 |  |  | 0 | 0 | 0 | 0 | 0 | 0 | 0 |  | 1 | 1 | 1 | 1 | 1 | 1 | 1 | 0 | 0 | 0 | 0 | 0 | 0 | 0 | 0 | 0 | 0 | 0 | 0 | 0 | 0 | 0 | 0 | 0 | 0 | 0 | 0 | 0 | 0 | 0 | 0 | 0 | 0 | 0 | 0 | 0 | 0 | 0 | 0 | 0 | 0 | 0 | [7 empty] | 0 | 0 | 0 | 0 | 0 | 0 | 0
| 939 |  |  | 0 | 0 | 0 | 0 | 0 | 0 | 0 |  | 1 | 1 | 1 | 1 | 1 | 1 | 1 | 0 | 0 | 0 | 0 | 0 | 0 | 0 | 0 | 0 | 0 | 0 | 0 | 0 | 0 | 0 | 0 | 0 | 0 | 0 | 0 | 0 | 0 | 0 | 0 | 0 | 0 | 0 | 0 | 0 | 0 | 0 | 0 | 0 | 0 | 0 | [7 empty] | 0 | 0 | 0 | 0 | 0 | 0 | 0
| 940 |  |  | 0 | 0 | 0 | 0 | 0 | 0 | 0 |  | 1 | 1 | 1 | 1 | 1 | 1 | 1 | 0 | 0 | 0 | 0 | 0 | 0 | 0 | 0 | 0 | 0 | 0 | 0 | 0 | 0 | 0 | 0 | 0 | 0 | 0 | 0 | 0 | 0 | 0 | 0 | 0 | 0 | 0 | 0 | 0 | 0 | 0 | 0 | 0 | 0 | 0 | [7 empty] | 0 | 0 | 0 | 0 | 0 | 0 | 0
| 941 |  |  | 0 | 0 | 0 | 0 | 0 | 0 | 0 |  | 1 | 1 | 1 | 1 | 1 | 1 | 1 | 0 | 0 | 0 | 0 | 0 | 0 | 0 | 0 | 0 | 0 | 0 | 0 | 0 | 0 | 0 | 0 | 0 | 0 | 0 | 0 | 0 | 0 | 0 | 0 | 0 | 0 | 0 | 0 | 0 | 0 | 0 | 0 | 0 | 0 | 0 | [7 empty] | 0 | 0 | 0 | 0 | 0 | 0 | 0
| 942 |  |  | 0 | 0 | 0 | 0 | 0 | 0 | 0 |  | 1 | 1 | 1 | 1 | 1 | 1 | 1 | 0 | 0 | 0 | 0 | 0 | 0 | 0 | 0 | 0 | 0 | 0 | 0 | 0 | 0 | 0 | 0 | 0 | 0 | 0 | 0 | 0 | 0 | 0 | 0 | 0 | 0 | 0 | 0 | 0 | 0 | 0 | 0 | 0 | 0 | 0 | [7 empty] | 0 | 0 | 0 | 0 | 0 | 0 | 0
| 943 |  |  | 0 | 0 | 0 | 0 | 0 | 0 | 0 |  | 1 | 1 | 1 | 1 | 1 | 1 | 1 | 0 | 0 | 0 | 0 | 0 | 0 | 0 | 0 | 0 | 0 | 0 | 0 | 0 | 0 | 0 | 0 | 0 | 0 | 0 | 0 | 0 | 0 | 0 | 0 | 0 | 0 | 0 | 0 | 0 | 0 | 0 | 0 | 0 | 0 | 0 | [7 empty] | 0 | 0 | 0 | 0 | 0 | 0 | 0
| 944 |  |  | 0 | 0 | 0 | 0 | 0 | 0 | 0 |  | 1 | 1 | 1 | 1 | 1 | 1 | 1 | 0 | 0 | 0 | 0 | 0 | 0 | 0 | 0 | 0 | 0 | 0 | 0 | 0 | 0 | 0 | 0 | 0 | 0 | 0 | 0 | 0 | 0 | 0 | 0 | 0 | 0 | 0 | 0 | 0 | 0 | 0 | 0 | 0 | 0 | 0 | [7 empty] | 0 | 0 | 0 | 0 | 0 | 0 | 0
| 945 |  |  | 0 | 0 | 0 | 0 | 0 | 0 | 0 |  | 1 | 1 | 1 | 1 | 1 | 1 | 1 | 0 | 0 | 0 | 0 | 0 | 0 | 0 | 0 | 0 | 0 | 0 | 0 | 0 | 0 | 0 | 0 | 0 | 0 | 0 | 0 | 0 | 0 | 0 | 0 | 0 | 0 | 0 | 0 | 0 | 0 | 0 | 0 | 0 | 0 | 0 | [7 empty] | 0 | 0 | 0 | 0 | 0 | 0 | 0
| 946 |  |  | 0 | 0 | 0 | 0 | 0 | 0 | 0 |  | 1 | 1 | 1 | 1 | 1 | 1 | 1 | 0 | 0 | 0 | 0 | 0 | 0 | 0 | 0 | 0 | 0 | 0 | 0 | 0 | 0 | 0 | 0 | 0 | 0 | 0 | 0 | 0 | 0 | 0 | 0 | 0 | 0 | 0 | 0 | 0 | 0 | 0 | 0 | 0 | 0 | 0 | [7 empty] | 0 | 0 | 0 | 0 | 0 | 0 | 0
| 947 |  |  | 0 | 0 | 0 | 0 | 0 | 0 | 0 |  | 1 | 1 | 1 | 1 | 1 | 1 | 1 | 0 | 0 | 0 | 0 | 0 | 0 | 0 | 0 | 0 | 0 | 0 | 0 | 0 | 0 | 0 | 0 | 0 | 0 | 0 | 0 | 0 | 0 | 0 | 0 | 0 | 0 | 0 | 0 | 0 | 0 | 0 | 0 | 0 | 0 | 0 | [7 empty] | 0 | 0 | 0 | 0 | 0 | 0 | 0
| 948 |  |  | 0 | 0 | 0 | 0 | 0 | 0 | 0 |  | 1 | 1 | 1 | 1 | 1 | 1 | 1 | 0 | 0 | 0 | 0 | 0 | 0 | 0 | 0 | 0 | 0 | 0 | 0 | 0 | 0 | 0 | 0 | 0 | 0 | 0 | 0 | 0 | 0 | 0 | 0 | 0 | 0 | 0 | 0 | 0 | 0 | 0 | 0 | 0 | 0 | 0 | [7 empty] | 0 | 0 | 0 | 0 | 0 | 0 | 0
| 949 |  |  | 0 | 0 | 0 | 0 | 0 | 0 | 0 |  | 1 | 1 | 1 | 1 | 1 | 1 | 1 | 0 | 0 | 0 | 0 | 0 | 0 | 0 | 0 | 0 | 0 | 0 | 0 | 0 | 0 | 0 | 0 | 0 | 0 | 0 | 0 | 0 | 0 | 0 | 0 | 0 | 0 | 0 | 0 | 0 | 0 | 0 | 0 | 0 | 0 | 0 | [7 empty] | 0 | 0 | 0 | 0 | 0 | 0 | 0
| 950 |  |  | 0 | 0 | 0 | 0 | 0 | 0 | 0 |  | 1 | 1 | 1 | 1 | 1 | 1 | 1 | 0 | 0 | 0 | 0 | 0 | 0 | 0 | 0 | 0 | 0 | 0 | 0 | 0 | 0 | 0 | 0 | 0 | 0 | 0 | 0 | 0 | 0 | 0 | 0 | 0 | 0 | 0 | 0 | 0 | 0 | 0 | 0 | 0 | 0 | 0 | [7 empty] | 0 | 0 | 0 | 0 | 0 | 0 | 0
| 951 |  |  | 0 | 0 | 0 | 0 | 0 | 0 | 0 |  | 1 | 1 | 1 | 1 | 1 | 1 | 1 | 0 | 0 | 0 | 0 | 0 | 0 | 0 | 0 | 0 | 0 | 0 | 0 | 0 | 0 | 0 | 0 | 0 | 0 | 0 | 0 | 0 | 0 | 0 | 0 | 0 | 0 | 0 | 0 | 0 | 0 | 0 | 0 | 0 | 0 | 0 | [7 empty] | 0 | 0 | 0 | 0 | 0 | 0 | 0
| 952 |  |  | 0 | 0 | 0 | 0 | 0 | 0 | 0 |  | 1 | 1 | 1 | 1 | 1 | 1 | 1 | 0 | 0 | 0 | 0 | 0 | 0 | 0 | 0 | 0 | 0 | 0 | 0 | 0 | 0 | 0 | 0 | 0 | 0 | 0 | 0 | 0 | 0 | 0 | 0 | 0 | 0 | 0 | 0 | 0 | 0 | 0 | 0 | 0 | 0 | 0 | [7 empty] | 0 | 0 | 0 | 0 | 0 | 0 | 0
| 953 |  |  | 0 | 0 | 0 | 0 | 0 | 0 | 0 |  | 1 | 1 | 1 | 1 | 1 | 1 | 1 | 0 | 0 | 0 | 0 | 0 | 0 | 0 | 0 | 0 | 0 | 0 | 0 | 0 | 0 | 0 | 0 | 0 | 0 | 0 | 0 | 0 | 0 | 0 | 0 | 0 | 0 | 0 | 0 | 0 | 0 | 0 | 0 | 0 | 0 | 0 | [7 empty] | 0 | 0 | 0 | 0 | 0 | 0 | 0
| 954 |  |  | 0 | 0 | 0 | 0 | 0 | 0 | 0 |  | 1 | 1 | 1 | 1 | 1 | 1 | 1 | 0 | 0 | 0 | 0 | 0 | 0 | 0 | 0 | 0 | 0 | 0 | 0 | 0 | 0 | 0 | 0 | 0 | 0 | 0 | 0 | 0 | 0 | 0 | 0 | 0 | 0 | 0 | 0 | 0 | 0 | 0 | 0 | 0 | 0 | 0 | [7 empty] | 0 | 0 | 0 | 0 | 0 | 0 | 0
| 955 |  |  | 0 | 0 | 0 | 0 | 0 | 0 | 0 |  | 1 | 1 | 1 | 1 | 1 | 1 | 1 | 0 | 0 | 0 | 0 | 0 | 0 | 0 | 0 | 0 | 0 | 0 | 0 | 0 | 0 | 0 | 0 | 0 | 0 | 0 | 0 | 0 | 0 | 0 | 0 | 0 | 0 | 0 | 0 | 0 | 0 | 0 | 0 | 0 | 0 | 0 | [7 empty] | 0 | 0 | 0 | 0 | 0 | 0 | 0
| 956 |  |  | 0 | 0 | 0 | 0 | 0 | 0 | 0 |  | 1 | 1 | 1 | 1 | 1 | 1 | 1 | 0 | 0 | 0 | 0 | 0 | 0 | 0 | 0 | 0 | 0 | 0 | 0 | 0 | 0 | 0 | 0 | 0 | 0 | 0 | 0 | 0 | 0 | 0 | 0 | 0 | 0 | 0 | 0 | 0 | 0 | 0 | 0 | 0 | 0 | 0 | [7 empty] | 0 | 0 | 0 | 0 | 0 | 0 | 0
| 957 |  |  | 0 | 0 | 0 | 0 | 0 | 0 | 0 |  | 1 | 1 | 1 | 1 | 1 | 1 | 1 | 0 | 0 | 0 | 0 | 0 | 0 | 0 | 0 | 0 | 0 | 0 | 0 | 0 | 0 | 0 | 0 | 0 | 0 | 0 | 0 | 0 | 0 | 0 | 0 | 0 | 0 | 0 | 0 | 0 | 0 | 0 | 0 | 0 | 0 | 0 | [7 empty] | 0 | 0 | 0 | 0 | 0 | 0 | 0
| 958 |  |  | 0 | 0 | 0 | 0 | 0 | 0 | 0 |  | 1 | 1 | 1 | 1 | 1 | 1 | 1 | 0 | 0 | 0 | 0 | 0 | 0 | 0 | 0 | 0 | 0 | 0 | 0 | 0 | 0 | 0 | 0 | 0 | 0 | 0 | 0 | 0 | 0 | 0 | 0 | 0 | 0 | 0 | 0 | 0 | 0 | 0 | 0 | 0 | 0 | 0 | [7 empty] | 0 | 0 | 0 | 0 | 0 | 0 | 0
| 959 |  |  | 0 | 0 | 0 | 0 | 0 | 0 | 0 |  | 1 | 1 | 1 | 1 | 1 | 1 | 1 | 0 | 0 | 0 | 0 | 0 | 0 | 0 | 0 | 0 | 0 | 0 | 0 | 0 | 0 | 0 | 0 | 0 | 0 | 0 | 0 | 0 | 0 | 0 | 0 | 0 | 0 | 0 | 0 | 0 | 0 | 0 | 0 | 0 | 0 | 0 | [7 empty] | 0 | 0 | 0 | 0 | 0 | 0 | 0
| 960 |  |  | 0 | 0 | 0 | 0 | 0 | 0 | 0 |  | 1 | 1 | 1 | 1 | 1 | 1 | 1 | 0 | 0 | 0 | 0 | 0 | 0 | 0 | 0 | 0 | 0 | 0 | 0 | 0 | 0 | 0 | 0 | 0 | 0 | 0 | 0 | 0 | 0 | 0 | 0 | 0 | 0 | 0 | 0 | 0 | 0 | 0 | 0 | 0 | 0 | 0 | [7 empty] | 0 | 0 | 0 | 0 | 0 | 0 | 0
| 961 |  |  | 0 | 0 | 0 | 0 | 0 | 0 | 0 |  | 1 | 1 | 1 | 1 | 1 | 1 | 1 | 0 | 0 | 0 | 0 | 0 | 0 | 0 | 0 | 0 | 0 | 0 | 0 | 0 | 0 | 0 | 0 | 0 | 0 | 0 | 0 | 0 | 0 | 0 | 0 | 0 | 0 | 0 | 0 | 0 | 0 | 0 | 0 | 0 | 0 | 0 | [7 empty] | 0 | 0 | 0 | 0 | 0 | 0 | 0
| 962 |  |  | 0 | 0 | 0 | 0 | 0 | 0 | 0 |  | 1 | 1 | 1 | 1 | 1 | 1 | 1 | 0 | 0 | 0 | 0 | 0 | 0 | 0 | 0 | 0 | 0 | 0 | 0 | 0 | 0 | 0 | 0 | 0 | 0 | 0 | 0 | 0 | 0 | 0 | 0 | 0 | 0 | 0 | 0 | 0 | 0 | 0 | 0 | 0 | 0 | 0 | [7 empty] | 0 | 0 | 0 | 0 | 0 | 0 | 0
| 963 |  |  | 0 | 0 | 0 | 0 | 0 | 0 | 0 |  | 1 | 1 | 1 | 1 | 1 | 1 | 1 | 0 | 0 | 0 | 0 | 0 | 0 | 0 | 0 | 0 | 0 | 0 | 0 | 0 | 0 | 0 | 0 | 0 | 0 | 0 | 0 | 0 | 0 | 0 | 0 | 0 | 0 | 0 | 0 | 0 | 0 | 0 | 0 | 0 | 0 | 0 | [7 empty] | 0 | 0 | 0 | 0 | 0 | 0 | 0
| 964 |  |  | 0 | 0 | 0 | 0 | 0 | 0 | 0 |  | 1 | 1 | 1 | 1 | 1 | 1 | 1 | 0 | 0 | 0 | 0 | 0 | 0 | 0 | 0 | 0 | 0 | 0 | 0 | 0 | 0 | 0 | 0 | 0 | 0 | 0 | 0 | 0 | 0 | 0 | 0 | 0 | 0 | 0 | 0 | 0 | 0 | 0 | 0 | 0 | 0 | 0 | [7 empty] | 0 | 0 | 0 | 0 | 0 | 0 | 0
| 965 |  |  | 0 | 0 | 0 | 0 | 0 | 0 | 0 |  | 1 | 1 | 1 | 1 | 1 | 1 | 1 | 0 | 0 | 0 | 0 | 0 | 0 | 0 | 0 | 0 | 0 | 0 | 0 | 0 | 0 | 0 | 0 | 0 | 0 | 0 | 0 | 0 | 0 | 0 | 0 | 0 | 0 | 0 | 0 | 0 | 0 | 0 | 0 | 0 | 0 | 0 | [7 empty] | 0 | 0 | 0 | 0 | 0 | 0 | 0
| 966 |  |  | 0 | 0 | 0 | 0 | 0 | 0 | 0 |  | 1 | 1 | 1 | 1 | 1 | 1 | 1 | 0 | 0 | 0 | 0 | 0 | 0 | 0 | 0 | 0 | 0 | 0 | 0 | 0 | 0 | 0 | 0 | 0 | 0 | 0 | 0 | 0 | 0 | 0 | 0 | 0 | 0 | 0 | 0 | 0 | 0 | 0 | 0 | 0 | 0 | 0 | [7 empty] | 0 | 0 | 0 | 0 | 0 | 0 | 0
| 967 |  |  | 0 | 0 | 0 | 0 | 0 | 0 | 0 |  | 1 | 1 | 1 | 1 | 1 | 1 | 1 | 0 | 0 | 0 | 0 | 0 | 0 | 0 | 0 | 0 | 0 | 0 | 0 | 0 | 0 | 0 | 0 | 0 | 0 | 0 | 0 | 0 | 0 | 0 | 0 | 0 | 0 | 0 | 0 | 0 | 0 | 0 | 0 | 0 | 0 | 0 | [7 empty] | 0 | 0 | 0 | 0 | 0 | 0 | 0
| 968 |  |  | 0 | 0 | 0 | 0 | 0 | 0 | 0 |  | 1 | 1 | 1 | 1 | 1 | 1 | 1 | 0 | 0 | 0 | 0 | 0 | 0 | 0 | 0 | 0 | 0 | 0 | 0 | 0 | 0 | 0 | 0 | 0 | 0 | 0 | 0 | 0 | 0 | 0 | 0 | 0 | 0 | 0 | 0 | 0 | 0 | 0 | 0 | 0 | 0 | 0 | [7 empty] | 0 | 0 | 0 | 0 | 0 | 0 | 0
| 969 |  |  | 0 | 0 | 0 | 0 | 0 | 0 | 0 |  | 1 | 1 | 1 | 1 | 1 | 1 | 1 | 0 | 0 | 0 | 0 | 0 | 0 | 0 | 0 | 0 | 0 | 0 | 0 | 0 | 0 | 0 | 0 | 0 | 0 | 0 | 0 | 0 | 0 | 0 | 0 | 0 | 0 | 0 | 0 | 0 | 0 | 0 | 0 | 0 | 0 | 0 | [7 empty] | 0 | 0 | 0 | 0 | 0 | 0 | 0
| 970 |  |  | 0 | 0 | 0 | 0 | 0 | 0 | 0 |  | 1 | 1 | 1 | 1 | 1 | 1 | 1 | 0 | 0 | 0 | 0 | 0 | 0 | 0 | 0 | 0 | 0 | 0 | 0 | 0 | 0 | 0 | 0 | 0 | 0 | 0 | 0 | 0 | 0 | 0 | 0 | 0 | 0 | 0 | 0 | 0 | 0 | 0 | 0 | 0 | 0 | 0 | [7 empty] | 0 | 0 | 0 | 0 | 0 | 0 | 0
| 971 |  |  | 0 | 0 | 0 | 0 | 0 | 0 | 0 |  | 1 | 1 | 1 | 1 | 1 | 1 | 1 | 0 | 0 | 0 | 0 | 0 | 0 | 0 | 0 | 0 | 0 | 0 | 0 | 0 | 0 | 0 | 0 | 0 | 0 | 0 | 0 | 0 | 0 | 0 | 0 | 0 | 0 | 0 | 0 | 0 | 0 | 0 | 0 | 0 | 0 | 0 | [7 empty] | 0 | 0 | 0 | 0 | 0 | 0 | 0
| 972 |  |  | 0 | 0 | 0 | 0 | 0 | 0 | 0 |  | 1 | 1 | 1 | 1 | 1 | 1 | 1 | 0 | 0 | 0 | 0 | 0 | 0 | 0 | 0 | 0 | 0 | 0 | 0 | 0 | 0 | 0 | 0 | 0 | 0 | 0 | 0 | 0 | 0 | 0 | 0 | 0 | 0 | 0 | 0 | 0 | 0 | 0 | 0 | 0 | 0 | 0 | [7 empty] | 0 | 0 | 0 | 0 | 0 | 0 | 0
| 973 |  |  | 0 | 0 | 0 | 0 | 0 | 0 | 0 |  | 1 | 1 | 1 | 1 | 1 | 1 | 1 | 0 | 0 | 0 | 0 | 0 | 0 | 0 | 0 | 0 | 0 | 0 | 0 | 0 | 0 | 0 | 0 | 0 | 0 | 0 | 0 | 0 | 0 | 0 | 0 | 0 | 0 | 0 | 0 | 0 | 0 | 0 | 0 | 0 | 0 | 0 | [7 empty] | 0 | 0 | 0 | 0 | 0 | 0 | 0
| 974 |  |  | 0 | 0 | 0 | 0 | 0 | 0 | 0 |  | 1 | 1 | 1 | 1 | 1 | 1 | 1 | 0 | 0 | 0 | 0 | 0 | 0 | 0 | 0 | 0 | 0 | 0 | 0 | 0 | 0 | 0 | 0 | 0 | 0 | 0 | 0 | 0 | 0 | 0 | 0 | 0 | 0 | 0 | 0 | 0 | 0 | 0 | 0 | 0 | 0 | 0 | [7 empty] | 0 | 0 | 0 | 0 | 0 | 0 | 0
| 975 |  |  | 0 | 0 | 0 | 0 | 0 | 0 | 0 |  | 1 | 1 | 1 | 1 | 1 | 1 | 1 | 0 | 0 | 0 | 0 | 0 | 0 | 0 | 0 | 0 | 0 | 0 | 0 | 0 | 0 | 0 | 0 | 0 | 0 | 0 | 0 | 0 | 0 | 0 | 0 | 0 | 0 | 0 | 0 | 0 | 0 | 0 | 0 | 0 | 0 | 0 | [7 empty] | 0 | 0 | 0 | 0 | 0 | 0 | 0
| 976 |  |  | 0 | 0 | 0 | 0 | 0 | 0 | 0 |  | 1 | 1 | 1 | 1 | 1 | 1 | 1 | 0 | 0 | 0 | 0 | 0 | 0 | 0 | 0 | 0 | 0 | 0 | 0 | 0 | 0 | 0 | 0 | 0 | 0 | 0 | 0 | 0 | 0 | 0 | 0 | 0 | 0 | 0 | 0 | 0 | 0 | 0 | 0 | 0 | 0 | 0 | [7 empty] | 0 | 0 | 0 | 0 | 0 | 0 | 0
| 977 |  |  | 0 | 0 | 0 | 0 | 0 | 0 | 0 |  | 1 | 1 | 1 | 1 | 1 | 1 | 1 | 0 | 0 | 0 | 0 | 0 | 0 | 0 | 0 | 0 | 0 | 0 | 0 | 0 | 0 | 0 | 0 | 0 | 0 | 0 | 0 | 0 | 0 | 0 | 0 | 0 | 0 | 0 | 0 | 0 | 0 | 0 | 0 | 0 | 0 | 0 | [7 empty] | 0 | 0 | 0 | 0 | 0 | 0 | 0
| 978 |  |  | 0 | 0 | 0 | 0 | 0 | 0 | 0 |  | 1 | 1 | 1 | 1 | 1 | 1 | 1 | 0 | 0 | 0 | 0 | 0 | 0 | 0 | 0 | 0 | 0 | 0 | 0 | 0 | 0 | 0 | 0 | 0 | 0 | 0 | 0 | 0 | 0 | 0 | 0 | 0 | 0 | 0 | 0 | 0 | 0 | 0 | 0 | 0 | 0 | 0 | [7 empty] | 0 | 0 | 0 | 0 | 0 | 0 | 0
| 979 |  |  | 0 | 0 | 0 | 0 | 0 | 0 | 0 |  | 1 | 1 | 1 | 1 | 1 | 1 | 1 | 0 | 0 | 0 | 0 | 0 | 0 | 0 | 0 | 0 | 0 | 0 | 0 | 0 | 0 | 0 | 0 | 0 | 0 | 0 | 0 | 0 | 0 | 0 | 0 | 0 | 0 | 0 | 0 | 0 | 0 | 0 | 0 | 0 | 0 | 0 | [7 empty] | 0 | 0 | 0 | 0 | 0 | 0 | 0
| 980 |  |  | 0 | 0 | 0 | 0 | 0 | 0 | 0 |  | 1 | 1 | 1 | 1 | 1 | 1 | 1 | 0 | 0 | 0 | 0 | 0 | 0 | 0 | 0 | 0 | 0 | 0 | 0 | 0 | 0 | 0 | 0 | 0 | 0 | 0 | 0 | 0 | 0 | 0 | 0 | 0 | 0 | 0 | 0 | 0 | 0 | 0 | 0 | 0 | 0 | 0 | [7 empty] | 0 | 0 | 0 | 0 | 0 | 0 | 0
| 981 |  |  | 0 | 0 | 0 | 0 | 0 | 0 | 0 |  | 1 | 1 | 1 | 1 | 1 | 1 | 1 | 0 | 0 | 0 | 0 | 0 | 0 | 0 | 0 | 0 | 0 | 0 | 0 | 0 | 0 | 0 | 0 | 0 | 0 | 0 | 0 | 0 | 0 | 0 | 0 | 0 | 0 | 0 | 0 | 0 | 0 | 0 | 0 | 0 | 0 | 0 | [7 empty] | 0 | 0 | 0 | 0 | 0 | 0 | 0
| 982 |  |  | 0 | 0 | 0 | 0 | 0 | 0 | 0 |  | 1 | 1 | 1 | 1 | 1 | 1 | 1 | 0 | 0 | 0 | 0 | 0 | 0 | 0 | 0 | 0 | 0 | 0 | 0 | 0 | 0 | 0 | 0 | 0 | 0 | 0 | 0 | 0 | 0 | 0 | 0 | 0 | 0 | 0 | 0 | 0 | 0 | 0 | 0 | 0 | 0 | 0 | [7 empty] | 0 | 0 | 0 | 0 | 0 | 0 | 0
| 983 |  |  | 0 | 0 | 0 | 0 | 0 | 0 | 0 |  | 1 | 1 | 1 | 1 | 1 | 1 | 1 | 0 | 0 | 0 | 0 | 0 | 0 | 0 | 0 | 0 | 0 | 0 | 0 | 0 | 0 | 0 | 0 | 0 | 0 | 0 | 0 | 0 | 0 | 0 | 0 | 0 | 0 | 0 | 0 | 0 | 0 | 0 | 0 | 0 | 0 | 0 | [7 empty] | 0 | 0 | 0 | 0 | 0 | 0 | 0
| 984 |  |  | 0 | 0 | 0 | 0 | 0 | 0 | 0 |  | 1 | 1 | 1 | 1 | 1 | 1 | 1 | 0 | 0 | 0 | 0 | 0 | 0 | 0 | 0 | 0 | 0 | 0 | 0 | 0 | 0 | 0 | 0 | 0 | 0 | 0 | 0 | 0 | 0 | 0 | 0 | 0 | 0 | 0 | 0 | 0 | 0 | 0 | 0 | 0 | 0 | 0 | [7 empty] | 0 | 0 | 0 | 0 | 0 | 0 | 0
| 985 |  |  | 0 | 0 | 0 | 0 | 0 | 0 | 0 |  | 1 | 1 | 1 | 1 | 1 | 1 | 1 | 0 | 0 | 0 | 0 | 0 | 0 | 0 | 0 | 0 | 0 | 0 | 0 | 0 | 0 | 0 | 0 | 0 | 0 | 0 | 0 | 0 | 0 | 0 | 0 | 0 | 0 | 0 | 0 | 0 | 0 | 0 | 0 | 0 | 0 | 0 | [7 empty] | 0 | 0 | 0 | 0 | 0 | 0 | 0
| 986 |  |  | 0 | 0 | 0 | 0 | 0 | 0 | 0 |  | 1 | 1 | 1 | 1 | 1 | 1 | 1 | 0 | 0 | 0 | 0 | 0 | 0 | 0 | 0 | 0 | 0 | 0 | 0 | 0 | 0 | 0 | 0 | 0 | 0 | 0 | 0 | 0 | 0 | 0 | 0 | 0 | 0 | 0 | 0 | 0 | 0 | 0 | 0 | 0 | 0 | 0 | [7 empty] | 0 | 0 | 0 | 0 | 0 | 0 | 0
| 987 |  |  | 0 | 0 | 0 | 0 | 0 | 0 | 0 |  | 1 | 1 | 1 | 1 | 1 | 1 | 1 | 0 | 0 | 0 | 0 | 0 | 0 | 0 | 0 | 0 | 0 | 0 | 0 | 0 | 0 | 0 | 0 | 0 | 0 | 0 | 0 | 0 | 0 | 0 | 0 | 0 | 0 | 0 | 0 | 0 | 0 | 0 | 0 | 0 | 0 | 0 | [7 empty] | 0 | 0 | 0 | 0 | 0 | 0 | 0
| 988 |  |  | 0 | 0 | 0 | 0 | 0 | 0 | 0 |  | 1 | 1 | 1 | 1 | 1 | 1 | 1 | 0 | 0 | 0 | 0 | 0 | 0 | 0 | 0 | 0 | 0 | 0 | 0 | 0 | 0 | 0 | 0 | 0 | 0 | 0 | 0 | 0 | 0 | 0 | 0 | 0 | 0 | 0 | 0 | 0 | 0 | 0 | 0 | 0 | 0 | 0 | [7 empty] | 0 | 0 | 0 | 0 | 0 | 0 | 0
| 989 |  |  | 0 | 0 | 0 | 0 | 0 | 0 | 0 |  | 1 | 1 | 1 | 1 | 1 | 1 | 1 | 0 | 0 | 0 | 0 | 0 | 0 | 0 | 0 | 0 | 0 | 0 | 0 | 0 | 0 | 0 | 0 | 0 | 0 | 0 | 0 | 0 | 0 | 0 | 0 | 0 | 0 | 0 | 0 | 0 | 0 | 0 | 0 | 0 | 0 | 0 | [7 empty] | 0 | 0 | 0 | 0 | 0 | 0 | 0
| 990 |  |  | 0 | 0 | 0 | 0 | 0 | 0 | 0 |  | 1 | 1 | 1 | 1 | 1 | 1 | 1 | 0 | 0 | 0 | 0 | 0 | 0 | 0 | 0 | 0 | 0 | 0 | 0 | 0 | 0 | 0 | 0 | 0 | 0 | 0 | 0 | 0 | 0 | 0 | 0 | 0 | 0 | 0 | 0 | 0 | 0 | 0 | 0 | 0 | 0 | 0 | [7 empty] | 0 | 0 | 0 | 0 | 0 | 0 | 0
| 991 |  |  | 0 | 0 | 0 | 0 | 0 | 0 | 0 |  | 1 | 1 | 1 | 1 | 1 | 1 | 1 | 0 | 0 | 0 | 0 | 0 | 0 | 0 | 0 | 0 | 0 | 0 | 0 | 0 | 0 | 0 | 0 | 0 | 0 | 0 | 0 | 0 | 0 | 0 | 0 | 0 | 0 | 0 | 0 | 0 | 0 | 0 | 0 | 0 | 0 | 0 | [7 empty] | 0 | 0 | 0 | 0 | 0 | 0 | 0
| 992 |  |  | 0 | 0 | 0 | 0 | 0 | 0 | 0 |  | 1 | 1 | 1 | 1 | 1 | 1 | 1 | 0 | 0 | 0 | 0 | 0 | 0 | 0 | 0 | 0 | 0 | 0 | 0 | 0 | 0 | 0 | 0 | 0 | 0 | 0 | 0 | 0 | 0 | 0 | 0 | 0 | 0 | 0 | 0 | 0 | 0 | 0 | 0 | 0 | 0 | 0 | [7 empty] | 0 | 0 | 0 | 0 | 0 | 0 | 0
| 993 |  |  | 0 | 0 | 0 | 0 | 0 | 0 | 0 |  | 1 | 1 | 1 | 1 | 1 | 1 | 1 | 0 | 0 | 0 | 0 | 0 | 0 | 0 | 0 | 0 | 0 | 0 | 0 | 0 | 0 | 0 | 0 | 0 | 0 | 0 | 0 | 0 | 0 | 0 | 0 | 0 | 0 | 0 | 0 | 0 | 0 | 0 | 0 | 0 | 0 | 0 | [7 empty] | 0 | 0 | 0 | 0 | 0 | 0 | 0
| 994 |  |  | 0 | 0 | 0 | 0 | 0 | 0 | 0 |  | 1 | 1 | 1 | 1 | 1 | 1 | 1 | 0 | 0 | 0 | 0 | 0 | 0 | 0 | 0 | 0 | 0 | 0 | 0 | 0 | 0 | 0 | 0 | 0 | 0 | 0 | 0 | 0 | 0 | 0 | 0 | 0 | 0 | 0 | 0 | 0 | 0 | 0 | 0 | 0 | 0 | 0 | [7 empty] | 0 | 0 | 0 | 0 | 0 | 0 | 0
| 995 |  |  | 0 | 0 | 0 | 0 | 0 | 0 | 0 |  | 1 | 1 | 1 | 1 | 1 | 1 | 1 | 0 | 0 | 0 | 0 | 0 | 0 | 0 | 0 | 0 | 0 | 0 | 0 | 0 | 0 | 0 | 0 | 0 | 0 | 0 | 0 | 0 | 0 | 0 | 0 | 0 | 0 | 0 | 0 | 0 | 0 | 0 | 0 | 0 | 0 | 0 | [7 empty] | 0 | 0 | 0 | 0 | 0 | 0 | 0
| 996 |  |  | 0 | 0 | 0 | 0 | 0 | 0 | 0 |  | 1 | 1 | 1 | 1 | 1 | 1 | 1 | 0 | 0 | 0 | 0 | 0 | 0 | 0 | 0 | 0 | 0 | 0 | 0 | 0 | 0 | 0 | 0 | 0 | 0 | 0 | 0 | 0 | 0 | 0 | 0 | 0 | 0 | 0 | 0 | 0 | 0 | 0 | 0 | 0 | 0 | 0 | [7 empty] | 0 | 0 | 0 | 0 | 0 | 0 | 0
| 997 |  |  | 0 | 0 | 0 | 0 | 0 | 0 | 0 |  | 1 | 1 | 1 | 1 | 1 | 1 | 1 | 0 | 0 | 0 | 0 | 0 | 0 | 0 | 0 | 0 | 0 | 0 | 0 | 0 | 0 | 0 | 0 | 0 | 0 | 0 | 0 | 0 | 0 | 0 | 0 | 0 | 0 | 0 | 0 | 0 | 0 | 0 | 0 | 0 | 0 | 0 | [7 empty] | 0 | 0 | 0 | 0 | 0 | 0 | 0
| 998 |  |  | 0 | 0 | 0 | 0 | 0 | 0 | 0 |  | 1 | 1 | 1 | 1 | 1 | 1 | 1 | 0 | 0 | 0 | 0 | 0 | 0 | 0 | 0 | 0 | 0 | 0 | 0 | 0 | 0 | 0 | 0 | 0 | 0 | 0 | 0 | 0 | 0 | 0 | 0 | 0 | 0 | 0 | 0 | 0 | 0 | 0 | 0 | 0 | 0 | 0 | [7 empty] | 0 | 0 | 0 | 0 | 0 | 0 | 0
| 999 |  |  | 0 | 0 | 0 | 0 | 0 | 0 | 0 |  | 1 | 1 | 1 | 1 | 1 | 1 | 1 | 0 | 0 | 0 | 0 | 0 | 0 | 0 | 0 | 0 | 0 | 0 | 0 | 0 | 0 | 0 | 0 | 0 | 0 | 0 | 0 | 0 | 0 | 0 | 0 | 0 | 0 | 0 | 0 | 0 | 0 | 0 | 0 | 0 | 0 | 0 | [7 empty] | 0 | 0 | 0 | 0 | 0 | 0 | 0
| 1000 |  |  | 0 | 0 | 0 | 0 | 0 | 0 | 0 |  | 1 | 1 | 1 | 1 | 1 | 1 | 1 | 0 | 0 | 0 | 0 | 0 | 0 | 0 | 0 | 0 | 0 | 0 | 0 | 0 | 0 | 0 | 0 | 0 | 0 | 0 | 0 | 0 | 0 | 0 | 0 | 0 | 0 | 0 | 0 | 0 | 0 | 0 | 0 | 0 | 0 | 0 | [7 empty] | 0 | 0 | 0 | 0 | 0 | 0 | 0
Note on BJ5: [Threaded comment] Your version of Excel allows you to read this threaded comment; however, any edits to it will get removed if the file is opened in a newer version of Excel. Learn more: https://go.microsoft.com/fwlink/?linkid=870924 Comment: Overheads are not applied to type 1 capital contributions. Formulas have been removed in this section

## Output¦ PTRM (D)
CitiPower 2026-27
|  | AER Capex Forecast Model | Sheet Validation | 0
Output¦ PTRM (D)
|  | 56. Forecast gross capital expenditure – as incurred ($millions June 2026) (Distribution) | [7 empty] | 60. Forecast immediate expensing of capital expenditure – as incurred ($millions June 2026) (Distribution)
|  |  | 0 | 0 | 0 | 0 | 0 |  |  |  | 0 | 0 | 0 | 0 | 0
|  | PTRM asset class | 2026-27 | 2027-28 | 2028-29 | 2029-30 | 2030-31 | Total |  | PTRM asset class | 2026-27 | 2027-28 | 2028-29 | 2029-30 | 2030-31 | Total
| 1 | Subtransmission | 25.6762 | 24.679 | 19.2094 | 18.6565 | 20.8699 | 109.0911 | 1 | Subtransmission | 7.4806 | 7.2673 | 6.3148 | 6.2007 | 6.6395 | 33.903
| 2 | Distribution system assets | 220.8381 | 213.3343 | 174.3006 | 170.035 | 187.0063 | 965.5143 | 2 | Distribution system assets | 64.3397 | 62.8214 | 57.2988 | 56.5133 | 59.4937 | 300.4669
| 3 | SCADA/Network control | 12.3077 | 13.3037 | 7.5134 | 6.3835 | 4.8991 | 44.4074 | 3 | SCADA/Network control | 1.9998 | 2.1499 | 1.2503 | 1.0657 | 0.82716 | 7.2928
| 4 | Non-network general assets - IT | 6.9931 | 5.1223 | 4.8085 | 5.0051 | 3.6352 | 25.5642 | 4 | Non-network general assets - IT | 0 | 0 | 0 | 0 | 0 | 0
| 5 | Non-network general assets - Other | 17.1619 | 27.3718 | 47.5628 | 10.5623 | 7.2834 | 109.9422 | 5 | Non-network general assets - Other | 0 | 0 | 0 | 0 | 0 | 0
| 6 | Land | 0 | 0 | 0 | 0 | 0 | 0 | 6 | Land | 0 | 0 | 0 | 0 | 0 | 0
| 7 | Accelerated depreciation assets | 0 | 0 | 0 | 0 | 0 | 0 | 7 | Accelerated depreciation assets | 0 | 0 | 0 | 0 | 0 | 0
| 8 | in-house software | 15.1379 | 15.2683 | 13.5661 | 10.5815 | 9.6515 | 64.2053 | 8 | in-house software | 0 | 0 | 0 | 0 | 0 | 0
| 9 | Equity raising costs | 0 | 0 | 0 | 0 | 0 | 0 | 9 | Equity raising costs | 0 | 0 | 0 | 0 | 0 | 0
| 10 | Concrete poles | 0.30462 | 0.30644 | 0.30869 | 0.31129 | 0.31376 | 1.5448 | 10 | Concrete poles | 0.08875 | 0.090237 | 0.10148 | 0.10346 | 0.099817 | 0.48374
| 11 | ERP and billing systems | 4.7995 | 9.8605 | 6.5632 | 6.3201 | 2.5858 | 30.1291 | 11 | ERP and billing systems | 0 | 0 | 0 | 0 | 0 | 0
| 12 |  | 0 | 0 | 0 | 0 | 0 | 0 | 12 |  | 0 | 0 | 0 | 0 | 0 | 0
| 13 |  | 0 | 0 | 0 | 0 | 0 | 0 | 13 |  | 0 | 0 | 0 | 0 | 0 | 0
| 14 |  | 0 | 0 | 0 | 0 | 0 | 0 | 14 |  | 0 | 0 | 0 | 0 | 0 | 0
| 15 |  | 0 | 0 | 0 | 0 | 0 | 0 | 15 |  | 0 | 0 | 0 | 0 | 0 | 0
| 16 |  | 0 | 0 | 0 | 0 | 0 | 0 | 16 |  | 0 | 0 | 0 | 0 | 0 | 0
| 17 |  | 0 | 0 | 0 | 0 | 0 | 0 | 17 |  | 0 | 0 | 0 | 0 | 0 | 0
| 18 |  | 0 | 0 | 0 | 0 | 0 | 0 | 18 |  | 0 | 0 | 0 | 0 | 0 | 0
| 19 |  | 0 | 0 | 0 | 0 | 0 | 0 | 19 |  | 0 | 0 | 0 | 0 | 0 | 0
| 20 |  | 0 | 0 | 0 | 0 | 0 | 0 | 20 |  | 0 | 0 | 0 | 0 | 0 | 0
| 21 |  | 0 | 0 | 0 | 0 | 0 | 0 | 21 |  | 0 | 0 | 0 | 0 | 0 | 0
| 22 |  | 0 | 0 | 0 | 0 | 0 | 0 | 22 |  | 0 | 0 | 0 | 0 | 0 | 0
| 23 |  | 0 | 0 | 0 | 0 | 0 | 0 | 23 |  | 0 | 0 | 0 | 0 | 0 | 0
| 24 |  | 0 | 0 | 0 | 0 | 0 | 0 | 24 |  | 0 | 0 | 0 | 0 | 0 | 0
| 25 |  | 0 | 0 | 0 | 0 | 0 | 0 | 25 |  | 0 | 0 | 0 | 0 | 0 | 0
| 26 |  | 0 | 0 | 0 | 0 | 0 | 0 | 26 |  | 0 | 0 | 0 | 0 | 0 | 0
| 27 |  | 0 | 0 | 0 | 0 | 0 | 0 | 27 |  | 0 | 0 | 0 | 0 | 0 | 0
| 28 |  | 0 | 0 | 0 | 0 | 0 | 0 | 28 |  | 0 | 0 | 0 | 0 | 0 | 0
| 29 |  | 0 | 0 | 0 | 0 | 0 | 0 | 29 |  | 0 | 0 | 0 | 0 | 0 | 0
| 30 |  | 0 | 0 | 0 | 0 | 0 | 0 | 30 |  | 0 | 0 | 0 | 0 | 0 | 0
| 31 |  | 0 | 0 | 0 | 0 | 0 | 0 | 31 |  | 0 | 0 | 0 | 0 | 0 | 0
| 32 |  | 0 | 0 | 0 | 0 | 0 | 0 | 32 |  | 0 | 0 | 0 | 0 | 0 | 0
| 33 |  | 0 | 0 | 0 | 0 | 0 | 0 | 33 |  | 0 | 0 | 0 | 0 | 0 | 0
| 34 |  | 0 | 0 | 0 | 0 | 0 | 0 | 34 |  | 0 | 0 | 0 | 0 | 0 | 0
| 35 |  | 0 | 0 | 0 | 0 | 0 | 0 | 35 |  | 0 | 0 | 0 | 0 | 0 | 0
| 36 |  | 0 | 0 | 0 | 0 | 0 | 0 | 36 |  | 0 | 0 | 0 | 0 | 0 | 0
| 37 |  | 0 | 0 | 0 | 0 | 0 | 0 | 37 |  | 0 | 0 | 0 | 0 | 0 | 0
| 38 |  | 0 | 0 | 0 | 0 | 0 | 0 | 38 |  | 0 | 0 | 0 | 0 | 0 | 0
| 39 |  | 0 | 0 | 0 | 0 | 0 | 0 | 39 |  | 0 | 0 | 0 | 0 | 0 | 0
| 40 |  | 0 | 0 | 0 | 0 | 0 | 0 | 40 |  | 0 | 0 | 0 | 0 | 0 | 0
| 41 |  | 0 | 0 | 0 | 0 | 0 | 0 | 41 |  | 0 | 0 | 0 | 0 | 0 | 0
| 42 |  | 0 | 0 | 0 | 0 | 0 | 0 | 42 |  | 0 | 0 | 0 | 0 | 0 | 0
| 43 |  | 0 | 0 | 0 | 0 | 0 | 0 | 43 |  | 0 | 0 | 0 | 0 | 0 | 0
| 44 |  | 0 | 0 | 0 | 0 | 0 | 0 | 44 |  | 0 | 0 | 0 | 0 | 0 | 0
| 45 |  | 0 | 0 | 0 | 0 | 0 | 0 | 45 |  | 0 | 0 | 0 | 0 | 0 | 0
| 46 |  | 0 | 0 | 0 | 0 | 0 | 0 | 46 |  | 0 | 0 | 0 | 0 | 0 | 0
| 47 |  | 0 | 0 | 0 | 0 | 0 | 0 | 47 |  | 0 | 0 | 0 | 0 | 0 | 0
| 48 |  | 0 | 0 | 0 | 0 | 0 | 0 | 48 |  | 0 | 0 | 0 | 0 | 0 | 0
| 49 |  | 0 | 0 | 0 | 0 | 0 | 0 | 49 |  | 0 | 0 | 0 | 0 | 0 | 0
| 50 |  | 0 | 0 | 0 | 0 | 0 | 0 | 50 |  | 0 | 0 | 0 | 0 | 0 | 0
|  |  | 303.2189 | 309.2464 | 273.8327 | 227.8553 | 236.245 | 1350.3983 |  | Total | 73.9089 | 72.3288 | 64.9654 | 63.8831 | 67.0601 | 342.1463
57. Forecast capital contributions – Type 1 – as incurred ($millions June 2026) (Distribution)
|  |  | 0 | 0 | 0 | 0 | 0
|  | PTRM asset class | 2026-27 | 2027-28 | 2028-29 | 2029-30 | 2030-31 | Total
| 1 | Subtransmission | 8.6327 | 8.5471 | 8.2144 | 8.1512 | 8.5261 | 42.0717
| 2 | Distribution system assets | 87.2867 | 86.4206 | 83.0572 | 82.4179 | 86.2088 | 425.3912
| 3 | SCADA/Network control | 0 | 0 | 0 | 0 | 0 | 0
| 4 | Non-network general assets - IT | 0 | 0 | 0 | 0 | 0 | 0
| 5 | Non-network general assets - Other | 0 | 0 | 0 | 0 | 0 | 0
| 6 | Land | 0 | 0 | 0 | 0 | 0 | 0
| 7 | Accelerated depreciation assets | 0 | 0 | 0 | 0 | 0 | 0
| 8 | in-house software | 0 | 0 | 0 | 0 | 0 | 0
| 9 | Equity raising costs | 0 | 0 | 0 | 0 | 0 | 0
| 10 | Concrete poles | 0 | 0 | 0 | 0 | 0 | 0
| 11 | ERP and billing systems | 0 | 0 | 0 | 0 | 0 | 0
| 12 |  | 0 | 0 | 0 | 0 | 0 | 0
| 13 |  | 0 | 0 | 0 | 0 | 0 | 0
| 14 |  | 0 | 0 | 0 | 0 | 0 | 0
| 15 |  | 0 | 0 | 0 | 0 | 0 | 0
| 16 |  | 0 | 0 | 0 | 0 | 0 | 0
| 17 |  | 0 | 0 | 0 | 0 | 0 | 0
| 18 |  | 0 | 0 | 0 | 0 | 0 | 0
| 19 |  | 0 | 0 | 0 | 0 | 0 | 0
| 20 |  | 0 | 0 | 0 | 0 | 0 | 0
| 21 |  | 0 | 0 | 0 | 0 | 0 | 0
| 22 |  | 0 | 0 | 0 | 0 | 0 | 0
| 23 |  | 0 | 0 | 0 | 0 | 0 | 0
| 24 |  | 0 | 0 | 0 | 0 | 0 | 0
| 25 |  | 0 | 0 | 0 | 0 | 0 | 0
| 26 |  | 0 | 0 | 0 | 0 | 0 | 0
| 27 |  | 0 | 0 | 0 | 0 | 0 | 0
| 28 |  | 0 | 0 | 0 | 0 | 0 | 0
| 29 |  | 0 | 0 | 0 | 0 | 0 | 0
| 30 |  | 0 | 0 | 0 | 0 | 0 | 0
| 31 |  | 0 | 0 | 0 | 0 | 0 | 0
| 32 |  | 0 | 0 | 0 | 0 | 0 | 0
| 33 |  | 0 | 0 | 0 | 0 | 0 | 0
| 34 |  | 0 | 0 | 0 | 0 | 0 | 0
| 35 |  | 0 | 0 | 0 | 0 | 0 | 0
| 36 |  | 0 | 0 | 0 | 0 | 0 | 0
| 37 |  | 0 | 0 | 0 | 0 | 0 | 0
| 38 |  | 0 | 0 | 0 | 0 | 0 | 0
| 39 |  | 0 | 0 | 0 | 0 | 0 | 0
| 40 |  | 0 | 0 | 0 | 0 | 0 | 0
| 41 |  | 0 | 0 | 0 | 0 | 0 | 0
| 42 |  | 0 | 0 | 0 | 0 | 0 | 0
| 43 |  | 0 | 0 | 0 | 0 | 0 | 0
| 44 |  | 0 | 0 | 0 | 0 | 0 | 0
| 45 |  | 0 | 0 | 0 | 0 | 0 | 0
| 46 |  | 0 | 0 | 0 | 0 | 0 | 0
| 47 |  | 0 | 0 | 0 | 0 | 0 | 0
| 48 |  | 0 | 0 | 0 | 0 | 0 | 0
| 49 |  | 0 | 0 | 0 | 0 | 0 | 0
| 50 |  | 0 | 0 | 0 | 0 | 0 | 0
|  | Total | 95.9194 | 94.9677 | 91.2716 | 90.5691 | 94.735 | 467.4629
58. Forecast asset disposals – as incurred ($millions June 2026) (Distribution)
|  |  | 0 | 0 | 0 | 0 | 0
|  | PTRM asset class | 2026-27 | 2027-28 | 2028-29 | 2029-30 | 2030-31 | Total
| 1 | Subtransmission | 0 | 0 | 0 | 0 | 0 | 0
| 2 | Distribution system assets | 0 | 0 | 0 | 0 | 0 | 0
| 3 | SCADA/Network control | 0 | 0 | 0 | 0 | 0 | 0
| 4 | Non-network general assets - IT | 0 | 0 | 0 | 0 | 0 | 0
| 5 | Non-network general assets - Other | 0.14544 | 0.14544 | 0.14544 | 0.14544 | 0.14544 | 0.72719
| 6 | Land | 0 | 0 | 0 | 0 | 0 | 0
| 7 | Accelerated depreciation assets | 0 | 0 | 0 | 0 | 0 | 0
| 8 | in-house software | 0 | 0 | 0 | 0 | 0 | 0
| 9 | Equity raising costs | 0 | 0 | 0 | 0 | 0 | 0
| 10 | Concrete poles | 0 | 0 | 0 | 0 | 0 | 0
| 11 | ERP and billing systems | 0 | 0 | 0 | 0 | 0 | 0
| 12 |  | 0 | 0 | 0 | 0 | 0 | 0
| 13 |  | 0 | 0 | 0 | 0 | 0 | 0
| 14 |  | 0 | 0 | 0 | 0 | 0 | 0
| 15 |  | 0 | 0 | 0 | 0 | 0 | 0
| 16 |  | 0 | 0 | 0 | 0 | 0 | 0
| 17 |  | 0 | 0 | 0 | 0 | 0 | 0
| 18 |  | 0 | 0 | 0 | 0 | 0 | 0
| 19 |  | 0 | 0 | 0 | 0 | 0 | 0
| 20 |  | 0 | 0 | 0 | 0 | 0 | 0
| 21 |  | 0 | 0 | 0 | 0 | 0 | 0
| 22 |  | 0 | 0 | 0 | 0 | 0 | 0
| 23 |  | 0 | 0 | 0 | 0 | 0 | 0
| 24 |  | 0 | 0 | 0 | 0 | 0 | 0
| 25 |  | 0 | 0 | 0 | 0 | 0 | 0
| 26 |  | 0 | 0 | 0 | 0 | 0 | 0
| 27 |  | 0 | 0 | 0 | 0 | 0 | 0
| 28 |  | 0 | 0 | 0 | 0 | 0 | 0
| 29 |  | 0 | 0 | 0 | 0 | 0 | 0
| 30 |  | 0 | 0 | 0 | 0 | 0 | 0
| 31 |  | 0 | 0 | 0 | 0 | 0 | 0
| 32 |  | 0 | 0 | 0 | 0 | 0 | 0
| 33 |  | 0 | 0 | 0 | 0 | 0 | 0
| 34 |  | 0 | 0 | 0 | 0 | 0 | 0
| 35 |  | 0 | 0 | 0 | 0 | 0 | 0
| 36 |  | 0 | 0 | 0 | 0 | 0 | 0
| 37 |  | 0 | 0 | 0 | 0 | 0 | 0
| 38 |  | 0 | 0 | 0 | 0 | 0 | 0
| 39 |  | 0 | 0 | 0 | 0 | 0 | 0
| 40 |  | 0 | 0 | 0 | 0 | 0 | 0
| 41 |  | 0 | 0 | 0 | 0 | 0 | 0
| 42 |  | 0 | 0 | 0 | 0 | 0 | 0
| 43 |  | 0 | 0 | 0 | 0 | 0 | 0
| 44 |  | 0 | 0 | 0 | 0 | 0 | 0
| 45 |  | 0 | 0 | 0 | 0 | 0 | 0
| 46 |  | 0 | 0 | 0 | 0 | 0 | 0
| 47 |  | 0 | 0 | 0 | 0 | 0 | 0
| 48 |  | 0 | 0 | 0 | 0 | 0 | 0
| 49 |  | 0 | 0 | 0 | 0 | 0 | 0
| 50 |  | 0 | 0 | 0 | 0 | 0 | 0
|  | Total | 0.14544 | 0.14544 | 0.14544 | 0.14544 | 0.14544 | 0.72719
59. Forecast net capital expenditure – as incurred ($millions June 2026) (Distribution)
|  |  | 0 | 0 | 0 | 0 | 0 | 0
|  | PTRM asset class | 2026-27 | 2027-28 | 2028-29 | 2029-30 | 2030-31 | Total
| 1 | Subtransmission | 17.0434 | 16.1319 | 10.995 | 10.5053 | 12.3438 | 67.0194
| 2 | Distribution system assets | 133.5514 | 126.9137 | 91.2434 | 87.6171 | 100.7974 | 540.1231
| 3 | SCADA/Network control | 12.3077 | 13.3037 | 7.5134 | 6.3835 | 4.8991 | 44.4074
| 4 | Non-network general assets - IT | 6.9931 | 5.1223 | 4.8085 | 5.0051 | 3.6352 | 25.5642
| 5 | Non-network general assets - Other | 17.0164 | 27.2264 | 47.4174 | 10.4168 | 7.138 | 109.215
| 6 | Land | 0 | 0 | 0 | 0 | 0 | 0
| 7 | Accelerated depreciation assets | 0 | 0 | 0 | 0 | 0 | 0
| 8 | in-house software | 15.1379 | 15.2683 | 13.5661 | 10.5815 | 9.6515 | 64.2053
| 9 | Equity raising costs | 0 | 0 | 0 | 0 | 0 | 0
| 10 | Concrete poles | 0.30462 | 0.30644 | 0.30869 | 0.31129 | 0.31376 | 1.5448
| 11 | ERP and billing systems | 4.7995 | 9.8605 | 6.5632 | 6.3201 | 2.5858 | 30.1291
| 12 |  | 0 | 0 | 0 | 0 | 0 | 0
| 13 |  | 0 | 0 | 0 | 0 | 0 | 0
| 14 |  | 0 | 0 | 0 | 0 | 0 | 0
| 15 |  | 0 | 0 | 0 | 0 | 0 | 0
| 16 |  | 0 | 0 | 0 | 0 | 0 | 0
| 17 |  | 0 | 0 | 0 | 0 | 0 | 0
| 18 |  | 0 | 0 | 0 | 0 | 0 | 0
| 19 |  | 0 | 0 | 0 | 0 | 0 | 0
| 20 |  | 0 | 0 | 0 | 0 | 0 | 0
| 21 |  | 0 | 0 | 0 | 0 | 0 | 0
| 22 |  | 0 | 0 | 0 | 0 | 0 | 0
| 23 |  | 0 | 0 | 0 | 0 | 0 | 0
| 24 |  | 0 | 0 | 0 | 0 | 0 | 0
| 25 |  | 0 | 0 | 0 | 0 | 0 | 0
| 26 |  | 0 | 0 | 0 | 0 | 0 | 0
| 27 |  | 0 | 0 | 0 | 0 | 0 | 0
| 28 |  | 0 | 0 | 0 | 0 | 0 | 0
| 29 |  | 0 | 0 | 0 | 0 | 0 | 0
| 30 |  | 0 | 0 | 0 | 0 | 0 | 0
| 31 |  | 0 | 0 | 0 | 0 | 0 | 0
| 32 |  | 0 | 0 | 0 | 0 | 0 | 0
| 33 |  | 0 | 0 | 0 | 0 | 0 | 0
| 34 |  | 0 | 0 | 0 | 0 | 0 | 0
| 35 |  | 0 | 0 | 0 | 0 | 0 | 0
| 36 |  | 0 | 0 | 0 | 0 | 0 | 0
| 37 |  | 0 | 0 | 0 | 0 | 0 | 0
| 38 |  | 0 | 0 | 0 | 0 | 0 | 0
| 39 |  | 0 | 0 | 0 | 0 | 0 | 0
| 40 |  | 0 | 0 | 0 | 0 | 0 | 0
| 41 |  | 0 | 0 | 0 | 0 | 0 | 0
| 42 |  | 0 | 0 | 0 | 0 | 0 | 0
| 43 |  | 0 | 0 | 0 | 0 | 0 | 0
| 44 |  | 0 | 0 | 0 | 0 | 0 | 0
| 45 |  | 0 | 0 | 0 | 0 | 0 | 0
| 46 |  | 0 | 0 | 0 | 0 | 0 | 0
| 47 |  | 0 | 0 | 0 | 0 | 0 | 0
| 48 |  | 0 | 0 | 0 | 0 | 0 | 0
| 49 |  | 0 | 0 | 0 | 0 | 0 | 0
| 50 |  | 0 | 0 | 0 | 0 | 0 | 0
|  | Total | 207.154 | 214.1332 | 182.4157 | 137.1408 | 141.3646 | 882.2083

## Output¦ PTRM (T) (hidden)
CitiPower 2026-27
|  | AER Capex Forecast Model | Sheet Validation | 0
Output¦ PTRM (T)
|  | 61. Forecast gross capital expenditure – as incurred ($millions June 2026) (Transmission) | [7 empty] | 65. Forecast immediate expensing of capital expenditure – as incurred ($millions June 2026) (Transmission)
|  |  | 0 | 0 | 0 | 0 | 0 |  |  |  | 0 | 0 | 0 | 0 | 0
|  | PTRM asset class | 2026-27 | 2027-28 | 2028-29 | 2029-30 | 2030-31 | Total |  | PTRM asset class | 2026-27 | 2027-28 | 2028-29 | 2029-30 | 2030-31 | Total
| 1 |  | 0 | 0 | 0 | 0 | 0 | 0 | 1 |  | 0 | 0 | 0 | 0 | 0 | 0
| 2 |  | 0 | 0 | 0 | 0 | 0 | 0 | 2 |  | 0 | 0 | 0 | 0 | 0 | 0
| 3 |  | 0 | 0 | 0 | 0 | 0 | 0 | 3 |  | 0 | 0 | 0 | 0 | 0 | 0
| 4 |  | 0 | 0 | 0 | 0 | 0 | 0 | 4 |  | 0 | 0 | 0 | 0 | 0 | 0
| 5 |  | 0 | 0 | 0 | 0 | 0 | 0 | 5 |  | 0 | 0 | 0 | 0 | 0 | 0
| 6 |  | 0 | 0 | 0 | 0 | 0 | 0 | 6 |  | 0 | 0 | 0 | 0 | 0 | 0
| 7 |  | 0 | 0 | 0 | 0 | 0 | 0 | 7 |  | 0 | 0 | 0 | 0 | 0 | 0
| 8 |  | 0 | 0 | 0 | 0 | 0 | 0 | 8 |  | 0 | 0 | 0 | 0 | 0 | 0
| 9 |  | 0 | 0 | 0 | 0 | 0 | 0 | 9 |  | 0 | 0 | 0 | 0 | 0 | 0
| 10 |  | 0 | 0 | 0 | 0 | 0 | 0 | 10 |  | 0 | 0 | 0 | 0 | 0 | 0
| 11 |  | 0 | 0 | 0 | 0 | 0 | 0 | 11 |  | 0 | 0 | 0 | 0 | 0 | 0
| 12 |  | 0 | 0 | 0 | 0 | 0 | 0 | 12 |  | 0 | 0 | 0 | 0 | 0 | 0
| 13 |  | 0 | 0 | 0 | 0 | 0 | 0 | 13 |  | 0 | 0 | 0 | 0 | 0 | 0
| 14 |  | 0 | 0 | 0 | 0 | 0 | 0 | 14 |  | 0 | 0 | 0 | 0 | 0 | 0
| 15 |  | 0 | 0 | 0 | 0 | 0 | 0 | 15 |  | 0 | 0 | 0 | 0 | 0 | 0
| 16 |  | 0 | 0 | 0 | 0 | 0 | 0 | 16 |  | 0 | 0 | 0 | 0 | 0 | 0
| 17 |  | 0 | 0 | 0 | 0 | 0 | 0 | 17 |  | 0 | 0 | 0 | 0 | 0 | 0
| 18 |  | 0 | 0 | 0 | 0 | 0 | 0 | 18 |  | 0 | 0 | 0 | 0 | 0 | 0
| 19 |  | 0 | 0 | 0 | 0 | 0 | 0 | 19 |  | 0 | 0 | 0 | 0 | 0 | 0
| 20 |  | 0 | 0 | 0 | 0 | 0 | 0 | 20 |  | 0 | 0 | 0 | 0 | 0 | 0
| 21 |  | 0 | 0 | 0 | 0 | 0 | 0 | 21 |  | 0 | 0 | 0 | 0 | 0 | 0
| 22 |  | 0 | 0 | 0 | 0 | 0 | 0 | 22 |  | 0 | 0 | 0 | 0 | 0 | 0
| 23 |  | 0 | 0 | 0 | 0 | 0 | 0 | 23 |  | 0 | 0 | 0 | 0 | 0 | 0
| 24 |  | 0 | 0 | 0 | 0 | 0 | 0 | 24 |  | 0 | 0 | 0 | 0 | 0 | 0
| 25 |  | 0 | 0 | 0 | 0 | 0 | 0 | 25 |  | 0 | 0 | 0 | 0 | 0 | 0
| 26 |  | 0 | 0 | 0 | 0 | 0 | 0 | 26 |  | 0 | 0 | 0 | 0 | 0 | 0
| 27 |  | 0 | 0 | 0 | 0 | 0 | 0 | 27 |  | 0 | 0 | 0 | 0 | 0 | 0
| 28 |  | 0 | 0 | 0 | 0 | 0 | 0 | 28 |  | 0 | 0 | 0 | 0 | 0 | 0
| 29 |  | 0 | 0 | 0 | 0 | 0 | 0 | 29 |  | 0 | 0 | 0 | 0 | 0 | 0
| 30 |  | 0 | 0 | 0 | 0 | 0 | 0 | 30 |  | 0 | 0 | 0 | 0 | 0 | 0
| 31 |  | 0 | 0 | 0 | 0 | 0 | 0 | 31 |  | 0 | 0 | 0 | 0 | 0 | 0
| 32 |  | 0 | 0 | 0 | 0 | 0 | 0 | 32 |  | 0 | 0 | 0 | 0 | 0 | 0
| 33 |  | 0 | 0 | 0 | 0 | 0 | 0 | 33 |  | 0 | 0 | 0 | 0 | 0 | 0
| 34 |  | 0 | 0 | 0 | 0 | 0 | 0 | 34 |  | 0 | 0 | 0 | 0 | 0 | 0
| 35 |  | 0 | 0 | 0 | 0 | 0 | 0 | 35 |  | 0 | 0 | 0 | 0 | 0 | 0
| 36 |  | 0 | 0 | 0 | 0 | 0 | 0 | 36 |  | 0 | 0 | 0 | 0 | 0 | 0
| 37 |  | 0 | 0 | 0 | 0 | 0 | 0 | 37 |  | 0 | 0 | 0 | 0 | 0 | 0
| 38 |  | 0 | 0 | 0 | 0 | 0 | 0 | 38 |  | 0 | 0 | 0 | 0 | 0 | 0
| 39 |  | 0 | 0 | 0 | 0 | 0 | 0 | 39 |  | 0 | 0 | 0 | 0 | 0 | 0
| 40 |  | 0 | 0 | 0 | 0 | 0 | 0 | 40 |  | 0 | 0 | 0 | 0 | 0 | 0
| 41 |  | 0 | 0 | 0 | 0 | 0 | 0 | 41 |  | 0 | 0 | 0 | 0 | 0 | 0
| 42 |  | 0 | 0 | 0 | 0 | 0 | 0 | 42 |  | 0 | 0 | 0 | 0 | 0 | 0
| 43 |  | 0 | 0 | 0 | 0 | 0 | 0 | 43 |  | 0 | 0 | 0 | 0 | 0 | 0
| 44 |  | 0 | 0 | 0 | 0 | 0 | 0 | 44 |  | 0 | 0 | 0 | 0 | 0 | 0
| 45 |  | 0 | 0 | 0 | 0 | 0 | 0 | 45 |  | 0 | 0 | 0 | 0 | 0 | 0
| 46 |  | 0 | 0 | 0 | 0 | 0 | 0 | 46 |  | 0 | 0 | 0 | 0 | 0 | 0
| 47 |  | 0 | 0 | 0 | 0 | 0 | 0 | 47 |  | 0 | 0 | 0 | 0 | 0 | 0
| 48 |  | 0 | 0 | 0 | 0 | 0 | 0 | 48 |  | 0 | 0 | 0 | 0 | 0 | 0
| 49 |  | 0 | 0 | 0 | 0 | 0 | 0 | 49 |  | 0 | 0 | 0 | 0 | 0 | 0
| 50 |  | 0 | 0 | 0 | 0 | 0 | 0 | 50 |  | 0 | 0 | 0 | 0 | 0 | 0
|  |  | 0 | 0 | 0 | 0 | 0 | 0 |  |  | 0 | 0 | 0 | 0 | 0 | 0
62. Forecast capital contributions – Type 1 – as incurred ($millions June 2026) (Transmission)
|  |  | 0 | 0 | 0 | 0 | 0
|  | PTRM asset class | 2026-27 | 2027-28 | 2028-29 | 2029-30 | 2030-31 | Total
| 1 |  | 0 | 0 | 0 | 0 | 0 | 0
| 2 |  | 0 | 0 | 0 | 0 | 0 | 0
| 3 |  | 0 | 0 | 0 | 0 | 0 | 0
| 4 |  | 0 | 0 | 0 | 0 | 0 | 0
| 5 |  | 0 | 0 | 0 | 0 | 0 | 0
| 6 |  | 0 | 0 | 0 | 0 | 0 | 0
| 7 |  | 0 | 0 | 0 | 0 | 0 | 0
| 8 |  | 0 | 0 | 0 | 0 | 0 | 0
| 9 |  | 0 | 0 | 0 | 0 | 0 | 0
| 10 |  | 0 | 0 | 0 | 0 | 0 | 0
| 11 |  | 0 | 0 | 0 | 0 | 0 | 0
| 12 |  | 0 | 0 | 0 | 0 | 0 | 0
| 13 |  | 0 | 0 | 0 | 0 | 0 | 0
| 14 |  | 0 | 0 | 0 | 0 | 0 | 0
| 15 |  | 0 | 0 | 0 | 0 | 0 | 0
| 16 |  | 0 | 0 | 0 | 0 | 0 | 0
| 17 |  | 0 | 0 | 0 | 0 | 0 | 0
| 18 |  | 0 | 0 | 0 | 0 | 0 | 0
| 19 |  | 0 | 0 | 0 | 0 | 0 | 0
| 20 |  | 0 | 0 | 0 | 0 | 0 | 0
| 21 |  | 0 | 0 | 0 | 0 | 0 | 0
| 22 |  | 0 | 0 | 0 | 0 | 0 | 0
| 23 |  | 0 | 0 | 0 | 0 | 0 | 0
| 24 |  | 0 | 0 | 0 | 0 | 0 | 0
| 25 |  | 0 | 0 | 0 | 0 | 0 | 0
| 26 |  | 0 | 0 | 0 | 0 | 0 | 0
| 27 |  | 0 | 0 | 0 | 0 | 0 | 0
| 28 |  | 0 | 0 | 0 | 0 | 0 | 0
| 29 |  | 0 | 0 | 0 | 0 | 0 | 0
| 30 |  | 0 | 0 | 0 | 0 | 0 | 0
| 31 |  | 0 | 0 | 0 | 0 | 0 | 0
| 32 |  | 0 | 0 | 0 | 0 | 0 | 0
| 33 |  | 0 | 0 | 0 | 0 | 0 | 0
| 34 |  | 0 | 0 | 0 | 0 | 0 | 0
| 35 |  | 0 | 0 | 0 | 0 | 0 | 0
| 36 |  | 0 | 0 | 0 | 0 | 0 | 0
| 37 |  | 0 | 0 | 0 | 0 | 0 | 0
| 38 |  | 0 | 0 | 0 | 0 | 0 | 0
| 39 |  | 0 | 0 | 0 | 0 | 0 | 0
| 40 |  | 0 | 0 | 0 | 0 | 0 | 0
| 41 |  | 0 | 0 | 0 | 0 | 0 | 0
| 42 |  | 0 | 0 | 0 | 0 | 0 | 0
| 43 |  | 0 | 0 | 0 | 0 | 0 | 0
| 44 |  | 0 | 0 | 0 | 0 | 0 | 0
| 45 |  | 0 | 0 | 0 | 0 | 0 | 0
| 46 |  | 0 | 0 | 0 | 0 | 0 | 0
| 47 |  | 0 | 0 | 0 | 0 | 0 | 0
| 48 |  | 0 | 0 | 0 | 0 | 0 | 0
| 49 |  | 0 | 0 | 0 | 0 | 0 | 0
| 50 |  | 0 | 0 | 0 | 0 | 0 | 0
|  | Total | 0 | 0 | 0 | 0 | 0 | 0
63. Forecast asset disposals – as incurred ($millions June 2026) (Transmission)
|  |  | 0 | 0 | 0 | 0 | 0
|  | PTRM asset class | 2026-27 | 2027-28 | 2028-29 | 2029-30 | 2030-31 | Total
| 1 |  | 0 | 0 | 0 | 0 | 0 | 0
| 2 |  | 0 | 0 | 0 | 0 | 0 | 0
| 3 |  | 0 | 0 | 0 | 0 | 0 | 0
| 4 |  | 0 | 0 | 0 | 0 | 0 | 0
| 5 |  | 0 | 0 | 0 | 0 | 0 | 0
| 6 |  | 0 | 0 | 0 | 0 | 0 | 0
| 7 |  | 0 | 0 | 0 | 0 | 0 | 0
| 8 |  | 0 | 0 | 0 | 0 | 0 | 0
| 9 |  | 0 | 0 | 0 | 0 | 0 | 0
| 10 |  | 0 | 0 | 0 | 0 | 0 | 0
| 11 |  | 0 | 0 | 0 | 0 | 0 | 0
| 12 |  | 0 | 0 | 0 | 0 | 0 | 0
| 13 |  | 0 | 0 | 0 | 0 | 0 | 0
| 14 |  | 0 | 0 | 0 | 0 | 0 | 0
| 15 |  | 0 | 0 | 0 | 0 | 0 | 0
| 16 |  | 0 | 0 | 0 | 0 | 0 | 0
| 17 |  | 0 | 0 | 0 | 0 | 0 | 0
| 18 |  | 0 | 0 | 0 | 0 | 0 | 0
| 19 |  | 0 | 0 | 0 | 0 | 0 | 0
| 20 |  | 0 | 0 | 0 | 0 | 0 | 0
| 21 |  | 0 | 0 | 0 | 0 | 0 | 0
| 22 |  | 0 | 0 | 0 | 0 | 0 | 0
| 23 |  | 0 | 0 | 0 | 0 | 0 | 0
| 24 |  | 0 | 0 | 0 | 0 | 0 | 0
| 25 |  | 0 | 0 | 0 | 0 | 0 | 0
| 26 |  | 0 | 0 | 0 | 0 | 0 | 0
| 27 |  | 0 | 0 | 0 | 0 | 0 | 0
| 28 |  | 0 | 0 | 0 | 0 | 0 | 0
| 29 |  | 0 | 0 | 0 | 0 | 0 | 0
| 30 |  | 0 | 0 | 0 | 0 | 0 | 0
| 31 |  | 0 | 0 | 0 | 0 | 0 | 0
| 32 |  | 0 | 0 | 0 | 0 | 0 | 0
| 33 |  | 0 | 0 | 0 | 0 | 0 | 0
| 34 |  | 0 | 0 | 0 | 0 | 0 | 0
| 35 |  | 0 | 0 | 0 | 0 | 0 | 0
| 36 |  | 0 | 0 | 0 | 0 | 0 | 0
| 37 |  | 0 | 0 | 0 | 0 | 0 | 0
| 38 |  | 0 | 0 | 0 | 0 | 0 | 0
| 39 |  | 0 | 0 | 0 | 0 | 0 | 0
| 40 |  | 0 | 0 | 0 | 0 | 0 | 0
| 41 |  | 0 | 0 | 0 | 0 | 0 | 0
| 42 |  | 0 | 0 | 0 | 0 | 0 | 0
| 43 |  | 0 | 0 | 0 | 0 | 0 | 0
| 44 |  | 0 | 0 | 0 | 0 | 0 | 0
| 45 |  | 0 | 0 | 0 | 0 | 0 | 0
| 46 |  | 0 | 0 | 0 | 0 | 0 | 0
| 47 |  | 0 | 0 | 0 | 0 | 0 | 0
| 48 |  | 0 | 0 | 0 | 0 | 0 | 0
| 49 |  | 0 | 0 | 0 | 0 | 0 | 0
| 50 |  | 0 | 0 | 0 | 0 | 0 | 0
|  | Total | 0 | 0 | 0 | 0 | 0 | 0
64. Forecast net capital expenditure – as incurred ($millions June 2026) (Transmission)
|  |  | 0 | 0 | 0 | 0 | 0 | 0
|  | PTRM asset class | 2026-27 | 2027-28 | 2028-29 | 2029-30 | 2030-31 | Total
| 1 |  | 0 | 0 | 0 | 0 | 0 | 0
| 2 |  | 0 | 0 | 0 | 0 | 0 | 0
| 3 |  | 0 | 0 | 0 | 0 | 0 | 0
| 4 |  | 0 | 0 | 0 | 0 | 0 | 0
| 5 |  | 0 | 0 | 0 | 0 | 0 | 0
| 6 |  | 0 | 0 | 0 | 0 | 0 | 0
| 7 |  | 0 | 0 | 0 | 0 | 0 | 0
| 8 |  | 0 | 0 | 0 | 0 | 0 | 0
| 9 |  | 0 | 0 | 0 | 0 | 0 | 0
| 10 |  | 0 | 0 | 0 | 0 | 0 | 0
| 11 |  | 0 | 0 | 0 | 0 | 0 | 0
| 12 |  | 0 | 0 | 0 | 0 | 0 | 0
| 13 |  | 0 | 0 | 0 | 0 | 0 | 0
| 14 |  | 0 | 0 | 0 | 0 | 0 | 0
| 15 |  | 0 | 0 | 0 | 0 | 0 | 0
| 16 |  | 0 | 0 | 0 | 0 | 0 | 0
| 17 |  | 0 | 0 | 0 | 0 | 0 | 0
| 18 |  | 0 | 0 | 0 | 0 | 0 | 0
| 19 |  | 0 | 0 | 0 | 0 | 0 | 0
| 20 |  | 0 | 0 | 0 | 0 | 0 | 0
| 21 |  | 0 | 0 | 0 | 0 | 0 | 0
| 22 |  | 0 | 0 | 0 | 0 | 0 | 0
| 23 |  | 0 | 0 | 0 | 0 | 0 | 0
| 24 |  | 0 | 0 | 0 | 0 | 0 | 0
| 25 |  | 0 | 0 | 0 | 0 | 0 | 0
| 26 |  | 0 | 0 | 0 | 0 | 0 | 0
| 27 |  | 0 | 0 | 0 | 0 | 0 | 0
| 28 |  | 0 | 0 | 0 | 0 | 0 | 0
| 29 |  | 0 | 0 | 0 | 0 | 0 | 0
| 30 |  | 0 | 0 | 0 | 0 | 0 | 0
| 31 |  | 0 | 0 | 0 | 0 | 0 | 0
| 32 |  | 0 | 0 | 0 | 0 | 0 | 0
| 33 |  | 0 | 0 | 0 | 0 | 0 | 0
| 34 |  | 0 | 0 | 0 | 0 | 0 | 0
| 35 |  | 0 | 0 | 0 | 0 | 0 | 0
| 36 |  | 0 | 0 | 0 | 0 | 0 | 0
| 37 |  | 0 | 0 | 0 | 0 | 0 | 0
| 38 |  | 0 | 0 | 0 | 0 | 0 | 0
| 39 |  | 0 | 0 | 0 | 0 | 0 | 0
| 40 |  | 0 | 0 | 0 | 0 | 0 | 0
| 41 |  | 0 | 0 | 0 | 0 | 0 | 0
| 42 |  | 0 | 0 | 0 | 0 | 0 | 0
| 43 |  | 0 | 0 | 0 | 0 | 0 | 0
| 44 |  | 0 | 0 | 0 | 0 | 0 | 0
| 45 |  | 0 | 0 | 0 | 0 | 0 | 0
| 46 |  | 0 | 0 | 0 | 0 | 0 | 0
| 47 |  | 0 | 0 | 0 | 0 | 0 | 0
| 48 |  | 0 | 0 | 0 | 0 | 0 | 0
| 49 |  | 0 | 0 | 0 | 0 | 0 | 0
| 50 |  | 0 | 0 | 0 | 0 | 0 | 0
|  | Total | 0 | 0 | 0 | 0 | 0 | 0

## Output¦ RIN
CitiPower 2026-27
| AER Capex Forecast Model |  |  |  | Sheet Validation | 0
Output¦ RIN
66. RIN capex drivers: forecast capex ($000s June 2026)
|  | Distribution Assets | [7 empty] | Transmission Assets
|  | 2024-25 | 2025-26 | 2026-27 | 2027-28 | 2028-29 | 2029-30 | 2030-31 | Forecast Total | 2024-25 | 2025-26 | 2026-27 | 2027-28 | 2028-29 | 2029-30 | 2030-31 | Forecast Total
| Replacement | 0 | 0 | 41708.4197 | 42310.902 | 35017.522 | 34050.3413 | 31737.8302 | 184825.0152 | 0 | 0 | 0 | 0 | 0 | 0 | 0 | 0
| Augmentation | 0 | 0 | 46044.0268 | 41160.8064 | 11184.6258 | 8508.0356 | 20143.6866 | 127041.1812 | 0 | 0 | 0 | 0 | 0 | 0 | 0 | 0
| Connections | 0 | 0 | 139956.9236 | 137487.656 | 130438.642 | 128707.7125 | 134741.8588 | 671332.7929 | 0 | 0 | 0 | 0 | 0 | 0 | 0 | 0
| Non-network capex | 0 | 0 | 44092.3839 | 57622.936 | 72500.6267 | 32468.9404 | 23155.9442 | 229840.8313 | 0 | 0 | 0 | 0 | 0 | 0 | 0 | 0
| Capitalised network overheads | 0 | 0 | 31417.1754 | 30664.0816 | 24691.3232 | 24120.2772 | 26465.6673 | 137358.5247 | 0 | 0 | 0 | 0 | 0 | 0 | 0 | 0
| Capitalised corporate overheads | 0 | 0 | 0 | 0 | 0 | 0 | 0 | 0 | 0 | 0 | 0 | 0 | 0 | 0 | 0 | 0
| capcons (included in the above) | 0 | 0 | 95919.4436 | 94967.7037 | 91271.6289 | 90569.1138 | 94734.9841 | 467462.8741 | 0 | 0 | 0 | 0 | 0 | 0 | 0 | 0
| TOTAL GROSS CAPEX (includes capcons) | 0 | 0 | 303218.9295 | 309246.382 | 273832.7398 | 227855.307 | 236244.987 | 1350398.3453 | 0 | 0 | 0 | 0 | 0 | 0 | 0 | 0
|  | 0 | 0 | 0 | 0 | 0 | 0 | 0 | 0 | 0 | 0 | 0 | 0 | 0 | 0 | 0 | 0
Note : Total gross capex in the RIN output table includes Type 2 capcons
| Type 2 capital contributions | 0 | 0 | 0 | 0 | 0 | 0 | 0 | 0 | 0 | 0 | 0 | 0 | 0 | 0 | 0 | 0

## Output¦ AER
CitiPower 2026-27
| AER Capex Forecast Model |  |  |  | Sheet Validation | 0
Output¦ AER
67. AER categories: forecast capex ($000s June 2026)
|  | Distribution Assets | [7 empty] | Transmission Assets
|  | 2024-25 | 2025-26 | 2026-27 | 2027-28 | 2028-29 | 2029-30 | 2030-31 | Forecast Total | 2024-25 | 2025-26 | 2026-27 | 2027-28 | 2028-29 | 2029-30 | 2030-31 | Forecast Total
| Replacement | 0 | 0 | 41708.4197 | 42310.902 | 35017.522 | 34050.3413 | 31737.8302 | 184825.0152 | 0 | 0 | 0 | 0 | 0 | 0 | 0 | 0
| DER capex | 0 | 0 | 3208.6068 | 1305.2551 | 1416.9296 | 2359.6758 | 1222.369 | 9512.8364 | 0 | 0 | 0 | 0 | 0 | 0 | 0 | 0
| Augmentation | 0 | 0 | 46044.0268 | 41160.8064 | 11184.6258 | 8508.0356 | 20143.6866 | 127041.1812 | 0 | 0 | 0 | 0 | 0 | 0 | 0 | 0
| Connections | 0 | 0 | 139956.9236 | 137487.656 | 130438.642 | 128707.7125 | 134741.8588 | 671332.7929 | 0 | 0 | 0 | 0 | 0 | 0 | 0 | 0
| ICT capex | 0 | 0 | 23721.8967 | 28945.8556 | 23520.8667 | 19546.9792 | 14650.1831 | 110385.7813 | 0 | 0 | 0 | 0 | 0 | 0 | 0 | 0
| Property capex | 0 | 0 | 9019.8462 | 21362.9408 | 43546.9314 | 5877.1892 | 2510.757 | 82317.6647 | 0 | 0 | 0 | 0 | 0 | 0 | 0 | 0
| Fleet capex | 0 | 0 | 6765.9102 | 4632.7604 | 2639.7749 | 3308.9721 | 3396.511 | 20743.9286 | 0 | 0 | 0 | 0 | 0 | 0 | 0 | 0
| Other non-network capex | 0 | 0 | 1376.1241 | 1376.1241 | 1376.1241 | 1376.1241 | 1376.1241 | 6880.6203 | 0 | 0 | 0 | 0 | 0 | 0 | 0 | 0
| Capitalised overheads | 0 | 0 | 31417.1754 | 30664.0816 | 24691.3232 | 24120.2772 | 26465.6673 | 137358.5247 | 0 | 0 | 0 | 0 | 0 | 0 | 0 | 0
| TOTAL GROSS CAPEX (includes type 1 capcons) | 0 | 0 | 303218.9295 | 309246.382 | 273832.7398 | 227855.307 | 236244.987 | 1350398.3453 | 0 | 0 | 0 | 0 | 0 | 0 | 0 | 0
| less capcons | 0 | 0 | 95919.4436 | 94967.7037 | 91271.6289 | 90569.1138 | 94734.9841 | 467462.8741 | 0 | 0 | 0 | 0 | 0 | 0 | 0 | 0
| less disposals | 0 | 0 | 145.4376 | 145.4376 | 145.4376 | 145.4376 | 145.4376 | 727.1882 | 0 | 0 | 0 | 0 | 0 | 0 | 0 | 0
| TOTAL NET CAPEX | 0 | 0 | 207154.0482 | 214133.2407 | 182415.6732 | 137140.7556 | 141364.5653 | 882208.283 | 0 | 0 | 0 | 0 | 0 | 0 | 0 | 0
|  | 0 | 0 | 0 | 0 | 0 | 0 | 0 | 0 | 0 | 0 | 0 | 0 | 0 | 0 | 0 | 0

## Model Validation (hidden)
CitiPower 2026-27
AER Capex Forecast Model
Model Validation
| Overall Model Check | 0
| Input¦ Setup | N/A
| Input¦ Escalations | N/A
| Input¦ Projects | 0
| Input¦ Disposals | 0
| Input¦ Type 2 capcons | 0
| Input¦ Expensing | 0
| Input¦ Overheads | 0
| Calc¦ Overheads Allocation | 0
| Calc¦ Project Costs | 0
| Output¦ PTRM (D) | 0
| Output¦ PTRM (T) | 0
| Output¦ RIN | 0
| Output¦ AER | 0
Input¦ Projects
| 17. Cost components as % of direct costs | 0
| 20. AER categories as % of direct costs (i.e. total costs reported in table 15, excluding capitalised overheads) | 0
| 21. PTRM asset classes as % of direct costs (i.e. total costs reported in table 15, excluding capitalised overheads) | 0
| Input¦ Disposals |  | 2024-25 | 2025-26 | 2026-27 | 2027-28 | 2028-29 | 2029-30 | 2030-31
| 23. Forecast asset disposals ($'000s June 2026) |  | 0 | 0 | 0 | 0 | 0 | 0 | 0
| Input¦ Type 2 capcons |  | 2024-25 | 2025-26 | 2026-27 | 2027-28 | 2028-29 | 2029-30 | 2030-31
| 25. Cost components of type 2 capital contributions | 0
| 27. Forecast type 2 capital contributions, escalated ($'000s June 2026) | Distribution | 0 | 0 | 0 | 0 | 0 | 0 | 0
|  | Transmission | 0 | 0 | 0 | 0 | 0 | 0 | 0
Input¦ Expensing
| 28. Immediate expensing (% to be immediately expensed) | 0
Input¦ Overheads
| 34. Forecast cost components of capitalised overheads | 0
| 35. Select an overheads allocation method | 0
Calc¦ Overheads Allocation
| 43. Annual unescalated capitalised overheads ($'000s June 2026) | 0
| Calc¦ Project Costs |  | 2024-25 | 2025-26 | 2026-27 | 2027-28 | 2028-29 | 2029-30 | 2030-31
46. Direct unescalated costs, $000s ($2026 June)
| 48. Direct escalated costs ($'000s June 2026) |  | 0 | 0 | 0 | 0 | 0 | 0 | 0
| 49. Direct escalated type 1 (cash) capcons ($'000s June 2026) |  | 0 | 0 | 0 | 0 | 0 | 0 | 0
| 50. Network overheads ($'000s June 2026) |  | 0 | 0 | 0 | 0 | 0 | 0 | 0
| 51. Corporate overheads ($'000s June 2026) |  | 0 | 0 | 0 | 0 | 0 | 0 | 0
| 52. Total capitalised overheads ($'000s June 2026) |  | 0 | 0 | 0 | 0 | 0 | 0 | 0
| 53. Total overheads allocated to type 1 contributions ($'000s June 2026) |  | 0 | 0 | 0 | 0 | 0 | 0 | 0
| 54. Total escalated costs (excl. type 2 capcons) ($'000s June 2026) |  | 0 | 0 | 0 | 0 | 0 | 0 | 0
| Output¦ PTRM (D) |  |  |  | 2026-27 | 2027-28 | 2028-29 | 2029-30 | 2030-31
| 56. Forecast gross capital expenditure – as incurred ($millions June 2026) (Distribution) |  |  |  | 0 | 0 | 0 | 0 | 0
| 57. Forecast capital contributions – Type 1 – as incurred ($millions June 2026) (Distribution) |  |  |  | 0 | 0 | 0 | 0 | 0
| 58. Forecast asset disposals – as incurred ($millions June 2026) (Distribution) |  |  |  | 0 | 0 | 0 | 0 | 0
| 59. Forecast net capital expenditure – as incurred ($millions June 2026) (Distribution) |  |  |  | 0 | 0 | 0 | 0 | 0
| 60. Forecast immediate expensing of capital expenditure – as incurred ($millions June 2026) (Distribution) |  |  |  | 0 | 0 | 0 | 0 | 0
| Output¦ PTRM (T) |  |  |  | 2026-27 | 2027-28 | 2028-29 | 2029-30 | 2030-31
| 61. Forecast gross capital expenditure – as incurred ($millions June 2026) (Transmission) |  |  |  | 0 | 0 | 0 | 0 | 0
| 62. Forecast capital contributions – Type 1 – as incurred ($millions June 2026) (Transmission) |  |  |  | 0 | 0 | 0 | 0 | 0
| 63. Forecast asset disposals – as incurred ($millions June 2026) (Transmission) |  |  |  | 0 | 0 | 0 | 0 | 0
| 64. Forecast net capital expenditure – as incurred ($millions June 2026) (Transmission) |  |  |  | 0 | 0 | 0 | 0 | 0
| 65. Forecast immediate expensing of capital expenditure – as incurred ($millions June 2026) (Transmission) |  |  |  | 0 | 0 | 0 | 0 | 0
| Output¦ RIN |  | 2024-25 | 2025-26 | 2026-27 | 2027-28 | 2028-29 | 2029-30 | 2030-31
| 66. RIN capex drivers: forecast capex ($000s June 2026) - distribution |  | 0 | 0 | 0 | 0 | 0 | 0 | 0
| 66. RIN capex drivers: forecast capex ($000s June 2026) - transmission |  | 0 | 0 | 0 | 0 | 0 | 0 | 0
| Output¦ AER |  | 2024-25 | 2025-26 | 2026-27 | 2027-28 | 2028-29 | 2029-30 | 2030-31
| 67. AER categories: forecast capex ($000s June 2026) - distribution |  | 0 | 0 | 0 | 0 | 0 | 0 | 0
| 67. AER categories: forecast capex ($000s June 2026) - transmission |  | 0 | 0 | 0 | 0 | 0 | 0 | 0