## Cover
CitiPower
Revised regulatory proposal 2026-31
Armadale feeder: AR010
| Model number: | 3.3.04
2026-12-01
16
2025-05-12

## Summary
CitiPower
Armadale feeder: AR010
SUMMARY
RESULTS
|  |  |  | PV of costs | PV of benefits | NPV
| Option |  |  | 2026-06-30 | 2026-06-30 | 2026-06-30
| Option 1 (base case) | No change to existing practices |  | 0 | 0 | 0
| Option 2 | BC012 upgrade feeder to transfer AR010 load |  | -1.5959 | 124.6909 | 123.095
| Option 3 | AR010 feeder cable upgrade |  | -1.4834 | 145.4894 | 144.0059
| Option 4 | 0
| Option 5 | 0
NPV
| Preferred option: |  |  | 2026-06-30
| Option 3 | AR010 feeder cable upgrade |  | 144.0059
PREFERRED OPTION
Preferred Option
Option 3
| Expenditure forecast | 2026-06-30 | 2026-27 | 2027-28 | 2028-29 | 2029-30 | 2030-31 |  | Total
| Capital expenditure |  | 0 | 0 | 0 | 2.9756 | 0 |  | 2.9756
| Operating expenditure |  | 0 | 0 | 0 | 0 | 0 |  | 0
CHART
| Capex and risk ($M, 2026) |  | Value of expected unserved energy ($M, 2026)
SENSITIVITIES
| Sensitivity | 2026-06-30 | Option 1 (base case) | Option 2 | Option 3 | Option 4 | Option 5 |  | Preferred option
| None |  | 0 | 123.095 | 144.0059 |  |  |  | Option 3
| Capex 10% higher |  | 0 | 122.9354 | 143.8576 |  |  |  | Option 3
| Capex 10% lower |  | 0 | 123.2546 | 144.1543 |  |  |  | Option 3
| Total benefits 10% higher |  | 0 | 135.5641 | 158.5549 |  |  |  | Option 3
| Total benefits 10% lower |  | 0 | 110.6259 | 129.457 |  |  |  | Option 3
| Capex 10% higher & Total benefits 10% lower |  | 0 | 110.4663 | 129.3087 |  |  |  | Option 3
0
| 0 | [6 empty] | 0
0
0

## Assumptions
CitiPower
Armadale feeder: AR010
Project
|  | Business: |  | CitiPower
|  | Descripton: |  | Armadale feeder: AR010
|  | Date of cost inputs: |  | December |  | 2023
|  | Option |  | Description
|  | Option 1 (base case) |  | No change to existing practices
|  | Option 2 |  | BC012 upgrade feeder to transfer AR010 load
|  | Option 3 |  | AR010 feeder cable upgrade
Option 4
Option 5
|  | Compliance project |  | No
|  | Expenditure starts |  | 2026-27 | [start]
Timing & WACC
|  | Input dollars |  |  |  | 2023-12-31 | [input_dollars]
|  | Pre-tax real WACC |  |  |  | 3.5% | [real_disc]
|  | VCR date |  |  |  | 2024-12-31 | [vcr_date]
|  | Analysis period (years) |  |  |  | 20 | [years]\
|  | Output dollars |  |  |  | 2026-06-30 | [output_dollars]
|  | Other benefits date |  |  |  | 2023-12-31 | [custval_date]
|  | Value of CO2 reductions input date |  |  |  | 2023-06-30
VCR
|  | Enter ZSS code >> | eg. AR | Armadale |  | AR | 48075.2907 | 2024 VCR ($/MWh)
Risks
SAFETY
|  | Value of statistical life |  |  |  | 5400000 | 2023-06-30
|  | Value of injury |  |  |  | 0 | 2023-12-31
Disproportionate factors applied to various bushfire and other risk valuations
|  | Harm to property from network |  |  |  | 1
|  | Harm to property from bushfire |  |  |  | 1
|  | Harm to environment |  |  |  | 1
|  | Safety - Public trespass |  |  |  | 1
|  | Safety - Single fatality or serious injury ^ |  |  |  | 3
|  | Safety from bushfire in HBRA |  |  |  | 3
|  | Safety - Multiple fatality or serious injury ^ |  |  |  | 6
|  | Safety from bushfire (REFCL declared areas) |  |  |  | 6
|  | Safety from bushfire (electric line construction areas) |  |  |  | 10
^ Public or employee
|  | Incident type |  |  |  | Value | Probability | DF selected | Description/comment
|  | Safety (fatality) |  |  |  | 5607473.5197 | 0 | 0 | 0
|  | Safety (injury) |  |  |  | 0 | 0 | 0 | 0
UNPLANNED REPLACEMENT/REPAIR
|  | Major failure (replace) |  |  |  | 0 | 2023-12-31
|  | Minor failure (repair) |  |  |  | 0 | 2023-12-31
|  | Premium for failure |  |  |  | 20%
Other benefits
| ENVIRONMENTAL | [8 empty] | 2026-27 | 2027-28 | 2028-29 | 2029-30 | 2030-31 | 2031-32
|  | Value of CO2 reductions |  |  |  |  | 2023-06-30 | $/kWh |  | 0.02473 | 0.022341 | 0.020196 | 0.018063 | 0.015913 | 0.013715
| CUSTOMER VALUE |  |  |  |  | Value
|  | Reliability in worst-served areas |  |  |  | 0 | 2023-12-31 | per MWh
|  | Network resilience |  |  |  | 0 | 2023-12-31 | per MWh
|  | Enabling solar exports |  |  |  | 4220.9954 | 2023-12-31 | per MWh
|  | Aesthetics |  |  |  | 0 | 2023-12-31 | per customer
|  | Customer value of time - residential |  |  |  | 0.54769 | 2023-12-31 | per customer minute
|  | Customer value of time - business |  |  |  | 0.54769 | 2023-12-31 | per customer minute
|  | Communication |  |  |  | 0 | 2023-12-31 | per customer
|  | Information accessibility |  |  |  | 0 | 2023-12-31 | per customer
Sensitivities
[6 empty] | Capex | Total benefits
| 1 | Capex 10% higher |  |  |  | 10% | 0%
| 2 | Capex 10% lower |  |  |  | -10% | 0%
| 3 | Total benefits 10% higher |  |  |  | 0% | 10%
| 4 | Total benefits 10% lower |  |  |  | 0% | -10%
| 5 | Capex 10% higher & Total benefits 10% lower |  |  |  | 10% | -10%

## Option1 (base case)
CitiPower
Armadale feeder: AR010
OPTION 1 (base case)
Count |  |  |  |  | 0 | 1 | 2 | 3 | 4 | 5 | 6 | 7 | 8 | 9 | 10 | 11 | 12 | 13 | 14 | 15 | 16 | 17 | 18 | 19 | 20 | 21 | 22 | 23 | 24 | 25
Value of CO2 reductions |  |  |  | $/MWh |  | 24.7305 | 22.3407 | 20.1963 | 18.0629 | 15.9134 | 13.7151 | 13.7151 | 13.7151 | 13.7151 | 13.7151 | 13.7151 | 13.7151 | 13.7151 | 13.7151 | 13.7151 | 13.7151 | 13.7151 | 13.7151 | 13.7151 | 13.7151 | 13.7151 | 13.7151 | 13.7151 | 13.7151 | 13.7151
|  |  |  | Units | 2026-06-30 | 2026-27 | 2027-28 | 2028-29 | 2029-30 | 2030-31 | 2031-32 | 2032-33 | 2033-34 | 2034-35 | 2035-36 | 2036-37 | 2037-38 | 2038-39 | 2039-40 | 2040-41 | 2041-42 | 2042-43 | 2043-44 | 2044-45 | 2045-46 | 2046-47 | 2047-48 | 2048-49 | 2049-50 | 2050-51
INVESTMENT & OPERATING COST
| Capex |  | Asset life (yrs)
| < Enter description > |  | 0 | 2023-12-31 |  | 0 | 0 | 0 | 0 | 0 | 0 | 0 | 0 | 0 | 0 | 0 | 0 | 0 | 0 | 0 | 0 | 0 | 0 | 0 | 0 | 0 | 0 | 0 | 0 | 0
| < Enter description > |  | 0 | 2023-12-31 |  | 0 | 0 | 0 | 0 | 0 | 0 | 0 | 0 | 0 | 0 | 0 | 0 | 0 | 0 | 0 | 0 | 0 | 0 | 0 | 0 | 0 | 0 | 0 | 0 | 0
| < Enter description > |  | 0 | 2023-12-31 |  | 0 | 0 | 0 | 0 | 0 | 0 | 0 | 0 | 0 | 0 | 0 | 0 | 0 | 0 | 0 | 0 | 0 | 0 | 0 | 0 | 0 | 0 | 0 | 0 | 0
| Capital expenditure |  |  | 2023-12-31 |  | 0 | 0 | 0 | 0 | 0 | 0 | 0 | 0 | 0 | 0 | 0 | 0 | 0 | 0 | 0 | 0 | 0 | 0 | 0 | 0 | 0 | 0 | 0 | 0 | 0
| Operating expenditure |  |  | 2023-12-31 |  | 0 | 0 | 0 | 0 | 0 | 0 | 0 | 0 | 0 | 0 | 0 | 0 | 0 | 0 | 0 | 0 | 0 | 0 | 0 | 0 | 0 | 0 | 0 | 0 | 0
RISK ASSUMPTIONS
| PoF (major) |  |  |  |  | 0 | 0 | 0 | 0 | 0 | 0 | 0 | 0 | 0 | 0 | 0 | 0 | 0 | 0 | 0 | 0 | 0 | 0 | 0 | 0 | 0 | 0 | 0 | 0 | 0
| PoF (reparable) |  |  |  |  | 0 | 0 | 0 | 0 | 0 | 0 | 0 | 0 | 0 | 0 | 0 | 0 | 0 | 0 | 0 | 0 | 0 | 0 | 0 | 0 | 0 | 0 | 0 | 0 | 0
| Energy at risk 10% PoE |  | 30% | MWh |  | 0 | 0 | 0.47885 | 5.1318 | 25.2645 | 76.7154 | 165.1156 | 278.0758 | 409.1727 | 409.1727 | 409.1727 | 409.1727 | 409.1727 | 409.1727 | 409.1727 | 409.1727 | 409.1727 | 409.1727 | 409.1727 | 409.1727 | 409.1727 | 409.1727 | 409.1727 | 409.1727 | 409.1727
| Energy at risk 50% PoE |  | 70% | MWh |  | 0 | 0 | 0.014755 | 1.1931 | 9.0737 | 36.4228 | 92.1923 | 170.0192 | 264.9472 | 264.9472 | 264.9472 | 264.9472 | 264.9472 | 264.9472 | 264.9472 | 264.9472 | 264.9472 | 264.9472 | 264.9472 | 264.9472 | 264.9472 | 264.9472 | 264.9472 | 264.9472 | 264.9472
| Energy at risk (weighted) |  |  | MWh |  | 0 | 0 | 0.15398 | 2.3747 | 13.9309 | 48.5106 | 114.0693 | 202.4362 | 308.2149 | 308.2149 | 308.2149 | 308.2149 | 308.2149 | 308.2149 | 308.2149 | 308.2149 | 308.2149 | 308.2149 | 308.2149 | 308.2149 | 308.2149 | 308.2149 | 308.2149 | 308.2149 | 308.2149
| Energy at risk value | $/MWh | 45386.1408 | 2023-12-31 |  | 0 | 0 | 6988.7651 | 107779.4036 | 632270.382 | 2201709.3577 | 5177164.5348 | 9187797.8894 | 13988683.7605 | 13988683.7605 | 13988683.7605 | 13988683.7605 | 13988683.7605 | 13988683.7605 | 13988683.7605 | 13988683.7605 | 13988683.7605 | 13988683.7605 | 13988683.7605 | 13988683.7605 | 13988683.7605 | 13988683.7605 | 13988683.7605 | 13988683.7605 | 13988683.7605
| Safety consequence | (after DF) |  | 2023-12-31 |  | 0 | 0 | 0 | 0 | 0 | 0 | 0 | 0 | 0 | 0 | 0 | 0 | 0 | 0 | 0 | 0 | 0 | 0 | 0 | 0 | 0 | 0 | 0 | 0 | 0
| Unplanned replacements |  |  | 2023-12-31 |  | 0 | 0 | 0 | 0 | 0 | 0 | 0 | 0 | 0 | 0 | 0 | 0 | 0 | 0 | 0 | 0 | 0 | 0 | 0 | 0 | 0 | 0 | 0 | 0 | 0
| Environmental consequence | (after DF) |  | 2023-12-31 |  | 0 | 0 | 0 | 0 | 0 | 0 | 0 | 0 | 0 | 0 | 0 | 0 | 0 | 0 | 0 | 0 | 0 | 0 | 0 | 0 | 0 | 0 | 0 | 0 | 0
| < Other risk - enter description > |  |  | 2023-12-31 |  | 0 | 0 | 0 | 0 | 0 | 0 | 0 | 0 | 0 | 0 | 0 | 0 | 0 | 0 | 0 | 0 | 0 | 0 | 0 | 0 | 0 | 0 | 0 | 0 | 0
| < Other risk - enter description > |  |  | 2023-12-31 |  | 0 | 0 | 0 | 0 | 0 | 0 | 0 | 0 | 0 | 0 | 0 | 0 | 0 | 0 | 0 | 0 | 0 | 0 | 0 | 0 | 0 | 0 | 0 | 0 | 0
| Total risk cost |  |  |  |  | 0 | 0 | 6988.7651 | 107779.4036 | 632270.382 | 2201709.3577 | 5177164.5348 | 9187797.8894 | 13988683.7605 | 13988683.7605 | 13988683.7605 | 13988683.7605 | 13988683.7605 | 13988683.7605 | 13988683.7605 | 13988683.7605 | 13988683.7605 | 13988683.7605 | 13988683.7605 | 13988683.7605 | 13988683.7605 | 13988683.7605 | 13988683.7605 | 13988683.7605 | 13988683.7605
OTHER BENEFITS
| Reduction in CO2 emissions |  |  | MWh |  | 0 | 0 | 0 | 0 | 0 | 0 | 0 | 0 | 0 | 0 | 0 | 0 | 0 | 0 | 0 | 0 | 0 | 0 | 0 | 0 | 0 | 0 | 0 | 0 | 0
| Value of reduction in CO2 emissions |  |  | $ |  | 0 | 0 | 0 | 0 | 0 | 0 | 0 | 0 | 0 | 0 | 0 | 0 | 0 | 0 | 0 | 0 | 0 | 0 | 0 | 0 | 0 | 0 | 0 | 0 | 0
| Reliability in worst-served areas | $/MWh | 0 | MWh |  | 0 | 0 | 0 | 0 | 0 | 0 | 0 | 0 | 0 | 0 | 0 | 0 | 0 | 0 | 0 | 0 | 0 | 0 | 0 | 0 | 0 | 0 | 0 | 0 | 0
| Network resilience | $/MWh | 0 | MWh |  | 0 | 0 | 0 | 0 | 0 | 0 | 0 | 0 | 0 | 0 | 0 | 0 | 0 | 0 | 0 | 0 | 0 | 0 | 0 | 0 | 0 | 0 | 0 | 0 | 0
| Enabling solar exports | $/MWh | 4220.9954 | MWh |  | 0 | 0 | 0 | 0 | 0 | 0 | 0 | 0 | 0 | 0 | 0 | 0 | 0 | 0 | 0 | 0 | 0 | 0 | 0 | 0 | 0 | 0 | 0 | 0 | 0
| Aesthetics | $/customer | 0 | customers |  | 0 | 0 | 0 | 0 | 0 | 0 | 0 | 0 | 0 | 0 | 0 | 0 | 0 | 0 | 0 | 0 | 0 | 0 | 0 | 0 | 0 | 0 | 0 | 0 | 0
| Customer value of time (res) | $/customer min | 0.54769 | mins |  | 0 | 0 | 0 | 0 | 0 | 0 | 0 | 0 | 0 | 0 | 0 | 0 | 0 | 0 | 0 | 0 | 0 | 0 | 0 | 0 | 0 | 0 | 0 | 0 | 0
| Customer value of time (bus) | $/customer min | 0.54769 | mins |  | 0 | 0 | 0 | 0 | 0 | 0 | 0 | 0 | 0 | 0 | 0 | 0 | 0 | 0 | 0 | 0 | 0 | 0 | 0 | 0 | 0 | 0 | 0 | 0 | 0
| Communication | $/customer | 0 | customers |  | 0 | 0 | 0 | 0 | 0 | 0 | 0 | 0 | 0 | 0 | 0 | 0 | 0 | 0 | 0 | 0 | 0 | 0 | 0 | 0 | 0 | 0 | 0 | 0 | 0
| Information accessibility | $/customer | 0 | customers |  | 0 | 0 | 0 | 0 | 0 | 0 | 0 | 0 | 0 | 0 | 0 | 0 | 0 | 0 | 0 | 0 | 0 | 0 | 0 | 0 | 0 | 0 | 0 | 0 | 0
| Other benefits 1 |  |  | 2023-12-31 |  | 0 | 0 | 0 | 0 | 0 | 0 | 0 | 0 | 0 | 0 | 0 | 0 | 0 | 0 | 0 | 0 | 0 | 0 | 0 | 0 | 0 | 0 | 0 | 0 | 0
| Other benefits 2 |  |  | 2023-12-31 |  | 0 | 0 | 0 | 0 | 0 | 0 | 0 | 0 | 0 | 0 | 0 | 0 | 0 | 0 | 0 | 0 | 0 | 0 | 0 | 0 | 0 | 0 | 0 | 0 | 0
| Total other benefits |  |  | 2023-12-31 |  | 0 | 0 | 0 | 0 | 0 | 0 | 0 | 0 | 0 | 0 | 0 | 0 | 0 | 0 | 0 | 0 | 0 | 0 | 0 | 0 | 0 | 0 | 0 | 0 | 0
SUMMARY
| Risks mitigated vs base case |  |  | 2023-12-31
Capital expenditure
| < Enter description > |  |  | 2023-12-31 |  | 0 | 0 | 0 | 0 | 0 | 0 | 0 | 0 | 0 | 0 | 0 | 0 | 0 | 0 | 0 | 0 | 0 | 0 | 0 | 0 | 0 | 0 | 0 | 0 | 0
| < Enter description > |  |  | 2023-12-31 |  | 0 | 0 | 0 | 0 | 0 | 0 | 0 | 0 | 0 | 0 | 0 | 0 | 0 | 0 | 0 | 0 | 0 | 0 | 0 | 0 | 0 | 0 | 0 | 0 | 0
| < Enter description > |  |  | 2023-12-31 |  | 0 | 0 | 0 | 0 | 0 | 0 | 0 | 0 | 0 | 0 | 0 | 0 | 0 | 0 | 0 | 0 | 0 | 0 | 0 | 0 | 0 | 0 | 0 | 0 | 0
Cumulative capex
| < Enter description > |  |  | 2023-12-31 |  | 0 | 0 | 0 | 0 | 0 | 0 | 0 | 0 | 0 | 0 | 0 | 0 | 0 | 0 | 0 | 0 | 0 | 0 | 0 | 0 | 0 | 0 | 0 | 0 | 0
| < Enter description > |  |  | 2023-12-31 |  | 0 | 0 | 0 | 0 | 0 | 0 | 0 | 0 | 0 | 0 | 0 | 0 | 0 | 0 | 0 | 0 | 0 | 0 | 0 | 0 | 0 | 0 | 0 | 0 | 0
| < Enter description > |  |  | 2023-12-31 |  | 0 | 0 | 0 | 0 | 0 | 0 | 0 | 0 | 0 | 0 | 0 | 0 | 0 | 0 | 0 | 0 | 0 | 0 | 0 | 0 | 0 | 0 | 0 | 0 | 0
Annualised capex
| Annualised capex - < Enter description > |  |  | 2023-12-31 |  | 0 | 0 | 0 | 0 | 0 | 0 | 0 | 0 | 0 | 0 | 0 | 0 | 0 | 0 | 0 | 0 | 0 | 0 | 0 | 0 | 0 | 0 | 0 | 0 | 0
| Annualised capex - < Enter description > |  |  | 2023-12-31 |  | 0 | 0 | 0 | 0 | 0 | 0 | 0 | 0 | 0 | 0 | 0 | 0 | 0 | 0 | 0 | 0 | 0 | 0 | 0 | 0 | 0 | 0 | 0 | 0 | 0
| Annualised capex - < Enter description > |  |  | 2023-12-31 |  | 0 | 0 | 0 | 0 | 0 | 0 | 0 | 0 | 0 | 0 | 0 | 0 | 0 | 0 | 0 | 0 | 0 | 0 | 0 | 0 | 0 | 0 | 0 | 0 | 0
| Total annualised capex |  |  | 2023-12-31 |  | 0 | 0 | 0 | 0 | 0 | 0 | 0 | 0 | 0 | 0 | 0 | 0 | 0 | 0 | 0 | 0 | 0 | 0 | 0 | 0 | 0 | 0 | 0 | 0 | 0
| Annualised capex |  |  | 2023-12-31 |  | 0 | 0 | 0 | 0 | 0 | 0 | 0 | 0 | 0 | 0 | 0 | 0 | 0 | 0 | 0 | 0 | 0 | 0 | 0 | 0 | 0 | 0 | 0 | 0 | 0
| Operating expenditure |  |  | 2023-12-31 |  | 0 | 0 | 0 | 0 | 0 | 0 | 0 | 0 | 0 | 0 | 0 | 0 | 0 | 0 | 0 | 0 | 0 | 0 | 0 | 0 | 0 | 0 | 0 | 0 | 0
| Risk mitigated |  |  | 2023-12-31 |  | 0 | 0 | 0 | 0 | 0 | 0 | 0 | 0 | 0 | 0 | 0 | 0 | 0 | 0 | 0 | 0 | 0 | 0 | 0 | 0 | 0 | 0 | 0 | 0 | 0
| Other benefits value |  |  | 2023-12-31 |  | 0 | 0 | 0 | 0 | 0 | 0 | 0 | 0 | 0 | 0 | 0 | 0 | 0 | 0 | 0 | 0 | 0 | 0 | 0 | 0 | 0 | 0 | 0 | 0 | 0
| Net benefits |  |  | 2023-12-31 |  | 0 | 0 | 0 | 0 | 0 | 0 | 0 | 0 | 0 | 0 | 0 | 0 | 0 | 0 | 0 | 0 | 0 | 0 | 0 | 0 | 0 | 0 | 0 | 0 | 0
SENSITIVITIES
NPV | Net benefits |  |  | Option 1 (Base Case)NPV |  | 0 | 0 | 0 | 0 | 0 | 0 | 0 | 0 | 0 | 0 | 0 | 0 | 0 | 0 | 0 | 0 | 0 | 0 | 0 | 0 | 0 | 0 | 0 | 0 | 0
| Total annualised capex |  |  |  |  | 0 | 0 | 0 | 0 | 0 | 0 | 0 | 0 | 0 | 0 | 0 | 0 | 0 | 0 | 0 | 0 | 0 | 0 | 0 | 0 | 0 | 0 | 0 | 0 | 0
| Total benefits |  |  |  |  | 0 | 0 | 0 | 0 | 0 | 0 | 0 | 0 | 0 | 0 | 0 | 0 | 0 | 0 | 0 | 0 | 0 | 0 | 0 | 0 | 0 | 0 | 0 | 0 | 0
|  | Capex | Total benefits
sens1 | Capex 10% higher | 10% | 0% | Option 1 (Base Case)sens1 |  | 0 | 0 | 0 | 0 | 0 | 0 | 0 | 0 | 0 | 0 | 0 | 0 | 0 | 0 | 0 | 0 | 0 | 0 | 0 | 0 | 0 | 0 | 0 | 0 | 0
sens2 | Capex 10% lower | -10% | 0% | Option 1 (Base Case)sens2 |  | 0 | 0 | 0 | 0 | 0 | 0 | 0 | 0 | 0 | 0 | 0 | 0 | 0 | 0 | 0 | 0 | 0 | 0 | 0 | 0 | 0 | 0 | 0 | 0 | 0
sens3 | Total benefits 10% higher | 0% | 10% | Option 1 (Base Case)sens3 |  | 0 | 0 | 0 | 0 | 0 | 0 | 0 | 0 | 0 | 0 | 0 | 0 | 0 | 0 | 0 | 0 | 0 | 0 | 0 | 0 | 0 | 0 | 0 | 0 | 0
sens4 | Total benefits 10% lower | 0% | -10% | Option 1 (Base Case)sens4 |  | 0 | 0 | 0 | 0 | 0 | 0 | 0 | 0 | 0 | 0 | 0 | 0 | 0 | 0 | 0 | 0 | 0 | 0 | 0 | 0 | 0 | 0 | 0 | 0 | 0
sens5 | Capex 10% higher & Total benefits 10% lower | 10% | -10% | Option 1 (Base Case)sens5 |  | 0 | 0 | 0 | 0 | 0 | 0 | 0 | 0 | 0 | 0 | 0 | 0 | 0 | 0 | 0 | 0 | 0 | 0 | 0 | 0 | 0 | 0 | 0 | 0 | 0
sens | 0 | 0% | 0% | Option 1 (Base Case)sens |  | 0 | 0 | 0 | 0 | 0 | 0 | 0 | 0 | 0 | 0 | 0 | 0 | 0 | 0 | 0 | 0 | 0 | 0 | 0 | 0 | 0 | 0 | 0 | 0 | 0
sens | 0 | 0% | 0% | Option 1 (Base Case)sens |  | 0 | 0 | 0 | 0 | 0 | 0 | 0 | 0 | 0 | 0 | 0 | 0 | 0 | 0 | 0 | 0 | 0 | 0 | 0 | 0 | 0 | 0 | 0 | 0 | 0
sens | 0 | 0% | 0% | Option 1 (Base Case)sens |  | 0 | 0 | 0 | 0 | 0 | 0 | 0 | 0 | 0 | 0 | 0 | 0 | 0 | 0 | 0 | 0 | 0 | 0 | 0 | 0 | 0 | 0 | 0 | 0 | 0

## Option2
CitiPower
Armadale feeder: AR010
OPTION 2 | BC012 upgrade feeder to transfer AR010 load
Count |  |  |  |  | 1 | 2 | 3 | 4 | 5 | 6 | 7 | 8 | 9 | 10 | 11 | 12 | 13 | 14 | 15 | 16 | 17 | 18 | 19 | 20 | 21 | 22 | 23 | 24 | 25
Value of CO2 reductions |  |  |  | $/MWh | 24.7305 | 22.3407 | 20.1963 | 18.0629 | 15.9134 | 13.7151 | 13.7151 | 13.7151 | 13.7151 | 13.7151 | 13.7151 | 13.7151 | 13.7151 | 13.7151 | 13.7151 | 13.7151 | 13.7151 | 13.7151 | 13.7151 | 13.7151 | 13.7151 | 13.7151 | 13.7151 | 13.7151 | 13.7151
[5 empty] | 2027 | 2028 | 2029 | 2030 | 2031 | 2032 | 2033 | 2034 | 2035 | 2036 | 2037 | 2038 | 2039 | 2040 | 2041 | 2042 | 2043 | 2044 | 2045 | 2046 | 2047 | 2048 | 2049 | 2050 | 2051
|  |  |  | Units | 2026-27 | 2027-28 | 2028-29 | 2029-30 | 2030-31 | 2031-32 | 2032-33 | 2033-34 | 2034-35 | 2035-36 | 2036-37 | 2037-38 | 2038-39 | 2039-40 | 2040-41 | 2041-42 | 2042-43 | 2043-44 | 2044-45 | 2045-46 | 2046-47 | 2047-48 | 2048-49 | 2049-50 | 2050-51
INVESTMENT & OPERATING COST
| Capex |  | Asset life (yrs)
| Augment thermal rating of BC012 |  | 50 | 2023-12-31 | 0 | 0 | 2688711.72 | 0 | 0 | 0 | 0 | 0 | 0 | 0 | 0 | 0 | 0 | 0 | 0 | 0 | 0 | 0 | 0 | 0 | 0 | 0 | 0 | 0 | 0
|  |  | 0 | 2023-12-31 | 0 | 0 | 0 | 0 | 0 | 0 | 0 | 0 | 0 | 0 | 0 | 0 | 0 | 0 | 0 | 0 | 0 | 0 | 0 | 0 | 0 | 0 | 0 | 0 | 0
|  |  | 0 | 2023-12-31 | 0 | 0 | 0 | 0 | 0 | 0 | 0 | 0 | 0 | 0 | 0 | 0 | 0 | 0 | 0 | 0 | 0 | 0 | 0 | 0 | 0 | 0 | 0 | 0 | 0
| Capital expenditure |  |  | 2023-12-31 | 0 | 0 | 2688711.72 | 0 | 0 | 0 | 0 | 0 | 0 | 0 | 0 | 0 | 0 | 0 | 0 | 0 | 0 | 0 | 0 | 0 | 0 | 0 | 0 | 0 | 0
| Operating expenditure |  |  | 2023-12-31 | 0 | 0 | 0 | 0 | 0 | 0 | 0 | 0 | 0 | 0 | 0 | 0 | 0 | 0 | 0 | 0 | 0 | 0 | 0 | 0 | 0 | 0 | 0 | 0 | 0
RISK ASSUMPTIONS
| PoF (major) |  |  |  | 0 | 0 | 0 | 0 | 0 | 0 | 0 | 0 | 0 | 0 | 0 | 0 | 0 | 0 | 0 | 0 | 0 | 0 | 0 | 0 | 0 | 0 | 0 | 0 | 0
| PoF (reparable) |  |  |  | 0 | 0 | 0 | 0 | 0 | 0 | 0 | 0 | 0 | 0 | 0 | 0 | 0 | 0 | 0 | 0 | 0 | 0 | 0 | 0 | 0 | 0 | 0 | 0 | 0
| Const end date |  | 2029
| Energy at risk 10% PoE |  | 30% | MWh | 0 | 0 | 0.47885 | 0 | 0 | 1.1197 | 9.6398 | 33.5945 | 75.306 | 75.306 | 75.306 | 75.306 | 75.306 | 75.306 | 75.306 | 75.306 | 75.306 | 75.306 | 75.306 | 75.306 | 75.306 | 75.306 | 75.306 | 75.306 | 75.306
| Energy at risk 50% PoE |  | 70% | MWh | 0 | 0 | 0.014755 | 0 | 0 | 0.14243 | 2.6196 | 12.9184 | 35.598 | 35.598 | 35.598 | 35.598 | 35.598 | 35.598 | 35.598 | 35.598 | 35.598 | 35.598 | 35.598 | 35.598 | 35.598 | 35.598 | 35.598 | 35.598 | 35.598
| Energy at risk (weighted) |  |  | MWh | 0 | 0 | 0.15398 | 0 | 0 | 0.43562 | 4.7257 | 19.1212 | 47.5104 | 47.5104 | 47.5104 | 47.5104 | 47.5104 | 47.5104 | 47.5104 | 47.5104 | 47.5104 | 47.5104 | 47.5104 | 47.5104 | 47.5104 | 47.5104 | 47.5104 | 47.5104 | 47.5104
| Energy at risk value | $/MWh | 45386.1408 | 2023-12-31 | 0 | 0 | 6988.7651 | 0 | 0 | 19771.254 | 214480.3795 | 867837.9204 | 2156313.011 | 2156313.011 | 2156313.011 | 2156313.011 | 2156313.011 | 2156313.011 | 2156313.011 | 2156313.011 | 2156313.011 | 2156313.011 | 2156313.011 | 2156313.011 | 2156313.011 | 2156313.011 | 2156313.011 | 2156313.011 | 2156313.011
| Safety consequence | (after DF) |  | 2023-12-31 | 0 | 0 | 0 | 0 | 0 | 0 | 0 | 0 | 0 | 0 | 0 | 0 | 0 | 0 | 0 | 0 | 0 | 0 | 0 | 0 | 0 | 0 | 0 | 0 | 0
| Unplanned replacements |  |  | 2023-12-31 | 0 | 0 | 0 | 0 | 0 | 0 | 0 | 0 | 0 | 0 | 0 | 0 | 0 | 0 | 0 | 0 | 0 | 0 | 0 | 0 | 0 | 0 | 0 | 0 | 0
| Environmental consequence | (after DF) |  | 2023-12-31 | 0 | 0 | 0 | 0 | 0 | 0 | 0 | 0 | 0 | 0 | 0 | 0 | 0 | 0 | 0 | 0 | 0 | 0 | 0 | 0 | 0 | 0 | 0 | 0 | 0
| < Other risk - enter description > |  |  | 2023-12-31 | 0 | 0 | 0 | 0 | 0 | 0 | 0 | 0 | 0 | 0 | 0 | 0 | 0 | 0 | 0 | 0 | 0 | 0 | 0 | 0 | 0 | 0 | 0 | 0 | 0
| < Other risk - enter description > |  |  | 2023-12-31 | 0 | 0 | 0 | 0 | 0 | 0 | 0 | 0 | 0 | 0 | 0 | 0 | 0 | 0 | 0 | 0 | 0 | 0 | 0 | 0 | 0 | 0 | 0 | 0 | 0
| Total risk cost |  |  |  | 0 | 0 | 6988.7651 | 0 | 0 | 19771.254 | 214480.3795 | 867837.9204 | 2156313.011 | 2156313.011 | 2156313.011 | 2156313.011 | 2156313.011 | 2156313.011 | 2156313.011 | 2156313.011 | 2156313.011 | 2156313.011 | 2156313.011 | 2156313.011 | 2156313.011 | 2156313.011 | 2156313.011 | 2156313.011 | 2156313.011
OTHER BENEFITS
| Reduction in CO2 emissions |  |  | MWh | 0 | 0 | 0 | 0 | 0 | 0 | 0 | 0 | 0 | 0 | 0 | 0 | 0 | 0 | 0 | 0 | 0 | 0 | 0 | 0 | 0 | 0 | 0 | 0 | 0
| Value of reduction in CO2 emissions |  |  | $ | 0 | 0 | 0 | 0 | 0 | 0 | 0 | 0 | 0 | 0 | 0 | 0 | 0 | 0 | 0 | 0 | 0 | 0 | 0 | 0 | 0 | 0 | 0 | 0 | 0
| Reliability in worst-served areas | $/MWh | 0 | MWh | 0 | 0 | 0 | 0 | 0 | 0 | 0 | 0 | 0 | 0 | 0 | 0 | 0 | 0 | 0 | 0 | 0 | 0 | 0 | 0 | 0 | 0 | 0 | 0 | 0
| Network resilience | $/MWh | 0 | MWh | 0 | 0 | 0 | 0 | 0 | 0 | 0 | 0 | 0 | 0 | 0 | 0 | 0 | 0 | 0 | 0 | 0 | 0 | 0 | 0 | 0 | 0 | 0 | 0 | 0
| Enabling solar exports | $/MWh | 4220.9954 | MWh | 0 | 0 | 0 | 0 | 0 | 0 | 0 | 0 | 0 | 0 | 0 | 0 | 0 | 0 | 0 | 0 | 0 | 0 | 0 | 0 | 0 | 0 | 0 | 0 | 0
| Aesthetics | $/customer | 0 | customers | 0 | 0 | 0 | 0 | 0 | 0 | 0 | 0 | 0 | 0 | 0 | 0 | 0 | 0 | 0 | 0 | 0 | 0 | 0 | 0 | 0 | 0 | 0 | 0 | 0
| Customer value of time - residential | $/customer min | 0.54769 | mins | 0 | 0 | 0 | 0 | 0 | 0 | 0 | 0 | 0 | 0 | 0 | 0 | 0 | 0 | 0 | 0 | 0 | 0 | 0 | 0 | 0 | 0 | 0 | 0 | 0
| Customer value of time - business | $/customer min | 0.54769 | mins | 0 | 0 | 0 | 0 | 0 | 0 | 0 | 0 | 0 | 0 | 0 | 0 | 0 | 0 | 0 | 0 | 0 | 0 | 0 | 0 | 0 | 0 | 0 | 0 | 0
| Communication | $/customer | 0 | customers | 0 | 0 | 0 | 0 | 0 | 0 | 0 | 0 | 0 | 0 | 0 | 0 | 0 | 0 | 0 | 0 | 0 | 0 | 0 | 0 | 0 | 0 | 0 | 0 | 0
| Information accessibility | $/customer | 0 | customers | 0 | 0 | 0 | 0 | 0 | 0 | 0 | 0 | 0 | 0 | 0 | 0 | 0 | 0 | 0 | 0 | 0 | 0 | 0 | 0 | 0 | 0 | 0 | 0 | 0
| Other benefits 1 |  |  | 2023-12-31 | 0 | 0 | 0 | 0 | 0 | 0 | 0 | 0 | 0 | 0 | 0 | 0 | 0 | 0 | 0 | 0 | 0 | 0 | 0 | 0 | 0 | 0 | 0 | 0 | 0
| Other benefits 2 |  |  | 2023-12-31 | 0 | 0 | 0 | 0 | 0 | 0 | 0 | 0 | 0 | 0 | 0 | 0 | 0 | 0 | 0 | 0 | 0 | 0 | 0 | 0 | 0 | 0 | 0 | 0 | 0
| Total other benefits |  |  | 2023-12-31 | 0 | 0 | 0 | 0 | 0 | 0 | 0 | 0 | 0 | 0 | 0 | 0 | 0 | 0 | 0 | 0 | 0 | 0 | 0 | 0 | 0 | 0 | 0 | 0 | 0
SUMMARY
| Risks mitigated vs base case |  |  | 2023-12-31 | 0 | 0 | 0 | 107779.4036 | 632270.382 | 2181938.1038 | 4962684.1553 | 8319959.969 | 11832370.7494 | 11832370.7494 | 11832370.7494 | 11832370.7494 | 11832370.7494 | 11832370.7494 | 11832370.7494 | 11832370.7494 | 11832370.7494 | 11832370.7494 | 11832370.7494 | 11832370.7494 | 11832370.7494 | 11832370.7494 | 11832370.7494 | 11832370.7494 | 11832370.7494
Capital expenditure
| Augment thermal rating of BC012 |  |  | 2023-12-31 | 0 | 0 | -2688711.72 | 0 | 0 | 0 | 0 | 0 | 0 | 0 | 0 | 0 | 0 | 0 | 0 | 0 | 0 | 0 | 0 | 0 | 0 | 0 | 0 | 0 | 0
| 0 |  |  | 2023-12-31 | 0 | 0 | 0 | 0 | 0 | 0 | 0 | 0 | 0 | 0 | 0 | 0 | 0 | 0 | 0 | 0 | 0 | 0 | 0 | 0 | 0 | 0 | 0 | 0 | 0
| 0 |  |  | 2023-12-31 | 0 | 0 | 0 | 0 | 0 | 0 | 0 | 0 | 0 | 0 | 0 | 0 | 0 | 0 | 0 | 0 | 0 | 0 | 0 | 0 | 0 | 0 | 0 | 0 | 0
Cumulative capex
| Augment thermal rating of BC012 |  |  | 2023-12-31 | 0 | 0 | -2688711.72 | -2688711.72 | -2688711.72 | -2688711.72 | -2688711.72 | -2688711.72 | -2688711.72 | -2688711.72 | -2688711.72 | -2688711.72 | -2688711.72 | -2688711.72 | -2688711.72 | -2688711.72 | -2688711.72 | -2688711.72 | -2688711.72 | -2688711.72 | -2688711.72 | -2688711.72 | -2688711.72 | -2688711.72 | -2688711.72
| 0 |  |  | 2023-12-31 | 0 | 0 | 0 | 0 | 0 | 0 | 0 | 0 | 0 | 0 | 0 | 0 | 0 | 0 | 0 | 0 | 0 | 0 | 0 | 0 | 0 | 0 | 0 | 0 | 0
| 0 |  |  | 2023-12-31 | 0 | 0 | 0 | 0 | 0 | 0 | 0 | 0 | 0 | 0 | 0 | 0 | 0 | 0 | 0 | 0 | 0 | 0 | 0 | 0 | 0 | 0 | 0 | 0 | 0
Annualised capex
| Annualised capex - Augment thermal rating of BC012 |  |  | 2023-12-31 | 0 | 0 | 0 | -114629.7546 | -114629.7546 | -114629.7546 | -114629.7546 | -114629.7546 | -114629.7546 | -114629.7546 | -114629.7546 | -114629.7546 | -114629.7546 | -114629.7546 | -114629.7546 | -114629.7546 | -114629.7546 | -114629.7546 | -114629.7546 | -114629.7546 | -114629.7546 | -114629.7546 | -114629.7546 | -114629.7546 | -114629.7546
| Annualised capex - |  |  | 2023-12-31 | 0 | 0 | 0 | 0 | 0 | 0 | 0 | 0 | 0 | 0 | 0 | 0 | 0 | 0 | 0 | 0 | 0 | 0 | 0 | 0 | 0 | 0 | 0 | 0 | 0
| Annualised capex - |  |  | 2023-12-31 | 0 | 0 | 0 | 0 | 0 | 0 | 0 | 0 | 0 | 0 | 0 | 0 | 0 | 0 | 0 | 0 | 0 | 0 | 0 | 0 | 0 | 0 | 0 | 0 | 0
| Total annualised capex |  |  | 2023-12-31 | 0 | 0 | 0 | -114629.7546 | -114629.7546 | -114629.7546 | -114629.7546 | -114629.7546 | -114629.7546 | -114629.7546 | -114629.7546 | -114629.7546 | -114629.7546 | -114629.7546 | -114629.7546 | -114629.7546 | -114629.7546 | -114629.7546 | -114629.7546 | -114629.7546 | -114629.7546 | -114629.7546 | -114629.7546 | -114629.7546 | -114629.7546
| Annualised capex |  |  | 2023-12-31 | 0 | 0 | 0 | -114629.7546 | -114629.7546 | -114629.7546 | -114629.7546 | -114629.7546 | -114629.7546 | -114629.7546 | -114629.7546 | -114629.7546 | -114629.7546 | -114629.7546 | -114629.7546 | -114629.7546 | -114629.7546 | -114629.7546 | -114629.7546 | -114629.7546 | -114629.7546 | -114629.7546 | -114629.7546 | -114629.7546 | -114629.7546
| Operating expenditure |  |  | 2023-12-31 | 0 | 0 | 0 | 0 | 0 | 0 | 0 | 0 | 0 | 0 | 0 | 0 | 0 | 0 | 0 | 0 | 0 | 0 | 0 | 0 | 0 | 0 | 0 | 0 | 0
| Risk mitigated |  |  | 2023-12-31 | 0 | 0 | 0 | 107779.4036 | 632270.382 | 2181938.1038 | 4962684.1553 | 8319959.969 | 11832370.7494 | 11832370.7494 | 11832370.7494 | 11832370.7494 | 11832370.7494 | 11832370.7494 | 11832370.7494 | 11832370.7494 | 11832370.7494 | 11832370.7494 | 11832370.7494 | 11832370.7494 | 11832370.7494 | 11832370.7494 | 11832370.7494 | 11832370.7494 | 11832370.7494
| Other benefits value |  |  | 2023-12-31 | 0 | 0 | 0 | 0 | 0 | 0 | 0 | 0 | 0 | 0 | 0 | 0 | 0 | 0 | 0 | 0 | 0 | 0 | 0 | 0 | 0 | 0 | 0 | 0 | 0
| Net benefits |  |  | 2023-12-31 | 0 | 0 | 0 | -6850.351 | 517640.6274 | 2067308.3492 | 4848054.4007 | 8205330.2144 | 11717740.9949 | 11717740.9949 | 11717740.9949 | 11717740.9949 | 11717740.9949 | 11717740.9949 | 11717740.9949 | 11717740.9949 | 11717740.9949 | 11717740.9949 | 11717740.9949 | 11717740.9949 | 11717740.9949 | 11717740.9949 | 11717740.9949 | 11717740.9949 | 11717740.9949
| First capex year |  |  | 3
| First year |  |  | 3
SENSITIVITIES
NPV | Net benefits |  |  | Option 2NPV | 0 | 0 | 0 | -6850.351 | 517640.6274 | 2067308.3492 | 4848054.4007 | 8205330.2144 | 11717740.9949 | 11717740.9949 | 11717740.9949 | 11717740.9949 | 11717740.9949 | 11717740.9949 | 11717740.9949 | 11717740.9949 | 11717740.9949 | 11717740.9949 | 11717740.9949 | 11717740.9949 | 11717740.9949 | 11717740.9949 | 11717740.9949 | 11717740.9949 | 11717740.9949
| Total annualised capex |  |  |  | 0 | 0 | 0 | -114629.7546 | -114629.7546 | -114629.7546 | -114629.7546 | -114629.7546 | -114629.7546 | -114629.7546 | -114629.7546 | -114629.7546 | -114629.7546 | -114629.7546 | -114629.7546 | -114629.7546 | -114629.7546 | -114629.7546 | -114629.7546 | -114629.7546 | -114629.7546 | -114629.7546 | -114629.7546 | -114629.7546 | -114629.7546
| Total benefits |  |  |  | 0 | 0 | 0 | 107779.4036 | 632270.382 | 2181938.1038 | 4962684.1553 | 8319959.969 | 11832370.7494 | 11832370.7494 | 11832370.7494 | 11832370.7494 | 11832370.7494 | 11832370.7494 | 11832370.7494 | 11832370.7494 | 11832370.7494 | 11832370.7494 | 11832370.7494 | 11832370.7494 | 11832370.7494 | 11832370.7494 | 11832370.7494 | 11832370.7494 | 11832370.7494
|  | Capex | Total benefits
sens1 | Capex 10% higher | 10% | 0% | Option 2sens1 | 0 | 0 | 0 | -18313.3265 | 506177.6519 | 2055845.3737 | 4836591.4253 | 8193867.2389 | 11706278.0194 | 11706278.0194 | 11706278.0194 | 11706278.0194 | 11706278.0194 | 11706278.0194 | 11706278.0194 | 11706278.0194 | 11706278.0194 | 11706278.0194 | 11706278.0194 | 11706278.0194 | 11706278.0194 | 11706278.0194 | 11706278.0194 | 11706278.0194 | 11706278.0194
sens2 | Capex 10% lower | -10% | 0% | Option 2sens2 | 0 | 0 | 0 | 4612.6244 | 529103.6028 | 2078771.3246 | 4859517.3762 | 8216793.1899 | 11729203.9703 | 11729203.9703 | 11729203.9703 | 11729203.9703 | 11729203.9703 | 11729203.9703 | 11729203.9703 | 11729203.9703 | 11729203.9703 | 11729203.9703 | 11729203.9703 | 11729203.9703 | 11729203.9703 | 11729203.9703 | 11729203.9703 | 11729203.9703 | 11729203.9703
sens3 | Total benefits 10% higher | 0% | 10% | Option 2sens3 | 0 | 0 | 0 | 3927.5893 | 580867.6656 | 2285502.1596 | 5344322.8163 | 9037326.2113 | 12900978.0698 | 12900978.0698 | 12900978.0698 | 12900978.0698 | 12900978.0698 | 12900978.0698 | 12900978.0698 | 12900978.0698 | 12900978.0698 | 12900978.0698 | 12900978.0698 | 12900978.0698 | 12900978.0698 | 12900978.0698 | 12900978.0698 | 12900978.0698 | 12900978.0698
sens4 | Total benefits 10% lower | 0% | -10% | Option 2sens4 | 0 | 0 | 0 | -17628.2914 | 454413.5892 | 1849114.5388 | 4351785.9852 | 7373334.2175 | 10534503.9199 | 10534503.9199 | 10534503.9199 | 10534503.9199 | 10534503.9199 | 10534503.9199 | 10534503.9199 | 10534503.9199 | 10534503.9199 | 10534503.9199 | 10534503.9199 | 10534503.9199 | 10534503.9199 | 10534503.9199 | 10534503.9199 | 10534503.9199 | 10534503.9199
sens5 | Capex 10% higher & Total benefits 10% lower | 10% | -10% | Option 2sens5 | 0 | 0 | 0 | -29091.2668 | 442950.6137 | 1837651.5634 | 4340323.0097 | 7361871.242 | 10523040.9445 | 10523040.9445 | 10523040.9445 | 10523040.9445 | 10523040.9445 | 10523040.9445 | 10523040.9445 | 10523040.9445 | 10523040.9445 | 10523040.9445 | 10523040.9445 | 10523040.9445 | 10523040.9445 | 10523040.9445 | 10523040.9445 | 10523040.9445 | 10523040.9445
sens | 0 | 0% | 0% | Option 2sens | 0 | 0 | 0 | -6850.351 | 517640.6274 | 2067308.3492 | 4848054.4007 | 8205330.2144 | 11717740.9949 | 11717740.9949 | 11717740.9949 | 11717740.9949 | 11717740.9949 | 11717740.9949 | 11717740.9949 | 11717740.9949 | 11717740.9949 | 11717740.9949 | 11717740.9949 | 11717740.9949 | 11717740.9949 | 11717740.9949 | 11717740.9949 | 11717740.9949 | 11717740.9949
sens | 0 | 0% | 0% | Option 2sens | 0 | 0 | 0 | -6850.351 | 517640.6274 | 2067308.3492 | 4848054.4007 | 8205330.2144 | 11717740.9949 | 11717740.9949 | 11717740.9949 | 11717740.9949 | 11717740.9949 | 11717740.9949 | 11717740.9949 | 11717740.9949 | 11717740.9949 | 11717740.9949 | 11717740.9949 | 11717740.9949 | 11717740.9949 | 11717740.9949 | 11717740.9949 | 11717740.9949 | 11717740.9949
sens | 0 | 0% | 0% | Option 2sens | 0 | 0 | 0 | -6850.351 | 517640.6274 | 2067308.3492 | 4848054.4007 | 8205330.2144 | 11717740.9949 | 11717740.9949 | 11717740.9949 | 11717740.9949 | 11717740.9949 | 11717740.9949 | 11717740.9949 | 11717740.9949 | 11717740.9949 | 11717740.9949 | 11717740.9949 | 11717740.9949 | 11717740.9949 | 11717740.9949 | 11717740.9949 | 11717740.9949 | 11717740.9949

## Option3
CitiPower
Armadale feeder: AR010
OPTION 3 | AR010 feeder cable upgrade
Count |  |  |  |  | 1 | 2 | 3 | 4 | 5 | 6 | 7 | 8 | 9 | 10 | 11 | 12 | 13 | 14 | 15 | 16 | 17 | 18 | 19 | 20 | 21 | 22 | 23 | 24 | 25
Value of CO2 reductions |  |  |  | $/MWh | 24.7305 | 22.3407 | 20.1963 | 18.0629 | 15.9134 | 13.7151 | 13.7151 | 13.7151 | 13.7151 | 13.7151 | 13.7151 | 13.7151 | 13.7151 | 13.7151 | 13.7151 | 13.7151 | 13.7151 | 13.7151 | 13.7151 | 13.7151 | 13.7151 | 13.7151 | 13.7151 | 13.7151 | 13.7151
[5 empty] | 2027 | 2028 | 2029 | 2030 | 2031 | 2032 | 2033 | 2034 | 2035 | 2036 | 2037 | 2038 | 2039 | 2040 | 2041 | 2042 | 2043 | 2044 | 2045 | 2046 | 2047 | 2048 | 2049 | 2050 | 2051
|  |  |  | Units | 2026-27 | 2027-28 | 2028-29 | 2029-30 | 2030-31 | 2031-32 | 2032-33 | 2033-34 | 2034-35 | 2035-36 | 2036-37 | 2037-38 | 2038-39 | 2039-40 | 2040-41 | 2041-42 | 2042-43 | 2043-44 | 2044-45 | 2045-46 | 2046-47 | 2047-48 | 2048-49 | 2049-50 | 2050-51
INVESTMENT & OPERATING COST
| Capex |  | Asset life (yrs)
| AR010 feeder cable upgrade |  | 50 | 2023-12-31 | 0 | 0 | 0 | 2688711.72 | 0 | 0 | 0 | 0 | 0 | 0 | 0 | 0 | 0 | 0 | 0 | 0 | 0 | 0 | 0 | 0 | 0 | 0 | 0 | 0 | 0
| < Enter description > |  | 0 | 2023-12-31 | 0 | 0 | 0 | 0 | 0 | 0 | 0 | 0 | 0 | 0 | 0 | 0 | 0 | 0 | 0 | 0 | 0 | 0 | 0 | 0 | 0 | 0 | 0 | 0 | 0
| < Enter description > |  | 0 | 2023-12-31 | 0 | 0 | 0 | 0 | 0 | 0 | 0 | 0 | 0 | 0 | 0 | 0 | 0 | 0 | 0 | 0 | 0 | 0 | 0 | 0 | 0 | 0 | 0 | 0 | 0
| Capital expenditure |  |  | 2023-12-31 | 0 | 0 | 0 | 2688711.72 | 0 | 0 | 0 | 0 | 0 | 0 | 0 | 0 | 0 | 0 | 0 | 0 | 0 | 0 | 0 | 0 | 0 | 0 | 0 | 0 | 0
| Operating expenditure |  |  | 2023-12-31 | 0 | 0 | 0 | 0 | 0 | 0 | 0 | 0 | 0 | 0 | 0 | 0 | 0 | 0 | 0 | 0 | 0 | 0 | 0 | 0 | 0 | 0 | 0 | 0 | 0
RISK ASSUMPTIONS
| PoF (major) |  |  |  | 0 | 0 | 0 | 0 | 0 | 0 | 0 | 0 | 0 | 0 | 0 | 0 | 0 | 0 | 0 | 0 | 0 | 0 | 0 | 0 | 0 | 0 | 0 | 0 | 0
| PoF (reparable) |  |  |  | 0 | 0 | 0 | 0 | 0 | 0 | 0 | 0 | 0 | 0 | 0 | 0 | 0 | 0 | 0 | 0 | 0 | 0 | 0 | 0 | 0 | 0 | 0 | 0 | 0
| Const end date |  | 2030
| Energy at risk 10% PoE |  | 30% | MWh | 0 | 0 | 0.47885 | 5.1318 | 0 | 0 | 0 | 0.15077 | 1.1495 | 1.1495 | 1.1495 | 1.1495 | 1.1495 | 1.1495 | 1.1495 | 1.1495 | 1.1495 | 1.1495 | 1.1495 | 1.1495 | 1.1495 | 1.1495 | 1.1495 | 1.1495 | 1.1495
| Energy at risk 50% PoE |  | 70% | MWh | 0 | 0 | 0.014755 | 1.1931 | 0 | 0 | 0 | 0 | 0.10732 | 0.10732 | 0.10732 | 0.10732 | 0.10732 | 0.10732 | 0.10732 | 0.10732 | 0.10732 | 0.10732 | 0.10732 | 0.10732 | 0.10732 | 0.10732 | 0.10732 | 0.10732 | 0.10732
| Energy at risk (weighted) |  |  | MWh | 0 | 0 | 0.15398 | 2.3747 | 0 | 0 | 0 | 0.04523 | 0.41998 | 0.41998 | 0.41998 | 0.41998 | 0.41998 | 0.41998 | 0.41998 | 0.41998 | 0.41998 | 0.41998 | 0.41998 | 0.41998 | 0.41998 | 0.41998 | 0.41998 | 0.41998 | 0.41998
| Energy at risk value | $/MWh | 45386.1408 | 2023-12-31 | 0 | 0 | 6988.7651 | 107779.4036 | 0 | 0 | 0 | 2052.804 | 19061.1035 | 19061.1035 | 19061.1035 | 19061.1035 | 19061.1035 | 19061.1035 | 19061.1035 | 19061.1035 | 19061.1035 | 19061.1035 | 19061.1035 | 19061.1035 | 19061.1035 | 19061.1035 | 19061.1035 | 19061.1035 | 19061.1035
| Safety consequence | (after DF) |  | 2023-12-31 | 0 | 0 | 0 | 0 | 0 | 0 | 0 | 0 | 0 | 0 | 0 | 0 | 0 | 0 | 0 | 0 | 0 | 0 | 0 | 0 | 0 | 0 | 0 | 0 | 0
| Unplanned replacements |  |  | 2023-12-31 | 0 | 0 | 0 | 0 | 0 | 0 | 0 | 0 | 0 | 0 | 0 | 0 | 0 | 0 | 0 | 0 | 0 | 0 | 0 | 0 | 0 | 0 | 0 | 0 | 0
| Environmental consequence | (after DF) |  | 2023-12-31 | 0 | 0 | 0 | 0 | 0 | 0 | 0 | 0 | 0 | 0 | 0 | 0 | 0 | 0 | 0 | 0 | 0 | 0 | 0 | 0 | 0 | 0 | 0 | 0 | 0
| < Other risk - enter description > |  |  | 2023-12-31 | 0 | 0 | 0 | 0 | 0 | 0 | 0 | 0 | 0 | 0 | 0 | 0 | 0 | 0 | 0 | 0 | 0 | 0 | 0 | 0 | 0 | 0 | 0 | 0 | 0
| < Other risk - enter description > |  |  | 2023-12-31 | 0 | 0 | 0 | 0 | 0 | 0 | 0 | 0 | 0 | 0 | 0 | 0 | 0 | 0 | 0 | 0 | 0 | 0 | 0 | 0 | 0 | 0 | 0 | 0 | 0
| Total risk cost |  |  |  | 0 | 0 | 6988.7651 | 107779.4036 | 0 | 0 | 0 | 2052.804 | 19061.1035 | 19061.1035 | 19061.1035 | 19061.1035 | 19061.1035 | 19061.1035 | 19061.1035 | 19061.1035 | 19061.1035 | 19061.1035 | 19061.1035 | 19061.1035 | 19061.1035 | 19061.1035 | 19061.1035 | 19061.1035 | 19061.1035
OTHER BENEFITS
| Reduction in CO2 emissions |  |  | MWh | 0 | 0 | 0 | 0 | 0 | 0 | 0 | 0 | 0 | 0 | 0 | 0 | 0 | 0 | 0 | 0 | 0 | 0 | 0 | 0 | 0 | 0 | 0 | 0 | 0
| Value of reduction in CO2 emissions |  |  | $ | 0 | 0 | 0 | 0 | 0 | 0 | 0 | 0 | 0 | 0 | 0 | 0 | 0 | 0 | 0 | 0 | 0 | 0 | 0 | 0 | 0 | 0 | 0 | 0 | 0
| Reliability in worst-served areas | $/MWh | 0 | MWh | 0 | 0 | 0 | 0 | 0 | 0 | 0 | 0 | 0 | 0 | 0 | 0 | 0 | 0 | 0 | 0 | 0 | 0 | 0 | 0 | 0 | 0 | 0 | 0 | 0
| Network resilience | $/MWh | 0 | MWh | 0 | 0 | 0 | 0 | 0 | 0 | 0 | 0 | 0 | 0 | 0 | 0 | 0 | 0 | 0 | 0 | 0 | 0 | 0 | 0 | 0 | 0 | 0 | 0 | 0
| Enabling solar exports | $/MWh | 4220.9954 | MWh | 0 | 0 | 0 | 0 | 0 | 0 | 0 | 0 | 0 | 0 | 0 | 0 | 0 | 0 | 0 | 0 | 0 | 0 | 0 | 0 | 0 | 0 | 0 | 0 | 0
| Aesthetics | $/customer | 0 | customers | 0 | 0 | 0 | 0 | 0 | 0 | 0 | 0 | 0 | 0 | 0 | 0 | 0 | 0 | 0 | 0 | 0 | 0 | 0 | 0 | 0 | 0 | 0 | 0 | 0
| Customer value of time (res) | $/customer min | 0.54769 | mins | 0 | 0 | 0 | 0 | 0 | 0 | 0 | 0 | 0 | 0 | 0 | 0 | 0 | 0 | 0 | 0 | 0 | 0 | 0 | 0 | 0 | 0 | 0 | 0 | 0
| Customer value of time (bus) | $/customer min | 0.54769 | mins | 0 | 0 | 0 | 0 | 0 | 0 | 0 | 0 | 0 | 0 | 0 | 0 | 0 | 0 | 0 | 0 | 0 | 0 | 0 | 0 | 0 | 0 | 0 | 0 | 0
| Communication | $/customer | 0 | customers | 0 | 0 | 0 | 0 | 0 | 0 | 0 | 0 | 0 | 0 | 0 | 0 | 0 | 0 | 0 | 0 | 0 | 0 | 0 | 0 | 0 | 0 | 0 | 0 | 0
| Information accessibility | $/customer | 0 | customers | 0 | 0 | 0 | 0 | 0 | 0 | 0 | 0 | 0 | 0 | 0 | 0 | 0 | 0 | 0 | 0 | 0 | 0 | 0 | 0 | 0 | 0 | 0 | 0 | 0
| Other benefits 1 |  |  | 2023-12-31 | 0 | 0 | 0 | 0 | 0 | 0 | 0 | 0 | 0 | 0 | 0 | 0 | 0 | 0 | 0 | 0 | 0 | 0 | 0 | 0 | 0 | 0 | 0 | 0 | 0
| Other benefits 2 |  |  | 2023-12-31 | 0 | 0 | 0 | 0 | 0 | 0 | 0 | 0 | 0 | 0 | 0 | 0 | 0 | 0 | 0 | 0 | 0 | 0 | 0 | 0 | 0 | 0 | 0 | 0 | 0
| Total other benefits |  |  | 2023-12-31 | 0 | 0 | 0 | 0 | 0 | 0 | 0 | 0 | 0 | 0 | 0 | 0 | 0 | 0 | 0 | 0 | 0 | 0 | 0 | 0 | 0 | 0 | 0 | 0 | 0
SUMMARY
| Risks mitigated vs base case |  |  | 2023-12-31 | 0 | 0 | 0 | 0 | 632270.382 | 2201709.3577 | 5177164.5348 | 9185745.0854 | 13969622.657 | 13969622.657 | 13969622.657 | 13969622.657 | 13969622.657 | 13969622.657 | 13969622.657 | 13969622.657 | 13969622.657 | 13969622.657 | 13969622.657 | 13969622.657 | 13969622.657 | 13969622.657 | 13969622.657 | 13969622.657 | 13969622.657
Capital expenditure
| AR010 feeder cable upgrade |  |  | 2023-12-31 | 0 | 0 | 0 | -2688711.72 | 0 | 0 | 0 | 0 | 0 | 0 | 0 | 0 | 0 | 0 | 0 | 0 | 0 | 0 | 0 | 0 | 0 | 0 | 0 | 0 | 0
| < Enter description > |  |  | 2023-12-31 | 0 | 0 | 0 | 0 | 0 | 0 | 0 | 0 | 0 | 0 | 0 | 0 | 0 | 0 | 0 | 0 | 0 | 0 | 0 | 0 | 0 | 0 | 0 | 0 | 0
| < Enter description > |  |  | 2023-12-31 | 0 | 0 | 0 | 0 | 0 | 0 | 0 | 0 | 0 | 0 | 0 | 0 | 0 | 0 | 0 | 0 | 0 | 0 | 0 | 0 | 0 | 0 | 0 | 0 | 0
Cumulative capex
| AR010 feeder cable upgrade |  |  | 2023-12-31 | 0 | 0 | 0 | -2688711.72 | -2688711.72 | -2688711.72 | -2688711.72 | -2688711.72 | -2688711.72 | -2688711.72 | -2688711.72 | -2688711.72 | -2688711.72 | -2688711.72 | -2688711.72 | -2688711.72 | -2688711.72 | -2688711.72 | -2688711.72 | -2688711.72 | -2688711.72 | -2688711.72 | -2688711.72 | -2688711.72 | -2688711.72
| < Enter description > |  |  | 2023-12-31 | 0 | 0 | 0 | 0 | 0 | 0 | 0 | 0 | 0 | 0 | 0 | 0 | 0 | 0 | 0 | 0 | 0 | 0 | 0 | 0 | 0 | 0 | 0 | 0 | 0
| < Enter description > |  |  | 2023-12-31 | 0 | 0 | 0 | 0 | 0 | 0 | 0 | 0 | 0 | 0 | 0 | 0 | 0 | 0 | 0 | 0 | 0 | 0 | 0 | 0 | 0 | 0 | 0 | 0 | 0
Annualised capex
| Annualised capex - AR010 feeder cable upgrade |  |  | 2023-12-31 | 0 | 0 | 0 | 0 | -114629.7546 | -114629.7546 | -114629.7546 | -114629.7546 | -114629.7546 | -114629.7546 | -114629.7546 | -114629.7546 | -114629.7546 | -114629.7546 | -114629.7546 | -114629.7546 | -114629.7546 | -114629.7546 | -114629.7546 | -114629.7546 | -114629.7546 | -114629.7546 | -114629.7546 | -114629.7546 | -114629.7546
| Annualised capex - < Enter description > |  |  | 2023-12-31 | 0 | 0 | 0 | 0 | 0 | 0 | 0 | 0 | 0 | 0 | 0 | 0 | 0 | 0 | 0 | 0 | 0 | 0 | 0 | 0 | 0 | 0 | 0 | 0 | 0
| Annualised capex - < Enter description > |  |  | 2023-12-31 | 0 | 0 | 0 | 0 | 0 | 0 | 0 | 0 | 0 | 0 | 0 | 0 | 0 | 0 | 0 | 0 | 0 | 0 | 0 | 0 | 0 | 0 | 0 | 0 | 0
| Total annualised capex |  |  | 2023-12-31 | 0 | 0 | 0 | 0 | -114629.7546 | -114629.7546 | -114629.7546 | -114629.7546 | -114629.7546 | -114629.7546 | -114629.7546 | -114629.7546 | -114629.7546 | -114629.7546 | -114629.7546 | -114629.7546 | -114629.7546 | -114629.7546 | -114629.7546 | -114629.7546 | -114629.7546 | -114629.7546 | -114629.7546 | -114629.7546 | -114629.7546
| Annualised capex |  |  | 2023-12-31 | 0 | 0 | 0 | 0 | -114629.7546 | -114629.7546 | -114629.7546 | -114629.7546 | -114629.7546 | -114629.7546 | -114629.7546 | -114629.7546 | -114629.7546 | -114629.7546 | -114629.7546 | -114629.7546 | -114629.7546 | -114629.7546 | -114629.7546 | -114629.7546 | -114629.7546 | -114629.7546 | -114629.7546 | -114629.7546 | -114629.7546
| Operating expenditure |  |  | 2023-12-31 | 0 | 0 | 0 | 0 | 0 | 0 | 0 | 0 | 0 | 0 | 0 | 0 | 0 | 0 | 0 | 0 | 0 | 0 | 0 | 0 | 0 | 0 | 0 | 0 | 0
| Risk mitigated |  |  | 2023-12-31 | 0 | 0 | 0 | 0 | 632270.382 | 2201709.3577 | 5177164.5348 | 9185745.0854 | 13969622.657 | 13969622.657 | 13969622.657 | 13969622.657 | 13969622.657 | 13969622.657 | 13969622.657 | 13969622.657 | 13969622.657 | 13969622.657 | 13969622.657 | 13969622.657 | 13969622.657 | 13969622.657 | 13969622.657 | 13969622.657 | 13969622.657
| Other benefits value |  |  | 2023-12-31 | 0 | 0 | 0 | 0 | 0 | 0 | 0 | 0 | 0 | 0 | 0 | 0 | 0 | 0 | 0 | 0 | 0 | 0 | 0 | 0 | 0 | 0 | 0 | 0 | 0
| Net benefits |  |  | 2023-12-31 | 0 | 0 | 0 | 0 | 517640.6274 | 2087079.6032 | 5062534.7802 | 9071115.3309 | 13854992.9024 | 13854992.9024 | 13854992.9024 | 13854992.9024 | 13854992.9024 | 13854992.9024 | 13854992.9024 | 13854992.9024 | 13854992.9024 | 13854992.9024 | 13854992.9024 | 13854992.9024 | 13854992.9024 | 13854992.9024 | 13854992.9024 | 13854992.9024 | 13854992.9024
| First capex year |  |  | 4
| First year |  |  | 4
SENSITIVITIES
NPV | Net benefits |  |  | Option 3NPV | 0 | 0 | 0 | 0 | 517640.6274 | 2087079.6032 | 5062534.7802 | 9071115.3309 | 13854992.9024 | 13854992.9024 | 13854992.9024 | 13854992.9024 | 13854992.9024 | 13854992.9024 | 13854992.9024 | 13854992.9024 | 13854992.9024 | 13854992.9024 | 13854992.9024 | 13854992.9024 | 13854992.9024 | 13854992.9024 | 13854992.9024 | 13854992.9024 | 13854992.9024
| Total annualised capex |  |  |  | 0 | 0 | 0 | 0 | -114629.7546 | -114629.7546 | -114629.7546 | -114629.7546 | -114629.7546 | -114629.7546 | -114629.7546 | -114629.7546 | -114629.7546 | -114629.7546 | -114629.7546 | -114629.7546 | -114629.7546 | -114629.7546 | -114629.7546 | -114629.7546 | -114629.7546 | -114629.7546 | -114629.7546 | -114629.7546 | -114629.7546
| Total benefits |  |  |  | 0 | 0 | 0 | 0 | 632270.382 | 2201709.3577 | 5177164.5348 | 9185745.0854 | 13969622.657 | 13969622.657 | 13969622.657 | 13969622.657 | 13969622.657 | 13969622.657 | 13969622.657 | 13969622.657 | 13969622.657 | 13969622.657 | 13969622.657 | 13969622.657 | 13969622.657 | 13969622.657 | 13969622.657 | 13969622.657 | 13969622.657
|  | Capex | Total benefits
sens1 | Capex 10% higher | 10% | 0% | Option 3sens1 | 0 | 0 | 0 | 0 | 506177.6519 | 2075616.6277 | 5051071.8047 | 9059652.3554 | 13843529.927 | 13843529.927 | 13843529.927 | 13843529.927 | 13843529.927 | 13843529.927 | 13843529.927 | 13843529.927 | 13843529.927 | 13843529.927 | 13843529.927 | 13843529.927 | 13843529.927 | 13843529.927 | 13843529.927 | 13843529.927 | 13843529.927
sens2 | Capex 10% lower | -10% | 0% | Option 3sens2 | 0 | 0 | 0 | 0 | 529103.6028 | 2098542.5786 | 5073997.7556 | 9082578.3063 | 13866455.8779 | 13866455.8779 | 13866455.8779 | 13866455.8779 | 13866455.8779 | 13866455.8779 | 13866455.8779 | 13866455.8779 | 13866455.8779 | 13866455.8779 | 13866455.8779 | 13866455.8779 | 13866455.8779 | 13866455.8779 | 13866455.8779 | 13866455.8779 | 13866455.8779
sens3 | Total benefits 10% higher | 0% | 10% | Option 3sens3 | 0 | 0 | 0 | 0 | 580867.6656 | 2307250.5389 | 5580251.2337 | 9989689.8394 | 15251955.1681 | 15251955.1681 | 15251955.1681 | 15251955.1681 | 15251955.1681 | 15251955.1681 | 15251955.1681 | 15251955.1681 | 15251955.1681 | 15251955.1681 | 15251955.1681 | 15251955.1681 | 15251955.1681 | 15251955.1681 | 15251955.1681 | 15251955.1681 | 15251955.1681
sens4 | Total benefits 10% lower | 0% | -10% | Option 3sens4 | 0 | 0 | 0 | 0 | 454413.5892 | 1866908.6674 | 4544818.3267 | 8152540.8223 | 12458030.6367 | 12458030.6367 | 12458030.6367 | 12458030.6367 | 12458030.6367 | 12458030.6367 | 12458030.6367 | 12458030.6367 | 12458030.6367 | 12458030.6367 | 12458030.6367 | 12458030.6367 | 12458030.6367 | 12458030.6367 | 12458030.6367 | 12458030.6367 | 12458030.6367
sens5 | Capex 10% higher & Total benefits 10% lower | 10% | -10% | Option 3sens5 | 0 | 0 | 0 | 0 | 442950.6137 | 1855445.6919 | 4533355.3513 | 8141077.8469 | 12446567.6613 | 12446567.6613 | 12446567.6613 | 12446567.6613 | 12446567.6613 | 12446567.6613 | 12446567.6613 | 12446567.6613 | 12446567.6613 | 12446567.6613 | 12446567.6613 | 12446567.6613 | 12446567.6613 | 12446567.6613 | 12446567.6613 | 12446567.6613 | 12446567.6613
sens | 0 | 0% | 0% | Option 3sens | 0 | 0 | 0 | 0 | 517640.6274 | 2087079.6032 | 5062534.7802 | 9071115.3309 | 13854992.9024 | 13854992.9024 | 13854992.9024 | 13854992.9024 | 13854992.9024 | 13854992.9024 | 13854992.9024 | 13854992.9024 | 13854992.9024 | 13854992.9024 | 13854992.9024 | 13854992.9024 | 13854992.9024 | 13854992.9024 | 13854992.9024 | 13854992.9024 | 13854992.9024
sens | 0 | 0% | 0% | Option 3sens | 0 | 0 | 0 | 0 | 517640.6274 | 2087079.6032 | 5062534.7802 | 9071115.3309 | 13854992.9024 | 13854992.9024 | 13854992.9024 | 13854992.9024 | 13854992.9024 | 13854992.9024 | 13854992.9024 | 13854992.9024 | 13854992.9024 | 13854992.9024 | 13854992.9024 | 13854992.9024 | 13854992.9024 | 13854992.9024 | 13854992.9024 | 13854992.9024 | 13854992.9024
sens | 0 | 0% | 0% | Option 3sens | 0 | 0 | 0 | 0 | 517640.6274 | 2087079.6032 | 5062534.7802 | 9071115.3309 | 13854992.9024 | 13854992.9024 | 13854992.9024 | 13854992.9024 | 13854992.9024 | 13854992.9024 | 13854992.9024 | 13854992.9024 | 13854992.9024 | 13854992.9024 | 13854992.9024 | 13854992.9024 | 13854992.9024 | 13854992.9024 | 13854992.9024 | 13854992.9024 | 13854992.9024

## Option4
CitiPower
Armadale feeder: AR010
OPTION 4 | 0
Not used
Count |  |  |  |  | 1 | 2 | 3 | 4 | 5 | 6 | 7 | 8 | 9 | 10 | 11 | 12 | 13 | 14 | 15 | 16 | 17 | 18 | 19 | 20 | 21 | 22 | 23 | 24 | 25
Value of CO2 reductions |  |  |  | $/MWh | 24.7305 | 22.3407 | 20.1963 | 18.0629 | 15.9134 | 13.7151 | 13.7151 | 13.7151 | 13.7151 | 13.7151 | 13.7151 | 13.7151 | 13.7151 | 13.7151 | 13.7151 | 13.7151 | 13.7151 | 13.7151 | 13.7151 | 13.7151 | 13.7151 | 13.7151 | 13.7151 | 13.7151 | 13.7151
[5 empty] | 2027 | 2028 | 2029 | 2030 | 2031 | 2032 | 2033 | 2034 | 2035 | 2036 | 2037 | 2038 | 2039 | 2040 | 2041 | 2042 | 2043 | 2044 | 2045 | 2046 | 2047 | 2048 | 2049 | 2050 | 2051
|  |  |  | Units | 2026-27 | 2027-28 | 2028-29 | 2029-30 | 2030-31 | 2031-32 | 2032-33 | 2033-34 | 2034-35 | 2035-36 | 2036-37 | 2037-38 | 2038-39 | 2039-40 | 2040-41 | 2041-42 | 2042-43 | 2043-44 | 2044-45 | 2045-46 | 2046-47 | 2047-48 | 2048-49 | 2049-50 | 2050-51
INVESTMENT & OPERATING COST
| Capex |  | Asset life (yrs)
| < Enter description > |  | 0 | 2023-12-31 | 0 | 0 | 0 | 0 | 0 | 0 | 0 | 0 | 0 | 0 | 0 | 0 | 0 | 0 | 0 | 0 | 0 | 0 | 0 | 0 | 0 | 0 | 0 | 0 | 0
| < Enter description > |  | 0 | 2023-12-31 | 0 | 0 | 0 | 0 | 0 | 0 | 0 | 0 | 0 | 0 | 0 | 0 | 0 | 0 | 0 | 0 | 0 | 0 | 0 | 0 | 0 | 0 | 0 | 0 | 0
| < Enter description > |  | 0 | 2023-12-31 | 0 | 0 | 0 | 0 | 0 | 0 | 0 | 0 | 0 | 0 | 0 | 0 | 0 | 0 | 0 | 0 | 0 | 0 | 0 | 0 | 0 | 0 | 0 | 0 | 0
| Capital expenditure |  |  | 2023-12-31 | 0 | 0 | 0 | 0 | 0 | 0 | 0 | 0 | 0 | 0 | 0 | 0 | 0 | 0 | 0 | 0 | 0 | 0 | 0 | 0 | 0 | 0 | 0 | 0 | 0
| Operating expenditure |  |  | 2023-12-31 | 0 | 0 | 0 | 0 | 0 | 0 | 0 | 0 | 0 | 0 | 0 | 0 | 0 | 0 | 0 | 0 | 0 | 0 | 0 | 0 | 0 | 0 | 0 | 0 | 0
RISK ASSUMPTIONS
| PoF (major) |  |  |  | 0 | 0 | 0 | 0 | 0 | 0 | 0 | 0 | 0 | 0 | 0 | 0 | 0 | 0 | 0 | 0 | 0 | 0 | 0 | 0 | 0 | 0 | 0 | 0 | 0
| PoF (reparable) |  |  |  | 0 | 0 | 0 | 0 | 0 | 0 | 0 | 0 | 0 | 0 | 0 | 0 | 0 | 0 | 0 | 0 | 0 | 0 | 0 | 0 | 0 | 0 | 0 | 0 | 0
Const end date
| Energy at risk 10% PoE |  | 30% | MWh | 0 | 0 | 0 | 0 | 0 | 0 | 0 | 0 | 0 | 0 | 0 | 0 | 0 | 0 | 0 | 0 | 0 | 0 | 0 | 0 | 0 | 0 | 0 | 0 | 0
| Energy at risk 50% PoE |  | 70% | MWh | 0 | 0 | 0 | 0 | 0 | 0 | 0 | 0 | 0 | 0 | 0 | 0 | 0 | 0 | 0 | 0 | 0 | 0 | 0 | 0 | 0 | 0 | 0 | 0 | 0
| Energy at risk (weighted) |  |  | MWh | 0 | 0 | 0 | 0 | 0 | 0 | 0 | 0 | 0 | 0 | 0 | 0 | 0 | 0 | 0 | 0 | 0 | 0 | 0 | 0 | 0 | 0 | 0 | 0 | 0
| Energy at risk value | $/MWh | 45386.1408 | 2023-12-31 | 0 | 0 | 0 | 0 | 0 | 0 | 0 | 0 | 0 | 0 | 0 | 0 | 0 | 0 | 0 | 0 | 0 | 0 | 0 | 0 | 0 | 0 | 0 | 0 | 0
| Safety consequence | (after DF) |  | 2023-12-31 | 0 | 0 | 0 | 0 | 0 | 0 | 0 | 0 | 0 | 0 | 0 | 0 | 0 | 0 | 0 | 0 | 0 | 0 | 0 | 0 | 0 | 0 | 0 | 0 | 0
| Unplanned replacements |  |  | 2023-12-31 | 0 | 0 | 0 | 0 | 0 | 0 | 0 | 0 | 0 | 0 | 0 | 0 | 0 | 0 | 0 | 0 | 0 | 0 | 0 | 0 | 0 | 0 | 0 | 0 | 0
| Environmental consequence | (after DF) |  | 2023-12-31 | 0 | 0 | 0 | 0 | 0 | 0 | 0 | 0 | 0 | 0 | 0 | 0 | 0 | 0 | 0 | 0 | 0 | 0 | 0 | 0 | 0 | 0 | 0 | 0 | 0
| < Other risk - enter description > |  |  | 2023-12-31 | 0 | 0 | 0 | 0 | 0 | 0 | 0 | 0 | 0 | 0 | 0 | 0 | 0 | 0 | 0 | 0 | 0 | 0 | 0 | 0 | 0 | 0 | 0 | 0 | 0
| < Other risk - enter description > |  |  | 2023-12-31 | 0 | 0 | 0 | 0 | 0 | 0 | 0 | 0 | 0 | 0 | 0 | 0 | 0 | 0 | 0 | 0 | 0 | 0 | 0 | 0 | 0 | 0 | 0 | 0 | 0
| Total risk cost |  |  |  | 0 | 0 | 0 | 0 | 0 | 0 | 0 | 0 | 0 | 0 | 0 | 0 | 0 | 0 | 0 | 0 | 0 | 0 | 0 | 0 | 0 | 0 | 0 | 0 | 0
OTHER BENEFITS
| Reduction in CO2 emissions |  |  | MWh | 0 | 0 | 0 | 0 | 0 | 0 | 0 | 0 | 0 | 0 | 0 | 0 | 0 | 0 | 0 | 0 | 0 | 0 | 0 | 0 | 0 | 0 | 0 | 0 | 0
| Value of reduction in CO2 emissions |  |  | $ | 0 | 0 | 0 | 0 | 0 | 0 | 0 | 0 | 0 | 0 | 0 | 0 | 0 | 0 | 0 | 0 | 0 | 0 | 0 | 0 | 0 | 0 | 0 | 0 | 0
| Reliability in worst-served areas | $/MWh | 0 | MWh | 0 | 0 | 0 | 0 | 0 | 0 | 0 | 0 | 0 | 0 | 0 | 0 | 0 | 0 | 0 | 0 | 0 | 0 | 0 | 0 | 0 | 0 | 0 | 0 | 0
| Network resilience | $/MWh | 0 | MWh | 0 | 0 | 0 | 0 | 0 | 0 | 0 | 0 | 0 | 0 | 0 | 0 | 0 | 0 | 0 | 0 | 0 | 0 | 0 | 0 | 0 | 0 | 0 | 0 | 0
| Enabling solar exports | $/MWh | 4220.9954 | MWh | 0 | 0 | 0 | 0 | 0 | 0 | 0 | 0 | 0 | 0 | 0 | 0 | 0 | 0 | 0 | 0 | 0 | 0 | 0 | 0 | 0 | 0 | 0 | 0 | 0
| Aesthetics | $/customer | 0 | customers | 0 | 0 | 0 | 0 | 0 | 0 | 0 | 0 | 0 | 0 | 0 | 0 | 0 | 0 | 0 | 0 | 0 | 0 | 0 | 0 | 0 | 0 | 0 | 0 | 0
| Customer value of time (res) | $/customer min | 0.54769 | mins | 0 | 0 | 0 | 0 | 0 | 0 | 0 | 0 | 0 | 0 | 0 | 0 | 0 | 0 | 0 | 0 | 0 | 0 | 0 | 0 | 0 | 0 | 0 | 0 | 0
| Customer value of time (bus) | $/customer min | 0.54769 | mins | 0 | 0 | 0 | 0 | 0 | 0 | 0 | 0 | 0 | 0 | 0 | 0 | 0 | 0 | 0 | 0 | 0 | 0 | 0 | 0 | 0 | 0 | 0 | 0 | 0
| Communication | $/customer | 0 | customers | 0 | 0 | 0 | 0 | 0 | 0 | 0 | 0 | 0 | 0 | 0 | 0 | 0 | 0 | 0 | 0 | 0 | 0 | 0 | 0 | 0 | 0 | 0 | 0 | 0
| Information accessibility | $/customer | 0 | customers | 0 | 0 | 0 | 0 | 0 | 0 | 0 | 0 | 0 | 0 | 0 | 0 | 0 | 0 | 0 | 0 | 0 | 0 | 0 | 0 | 0 | 0 | 0 | 0 | 0
| Other benefits 1 |  |  | 2023-12-31 | 0 | 0 | 0 | 0 | 0 | 0 | 0 | 0 | 0 | 0 | 0 | 0 | 0 | 0 | 0 | 0 | 0 | 0 | 0 | 0 | 0 | 0 | 0 | 0 | 0
| Other benefits 2 |  |  | 2023-12-31 | 0 | 0 | 0 | 0 | 0 | 0 | 0 | 0 | 0 | 0 | 0 | 0 | 0 | 0 | 0 | 0 | 0 | 0 | 0 | 0 | 0 | 0 | 0 | 0 | 0
| Total other benefits |  |  | 2023-12-31 | 0 | 0 | 0 | 0 | 0 | 0 | 0 | 0 | 0 | 0 | 0 | 0 | 0 | 0 | 0 | 0 | 0 | 0 | 0 | 0 | 0 | 0 | 0 | 0 | 0
SUMMARY
| Risks mitigated vs base case |  |  | 2023-12-31 | 0 | 0 | 0 | 0 | 0 | 0 | 0 | 0 | 0 | 0 | 0 | 0 | 0 | 0 | 0 | 0 | 0 | 0 | 0 | 0 | 0 | 0 | 0 | 0 | 0
Capital expenditure
| < Enter description > |  |  | 2023-12-31 | 0 | 0 | 0 | 0 | 0 | 0 | 0 | 0 | 0 | 0 | 0 | 0 | 0 | 0 | 0 | 0 | 0 | 0 | 0 | 0 | 0 | 0 | 0 | 0 | 0
| < Enter description > |  |  | 2023-12-31 | 0 | 0 | 0 | 0 | 0 | 0 | 0 | 0 | 0 | 0 | 0 | 0 | 0 | 0 | 0 | 0 | 0 | 0 | 0 | 0 | 0 | 0 | 0 | 0 | 0
| < Enter description > |  |  | 2023-12-31 | 0 | 0 | 0 | 0 | 0 | 0 | 0 | 0 | 0 | 0 | 0 | 0 | 0 | 0 | 0 | 0 | 0 | 0 | 0 | 0 | 0 | 0 | 0 | 0 | 0
Cumulative capex
| < Enter description > |  |  | 2023-12-31 | 0 | 0 | 0 | 0 | 0 | 0 | 0 | 0 | 0 | 0 | 0 | 0 | 0 | 0 | 0 | 0 | 0 | 0 | 0 | 0 | 0 | 0 | 0 | 0 | 0
| < Enter description > |  |  | 2023-12-31 | 0 | 0 | 0 | 0 | 0 | 0 | 0 | 0 | 0 | 0 | 0 | 0 | 0 | 0 | 0 | 0 | 0 | 0 | 0 | 0 | 0 | 0 | 0 | 0 | 0
| < Enter description > |  |  | 2023-12-31 | 0 | 0 | 0 | 0 | 0 | 0 | 0 | 0 | 0 | 0 | 0 | 0 | 0 | 0 | 0 | 0 | 0 | 0 | 0 | 0 | 0 | 0 | 0 | 0 | 0
Annualised capex
| Annualised capex - < Enter description > |  |  | 2023-12-31 | 0 | 0 | 0 | 0 | 0 | 0 | 0 | 0 | 0 | 0 | 0 | 0 | 0 | 0 | 0 | 0 | 0 | 0 | 0 | 0 | 0 | 0 | 0 | 0 | 0
| Annualised capex - < Enter description > |  |  | 2023-12-31 | 0 | 0 | 0 | 0 | 0 | 0 | 0 | 0 | 0 | 0 | 0 | 0 | 0 | 0 | 0 | 0 | 0 | 0 | 0 | 0 | 0 | 0 | 0 | 0 | 0
| Annualised capex - < Enter description > |  |  | 2023-12-31 | 0 | 0 | 0 | 0 | 0 | 0 | 0 | 0 | 0 | 0 | 0 | 0 | 0 | 0 | 0 | 0 | 0 | 0 | 0 | 0 | 0 | 0 | 0 | 0 | 0
| Total annualised capex |  |  | 2023-12-31 | 0 | 0 | 0 | 0 | 0 | 0 | 0 | 0 | 0 | 0 | 0 | 0 | 0 | 0 | 0 | 0 | 0 | 0 | 0 | 0 | 0 | 0 | 0 | 0 | 0
| Annualised capex |  |  | 2023-12-31 | 0 | 0 | 0 | 0 | 0 | 0 | 0 | 0 | 0 | 0 | 0 | 0 | 0 | 0 | 0 | 0 | 0 | 0 | 0 | 0 | 0 | 0 | 0 | 0 | 0
| Operating expenditure |  |  | 2023-12-31 | 0 | 0 | 0 | 0 | 0 | 0 | 0 | 0 | 0 | 0 | 0 | 0 | 0 | 0 | 0 | 0 | 0 | 0 | 0 | 0 | 0 | 0 | 0 | 0 | 0
| Risk mitigated |  |  | 2023-12-31 | 0 | 0 | 0 | 0 | 0 | 0 | 0 | 0 | 0 | 0 | 0 | 0 | 0 | 0 | 0 | 0 | 0 | 0 | 0 | 0 | 0 | 0 | 0 | 0 | 0
| Other benefits value |  |  | 2023-12-31 | 0 | 0 | 0 | 0 | 0 | 0 | 0 | 0 | 0 | 0 | 0 | 0 | 0 | 0 | 0 | 0 | 0 | 0 | 0 | 0 | 0 | 0 | 0 | 0 | 0
| Net benefits |  |  | 2023-12-31 | 0 | 0 | 0 | 0 | 0 | 0 | 0 | 0 | 0 | 0 | 0 | 0 | 0 | 0 | 0 | 0 | 0 | 0 | 0 | 0 | 0 | 0 | 0 | 0 | 0
| First capex year |  |  | 0
| First year |  |  | Not used
SENSITIVITIES
NPV | Net benefits |  |  | Option 4NPV | 0 | 0 | 0 | 0 | 0 | 0 | 0 | 0 | 0 | 0 | 0 | 0 | 0 | 0 | 0 | 0 | 0 | 0 | 0 | 0 | 0 | 0 | 0 | 0 | 0
| Total annualised capex |  |  |  | 0 | 0 | 0 | 0 | 0 | 0 | 0 | 0 | 0 | 0 | 0 | 0 | 0 | 0 | 0 | 0 | 0 | 0 | 0 | 0 | 0 | 0 | 0 | 0 | 0
| Total benefits |  |  |  | 0 | 0 | 0 | 0 | 0 | 0 | 0 | 0 | 0 | 0 | 0 | 0 | 0 | 0 | 0 | 0 | 0 | 0 | 0 | 0 | 0 | 0 | 0 | 0 | 0
|  | Capex | Total benefits
sens1 | Capex 10% higher | 10% | 0% | Option 4sens1 | 0 | 0 | 0 | 0 | 0 | 0 | 0 | 0 | 0 | 0 | 0 | 0 | 0 | 0 | 0 | 0 | 0 | 0 | 0 | 0 | 0 | 0 | 0 | 0 | 0
sens2 | Capex 10% lower | -10% | 0% | Option 4sens2 | 0 | 0 | 0 | 0 | 0 | 0 | 0 | 0 | 0 | 0 | 0 | 0 | 0 | 0 | 0 | 0 | 0 | 0 | 0 | 0 | 0 | 0 | 0 | 0 | 0
sens3 | Total benefits 10% higher | 0% | 10% | Option 4sens3 | 0 | 0 | 0 | 0 | 0 | 0 | 0 | 0 | 0 | 0 | 0 | 0 | 0 | 0 | 0 | 0 | 0 | 0 | 0 | 0 | 0 | 0 | 0 | 0 | 0
sens4 | Total benefits 10% lower | 0% | -10% | Option 4sens4 | 0 | 0 | 0 | 0 | 0 | 0 | 0 | 0 | 0 | 0 | 0 | 0 | 0 | 0 | 0 | 0 | 0 | 0 | 0 | 0 | 0 | 0 | 0 | 0 | 0
sens5 | Capex 10% higher & Total benefits 10% lower | 10% | -10% | Option 4sens5 | 0 | 0 | 0 | 0 | 0 | 0 | 0 | 0 | 0 | 0 | 0 | 0 | 0 | 0 | 0 | 0 | 0 | 0 | 0 | 0 | 0 | 0 | 0 | 0 | 0
sens | 0 | 0% | 0% | Option 4sens | 0 | 0 | 0 | 0 | 0 | 0 | 0 | 0 | 0 | 0 | 0 | 0 | 0 | 0 | 0 | 0 | 0 | 0 | 0 | 0 | 0 | 0 | 0 | 0 | 0
sens | 0 | 0% | 0% | Option 4sens | 0 | 0 | 0 | 0 | 0 | 0 | 0 | 0 | 0 | 0 | 0 | 0 | 0 | 0 | 0 | 0 | 0 | 0 | 0 | 0 | 0 | 0 | 0 | 0 | 0
sens | 0 | 0% | 0% | Option 4sens | 0 | 0 | 0 | 0 | 0 | 0 | 0 | 0 | 0 | 0 | 0 | 0 | 0 | 0 | 0 | 0 | 0 | 0 | 0 | 0 | 0 | 0 | 0 | 0 | 0

## Option5
CitiPower
Armadale feeder: AR010
OPTION 5 | 0
Not used
Count |  |  |  |  | 1 | 2 | 3 | 4 | 5 | 6 | 7 | 8 | 9 | 10 | 11 | 12 | 13 | 14 | 15 | 16 | 17 | 18 | 19 | 20 | 21 | 22 | 23 | 24 | 25
Value of CO2 reductions |  |  |  | $/MWh | 24.7305 | 22.3407 | 20.1963 | 18.0629 | 15.9134 | 13.7151 | 13.7151 | 13.7151 | 13.7151 | 13.7151 | 13.7151 | 13.7151 | 13.7151 | 13.7151 | 13.7151 | 13.7151 | 13.7151 | 13.7151 | 13.7151 | 13.7151 | 13.7151 | 13.7151 | 13.7151 | 13.7151 | 13.7151
[5 empty] | 2027 | 2028 | 2029 | 2030 | 2031 | 2032 | 2033 | 2034 | 2035 | 2036 | 2037 | 2038 | 2039 | 2040 | 2041 | 2042 | 2043 | 2044 | 2045 | 2046 | 2047 | 2048 | 2049 | 2050 | 2051
|  |  |  | Units | 2026-27 | 2027-28 | 2028-29 | 2029-30 | 2030-31 | 2031-32 | 2032-33 | 2033-34 | 2034-35 | 2035-36 | 2036-37 | 2037-38 | 2038-39 | 2039-40 | 2040-41 | 2041-42 | 2042-43 | 2043-44 | 2044-45 | 2045-46 | 2046-47 | 2047-48 | 2048-49 | 2049-50 | 2050-51
INVESTMENT & OPERATING COST
| Capex |  | Asset life (yrs)
| < Enter description > |  | 0 | 2023-12-31 | 0 | 0 | 0 | 0 | 0 | 0 | 0 | 0 | 0 | 0 | 0 | 0 | 0 | 0 | 0 | 0 | 0 | 0 | 0 | 0 | 0 | 0 | 0 | 0 | 0
| < Enter description > |  | 0 | 2023-12-31 | 0 | 0 | 0 | 0 | 0 | 0 | 0 | 0 | 0 | 0 | 0 | 0 | 0 | 0 | 0 | 0 | 0 | 0 | 0 | 0 | 0 | 0 | 0 | 0 | 0
| < Enter description > |  | 0 | 2023-12-31 | 0 | 0 | 0 | 0 | 0 | 0 | 0 | 0 | 0 | 0 | 0 | 0 | 0 | 0 | 0 | 0 | 0 | 0 | 0 | 0 | 0 | 0 | 0 | 0 | 0
| Capital expenditure |  |  | 2023-12-31 | 0 | 0 | 0 | 0 | 0 | 0 | 0 | 0 | 0 | 0 | 0 | 0 | 0 | 0 | 0 | 0 | 0 | 0 | 0 | 0 | 0 | 0 | 0 | 0 | 0
| Operating expenditure |  |  | 2023-12-31 | 0 | 0 | 0 | 0 | 0 | 0 | 0 | 0 | 0 | 0 | 0 | 0 | 0 | 0 | 0 | 0 | 0 | 0 | 0 | 0 | 0 | 0 | 0 | 0 | 0
RISK ASSUMPTIONS
| PoF (major) |  |  |  | 0 | 0 | 0 | 0 | 0 | 0 | 0 | 0 | 0 | 0 | 0 | 0 | 0 | 0 | 0 | 0 | 0 | 0 | 0 | 0 | 0 | 0 | 0 | 0 | 0
| PoF (reparable) |  |  |  | 0 | 0 | 0 | 0 | 0 | 0 | 0 | 0 | 0 | 0 | 0 | 0 | 0 | 0 | 0 | 0 | 0 | 0 | 0 | 0 | 0 | 0 | 0 | 0 | 0
Const end date
| Energy at risk 10% PoE |  | 30% | MWh | 0 | 0 | 0 | 0 | 0 | 0 | 0 | 0 | 0 | 0 | 0 | 0 | 0 | 0 | 0 | 0 | 0 | 0 | 0 | 0 | 0 | 0 | 0 | 0 | 0
| Energy at risk 50% PoE |  | 70% | MWh | 0 | 0 | 0 | 0 | 0 | 0 | 0 | 0 | 0 | 0 | 0 | 0 | 0 | 0 | 0 | 0 | 0 | 0 | 0 | 0 | 0 | 0 | 0 | 0 | 0
| Energy at risk (weighted) |  |  | MWh | 0 | 0 | 0 | 0 | 0 | 0 | 0 | 0 | 0 | 0 | 0 | 0 | 0 | 0 | 0 | 0 | 0 | 0 | 0 | 0 | 0 | 0 | 0 | 0 | 0
| Energy at risk value | $/MWh | 45386.1408 | 2023-12-31 | 0 | 0 | 0 | 0 | 0 | 0 | 0 | 0 | 0 | 0 | 0 | 0 | 0 | 0 | 0 | 0 | 0 | 0 | 0 | 0 | 0 | 0 | 0 | 0 | 0
| Safety consequence | (after DF) |  | 2023-12-31 | 0 | 0 | 0 | 0 | 0 | 0 | 0 | 0 | 0 | 0 | 0 | 0 | 0 | 0 | 0 | 0 | 0 | 0 | 0 | 0 | 0 | 0 | 0 | 0 | 0
| Unplanned replacements |  |  | 2023-12-31 | 0 | 0 | 0 | 0 | 0 | 0 | 0 | 0 | 0 | 0 | 0 | 0 | 0 | 0 | 0 | 0 | 0 | 0 | 0 | 0 | 0 | 0 | 0 | 0 | 0
| Environmental consequence | (after DF) |  | 2023-12-31 | 0 | 0 | 0 | 0 | 0 | 0 | 0 | 0 | 0 | 0 | 0 | 0 | 0 | 0 | 0 | 0 | 0 | 0 | 0 | 0 | 0 | 0 | 0 | 0 | 0
| < Other risk - enter description > |  |  | 2023-12-31 | 0 | 0 | 0 | 0 | 0 | 0 | 0 | 0 | 0 | 0 | 0 | 0 | 0 | 0 | 0 | 0 | 0 | 0 | 0 | 0 | 0 | 0 | 0 | 0 | 0
| < Other risk - enter description > |  |  | 2023-12-31 | 0 | 0 | 0 | 0 | 0 | 0 | 0 | 0 | 0 | 0 | 0 | 0 | 0 | 0 | 0 | 0 | 0 | 0 | 0 | 0 | 0 | 0 | 0 | 0 | 0
| Total risk cost |  |  |  | 0 | 0 | 0 | 0 | 0 | 0 | 0 | 0 | 0 | 0 | 0 | 0 | 0 | 0 | 0 | 0 | 0 | 0 | 0 | 0 | 0 | 0 | 0 | 0 | 0
OTHER BENEFITS
| Reduction in CO2 emissions |  |  | MWh | 0 | 0 | 0 | 0 | 0 | 0 | 0 | 0 | 0 | 0 | 0 | 0 | 0 | 0 | 0 | 0 | 0 | 0 | 0 | 0 | 0 | 0 | 0 | 0 | 0
| Value of reduction in CO2 emissions |  |  | $ | 0 | 0 | 0 | 0 | 0 | 0 | 0 | 0 | 0 | 0 | 0 | 0 | 0 | 0 | 0 | 0 | 0 | 0 | 0 | 0 | 0 | 0 | 0 | 0 | 0
| Reliability in worst-served areas | $/MWh | 0 | MWh | 0 | 0 | 0 | 0 | 0 | 0 | 0 | 0 | 0 | 0 | 0 | 0 | 0 | 0 | 0 | 0 | 0 | 0 | 0 | 0 | 0 | 0 | 0 | 0 | 0
| Network resilience | $/MWh | 0 | MWh | 0 | 0 | 0 | 0 | 0 | 0 | 0 | 0 | 0 | 0 | 0 | 0 | 0 | 0 | 0 | 0 | 0 | 0 | 0 | 0 | 0 | 0 | 0 | 0 | 0
| Enabling solar exports | $/MWh | 4220.9954 | MWh | 0 | 0 | 0 | 0 | 0 | 0 | 0 | 0 | 0 | 0 | 0 | 0 | 0 | 0 | 0 | 0 | 0 | 0 | 0 | 0 | 0 | 0 | 0 | 0 | 0
| Aesthetics | $/customer | 0 | customers | 0 | 0 | 0 | 0 | 0 | 0 | 0 | 0 | 0 | 0 | 0 | 0 | 0 | 0 | 0 | 0 | 0 | 0 | 0 | 0 | 0 | 0 | 0 | 0 | 0
| Customer value of time (res) | $/customer min | 0.54769 | mins | 0 | 0 | 0 | 0 | 0 | 0 | 0 | 0 | 0 | 0 | 0 | 0 | 0 | 0 | 0 | 0 | 0 | 0 | 0 | 0 | 0 | 0 | 0 | 0 | 0
| Customer value of time (bus) | $/customer min | 0.54769 | mins | 0 | 0 | 0 | 0 | 0 | 0 | 0 | 0 | 0 | 0 | 0 | 0 | 0 | 0 | 0 | 0 | 0 | 0 | 0 | 0 | 0 | 0 | 0 | 0 | 0
| Communication | $/customer | 0 | customers | 0 | 0 | 0 | 0 | 0 | 0 | 0 | 0 | 0 | 0 | 0 | 0 | 0 | 0 | 0 | 0 | 0 | 0 | 0 | 0 | 0 | 0 | 0 | 0 | 0
| Information accessibility | $/customer | 0 | customers | 0 | 0 | 0 | 0 | 0 | 0 | 0 | 0 | 0 | 0 | 0 | 0 | 0 | 0 | 0 | 0 | 0 | 0 | 0 | 0 | 0 | 0 | 0 | 0 | 0
| Other benefits 1 |  |  | 2023-12-31 | 0 | 0 | 0 | 0 | 0 | 0 | 0 | 0 | 0 | 0 | 0 | 0 | 0 | 0 | 0 | 0 | 0 | 0 | 0 | 0 | 0 | 0 | 0 | 0 | 0
| Other benefits 2 |  |  | 2023-12-31 | 0 | 0 | 0 | 0 | 0 | 0 | 0 | 0 | 0 | 0 | 0 | 0 | 0 | 0 | 0 | 0 | 0 | 0 | 0 | 0 | 0 | 0 | 0 | 0 | 0
| Total other benefits |  |  | 2023-12-31 | 0 | 0 | 0 | 0 | 0 | 0 | 0 | 0 | 0 | 0 | 0 | 0 | 0 | 0 | 0 | 0 | 0 | 0 | 0 | 0 | 0 | 0 | 0 | 0 | 0
SUMMARY
| Risks mitigated vs base case |  |  | 2023-12-31 | 0 | 0 | 0 | 0 | 0 | 0 | 0 | 0 | 0 | 0 | 0 | 0 | 0 | 0 | 0 | 0 | 0 | 0 | 0 | 0 | 0 | 0 | 0 | 0 | 0
Capital expenditure
| < Enter description > |  |  | 2023-12-31 | 0 | 0 | 0 | 0 | 0 | 0 | 0 | 0 | 0 | 0 | 0 | 0 | 0 | 0 | 0 | 0 | 0 | 0 | 0 | 0 | 0 | 0 | 0 | 0 | 0
| < Enter description > |  |  | 2023-12-31 | 0 | 0 | 0 | 0 | 0 | 0 | 0 | 0 | 0 | 0 | 0 | 0 | 0 | 0 | 0 | 0 | 0 | 0 | 0 | 0 | 0 | 0 | 0 | 0 | 0
| < Enter description > |  |  | 2023-12-31 | 0 | 0 | 0 | 0 | 0 | 0 | 0 | 0 | 0 | 0 | 0 | 0 | 0 | 0 | 0 | 0 | 0 | 0 | 0 | 0 | 0 | 0 | 0 | 0 | 0
Cumulative capex
| < Enter description > |  |  | 2023-12-31 | 0 | 0 | 0 | 0 | 0 | 0 | 0 | 0 | 0 | 0 | 0 | 0 | 0 | 0 | 0 | 0 | 0 | 0 | 0 | 0 | 0 | 0 | 0 | 0 | 0
| < Enter description > |  |  | 2023-12-31 | 0 | 0 | 0 | 0 | 0 | 0 | 0 | 0 | 0 | 0 | 0 | 0 | 0 | 0 | 0 | 0 | 0 | 0 | 0 | 0 | 0 | 0 | 0 | 0 | 0
| < Enter description > |  |  | 2023-12-31 | 0 | 0 | 0 | 0 | 0 | 0 | 0 | 0 | 0 | 0 | 0 | 0 | 0 | 0 | 0 | 0 | 0 | 0 | 0 | 0 | 0 | 0 | 0 | 0 | 0
Annualised capex
| Annualised capex - < Enter description > |  |  | 2023-12-31 | 0 | 0 | 0 | 0 | 0 | 0 | 0 | 0 | 0 | 0 | 0 | 0 | 0 | 0 | 0 | 0 | 0 | 0 | 0 | 0 | 0 | 0 | 0 | 0 | 0
| Annualised capex - < Enter description > |  |  | 2023-12-31 | 0 | 0 | 0 | 0 | 0 | 0 | 0 | 0 | 0 | 0 | 0 | 0 | 0 | 0 | 0 | 0 | 0 | 0 | 0 | 0 | 0 | 0 | 0 | 0 | 0
| Annualised capex - < Enter description > |  |  | 2023-12-31 | 0 | 0 | 0 | 0 | 0 | 0 | 0 | 0 | 0 | 0 | 0 | 0 | 0 | 0 | 0 | 0 | 0 | 0 | 0 | 0 | 0 | 0 | 0 | 0 | 0
| Total annualised capex |  |  | 2023-12-31 | 0 | 0 | 0 | 0 | 0 | 0 | 0 | 0 | 0 | 0 | 0 | 0 | 0 | 0 | 0 | 0 | 0 | 0 | 0 | 0 | 0 | 0 | 0 | 0 | 0
| Annualised capex |  |  | 2023-12-31 | 0 | 0 | 0 | 0 | 0 | 0 | 0 | 0 | 0 | 0 | 0 | 0 | 0 | 0 | 0 | 0 | 0 | 0 | 0 | 0 | 0 | 0 | 0 | 0 | 0
| Operating expenditure |  |  | 2023-12-31 | 0 | 0 | 0 | 0 | 0 | 0 | 0 | 0 | 0 | 0 | 0 | 0 | 0 | 0 | 0 | 0 | 0 | 0 | 0 | 0 | 0 | 0 | 0 | 0 | 0
| Risk mitigated |  |  | 2023-12-31 | 0 | 0 | 0 | 0 | 0 | 0 | 0 | 0 | 0 | 0 | 0 | 0 | 0 | 0 | 0 | 0 | 0 | 0 | 0 | 0 | 0 | 0 | 0 | 0 | 0
| Other benefits value |  |  | 2023-12-31 | 0 | 0 | 0 | 0 | 0 | 0 | 0 | 0 | 0 | 0 | 0 | 0 | 0 | 0 | 0 | 0 | 0 | 0 | 0 | 0 | 0 | 0 | 0 | 0 | 0
| Net benefits |  |  | 2023-12-31 | 0 | 0 | 0 | 0 | 0 | 0 | 0 | 0 | 0 | 0 | 0 | 0 | 0 | 0 | 0 | 0 | 0 | 0 | 0 | 0 | 0 | 0 | 0 | 0 | 0
| First capex year |  |  | 0
| First year |  |  | Not used
SENSITIVITIES
NPV | Net benefits |  |  | Option 5NPV | 0 | 0 | 0 | 0 | 0 | 0 | 0 | 0 | 0 | 0 | 0 | 0 | 0 | 0 | 0 | 0 | 0 | 0 | 0 | 0 | 0 | 0 | 0 | 0 | 0
| Total annualised capex |  |  |  | 0 | 0 | 0 | 0 | 0 | 0 | 0 | 0 | 0 | 0 | 0 | 0 | 0 | 0 | 0 | 0 | 0 | 0 | 0 | 0 | 0 | 0 | 0 | 0 | 0
| Total benefits |  |  |  | 0 | 0 | 0 | 0 | 0 | 0 | 0 | 0 | 0 | 0 | 0 | 0 | 0 | 0 | 0 | 0 | 0 | 0 | 0 | 0 | 0 | 0 | 0 | 0 | 0
|  | Capex | Total benefits
sens1 | Capex 10% higher | 10% | 0% | Option 5sens1 | 0 | 0 | 0 | 0 | 0 | 0 | 0 | 0 | 0 | 0 | 0 | 0 | 0 | 0 | 0 | 0 | 0 | 0 | 0 | 0 | 0 | 0 | 0 | 0 | 0
sens2 | Capex 10% lower | -10% | 0% | Option 5sens2 | 0 | 0 | 0 | 0 | 0 | 0 | 0 | 0 | 0 | 0 | 0 | 0 | 0 | 0 | 0 | 0 | 0 | 0 | 0 | 0 | 0 | 0 | 0 | 0 | 0
sens3 | Total benefits 10% higher | 0% | 10% | Option 5sens3 | 0 | 0 | 0 | 0 | 0 | 0 | 0 | 0 | 0 | 0 | 0 | 0 | 0 | 0 | 0 | 0 | 0 | 0 | 0 | 0 | 0 | 0 | 0 | 0 | 0
sens4 | Total benefits 10% lower | 0% | -10% | Option 5sens4 | 0 | 0 | 0 | 0 | 0 | 0 | 0 | 0 | 0 | 0 | 0 | 0 | 0 | 0 | 0 | 0 | 0 | 0 | 0 | 0 | 0 | 0 | 0 | 0 | 0
sens5 | Capex 10% higher & Total benefits 10% lower | 10% | -10% | Option 5sens5 | 0 | 0 | 0 | 0 | 0 | 0 | 0 | 0 | 0 | 0 | 0 | 0 | 0 | 0 | 0 | 0 | 0 | 0 | 0 | 0 | 0 | 0 | 0 | 0 | 0
sens | 0 | 0% | 0% | Option 5sens | 0 | 0 | 0 | 0 | 0 | 0 | 0 | 0 | 0 | 0 | 0 | 0 | 0 | 0 | 0 | 0 | 0 | 0 | 0 | 0 | 0 | 0 | 0 | 0 | 0
sens | 0 | 0% | 0% | Option 5sens | 0 | 0 | 0 | 0 | 0 | 0 | 0 | 0 | 0 | 0 | 0 | 0 | 0 | 0 | 0 | 0 | 0 | 0 | 0 | 0 | 0 | 0 | 0 | 0 | 0
sens | 0 | 0% | 0% | Option 5sens | 0 | 0 | 0 | 0 | 0 | 0 | 0 | 0 | 0 | 0 | 0 | 0 | 0 | 0 | 0 | 0 | 0 | 0 | 0 | 0 | 0 | 0 | 0 | 0 | 0

## Consol
CitiPower
Armadale feeder: AR010
CONSOLIDATED
Discount factor |  |  |  |  | 0 | 0.98295 | 0.94971 | 0.91759 | 0.88656 | 0.85658 | 0.82761 | 0.79963 | 0.77259 | 0.74646 | 0.72122 | 0.69683 | 0.67326 | 0.6505 | 0.6285 | 0.60725 | 0.58671 | 0.56687 | 0.5477 | 0.52918 | 0.51129 | 0.494 | 0.47729 | 0.46115 | 0.44556 | 0.43049
Count |  |  |  |  | 0 | 1 | 2 | 3 | 4 | 5 | 6 | 7 | 8 | 9 | 10 | 11 | 12 | 13 | 14 | 15 | 16 | 17 | 18 | 19 | 20 | 21 | 22 | 23 | 24 | 25
Analysis period |  |  |  |  | TRUE | TRUE | TRUE | TRUE | TRUE | TRUE | TRUE | TRUE | TRUE | TRUE | TRUE | TRUE | TRUE | TRUE | TRUE | TRUE | TRUE | TRUE | TRUE | TRUE | TRUE | TRUE | TRUE | FALSE | FALSE | FALSE
[5 empty] | 2026-06-30 | 2026-27 | 2027-28 | 2028-29 | 2029-30 | 2030-31 | 2031-32 | 2032-33 | 2033-34 | 2034-35 | 2035-36 | 2036-37 | 2037-38 | 2038-39 | 2039-40 | 2040-41 | 2041-42 | 2042-43 | 2043-44 | 2044-45 | 2045-46 | 2046-47 | 2047-48 | 2048-49 | 2049-50 | 2050-51
COSTS |  |  | PV
Option 1 (base case) | Energy at risk value | Option 1 (base case)Energy at risk value | 166483358.8029 | 2026-06-30 |  | 0 | 0 | 7734.4413 | 119279.0791 | 699731.3622 | 2436623.8431 | 5729549.4071 | 10168102.9444 | 15481226.105 | 15481226.105 | 15481226.105 | 15481226.105 | 15481226.105 | 15481226.105 | 15481226.105 | 15481226.105 | 15481226.105 | 15481226.105 | 15481226.105 | 15481226.105 | 15481226.105 | 15481226.105 | 15481226.105 | 15481226.105 | 15481226.105
Option 1 (base case) | Capital expenditure | Option 1 (base case)Capital expenditure | 0 | 2026-06-30 |  | 0 | 0 | 0 | 0 | 0 | 0 | 0 | 0 | 0 | 0 | 0 | 0 | 0 | 0 | 0 | 0 | 0 | 0 | 0 | 0 | 0 | 0 | 0 | 0 | 0
Option 1 (base case) | Total risk cost | Option 1 (base case)Total risk cost | 145781959.8813 | 2026-06-30 |  | 0 | 0 | 7734.4413 | 119279.0791 | 699731.3622 | 2436623.8431 | 5729549.4071 | 10168102.9444 | 15481226.105 | 15481226.105 | 15481226.105 | 15481226.105 | 15481226.105 | 15481226.105 | 15481226.105 | 15481226.105 | 15481226.105 | 15481226.105 | 15481226.105 | 15481226.105 | 15481226.105 | 15481226.105 | 15481226.105 | 15481226.105 | 15481226.105
Option 1 (base case) |  | Option 1 (base case)
Option 1 (base case) | Annualised capex | Option 1 (base case)Annualised capex | 0 | 2026-06-30 |  | 0 | 0 | 0 | 0 | 0 | 0 | 0 | 0 | 0 | 0 | 0 | 0 | 0 | 0 | 0 | 0 | 0 | 0 | 0 | 0 | 0 | 0 | 0 | 0 | 0
Option 1 (base case) | Operating expenditure | Option 1 (base case)Operating expenditure | 0 | 2026-06-30 |  | 0 | 0 | 0 | 0 | 0 | 0 | 0 | 0 | 0 | 0 | 0 | 0 | 0 | 0 | 0 | 0 | 0 | 0 | 0 | 0 | 0 | 0 | 0 | 0 | 0
Option 1 (base case) | Risk mitigated | Option 1 (base case)Risk mitigated | 0 | 2026-06-30 |  | 0 | 0 | 0 | 0 | 0 | 0 | 0 | 0 | 0 | 0 | 0 | 0 | 0 | 0 | 0 | 0 | 0 | 0 | 0 | 0 | 0 | 0 | 0 | 0 | 0
Option 1 (base case) | Other benefits value | Option 1 (base case)Other benefits value | 0 | 2026-06-30 |  | 0 | 0 | 0 | 0 | 0 | 0 | 0 | 0 | 0 | 0 | 0 | 0 | 0 | 0 | 0 | 0 | 0 | 0 | 0 | 0 | 0 | 0 | 0 | 0 | 0
Option 1 (base case) | Net benefits | Option 1 (base case)Net benefits |  | 2026-06-30 |  | 0 | 0 | 0 | 0 | 0 | 0 | 0 | 0 | 0 | 0 | 0 | 0 | 0 | 0 | 0 | 0 | 0 | 0 | 0 | 0 | 0 | 0 | 0 | 0 | 0
Option 1 (base case) | NPV | Option 1 (base case)NPV | 0 | 2026-06-30
Option 1 (base case) | PV of costs | Option 1 (base case)PV of costs | 0 | 2026-06-30
Option 1 (base case) | PV of benefits | Option 1 (base case)PV of benefits | 0 | 2026-06-30
Option 2 | Energy at risk value | Option 2Energy at risk value | 24282128.8206 | 2026-06-30 |  | 0 | 0 | 7734.4413 | 0 | 0 | 21880.7758 | 237364.6661 | 960433.1114 | 2386383.8692 | 2386383.8692 | 2386383.8692 | 2386383.8692 | 2386383.8692 | 2386383.8692 | 2386383.8692 | 2386383.8692 | 2386383.8692 | 2386383.8692 | 2386383.8692 | 2386383.8692 | 2386383.8692 | 2386383.8692 | 2386383.8692 | 2386383.8692 | 2386383.8692
Option 2 | Capital expenditure | Option 2Capital expenditure | -2730372.2861 | 2026-06-30 |  | 0 | 0 | -2975587.6093 | 0 | 0 | 0 | 0 | 0 | 0 | 0 | 0 | 0 | 0 | 0 | 0 | 0 | 0 | 0 | 0 | 0 | 0 | 0 | 0 | 0 | 0
Option 2 | Total risk cost | Option 2Total risk cost | 21091071.2054 | 2026-06-30 |  | 0 | 0 | 7734.4413 | 0 | 0 | 21880.7758 | 237364.6661 | 960433.1114 | 2386383.8692 | 2386383.8692 | 2386383.8692 | 2386383.8692 | 2386383.8692 | 2386383.8692 | 2386383.8692 | 2386383.8692 | 2386383.8692 | 2386383.8692 | 2386383.8692 | 2386383.8692 | 2386383.8692 | 2386383.8692 | 0 | 0 | 0
Option 2 |  | Option 2
Option 2 | Annualised capex | Option 2Annualised capex | -1595905.9505 | 2026-06-30 |  | 0 | 0 | 0 | -126860.3379 | -126860.3379 | -126860.3379 | -126860.3379 | -126860.3379 | -126860.3379 | -126860.3379 | -126860.3379 | -126860.3379 | -126860.3379 | -126860.3379 | -126860.3379 | -126860.3379 | -126860.3379 | -126860.3379 | -126860.3379 | -126860.3379 | -126860.3379 | -126860.3379 | 0 | 0 | 0
Option 2 | Operating expenditure | Option 2Operating expenditure | 0 | 2026-06-30 |  | 0 | 0 | 0 | 0 | 0 | 0 | 0 | 0 | 0 | 0 | 0 | 0 | 0 | 0 | 0 | 0 | 0 | 0 | 0 | 0 | 0 | 0 | 0 | 0 | 0
Option 2 | Risk mitigated | Option 2Risk mitigated | 124690888.6759 | 2026-06-30 |  | 0 | 0 | 0 | 119279.0791 | 699731.3622 | 2414743.0673 | 5492184.741 | 9207669.833 | 13094842.2359 | 13094842.2359 | 13094842.2359 | 13094842.2359 | 13094842.2359 | 13094842.2359 | 13094842.2359 | 13094842.2359 | 13094842.2359 | 13094842.2359 | 13094842.2359 | 13094842.2359 | 13094842.2359 | 13094842.2359 | 0 | 0 | 0
Option 2 | Other benefits value | Option 2Other benefits value | 0 | 2026-06-30 |  | 0 | 0 | 0 | 0 | 0 | 0 | 0 | 0 | 0 | 0 | 0 | 0 | 0 | 0 | 0 | 0 | 0 | 0 | 0 | 0 | 0 | 0 | 0 | 0 | 0
Option 2 | Net benefits | Option 2Net benefits |  | 2026-06-30 |  | 0 | 0 | 0 | -7581.2589 | 572871.0242 | 2287882.7294 | 5365324.4031 | 9080809.4951 | 12967981.898 | 12967981.898 | 12967981.898 | 12967981.898 | 12967981.898 | 12967981.898 | 12967981.898 | 12967981.898 | 12967981.898 | 12967981.898 | 12967981.898 | 12967981.898 | 12967981.898 | 12967981.898 | 0 | 0 | 0
Option 2 | NPV | Option 2NPV | 123094982.7254 | 2026-06-30
Option 2 | PV of costs | Option 2PV of costs | -1595905.9505 | 2026-06-30
Option 2 | PV of benefits | Option 2PV of benefits | 124690888.6759 | 2026-06-30
Option 3 | Energy at risk value | Option 3Energy at risk value | 320786.7438 | 2026-06-30 |  | 0 | 0 | 7734.4413 | 119279.0791 | 0 | 0 | 0 | 2271.8308 | 21094.8548 | 21094.8548 | 21094.8548 | 21094.8548 | 21094.8548 | 21094.8548 | 21094.8548 | 21094.8548 | 21094.8548 | 21094.8548 | 21094.8548 | 21094.8548 | 21094.8548 | 21094.8548 | 21094.8548 | 21094.8548 | 21094.8548
Option 3 | Capital expenditure | Option 3Capital expenditure | -2638040.8562 | 2026-06-30 |  | 0 | 0 | 0 | -2975587.6093 | 0 | 0 | 0 | 0 | 0 | 0 | 0 | 0 | 0 | 0 | 0 | 0 | 0 | 0 | 0 | 0 | 0 | 0 | 0 | 0 | 0
Option 3 | Total risk cost | Option 3Total risk cost | 292578.8357 | 2026-06-30 |  | 0 | 0 | 7734.4413 | 119279.0791 | 0 | 0 | 0 | 2271.8308 | 21094.8548 | 21094.8548 | 21094.8548 | 21094.8548 | 21094.8548 | 21094.8548 | 21094.8548 | 21094.8548 | 21094.8548 | 21094.8548 | 21094.8548 | 21094.8548 | 21094.8548 | 21094.8548 | 0 | 0 | 0
Option 3
Option 3 | Annualised capex | Option 3Annualised capex | -1483436.4828 | 2026-06-30 |  | 0 | 0 | 0 | 0 | -126860.3379 | -126860.3379 | -126860.3379 | -126860.3379 | -126860.3379 | -126860.3379 | -126860.3379 | -126860.3379 | -126860.3379 | -126860.3379 | -126860.3379 | -126860.3379 | -126860.3379 | -126860.3379 | -126860.3379 | -126860.3379 | -126860.3379 | -126860.3379 | 0 | 0 | 0
Option 3 | Operating expenditure | Option 3Operating expenditure | 0 | 2026-06-30 |  | 0 | 0 | 0 | 0 | 0 | 0 | 0 | 0 | 0 | 0 | 0 | 0 | 0 | 0 | 0 | 0 | 0 | 0 | 0 | 0 | 0 | 0 | 0 | 0 | 0
Option 3 | Risk mitigated | Option 3Risk mitigated | 145489381.0455 | 2026-06-30 |  | 0 | 0 | 0 | 0 | 699731.3622 | 2436623.8431 | 5729549.4071 | 10165831.1137 | 15460131.2503 | 15460131.2503 | 15460131.2503 | 15460131.2503 | 15460131.2503 | 15460131.2503 | 15460131.2503 | 15460131.2503 | 15460131.2503 | 15460131.2503 | 15460131.2503 | 15460131.2503 | 15460131.2503 | 15460131.2503 | 0 | 0 | 0
Option 3 | Other benefits value | Option 3Other benefits value | 0 | 2026-06-30 |  | 0 | 0 | 0 | 0 | 0 | 0 | 0 | 0 | 0 | 0 | 0 | 0 | 0 | 0 | 0 | 0 | 0 | 0 | 0 | 0 | 0 | 0 | 0 | 0 | 0
Option 3 | Net benefits | Option 3Net benefits |  | 2026-06-30 |  | 0 | 0 | 0 | 0 | 572871.0242 | 2309763.5052 | 5602689.0692 | 10038970.7757 | 15333270.9123 | 15333270.9123 | 15333270.9123 | 15333270.9123 | 15333270.9123 | 15333270.9123 | 15333270.9123 | 15333270.9123 | 15333270.9123 | 15333270.9123 | 15333270.9123 | 15333270.9123 | 15333270.9123 | 15333270.9123 | 0 | 0 | 0
Option 3 | NPV | Option 3NPV | 144005944.5627 | 2026-06-30
Option 3 | PV of costs | Option 3PV of costs | -1483436.4828 | 2026-06-30
Option 3 | PV of benefits | Option 3PV of benefits | 145489381.0455 | 2026-06-30
Option 4 | Energy at risk value | Option 4Energy at risk value | 0 | 2026-06-30 |  | 0 | 0 | 0 | 0 | 0 | 0 | 0 | 0 | 0 | 0 | 0 | 0 | 0 | 0 | 0 | 0 | 0 | 0 | 0 | 0 | 0 | 0 | 0 | 0 | 0
Option 4 | Capital expenditure | Option 4Capital expenditure | 0 | 2026-06-30 |  | 0 | 0 | 0 | 0 | 0 | 0 | 0 | 0 | 0 | 0 | 0 | 0 | 0 | 0 | 0 | 0 | 0 | 0 | 0 | 0 | 0 | 0 | 0 | 0 | 0
Option 4 | Total risk cost | Option 4Total risk cost | 0 | 2026-06-30 |  | 0 | 0 | 0 | 0 | 0 | 0 | 0 | 0 | 0 | 0 | 0 | 0 | 0 | 0 | 0 | 0 | 0 | 0 | 0 | 0 | 0 | 0 | 0 | 0 | 0
Option 4 |  | Option 4
Option 4 | Annualised capex | Option 4Annualised capex | 0 | 2026-06-30 |  | 0 | 0 | 0 | 0 | 0 | 0 | 0 | 0 | 0 | 0 | 0 | 0 | 0 | 0 | 0 | 0 | 0 | 0 | 0 | 0 | 0 | 0 | 0 | 0 | 0
Option 4 | Operating expenditure | Option 4Operating expenditure | 0 | 2026-06-30 |  | 0 | 0 | 0 | 0 | 0 | 0 | 0 | 0 | 0 | 0 | 0 | 0 | 0 | 0 | 0 | 0 | 0 | 0 | 0 | 0 | 0 | 0 | 0 | 0 | 0
Option 4 | Risk mitigated | Option 4Risk mitigated | 0 | 2026-06-30 |  | 0 | 0 | 0 | 0 | 0 | 0 | 0 | 0 | 0 | 0 | 0 | 0 | 0 | 0 | 0 | 0 | 0 | 0 | 0 | 0 | 0 | 0 | 0 | 0 | 0
Option 4 | Other benefits value | Option 4Other benefits value | 0 | 2026-06-30 |  | 0 | 0 | 0 | 0 | 0 | 0 | 0 | 0 | 0 | 0 | 0 | 0 | 0 | 0 | 0 | 0 | 0 | 0 | 0 | 0 | 0 | 0 | 0 | 0 | 0
Option 4 | Net benefits | Option 4Net benefits |  | 2026-06-30 |  | 0 | 0 | 0 | 0 | 0 | 0 | 0 | 0 | 0 | 0 | 0 | 0 | 0 | 0 | 0 | 0 | 0 | 0 | 0 | 0 | 0 | 0 | 0 | 0 | 0
Option 4 | NPV | Option 4NPV | 0 | 2026-06-30
Option 4 | PV of costs | Option 4PV of costs | 0 | 2026-06-30
Option 4 | PV of benefits | Option 4PV of benefits | 0 | 2026-06-30
Option 5 | Energy at risk value | Option 5Energy at risk value | 0 | 2026-06-30 |  | 0 | 0 | 0 | 0 | 0 | 0 | 0 | 0 | 0 | 0 | 0 | 0 | 0 | 0 | 0 | 0 | 0 | 0 | 0 | 0 | 0 | 0 | 0 | 0 | 0
Option 5 | Capital expenditure | Option 5Capital expenditure | 0 | 2026-06-30 |  | 0 | 0 | 0 | 0 | 0 | 0 | 0 | 0 | 0 | 0 | 0 | 0 | 0 | 0 | 0 | 0 | 0 | 0 | 0 | 0 | 0 | 0 | 0 | 0 | 0
Option 5 | Total risk cost | Option 5Total risk cost | 0 | 2026-06-30 |  | 0 | 0 | 0 | 0 | 0 | 0 | 0 | 0 | 0 | 0 | 0 | 0 | 0 | 0 | 0 | 0 | 0 | 0 | 0 | 0 | 0 | 0 | 0 | 0 | 0
Option 5 |  | Option 5
Option 5 | Annualised capex | Option 5Annualised capex | 0 | 2026-06-30 |  | 0 | 0 | 0 | 0 | 0 | 0 | 0 | 0 | 0 | 0 | 0 | 0 | 0 | 0 | 0 | 0 | 0 | 0 | 0 | 0 | 0 | 0 | 0 | 0 | 0
Option 5 | Operating expenditure | Option 5Operating expenditure | 0 | 2026-06-30 |  | 0 | 0 | 0 | 0 | 0 | 0 | 0 | 0 | 0 | 0 | 0 | 0 | 0 | 0 | 0 | 0 | 0 | 0 | 0 | 0 | 0 | 0 | 0 | 0 | 0
Option 5 | Risk mitigated | Option 5Risk mitigated | 0 | 2026-06-30 |  | 0 | 0 | 0 | 0 | 0 | 0 | 0 | 0 | 0 | 0 | 0 | 0 | 0 | 0 | 0 | 0 | 0 | 0 | 0 | 0 | 0 | 0 | 0 | 0 | 0
Option 5 | Other benefits value | Option 5Other benefits value | 0 | 2026-06-30 |  | 0 | 0 | 0 | 0 | 0 | 0 | 0 | 0 | 0 | 0 | 0 | 0 | 0 | 0 | 0 | 0 | 0 | 0 | 0 | 0 | 0 | 0 | 0 | 0 | 0
Option 5 | Net benefits | Option 5Net benefits |  | 2026-06-30 |  | 0 | 0 | 0 | 0 | 0 | 0 | 0 | 0 | 0 | 0 | 0 | 0 | 0 | 0 | 0 | 0 | 0 | 0 | 0 | 0 | 0 | 0 | 0 | 0 | 0
Option 5 | NPV | Option 5NPV | 0 | 2026-06-30
Option 5 | PV of costs | Option 5PV of costs | 0 | 2026-06-30
Option 5 | PV of benefits | Option 5PV of benefits | 0 | 2026-06-30
CHART DATA | [5 empty] | FY27 | FY28 | FY29 | FY30 | FY31 | FY32 | FY33 | FY34 | FY35 | FY36 | FY37 | FY38 | FY39 | FY40 | FY41 | FY42 | FY43 | FY44 | FY45 | FY46 | FY47 | FY48 | FY49 | FY50 | FY51
Option 3 | Annualised capex | -1 |  |  | Option 3 annualised capex | 0.12686 | 0.12686 | 0.12686 | 0.12686 | 0.12686 | 0.12686 | 0.12686 | 0.12686 | 0.12686 | 0.12686 | 0.12686 | 0.12686 | 0.12686 | 0.12686 | 0.12686 | 0.12686 | 0.12686 | 0.12686 | 0.12686 | 0.12686 | 0.12686 | 0.12686 | 0 | 0 | 0
Option 1 (base case) | Total risk cost | 1 |  |  | Option 1 (base case) risk cost | 0 | 0 | 0.0077344 | 0.11928 | 0.69973 | 2.4366 | 5.7295 | 10.1681 | 15.4812 | 15.4812 | 15.4812 | 15.4812 | 15.4812 | 15.4812 | 15.4812 | 15.4812 | 15.4812 | 15.4812 | 15.4812 | 15.4812 | 15.4812 | 15.4812 | 15.4812 | 15.4812 | 15.4812
[6 empty] | FY27 | FY28 | FY29 | FY30 | FY31 | FY32 | FY33 | FY34 | FY35 | FY36 | FY37 | FY38 | FY39 | FY40 | FY41 | FY42 | FY43 | FY44 | FY45 | FY46 | FY47 | FY48 | FY49 | FY50 | FY51
Energy at risk | Energy at risk (weighted) | 308.2149 |  |  | Energy at risk energy at risk (weighted) | 0 | 0 | 0.15398 | 2.3747 | 13.9309 | 48.5106 | 114.0693 | 202.4362 | 308.2149 | 308.2149 | 308.2149 | 308.2149 | 308.2149 | 308.2149 | 308.2149 | 308.2149 | 308.2149 | 308.2149 | 308.2149 | 308.2149 | 308.2149 | 308.2149 | 308.2149 | 308.2149 | 308.2149
Option 1 (base case) | Energy at risk value | 13.9887 |  |  | Option 1 (base case) risk cost | 0 | 0 | 0.0069888 | 0.10778 | 0.63227 | 2.2017 | 5.1772 | 9.1878 | 13.9887 | 13.9887 | 13.9887 | 13.9887 | 13.9887 | 13.9887 | 13.9887 | 13.9887 | 13.9887 | 13.9887 | 13.9887 | 13.9887 | 13.9887 | 13.9887 | 13.9887 | 13.9887 | 13.9887

## EaR Opt1 & Opt2 BC012
CitiPower
Brunswick modernisation
CP
OUTPUT
Do nothing |  |  |  |  | 2024 | 2025 | 2026 | 2027 | 2028 | 2029 | 2030 | 2031 | 2032 | 2033 | 2034 | 2035 | 2036 | 2037 | 2038 | 2039 | 2040 | 2041 | 2042 | 2043 | 2044 | 2045 | 2046 | 2047 | 2048 | 2049 | 2050
50% PoE |  |  |  |  | 0 | 0 | 0 | 0 | 0 | 0 | 0 | 0 | 0 | 0 | 0 | 0 | 0 | 0 | 0 | 0 | 0 | 0 | 0 | 0 | 0 | 0 | 0 | 0 | 0 | 0 | 0
10% PoE |  |  |  |  | 0 | 0 | 0 | 0 | 0 | 0 | 0 | 0 | 0 | 0 | 0 | 0 | 0 | 0 | 0 | 0 | 0 | 0 | 0 | 0 | 0 | 0 | 0 | 0 | 0 | 0 | 0
OPTION 2 |  |  |  |  | 2024 | 2025 | 2026 | 2027 | 2028 | 2029 | 2030 | 2031 | 2032 | 2033 | 2034 | 2035 | 2036 | 2037 | 2038 | 2039 | 2040 | 2041 | 2042 | 2043 | 2044 | 2045 | 2046 | 2047 | 2048 | 2049 | 2050
50% PoE |  |  |  |  | 0 | 0 | 0 | 0 | 0 | 0 | 0 | 0 | 0 | 0 | 0 | 0 | 0 | 0 | 0 | 0 | 0 | 0 | 0 | 0 | 0 | 0 | 0 | 0 | 0 | 0 | 0
10% PoE |  |  |  |  | 0 | 0 | 0 | 0 | 0 | 0 | 0 | 0 | 0 | 0 | 0 | 0 | 0 | 0 | 0 | 0 | 0 | 0 | 0 | 0 | 0 | 0 | 0 | 0 | 0 | 0 | 0
INPUT DATA
| ZSS/TS/Line |  |  |  | 2024: BC012
No Tx/Line | bar: 2024
[5 empty] | N Rating | N-1 Rating | Load Tan Phi (actual) | Load Tan Phi (forecast) | 10%/50% POE | Cap Bank (actual) | Cap Bank (forecast) | 2024 MVAR
| S |  |  |  | 2024: 5.53; 2025: 5.53; 2026: 0.0056366; 2027: 0.0056366; 2028: 1.161; 2029: 0; 2030: 0; 2031: 0.019953
| W |  |  |  | 2024: 5.53; 2025: 5.53; 2026: 0.0058156; 2027: 0.0058156; 2028: 1.058; 2029: 0; 2030: 0; 2031: 0.015557
| Interval |  |  |  | 2024: 15m
| Exposure |  |  |  | 2024: 3.744%
Do Nothing - 50% PoE Load Forecast |  |  |  |  | 2024 | 2025 | 2026 | 2027 | 2028 | 2029 | 2030 | 2031 | 2032 | 2033 | 2034 | 2035 | 2036 | 2037 | 2038 | 2039 | 2040 | 2041 | 2042 | 2043 | 2044 | 2045 | 2046 | 2047 | 2048 | 2049 | 2050
BC012 | S (MW) |  |  |  | 3.54 | 3.64 | 3.76 | 3.83 | 3.88 | 3.91 | 3.93 | 3.96 | 4.02 | 4.08 | 4.12 | 4.14 | 4.14 | 4.14 | 4.14 | 4.14 | 4.14 | 4.14 | 4.14 | 4.14 | 4.14 | 4.14 | 4.14 | 4.14 | 4.14 | 4.14 | 4.14
| W (MW) |  |  |  | 2.675 | 2.77 | 2.905 | 3.045 | 3.195 | 3.365 | 3.535 | 3.715 | 3.905 | 4.085 | 4.24 | 4.38 | 4.38 | 4.38 | 4.38 | 4.38 | 4.38 | 4.38 | 4.38 | 4.38 | 4.38 | 4.38 | 4.38 | 4.38 | 4.38 | 4.38 | 4.38
Transfers | S (MW) |  |  |  | 0 | 0 | 0 | 0 | 0 | 0 | 0 | 0 | 0 | 0 | 0 | 0 | 0 | 0 | 0 | 0 | 0 | 0 | 0 | 0 | 0 | 0 | 0 | 0 | 0 | 0 | 0
| W (MW) |  |  |  | 0 | 0 | 0 | 0 | 0 | 0 | 0 | 0 | 0 | 0 | 0 | 0 | 0 | 0 | 0 | 0 | 0 | 0 | 0 | 0 | 0 | 0 | 0 | 0 | 0 | 0 | 0
After TFs | S (MW) |  |  |  | 3.54 | 3.64 | 3.76 | 3.83 | 3.88 | 3.91 | 3.93 | 3.96 | 4.02 | 4.08 | 4.12 | 4.14 | 4.14 | 4.14 | 4.14 | 4.14 | 4.14 | 4.14 | 4.14 | 4.14 | 4.14 | 4.14 | 4.14 | 4.14 | 4.14 | 4.14 | 4.14
| W (MW) |  |  |  | 2.675 | 2.77 | 2.905 | 3.045 | 3.195 | 3.365 | 3.535 | 3.715 | 3.905 | 4.085 | 4.24 | 4.38 | 4.38 | 4.38 | 4.38 | 4.38 | 4.38 | 4.38 | 4.38 | 4.38 | 4.38 | 4.38 | 4.38 | 4.38 | 4.38 | 4.38 | 4.38
Option 1 - 50% PoE Load Forecast |  |  |  |  | 2024 | 2025 | 2026 | 2027 | 2028 | 2029 | 2030 | 2031 | 2032 | 2033 | 2034 | 2035 | 2036 | 2037 | 2038 | 2039 | 2040 | 2041 | 2042 | 2043 | 2044 | 2045 | 2046 | 2047 | 2048 | 2049 | 2050
BC012 | S (MW) |  |  |  | 3.54 | 3.64 | 3.76 | 3.83 | 3.88 | 3.91 | 3.93 | 3.96 | 4.02 | 4.08 | 4.12 | 4.14 | 4.14 | 4.14 | 4.14 | 4.14 | 4.14 | 4.14 | 4.14 | 4.14 | 4.14 | 4.14 | 4.14 | 4.14 | 4.14 | 4.14 | 4.14
| W (MW) |  |  |  | 2.675 | 2.77 | 2.905 | 3.045 | 3.195 | 3.365 | 3.535 | 3.715 | 3.905 | 4.085 | 4.24 | 4.38 | 4.38 | 4.38 | 4.38 | 4.38 | 4.38 | 4.38 | 4.38 | 4.38 | 4.38 | 4.38 | 4.38 | 4.38 | 4.38 | 4.38 | 4.38
Transfers | S (MW) |  |  |  | 0 | 0 | 0 | 0 | 0 | 2 | 2 | 2 | 2 | 2 | 2 | 2 | 2 | 2 | 2 | 2 | 2 | 2 | 2 | 2 | 2 | 2 | 2 | 2 | 2 | 2 | 2
| W (MW) |  |  |  | 0 | 0 | 0 | 0 | 0 | 2 | 2 | 2 | 2 | 2 | 2 | 2 | 2 | 2 | 2 | 2 | 2 | 2 | 2 | 2 | 2 | 2 | 2 | 2 | 2 | 2 | 2
After TFs | S (MW) |  |  |  | 3.54 | 3.64 | 3.76 | 3.83 | 3.88 | 1.91 | 1.93 | 1.96 | 2.02 | 2.08 | 2.12 | 2.14 | 2.14 | 2.14 | 2.14 | 2.14 | 2.14 | 2.14 | 2.14 | 2.14 | 2.14 | 2.14 | 2.14 | 2.14 | 2.14 | 2.14 | 2.14
| W (MW) |  |  |  | 2.675 | 2.77 | 2.905 | 3.045 | 3.195 | 1.365 | 1.535 | 1.715 | 1.905 | 2.085 | 2.24 | 2.38 | 2.38 | 2.38 | 2.38 | 2.38 | 2.38 | 2.38 | 2.38 | 2.38 | 2.38 | 2.38 | 2.38 | 2.38 | 2.38 | 2.38 | 2.38
Option 1 - Augmentation Details
N Rating | S (MVA) |  |  |  | 5.53 | 5.53 | 5.53 | 5.53 | 5.53 | 8.3 | 8.3 | 8.3 | 8.3 | 8.3 | 8.3 | 8.3 | 8.3 | 8.3 | 8.3 | 8.3 | 8.3 | 8.3 | 8.3 | 8.3 | 8.3 | 8.3 | 8.3 | 8.3 | 8.3 | 8.3 | 8.3
N-1 Rating | S (MVA) |  |  |  | 5.53 | 5.53 | 5.53 | 5.53 | 5.53 | 8.3 | 8.3 | 8.3 | 8.3 | 8.3 | 8.3 | 8.3 | 8.3 | 8.3 | 8.3 | 8.3 | 8.3 | 8.3 | 8.3 | 8.3 | 8.3 | 8.3 | 8.3 | 8.3 | 8.3 | 8.3 | 8.3
N Rating | W (MVA) |  |  |  | 5.53 | 5.53 | 5.53 | 5.53 | 5.53 | 8.3 | 8.3 | 8.3 | 8.3 | 8.3 | 8.3 | 8.3 | 8.3 | 8.3 | 8.3 | 8.3 | 8.3 | 8.3 | 8.3 | 8.3 | 8.3 | 8.3 | 8.3 | 8.3 | 8.3 | 8.3 | 8.3
N-1 Rating | W (MVA) |  |  |  | 5.53 | 5.53 | 5.53 | 5.53 | 5.53 | 8.3 | 8.3 | 8.3 | 8.3 | 8.3 | 8.3 | 8.3 | 8.3 | 8.3 | 8.3 | 8.3 | 8.3 | 8.3 | 8.3 | 8.3 | 8.3 | 8.3 | 8.3 | 8.3 | 8.3 | 8.3 | 8.3
No. Transformers/Lines | bar: 2024 to 2050
ENERGY AT RISK: DO NOTHING
[5 empty] | 2024 | 2025 | 2026 | 2027 | 2028 | 2029 | 2030 | 2031 | 2032 | 2033 | 2034 | 2035 | 2036 | 2037 | 2038 | 2039 | 2040 | 2041 | 2042 | 2043 | 2044 | 2045 | 2046 | 2047 | 2048 | 2049 | 2050
Summary
50% PoE | N |  |  | Total EatR, MWhrs | 0 | 0 | 0 | 0 | 0 | 0 | 0 | 0 | 0 | 0 | 0 | 0 | 0 | 0 | 0 | 0 | 0 | 0 | 0 | 0 | 0 | 0 | 0 | 0 | 0 | 0 | 0
50% PoE | N-1 |  |  | Total EatR, MWhrs | 0 | 0 | 0 | 0 | 0 | 0 | 0 | 0 | 0 | 0 | 0 | 0 | 0 | 0 | 0 | 0 | 0 | 0 | 0 | 0 | 0 | 0 | 0 | 0 | 0 | 0 | 0
10% LAR | N |  |  | Total EatR, MWhrs | 0 | 0 | 0 | 0 | 0 | 0 | 0 | 0 | 0 | 0 | 0 | 0 | 0 | 0 | 0 | 0 | 0 | 0 | 0 | 0 | 0 | 0 | 0 | 0 | 0 | 0 | 0
10% LAR | N-1 |  |  | Total EatR, MWhrs | 0 | 0 | 0 | 0 | 0 | 0 | 0 | 0 | 0 | 0 | 0 | 0 | 0 | 0 | 0 | 0 | 0 | 0 | 0 | 0 | 0 | 0 | 0 | 0 | 0 | 0 | 0
50% PoE | N |  |  | Total EEatR, MWhrs | 0 | 0 | 0 | 0 | 0 | 0 | 0 | 0 | 0 | 0 | 0 | 0 | 0 | 0 | 0 | 0 | 0 | 0 | 0 | 0 | 0 | 0 | 0 | 0 | 0 | 0 | 0
50% PoE | N-1 |  |  | Total EEatR, MWhrs | 0 | 0 | 0 | 0 | 0 | 0 | 0 | 0 | 0 | 0 | 0 | 0 | 0 | 0 | 0 | 0 | 0 | 0 | 0 | 0 | 0 | 0 | 0 | 0 | 0 | 0 | 0
10% LAR | N |  |  | Total EEatR, MWhrs | 0 | 0 | 0 | 0 | 0 | 0 | 0 | 0 | 0 | 0 | 0 | 0 | 0 | 0 | 0 | 0 | 0 | 0 | 0 | 0 | 0 | 0 | 0 | 0 | 0 | 0 | 0
10% LAR | N-1 |  |  | Total EEatR, MWhrs | 0 | 0 | 0 | 0 | 0 | 0 | 0 | 0 | 0 | 0 | 0 | 0 | 0 | 0 | 0 | 0 | 0 | 0 | 0 | 0 | 0 | 0 | 0 | 0 | 0 | 0 | 0
3.744%
Transfers | ON
MLN021 | 50% PoE | 1.434% |  | MW | 3.54 | 3.64 | 3.76 | 3.83 | 3.88 | 3.91 | 3.93 | 3.96 | 4.02 | 4.08 | 4.12 | 4.14 | 4.14 | 4.14 | 4.14 | 4.14 | 4.14 | 4.14 | 4.14 | 4.14 | 4.14 | 4.14 | 4.14 | 4.14 | 4.14 | 4.14 | 4.14
Summer | load pf | 0.99998 |  | MVAr | 0.019953 | 0.020517 | 0.021193 | 0.021588 | 0.02187 | 0.022039 | 0.022152 | 0.022321 | 0.022659 | 0.022997 | 0.023223 | 0.023335 | 0.023335 | 0.023335 | 0.023335 | 0.023335 | 0.023335 | 0.023335 | 0.023335 | 0.023335 | 0.023335 | 0.023335 | 0.023335 | 0.023335 | 0.023335 | 0.023335 | 0.023335
|  |  |  | MVA | 3.5401 | 3.6401 | 3.7601 | 3.8301 | 3.8801 | 3.9101 | 3.9301 | 3.9601 | 4.0201 | 4.0801 | 4.1201 | 4.1401 | 4.1401 | 4.1401 | 4.1401 | 4.1401 | 4.1401 | 4.1401 | 4.1401 | 4.1401 | 4.1401 | 4.1401 | 4.1401 | 4.1401 | 4.1401 | 4.1401 | 4.1401
|  |  |  | MVA | 3.5401 | 3.6401 | 3.7601 | 3.8301 | 3.8801 | 3.9101 | 3.9301 | 3.9601 | 4.0201 | 4.0801 | 4.1201 | 4.1401 | 4.1401 | 4.1401 | 4.1401 | 4.1401 | 4.1401 | 4.1401 | 4.1401 | 4.1401 | 4.1401 | 4.1401 | 4.1401 | 4.1401 | 4.1401 | 4.1401 | 4.1401
50% PoE | N | CR |  | MVA | 5.53 | 5.53 | 5.53 | 5.53 | 5.53 | 5.53 | 5.53 | 5.53 | 5.53 | 5.53 | 5.53 | 5.53 | 5.53 | 5.53 | 5.53 | 5.53 | 5.53 | 5.53 | 5.53 | 5.53 | 5.53 | 5.53 | 5.53 | 5.53 | 5.53 | 5.53 | 5.53
50% PoE | N-1 | CR |  | MVA | 5.53 | 5.53 | 5.53 | 5.53 | 5.53 | 5.53 | 5.53 | 5.53 | 5.53 | 5.53 | 5.53 | 5.53 | 5.53 | 5.53 | 5.53 | 5.53 | 5.53 | 5.53 | 5.53 | 5.53 | 5.53 | 5.53 | 5.53 | 5.53 | 5.53 | 5.53 | 5.53
50% LAR | N |  |  | Ratio Rating/Load | 1.5621 | 1.5192 | 1.4707 | 1.4438 | 1.4252 | 1.4143 | 1.4071 | 1.3964 | 1.3756 | 1.3554 | 1.3422 | 1.3357 | 1.3357 | 1.3357 | 1.3357 | 1.3357 | 1.3357 | 1.3357 | 1.3357 | 1.3357 | 1.3357 | 1.3357 | 1.3357 | 1.3357 | 1.3357 | 1.3357 | 1.3357
50% LAR | N-1 |  |  | Ratio Rating/Load | 1.5621 | 1.5192 | 1.4707 | 1.4438 | 1.4252 | 1.4143 | 1.4071 | 1.3964 | 1.3756 | 1.3554 | 1.3422 | 1.3357 | 1.3357 | 1.3357 | 1.3357 | 1.3357 | 1.3357 | 1.3357 | 1.3357 | 1.3357 | 1.3357 | 1.3357 | 1.3357 | 1.3357 | 1.3357 | 1.3357 | 1.3357
Load tan Phi |  | 0.0056366 |  |  | 0.0056366 | 0.0056366 | 0.0056366 | 0.0056366 | 0.0056366 | 0.0056366 | 0.0056366 | 0.0056366 | 0.0056366 | 0.0056366 | 0.0056366 | 0.0056366 | 0.0056366 | 0.0056366 | 0.0056366 | 0.0056366 | 0.0056366 | 0.0056366 | 0.0056366 | 0.0056366 | 0.0056366 | 0.0056366 | 0.0056366 | 0.0056366 | 0.0056366 | 0.0056366 | 0.0056366
Cap |  | 0 |  | MVAr | 0 | 0 | 0 | 0 | 0 | 0 | 0 | 0 | 0 | 0 | 0 | 0 | 0 | 0 | 0 | 0 | 0 | 0 | 0 | 0 | 0 | 0 | 0 | 0 | 0 | 0 | 0
10% PoE | 10%/50% | 1.161 |  | MVA | 4.11 | 4.2262 | 4.3655 | 4.4467 | 4.5048 | 4.5396 | 4.5629 | 4.5977 | 4.6673 | 4.737 | 4.7834 | 4.8067 | 4.8067 | 4.8067 | 4.8067 | 4.8067 | 4.8067 | 4.8067 | 4.8067 | 4.8067 | 4.8067 | 4.8067 | 4.8067 | 4.8067 | 4.8067 | 4.8067 | 4.8067
10% PoE | N | CR |  | MVA | 5.53 | 5.53 | 5.53 | 5.53 | 5.53 | 5.53 | 5.53 | 5.53 | 5.53 | 5.53 | 5.53 | 5.53 | 5.53 | 5.53 | 5.53 | 5.53 | 5.53 | 5.53 | 5.53 | 5.53 | 5.53 | 5.53 | 5.53 | 5.53 | 5.53 | 5.53 | 5.53
10% PoE | N-1 | CR |  | MVA | 5.53 | 5.53 | 5.53 | 5.53 | 5.53 | 5.53 | 5.53 | 5.53 | 5.53 | 5.53 | 5.53 | 5.53 | 5.53 | 5.53 | 5.53 | 5.53 | 5.53 | 5.53 | 5.53 | 5.53 | 5.53 | 5.53 | 5.53 | 5.53 | 5.53 | 5.53 | 5.53
10% LAR | N |  |  | Ratio Rating/Load | 1.3455 | 1.3085 | 1.2668 | 1.2436 | 1.2276 | 1.2182 | 1.212 | 1.2028 | 1.1848 | 1.1674 | 1.1561 | 1.1505 | 1.1505 | 1.1505 | 1.1505 | 1.1505 | 1.1505 | 1.1505 | 1.1505 | 1.1505 | 1.1505 | 1.1505 | 1.1505 | 1.1505 | 1.1505 | 1.1505 | 1.1505
10% LAR | N-1 |  |  | Ratio Rating/Load | 1.3455 | 1.3085 | 1.2668 | 1.2436 | 1.2276 | 1.2182 | 1.212 | 1.2028 | 1.1848 | 1.1674 | 1.1561 | 1.1505 | 1.1505 | 1.1505 | 1.1505 | 1.1505 | 1.1505 | 1.1505 | 1.1505 | 1.1505 | 1.1505 | 1.1505 | 1.1505 | 1.1505 | 1.1505 | 1.1505 | 1.1505
50% PoE | N |  |  | EatR, MWhrs | 0 | 0 | 0 | 0 | 0 | 0 | 0 | 0 | 0 | 0 | 0 | 0 | 0 | 0 | 0 | 0 | 0 | 0 | 0 | 0 | 0 | 0 | 0 | 0 | 0 | 0 | 0
50% PoE | N-1 |  |  | EatR, MWhrs | 0 | 0 | 0 | 0 | 0 | 0 | 0 | 0 | 0 | 0 | 0 | 0 | 0 | 0 | 0 | 0 | 0 | 0 | 0 | 0 | 0 | 0 | 0 | 0 | 0 | 0 | 0
10% LAR | N |  |  | EatR, MWhrs | 0 | 0 | 0 | 0 | 0 | 0 | 0 | 0 | 0 | 0 | 0 | 0 | 0 | 0 | 0 | 0 | 0 | 0 | 0 | 0 | 0 | 0 | 0 | 0 | 0 | 0 | 0
10% LAR | N-1 |  |  | EatR, MWhrs | 0 | 0 | 0 | 0 | 0 | 0 | 0 | 0 | 0 | 0 | 0 | 0 | 0 | 0 | 0 | 0 | 0 | 0 | 0 | 0 | 0 | 0 | 0 | 0 | 0 | 0 | 0
No of Tx | bar: 2024 to 2050
50% PoE | N | 1 |  | EEatR, MWhrs | 0 | 0 | 0 | 0 | 0 | 0 | 0 | 0 | 0 | 0 | 0 | 0 | 0 | 0 | 0 | 0 | 0 | 0 | 0 | 0 | 0 | 0 | 0 | 0 | 0 | 0 | 0
50% PoE | N-1 |  |  | EEatR, MWhrs | 0 | 0 | 0 | 0 | 0 | 0 | 0 | 0 | 0 | 0 | 0 | 0 | 0 | 0 | 0 | 0 | 0 | 0 | 0 | 0 | 0 | 0 | 0 | 0 | 0 | 0 | 0
10% LAR | N | 1 |  | EEatR, MWhrs | 0 | 0 | 0 | 0 | 0 | 0 | 0 | 0 | 0 | 0 | 0 | 0 | 0 | 0 | 0 | 0 | 0 | 0 | 0 | 0 | 0 | 0 | 0 | 0 | 0 | 0 | 0
10% LAR | N-1 | 3.744% |  | EEatR, MWhrs | 0 | 0 | 0 | 0 | 0 | 0 | 0 | 0 | 0 | 0 | 0 | 0 | 0 | 0 | 0 | 0 | 0 | 0 | 0 | 0 | 0 | 0 | 0 | 0 | 0 | 0 | 0
MLN021 | 50% PoE | 4.585% |  | MW | 2.675 | 2.77 | 2.905 | 3.045 | 3.195 | 3.365 | 3.535 | 3.715 | 3.905 | 4.085 | 4.24 | 4.38 | 4.38 | 4.38 | 4.38 | 4.38 | 4.38 | 4.38 | 4.38 | 4.38 | 4.38 | 4.38 | 4.38 | 4.38 | 4.38 | 4.38 | 4.38
Winter | load pf | 0.99998 |  | MVAr | 0.015557 | 0.016109 | 0.016894 | 0.017708 | 0.018581 | 0.019569 | 0.020558 | 0.021605 | 0.02271 | 0.023757 | 0.024658 | 0.025472 | 0.025472 | 0.025472 | 0.025472 | 0.025472 | 0.025472 | 0.025472 | 0.025472 | 0.025472 | 0.025472 | 0.025472 | 0.025472 | 0.025472 | 0.025472 | 0.025472 | 0.025472
|  |  |  | MVA | 2.675 | 2.77 | 2.905 | 3.0451 | 3.1951 | 3.3651 | 3.5351 | 3.7151 | 3.9051 | 4.0851 | 4.2401 | 4.3801 | 4.3801 | 4.3801 | 4.3801 | 4.3801 | 4.3801 | 4.3801 | 4.3801 | 4.3801 | 4.3801 | 4.3801 | 4.3801 | 4.3801 | 4.3801 | 4.3801 | 4.3801
|  |  |  | MVA | 2.675 | 2.77 | 2.905 | 3.0451 | 3.1951 | 3.3651 | 3.5351 | 3.7151 | 3.9051 | 4.0851 | 4.2401 | 4.3801 | 4.3801 | 4.3801 | 4.3801 | 4.3801 | 4.3801 | 4.3801 | 4.3801 | 4.3801 | 4.3801 | 4.3801 | 4.3801 | 4.3801 | 4.3801 | 4.3801 | 4.3801
50% PoE | N | CR |  | MVA | 5.53 | 5.53 | 5.53 | 5.53 | 5.53 | 5.53 | 5.53 | 5.53 | 5.53 | 5.53 | 5.53 | 5.53 | 5.53 | 5.53 | 5.53 | 5.53 | 5.53 | 5.53 | 5.53 | 5.53 | 5.53 | 5.53 | 5.53 | 5.53 | 5.53 | 5.53 | 5.53
50% PoE | N-1 | CR |  | MVA | 5.53 | 5.53 | 5.53 | 5.53 | 5.53 | 5.53 | 5.53 | 5.53 | 5.53 | 5.53 | 5.53 | 5.53 | 5.53 | 5.53 | 5.53 | 5.53 | 5.53 | 5.53 | 5.53 | 5.53 | 5.53 | 5.53 | 5.53 | 5.53 | 5.53 | 5.53 | 5.53
50% LAR | N |  |  | Ratio Rating/Load | 2.0673 | 1.9964 | 1.9036 | 1.8161 | 1.7308 | 1.6434 | 1.5643 | 1.4885 | 1.4161 | 1.3537 | 1.3042 | 1.2625 | 1.2625 | 1.2625 | 1.2625 | 1.2625 | 1.2625 | 1.2625 | 1.2625 | 1.2625 | 1.2625 | 1.2625 | 1.2625 | 1.2625 | 1.2625 | 1.2625 | 1.2625
50% LAR | N-1 |  |  | Ratio Rating/Load | 2.0673 | 1.9964 | 1.9036 | 1.8161 | 1.7308 | 1.6434 | 1.5643 | 1.4885 | 1.4161 | 1.3537 | 1.3042 | 1.2625 | 1.2625 | 1.2625 | 1.2625 | 1.2625 | 1.2625 | 1.2625 | 1.2625 | 1.2625 | 1.2625 | 1.2625 | 1.2625 | 1.2625 | 1.2625 | 1.2625 | 1.2625
Load tan Phi |  | 0.0058156 |  | MVA | 0.0058156 | 0.0058156 | 0.0058156 | 0.0058156 | 0.0058156 | 0.0058156 | 0.0058156 | 0.0058156 | 0.0058156 | 0.0058156 | 0.0058156 | 0.0058156 | 0.0058156 | 0.0058156 | 0.0058156 | 0.0058156 | 0.0058156 | 0.0058156 | 0.0058156 | 0.0058156 | 0.0058156 | 0.0058156 | 0.0058156 | 0.0058156 | 0.0058156 | 0.0058156 | 0.0058156
Cap |  | 0 |  | MVAr | 0 | 0 | 0 | 0 | 0 | 0 | 0 | 0 | 0 | 0 | 0 | 0 | 0 | 0 | 0 | 0 | 0 | 0 | 0 | 0 | 0 | 0 | 0 | 0 | 0 | 0 | 0
10% PoE | 10%/50% | 1.058 |  | MVA | 2.8301 | 2.9306 | 3.0734 | 3.2215 | 3.3802 | 3.5601 | 3.7399 | 3.9304 | 4.1314 | 4.3218 | 4.4858 | 4.6339 | 4.6339 | 4.6339 | 4.6339 | 4.6339 | 4.6339 | 4.6339 | 4.6339 | 4.6339 | 4.6339 | 4.6339 | 4.6339 | 4.6339 | 4.6339 | 4.6339 | 4.6339
10% PoE | N | CR |  | MVA | 5.53 | 5.53 | 5.53 | 5.53 | 5.53 | 5.53 | 5.53 | 5.53 | 5.53 | 5.53 | 5.53 | 5.53 | 5.53 | 5.53 | 5.53 | 5.53 | 5.53 | 5.53 | 5.53 | 5.53 | 5.53 | 5.53 | 5.53 | 5.53 | 5.53 | 5.53 | 5.53
10% PoE | N-1 | CR |  | MVA | 5.53 | 5.53 | 5.53 | 5.53 | 5.53 | 5.53 | 5.53 | 5.53 | 5.53 | 5.53 | 5.53 | 5.53 | 5.53 | 5.53 | 5.53 | 5.53 | 5.53 | 5.53 | 5.53 | 5.53 | 5.53 | 5.53 | 5.53 | 5.53 | 5.53 | 5.53 | 5.53
10% LAR | N |  |  | Ratio Rating/Load | 1.954 | 1.887 | 1.7993 | 1.7166 | 1.636 | 1.5533 | 1.4786 | 1.407 | 1.3385 | 1.2795 | 1.2328 | 1.1934 | 1.1934 | 1.1934 | 1.1934 | 1.1934 | 1.1934 | 1.1934 | 1.1934 | 1.1934 | 1.1934 | 1.1934 | 1.1934 | 1.1934 | 1.1934 | 1.1934 | 1.1934
10% LAR | N-1 |  |  | Ratio Rating/Load | 1.954 | 1.887 | 1.7993 | 1.7166 | 1.636 | 1.5533 | 1.4786 | 1.407 | 1.3385 | 1.2795 | 1.2328 | 1.1934 | 1.1934 | 1.1934 | 1.1934 | 1.1934 | 1.1934 | 1.1934 | 1.1934 | 1.1934 | 1.1934 | 1.1934 | 1.1934 | 1.1934 | 1.1934 | 1.1934 | 1.1934
50% PoE | N |  |  | EatR, MWhrs | 0 | 0 | 0 | 0 | 0 | 0 | 0 | 0 | 0 | 0 | 0 | 0 | 0 | 0 | 0 | 0 | 0 | 0 | 0 | 0 | 0 | 0 | 0 | 0 | 0 | 0 | 0
50% PoE | N-1 |  |  | EatR, MWhrs | 0 | 0 | 0 | 0 | 0 | 0 | 0 | 0 | 0 | 0 | 0 | 0 | 0 | 0 | 0 | 0 | 0 | 0 | 0 | 0 | 0 | 0 | 0 | 0 | 0 | 0 | 0
10% LAR | N |  |  | EatR, MWhrs | 0 | 0 | 0 | 0 | 0 | 0 | 0 | 0 | 0 | 0 | 0 | 0 | 0 | 0 | 0 | 0 | 0 | 0 | 0 | 0 | 0 | 0 | 0 | 0 | 0 | 0 | 0
10% LAR | N-1 |  |  | EatR, MWhrs | 0 | 0 | 0 | 0 | 0 | 0 | 0 | 0 | 0 | 0 | 0 | 0 | 0 | 0 | 0 | 0 | 0 | 0 | 0 | 0 | 0 | 0 | 0 | 0 | 0 | 0 | 0
No of Tx | bar: 2024 to 2050
50% PoE | N | 1 |  | EEatR, MWhrs | 0 | 0 | 0 | 0 | 0 | 0 | 0 | 0 | 0 | 0 | 0 | 0 | 0 | 0 | 0 | 0 | 0 | 0 | 0 | 0 | 0 | 0 | 0 | 0 | 0 | 0 | 0
50% PoE | N-1 | 3.744% |  | EEatR, MWhrs | 0 | 0 | 0 | 0 | 0 | 0 | 0 | 0 | 0 | 0 | 0 | 0 | 0 | 0 | 0 | 0 | 0 | 0 | 0 | 0 | 0 | 0 | 0 | 0 | 0 | 0 | 0
10% LAR | N | 1 |  | EEatR, MWhrs | 0 | 0 | 0 | 0 | 0 | 0 | 0 | 0 | 0 | 0 | 0 | 0 | 0 | 0 | 0 | 0 | 0 | 0 | 0 | 0 | 0 | 0 | 0 | 0 | 0 | 0 | 0
10% LAR | N-1 | 3.744% |  | EEatR, MWhrs | 0 | 0 | 0 | 0 | 0 | 0 | 0 | 0 | 0 | 0 | 0 | 0 | 0 | 0 | 0 | 0 | 0 | 0 | 0 | 0 | 0 | 0 | 0 | 0 | 0 | 0 | 0
ENERGY AT RISK: CP
[5 empty] | 2024 | 2025 | 2026 | 2027 | 2028 | 2029 | 2030 | 2031 | 2032 | 2033 | 2034 | 2035 | 2036 | 2037 | 2038 | 2039 | 2040 | 2041 | 2042 | 2043 | 2044 | 2045 | 2046 | 2047 | 2048 | 2049 | 2050
Summary
50% PoE | N |  |  | Total EatR, MWhrs | 0 | 0 | 0 | 0 | 0 | 0 | 0 | 0 | 0 | 0 | 0 | 0 | 0 | 0 | 0 | 0 | 0 | 0 | 0 | 0 | 0 | 0 | 0 | 0 | 0 | 0 | 0
50% PoE | N-1 |  |  | Total EatR, MWhrs | 0 | 0 | 0 | 0 | 0 | 0 | 0 | 0 | 0 | 0 | 0 | 0 | 0 | 0 | 0 | 0 | 0 | 0 | 0 | 0 | 0 | 0 | 0 | 0 | 0 | 0 | 0
10% LAR | N |  |  | Total EatR, MWhrs | 0 | 0 | 0 | 0 | 0 | 0 | 0 | 0 | 0 | 0 | 0 | 0 | 0 | 0 | 0 | 0 | 0 | 0 | 0 | 0 | 0 | 0 | 0 | 0 | 0 | 0 | 0
10% LAR | N-1 |  |  | Total EatR, MWhrs | 0 | 0 | 0 | 0 | 0 | 0 | 0 | 0 | 0 | 0 | 0 | 0 | 0 | 0 | 0 | 0 | 0 | 0 | 0 | 0 | 0 | 0 | 0 | 0 | 0 | 0 | 0
50% PoE | N |  |  | Total EEatR, MWhrs | 0 | 0 | 0 | 0 | 0 | 0 | 0 | 0 | 0 | 0 | 0 | 0 | 0 | 0 | 0 | 0 | 0 | 0 | 0 | 0 | 0 | 0 | 0 | 0 | 0 | 0 | 0
50% PoE | N-1 |  |  | Total EEatR, MWhrs | 0 | 0 | 0 | 0 | 0 | 0 | 0 | 0 | 0 | 0 | 0 | 0 | 0 | 0 | 0 | 0 | 0 | 0 | 0 | 0 | 0 | 0 | 0 | 0 | 0 | 0 | 0
10% LAR | N |  |  | Total EEatR, MWhrs | 0 | 0 | 0 | 0 | 0 | 0 | 0 | 0 | 0 | 0 | 0 | 0 | 0 | 0 | 0 | 0 | 0 | 0 | 0 | 0 | 0 | 0 | 0 | 0 | 0 | 0 | 0
10% LAR | N-1 |  |  | Total EEatR, MWhrs | 0 | 0 | 0 | 0 | 0 | 0 | 0 | 0 | 0 | 0 | 0 | 0 | 0 | 0 | 0 | 0 | 0 | 0 | 0 | 0 | 0 | 0 | 0 | 0 | 0 | 0 | 0
3.744%
Transfers | ON
MLN021 | 50% PoE | -4.473% |  | MW | 3.54 | 3.64 | 3.76 | 3.83 | 3.88 | 1.91 | 1.93 | 1.96 | 2.02 | 2.08 | 2.12 | 2.14 | 2.14 | 2.14 | 2.14 | 2.14 | 2.14 | 2.14 | 2.14 | 2.14 | 2.14 | 2.14 | 2.14 | 2.14 | 2.14 | 2.14 | 2.14
Summer | load pf | 0.99998 |  | MVAr | 0.019953 | 0.020517 | 0.021193 | 0.021588 | 0.02187 | 0.010766 | 0.010879 | 0.011048 | 0.011386 | 0.011724 | 0.011949 | 0.012062 | 0.012062 | 0.012062 | 0.012062 | 0.012062 | 0.012062 | 0.012062 | 0.012062 | 0.012062 | 0.012062 | 0.012062 | 0.012062 | 0.012062 | 0.012062 | 0.012062 | 0.012062
|  |  |  | MVA | 3.5401 | 3.6401 | 3.7601 | 3.8301 | 3.8801 | 1.91 | 1.93 | 1.96 | 2.02 | 2.08 | 2.12 | 2.14 | 2.14 | 2.14 | 2.14 | 2.14 | 2.14 | 2.14 | 2.14 | 2.14 | 2.14 | 2.14 | 2.14 | 2.14 | 2.14 | 2.14 | 2.14
|  |  |  | MVA | 3.5401 | 3.6401 | 3.7601 | 3.8301 | 3.8801 | 1.91 | 1.93 | 1.96 | 2.02 | 2.08 | 2.12 | 2.14 | 2.14 | 2.14 | 2.14 | 2.14 | 2.14 | 2.14 | 2.14 | 2.14 | 2.14 | 2.14 | 2.14 | 2.14 | 2.14 | 2.14 | 2.14
50% PoE | N | CR |  | MVA | 5.53 | 5.53 | 5.53 | 5.53 | 5.53 | 8.3 | 8.3 | 8.3 | 8.3 | 8.3 | 8.3 | 8.3 | 8.3 | 8.3 | 8.3 | 8.3 | 8.3 | 8.3 | 8.3 | 8.3 | 8.3 | 8.3 | 8.3 | 8.3 | 8.3 | 8.3 | 8.3
50% PoE | N-1 | CR |  | MVA | 5.53 | 5.53 | 5.53 | 5.53 | 5.53 | 8.3 | 8.3 | 8.3 | 8.3 | 8.3 | 8.3 | 8.3 | 8.3 | 8.3 | 8.3 | 8.3 | 8.3 | 8.3 | 8.3 | 8.3 | 8.3 | 8.3 | 8.3 | 8.3 | 8.3 | 8.3 | 8.3
50% LAR | N |  |  | Ratio Rating/Load | 1.5621 | 1.5192 | 1.4707 | 1.4438 | 1.4252 | 4.3455 | 4.3004 | 4.2346 | 4.1088 | 3.9903 | 3.915 | 3.8784 | 3.8784 | 3.8784 | 3.8784 | 3.8784 | 3.8784 | 3.8784 | 3.8784 | 3.8784 | 3.8784 | 3.8784 | 3.8784 | 3.8784 | 3.8784 | 3.8784 | 3.8784
50% LAR | N-1 |  |  | Ratio Rating/Load | 1.5621 | 1.5192 | 1.4707 | 1.4438 | 1.4252 | 4.3455 | 4.3004 | 4.2346 | 4.1088 | 3.9903 | 3.915 | 3.8784 | 3.8784 | 3.8784 | 3.8784 | 3.8784 | 3.8784 | 3.8784 | 3.8784 | 3.8784 | 3.8784 | 3.8784 | 3.8784 | 3.8784 | 3.8784 | 3.8784 | 3.8784
Load tan Phi |  | 0.0056366 |  |  | 0.0056366 | 0.0056366 | 0.0056366 | 0.0056366 | 0.0056366 | 0.0056366 | 0.0056366 | 0.0056366 | 0.0056366 | 0.0056366 | 0.0056366 | 0.0056366 | 0.0056366 | 0.0056366 | 0.0056366 | 0.0056366 | 0.0056366 | 0.0056366 | 0.0056366 | 0.0056366 | 0.0056366 | 0.0056366 | 0.0056366 | 0.0056366 | 0.0056366 | 0.0056366 | 0.0056366
Cap |  | 0 |  | MVAr | 0 | 0 | 0 | 0 | 0 | 0 | 0 | 0 | 0 | 0 | 0 | 0 | 0 | 0 | 0 | 0 | 0 | 0 | 0 | 0 | 0 | 0 | 0 | 0 | 0 | 0 | 0
10% PoE | 10%/50% | 1.161 |  | MVA | 4.11 | 4.2262 | 4.3655 | 4.4467 | 4.5048 | 2.2176 | 2.2408 | 2.2756 | 2.3453 | 2.4149 | 2.4614 | 2.4846 | 2.4846 | 2.4846 | 2.4846 | 2.4846 | 2.4846 | 2.4846 | 2.4846 | 2.4846 | 2.4846 | 2.4846 | 2.4846 | 2.4846 | 2.4846 | 2.4846 | 2.4846
10% PoE | N | CR |  | MVA | 5.53 | 5.53 | 5.53 | 5.53 | 5.53 | 8.3 | 8.3 | 8.3 | 8.3 | 8.3 | 8.3 | 8.3 | 8.3 | 8.3 | 8.3 | 8.3 | 8.3 | 8.3 | 8.3 | 8.3 | 8.3 | 8.3 | 8.3 | 8.3 | 8.3 | 8.3 | 8.3
10% PoE | N-1 | CR |  | MVA | 5.53 | 5.53 | 5.53 | 5.53 | 5.53 | 8.3 | 8.3 | 8.3 | 8.3 | 8.3 | 8.3 | 8.3 | 8.3 | 8.3 | 8.3 | 8.3 | 8.3 | 8.3 | 8.3 | 8.3 | 8.3 | 8.3 | 8.3 | 8.3 | 8.3 | 8.3 | 8.3
10% LAR | N |  |  | Ratio Rating/Load | 1.3455 | 1.3085 | 1.2668 | 1.2436 | 1.2276 | 3.7428 | 3.7041 | 3.6473 | 3.539 | 3.4369 | 3.3721 | 3.3406 | 3.3406 | 3.3406 | 3.3406 | 3.3406 | 3.3406 | 3.3406 | 3.3406 | 3.3406 | 3.3406 | 3.3406 | 3.3406 | 3.3406 | 3.3406 | 3.3406 | 3.3406
10% LAR | N-1 |  |  | Ratio Rating/Load | 1.3455 | 1.3085 | 1.2668 | 1.2436 | 1.2276 | 3.7428 | 3.7041 | 3.6473 | 3.539 | 3.4369 | 3.3721 | 3.3406 | 3.3406 | 3.3406 | 3.3406 | 3.3406 | 3.3406 | 3.3406 | 3.3406 | 3.3406 | 3.3406 | 3.3406 | 3.3406 | 3.3406 | 3.3406 | 3.3406 | 3.3406
50% PoE | N |  |  | EatR, MWhrs | 0 | 0 | 0 | 0 | 0 | 0 | 0 | 0 | 0 | 0 | 0 | 0 | 0 | 0 | 0 | 0 | 0 | 0 | 0 | 0 | 0 | 0 | 0 | 0 | 0 | 0 | 0
50% PoE | N-1 |  |  | EatR, MWhrs | 0 | 0 | 0 | 0 | 0 | 0 | 0 | 0 | 0 | 0 | 0 | 0 | 0 | 0 | 0 | 0 | 0 | 0 | 0 | 0 | 0 | 0 | 0 | 0 | 0 | 0 | 0
10% LAR | N |  |  | EatR, MWhrs | 0 | 0 | 0 | 0 | 0 | 0 | 0 | 0 | 0 | 0 | 0 | 0 | 0 | 0 | 0 | 0 | 0 | 0 | 0 | 0 | 0 | 0 | 0 | 0 | 0 | 0 | 0
10% LAR | N-1 |  |  | EatR, MWhrs | 0 | 0 | 0 | 0 | 0 | 0 | 0 | 0 | 0 | 0 | 0 | 0 | 0 | 0 | 0 | 0 | 0 | 0 | 0 | 0 | 0 | 0 | 0 | 0 | 0 | 0 | 0
No of Tx | bar: 2024 to 2050
50% PoE | N | 1 |  | EEatR, MWhrs | 0 | 0 | 0 | 0 | 0 | 0 | 0 | 0 | 0 | 0 | 0 | 0 | 0 | 0 | 0 | 0 | 0 | 0 | 0 | 0 | 0 | 0 | 0 | 0 | 0 | 0 | 0
50% PoE | N-1 |  |  | EEatR, MWhrs | 0 | 0 | 0 | 0 | 0 | 0 | 0 | 0 | 0 | 0 | 0 | 0 | 0 | 0 | 0 | 0 | 0 | 0 | 0 | 0 | 0 | 0 | 0 | 0 | 0 | 0 | 0
10% LAR | N | 1 |  | EEatR, MWhrs | 0 | 0 | 0 | 0 | 0 | 0 | 0 | 0 | 0 | 0 | 0 | 0 | 0 | 0 | 0 | 0 | 0 | 0 | 0 | 0 | 0 | 0 | 0 | 0 | 0 | 0 | 0
10% LAR | N-1 | 3.744% |  | EEatR, MWhrs | 0 | 0 | 0 | 0 | 0 | 0 | 0 | 0 | 0 | 0 | 0 | 0 | 0 | 0 | 0 | 0 | 0 | 0 | 0 | 0 | 0 | 0 | 0 | 0 | 0 | 0 | 0
MLN021 | 50% PoE | -1.057% |  | MW | 2.675 | 2.77 | 2.905 | 3.045 | 3.195 | 1.365 | 1.535 | 1.715 | 1.905 | 2.085 | 2.24 | 2.38 | 2.38 | 2.38 | 2.38 | 2.38 | 2.38 | 2.38 | 2.38 | 2.38 | 2.38 | 2.38 | 2.38 | 2.38 | 2.38 | 2.38 | 2.38
Winter | load pf | 0.99998 |  | MVAr | 0.015557 | 0.016109 | 0.016894 | 0.017708 | 0.018581 | 0.0079382 | 0.0089269 | 0.0099737 | 0.011079 | 0.012125 | 0.013027 | 0.013841 | 0.013841 | 0.013841 | 0.013841 | 0.013841 | 0.013841 | 0.013841 | 0.013841 | 0.013841 | 0.013841 | 0.013841 | 0.013841 | 0.013841 | 0.013841 | 0.013841 | 0.013841
|  |  |  | MVA | 2.675 | 2.77 | 2.905 | 3.0451 | 3.1951 | 1.365 | 1.535 | 1.715 | 1.905 | 2.085 | 2.24 | 2.38 | 2.38 | 2.38 | 2.38 | 2.38 | 2.38 | 2.38 | 2.38 | 2.38 | 2.38 | 2.38 | 2.38 | 2.38 | 2.38 | 2.38 | 2.38
|  |  |  | MVA | 2.675 | 2.77 | 2.905 | 3.0451 | 3.1951 | 1.365 | 1.535 | 1.715 | 1.905 | 2.085 | 2.24 | 2.38 | 2.38 | 2.38 | 2.38 | 2.38 | 2.38 | 2.38 | 2.38 | 2.38 | 2.38 | 2.38 | 2.38 | 2.38 | 2.38 | 2.38 | 2.38
50% PoE | N | CR |  | MVA | 5.53 | 5.53 | 5.53 | 5.53 | 5.53 | 8.3 | 8.3 | 8.3 | 8.3 | 8.3 | 8.3 | 8.3 | 8.3 | 8.3 | 8.3 | 8.3 | 8.3 | 8.3 | 8.3 | 8.3 | 8.3 | 8.3 | 8.3 | 8.3 | 8.3 | 8.3 | 8.3
50% PoE | N-1 | CR |  | MVA | 5.53 | 5.53 | 5.53 | 5.53 | 5.53 | 8.3 | 8.3 | 8.3 | 8.3 | 8.3 | 8.3 | 8.3 | 8.3 | 8.3 | 8.3 | 8.3 | 8.3 | 8.3 | 8.3 | 8.3 | 8.3 | 8.3 | 8.3 | 8.3 | 8.3 | 8.3 | 8.3
50% LAR | N |  |  | Ratio Rating/Load | 2.0673 | 1.9964 | 1.9036 | 1.8161 | 1.7308 | 6.0805 | 5.4071 | 4.8396 | 4.3569 | 3.9807 | 3.7053 | 3.4873 | 3.4873 | 3.4873 | 3.4873 | 3.4873 | 3.4873 | 3.4873 | 3.4873 | 3.4873 | 3.4873 | 3.4873 | 3.4873 | 3.4873 | 3.4873 | 3.4873 | 3.4873
50% LAR | N-1 |  |  | Ratio Rating/Load | 2.0673 | 1.9964 | 1.9036 | 1.8161 | 1.7308 | 6.0805 | 5.4071 | 4.8396 | 4.3569 | 3.9807 | 3.7053 | 3.4873 | 3.4873 | 3.4873 | 3.4873 | 3.4873 | 3.4873 | 3.4873 | 3.4873 | 3.4873 | 3.4873 | 3.4873 | 3.4873 | 3.4873 | 3.4873 | 3.4873 | 3.4873
Load tan Phi |  | 0.0058156 |  | MVA | 0.0058156 | 0.0058156 | 0.0058156 | 0.0058156 | 0.0058156 | 0.0058156 | 0.0058156 | 0.0058156 | 0.0058156 | 0.0058156 | 0.0058156 | 0.0058156 | 0.0058156 | 0.0058156 | 0.0058156 | 0.0058156 | 0.0058156 | 0.0058156 | 0.0058156 | 0.0058156 | 0.0058156 | 0.0058156 | 0.0058156 | 0.0058156 | 0.0058156 | 0.0058156 | 0.0058156
Cap |  | 0 |  | MVAr | 0 | 0 | 0 | 0 | 0 | 0 | 0 | 0 | 0 | 0 | 0 | 0 | 0 | 0 | 0 | 0 | 0 | 0 | 0 | 0 | 0 | 0 | 0 | 0 | 0 | 0 | 0
10% PoE | 10%/50% | 1.058 |  | MVA | 2.8301 | 2.9306 | 3.0734 | 3.2215 | 3.3802 | 1.4441 | 1.624 | 1.8144 | 2.0154 | 2.2059 | 2.3699 | 2.518 | 2.518 | 2.518 | 2.518 | 2.518 | 2.518 | 2.518 | 2.518 | 2.518 | 2.518 | 2.518 | 2.518 | 2.518 | 2.518 | 2.518 | 2.518
10% PoE | N | CR |  | MVA | 5.53 | 5.53 | 5.53 | 5.53 | 5.53 | 8.3 | 8.3 | 8.3 | 8.3 | 8.3 | 8.3 | 8.3 | 8.3 | 8.3 | 8.3 | 8.3 | 8.3 | 8.3 | 8.3 | 8.3 | 8.3 | 8.3 | 8.3 | 8.3 | 8.3 | 8.3 | 8.3
10% PoE | N-1 | CR |  | MVA | 5.53 | 5.53 | 5.53 | 5.53 | 5.53 | 8.3 | 8.3 | 8.3 | 8.3 | 8.3 | 8.3 | 8.3 | 8.3 | 8.3 | 8.3 | 8.3 | 8.3 | 8.3 | 8.3 | 8.3 | 8.3 | 8.3 | 8.3 | 8.3 | 8.3 | 8.3 | 8.3
10% LAR | N |  |  | Ratio Rating/Load | 1.954 | 1.887 | 1.7993 | 1.7166 | 1.636 | 5.7474 | 5.1109 | 4.5745 | 4.1182 | 3.7627 | 3.5023 | 3.2963 | 3.2963 | 3.2963 | 3.2963 | 3.2963 | 3.2963 | 3.2963 | 3.2963 | 3.2963 | 3.2963 | 3.2963 | 3.2963 | 3.2963 | 3.2963 | 3.2963 | 3.2963
10% LAR | N-1 |  |  | Ratio Rating/Load | 1.954 | 1.887 | 1.7993 | 1.7166 | 1.636 | 5.7474 | 5.1109 | 4.5745 | 4.1182 | 3.7627 | 3.5023 | 3.2963 | 3.2963 | 3.2963 | 3.2963 | 3.2963 | 3.2963 | 3.2963 | 3.2963 | 3.2963 | 3.2963 | 3.2963 | 3.2963 | 3.2963 | 3.2963 | 3.2963 | 3.2963
50% PoE | N |  |  | EatR, MWhrs | 0 | 0 | 0 | 0 | 0 | 0 | 0 | 0 | 0 | 0 | 0 | 0 | 0 | 0 | 0 | 0 | 0 | 0 | 0 | 0 | 0 | 0 | 0 | 0 | 0 | 0 | 0
50% PoE | N-1 |  |  | EatR, MWhrs | 0 | 0 | 0 | 0 | 0 | 0 | 0 | 0 | 0 | 0 | 0 | 0 | 0 | 0 | 0 | 0 | 0 | 0 | 0 | 0 | 0 | 0 | 0 | 0 | 0 | 0 | 0
10% LAR | N |  |  | EatR, MWhrs | 0 | 0 | 0 | 0 | 0 | 0 | 0 | 0 | 0 | 0 | 0 | 0 | 0 | 0 | 0 | 0 | 0 | 0 | 0 | 0 | 0 | 0 | 0 | 0 | 0 | 0 | 0
10% LAR | N-1 |  |  | EatR, MWhrs | 0 | 0 | 0 | 0 | 0 | 0 | 0 | 0 | 0 | 0 | 0 | 0 | 0 | 0 | 0 | 0 | 0 | 0 | 0 | 0 | 0 | 0 | 0 | 0 | 0 | 0 | 0
No of Tx | bar: 2024 to 2050
50% PoE | N | 1 |  | EEatR, MWhrs | 0 | 0 | 0 | 0 | 0 | 0 | 0 | 0 | 0 | 0 | 0 | 0 | 0 | 0 | 0 | 0 | 0 | 0 | 0 | 0 | 0 | 0 | 0 | 0 | 0 | 0 | 0
50% PoE | N-1 | 3.744% |  | EEatR, MWhrs | 0 | 0 | 0 | 0 | 0 | 0 | 0 | 0 | 0 | 0 | 0 | 0 | 0 | 0 | 0 | 0 | 0 | 0 | 0 | 0 | 0 | 0 | 0 | 0 | 0 | 0 | 0
10% LAR | N | 1 |  | EEatR, MWhrs | 0 | 0 | 0 | 0 | 0 | 0 | 0 | 0 | 0 | 0 | 0 | 0 | 0 | 0 | 0 | 0 | 0 | 0 | 0 | 0 | 0 | 0 | 0 | 0 | 0 | 0 | 0
10% LAR | N-1 | 3.744% |  | EEatR, MWhrs | 0 | 0 | 0 | 0 | 0 | 0 | 0 | 0 | 0 | 0 | 0 | 0 | 0 | 0 | 0 | 0 | 0 | 0 | 0 | 0 | 0 | 0 | 0 | 0 | 0 | 0 | 0
LDC
Summer (Oct to Mar) |  | Winter (Apr to Sep)
MW pu | MVA pu | MW pu | MVA pu
1 |  | 1
0.99071 |  | 0.99607
0.98657 |  | 0.99233
0.982 |  | 0.98781
0.97721 |  | 0.98282
0.97383 |  | 0.97393
0.96389 |  | 0.96916
0.95774 |  | 0.96685
0.9491 |  | 0.96214
0.94493 |  | 0.95619
0.93519 |  | 0.9534
0.92995 |  | 0.95195
0.92028 |  | 0.94913
0.91694 |  | 0.94556
0.91007 |  | 0.94124
0.90807 |  | 0.93941
0.90493 |  | 0.93717
0.89633 |  | 0.93353
0.89024 |  | 0.93153
0.88741 |  | 0.9295
0.88341 |  | 0.92649
0.87906 |  | 0.92492
0.87826 |  | 0.92051
0.87591 |  | 0.91826
0.87215 |  | 0.91475
0.87 |  | 0.90794
0.8689 |  | 0.90446
0.86731 |  | 0.90333
0.86562 |  | 0.90228
0.86463 |  | 0.89981
0.86379 |  | 0.89947
0.86225 |  | 0.89825
0.86037 |  | 0.89714
0.85948 |  | 0.89576
0.85911 |  | 0.89525
0.85829 |  | 0.89389
0.85745 |  | 0.89262
0.8551 |  | 0.89141
0.85371 |  | 0.89105
0.85154 |  | 0.89018
0.85011 |  | 0.8886
0.84871 |  | 0.88756
0.84748 |  | 0.88674
0.84616 |  | 0.88619
0.84543 |  | 0.88569
0.84453 |  | 0.88531
0.84385 |  | 0.88386
0.84172 |  | 0.88312
0.83972 |  | 0.88204
0.83912 |  | 0.8809
0.83761 |  | 0.88057
0.83618 |  | 0.87979
0.83532 |  | 0.87904
0.83462 |  | 0.87816
0.83361 |  | 0.87752
0.83254 |  | 0.87604
0.83127 |  | 0.87559
0.83057 |  | 0.87471
0.82997 |  | 0.87401
0.82889 |  | 0.87347
0.82744 |  | 0.87294
0.82648 |  | 0.87222
0.82514 |  | 0.87162
0.82334 |  | 0.87108
0.82292 |  | 0.87041
0.82138 |  | 0.86991
0.81981 |  | 0.86893
0.8194 |  | 0.86821
0.81896 |  | 0.86777
0.81776 |  | 0.86715
0.8172 |  | 0.86664
0.81593 |  | 0.86561
0.8153 |  | 0.86506
0.81381 |  | 0.86439
0.81247 |  | 0.86354
0.81133 |  | 0.86314
0.81038 |  | 0.86259
0.80958 |  | 0.86177
0.80919 |  | 0.86089
0.80838 |  | 0.86049
0.80759 |  | 0.86
0.80661 |  | 0.85951
0.80615 |  | 0.85892
0.8049 |  | 0.85808
0.80417 |  | 0.85788
0.80345 |  | 0.85744
0.8021 |  | 0.85715
0.80069 |  | 0.85679
0.79977 |  | 0.85609
0.79886 |  | 0.85576
0.79689 |  | 0.8553
0.79625 |  | 0.85495
0.79551 |  | 0.85445
0.79491 |  | 0.8538
0.79371 |  | 0.85367
0.79298 |  | 0.85319
0.79148 |  | 0.85298
0.79033 |  | 0.85249
0.78974 |  | 0.85176
0.78892 |  | 0.85096
0.78789 |  | 0.85052
0.7868 |  | 0.85002
0.78539 |  | 0.84946
0.78508 |  | 0.84925
0.78429 |  | 0.84898
0.78341 |  | 0.84872
0.78297 |  | 0.84848
0.78168 |  | 0.84828
0.7806 |  | 0.84799
0.77958 |  | 0.84767
0.777 |  | 0.84729
0.77639 |  | 0.84679
0.77573 |  | 0.84651
0.77535 |  | 0.84624
0.77476 |  | 0.84552
0.77402 |  | 0.84518
0.77259 |  | 0.84476
0.77135 |  | 0.84426
0.77052 |  | 0.84365
0.76985 |  | 0.8434
0.76921 |  | 0.84272
0.7682 |  | 0.84221
0.76682 |  | 0.84144
0.76614 |  | 0.84132
0.76562 |  | 0.84085
0.7649 |  | 0.84066
0.76425 |  | 0.84039
0.7639 |  | 0.8403
0.76277 |  | 0.84013
0.76239 |  | 0.83973
0.76088 |  | 0.83932
0.75951 |  | 0.83895
0.75832 |  | 0.83869
0.75715 |  | 0.83841
0.7564 |  | 0.83801
0.75599 |  | 0.8377
0.75493 |  | 0.83751
0.75413 |  | 0.83702
0.75376 |  | 0.83659
0.75261 |  | 0.83643
0.75186 |  | 0.83608
0.75111 |  | 0.83569
0.75058 |  | 0.83554
0.74965 |  | 0.83531
0.74894 |  | 0.83482
0.74833 |  | 0.83463
0.74738 |  | 0.83433
0.74696 |  | 0.83407
0.74451 |  | 0.83368
0.74263 |  | 0.83362
0.74129 |  | 0.83337
0.7404 |  | 0.83316
0.73924 |  | 0.83277
0.73784 |  | 0.83255
0.73703 |  | 0.8322
0.73678 |  | 0.83171
0.73627 |  | 0.83153
0.73571 |  | 0.83128
0.73472 |  | 0.83098
0.73392 |  | 0.83082
0.73367 |  | 0.83038
0.73345 |  | 0.83026
0.73282 |  | 0.82971
0.73247 |  | 0.8295
0.73182 |  | 0.8291
0.73147 |  | 0.8289
0.73099 |  | 0.82861
0.73002 |  | 0.82839
0.72929 |  | 0.82814
0.72889 |  | 0.82792
0.72824 |  | 0.82786
0.72769 |  | 0.82756
0.72708 |  | 0.82743
0.72613 |  | 0.82726
0.72525 |  | 0.82712
0.72421 |  | 0.82683
0.72368 |  | 0.82658
0.72278 |  | 0.82644
0.72208 |  | 0.8261
0.72155 |  | 0.82576
0.72082 |  | 0.82538
0.72023 |  | 0.82505
0.71949 |  | 0.82482
0.71893 |  | 0.82462
0.7184 |  | 0.82422
0.71766 |  | 0.82387
0.71684 |  | 0.82372
0.71623 |  | 0.82352
0.71592 |  | 0.82338
0.71511 |  | 0.82315
0.71462 |  | 0.82307
0.71402 |  | 0.8228
0.71344 |  | 0.82241
0.71262 |  | 0.82228
0.71234 |  | 0.82198
0.71197 |  | 0.82182
0.71167 |  | 0.82151
0.71153 |  | 0.82128
0.71121 |  | 0.8211
0.71047 |  | 0.82076
0.70986 |  | 0.8203
0.70921 |  | 0.82012
0.70878 |  | 0.81996
0.70774 |  | 0.81972
0.70661 |  | 0.81932
0.70607 |  | 0.819
0.70537 |  | 0.81873
0.70505 |  | 0.8186
0.7048 |  | 0.81841
0.70426 |  | 0.81837
0.70363 |  | 0.81793
0.70326 |  | 0.81783
0.70287 |  | 0.81774
0.70265 |  | 0.81746
0.70255 |  | 0.81717
0.70232 |  | 0.81709
0.70179 |  | 0.81678
0.70109 |  | 0.81657
0.70069 |  | 0.81642
0.70047 |  | 0.81627
0.70007 |  | 0.81611
0.69958 |  | 0.81583
0.69941 |  | 0.81573
0.69871 |  | 0.81549
0.69835 |  | 0.81541
0.69769 |  | 0.81515
0.69742 |  | 0.81495
0.69693 |  | 0.8148
0.69663 |  | 0.81459
0.69588 |  | 0.81426
0.69551 |  | 0.81411
0.69485 |  | 0.81389
0.6945 |  | 0.81362
0.69394 |  | 0.8135
0.69317 |  | 0.81333
0.69258 |  | 0.81295
0.6922 |  | 0.81255
0.69174 |  | 0.81234
0.6913 |  | 0.81221
0.69107 |  | 0.8121
0.69048 |  | 0.81182
0.68955 |  | 0.81155
0.68914 |  | 0.81128
0.68866 |  | 0.81116
0.68795 |  | 0.81096
0.68752 |  | 0.81045
0.68711 |  | 0.81038
0.68698 |  | 0.8101
0.68671 |  | 0.80992
0.68629 |  | 0.80973
0.68572 |  | 0.8095
0.68552 |  | 0.80937
0.68516 |  | 0.80899
0.68489 |  | 0.80879
0.68462 |  | 0.80861
0.68423 |  | 0.80828
0.6838 |  | 0.80812
0.68354 |  | 0.80794
0.68312 |  | 0.80781
0.6828 |  | 0.8077
0.68243 |  | 0.80746
0.68218 |  | 0.80726
0.68164 |  | 0.80706
0.68133 |  | 0.80705
0.6809 |  | 0.80682
0.68041 |  | 0.80665
0.68003 |  | 0.80654
0.67966 |  | 0.80639
0.67946 |  | 0.80606
0.67885 |  | 0.80575
0.67849 |  | 0.80554
0.67768 |  | 0.8053
0.67734 |  | 0.80512
0.67669 |  | 0.80509
0.67625 |  | 0.8048
0.67533 |  | 0.80446
0.67493 |  | 0.80424
0.6746 |  | 0.80397
0.67381 |  | 0.80383
0.67358 |  | 0.80364
0.67325 |  | 0.80348
0.67294 |  | 0.80321
0.67262 |  | 0.80302
0.67205 |  | 0.80297
0.67145 |  | 0.80288
0.67067 |  | 0.80277
0.67029 |  | 0.80259
0.67004 |  | 0.80238
0.66963 |  | 0.80215
0.66913 |  | 0.80209
0.66848 |  | 0.80191
0.66812 |  | 0.80181
0.66741 |  | 0.80164
0.66692 |  | 0.80136
0.66649 |  | 0.80104
0.66635 |  | 0.80083
0.66534 |  | 0.80064
0.66468 |  | 0.80055
0.66404 |  | 0.80027
0.66366 |  | 0.80022
0.66274 |  | 0.80001
0.66189 |  | 0.79963
0.66143 |  | 0.79961
0.66078 |  | 0.79954
0.66012 |  | 0.79935
0.65966 |  | 0.79916
0.65947 |  | 0.79899
0.65915 |  | 0.7989
0.65869 |  | 0.79878
0.65823 |  | 0.79867
0.6577 |  | 0.79846
0.65697 |  | 0.79837
0.65655 |  | 0.79811
0.65624 |  | 0.79793
0.65593 |  | 0.7978
0.65559 |  | 0.79763
0.65529 |  | 0.79754
0.65505 |  | 0.7974
0.65458 |  | 0.79717
0.65408 |  | 0.79696
0.65357 |  | 0.79676
0.65266 |  | 0.79652
0.65225 |  | 0.79636
0.65169 |  | 0.79619
0.65129 |  | 0.79593
0.65107 |  | 0.79574
0.65045 |  | 0.79547
0.64994 |  | 0.79541
0.64952 |  | 0.79529
0.64909 |  | 0.79519
0.64879 |  | 0.7951
0.64864 |  | 0.79486
0.64836 |  | 0.79467
0.64808 |  | 0.79453
0.64761 |  | 0.79443
0.64722 |  | 0.79418
0.64698 |  | 0.79405
0.64667 |  | 0.79383
0.64633 |  | 0.79368
0.64586 |  | 0.79333
0.64554 |  | 0.79312
0.64521 |  | 0.79292
0.64436 |  | 0.79269
0.64388 |  | 0.79251
0.64268 |  | 0.79231
0.64238 |  | 0.79216
0.64188 |  | 0.79183
0.64132 |  | 0.79168
0.64084 |  | 0.7916
0.64008 |  | 0.79133
0.63973 |  | 0.79124
0.63931 |  | 0.79112
0.63847 |  | 0.79101
0.63812 |  | 0.79095
0.63777 |  | 0.79082
0.6375 |  | 0.79055
0.63725 |  | 0.79049
0.63677 |  | 0.79028
0.63596 |  | 0.79014
0.63573 |  | 0.78999
0.63546 |  | 0.78981
0.63526 |  | 0.78966
0.63464 |  | 0.78937
0.63412 |  | 0.78921
0.63362 |  | 0.78907
0.63295 |  | 0.78883
0.63255 |  | 0.78877
0.63222 |  | 0.78872
0.63197 |  | 0.78857
0.63162 |  | 0.7885
0.63114 |  | 0.7884
0.6307 |  | 0.78824
0.63039 |  | 0.78804
0.62978 |  | 0.78794
0.62953 |  | 0.78777
0.6293 |  | 0.78755
0.62916 |  | 0.78733
0.62873 |  | 0.78729
0.6282 |  | 0.78704
0.62797 |  | 0.78696
0.62751 |  | 0.78691
0.62716 |  | 0.78676
0.62682 |  | 0.78669
0.62658 |  | 0.78661
0.62633 |  | 0.78653
0.62558 |  | 0.78633
0.62516 |  | 0.78619
0.62442 |  | 0.78598
0.62391 |  | 0.78587
0.62354 |  | 0.78578
0.62317 |  | 0.78567
0.62278 |  | 0.78543
0.62239 |  | 0.78534
0.62199 |  | 0.78517
0.6218 |  | 0.78497
0.62112 |  | 0.78483
0.62068 |  | 0.78475
0.62032 |  | 0.78453
0.62012 |  | 0.78417
0.61967 |  | 0.78396
0.61956 |  | 0.78375
0.61919 |  | 0.78358
0.61895 |  | 0.78357
0.61835 |  | 0.78344
0.61816 |  | 0.78333
0.61794 |  | 0.78308
0.61765 |  | 0.78299
0.61725 |  | 0.78278
0.61684 |  | 0.78257
0.61666 |  | 0.78244
0.61601 |  | 0.78234
0.61544 |  | 0.78218
0.61471 |  | 0.78206
0.61455 |  | 0.78195
0.61409 |  | 0.78172
0.61367 |  | 0.78149
0.61342 |  | 0.78132
0.61312 |  | 0.78125
0.61293 |  | 0.78116
0.61259 |  | 0.78107
0.61213 |  | 0.78089
0.61195 |  | 0.78064
0.61148 |  | 0.78057
0.61111 |  | 0.7804
0.61087 |  | 0.78019
0.61041 |  | 0.78004
0.60997 |  | 0.77995
0.60968 |  | 0.77986
0.60944 |  | 0.77974
0.60912 |  | 0.77963
0.60893 |  | 0.7795
0.60847 |  | 0.7794
0.60799 |  | 0.77924
0.60782 |  | 0.77906
0.60728 |  | 0.77899
0.6063 |  | 0.77893
0.60593 |  | 0.77871
0.60563 |  | 0.77852
0.6053 |  | 0.77838
0.60486 |  | 0.77816
0.60457 |  | 0.77799
0.60389 |  | 0.77795
0.60347 |  | 0.77768
0.603 |  | 0.77746
0.60259 |  | 0.77737
0.60224 |  | 0.77735
0.60199 |  | 0.77721
0.60181 |  | 0.77715
0.60156 |  | 0.77701
0.6013 |  | 0.77692
0.60119 |  | 0.77687
0.60084 |  | 0.77669
0.60018 |  | 0.77658
0.59999 |  | 0.77638
0.59964 |  | 0.77632
0.59955 |  | 0.77617
0.59938 |  | 0.77586
0.59902 |  | 0.77574
0.59875 |  | 0.77566
0.5984 |  | 0.77558
0.59796 |  | 0.77549
0.59782 |  | 0.77536
0.5974 |  | 0.7752
0.59689 |  | 0.77513
0.59647 |  | 0.77509
0.59616 |  | 0.77485
0.59599 |  | 0.77472
0.59561 |  | 0.77461
0.59537 |  | 0.77451
0.59488 |  | 0.77436
0.59482 |  | 0.77419
0.59459 |  | 0.77409
0.59428 |  | 0.77398
0.59398 |  | 0.7738
0.59373 |  | 0.77376
0.59326 |  | 0.77363
0.59304 |  | 0.7735
0.59281 |  | 0.77337
0.59251 |  | 0.77334
0.5924 |  | 0.77309
0.59212 |  | 0.77298
0.59125 |  | 0.77273
0.59106 |  | 0.77254
0.59084 |  | 0.7725
0.59043 |  | 0.77237
0.59006 |  | 0.77213
0.5897 |  | 0.77211
0.5895 |  | 0.77202
0.58929 |  | 0.77191
0.58898 |  | 0.7718
0.58861 |  | 0.77157
0.58835 |  | 0.7715
0.58819 |  | 0.77133
0.58806 |  | 0.77126
0.58775 |  | 0.77117
0.58747 |  | 0.77104
0.58728 |  | 0.7709
0.58713 |  | 0.77082
0.58664 |  | 0.77067
0.58633 |  | 0.77057
0.58592 |  | 0.77049
0.58568 |  | 0.77019
0.58528 |  | 0.77005
0.58503 |  | 0.77003
0.58487 |  | 0.76982
0.58468 |  | 0.76973
0.58426 |  | 0.76954
0.58404 |  | 0.76943
0.58385 |  | 0.76936
0.58345 |  | 0.76921
0.58313 |  | 0.76914
0.58298 |  | 0.76901
0.58271 |  | 0.7689
0.58246 |  | 0.76879
0.58208 |  | 0.76864
0.58169 |  | 0.76851
0.58148 |  | 0.7683
0.58118 |  | 0.76825
0.58088 |  | 0.76815
0.58033 |  | 0.76806
0.58002 |  | 0.76797
0.57973 |  | 0.76777
0.57918 |  | 0.76768
0.57901 |  | 0.76742
0.57868 |  | 0.76726
0.57849 |  | 0.76718
0.57775 |  | 0.76711
0.57758 |  | 0.76699
0.57724 |  | 0.76682
0.57707 |  | 0.7667
0.57688 |  | 0.7666
0.5766 |  | 0.76656
0.57612 |  | 0.76645
0.57592 |  | 0.76639
0.5757 |  | 0.76619
0.57538 |  | 0.76606
0.57519 |  | 0.76594
0.57485 |  | 0.76577
0.57438 |  | 0.76571
0.57425 |  | 0.76559
0.57404 |  | 0.7655
0.57398 |  | 0.76545
0.5737 |  | 0.76532
0.57333 |  | 0.76526
0.57316 |  | 0.7651
0.57303 |  | 0.76503
0.57267 |  | 0.76493
0.57251 |  | 0.76488
0.57232 |  | 0.7648
0.5717 |  | 0.76471
0.57154 |  | 0.76452
0.57125 |  | 0.76439
0.57116 |  | 0.76433
0.571 |  | 0.76418
0.57081 |  | 0.7641
0.57056 |  | 0.76396
0.57026 |  | 0.76385
0.56993 |  | 0.76372
0.56969 |  | 0.7636
0.56938 |  | 0.76349
0.569 |  | 0.76337
0.56886 |  | 0.76309
0.56861 |  | 0.76297
0.56814 |  | 0.76288
0.56788 |  | 0.76284
0.56764 |  | 0.76268
0.56712 |  | 0.76259
0.56704 |  | 0.76241
0.56682 |  | 0.76229
0.56661 |  | 0.76218
0.56645 |  | 0.76213
0.56639 |  | 0.76201
0.56606 |  | 0.76191
0.56586 |  | 0.7618
0.56541 |  | 0.76171
0.56523 |  | 0.76134
0.56491 |  | 0.76128
0.56473 |  | 0.76116
0.5646 |  | 0.76112
0.56429 |  | 0.76096
0.56408 |  | 0.76087
0.56381 |  | 0.76077
0.56357 |  | 0.76072
0.5629 |  | 0.76062
0.56269 |  | 0.76047
0.56214 |  | 0.76038
0.56162 |  | 0.76025
0.56137 |  | 0.76014
0.56126 |  | 0.75999
0.56112 |  | 0.75994
0.56087 |  | 0.7598
0.56064 |  | 0.75968
0.56035 |  | 0.75947
0.56023 |  | 0.75942
0.55983 |  | 0.75934
0.55967 |  | 0.75924
0.55914 |  | 0.75912
0.55891 |  | 0.75901
0.55883 |  | 0.75895
0.55858 |  | 0.7589
0.55836 |  | 0.75878
0.55818 |  | 0.75867
0.55798 |  | 0.75865
0.55777 |  | 0.75844
0.55757 |  | 0.75839
0.55741 |  | 0.75829
0.55718 |  | 0.75822
0.55701 |  | 0.75811
0.55695 |  | 0.75807
0.55673 |  | 0.75801
0.55665 |  | 0.75794
0.55627 |  | 0.75786
0.55597 |  | 0.75768
0.55574 |  | 0.7576
0.55561 |  | 0.75751
0.55532 |  | 0.75744
0.55517 |  | 0.7573
0.55481 |  | 0.75726
0.55438 |  | 0.75722
0.55416 |  | 0.75714
0.55386 |  | 0.75706
0.55356 |  | 0.75698
0.55336 |  | 0.75685
0.55309 |  | 0.75681
0.55288 |  | 0.7567
0.5527 |  | 0.75649
0.55231 |  | 0.75637
0.55209 |  | 0.75617
0.55185 |  | 0.75611
0.55175 |  | 0.75605
0.55154 |  | 0.75585
0.55138 |  | 0.75569
0.55119 |  | 0.75559
0.55105 |  | 0.75542
0.55082 |  | 0.75528
0.55029 |  | 0.75523
0.55004 |  | 0.75512
0.54971 |  | 0.75501
0.54946 |  | 0.75491
0.54925 |  | 0.75482
0.54909 |  | 0.75474
0.54883 |  | 0.75464
0.54856 |  | 0.75459
0.54837 |  | 0.75454
0.54821 |  | 0.75446
0.54805 |  | 0.75439
0.54792 |  | 0.75434
0.54785 |  | 0.75427
0.54772 |  | 0.75419
0.5475 |  | 0.75406
0.54719 |  | 0.75397
0.54694 |  | 0.7539
0.54686 |  | 0.75375
0.54674 |  | 0.75367
0.54656 |  | 0.7536
0.54636 |  | 0.75357
0.54617 |  | 0.75351
0.54604 |  | 0.75343
0.54562 |  | 0.75332
0.5452 |  | 0.75323
0.545 |  | 0.75312
0.54483 |  | 0.75286
0.54467 |  | 0.75282
0.54448 |  | 0.75272
0.5443 |  | 0.75262
0.54405 |  | 0.75252
0.54385 |  | 0.75233
0.54376 |  | 0.75222
0.54355 |  | 0.75212
0.54343 |  | 0.75207
0.54328 |  | 0.75186
0.54286 |  | 0.75181
0.54261 |  | 0.75169
0.5424 |  | 0.75161
0.54206 |  | 0.75154
0.54177 |  | 0.75145
0.54165 |  | 0.75139
0.54139 |  | 0.7513
0.54094 |  | 0.75121
0.54072 |  | 0.75106
0.54053 |  | 0.75094
0.54032 |  | 0.75089
0.54018 |  | 0.75076
0.54001 |  | 0.75069
0.53994 |  | 0.7506
0.53962 |  | 0.75054
0.53946 |  | 0.7505
0.5393 |  | 0.75042
0.53904 |  | 0.7504
0.5387 |  | 0.75032
0.53842 |  | 0.75018
0.53835 |  | 0.75
0.53799 |  | 0.74996
0.53784 |  | 0.74985
0.53767 |  | 0.7497
0.53732 |  | 0.7496
0.53726 |  | 0.74958
0.537 |  | 0.74943
0.53681 |  | 0.74938
0.53651 |  | 0.74924
0.53625 |  | 0.74916
0.53594 |  | 0.74912
0.53572 |  | 0.74908
0.53548 |  | 0.74904
0.53537 |  | 0.74894
0.53516 |  | 0.74892
0.53505 |  | 0.74886
0.53491 |  | 0.74874
0.53478 |  | 0.74865
0.53456 |  | 0.74847
0.53437 |  | 0.74838
0.53423 |  | 0.74836
0.53407 |  | 0.74825
0.53395 |  | 0.74823
0.53376 |  | 0.74812
0.53347 |  | 0.74801
0.53316 |  | 0.74788
0.533 |  | 0.74775
0.5329 |  | 0.74771
0.53273 |  | 0.74763
0.53258 |  | 0.74755
0.53247 |  | 0.74748
0.53231 |  | 0.7474
0.5321 |  | 0.74714
0.53192 |  | 0.74707
0.53185 |  | 0.74702
0.53175 |  | 0.74692
0.53148 |  | 0.74687
0.53139 |  | 0.74677
0.53119 |  | 0.7467
0.53093 |  | 0.74663
0.5309 |  | 0.74649
0.53083 |  | 0.7464
0.53059 |  | 0.74629
0.53049 |  | 0.74625
0.53031 |  | 0.74609
0.53025 |  | 0.74597
0.53014 |  | 0.74584
0.52987 |  | 0.74575
0.52969 |  | 0.74566
0.52937 |  | 0.7455
0.52922 |  | 0.74547
0.52891 |  | 0.74536
0.52881 |  | 0.74527
0.52843 |  | 0.74517
0.52827 |  | 0.74512
0.52821 |  | 0.74499
0.52806 |  | 0.74492
0.52776 |  | 0.7448
0.52757 |  | 0.74472
0.52747 |  | 0.74468
0.52718 |  | 0.74461
0.52707 |  | 0.74455
0.52672 |  | 0.74447
0.52658 |  | 0.74441
0.52623 |  | 0.7444
0.52604 |  | 0.74434
0.52577 |  | 0.74421
0.52549 |  | 0.74411
0.52535 |  | 0.74405
0.5252 |  | 0.74394
0.52505 |  | 0.74392
0.52456 |  | 0.7438
0.52437 |  | 0.74378
0.52421 |  | 0.74366
0.52402 |  | 0.7435
0.52388 |  | 0.74347
0.5236 |  | 0.74341
0.52351 |  | 0.74328
0.52327 |  | 0.74321
0.5231 |  | 0.74315
0.52291 |  | 0.74306
0.52268 |  | 0.74299
0.52255 |  | 0.74294
0.5224 |  | 0.74288
0.52219 |  | 0.74285
0.522 |  | 0.74273
0.52187 |  | 0.74268
0.52168 |  | 0.74255
0.52147 |  | 0.74245
0.52141 |  | 0.74234
0.52127 |  | 0.74229
0.5212 |  | 0.74224
0.52108 |  | 0.74218
0.52092 |  | 0.74213
0.52076 |  | 0.7421
0.52062 |  | 0.74203
0.52026 |  | 0.74193
0.52003 |  | 0.74188
0.51983 |  | 0.74182
0.51973 |  | 0.74174
0.51959 |  | 0.74163
0.51946 |  | 0.74153
0.51928 |  | 0.74153
0.51907 |  | 0.74145
0.51894 |  | 0.7414
0.51862 |  | 0.74132
0.51848 |  | 0.74122
0.51815 |  | 0.74115
0.51806 |  | 0.7411
0.51797 |  | 0.74105
0.5177 |  | 0.7409
0.51748 |  | 0.74082
0.51732 |  | 0.7408
0.51724 |  | 0.74075
0.51706 |  | 0.74068
0.51693 |  | 0.74055
0.51666 |  | 0.7405
0.51657 |  | 0.74049
0.51642 |  | 0.74038
0.51623 |  | 0.74033
0.51582 |  | 0.74021
0.51559 |  | 0.74014
0.51548 |  | 0.7401
0.51535 |  | 0.74008
0.51523 |  | 0.74001
0.5151 |  | 0.73993
0.51497 |  | 0.7399
0.51487 |  | 0.73981
0.51473 |  | 0.7397
0.51463 |  | 0.73965
0.51449 |  | 0.73959
0.51438 |  | 0.73948
0.51419 |  | 0.73932
0.51396 |  | 0.73925
0.51377 |  | 0.73911
0.51371 |  | 0.73901
0.51356 |  | 0.73895
0.51347 |  | 0.73886
0.51339 |  | 0.73881
0.51321 |  | 0.73875
0.51312 |  | 0.73858
0.51288 |  | 0.73849
0.51272 |  | 0.73834
0.51256 |  | 0.73826
0.51235 |  | 0.73821
0.51217 |  | 0.73813
0.51205 |  | 0.738
0.51186 |  | 0.73793
0.51173 |  | 0.73772
0.51161 |  | 0.73762
0.51141 |  | 0.7374
0.51133 |  | 0.73735
0.51109 |  | 0.73729
0.51098 |  | 0.73718
0.51082 |  | 0.73707
0.51072 |  | 0.73697
0.51059 |  | 0.73694
0.51034 |  | 0.73686
0.51007 |  | 0.73681
0.50986 |  | 0.73674
0.50974 |  | 0.73665
0.50958 |  | 0.73661
0.50931 |  | 0.73655
0.50921 |  | 0.73644
0.50906 |  | 0.73635
0.50896 |  | 0.73623
0.50889 |  | 0.73609
0.5087 |  | 0.73607
0.50856 |  | 0.73601
0.50849 |  | 0.73597
0.50828 |  | 0.73589
0.50815 |  | 0.73582
0.50807 |  | 0.73577
0.50794 |  | 0.73572
0.50774 |  | 0.73567
0.5076 |  | 0.73561
0.50745 |  | 0.73548
0.50729 |  | 0.73541
0.5072 |  | 0.73536
0.50717 |  | 0.73528
0.50703 |  | 0.73524
0.50694 |  | 0.73509
0.50658 |  | 0.73497
0.50636 |  | 0.73484
0.50627 |  | 0.73475
0.50606 |  | 0.73462
0.50591 |  | 0.73455
0.50575 |  | 0.73451
0.50545 |  | 0.73446
0.50526 |  | 0.73442
0.50503 |  | 0.73432
0.50478 |  | 0.73427
0.50466 |  | 0.73415
0.50461 |  | 0.73402
0.50452 |  | 0.73397
0.50433 |  | 0.73396
0.50425 |  | 0.73382
0.50412 |  | 0.73377
0.50404 |  | 0.73368
0.50388 |  | 0.73362
0.50374 |  | 0.73354
0.50361 |  | 0.73344
0.50349 |  | 0.7334
0.50323 |  | 0.73327
0.5031 |  | 0.73321
0.50293 |  | 0.7331
0.5028 |  | 0.73307
0.50262 |  | 0.73301
0.50233 |  | 0.73294
0.50215 |  | 0.73284
0.50187 |  | 0.73274
0.5017 |  | 0.73258
0.50157 |  | 0.73252
0.50153 |  | 0.7324
0.50127 |  | 0.73228
0.50107 |  | 0.73221
0.50102 |  | 0.73208
0.50086 |  | 0.73199
0.50078 |  | 0.73188
0.5005 |  | 0.73183
0.50031 |  | 0.73176
0.50025 |  | 0.73169
0.50012 |  | 0.73165
0.49999 |  | 0.73158
0.49992 |  | 0.73151
0.49983 |  | 0.73141
0.49969 |  | 0.73135
0.49957 |  | 0.73124
0.49948 |  | 0.73117
0.49932 |  | 0.73105
0.49928 |  | 0.73103
0.49909 |  | 0.73094
0.49896 |  | 0.73091
0.49883 |  | 0.73082
0.49871 |  | 0.73076
0.49864 |  | 0.73073
0.49855 |  | 0.73066
0.49832 |  | 0.73056
0.49825 |  | 0.73042
0.49812 |  | 0.73032
0.49794 |  | 0.73023
0.4976 |  | 0.73007
0.49741 |  | 0.72997
0.49717 |  | 0.72988
0.49709 |  | 0.72986
0.49698 |  | 0.72974
0.49693 |  | 0.72969
0.49683 |  | 0.72961
0.49671 |  | 0.72956
0.49663 |  | 0.7295
0.49652 |  | 0.72933
0.4964 |  | 0.72927
0.4963 |  | 0.72924
0.49616 |  | 0.72904
0.49606 |  | 0.72893
0.49591 |  | 0.7289
0.49583 |  | 0.72886
0.49562 |  | 0.72878
0.49556 |  | 0.72869
0.49542 |  | 0.72864
0.49521 |  | 0.7286
0.49504 |  | 0.72857
0.4949 |  | 0.72842
0.49483 |  | 0.72836
0.49477 |  | 0.72827
0.4946 |  | 0.72818
0.49452 |  | 0.72812
0.49439 |  | 0.72803
0.49432 |  | 0.72797
0.49425 |  | 0.72788
0.49416 |  | 0.72771
0.49397 |  | 0.72769
0.4939 |  | 0.72753
0.49375 |  | 0.72746
0.49367 |  | 0.72736
0.49359 |  | 0.72731
0.49345 |  | 0.7272
0.49331 |  | 0.72716
0.49315 |  | 0.72707
0.49296 |  | 0.72701
0.4928 |  | 0.7269
0.49264 |  | 0.72683
0.49234 |  | 0.72678
0.49226 |  | 0.72676
0.49217 |  | 0.72667
0.492 |  | 0.72665
0.49191 |  | 0.72661
0.4918 |  | 0.72652
0.4917 |  | 0.72647
0.49162 |  | 0.72644
0.49157 |  | 0.72635
0.49152 |  | 0.72628
0.49143 |  | 0.72624
0.49128 |  | 0.7262
0.49124 |  | 0.72599
0.49107 |  | 0.72592
0.491 |  | 0.72583
0.49088 |  | 0.7258
0.49077 |  | 0.72568
0.49064 |  | 0.72559
0.4906 |  | 0.7255
0.49048 |  | 0.7254
0.49037 |  | 0.72538
0.49026 |  | 0.72527
0.49013 |  | 0.72521
0.49005 |  | 0.72512
0.48956 |  | 0.72508
0.48945 |  | 0.72503
0.48923 |  | 0.72497
0.48893 |  | 0.72488
0.4887 |  | 0.72473
0.48851 |  | 0.72469
0.48838 |  | 0.72454
0.4882 |  | 0.72448
0.48805 |  | 0.72441
0.48801 |  | 0.72435
0.48794 |  | 0.72425
0.48782 |  | 0.72423
0.48768 |  | 0.72414
0.48764 |  | 0.7241
0.48756 |  | 0.72402
0.48734 |  | 0.72398
0.4872 |  | 0.72391
0.48709 |  | 0.72381
0.48694 |  | 0.72376
0.48673 |  | 0.72365
0.4865 |  | 0.72357
0.48643 |  | 0.72352
0.4863 |  | 0.72342
0.48624 |  | 0.72335
0.48615 |  | 0.72324
0.48591 |  | 0.72319
0.48574 |  | 0.72306
0.48571 |  | 0.72299
0.4856 |  | 0.72297
0.48552 |  | 0.72293
0.48534 |  | 0.72283
0.48527 |  | 0.72276
0.48521 |  | 0.72266
0.48504 |  | 0.7226
0.48486 |  | 0.72256
0.4847 |  | 0.72245
0.48451 |  | 0.72241
0.4844 |  | 0.72234
0.4843 |  | 0.72219
0.48418 |  | 0.72215
0.48406 |  | 0.72215
0.48398 |  | 0.72206
0.48381 |  | 0.72197
0.48374 |  | 0.72194
0.48365 |  | 0.72187
0.48362 |  | 0.72169
0.48349 |  | 0.72166
0.48335 |  | 0.72162
0.48314 |  | 0.72153
0.48295 |  | 0.72149
0.48277 |  | 0.72142
0.48262 |  | 0.72132
0.48253 |  | 0.7213
0.4824 |  | 0.72128
0.48236 |  | 0.72123
0.48232 |  | 0.72118
0.48217 |  | 0.72108
0.48201 |  | 0.72101
0.48193 |  | 0.72094
0.4818 |  | 0.72081
0.48141 |  | 0.72079
0.48131 |  | 0.72074
0.48105 |  | 0.72072
0.48093 |  | 0.72071
0.48081 |  | 0.72061
0.48072 |  | 0.72052
0.48055 |  | 0.7205
0.48045 |  | 0.72048
0.48036 |  | 0.72041
0.48019 |  | 0.72035
0.48002 |  | 0.72027
0.47993 |  | 0.72014
0.47984 |  | 0.72006
0.47971 |  | 0.71997
0.47955 |  | 0.71985
0.47942 |  | 0.71979
0.47932 |  | 0.71972
0.47912 |  | 0.71959
0.479 |  | 0.71955
0.47872 |  | 0.71944
0.47862 |  | 0.71939
0.47853 |  | 0.71927
0.47844 |  | 0.71922
0.47816 |  | 0.71913
0.47806 |  | 0.71905
0.47799 |  | 0.71896
0.47789 |  | 0.7189
0.47781 |  | 0.71882
0.47774 |  | 0.71872
0.47761 |  | 0.71862
0.47751 |  | 0.71859
0.47739 |  | 0.71851
0.47724 |  | 0.7184
0.47718 |  | 0.71831
0.47705 |  | 0.71829
0.47691 |  | 0.71826
0.47681 |  | 0.7182
0.47666 |  | 0.7181
0.47655 |  | 0.71805
0.47645 |  | 0.71794
0.47633 |  | 0.7179
0.47627 |  | 0.71787
0.47617 |  | 0.71779
0.47607 |  | 0.71772
0.47595 |  | 0.71766
0.47584 |  | 0.71757
0.47578 |  | 0.71754
0.47575 |  | 0.71746
0.47553 |  | 0.71741
0.47538 |  | 0.71735
0.47524 |  | 0.71729
0.47513 |  | 0.71722
0.47509 |  | 0.71715
0.47506 |  | 0.71708
0.47495 |  | 0.71703
0.47476 |  | 0.71696
0.47469 |  | 0.71692
0.47457 |  | 0.71679
0.47453 |  | 0.71673
0.47442 |  | 0.71668
0.47422 |  | 0.7166
0.47411 |  | 0.71655
0.47402 |  | 0.71645
0.47397 |  | 0.71643
0.47393 |  | 0.71624
0.47368 |  | 0.71617
0.47356 |  | 0.71607
0.47348 |  | 0.71605
0.47331 |  | 0.71599
0.47325 |  | 0.71588
0.47315 |  | 0.71585
0.47308 |  | 0.71581
0.473 |  | 0.71571
0.47299 |  | 0.71562
0.47286 |  | 0.71552
0.47261 |  | 0.71545
0.47247 |  | 0.71538
0.4724 |  | 0.71522
0.47215 |  | 0.71513
0.47207 |  | 0.71507
0.47184 |  | 0.71502
0.47177 |  | 0.71499
0.4717 |  | 0.71491
0.47157 |  | 0.71484
0.47136 |  | 0.7148
0.47129 |  | 0.71466
0.47123 |  | 0.71456
0.47113 |  | 0.71439
0.47098 |  | 0.71434
0.47093 |  | 0.71429
0.47087 |  | 0.71413
0.47073 |  | 0.71406
0.47063 |  | 0.71402
0.47054 |  | 0.71395
0.47049 |  | 0.71384
0.47043 |  | 0.71378
0.47037 |  | 0.71374
0.47026 |  | 0.71371
0.47016 |  | 0.71365
0.47003 |  | 0.7136
0.46984 |  | 0.71354
0.46975 |  | 0.71347
0.46969 |  | 0.71341
0.46956 |  | 0.71326
0.46936 |  | 0.7132
0.46919 |  | 0.71314
0.46908 |  | 0.71302
0.46905 |  | 0.71292
0.46898 |  | 0.7128
0.46888 |  | 0.71279
0.46879 |  | 0.71266
0.46862 |  | 0.71266
0.46843 |  | 0.71264
0.46829 |  | 0.71253
0.46812 |  | 0.71245
0.468 |  | 0.71242
0.46785 |  | 0.71232
0.46771 |  | 0.71228
0.46766 |  | 0.71221
0.46756 |  | 0.7122
0.46749 |  | 0.71211
0.46745 |  | 0.71197
0.46727 |  | 0.71195
0.46714 |  | 0.71181
0.46702 |  | 0.7118
0.46686 |  | 0.71168
0.4668 |  | 0.71165
0.46677 |  | 0.71158
0.46669 |  | 0.71149
0.46655 |  | 0.71137
0.46643 |  | 0.71126
0.46627 |  | 0.71122
0.46617 |  | 0.71118
0.466 |  | 0.71111
0.46595 |  | 0.71105
0.46589 |  | 0.7109
0.46585 |  | 0.71084
0.46582 |  | 0.7108
0.46564 |  | 0.71074
0.46546 |  | 0.71069
0.46534 |  | 0.71062
0.46525 |  | 0.71054
0.46521 |  | 0.71041
0.46497 |  | 0.7103
0.46488 |  | 0.71019
0.46475 |  | 0.71011
0.46462 |  | 0.71007
0.46452 |  | 0.70991
0.46443 |  | 0.70985
0.46434 |  | 0.70976
0.46429 |  | 0.70976
0.46418 |  | 0.70968
0.46413 |  | 0.70957
0.46404 |  | 0.7095
0.46397 |  | 0.70939
0.46392 |  | 0.70935
0.46379 |  | 0.70932
0.46371 |  | 0.70926
0.46366 |  | 0.70924
0.46357 |  | 0.70919
0.46348 |  | 0.7091
0.46346 |  | 0.70906
0.46337 |  | 0.70901
0.46327 |  | 0.70895
0.4632 |  | 0.7089
0.46304 |  | 0.70888
0.46292 |  | 0.70883
0.46269 |  | 0.70878
0.46259 |  | 0.70874
0.4625 |  | 0.70872
0.46245 |  | 0.70863
0.46236 |  | 0.70854
0.46229 |  | 0.70846
0.4622 |  | 0.70835
0.46206 |  | 0.70825
0.46181 |  | 0.70822
0.46156 |  | 0.70818
0.46152 |  | 0.70813
0.46139 |  | 0.70802
0.46131 |  | 0.70783
0.46129 |  | 0.70775
0.46123 |  | 0.7077
0.46104 |  | 0.70761
0.46094 |  | 0.70755
0.46088 |  | 0.70752
0.46086 |  | 0.70752
0.46067 |  | 0.70737
0.46057 |  | 0.70733
0.46048 |  | 0.70729
0.46032 |  | 0.70725
0.4602 |  | 0.70722
0.46011 |  | 0.70714
0.45996 |  | 0.70712
0.4598 |  | 0.70699
0.45976 |  | 0.70698
0.45961 |  | 0.70692
0.45947 |  | 0.70681
0.4594 |  | 0.70676
0.45929 |  | 0.70672
0.45914 |  | 0.70668
0.45896 |  | 0.70667
0.45887 |  | 0.70661
0.45881 |  | 0.70651
0.45864 |  | 0.70646
0.45851 |  | 0.70635
0.45849 |  | 0.70629
0.45838 |  | 0.7062
0.45826 |  | 0.70614
0.45824 |  | 0.70612
0.45812 |  | 0.70603
0.45804 |  | 0.70601
0.45795 |  | 0.70597
0.45791 |  | 0.70592
0.45784 |  | 0.70589
0.45776 |  | 0.70583
0.45762 |  | 0.70581
0.45762 |  | 0.70579
0.45756 |  | 0.70571
0.45745 |  | 0.70568
0.45739 |  | 0.70562
0.45733 |  | 0.70558
0.45724 |  | 0.70551
0.45722 |  | 0.70546
0.45704 |  | 0.70544
0.4568 |  | 0.70541
0.45668 |  | 0.70535
0.45665 |  | 0.70521
0.45646 |  | 0.70518
0.45629 |  | 0.7051
0.45621 |  | 0.70508
0.45616 |  | 0.70506
0.45603 |  | 0.70496
0.45594 |  | 0.70491
0.45586 |  | 0.70477
0.45582 |  | 0.70475
0.45573 |  | 0.7047
0.45564 |  | 0.70466
0.45545 |  | 0.70464
0.45534 |  | 0.70452
0.45525 |  | 0.70448
0.45515 |  | 0.70439
0.4551 |  | 0.7043
0.45504 |  | 0.70424
0.45497 |  | 0.70417
0.4549 |  | 0.70406
0.45478 |  | 0.70402
0.4547 |  | 0.70401
0.45454 |  | 0.70388
0.45447 |  | 0.70377
0.45442 |  | 0.70365
0.45438 |  | 0.7036
0.45419 |  | 0.70354
0.45405 |  | 0.70349
0.45398 |  | 0.7034
0.45388 |  | 0.70334
0.45381 |  | 0.70331
0.4537 |  | 0.7032
0.45362 |  | 0.70312
0.45358 |  | 0.70304
0.4534 |  | 0.70303
0.45329 |  | 0.70289
0.45319 |  | 0.70285
0.45307 |  | 0.70272
0.45302 |  | 0.70269
0.45289 |  | 0.70261
0.45287 |  | 0.70254
0.45287 |  | 0.70243
0.45273 |  | 0.70234
0.4526 |  | 0.70232
0.45244 |  | 0.70228
0.45238 |  | 0.70212
0.45231 |  | 0.70206
0.45225 |  | 0.70198
0.45217 |  | 0.70193
0.45212 |  | 0.70187
0.45204 |  | 0.70178
0.45197 |  | 0.70177
0.45184 |  | 0.70167
0.45174 |  | 0.70163
0.45166 |  | 0.70159
0.45155 |  | 0.70157
0.45142 |  | 0.70154
0.45127 |  | 0.70152
0.45122 |  | 0.70146
0.45111 |  | 0.70146
0.45106 |  | 0.70139
0.45103 |  | 0.70133
0.45093 |  | 0.70127
0.45087 |  | 0.7012
0.45079 |  | 0.70112
0.4507 |  | 0.70112
0.45054 |  | 0.701
0.45043 |  | 0.70096
0.45032 |  | 0.70091
0.45025 |  | 0.70082
0.4502 |  | 0.70076
0.45007 |  | 0.7007
0.44994 |  | 0.70067
0.44991 |  | 0.70059
0.44977 |  | 0.70052
0.44965 |  | 0.70045
0.44958 |  | 0.70037
0.44943 |  | 0.70032
0.44933 |  | 0.70028
0.44925 |  | 0.70021
0.44909 |  | 0.70014
0.44904 |  | 0.7001
0.44884 |  | 0.70003
0.44879 |  | 0.69997
0.44862 |  | 0.69992
0.44849 |  | 0.69984
0.44836 |  | 0.69981
0.44825 |  | 0.69969
0.44816 |  | 0.69968
0.44808 |  | 0.69963
0.44797 |  | 0.69953
0.44791 |  | 0.69942
0.44781 |  | 0.69938
0.44773 |  | 0.69932
0.44765 |  | 0.69923
0.44753 |  | 0.69914
0.44749 |  | 0.6991
0.44739 |  | 0.69903
0.44724 |  | 0.69894
0.44719 |  | 0.69886
0.44716 |  | 0.69881
0.44706 |  | 0.69876
0.44698 |  | 0.69872
0.44689 |  | 0.69863
0.44681 |  | 0.69854
0.44681 |  | 0.69848
0.44668 |  | 0.69838
0.44655 |  | 0.69831
0.44647 |  | 0.69831
0.4464 |  | 0.69829
0.44628 |  | 0.69823
0.44619 |  | 0.69816
0.44608 |  | 0.69812
0.44599 |  | 0.69801
0.44595 |  | 0.69795
0.44582 |  | 0.69784
0.44575 |  | 0.69776
0.44569 |  | 0.69774
0.44559 |  | 0.69767
0.44553 |  | 0.69763
0.44543 |  | 0.69759
0.44533 |  | 0.69756
0.44524 |  | 0.69752
0.44517 |  | 0.69746
0.44504 |  | 0.69741
0.44491 |  | 0.69733
0.4448 |  | 0.69731
0.44475 |  | 0.69723
0.4447 |  | 0.69718
0.44467 |  | 0.69715
0.44458 |  | 0.69708
0.44444 |  | 0.69706
0.44431 |  | 0.69695
0.44422 |  | 0.6969
0.44406 |  | 0.69684
0.444 |  | 0.69677
0.4439 |  | 0.69665
0.44379 |  | 0.69663
0.44374 |  | 0.69658
0.44365 |  | 0.69654
0.44346 |  | 0.69646
0.44324 |  | 0.69645
0.44317 |  | 0.69635
0.44305 |  | 0.69631
0.44292 |  | 0.69625
0.44281 |  | 0.6962
0.44277 |  | 0.69611
0.44261 |  | 0.69598
0.44255 |  | 0.69592
0.44238 |  | 0.69587
0.44236 |  | 0.69581
0.44233 |  | 0.69578
0.44228 |  | 0.69574
0.44218 |  | 0.69559
0.44206 |  | 0.69553
0.44197 |  | 0.69551
0.44181 |  | 0.69549
0.44173 |  | 0.69539
0.44161 |  | 0.69531
0.44159 |  | 0.69529
0.44151 |  | 0.6952
0.44144 |  | 0.6952
0.44136 |  | 0.69511
0.44126 |  | 0.69509
0.44113 |  | 0.69496
0.44108 |  | 0.69494
0.44097 |  | 0.69485
0.4409 |  | 0.69479
0.44083 |  | 0.69473
0.44073 |  | 0.69462
0.44062 |  | 0.69455
0.44057 |  | 0.69451
0.4405 |  | 0.69447
0.44043 |  | 0.69434
0.44037 |  | 0.6943
0.44031 |  | 0.69428
0.44027 |  | 0.69417
0.44007 |  | 0.69411
0.43994 |  | 0.69409
0.43981 |  | 0.69404
0.43975 |  | 0.69394
0.43965 |  | 0.69387
0.43956 |  | 0.69385
0.43946 |  | 0.69379
0.43936 |  | 0.69376
0.43933 |  | 0.69368
0.43921 |  | 0.69359
0.43913 |  | 0.69357
0.43906 |  | 0.69355
0.439 |  | 0.6935
0.43885 |  | 0.69346
0.43876 |  | 0.69339
0.43869 |  | 0.69333
0.43852 |  | 0.6933
0.43846 |  | 0.69323
0.43835 |  | 0.69319
0.43827 |  | 0.69315
0.43819 |  | 0.6931
0.43809 |  | 0.69304
0.43798 |  | 0.69291
0.43789 |  | 0.69284
0.43784 |  | 0.69278
0.43774 |  | 0.69275
0.4377 |  | 0.69271
0.43764 |  | 0.69266
0.43755 |  | 0.69262
0.43751 |  | 0.69256
0.43736 |  | 0.69251
0.43734 |  | 0.69239
0.43727 |  | 0.69237
0.43722 |  | 0.69229
0.43707 |  | 0.69227
0.43701 |  | 0.69224
0.43692 |  | 0.69212
0.43685 |  | 0.69207
0.43681 |  | 0.69196
0.43673 |  | 0.69194
0.43668 |  | 0.69184
0.43649 |  | 0.69181
0.43639 |  | 0.69177
0.43631 |  | 0.69173
0.43625 |  | 0.69168
0.43608 |  | 0.69162
0.43602 |  | 0.6916
0.43595 |  | 0.69157
0.43585 |  | 0.69151
0.43578 |  | 0.69146
0.43575 |  | 0.69141
0.43562 |  | 0.69132
0.43555 |  | 0.69129
0.43549 |  | 0.69125
0.43544 |  | 0.69118
0.43531 |  | 0.69113
0.43523 |  | 0.69106
0.43517 |  | 0.69102
0.43505 |  | 0.69097
0.43497 |  | 0.69089
0.43484 |  | 0.69084
0.43481 |  | 0.6908
0.43474 |  | 0.69077
0.43465 |  | 0.69075
0.43454 |  | 0.69069
0.43446 |  | 0.69064
0.43439 |  | 0.69062
0.43431 |  | 0.69055
0.43418 |  | 0.69051
0.43414 |  | 0.69043
0.43404 |  | 0.69036
0.43395 |  | 0.69035
0.43375 |  | 0.69028
0.43366 |  | 0.6902
0.43357 |  | 0.69018
0.43349 |  | 0.69013
0.43341 |  | 0.69008
0.43335 |  | 0.69002
0.4333 |  | 0.68998
0.43324 |  | 0.68995
0.43315 |  | 0.68988
0.43303 |  | 0.68984
0.43298 |  | 0.68976
0.43287 |  | 0.68965
0.4328 |  | 0.68959
0.43273 |  | 0.6895
0.43266 |  | 0.68948
0.43253 |  | 0.68943
0.43246 |  | 0.68939
0.43236 |  | 0.68935
0.43227 |  | 0.6893
0.43221 |  | 0.68925
0.43202 |  | 0.68914
0.43194 |  | 0.6891
0.43189 |  | 0.689
0.43185 |  | 0.68894
0.43177 |  | 0.68879
0.43169 |  | 0.68875
0.43163 |  | 0.68871
0.43155 |  | 0.68865
0.43148 |  | 0.6886
0.43139 |  | 0.68849
0.43131 |  | 0.68849
0.43119 |  | 0.68837
0.43115 |  | 0.68834
0.43105 |  | 0.68828
0.4309 |  | 0.68824
0.43079 |  | 0.68822
0.43073 |  | 0.68818
0.43068 |  | 0.68815
0.43057 |  | 0.68807
0.43054 |  | 0.68796
0.4305 |  | 0.68791
0.43044 |  | 0.68786
0.43028 |  | 0.68784
0.43022 |  | 0.68774
0.43016 |  | 0.68768
0.43009 |  | 0.68765
0.42999 |  | 0.68756
0.42995 |  | 0.68754
0.4299 |  | 0.68748
0.42983 |  | 0.68738
0.42979 |  | 0.68731
0.4297 |  | 0.68725
0.42959 |  | 0.68717
0.42949 |  | 0.68707
0.42942 |  | 0.68704
0.42929 |  | 0.68695
0.42923 |  | 0.68687
0.42919 |  | 0.68682
0.42907 |  | 0.68679
0.42903 |  | 0.68669
0.42896 |  | 0.68665
0.42894 |  | 0.68662
0.42887 |  | 0.68656
0.42881 |  | 0.68652
0.42873 |  | 0.68643
0.4286 |  | 0.68639
0.42855 |  | 0.68634
0.42851 |  | 0.68632
0.42841 |  | 0.68624
0.42837 |  | 0.68621
0.42831 |  | 0.68616
0.42826 |  | 0.68606
0.42823 |  | 0.68604
0.42817 |  | 0.68597
0.42799 |  | 0.68589
0.42791 |  | 0.68588
0.42788 |  | 0.68583
0.42784 |  | 0.68581
0.42778 |  | 0.68571
0.42771 |  | 0.68566
0.42761 |  | 0.68562
0.42751 |  | 0.6856
0.42742 |  | 0.68554
0.42738 |  | 0.68551
0.4273 |  | 0.68541
0.42716 |  | 0.68536
0.42706 |  | 0.6853
0.42696 |  | 0.68526
0.42696 |  | 0.68515
0.42691 |  | 0.68512
0.4268 |  | 0.68504
0.42674 |  | 0.68501
0.4267 |  | 0.68491
0.42667 |  | 0.68489
0.42658 |  | 0.68479
0.42647 |  | 0.68468
0.42641 |  | 0.68463
0.42635 |  | 0.68461
0.42628 |  | 0.68453
0.42619 |  | 0.68448
0.42606 |  | 0.68446
0.42605 |  | 0.68437
0.42597 |  | 0.68437
0.42594 |  | 0.68429
0.42592 |  | 0.68419
0.42584 |  | 0.68414
0.42576 |  | 0.68405
0.42568 |  | 0.684
0.4256 |  | 0.68385
0.42555 |  | 0.68379
0.42539 |  | 0.68372
0.42527 |  | 0.6837
0.4252 |  | 0.68363
0.42514 |  | 0.68353
0.42509 |  | 0.68349
0.425 |  | 0.68347
0.42492 |  | 0.68343
0.42488 |  | 0.68341
0.42477 |  | 0.68333
0.42469 |  | 0.68329
0.42466 |  | 0.68321
0.42455 |  | 0.68316
0.42449 |  | 0.68312
0.42442 |  | 0.68311
0.4244 |  | 0.68307
0.42432 |  | 0.683
0.42418 |  | 0.68296
0.42411 |  | 0.68292
0.42404 |  | 0.68279
0.42391 |  | 0.68274
0.42382 |  | 0.6827
0.42374 |  | 0.68264
0.42369 |  | 0.68259
0.42366 |  | 0.68255
0.4236 |  | 0.6825
0.42352 |  | 0.68246
0.42344 |  | 0.68239
0.42338 |  | 0.68236
0.42335 |  | 0.68228
0.42328 |  | 0.68228
0.42318 |  | 0.68217
0.42315 |  | 0.6821
0.42305 |  | 0.68204
0.42305 |  | 0.68199
0.42299 |  | 0.68192
0.42289 |  | 0.68188
0.42279 |  | 0.68185
0.4227 |  | 0.68178
0.42269 |  | 0.68178
0.42258 |  | 0.68174
0.42249 |  | 0.68168
0.42241 |  | 0.68165
0.42236 |  | 0.68159
0.42227 |  | 0.6815
0.42213 |  | 0.68144
0.42209 |  | 0.6814
0.42204 |  | 0.68138
0.42196 |  | 0.68132
0.42188 |  | 0.68126
0.42182 |  | 0.68121
0.42174 |  | 0.68113
0.42168 |  | 0.68111
0.42155 |  | 0.68103
0.4215 |  | 0.68098
0.42141 |  | 0.68094
0.42136 |  | 0.68089
0.42133 |  | 0.68082
0.42129 |  | 0.68076
0.42123 |  | 0.68073
0.42116 |  | 0.68069
0.4211 |  | 0.68061
0.42101 |  | 0.68055
0.42091 |  | 0.68052
0.42088 |  | 0.6805
0.42065 |  | 0.68043
0.42058 |  | 0.68043
0.42053 |  | 0.68036
0.42039 |  | 0.68034
0.42034 |  | 0.6803
0.42031 |  | 0.68021
0.42023 |  | 0.68016
0.42011 |  | 0.68009
0.42007 |  | 0.68005
0.41998 |  | 0.68001
0.41989 |  | 0.67992
0.41985 |  | 0.67988
0.41972 |  | 0.6798
0.41968 |  | 0.67975
0.41961 |  | 0.67973
0.41955 |  | 0.6797
0.4195 |  | 0.67966
0.41944 |  | 0.67961
0.41935 |  | 0.6795
0.4193 |  | 0.67944
0.41922 |  | 0.67942
0.41903 |  | 0.67936
0.41897 |  | 0.67932
0.41894 |  | 0.67927
0.41888 |  | 0.67923
0.41885 |  | 0.67919
0.41878 |  | 0.67912
0.41866 |  | 0.67908
0.41863 |  | 0.67907
0.41856 |  | 0.67897
0.41846 |  | 0.67887
0.41838 |  | 0.67874
0.41833 |  | 0.67871
0.41809 |  | 0.67869
0.41806 |  | 0.67862
0.41792 |  | 0.67862
0.41788 |  | 0.67855
0.41775 |  | 0.67846
0.41768 |  | 0.67842
0.41759 |  | 0.67831
0.41753 |  | 0.67824
0.41746 |  | 0.67817
0.4174 |  | 0.67807
0.4173 |  | 0.67796
0.41722 |  | 0.67789
0.41713 |  | 0.67783
0.4171 |  | 0.67778
0.41706 |  | 0.67774
0.41698 |  | 0.67769
0.41691 |  | 0.67765
0.41688 |  | 0.67763
0.41685 |  | 0.67756
0.41678 |  | 0.67752
0.41674 |  | 0.67746
0.41668 |  | 0.67743
0.41662 |  | 0.67735
0.41661 |  | 0.67733
0.41648 |  | 0.67728
0.41644 |  | 0.67726
0.41639 |  | 0.67724
0.41635 |  | 0.67713
0.41629 |  | 0.67708
0.41625 |  | 0.67701
0.41623 |  | 0.67699
0.41618 |  | 0.67697
0.4161 |  | 0.67691
0.41606 |  | 0.67684
0.41599 |  | 0.67679
0.41593 |  | 0.67673
0.41588 |  | 0.67663
0.41584 |  | 0.67661
0.41574 |  | 0.67657
0.41561 |  | 0.6765
0.41554 |  | 0.67646
0.41548 |  | 0.67643
0.41539 |  | 0.67639
0.41533 |  | 0.67637
0.41517 |  | 0.67631
0.41514 |  | 0.67631
0.41505 |  | 0.67624
0.41503 |  | 0.6762
0.41495 |  | 0.67613
0.4149 |  | 0.67607
0.41475 |  | 0.67606
0.41469 |  | 0.67596
0.41463 |  | 0.67594
0.41459 |  | 0.67588
0.41455 |  | 0.67582
0.41448 |  | 0.67575
0.4144 |  | 0.67565
0.41433 |  | 0.67564
0.41427 |  | 0.67552
0.41415 |  | 0.67545
0.4141 |  | 0.67545
0.41404 |  | 0.6753
0.41397 |  | 0.67521
0.41388 |  | 0.67512
0.41381 |  | 0.67504
0.41371 |  | 0.67502
0.41365 |  | 0.67498
0.41353 |  | 0.67491
0.41345 |  | 0.67484
0.41336 |  | 0.67473
0.41332 |  | 0.67473
0.41327 |  | 0.67465
0.41319 |  | 0.67459
0.41304 |  | 0.67456
0.41298 |  | 0.6745
0.41291 |  | 0.67444
0.41281 |  | 0.67437
0.41277 |  | 0.67433
0.41272 |  | 0.67431
0.41268 |  | 0.67424
0.41262 |  | 0.67418
0.41259 |  | 0.67414
0.41255 |  | 0.67411
0.41246 |  | 0.67403
0.41242 |  | 0.67399
0.41234 |  | 0.67394
0.41229 |  | 0.67385
0.41226 |  | 0.67379
0.41223 |  | 0.67374
0.41219 |  | 0.67368
0.41208 |  | 0.67368
0.41207 |  | 0.67363
0.41204 |  | 0.67354
0.41201 |  | 0.67344
0.41192 |  | 0.67329
0.41183 |  | 0.67327
0.41171 |  | 0.67318
0.41169 |  | 0.67312
0.41163 |  | 0.67304
0.41159 |  | 0.67297
0.41151 |  | 0.67291
0.41145 |  | 0.6729
0.41143 |  | 0.67286
0.41141 |  | 0.67273
0.41132 |  | 0.67268
0.4113 |  | 0.67264
0.41125 |  | 0.67257
0.41121 |  | 0.67255
0.41111 |  | 0.67246
0.41109 |  | 0.67246
0.41102 |  | 0.67239
0.41093 |  | 0.67231
0.4109 |  | 0.67223
0.41086 |  | 0.67218
0.41083 |  | 0.67212
0.4108 |  | 0.67208
0.41072 |  | 0.67203
0.41063 |  | 0.67193
0.41056 |  | 0.67183
0.41051 |  | 0.67179
0.41039 |  | 0.67173
0.41035 |  | 0.67167
0.41029 |  | 0.67161
0.41027 |  | 0.67156
0.41022 |  | 0.67149
0.41016 |  | 0.67141
0.41014 |  | 0.67136
0.41005 |  | 0.67129
0.40996 |  | 0.67127
0.40989 |  | 0.67126
0.4098 |  | 0.67122
0.4098 |  | 0.67118
0.40968 |  | 0.67115
0.40965 |  | 0.67107
0.40952 |  | 0.67103
0.40948 |  | 0.67102
0.40937 |  | 0.67092
0.40929 |  | 0.6709
0.40924 |  | 0.67084
0.40921 |  | 0.67081
0.40914 |  | 0.67075
0.4091 |  | 0.67072
0.40904 |  | 0.6707
0.40893 |  | 0.67065
0.40891 |  | 0.67048
0.40885 |  | 0.67044
0.40881 |  | 0.67044
0.40874 |  | 0.67037
0.40868 |  | 0.67035
0.40855 |  | 0.67028
0.40846 |  | 0.67024
0.40838 |  | 0.67021
0.4083 |  | 0.67019
0.40829 |  | 0.67015
0.40823 |  | 0.67012
0.4082 |  | 0.67008
0.40813 |  | 0.67003
0.40801 |  | 0.66999
0.408 |  | 0.66993
0.40793 |  | 0.66988
0.4079 |  | 0.66986
0.4078 |  | 0.66982
0.40774 |  | 0.66973
0.40769 |  | 0.66969
0.40765 |  | 0.66967
0.40756 |  | 0.6696
0.40752 |  | 0.66955
0.40746 |  | 0.66952
0.40743 |  | 0.66943
0.40741 |  | 0.66937
0.40736 |  | 0.66929
0.40731 |  | 0.66927
0.40716 |  | 0.66919
0.40716 |  | 0.66912
0.40709 |  | 0.66908
0.40707 |  | 0.66904
0.40703 |  | 0.66901
0.40692 |  | 0.66901
0.40686 |  | 0.66897
0.40683 |  | 0.66888
0.4068 |  | 0.66882
0.40671 |  | 0.66874
0.40667 |  | 0.66868
0.40657 |  | 0.66864
0.40649 |  | 0.6686
0.40642 |  | 0.66851
0.40634 |  | 0.66846
0.40632 |  | 0.66843
0.40619 |  | 0.66843
0.40615 |  | 0.66836
0.40608 |  | 0.66834
0.40594 |  | 0.6683
0.40593 |  | 0.66821
0.40585 |  | 0.66815
0.40584 |  | 0.66812
0.4058 |  | 0.66808
0.40576 |  | 0.66803
0.40573 |  | 0.66796
0.40567 |  | 0.66793
0.40558 |  | 0.66789
0.40551 |  | 0.66782
0.40545 |  | 0.66776
0.40538 |  | 0.66767
0.40532 |  | 0.6676
0.40529 |  | 0.66758
0.40523 |  | 0.66749
0.40519 |  | 0.66747
0.40512 |  | 0.66744
0.40507 |  | 0.6674
0.40505 |  | 0.66736
0.40496 |  | 0.66732
0.40489 |  | 0.66727
0.40483 |  | 0.66725
0.40476 |  | 0.66722
0.40471 |  | 0.66716
0.40467 |  | 0.66709
0.40457 |  | 0.66704
0.40451 |  | 0.667
0.40445 |  | 0.66695
0.40442 |  | 0.66693
0.40439 |  | 0.66691
0.40435 |  | 0.66684
0.40431 |  | 0.66677
0.40416 |  | 0.66671
0.40409 |  | 0.66668
0.40396 |  | 0.66667
0.4039 |  | 0.66657
0.40387 |  | 0.66652
0.4038 |  | 0.66646
0.40378 |  | 0.6664
0.40377 |  | 0.66632
0.40367 |  | 0.66626
0.40362 |  | 0.66616
0.40353 |  | 0.6661
0.40347 |  | 0.66602
0.40342 |  | 0.66598
0.40333 |  | 0.66591
0.40324 |  | 0.66585
0.40319 |  | 0.66583
0.40315 |  | 0.66578
0.40306 |  | 0.6657
0.40304 |  | 0.66567
0.40299 |  | 0.66567
0.40292 |  | 0.66566
0.40286 |  | 0.6656
0.40282 |  | 0.66555
0.40279 |  | 0.66549
0.40272 |  | 0.66547
0.40266 |  | 0.66542
0.40262 |  | 0.66535
0.40257 |  | 0.66528
0.40254 |  | 0.66524
0.40251 |  | 0.66524
0.40246 |  | 0.66518
0.40238 |  | 0.6651
0.40233 |  | 0.66506
0.40221 |  | 0.66499
0.40215 |  | 0.66495
0.40205 |  | 0.66488
0.40198 |  | 0.66477
0.40192 |  | 0.6647
0.40186 |  | 0.66463
0.4018 |  | 0.66461
0.40168 |  | 0.66451
0.40163 |  | 0.66447
0.40157 |  | 0.66439
0.4015 |  | 0.66428
0.40146 |  | 0.66426
0.40142 |  | 0.66424
0.40137 |  | 0.66415
0.4013 |  | 0.6641
0.40128 |  | 0.66406
0.40127 |  | 0.66397
0.40118 |  | 0.66391
0.40117 |  | 0.66389
0.401 |  | 0.66389
0.40094 |  | 0.66382
0.4009 |  | 0.66377
0.40083 |  | 0.66371
0.40081 |  | 0.66367
0.40075 |  | 0.66364
0.4007 |  | 0.66356
0.40067 |  | 0.66354
0.40065 |  | 0.66345
0.40059 |  | 0.66343
0.40049 |  | 0.6634
0.40045 |  | 0.66334
0.40042 |  | 0.66331
0.40039 |  | 0.66323
0.40036 |  | 0.66314
0.40033 |  | 0.66308
0.40029 |  | 0.66305
0.40023 |  | 0.66299
0.4002 |  | 0.66297
0.40013 |  | 0.6629
0.40003 |  | 0.66283
0.39992 |  | 0.66278
0.39987 |  | 0.66274
0.39978 |  | 0.66265
0.39969 |  | 0.66263
0.39968 |  | 0.66261
0.39965 |  | 0.66251
0.39957 |  | 0.66248
0.39954 |  | 0.66242
0.39943 |  | 0.66238
0.39935 |  | 0.66225
0.39933 |  | 0.66221
0.39925 |  | 0.66219
0.39921 |  | 0.66212
0.39916 |  | 0.66208
0.39902 |  | 0.66201
0.39898 |  | 0.66195
0.39889 |  | 0.66188
0.3988 |  | 0.66181
0.3988 |  | 0.66172
0.39872 |  | 0.66164
0.39869 |  | 0.66157
0.39863 |  | 0.66153
0.39856 |  | 0.6615
0.39851 |  | 0.66146
0.39845 |  | 0.66135
0.39837 |  | 0.66131
0.39829 |  | 0.66128
0.39826 |  | 0.66126
0.39817 |  | 0.66119
0.39811 |  | 0.66113
0.39807 |  | 0.66109
0.39804 |  | 0.66105
0.39801 |  | 0.66104
0.39794 |  | 0.66095
0.39785 |  | 0.66088
0.39781 |  | 0.66086
0.39778 |  | 0.6608
0.39774 |  | 0.66078
0.39768 |  | 0.66076
0.39765 |  | 0.66071
0.39758 |  | 0.6607
0.39754 |  | 0.66066
0.39751 |  | 0.66062
0.39742 |  | 0.66058
0.39735 |  | 0.66051
0.39729 |  | 0.66045
0.39722 |  | 0.66041
0.39714 |  | 0.66034
0.39713 |  | 0.66027
0.39706 |  | 0.66023
0.39698 |  | 0.66021
0.39691 |  | 0.66016
0.39687 |  | 0.66013
0.39681 |  | 0.66011
0.39675 |  | 0.66003
0.39673 |  | 0.65999
0.39668 |  | 0.65992
0.39665 |  | 0.65986
0.39661 |  | 0.65982
0.39654 |  | 0.65979
0.39649 |  | 0.65975
0.39642 |  | 0.65973
0.39639 |  | 0.65968
0.39635 |  | 0.65966
0.39632 |  | 0.65958
0.39626 |  | 0.65957
0.3962 |  | 0.65953
0.39615 |  | 0.65946
0.39611 |  | 0.65938
0.39608 |  | 0.65928
0.39603 |  | 0.65926
0.396 |  | 0.65921
0.39597 |  | 0.65913
0.39587 |  | 0.65904
0.39583 |  | 0.659
0.3958 |  | 0.65895
0.39574 |  | 0.65889
0.39569 |  | 0.65885
0.39567 |  | 0.65883
0.39564 |  | 0.65878
0.3956 |  | 0.65869
0.3955 |  | 0.65865
0.39544 |  | 0.65855
0.3954 |  | 0.65854
0.39534 |  | 0.65844
0.3953 |  | 0.6584
0.39525 |  | 0.65835
0.39522 |  | 0.65827
0.39518 |  | 0.65818
0.39511 |  | 0.65815
0.39506 |  | 0.65809
0.39499 |  | 0.65807
0.39496 |  | 0.65805
0.39489 |  | 0.65803
0.39485 |  | 0.65797
0.39481 |  | 0.65793
0.39479 |  | 0.65787
0.39473 |  | 0.65783
0.3947 |  | 0.65778
0.39466 |  | 0.65773
0.3946 |  | 0.65771
0.39453 |  | 0.65763
0.39444 |  | 0.65761
0.39441 |  | 0.65756
0.39435 |  | 0.65754
0.39432 |  | 0.6575
0.39425 |  | 0.65743
0.39419 |  | 0.65742
0.39412 |  | 0.65742
0.39405 |  | 0.65734
0.39402 |  | 0.65729
0.39393 |  | 0.65719
0.3939 |  | 0.65715
0.39383 |  | 0.65714
0.39377 |  | 0.65706
0.3937 |  | 0.65702
0.39361 |  | 0.65702
0.3936 |  | 0.657
0.39357 |  | 0.65697
0.39354 |  | 0.6569
0.3935 |  | 0.65686
0.39343 |  | 0.65684
0.39337 |  | 0.65684
0.39334 |  | 0.65677
0.39324 |  | 0.65671
0.39317 |  | 0.65665
0.39312 |  | 0.65663
0.39307 |  | 0.65658
0.39305 |  | 0.65656
0.39298 |  | 0.65653
0.39296 |  | 0.65646
0.39291 |  | 0.65639
0.39284 |  | 0.65635
0.39277 |  | 0.65629
0.39271 |  | 0.65626
0.39266 |  | 0.65622
0.39258 |  | 0.65617
0.39249 |  | 0.65609
0.39239 |  | 0.65604
0.39238 |  | 0.656
0.39226 |  | 0.65596
0.39222 |  | 0.65589
0.3922 |  | 0.65584
0.39217 |  | 0.6558
0.39209 |  | 0.65575
0.39206 |  | 0.65567
0.392 |  | 0.65565
0.39196 |  | 0.65562
0.39194 |  | 0.65558
0.3919 |  | 0.65554
0.39185 |  | 0.65547
0.39182 |  | 0.65544
0.39177 |  | 0.65542
0.39156 |  | 0.65536
0.39153 |  | 0.65527
0.39151 |  | 0.65523
0.39146 |  | 0.65519
0.39136 |  | 0.65514
0.39131 |  | 0.65507
0.39128 |  | 0.65503
0.39117 |  | 0.65501
0.39113 |  | 0.65496
0.39107 |  | 0.6549
0.39097 |  | 0.65486
0.39089 |  | 0.65479
0.39083 |  | 0.65476
0.39068 |  | 0.65474
0.39067 |  | 0.65469
0.39061 |  | 0.65463
0.39056 |  | 0.65458
0.39054 |  | 0.65447
0.39043 |  | 0.65445
0.39036 |  | 0.65441
0.39033 |  | 0.65436
0.39029 |  | 0.65428
0.39023 |  | 0.65419
0.39022 |  | 0.65417
0.39014 |  | 0.65414
0.39006 |  | 0.65408
0.39003 |  | 0.65406
0.38997 |  | 0.65402
0.38991 |  | 0.65398
0.38987 |  | 0.65397
0.38978 |  | 0.65393
0.38971 |  | 0.65393
0.38968 |  | 0.65386
0.38964 |  | 0.65384
0.38961 |  | 0.65371
0.38956 |  | 0.65369
0.38955 |  | 0.65369
0.38945 |  | 0.65361
0.38938 |  | 0.65358
0.38932 |  | 0.6535
0.38925 |  | 0.6535
0.38921 |  | 0.6535
0.38916 |  | 0.65348
0.3891 |  | 0.65341
0.38909 |  | 0.65334
0.38903 |  | 0.65332
0.38896 |  | 0.65326
0.3889 |  | 0.65323
0.38883 |  | 0.65317
0.38883 |  | 0.65317
0.38873 |  | 0.65316
0.3887 |  | 0.65314
0.38866 |  | 0.65306
0.38861 |  | 0.65305
0.38857 |  | 0.65301
0.38856 |  | 0.65295
0.38847 |  | 0.65284
0.38835 |  | 0.65279
0.38832 |  | 0.65272
0.3883 |  | 0.6527
0.38823 |  | 0.65265
0.38821 |  | 0.65259
0.38814 |  | 0.65248
0.38811 |  | 0.65248
0.38808 |  | 0.65244
0.38801 |  | 0.65242
0.38796 |  | 0.65232
0.38792 |  | 0.65229
0.38785 |  | 0.65224
0.38784 |  | 0.6522
0.38781 |  | 0.65214
0.38775 |  | 0.6521
0.38773 |  | 0.65203
0.38773 |  | 0.65202
0.38772 |  | 0.65192
0.38766 |  | 0.65189
0.38762 |  | 0.65182
0.38753 |  | 0.6518
0.38752 |  | 0.65173
0.38752 |  | 0.65171
0.38747 |  | 0.65166
0.38743 |  | 0.65161
0.38742 |  | 0.65159
0.38733 |  | 0.65157
0.38723 |  | 0.65149
0.38719 |  | 0.65149
0.38712 |  | 0.6514
0.38706 |  | 0.65139
0.387 |  | 0.65133
0.38696 |  | 0.65128
0.3869 |  | 0.65122
0.38673 |  | 0.6512
0.3867 |  | 0.65118
0.38665 |  | 0.65115
0.38659 |  | 0.65111
0.38655 |  | 0.65107
0.38652 |  | 0.65105
0.38645 |  | 0.651
0.38643 |  | 0.65098
0.38635 |  | 0.65096
0.38632 |  | 0.65094
0.38625 |  | 0.65089
0.38621 |  | 0.65083
0.38616 |  | 0.65078
0.38616 |  | 0.65074
0.38611 |  | 0.65068
0.38601 |  | 0.65062
0.38599 |  | 0.65058
0.38593 |  | 0.65056
0.38588 |  | 0.65051
0.38585 |  | 0.65045
0.3858 |  | 0.65043
0.38576 |  | 0.65038
0.3857 |  | 0.65034
0.38565 |  | 0.65029
0.3856 |  | 0.65022
0.38552 |  | 0.6502
0.38547 |  | 0.65015
0.38546 |  | 0.65013
0.3854 |  | 0.65009
0.38534 |  | 0.65003
0.38533 |  | 0.64996
0.38524 |  | 0.6499
0.3852 |  | 0.64988
0.38514 |  | 0.64983
0.3851 |  | 0.64981
0.38504 |  | 0.64976
0.38504 |  | 0.64971
0.38499 |  | 0.64961
0.38494 |  | 0.64955
0.38488 |  | 0.64947
0.38479 |  | 0.64945
0.38478 |  | 0.64936
0.38475 |  | 0.64932
0.38469 |  | 0.64931
0.38466 |  | 0.64925
0.38456 |  | 0.64916
0.38453 |  | 0.64912
0.3845 |  | 0.64909
0.38446 |  | 0.64903
0.38446 |  | 0.64901
0.3844 |  | 0.64888
0.38436 |  | 0.64884
0.38425 |  | 0.64882
0.38422 |  | 0.64877
0.38418 |  | 0.64874
0.38415 |  | 0.64872
0.38412 |  | 0.64871
0.38405 |  | 0.6486
0.38402 |  | 0.64858
0.384 |  | 0.64851
0.38394 |  | 0.64847
0.38388 |  | 0.64845
0.38385 |  | 0.64839
0.38378 |  | 0.64835
0.38375 |  | 0.64831
0.38366 |  | 0.64826
0.38362 |  | 0.64819
0.38355 |  | 0.64813
0.38347 |  | 0.64812
0.38341 |  | 0.64806
0.38334 |  | 0.64804
0.38332 |  | 0.64797
0.38325 |  | 0.64793
0.38309 |  | 0.64789
0.38305 |  | 0.64786
0.38302 |  | 0.64779
0.38299 |  | 0.64775
0.38299 |  | 0.64772
0.38297 |  | 0.64758
0.38289 |  | 0.64757
0.38285 |  | 0.64755
0.38281 |  | 0.6475
0.38273 |  | 0.64748
0.38267 |  | 0.64741
0.38262 |  | 0.64734
0.38253 |  | 0.64731
0.38247 |  | 0.64725
0.38243 |  | 0.64723
0.38238 |  | 0.6472
0.38233 |  | 0.64715
0.3823 |  | 0.64711
0.38223 |  | 0.64705
0.38221 |  | 0.64698
0.38215 |  | 0.64692
0.38212 |  | 0.64689
0.38205 |  | 0.64685
0.38201 |  | 0.64676
0.38191 |  | 0.64672
0.38183 |  | 0.64661
0.38177 |  | 0.64654
0.38175 |  | 0.64648
0.38172 |  | 0.64645
0.38169 |  | 0.64641
0.38164 |  | 0.64637
0.38161 |  | 0.64635
0.38157 |  | 0.6463
0.38155 |  | 0.64625
0.38147 |  | 0.64619
0.38147 |  | 0.6461
0.38144 |  | 0.64608
0.38135 |  | 0.64604
0.38126 |  | 0.64602
0.38119 |  | 0.64597
0.38109 |  | 0.64592
0.38104 |  | 0.6459
0.38099 |  | 0.64586
0.38098 |  | 0.64579
0.38092 |  | 0.64578
0.38091 |  | 0.64574
0.38088 |  | 0.6456
0.38082 |  | 0.64555
0.38081 |  | 0.64549
0.38075 |  | 0.6454
0.38072 |  | 0.64536
0.38065 |  | 0.64529
0.38063 |  | 0.64524
0.3805 |  | 0.6452
0.38049 |  | 0.64517
0.38045 |  | 0.6451
0.3804 |  | 0.64506
0.38037 |  | 0.64502
0.3803 |  | 0.64495
0.38024 |  | 0.64489
0.3802 |  | 0.64486
0.38017 |  | 0.64479
0.38014 |  | 0.64475
0.38009 |  | 0.64472
0.38006 |  | 0.64468
0.37998 |  | 0.64464
0.37998 |  | 0.6446
0.37995 |  | 0.64459
0.37991 |  | 0.64455
0.37984 |  | 0.64451
0.37977 |  | 0.64444
0.37968 |  | 0.64442
0.37962 |  | 0.64438
0.37961 |  | 0.64432
0.37958 |  | 0.64427
0.37951 |  | 0.64425
0.3795 |  | 0.64419
0.37948 |  | 0.64415
0.37946 |  | 0.6441
0.37943 |  | 0.64403
0.37938 |  | 0.64395
0.37937 |  | 0.64392
0.37934 |  | 0.6439
0.37931 |  | 0.64381
0.37925 |  | 0.64381
0.37924 |  | 0.64374
0.37919 |  | 0.64367
0.37912 |  | 0.64363
0.37908 |  | 0.64357
0.37903 |  | 0.64354
0.37899 |  | 0.6435
0.37896 |  | 0.64345
0.37892 |  | 0.64341
0.3789 |  | 0.64341
0.37884 |  | 0.64336
0.37881 |  | 0.64332
0.37878 |  | 0.64327
0.37878 |  | 0.64325
0.37876 |  | 0.64319
0.3787 |  | 0.64318
0.37868 |  | 0.64314
0.37861 |  | 0.64308
0.37858 |  | 0.64305
0.37852 |  | 0.64301
0.37849 |  | 0.64297
0.37846 |  | 0.64292
0.37845 |  | 0.64288
0.37838 |  | 0.64284
0.37833 |  | 0.64281
0.37829 |  | 0.64278
0.37826 |  | 0.6427
0.37825 |  | 0.64261
0.37818 |  | 0.64257
0.37815 |  | 0.64251
0.37813 |  | 0.6425
0.37809 |  | 0.64248
0.37803 |  | 0.64242
0.37798 |  | 0.64235
0.37792 |  | 0.64231
0.37789 |  | 0.64224
0.37785 |  | 0.64224
0.3778 |  | 0.64218
0.37777 |  | 0.64218
0.37771 |  | 0.64213
0.37766 |  | 0.64211
0.3776 |  | 0.64209
0.37757 |  | 0.64205
0.37755 |  | 0.64196
0.37748 |  | 0.64191
0.37744 |  | 0.64187
0.37744 |  | 0.64183
0.37742 |  | 0.64182
0.3774 |  | 0.6418
0.37737 |  | 0.64172
0.37732 |  | 0.64172
0.37728 |  | 0.64165
0.37725 |  | 0.64162
0.3772 |  | 0.64159
0.37718 |  | 0.64149
0.37713 |  | 0.64149
0.37708 |  | 0.64144
0.37703 |  | 0.64141
0.37703 |  | 0.64135
0.37699 |  | 0.64131
0.37689 |  | 0.64129
0.37688 |  | 0.64126
0.37686 |  | 0.64122
0.37685 |  | 0.64119
0.37676 |  | 0.64115
0.37673 |  | 0.64113
0.37669 |  | 0.6411
0.37666 |  | 0.64102
0.37657 |  | 0.64096
0.37657 |  | 0.6409
0.37657 |  | 0.64083
0.37652 |  | 0.64081
0.3765 |  | 0.64078
0.37647 |  | 0.64071
0.37642 |  | 0.64069
0.37639 |  | 0.64061
0.37639 |  | 0.64059
0.37632 |  | 0.64056
0.37629 |  | 0.64051
0.37628 |  | 0.64045
0.37623 |  | 0.6404
0.37622 |  | 0.64032
0.37611 |  | 0.64027
0.37608 |  | 0.64019
0.376 |  | 0.64017
0.37598 |  | 0.64012
0.37596 |  | 0.6401
0.37588 |  | 0.64008
0.37579 |  | 0.64003
0.37578 |  | 0.63988
0.37573 |  | 0.63983
0.37563 |  | 0.63977
0.3756 |  | 0.63975
0.37556 |  | 0.6397
0.37552 |  | 0.63961
0.37543 |  | 0.63957
0.37539 |  | 0.63951
0.37536 |  | 0.63948
0.37533 |  | 0.63942
0.3753 |  | 0.63942
0.37528 |  | 0.63935
0.37524 |  | 0.63929
0.37517 |  | 0.63927
0.37513 |  | 0.6392
0.37507 |  | 0.63919
0.375 |  | 0.63915
0.37497 |  | 0.6391
0.37494 |  | 0.6391
0.3749 |  | 0.63906
0.37487 |  | 0.63903
0.37484 |  | 0.63901
0.37481 |  | 0.63895
0.37475 |  | 0.63886
0.37474 |  | 0.63883
0.37472 |  | 0.63878
0.3747 |  | 0.63872
0.37467 |  | 0.6387
0.37459 |  | 0.63868
0.37456 |  | 0.63864
0.37446 |  | 0.63859
0.37445 |  | 0.63858
0.37439 |  | 0.63852
0.37432 |  | 0.6385
0.37429 |  | 0.63848
0.37426 |  | 0.63838
0.37422 |  | 0.63835
0.37419 |  | 0.6383
0.37415 |  | 0.63828
0.37412 |  | 0.63824
0.37407 |  | 0.63818
0.37404 |  | 0.63814
0.37398 |  | 0.63811
0.37396 |  | 0.63811
0.3739 |  | 0.63803
0.37387 |  | 0.63801
0.37382 |  | 0.63798
0.37378 |  | 0.63794
0.37374 |  | 0.63791
0.37371 |  | 0.63787
0.37369 |  | 0.63783
0.37362 |  | 0.63777
0.37355 |  | 0.63777
0.3735 |  | 0.63768
0.37346 |  | 0.63768
0.37339 |  | 0.63763
0.37336 |  | 0.63751
0.37329 |  | 0.63747
0.37328 |  | 0.63743
0.37324 |  | 0.63738
0.37316 |  | 0.63731
0.37312 |  | 0.63729
0.37309 |  | 0.63725
0.37309 |  | 0.6372
0.37308 |  | 0.63716
0.37302 |  | 0.63711
0.373 |  | 0.63709
0.37299 |  | 0.63701
0.37296 |  | 0.63696
0.37289 |  | 0.63694
0.37286 |  | 0.63688
0.37285 |  | 0.63684
0.37282 |  | 0.63683
0.37279 |  | 0.63683
0.37277 |  | 0.63677
0.37272 |  | 0.63674
0.37264 |  | 0.6367
0.3726 |  | 0.63662
0.37256 |  | 0.6366
0.37256 |  | 0.63657
0.37253 |  | 0.63647
0.37245 |  | 0.63642
0.37244 |  | 0.63636
0.37232 |  | 0.63636
0.37226 |  | 0.63627
0.37219 |  | 0.63623
0.37216 |  | 0.63619
0.37215 |  | 0.63618
0.3721 |  | 0.63616
0.37206 |  | 0.63604
0.372 |  | 0.63603
0.37195 |  | 0.63601
0.37192 |  | 0.63594
0.37185 |  | 0.63588
0.37183 |  | 0.63586
0.37178 |  | 0.6358
0.37176 |  | 0.63579
0.37173 |  | 0.63575
0.3717 |  | 0.63571
0.37166 |  | 0.63564
0.3716 |  | 0.6356
0.37157 |  | 0.63558
0.37155 |  | 0.63553
0.3715 |  | 0.63543
0.37146 |  | 0.63542
0.37146 |  | 0.63537
0.3714 |  | 0.63531
0.37137 |  | 0.63527
0.37132 |  | 0.63525
0.37129 |  | 0.63522
0.37124 |  | 0.63516
0.37122 |  | 0.63511
0.37119 |  | 0.63509
0.37116 |  | 0.63502
0.37111 |  | 0.63498
0.3711 |  | 0.63491
0.37108 |  | 0.63485
0.37104 |  | 0.63478
0.37098 |  | 0.63476
0.37094 |  | 0.63472
0.37091 |  | 0.63467
0.37089 |  | 0.63462
0.37089 |  | 0.63456
0.37085 |  | 0.63453
0.37082 |  | 0.63451
0.37078 |  | 0.63447
0.37078 |  | 0.63439
0.37074 |  | 0.63433
0.37071 |  | 0.63429
0.37071 |  | 0.63427
0.37068 |  | 0.63419
0.37065 |  | 0.63418
0.37063 |  | 0.63414
0.37058 |  | 0.63409
0.37053 |  | 0.63407
0.37049 |  | 0.63403
0.37043 |  | 0.63398
0.37036 |  | 0.63396
0.3703 |  | 0.63393
0.37029 |  | 0.63391
0.37026 |  | 0.63382
0.37023 |  | 0.63376
0.37021 |  | 0.63369
0.37018 |  | 0.63358
0.37015 |  | 0.63354
0.37014 |  | 0.6335
0.37014 |  | 0.63345
0.37005 |  | 0.63337
0.36999 |  | 0.63333
0.36995 |  | 0.63333
0.36995 |  | 0.63328
0.36992 |  | 0.6332
0.36989 |  | 0.63318
0.36988 |  | 0.63315
0.36984 |  | 0.63309
0.36981 |  | 0.63308
0.36979 |  | 0.63304
0.36976 |  | 0.63304
0.36975 |  | 0.633
0.36966 |  | 0.63296
0.36965 |  | 0.6329
0.36962 |  | 0.63283
0.36956 |  | 0.63277
0.36954 |  | 0.63277
0.36951 |  | 0.63271
0.36948 |  | 0.63264
0.36942 |  | 0.63259
0.36942 |  | 0.63253
0.3694 |  | 0.63247
0.36939 |  | 0.6324
0.36933 |  | 0.63236
0.36932 |  | 0.63234
0.36927 |  | 0.63231
0.36926 |  | 0.63229
0.36925 |  | 0.63229
0.36922 |  | 0.63223
0.36917 |  | 0.63218
0.36912 |  | 0.63209
0.36909 |  | 0.63209
0.36906 |  | 0.63205
0.36903 |  | 0.632
0.36901 |  | 0.63192
0.36897 |  | 0.63192
0.36894 |  | 0.63188
0.36891 |  | 0.63182
0.3689 |  | 0.63178
0.36884 |  | 0.63171
0.3688 |  | 0.63165
0.36876 |  | 0.63165
0.3687 |  | 0.6316
0.36867 |  | 0.63152
0.36864 |  | 0.63148
0.36863 |  | 0.63146
0.36858 |  | 0.63146
0.36857 |  | 0.63142
0.36848 |  | 0.63139
0.36848 |  | 0.63134
0.36839 |  | 0.63132
0.36832 |  | 0.63129
0.36832 |  | 0.63125
0.36826 |  | 0.63119
0.36822 |  | 0.63114
0.36817 |  | 0.63108
0.36812 |  | 0.63108
0.36808 |  | 0.63105
0.36805 |  | 0.63101
0.36799 |  | 0.63095
0.36798 |  | 0.63092
0.36794 |  | 0.63088
0.36791 |  | 0.63087
0.36786 |  | 0.63079
0.36781 |  | 0.63076
0.36779 |  | 0.63068
0.36775 |  | 0.63066
0.36773 |  | 0.63063
0.36772 |  | 0.63055
0.36766 |  | 0.63049
0.3676 |  | 0.63044
0.36756 |  | 0.63038
0.36756 |  | 0.63031
0.36753 |  | 0.63028
0.36749 |  | 0.6302
0.36747 |  | 0.63016
0.36744 |  | 0.63013
0.3674 |  | 0.63008
0.36737 |  | 0.63004
0.36736 |  | 0.63
0.36733 |  | 0.62998
0.3673 |  | 0.62995
0.36728 |  | 0.62988
0.36724 |  | 0.62984
0.36721 |  | 0.62977
0.36719 |  | 0.62971
0.36713 |  | 0.62969
0.3671 |  | 0.62966
0.36707 |  | 0.62964
0.36701 |  | 0.6296
0.36697 |  | 0.62954
0.36691 |  | 0.62949
0.36686 |  | 0.62935
0.36683 |  | 0.62935
0.36682 |  | 0.62931
0.36678 |  | 0.62929
0.36673 |  | 0.62923
0.3667 |  | 0.62919
0.36663 |  | 0.62914
0.36662 |  | 0.62906
0.36656 |  | 0.62904
0.36652 |  | 0.62899
0.36644 |  | 0.62895
0.36643 |  | 0.62893
0.3664 |  | 0.62887
0.36639 |  | 0.62882
0.36631 |  | 0.62878
0.36627 |  | 0.62874
0.36627 |  | 0.6287
0.36626 |  | 0.62863
0.3662 |  | 0.62861
0.36614 |  | 0.62857
0.36613 |  | 0.62849
0.36611 |  | 0.62848
0.36608 |  | 0.62843
0.36604 |  | 0.62841
0.36601 |  | 0.62833
0.366 |  | 0.62831
0.36594 |  | 0.62826
0.36594 |  | 0.62824
0.36591 |  | 0.62819
0.36587 |  | 0.62815
0.3658 |  | 0.62813
0.36577 |  | 0.62809
0.36573 |  | 0.62806
0.3657 |  | 0.62802
0.36567 |  | 0.62798
0.36564 |  | 0.62794
0.36561 |  | 0.62789
0.36558 |  | 0.62781
0.36554 |  | 0.62781
0.36551 |  | 0.62774
0.36548 |  | 0.6277
0.36547 |  | 0.62764
0.36544 |  | 0.62761
0.36541 |  | 0.62756
0.36536 |  | 0.62754
0.36531 |  | 0.62749
0.36531 |  | 0.62744
0.36527 |  | 0.62742
0.36522 |  | 0.62737
0.36519 |  | 0.62732
0.36516 |  | 0.62728
0.36513 |  | 0.62722
0.36506 |  | 0.6272
0.36503 |  | 0.62715
0.36499 |  | 0.62711
0.36497 |  | 0.62709
0.36496 |  | 0.62705
0.36496 |  | 0.62702
0.36492 |  | 0.62702
0.36489 |  | 0.627
0.36486 |  | 0.62693
0.36484 |  | 0.62691
0.36478 |  | 0.62686
0.36476 |  | 0.62684
0.36471 |  | 0.62684
0.36468 |  | 0.6268
0.36463 |  | 0.62676
0.36457 |  | 0.6267
0.36452 |  | 0.62665
0.36449 |  | 0.62661
0.36444 |  | 0.62655
0.36442 |  | 0.62649
0.36441 |  | 0.62647
0.36435 |  | 0.62644
0.36428 |  | 0.62644
0.36423 |  | 0.6264
0.3642 |  | 0.62636
0.3642 |  | 0.62632
0.36416 |  | 0.62629
0.36413 |  | 0.62623
0.3641 |  | 0.62617
0.36407 |  | 0.62614
0.36405 |  | 0.62612
0.36402 |  | 0.62608
0.36396 |  | 0.62607
0.36394 |  | 0.62603
0.36389 |  | 0.62596
0.36387 |  | 0.6259
0.36386 |  | 0.62588
0.36383 |  | 0.62586
0.3638 |  | 0.62584
0.36375 |  | 0.62577
0.36374 |  | 0.62575
0.3637 |  | 0.62567
0.36367 |  | 0.62563
0.36365 |  | 0.62556
0.36364 |  | 0.62552
0.3636 |  | 0.6255
0.36355 |  | 0.62549
0.36351 |  | 0.62543
0.36345 |  | 0.6254
0.36341 |  | 0.6254
0.36339 |  | 0.62534
0.36335 |  | 0.62531
0.36334 |  | 0.62529
0.36332 |  | 0.62525
0.36325 |  | 0.6252
0.36323 |  | 0.62518
0.36319 |  | 0.62508
0.36315 |  | 0.62503
0.36312 |  | 0.625
0.36307 |  | 0.62494
0.36306 |  | 0.62488
0.363 |  | 0.62484
0.36297 |  | 0.62482
0.36296 |  | 0.62475
0.36293 |  | 0.62473
0.36293 |  | 0.62468
0.3629 |  | 0.62467
0.36289 |  | 0.62459
0.36287 |  | 0.62454
0.36272 |  | 0.62452
0.36268 |  | 0.62446
0.36264 |  | 0.62444
0.36261 |  | 0.62439
0.36259 |  | 0.62434
0.36255 |  | 0.6243
0.36251 |  | 0.62428
0.36251 |  | 0.6242
0.36248 |  | 0.6242
0.36245 |  | 0.62416
0.3624 |  | 0.62411
0.36238 |  | 0.62405
0.36238 |  | 0.62404
0.36235 |  | 0.624
0.36232 |  | 0.62398
0.36227 |  | 0.62393
0.36226 |  | 0.62391
0.36222 |  | 0.62387
0.36219 |  | 0.62381
0.36216 |  | 0.62374
0.36214 |  | 0.6237
0.36211 |  | 0.62365
0.36208 |  | 0.62362
0.36205 |  | 0.62354
0.36201 |  | 0.62349
0.362 |  | 0.62345
0.36197 |  | 0.62338
0.36194 |  | 0.62336
0.36188 |  | 0.62336
0.36185 |  | 0.62334
0.36181 |  | 0.62327
0.3618 |  | 0.62323
0.36175 |  | 0.6232
0.36174 |  | 0.62314
0.36167 |  | 0.6231
0.36164 |  | 0.6231
0.3616 |  | 0.62304
0.36154 |  | 0.62302
0.36151 |  | 0.62297
0.36148 |  | 0.62295
0.36144 |  | 0.62288
0.36144 |  | 0.62288
0.36139 |  | 0.62282
0.36138 |  | 0.62279
0.36135 |  | 0.62271
0.36132 |  | 0.62271
0.36128 |  | 0.62267
0.36122 |  | 0.62264
0.36122 |  | 0.6226
0.3612 |  | 0.62254
0.3612 |  | 0.62251
0.36115 |  | 0.62247
0.36115 |  | 0.62243
0.3611 |  | 0.62238
0.36109 |  | 0.62232
0.36106 |  | 0.62227
0.36105 |  | 0.62223
0.36102 |  | 0.62221
0.36099 |  | 0.62214
0.36097 |  | 0.62208
0.36091 |  | 0.62204
0.36087 |  | 0.62202
0.36084 |  | 0.62199
0.36081 |  | 0.62197
0.3608 |  | 0.6219
0.36074 |  | 0.62183
0.3607 |  | 0.62175
0.36067 |  | 0.62169
0.36063 |  | 0.62165
0.3606 |  | 0.62158
0.36058 |  | 0.62154
0.36055 |  | 0.62152
0.36053 |  | 0.62149
0.36047 |  | 0.62143
0.36047 |  | 0.62141
0.36045 |  | 0.62135
0.36041 |  | 0.62128
0.3604 |  | 0.62123
0.36038 |  | 0.62118
0.36032 |  | 0.62112
0.36031 |  | 0.62108
0.36028 |  | 0.62106
0.36025 |  | 0.62098
0.36022 |  | 0.62093
0.36018 |  | 0.62087
0.36015 |  | 0.62085
0.36015 |  | 0.62083
0.36011 |  | 0.62083
0.36005 |  | 0.62074
0.36003 |  | 0.62074
0.36002 |  | 0.62074
0.35998 |  | 0.6207
0.35993 |  | 0.62061
0.35991 |  | 0.62055
0.35988 |  | 0.62053
0.35986 |  | 0.62049
0.35983 |  | 0.62049
0.35979 |  | 0.62044
0.35978 |  | 0.6204
0.35976 |  | 0.62033
0.35971 |  | 0.62027
0.35969 |  | 0.62024
0.35968 |  | 0.62018
0.35962 |  | 0.62016
0.35959 |  | 0.62014
0.35959 |  | 0.62009
0.35958 |  | 0.62005
0.35955 |  | 0.62001
0.35947 |  | 0.61999
0.35944 |  | 0.6199
0.35943 |  | 0.61986
0.3594 |  | 0.61983
0.35939 |  | 0.61979
0.35936 |  | 0.61975
0.35934 |  | 0.6197
0.35931 |  | 0.61965
0.35926 |  | 0.61963
0.35924 |  | 0.61963
0.35924 |  | 0.61959
0.35923 |  | 0.61959
0.35921 |  | 0.6195
0.3592 |  | 0.61947
0.35918 |  | 0.61943
0.35914 |  | 0.61939
0.35913 |  | 0.61939
0.35911 |  | 0.61938
0.35908 |  | 0.61938
0.35905 |  | 0.61934
0.35903 |  | 0.61929
0.35895 |  | 0.61921
0.35892 |  | 0.61919
0.35889 |  | 0.61918
0.35884 |  | 0.61912
0.35884 |  | 0.61907
0.35882 |  | 0.61904
0.35875 |  | 0.61896
0.35869 |  | 0.61896
0.35865 |  | 0.61892
0.35859 |  | 0.61885
0.35858 |  | 0.61883
0.35853 |  | 0.61877
0.35853 |  | 0.61874
0.35852 |  | 0.61872
0.35845 |  | 0.6187
0.35842 |  | 0.61862
0.35837 |  | 0.61861
0.35829 |  | 0.61861
0.35829 |  | 0.61855
0.35828 |  | 0.61851
0.35828 |  | 0.61851
0.35823 |  | 0.61849
0.35822 |  | 0.61846
0.35816 |  | 0.6184
0.35812 |  | 0.6184
0.35807 |  | 0.61834
0.35803 |  | 0.61828
0.358 |  | 0.61823
0.35796 |  | 0.61819
0.35793 |  | 0.61818
0.35791 |  | 0.61809
0.3579 |  | 0.61807
0.35787 |  | 0.61803
0.35781 |  | 0.61796
0.35778 |  | 0.61794
0.35777 |  | 0.61794
0.35775 |  | 0.6179
0.35773 |  | 0.6178
0.35771 |  | 0.61773
0.35767 |  | 0.6177
0.35764 |  | 0.61767
0.35763 |  | 0.61765
0.3576 |  | 0.61759
0.35754 |  | 0.61757
0.35752 |  | 0.61754
0.35751 |  | 0.6175
0.35748 |  | 0.61744
0.35747 |  | 0.61741
0.35743 |  | 0.61737
0.35741 |  | 0.61736
0.35737 |  | 0.61728
0.35737 |  | 0.61724
0.35733 |  | 0.61724
0.35733 |  | 0.61719
0.3573 |  | 0.61717
0.35724 |  | 0.6171
0.35723 |  | 0.61708
0.35718 |  | 0.61704
0.35714 |  | 0.617
0.35712 |  | 0.61693
0.35709 |  | 0.61691
0.35708 |  | 0.61687
0.35704 |  | 0.61684
0.35701 |  | 0.61678
0.35698 |  | 0.61676
0.35695 |  | 0.61667
0.35693 |  | 0.61662
0.35692 |  | 0.6166
0.35688 |  | 0.61654
0.35688 |  | 0.61651
0.35685 |  | 0.61649
0.35681 |  | 0.61643
0.35678 |  | 0.61643
0.35675 |  | 0.61638
0.35673 |  | 0.61633
0.35673 |  | 0.61629
0.35671 |  | 0.61625
0.35668 |  | 0.61619
0.35663 |  | 0.61615
0.35662 |  | 0.6161
0.35657 |  | 0.61607
0.35656 |  | 0.61605
0.35655 |  | 0.61601
0.35653 |  | 0.61599
0.35649 |  | 0.61596
0.35648 |  | 0.61592
0.35643 |  | 0.61584
0.3564 |  | 0.61582
0.35633 |  | 0.61582
0.35632 |  | 0.61581
0.35627 |  | 0.61575
0.35626 |  | 0.61571
0.35624 |  | 0.61562
0.3562 |  | 0.6156
0.35619 |  | 0.61554
0.35617 |  | 0.61553
0.35616 |  | 0.61549
0.35611 |  | 0.61547
0.3561 |  | 0.61542
0.35607 |  | 0.61537
0.35603 |  | 0.61531
0.356 |  | 0.61529
0.35598 |  | 0.61522
0.35594 |  | 0.6152
0.35589 |  | 0.61518
0.35583 |  | 0.61513
0.35582 |  | 0.61507
0.35579 |  | 0.61504
0.35576 |  | 0.615
0.35573 |  | 0.61496
0.3557 |  | 0.61491
0.35568 |  | 0.61487
0.35568 |  | 0.61486
0.35564 |  | 0.61484
0.35561 |  | 0.6148
0.35561 |  | 0.61471
0.35552 |  | 0.61469
0.35545 |  | 0.61467
0.35545 |  | 0.6146
0.35541 |  | 0.61451
0.35539 |  | 0.61449
0.35534 |  | 0.61445
0.35532 |  | 0.61442
0.35529 |  | 0.61434
0.35525 |  | 0.6143
0.35522 |  | 0.61428
0.35522 |  | 0.61423
0.35521 |  | 0.61417
0.35516 |  | 0.61411
0.35512 |  | 0.61408
0.35511 |  | 0.61404
0.35508 |  | 0.61402
0.35505 |  | 0.61398
0.355 |  | 0.61395
0.355 |  | 0.61389
0.35496 |  | 0.61388
0.35496 |  | 0.61384
0.35494 |  | 0.61376
0.3549 |  | 0.61375
0.35486 |  | 0.61371
0.35486 |  | 0.61364
0.35481 |  | 0.61364
0.35477 |  | 0.61359
0.35477 |  | 0.61353
0.35476 |  | 0.61347
0.35471 |  | 0.61344
0.3547 |  | 0.61338
0.35464 |  | 0.61332
0.35461 |  | 0.61332
0.3546 |  | 0.61327
0.35456 |  | 0.61323
0.35453 |  | 0.61317
0.35448 |  | 0.61312
0.35442 |  | 0.61308
0.35441 |  | 0.61306
0.35437 |  | 0.61304
0.35434 |  | 0.61304
0.35431 |  | 0.61304
0.35429 |  | 0.61297
0.35428 |  | 0.61293
0.35428 |  | 0.61291
0.35425 |  | 0.61289
0.35419 |  | 0.61287
0.35417 |  | 0.61286
0.35415 |  | 0.6128
0.35411 |  | 0.61276
0.3541 |  | 0.61269
0.35404 |  | 0.61267
0.35402 |  | 0.61264
0.35401 |  | 0.61258
0.35398 |  | 0.6125
0.35392 |  | 0.61245
0.35391 |  | 0.61239
0.35388 |  | 0.61237
0.35386 |  | 0.61232
0.35385 |  | 0.6123
0.35382 |  | 0.61225
0.35379 |  | 0.61224
0.35379 |  | 0.61216
0.35376 |  | 0.61213
0.35375 |  | 0.61211
0.35369 |  | 0.61209
0.35366 |  | 0.61204
0.35365 |  | 0.61202
0.35362 |  | 0.61202
0.35359 |  | 0.61198
0.35356 |  | 0.61193
0.35355 |  | 0.61191
0.35353 |  | 0.61189
0.35349 |  | 0.61187
0.35346 |  | 0.61181
0.35343 |  | 0.61177
0.35342 |  | 0.61174
0.35339 |  | 0.61172
0.35337 |  | 0.61172
0.35333 |  | 0.61163
0.35329 |  | 0.61161
0.35327 |  | 0.61157
0.35326 |  | 0.61152
0.35324 |  | 0.6115
0.35321 |  | 0.61146
0.35317 |  | 0.61143
0.35314 |  | 0.61141
0.35313 |  | 0.61137
0.35308 |  | 0.61132
0.35305 |  | 0.6113
0.35303 |  | 0.61125
0.35301 |  | 0.61119
0.35298 |  | 0.61119
0.35295 |  | 0.61117
0.35292 |  | 0.6111
0.35288 |  | 0.6111
0.35284 |  | 0.61104
0.35281 |  | 0.61101
0.35276 |  | 0.61101
0.35276 |  | 0.61099
0.35274 |  | 0.61093
0.35272 |  | 0.61087
0.35268 |  | 0.61087
0.35266 |  | 0.61084
0.3526 |  | 0.6108
0.35256 |  | 0.61076
0.35256 |  | 0.61069
0.35255 |  | 0.61065
0.35255 |  | 0.61059
0.35246 |  | 0.61059
0.35241 |  | 0.61054
0.3524 |  | 0.61046
0.35239 |  | 0.61046
0.35237 |  | 0.61038
0.35231 |  | 0.61035
0.35231 |  | 0.6103
0.35228 |  | 0.61024
0.35225 |  | 0.61019
0.35225 |  | 0.61011
0.35225 |  | 0.61011
0.35223 |  | 0.61011
0.35221 |  | 0.61004
0.35217 |  | 0.60996
0.35214 |  | 0.60992
0.35211 |  | 0.60991
0.35208 |  | 0.60987
0.35205 |  | 0.60985
0.35201 |  | 0.60984
0.352 |  | 0.60977
0.35195 |  | 0.60973
0.35194 |  | 0.60971
0.35189 |  | 0.60969
0.35186 |  | 0.60964
0.35183 |  | 0.60958
0.35179 |  | 0.60954
0.35175 |  | 0.60954
0.35172 |  | 0.60954
0.3517 |  | 0.60951
0.35169 |  | 0.60945
0.35166 |  | 0.60941
0.35162 |  | 0.60939
0.35158 |  | 0.60937
0.35155 |  | 0.60934
0.35153 |  | 0.6093
0.35149 |  | 0.60929
0.35144 |  | 0.60927
0.35143 |  | 0.60925
0.3514 |  | 0.60921
0.35139 |  | 0.60918
0.35136 |  | 0.60912
0.35134 |  | 0.60911
0.35132 |  | 0.60906
0.35129 |  | 0.60902
0.35127 |  | 0.60902
0.35126 |  | 0.60896
0.35124 |  | 0.60894
0.35116 |  | 0.60892
0.35114 |  | 0.6089
0.35113 |  | 0.60887
0.35113 |  | 0.60885
0.35112 |  | 0.60874
0.35104 |  | 0.60872
0.351 |  | 0.60867
0.35097 |  | 0.60861
0.35096 |  | 0.60856
0.35093 |  | 0.60854
0.35093 |  | 0.60849
0.3509 |  | 0.60845
0.35087 |  | 0.60843
0.35081 |  | 0.60841
0.35075 |  | 0.60838
0.35074 |  | 0.6083
0.35068 |  | 0.60825
0.35064 |  | 0.60817
0.35064 |  | 0.60814
0.35057 |  | 0.60812
0.35054 |  | 0.60806
0.35049 |  | 0.60804
0.35048 |  | 0.60803
0.35044 |  | 0.60799
0.35042 |  | 0.60797
0.35038 |  | 0.60787
0.35032 |  | 0.60786
0.35031 |  | 0.60782
0.35031 |  | 0.60778
0.35029 |  | 0.60774
0.35025 |  | 0.60772
0.35023 |  | 0.60763
0.35023 |  | 0.60759
0.35019 |  | 0.60757
0.35017 |  | 0.60754
0.35012 |  | 0.6075
0.35009 |  | 0.60742
0.35004 |  | 0.60742
0.35001 |  | 0.6074
0.35 |  | 0.60735
0.34997 |  | 0.60733
0.34993 |  | 0.60731
0.3499 |  | 0.60727
0.34988 |  | 0.60724
0.34985 |  | 0.60722
0.34981 |  | 0.60714
0.34978 |  | 0.60709
0.34977 |  | 0.60707
0.34974 |  | 0.60706
0.3497 |  | 0.60704
0.34965 |  | 0.60702
0.34964 |  | 0.60702
0.34961 |  | 0.60696
0.34958 |  | 0.60692
0.34957 |  | 0.60686
0.34955 |  | 0.60686
0.34952 |  | 0.60681
0.34949 |  | 0.6067
0.34948 |  | 0.6067
0.34947 |  | 0.60666
0.34945 |  | 0.6066
0.34941 |  | 0.60659
0.34934 |  | 0.60655
0.34932 |  | 0.60647
0.34931 |  | 0.60646
0.34929 |  | 0.60644
0.34925 |  | 0.60643
0.34924 |  | 0.60641
0.34922 |  | 0.60639
0.34919 |  | 0.60633
0.34917 |  | 0.60627
0.34914 |  | 0.60625
0.34911 |  | 0.60624
0.34909 |  | 0.60617
0.34905 |  | 0.60617
0.34905 |  | 0.60611
0.34903 |  | 0.60607
0.34899 |  | 0.60605
0.34896 |  | 0.60604
0.34892 |  | 0.60596
0.3489 |  | 0.60595
0.34888 |  | 0.60595
0.34885 |  | 0.60591
0.34877 |  | 0.60585
0.34876 |  | 0.60582
0.3487 |  | 0.60578
0.34867 |  | 0.60574
0.34867 |  | 0.60571
0.34864 |  | 0.60571
0.34861 |  | 0.60567
0.34857 |  | 0.60563
0.34856 |  | 0.60558
0.34856 |  | 0.60556
0.34853 |  | 0.60552
0.34853 |  | 0.60549
0.34853 |  | 0.60545
0.34849 |  | 0.60545
0.34849 |  | 0.60539
0.34846 |  | 0.60535
0.34846 |  | 0.60535
0.34841 |  | 0.6053
0.34837 |  | 0.60526
0.34833 |  | 0.60522
0.34831 |  | 0.60519
0.34828 |  | 0.60514
0.34827 |  | 0.6051
0.34823 |  | 0.60508
0.34823 |  | 0.60506
0.34815 |  | 0.60502
0.34815 |  | 0.60491
0.34813 |  | 0.60488
0.3481 |  | 0.60484
0.34808 |  | 0.60478
0.34805 |  | 0.60476
0.34802 |  | 0.60473
0.34798 |  | 0.60471
0.34797 |  | 0.60469
0.34794 |  | 0.60468
0.34789 |  | 0.60464
0.34788 |  | 0.60459
0.34785 |  | 0.60456
0.34782 |  | 0.6045
0.34776 |  | 0.60445
0.34773 |  | 0.60445
0.34772 |  | 0.60438
0.34766 |  | 0.60434
0.34763 |  | 0.60434
0.34763 |  | 0.6043
0.34763 |  | 0.60427
0.34761 |  | 0.60425
0.34759 |  | 0.60423
0.34757 |  | 0.60421
0.34751 |  | 0.60416
0.34747 |  | 0.6041
0.34743 |  | 0.60406
0.3474 |  | 0.60404
0.34737 |  | 0.60398
0.34735 |  | 0.60389
0.34729 |  | 0.60387
0.34725 |  | 0.60383
0.34725 |  | 0.60378
0.34721 |  | 0.60374
0.34721 |  | 0.60369
0.34715 |  | 0.60365
0.34714 |  | 0.60357
0.34711 |  | 0.60356
0.34709 |  | 0.60352
0.34702 |  | 0.60348
0.34702 |  | 0.60338
0.34702 |  | 0.60336
0.347 |  | 0.60336
0.347 |  | 0.6033
0.34698 |  | 0.60328
0.34693 |  | 0.60323
0.34689 |  | 0.60321
0.34689 |  | 0.60317
0.34684 |  | 0.60313
0.34681 |  | 0.60307
0.34681 |  | 0.60307
0.34679 |  | 0.60302
0.34671 |  | 0.60298
0.34667 |  | 0.60294
0.34667 |  | 0.60292
0.34666 |  | 0.60289
0.34663 |  | 0.60283
0.3466 |  | 0.60276
0.34654 |  | 0.60274
0.34651 |  | 0.60268
0.3465 |  | 0.60267
0.3465 |  | 0.60267
0.34645 |  | 0.60259
0.34641 |  | 0.60259
0.34641 |  | 0.60257
0.34639 |  | 0.60251
0.34638 |  | 0.60246
0.34632 |  | 0.60242
0.34632 |  | 0.60237
0.34631 |  | 0.60237
0.34628 |  | 0.60235
0.34628 |  | 0.60233
0.34624 |  | 0.60227
0.34622 |  | 0.60225
0.34619 |  | 0.60222
0.34618 |  | 0.60222
0.34614 |  | 0.60216
0.34612 |  | 0.60216
0.34606 |  | 0.60213
0.34606 |  | 0.60205
0.34605 |  | 0.60202
0.34602 |  | 0.60198
0.34599 |  | 0.60194
0.34598 |  | 0.60192
0.34594 |  | 0.60187
0.34591 |  | 0.60179
0.34589 |  | 0.60174
0.34586 |  | 0.6017
0.34584 |  | 0.60161
0.34581 |  | 0.60155
0.34578 |  | 0.60149
0.34578 |  | 0.60147
0.34575 |  | 0.6014
0.34573 |  | 0.60136
0.34572 |  | 0.60132
0.34568 |  | 0.60126
0.34566 |  | 0.60125
0.34565 |  | 0.60123
0.34557 |  | 0.60121
0.34557 |  | 0.60115
0.3455 |  | 0.60111
0.34546 |  | 0.60108
0.34545 |  | 0.60102
0.34543 |  | 0.60096
0.34542 |  | 0.60095
0.3454 |  | 0.60091
0.34536 |  | 0.60086
0.34532 |  | 0.60084
0.34529 |  | 0.60076
0.34526 |  | 0.60076
0.34524 |  | 0.60072
0.34523 |  | 0.60067
0.3452 |  | 0.60062
0.34517 |  | 0.60054
0.34514 |  | 0.60052
0.34511 |  | 0.60052
0.34507 |  | 0.60048
0.34504 |  | 0.60045
0.34501 |  | 0.60041
0.345 |  | 0.60037
0.345 |  | 0.60035
0.34497 |  | 0.60032
0.34494 |  | 0.60029
0.34491 |  | 0.60025
0.34489 |  | 0.60021
0.34488 |  | 0.60017
0.34487 |  | 0.60013
0.34484 |  | 0.6001
0.34481 |  | 0.60006
0.34479 |  | 0.6
0.34476 |  | 0.59993
0.34472 |  | 0.59987
0.34471 |  | 0.59983
0.34468 |  | 0.59981
0.34466 |  | 0.59978
0.34462 |  | 0.59974
0.34459 |  | 0.59974
0.34459 |  | 0.59969
0.34458 |  | 0.59963
0.34456 |  | 0.59959
0.34453 |  | 0.59959
0.34449 |  | 0.59959
0.34448 |  | 0.5995
0.34443 |  | 0.59945
0.34442 |  | 0.59941
0.34439 |  | 0.59937
0.34436 |  | 0.59931
0.34432 |  | 0.5993
0.3443 |  | 0.5993
0.34429 |  | 0.59925
0.34426 |  | 0.59925
0.34423 |  | 0.59917
0.3442 |  | 0.59915
0.34416 |  | 0.59909
0.34414 |  | 0.59909
0.34412 |  | 0.59902
0.3441 |  | 0.59898
0.34407 |  | 0.59893
0.34404 |  | 0.59889
0.344 |  | 0.59887
0.34397 |  | 0.59884
0.34396 |  | 0.59876
0.3439 |  | 0.59873
0.3439 |  | 0.59869
0.3439 |  | 0.59866
0.34385 |  | 0.59862
0.34383 |  | 0.59858
0.34383 |  | 0.59858
0.3438 |  | 0.59854
0.34375 |  | 0.59852
0.34371 |  | 0.59852
0.34369 |  | 0.59852
0.34368 |  | 0.5984
0.34365 |  | 0.5984
0.34361 |  | 0.59836
0.34361 |  | 0.59834
0.34357 |  | 0.59832
0.34352 |  | 0.59827
0.34348 |  | 0.59825
0.34346 |  | 0.59821
0.34345 |  | 0.5982
0.34344 |  | 0.59814
0.34342 |  | 0.5981
0.34338 |  | 0.59808
0.34336 |  | 0.59804
0.34335 |  | 0.59801
0.34331 |  | 0.59799
0.34328 |  | 0.59797
0.34325 |  | 0.59791
0.34325 |  | 0.59789
0.34324 |  | 0.59786
0.34322 |  | 0.59782
0.34321 |  | 0.59778
0.34318 |  | 0.59774
0.34315 |  | 0.5977
0.34312 |  | 0.59769
0.34309 |  | 0.59767
0.34307 |  | 0.59765
0.34307 |  | 0.59762
0.34305 |  | 0.59758
0.34302 |  | 0.59752
0.34301 |  | 0.59752
0.34296 |  | 0.59748
0.34295 |  | 0.59747
0.34291 |  | 0.59741
0.34291 |  | 0.59739
0.34288 |  | 0.59739
0.34285 |  | 0.59739
0.34285 |  | 0.59734
0.34282 |  | 0.5973
0.34279 |  | 0.59724
0.34273 |  | 0.59719
0.3427 |  | 0.59717
0.34269 |  | 0.59715
0.34267 |  | 0.59712
0.34266 |  | 0.59708
0.34264 |  | 0.59706
0.3426 |  | 0.59699
0.3426 |  | 0.59695
0.3426 |  | 0.59692
0.34257 |  | 0.59687
0.34254 |  | 0.59681
0.34252 |  | 0.59676
0.34247 |  | 0.59672
0.34244 |  | 0.59668
0.34242 |  | 0.59664
0.3424 |  | 0.59657
0.34236 |  | 0.59657
0.34233 |  | 0.59653
0.34229 |  | 0.59651
0.34227 |  | 0.59651
0.34224 |  | 0.59648
0.34221 |  | 0.59642
0.3422 |  | 0.59637
0.34217 |  | 0.59633
0.34214 |  | 0.59633
0.34211 |  | 0.59627
0.3421 |  | 0.59624
0.34208 |  | 0.5962
0.34205 |  | 0.59616
0.34204 |  | 0.59615
0.342 |  | 0.59611
0.34198 |  | 0.59607
0.34198 |  | 0.59606
0.34197 |  | 0.596
0.34194 |  | 0.59598
0.34191 |  | 0.59593
0.34188 |  | 0.59592
0.34182 |  | 0.59586
0.34182 |  | 0.59584
0.34181 |  | 0.59577
0.34178 |  | 0.59572
0.34176 |  | 0.5957
0.34173 |  | 0.59568
0.34172 |  | 0.59566
0.34169 |  | 0.5956
0.34169 |  | 0.59556
0.34168 |  | 0.59554
0.34165 |  | 0.59543
0.34165 |  | 0.59543
0.3416 |  | 0.59538
0.34158 |  | 0.59538
0.34158 |  | 0.59534
0.34158 |  | 0.59528
0.34153 |  | 0.59525
0.34153 |  | 0.59523
0.3415 |  | 0.59513
0.3415 |  | 0.59508
0.34149 |  | 0.59506
0.34146 |  | 0.595
0.34145 |  | 0.59495
0.34139 |  | 0.59495
0.34139 |  | 0.59488
0.34137 |  | 0.5948
0.34137 |  | 0.59472
0.34137 |  | 0.5947
0.34133 |  | 0.59465
0.34133 |  | 0.59463
0.34127 |  | 0.59459
0.34123 |  | 0.59455
0.34119 |  | 0.59452
0.34117 |  | 0.59448
0.34116 |  | 0.59448
0.34114 |  | 0.59446
0.34114 |  | 0.59443
0.34113 |  | 0.59441
0.3411 |  | 0.5944
0.34106 |  | 0.59434
0.34104 |  | 0.59432
0.34101 |  | 0.59429
0.34098 |  | 0.59429
0.34097 |  | 0.59427
0.34094 |  | 0.59419
0.34091 |  | 0.59418
0.34087 |  | 0.59414
0.34087 |  | 0.59412
0.34085 |  | 0.59412
0.34081 |  | 0.59405
0.3408 |  | 0.59401
0.34078 |  | 0.594
0.34078 |  | 0.59396
0.34074 |  | 0.59392
0.34072 |  | 0.59386
0.34068 |  | 0.59386
0.34062 |  | 0.59383
0.34061 |  | 0.59379
0.34058 |  | 0.59373
0.34055 |  | 0.59373
0.34055 |  | 0.59368
0.34049 |  | 0.59364
0.34048 |  | 0.59363
0.34046 |  | 0.59363
0.34043 |  | 0.59363
0.34041 |  | 0.59356
0.34039 |  | 0.59349
0.34035 |  | 0.59349
0.34033 |  | 0.59345
0.34033 |  | 0.59345
0.3403 |  | 0.59337
0.34028 |  | 0.59334
0.34026 |  | 0.59334
0.34022 |  | 0.59328
0.34019 |  | 0.59328
0.34019 |  | 0.59325
0.34019 |  | 0.59319
0.34012 |  | 0.59316
0.3401 |  | 0.59316
0.3401 |  | 0.59312
0.34008 |  | 0.59308
0.34008 |  | 0.59303
0.34006 |  | 0.59301
0.34005 |  | 0.59301
0.34 |  | 0.59297
0.33996 |  | 0.59289
0.33995 |  | 0.59285
0.33992 |  | 0.59283
0.33989 |  | 0.59281
0.33987 |  | 0.59275
0.33986 |  | 0.59273
0.3398 |  | 0.59272
0.33979 |  | 0.5927
0.33976 |  | 0.59266
0.33972 |  | 0.59262
0.3397 |  | 0.59262
0.33967 |  | 0.59258
0.33966 |  | 0.59257
0.3396 |  | 0.59251
0.33959 |  | 0.59249
0.33959 |  | 0.59244
0.33954 |  | 0.59244
0.33953 |  | 0.59242
0.3395 |  | 0.59238
0.33946 |  | 0.59233
0.33944 |  | 0.59225
0.33941 |  | 0.59222
0.3394 |  | 0.59218
0.33937 |  | 0.59218
0.33936 |  | 0.59214
0.33934 |  | 0.59208
0.3393 |  | 0.59202
0.33928 |  | 0.59201
0.33927 |  | 0.59197
0.33925 |  | 0.59197
0.33923 |  | 0.59193
0.3392 |  | 0.59184
0.33918 |  | 0.59178
0.33918 |  | 0.59176
0.33915 |  | 0.59169
0.33914 |  | 0.59165
0.33914 |  | 0.59158
0.33911 |  | 0.59156
0.33907 |  | 0.59152
0.33905 |  | 0.5915
0.33902 |  | 0.59149
0.33902 |  | 0.59141
0.33901 |  | 0.59137
0.33898 |  | 0.59133
0.33896 |  | 0.59129
0.33892 |  | 0.59129
0.33892 |  | 0.59128
0.33892 |  | 0.59128
0.33892 |  | 0.59122
0.33886 |  | 0.59118
0.33885 |  | 0.59116
0.33885 |  | 0.59116
0.33882 |  | 0.59115
0.33879 |  | 0.59109
0.33879 |  | 0.59104
0.33879 |  | 0.59102
0.33879 |  | 0.59097
0.33877 |  | 0.59097
0.33876 |  | 0.59089
0.33874 |  | 0.59087
0.3387 |  | 0.59087
0.33867 |  | 0.59082
0.33866 |  | 0.5908
0.33861 |  | 0.59077
0.3386 |  | 0.59067
0.33857 |  | 0.59067
0.33856 |  | 0.59064
0.33854 |  | 0.5906
0.3385 |  | 0.59058
0.33847 |  | 0.59054
0.33846 |  | 0.59051
0.33843 |  | 0.59045
0.3384 |  | 0.59043
0.3384 |  | 0.59039
0.33838 |  | 0.59037
0.33834 |  | 0.59035
0.33833 |  | 0.59032
0.33831 |  | 0.59029
0.33831 |  | 0.59027
0.33828 |  | 0.59025
0.33824 |  | 0.59017
0.33824 |  | 0.59012
0.33821 |  | 0.59012
0.3382 |  | 0.59008
0.3382 |  | 0.59004
0.33818 |  | 0.59
0.33816 |  | 0.59
0.33814 |  | 0.58995
0.33814 |  | 0.58995
0.3381 |  | 0.58991
0.33807 |  | 0.58988
0.33807 |  | 0.58984
0.33804 |  | 0.58976
0.33802 |  | 0.58971
0.33802 |  | 0.58971
0.33799 |  | 0.58965
0.33799 |  | 0.58961
0.33794 |  | 0.5896
0.33794 |  | 0.5896
0.33792 |  | 0.58955
0.33791 |  | 0.58949
0.33786 |  | 0.58945
0.33785 |  | 0.58944
0.33782 |  | 0.58938
0.33781 |  | 0.58935
0.33779 |  | 0.58933
0.33776 |  | 0.58927
0.33773 |  | 0.58925
0.33773 |  | 0.58925
0.33772 |  | 0.58923
0.33772 |  | 0.5892
0.33769 |  | 0.58918
0.33765 |  | 0.58914
0.33765 |  | 0.5891
0.33762 |  | 0.58904
0.3376 |  | 0.58903
0.3376 |  | 0.58903
0.33757 |  | 0.58891
0.33756 |  | 0.58888
0.33752 |  | 0.5888
0.3375 |  | 0.58878
0.3375 |  | 0.58873
0.3375 |  | 0.58871
0.33749 |  | 0.58865
0.33746 |  | 0.5886
0.33743 |  | 0.58858
0.33743 |  | 0.58855
0.33742 |  | 0.58851
0.3374 |  | 0.58851
0.33739 |  | 0.58847
0.33737 |  | 0.58844
0.33736 |  | 0.58844
0.33733 |  | 0.58838
0.33731 |  | 0.58834
0.3373 |  | 0.58831
0.33729 |  | 0.58825
0.33726 |  | 0.5882
0.33726 |  | 0.58816
0.33721 |  | 0.58809
0.3372 |  | 0.58809
0.33718 |  | 0.58801
0.33714 |  | 0.58798
0.33711 |  | 0.58798
0.33711 |  | 0.58797
0.33707 |  | 0.58793
0.33705 |  | 0.58787
0.33702 |  | 0.58782
0.33698 |  | 0.58776
0.33697 |  | 0.58774
0.33692 |  | 0.58768
0.33691 |  | 0.58764
0.33688 |  | 0.58764
0.33685 |  | 0.58761
0.33684 |  | 0.58758
0.33684 |  | 0.58752
0.3368 |  | 0.5875
0.33677 |  | 0.58748
0.33677 |  | 0.58744
0.33674 |  | 0.58739
0.33671 |  | 0.58736
0.33668 |  | 0.58736
0.33664 |  | 0.5873
0.33664 |  | 0.58727
0.33661 |  | 0.58725
0.33657 |  | 0.5872
0.33657 |  | 0.58716
0.33657 |  | 0.58708
0.33652 |  | 0.58706
0.33651 |  | 0.58706
0.33647 |  | 0.58702
0.33645 |  | 0.58701
0.33642 |  | 0.58699
0.33641 |  | 0.58695
0.33637 |  | 0.58693
0.33635 |  | 0.5869
0.33635 |  | 0.58688
0.33634 |  | 0.58682
0.33632 |  | 0.5868
0.3363 |  | 0.58679
0.33628 |  | 0.58677
0.33627 |  | 0.58676
0.33625 |  | 0.58674
0.33624 |  | 0.58672
0.3362 |  | 0.58666
0.33618 |  | 0.58664
0.33614 |  | 0.58662
0.33614 |  | 0.58662
0.33608 |  | 0.58659
0.33608 |  | 0.58649
0.33605 |  | 0.58649
0.33604 |  | 0.58643
0.33602 |  | 0.58642
0.33601 |  | 0.5864
0.33599 |  | 0.58636
0.33599 |  | 0.58625
0.33592 |  | 0.58624
0.33591 |  | 0.58622
0.33591 |  | 0.58618
0.33588 |  | 0.58618
0.33584 |  | 0.58614
0.33582 |  | 0.58612
0.33579 |  | 0.5861
0.33578 |  | 0.58609
0.33578 |  | 0.58605
0.33578 |  | 0.58603
0.33573 |  | 0.58598
0.33573 |  | 0.58591
0.33569 |  | 0.58586
0.33566 |  | 0.58586
0.33563 |  | 0.58578
0.33563 |  | 0.58574
0.3356 |  | 0.58569
0.33558 |  | 0.58565
0.33556 |  | 0.58563
0.33553 |  | 0.5856
0.33552 |  | 0.58557
0.33552 |  | 0.58554
0.33551 |  | 0.58552
0.33551 |  | 0.58548
0.33549 |  | 0.58548
0.33546 |  | 0.58544
0.33542 |  | 0.58543
0.33542 |  | 0.58537
0.33537 |  | 0.58537
0.33536 |  | 0.58533
0.33536 |  | 0.58528
0.33536 |  | 0.58526
0.33533 |  | 0.58521
0.33532 |  | 0.58521
0.33527 |  | 0.58515
0.33527 |  | 0.58515
0.33527 |  | 0.58508
0.33523 |  | 0.58506
0.33523 |  | 0.58504
0.3352 |  | 0.58497
0.3352 |  | 0.58497
0.3352 |  | 0.58491
0.33517 |  | 0.58487
0.33514 |  | 0.58487
0.33512 |  | 0.58484
0.33512 |  | 0.58482
0.33509 |  | 0.58476
0.33507 |  | 0.58472
0.33506 |  | 0.58468
0.33503 |  | 0.58467
0.33501 |  | 0.58465
0.33498 |  | 0.58458
0.33496 |  | 0.58456
0.33494 |  | 0.58452
0.33493 |  | 0.58449
0.33491 |  | 0.58447
0.33487 |  | 0.58444
0.33486 |  | 0.5844
0.33486 |  | 0.58436
0.33483 |  | 0.58435
0.33481 |  | 0.58433
0.33478 |  | 0.58431
0.33475 |  | 0.58425
0.33474 |  | 0.58419
0.33474 |  | 0.58419
0.33471 |  | 0.58417
0.33468 |  | 0.58412
0.33464 |  | 0.58412
0.33464 |  | 0.5841
0.33462 |  | 0.58405
0.33459 |  | 0.58401
0.33455 |  | 0.58399
0.33452 |  | 0.58397
0.33452 |  | 0.58394
0.3345 |  | 0.58392
0.3345 |  | 0.58388
0.3345 |  | 0.58387
0.3345 |  | 0.58381
0.33447 |  | 0.58379
0.33442 |  | 0.58377
0.33441 |  | 0.58377
0.33438 |  | 0.58372
0.33438 |  | 0.58368
0.33435 |  | 0.58365
0.33431 |  | 0.58363
0.33431 |  | 0.58359
0.3343 |  | 0.58355
0.33428 |  | 0.58353
0.33425 |  | 0.58352
0.33421 |  | 0.58348
0.33421 |  | 0.58344
0.33417 |  | 0.5834
0.33415 |  | 0.5834
0.33414 |  | 0.58337
0.33409 |  | 0.58328
0.33408 |  | 0.58326
0.33406 |  | 0.58322
0.33406 |  | 0.58315
0.33405 |  | 0.58313
0.33404 |  | 0.58313
0.33399 |  | 0.58311
0.33398 |  | 0.58311
0.33396 |  | 0.58302
0.33395 |  | 0.58302
0.33394 |  | 0.58296
0.33391 |  | 0.58287
0.33389 |  | 0.58287
0.33388 |  | 0.58281
0.33384 |  | 0.58277
0.33382 |  | 0.58274
0.33381 |  | 0.58274
0.33379 |  | 0.58269
0.33375 |  | 0.58267
0.33373 |  | 0.58267
0.3337 |  | 0.58265
0.33369 |  | 0.58263
0.33368 |  | 0.58261
0.33366 |  | 0.58261
0.33363 |  | 0.58256
0.3336 |  | 0.5825
0.33359 |  | 0.58249
0.33357 |  | 0.58247
0.33356 |  | 0.58245
0.33355 |  | 0.58239
0.33352 |  | 0.58238
0.3335 |  | 0.58234
0.33347 |  | 0.58234
0.33346 |  | 0.58225
0.33346 |  | 0.58223
0.33344 |  | 0.58223
0.33344 |  | 0.58216
0.3334 |  | 0.58212
0.33339 |  | 0.58208
0.33339 |  | 0.58204
0.33339 |  | 0.582
0.33334 |  | 0.58195
0.33329 |  | 0.58193
0.33329 |  | 0.58193
0.33327 |  | 0.58193
0.33327 |  | 0.58186
0.33326 |  | 0.58186
0.33323 |  | 0.58182
0.33321 |  | 0.58176
0.33321 |  | 0.58176
0.3332 |  | 0.58171
0.33316 |  | 0.58171
0.33314 |  | 0.58167
0.33311 |  | 0.58159
0.33308 |  | 0.58156
0.33307 |  | 0.58152
0.33306 |  | 0.58149
0.333 |  | 0.58147
0.333 |  | 0.58141
0.33298 |  | 0.58139
0.33296 |  | 0.58136
0.33294 |  | 0.58136
0.33291 |  | 0.5813
0.33291 |  | 0.58128
0.33291 |  | 0.58124
0.33287 |  | 0.58122
0.33287 |  | 0.58121
0.33284 |  | 0.58117
0.33283 |  | 0.5811
0.33281 |  | 0.58108
0.3328 |  | 0.58104
0.33278 |  | 0.581
0.33274 |  | 0.58098
0.33272 |  | 0.58091
0.33268 |  | 0.58089
0.33267 |  | 0.58083
0.33267 |  | 0.58083
0.33264 |  | 0.58078
0.33263 |  | 0.58072
0.33263 |  | 0.5807
0.33261 |  | 0.58066
0.33258 |  | 0.58063
0.33255 |  | 0.58061
0.33252 |  | 0.58057
0.33251 |  | 0.58053
0.33251 |  | 0.58048
0.33248 |  | 0.58044
0.33247 |  | 0.5804
0.33242 |  | 0.5804
0.33241 |  | 0.58036
0.33239 |  | 0.58031
0.33239 |  | 0.58031
0.33235 |  | 0.58024
0.33235 |  | 0.5802
0.33235 |  | 0.58018
0.33229 |  | 0.58018
0.33228 |  | 0.58016
0.33228 |  | 0.58011
0.33226 |  | 0.58009
0.33224 |  | 0.58009
0.33221 |  | 0.58003
0.33218 |  | 0.58001
0.33216 |  | 0.57997
0.33212 |  | 0.57995
0.33212 |  | 0.57992
0.33211 |  | 0.57984
0.33209 |  | 0.5798
0.33206 |  | 0.57975
0.33205 |  | 0.57973
0.33205 |  | 0.57969
0.33203 |  | 0.57967
0.332 |  | 0.5796
0.33199 |  | 0.57958
0.33196 |  | 0.57954
0.33195 |  | 0.57951
0.33192 |  | 0.57949
0.3319 |  | 0.57943
0.33188 |  | 0.57943
0.33185 |  | 0.57938
0.33183 |  | 0.57938
0.3318 |  | 0.57938
0.33179 |  | 0.57936
0.33176 |  | 0.57928
0.33176 |  | 0.57926
0.33173 |  | 0.57926
0.33173 |  | 0.57922
0.33172 |  | 0.57914
0.33169 |  | 0.57914
0.33167 |  | 0.57908
0.33167 |  | 0.57908
0.33163 |  | 0.57903
0.33162 |  | 0.57899
0.3316 |  | 0.57895
0.33156 |  | 0.57895
0.33156 |  | 0.5789
0.33154 |  | 0.57886
0.33153 |  | 0.57881
0.33148 |  | 0.57879
0.33148 |  | 0.57878
0.33147 |  | 0.57874
0.33143 |  | 0.57872
0.33143 |  | 0.5787
0.33141 |  | 0.57864
0.33138 |  | 0.57862
0.33137 |  | 0.57857
0.33137 |  | 0.57855
0.33135 |  | 0.57849
0.33135 |  | 0.57847
0.33134 |  | 0.57844
0.33129 |  | 0.5784
0.33128 |  | 0.57836
0.33128 |  | 0.57834
0.33127 |  | 0.57829
0.33124 |  | 0.57827
0.33121 |  | 0.57825
0.33119 |  | 0.57824
0.33119 |  | 0.57822
0.33118 |  | 0.57816
0.33115 |  | 0.57816
0.33112 |  | 0.57813
0.33112 |  | 0.57813
0.33106 |  | 0.57809
0.33106 |  | 0.57807
0.33103 |  | 0.57801
0.33102 |  | 0.57798
0.33099 |  | 0.57798
0.33098 |  | 0.57798
0.33096 |  | 0.57794
0.33095 |  | 0.57791
0.33092 |  | 0.57791
0.33087 |  | 0.57787
0.33087 |  | 0.57783
0.33084 |  | 0.57782
0.33084 |  | 0.5778
0.33083 |  | 0.57775
0.33082 |  | 0.57771
0.3308 |  | 0.57767
0.33079 |  | 0.57763
0.33074 |  | 0.57758
0.33073 |  | 0.57754
0.33073 |  | 0.57749
0.33072 |  | 0.57743
0.33069 |  | 0.57736
0.33064 |  | 0.57734
0.33064 |  | 0.57732
0.3306 |  | 0.5773
0.33057 |  | 0.57727
0.33057 |  | 0.57721
0.33056 |  | 0.57715
0.33056 |  | 0.57715
0.33056 |  | 0.5771
0.33048 |  | 0.57706
0.33048 |  | 0.57706
0.33047 |  | 0.577
0.33044 |  | 0.57694
0.33044 |  | 0.57691
0.33041 |  | 0.57689
0.33041 |  | 0.57689
0.33041 |  | 0.57683
0.33037 |  | 0.57682
0.33035 |  | 0.57676
0.33034 |  | 0.57673
0.33034 |  | 0.57669
0.33032 |  | 0.57666
0.33029 |  | 0.57662
0.33028 |  | 0.5766
0.33027 |  | 0.5766
0.33027 |  | 0.57652
0.33021 |  | 0.57652
0.33019 |  | 0.5765
0.33018 |  | 0.57646
0.33015 |  | 0.57641
0.33015 |  | 0.57636
0.33014 |  | 0.57633
0.33012 |  | 0.57624
0.33011 |  | 0.5762
0.33003 |  | 0.5762
0.33003 |  | 0.57618
0.32998 |  | 0.57616
0.32998 |  | 0.57612
0.32998 |  | 0.5761
0.32995 |  | 0.57605
0.32995 |  | 0.57605
0.3299 |  | 0.57601
0.3299 |  | 0.57594
0.32989 |  | 0.57589
0.32986 |  | 0.57586
0.32986 |  | 0.57584
0.32985 |  | 0.57584
0.32985 |  | 0.57579
0.32983 |  | 0.57577
0.3298 |  | 0.57569
0.32979 |  | 0.57567
0.32977 |  | 0.57564
0.32974 |  | 0.57564
0.32973 |  | 0.57558
0.32972 |  | 0.57558
0.32969 |  | 0.57551
0.32969 |  | 0.57547
0.32967 |  | 0.57544
0.32967 |  | 0.57544
0.32966 |  | 0.5754
0.32964 |  | 0.5754
0.3296 |  | 0.57536
0.32957 |  | 0.57532
0.32956 |  | 0.5753
0.32953 |  | 0.57529
0.32951 |  | 0.57527
0.3295 |  | 0.57522
0.32948 |  | 0.57518
0.32947 |  | 0.57517
0.32943 |  | 0.57511
0.32943 |  | 0.57507
0.32941 |  | 0.57503
0.3294 |  | 0.57498
0.32935 |  | 0.57494
0.32934 |  | 0.57493
0.32934 |  | 0.57493
0.32934 |  | 0.57485
0.32931 |  | 0.5748
0.32927 |  | 0.5748
0.32926 |  | 0.57478
0.32924 |  | 0.57476
0.32923 |  | 0.57474
0.32923 |  | 0.5747
0.32921 |  | 0.57469
0.32915 |  | 0.57463
0.32915 |  | 0.57463
0.32915 |  | 0.57459
0.32913 |  | 0.57457
0.32908 |  | 0.57455
0.32907 |  | 0.57452
0.32907 |  | 0.57448
0.32902 |  | 0.57437
0.32901 |  | 0.57437
0.32898 |  | 0.57433
0.32897 |  | 0.57429
0.32897 |  | 0.57426
0.32894 |  | 0.57424
0.32894 |  | 0.57421
0.32892 |  | 0.57421
0.32888 |  | 0.57417
0.32886 |  | 0.57411
0.32884 |  | 0.57408
0.32882 |  | 0.57402
0.32882 |  | 0.57401
0.32878 |  | 0.57399
0.32873 |  | 0.57399
0.32873 |  | 0.57393
0.3287 |  | 0.57387
0.32868 |  | 0.57385
0.32868 |  | 0.57381
0.32863 |  | 0.57375
0.32863 |  | 0.57373
0.3286 |  | 0.57368
0.32859 |  | 0.57368
0.32857 |  | 0.57362
0.32856 |  | 0.57358
0.32856 |  | 0.57353
0.32852 |  | 0.57352
0.32852 |  | 0.57346
0.32849 |  | 0.57342
0.32847 |  | 0.5734
0.32843 |  | 0.57332
0.32841 |  | 0.57327
0.32841 |  | 0.57325
0.3284 |  | 0.57324
0.32835 |  | 0.57324
0.32833 |  | 0.57316
0.32831 |  | 0.57316
0.32831 |  | 0.57316
0.32828 |  | 0.57313
0.32822 |  | 0.57311
0.32822 |  | 0.57305
0.32821 |  | 0.57301
0.32821 |  | 0.573
0.3282 |  | 0.57298
0.32818 |  | 0.57292
0.32817 |  | 0.5729
0.32812 |  | 0.57287
0.32811 |  | 0.57283
0.32808 |  | 0.5728
0.32807 |  | 0.57278
0.32805 |  | 0.57276
0.32805 |  | 0.5727
0.32802 |  | 0.57269
0.32798 |  | 0.57263
0.32795 |  | 0.57261
0.32795 |  | 0.57259
0.32794 |  | 0.57258
0.32792 |  | 0.57256
0.32791 |  | 0.57254
0.32789 |  | 0.5725
0.32789 |  | 0.57247
0.32788 |  | 0.57245
0.32785 |  | 0.57241
0.32782 |  | 0.57239
0.32781 |  | 0.57235
0.32778 |  | 0.57233
0.32775 |  | 0.5723
0.32772 |  | 0.57226
0.32771 |  | 0.57223
0.32768 |  | 0.57221
0.32768 |  | 0.57216
0.32765 |  | 0.57212
0.32764 |  | 0.5721
0.32764 |  | 0.57205
0.32759 |  | 0.57199
0.32759 |  | 0.57196
0.32758 |  | 0.57192
0.32758 |  | 0.5719
0.32756 |  | 0.57188
0.32752 |  | 0.57186
0.32751 |  | 0.57183
0.32746 |  | 0.57183
0.32746 |  | 0.57179
0.32742 |  | 0.57175
0.32742 |  | 0.57173
0.32742 |  | 0.57169
0.32739 |  | 0.57166
0.32738 |  | 0.57164
0.32736 |  | 0.57162
0.32735 |  | 0.57157
0.32735 |  | 0.57157
0.32733 |  | 0.57153
0.32732 |  | 0.57151
0.32732 |  | 0.57147
0.3273 |  | 0.57141
0.32726 |  | 0.57141
0.32723 |  | 0.57136
0.32723 |  | 0.57131
0.3272 |  | 0.57129
0.3272 |  | 0.57125
0.32717 |  | 0.57121
0.32717 |  | 0.57119
0.32717 |  | 0.57116
0.32716 |  | 0.57114
0.32713 |  | 0.57108
0.3271 |  | 0.57106
0.32709 |  | 0.57102
0.32706 |  | 0.57097
0.32703 |  | 0.57096
0.32702 |  | 0.57094
0.327 |  | 0.57093
0.32699 |  | 0.57089
0.32698 |  | 0.57087
0.32695 |  | 0.57085
0.32692 |  | 0.57082
0.3269 |  | 0.5708
0.32687 |  | 0.57074
0.32686 |  | 0.57068
0.32686 |  | 0.57067
0.32685 |  | 0.57063
0.32683 |  | 0.57063
0.32683 |  | 0.57057
0.3268 |  | 0.57053
0.32679 |  | 0.5705
0.32676 |  | 0.57045
0.32674 |  | 0.57041
0.32673 |  | 0.57039
0.32672 |  | 0.57037
0.3267 |  | 0.57037
0.32669 |  | 0.57032
0.32666 |  | 0.5703
0.32663 |  | 0.57024
0.3266 |  | 0.57024
0.3266 |  | 0.5702
0.3266 |  | 0.57017
0.32656 |  | 0.57013
0.32654 |  | 0.57012
0.32652 |  | 0.57008
0.32652 |  | 0.57004
0.32649 |  | 0.57004
0.32649 |  | 0.56999
0.32647 |  | 0.56997
0.32643 |  | 0.56997
0.3264 |  | 0.56989
0.3264 |  | 0.56987
0.3264 |  | 0.56987
0.32639 |  | 0.56984
0.32634 |  | 0.5698
0.32634 |  | 0.56974
0.32634 |  | 0.56971
0.32633 |  | 0.56969
0.3263 |  | 0.56966
0.3263 |  | 0.56962
0.3263 |  | 0.56958
0.32628 |  | 0.56956
0.32626 |  | 0.56953
0.32624 |  | 0.56947
0.32621 |  | 0.56944
0.32621 |  | 0.56942
0.32618 |  | 0.5694
0.32616 |  | 0.56938
0.32616 |  | 0.56934
0.32614 |  | 0.56932
0.32611 |  | 0.56931
0.3261 |  | 0.56925
0.32608 |  | 0.56923
0.32607 |  | 0.56919
0.32604 |  | 0.56917
0.32601 |  | 0.56916
0.326 |  | 0.5691
0.32598 |  | 0.56904
0.32598 |  | 0.56902
0.32597 |  | 0.56898
0.32594 |  | 0.56897
0.32594 |  | 0.56891
0.32591 |  | 0.56889
0.3259 |  | 0.56884
0.3259 |  | 0.56882
0.32588 |  | 0.5688
0.32587 |  | 0.56876
0.32585 |  | 0.56874
0.32584 |  | 0.56872
0.32581 |  | 0.56869
0.32578 |  | 0.56867
0.32575 |  | 0.56863
0.32574 |  | 0.56859
0.32572 |  | 0.56859
0.32572 |  | 0.56856
0.32572 |  | 0.56854
0.32571 |  | 0.5685
0.3257 |  | 0.56848
0.32567 |  | 0.56843
0.32567 |  | 0.56839
0.32562 |  | 0.56833
0.32561 |  | 0.5683
0.32559 |  | 0.56828
0.32556 |  | 0.56824
0.32555 |  | 0.56822
0.32552 |  | 0.56817
0.32552 |  | 0.56817
0.32552 |  | 0.56811
0.32551 |  | 0.56809
0.32548 |  | 0.56809
0.32546 |  | 0.56809
0.32543 |  | 0.568
0.32543 |  | 0.56798
0.32543 |  | 0.56793
0.32543 |  | 0.56787
0.32539 |  | 0.56785
0.32535 |  | 0.56777
0.32535 |  | 0.56775
0.32533 |  | 0.56774
0.32531 |  | 0.56774
0.32528 |  | 0.5677
0.32523 |  | 0.56766
0.32522 |  | 0.56763
0.32519 |  | 0.56761
0.32518 |  | 0.56757
0.32516 |  | 0.56753
0.32515 |  | 0.56753
0.32515 |  | 0.56751
0.32512 |  | 0.56749
0.3251 |  | 0.56742
0.32507 |  | 0.56739
0.32507 |  | 0.56739
0.32507 |  | 0.56735
0.32507 |  | 0.5673
0.32503 |  | 0.56728
0.32503 |  | 0.56726
0.32499 |  | 0.56723
0.32499 |  | 0.56719
0.32497 |  | 0.56716
0.32496 |  | 0.56716
0.32496 |  | 0.56716
0.32492 |  | 0.56716
0.32492 |  | 0.56708
0.3249 |  | 0.56704
0.32489 |  | 0.56699
0.32486 |  | 0.56699
0.32483 |  | 0.56699
0.32483 |  | 0.56695
0.32481 |  | 0.56693
0.32477 |  | 0.56686
0.32476 |  | 0.56684
0.32476 |  | 0.56682
0.32474 |  | 0.5668
0.32473 |  | 0.56678
0.32471 |  | 0.56671
0.32471 |  | 0.56669
0.3247 |  | 0.56669
0.32468 |  | 0.56669
0.32465 |  | 0.56663
0.32462 |  | 0.56661
0.32459 |  | 0.56659
0.32458 |  | 0.56659
0.32457 |  | 0.56658
0.32454 |  | 0.56648
0.32452 |  | 0.56646
0.32452 |  | 0.56646
0.32452 |  | 0.56644
0.32452 |  | 0.56642
0.32451 |  | 0.56639
0.32449 |  | 0.56637
0.32444 |  | 0.56629
0.32444 |  | 0.56628
0.32442 |  | 0.56626
0.32441 |  | 0.56618
0.3244 |  | 0.56618
0.32434 |  | 0.56618
0.32432 |  | 0.56616
0.32432 |  | 0.56612
0.32429 |  | 0.56609
0.32425 |  | 0.56609
0.32425 |  | 0.56605
0.32425 |  | 0.56605
0.32425 |  | 0.56601
0.32421 |  | 0.56599
0.32419 |  | 0.56599
0.32418 |  | 0.56596
0.32414 |  | 0.56596
0.32414 |  | 0.56592
0.32411 |  | 0.56588
0.32411 |  | 0.56585
0.32409 |  | 0.56585
0.32408 |  | 0.56577
0.32408 |  | 0.56573
0.32404 |  | 0.56571
0.32404 |  | 0.56571
0.32402 |  | 0.56568
0.32402 |  | 0.56566
0.32401 |  | 0.56562
0.32398 |  | 0.56561
0.32394 |  | 0.56557
0.32394 |  | 0.56555
0.32389 |  | 0.5655
0.32388 |  | 0.56544
0.32388 |  | 0.56544
0.32388 |  | 0.56544
0.32382 |  | 0.56544
0.32382 |  | 0.5654
0.32381 |  | 0.56536
0.32378 |  | 0.56536
0.32378 |  | 0.56529
0.32375 |  | 0.56523
0.32373 |  | 0.56517
0.32373 |  | 0.56515
0.32371 |  | 0.56512
0.32369 |  | 0.56508
0.32369 |  | 0.56502
0.32366 |  | 0.56501
0.32365 |  | 0.56501
0.32363 |  | 0.56495
0.32363 |  | 0.56491
0.32363 |  | 0.56486
0.32363 |  | 0.56486
0.32359 |  | 0.5648
0.32353 |  | 0.56478
0.3235 |  | 0.56473
0.32349 |  | 0.56469
0.32349 |  | 0.56468
0.32347 |  | 0.56462
0.32344 |  | 0.56456
0.32344 |  | 0.56452
0.32342 |  | 0.5645
0.32339 |  | 0.56447
0.32339 |  | 0.56446
0.32337 |  | 0.56438
0.32336 |  | 0.56435
0.32333 |  | 0.56432
0.32333 |  | 0.56427
0.3233 |  | 0.56423
0.32329 |  | 0.56423
0.32327 |  | 0.5642
0.32326 |  | 0.56414
0.32326 |  | 0.56411
0.32326 |  | 0.56407
0.32324 |  | 0.56401
0.3232 |  | 0.56396
0.3232 |  | 0.56396
0.32317 |  | 0.5639
0.32314 |  | 0.56389
0.32311 |  | 0.56383
0.32311 |  | 0.56381
0.3231 |  | 0.56379
0.3231 |  | 0.56376
0.32307 |  | 0.56368
0.32304 |  | 0.56364
0.32303 |  | 0.56359
0.32301 |  | 0.56357
0.32301 |  | 0.56351
0.323 |  | 0.56351
0.32298 |  | 0.56351
0.32294 |  | 0.5635
0.32293 |  | 0.56346
0.32291 |  | 0.56342
0.32291 |  | 0.5634
0.32287 |  | 0.56336
0.32287 |  | 0.56336
0.32281 |  | 0.56335
0.32279 |  | 0.56329
0.32278 |  | 0.56322
0.32274 |  | 0.5632
0.32274 |  | 0.56314
0.32271 |  | 0.56314
0.32269 |  | 0.56312
0.32269 |  | 0.56312
0.32269 |  | 0.5631
0.32265 |  | 0.56308
0.32264 |  | 0.56305
0.32264 |  | 0.56303
0.32259 |  | 0.56299
0.32258 |  | 0.56297
0.32255 |  | 0.56292
0.32255 |  | 0.56288
0.32255 |  | 0.56283
0.32254 |  | 0.56281
0.32248 |  | 0.56278
0.32248 |  | 0.56274
0.32246 |  | 0.56274
0.32245 |  | 0.5627
0.32244 |  | 0.56267
0.32242 |  | 0.56265
0.32242 |  | 0.56261
0.32239 |  | 0.56259
0.32239 |  | 0.56255
0.32236 |  | 0.56254
0.32233 |  | 0.56251
0.3223 |  | 0.56246
0.3223 |  | 0.56246
0.32228 |  | 0.56241
0.32228 |  | 0.56239
0.32228 |  | 0.56235
0.32225 |  | 0.56234
0.32225 |  | 0.5623
0.32223 |  | 0.56224
0.32222 |  | 0.5622
0.32219 |  | 0.56218
0.32219 |  | 0.56218
0.32218 |  | 0.56214
0.32215 |  | 0.56214
0.32213 |  | 0.56211
0.32212 |  | 0.56209
0.32207 |  | 0.56208
0.32205 |  | 0.56206
0.32202 |  | 0.562
0.32199 |  | 0.56197
0.32199 |  | 0.56194
0.32199 |  | 0.56194
0.32197 |  | 0.5619
0.32194 |  | 0.5619
0.32192 |  | 0.56188
0.3219 |  | 0.56184
0.32189 |  | 0.56182
0.32187 |  | 0.56181
0.32184 |  | 0.56179
0.32184 |  | 0.56175
0.32183 |  | 0.56173
0.3218 |  | 0.56171
0.3218 |  | 0.5617
0.3218 |  | 0.56164
0.32177 |  | 0.56164
0.32177 |  | 0.56164
0.32176 |  | 0.56163
0.32174 |  | 0.56159
0.32171 |  | 0.56159
0.3217 |  | 0.56155
0.3217 |  | 0.56153
0.32168 |  | 0.56153
0.32167 |  | 0.5615
0.32163 |  | 0.56146
0.32163 |  | 0.56142
0.3216 |  | 0.56139
0.3216 |  | 0.56129
0.3216 |  | 0.56128
0.32155 |  | 0.56122
0.32155 |  | 0.5612
0.3215 |  | 0.5612
0.3215 |  | 0.56116
0.32148 |  | 0.56116
0.32144 |  | 0.56111
0.32142 |  | 0.56111
0.32142 |  | 0.56108
0.32141 |  | 0.56102
0.32135 |  | 0.561
0.32133 |  | 0.561
0.32133 |  | 0.56098
0.32131 |  | 0.56095
0.32131 |  | 0.56089
0.32126 |  | 0.56086
0.32125 |  | 0.56084
0.32123 |  | 0.56082
0.32123 |  | 0.5608
0.32122 |  | 0.56076
0.32118 |  | 0.56073
0.32115 |  | 0.56068
0.32113 |  | 0.56062
0.32112 |  | 0.5606
0.3211 |  | 0.5606
0.32106 |  | 0.56056
0.32105 |  | 0.56051
0.32103 |  | 0.56051
0.32102 |  | 0.56049
0.321 |  | 0.56043
0.32099 |  | 0.56038
0.32096 |  | 0.56036
0.32096 |  | 0.56032
0.32094 |  | 0.56026
0.32093 |  | 0.56025
0.3209 |  | 0.56019
0.3209 |  | 0.56017
0.3209 |  | 0.56017
0.32089 |  | 0.56017
0.32089 |  | 0.56015
0.32084 |  | 0.5601
0.32083 |  | 0.56008
0.32083 |  | 0.56006
0.32081 |  | 0.56002
0.32076 |  | 0.55997
0.32074 |  | 0.55997
0.32074 |  | 0.55991
0.32073 |  | 0.55985
0.32073 |  | 0.55982
0.32068 |  | 0.55976
0.32068 |  | 0.55972
0.32066 |  | 0.55971
0.32066 |  | 0.55965
0.32063 |  | 0.55965
0.32063 |  | 0.55958
0.32061 |  | 0.55956
0.3206 |  | 0.55952
0.3206 |  | 0.55945
0.32058 |  | 0.55945
0.32054 |  | 0.55942
0.32054 |  | 0.5594
0.32053 |  | 0.55936
0.32051 |  | 0.55932
0.3205 |  | 0.55931
0.3205 |  | 0.55927
0.32048 |  | 0.55923
0.32047 |  | 0.55919
0.32045 |  | 0.55916
0.32043 |  | 0.55913
0.32041 |  | 0.55913
0.32041 |  | 0.55905
0.32041 |  | 0.55905
0.32041 |  | 0.55903
0.3204 |  | 0.55899
0.32038 |  | 0.55895
0.32034 |  | 0.55895
0.32034 |  | 0.5589
0.32032 |  | 0.55886
0.32032 |  | 0.55886
0.32028 |  | 0.5588
0.32025 |  | 0.5588
0.32024 |  | 0.5588
0.32022 |  | 0.55876
0.32022 |  | 0.55873
0.32021 |  | 0.55865
0.32019 |  | 0.55863
0.32016 |  | 0.55863
0.32016 |  | 0.55856
0.32015 |  | 0.55854
0.32012 |  | 0.55852
0.32011 |  | 0.55852
0.32011 |  | 0.55841
0.32006 |  | 0.55839
0.32006 |  | 0.55835
0.32005 |  | 0.55833
0.32005 |  | 0.55828
0.32002 |  | 0.55822
0.32002 |  | 0.5582
0.31999 |  | 0.55818
0.31999 |  | 0.55815
0.31996 |  | 0.55815
0.31996 |  | 0.55813
0.31993 |  | 0.55807
0.31993 |  | 0.558
0.31991 |  | 0.55798
0.31988 |  | 0.55794
0.31988 |  | 0.5579
0.31986 |  | 0.55788
0.31986 |  | 0.55781
0.31985 |  | 0.55781
0.31982 |  | 0.55779
0.31978 |  | 0.55777
0.31978 |  | 0.55777
0.31978 |  | 0.55773
0.31976 |  | 0.5577
0.31972 |  | 0.5577
0.31969 |  | 0.55764
0.31968 |  | 0.55761
0.31966 |  | 0.55757
0.31963 |  | 0.55755
0.31963 |  | 0.55751
0.31962 |  | 0.55749
0.31959 |  | 0.55749
0.31958 |  | 0.55744
0.31955 |  | 0.55744
0.31953 |  | 0.5574
0.31952 |  | 0.55736
0.3195 |  | 0.55729
0.31946 |  | 0.55727
0.31946 |  | 0.55725
0.31946 |  | 0.55722
0.31944 |  | 0.55718
0.31944 |  | 0.55714
0.31941 |  | 0.5571
0.31939 |  | 0.55708
0.31937 |  | 0.55708
0.31936 |  | 0.55703
0.31934 |  | 0.55699
0.31933 |  | 0.55699
0.3193 |  | 0.55696
0.31929 |  | 0.55692
0.31927 |  | 0.5569
0.31926 |  | 0.55688
0.31921 |  | 0.55685
0.31921 |  | 0.55679
0.3192 |  | 0.55673
0.3192 |  | 0.55671
0.31919 |  | 0.55669
0.31919 |  | 0.55668
0.31917 |  | 0.55664
0.31917 |  | 0.5566
0.31917 |  | 0.55654
0.31914 |  | 0.5565
0.31911 |  | 0.55649
0.31911 |  | 0.55643
0.3191 |  | 0.55642
0.31908 |  | 0.55638
0.31906 |  | 0.5563
0.31904 |  | 0.5563
0.31901 |  | 0.5563
0.31901 |  | 0.55628
0.319 |  | 0.55628
0.31898 |  | 0.55623
0.31897 |  | 0.55621
0.31896 |  | 0.55621
0.31893 |  | 0.55617
0.3189 |  | 0.55614
0.3189 |  | 0.55608
0.3189 |  | 0.55608
0.31888 |  | 0.55606
0.31885 |  | 0.55601
0.31884 |  | 0.55597
0.31884 |  | 0.55595
0.31883 |  | 0.55595
0.31881 |  | 0.5559
0.31881 |  | 0.55586
0.31881 |  | 0.55577
0.31878 |  | 0.55573
0.31877 |  | 0.55569
0.31875 |  | 0.55568
0.31874 |  | 0.55566
0.31872 |  | 0.55564
0.31871 |  | 0.55559
0.31869 |  | 0.55555
0.31865 |  | 0.55555
0.31865 |  | 0.55553
0.31862 |  | 0.55544
0.31861 |  | 0.55542
0.31859 |  | 0.5554
0.31856 |  | 0.55539
0.31856 |  | 0.55535
0.31855 |  | 0.55527
0.31851 |  | 0.55527
0.31851 |  | 0.55527
0.31849 |  | 0.55523
0.31848 |  | 0.55522
0.31848 |  | 0.5552
0.31845 |  | 0.55514
0.31841 |  | 0.55512
0.31839 |  | 0.5551
0.31838 |  | 0.55505
0.31836 |  | 0.55504
0.31832 |  | 0.55501
0.31832 |  | 0.55501
0.31829 |  | 0.555
0.31829 |  | 0.55492
0.31828 |  | 0.55492
0.31826 |  | 0.55486
0.31823 |  | 0.55486
0.31822 |  | 0.55479
0.31821 |  | 0.55477
0.31819 |  | 0.55473
0.31816 |  | 0.55469
0.31815 |  | 0.55466
0.31812 |  | 0.55466
0.31809 |  | 0.5546
0.31808 |  | 0.55455
0.31803 |  | 0.55453
0.31802 |  | 0.55448
0.318 |  | 0.55446
0.318 |  | 0.55444
0.31798 |  | 0.55442
0.31795 |  | 0.5544
0.31793 |  | 0.55436
0.31792 |  | 0.55436
0.3179 |  | 0.55431
0.3179 |  | 0.55429
0.31786 |  | 0.55427
0.31783 |  | 0.55427
0.31783 |  | 0.55425
0.31783 |  | 0.55422
0.3178 |  | 0.55416
0.31777 |  | 0.55416
0.31777 |  | 0.55416
0.31776 |  | 0.55412
0.31776 |  | 0.55406
0.31776 |  | 0.55405
0.31773 |  | 0.55401
0.31771 |  | 0.55399
0.31768 |  | 0.55396
0.31768 |  | 0.55396
0.31768 |  | 0.55394
0.31768 |  | 0.55392
0.31764 |  | 0.55388
0.31764 |  | 0.55385
0.31763 |  | 0.55381
0.31763 |  | 0.55381
0.31761 |  | 0.55373
0.31761 |  | 0.55373
0.3176 |  | 0.55368
0.31757 |  | 0.55361
0.31755 |  | 0.55359
0.31755 |  | 0.55354
0.31754 |  | 0.5535
0.31751 |  | 0.55348
0.3175 |  | 0.55346
0.3175 |  | 0.55346
0.31748 |  | 0.55339
0.31745 |  | 0.55337
0.31744 |  | 0.55332
0.31741 |  | 0.5533
0.3174 |  | 0.55328
0.31738 |  | 0.55326
0.31737 |  | 0.55323
0.31735 |  | 0.55321
0.31734 |  | 0.55314
0.31732 |  | 0.55314
0.31729 |  | 0.55308
0.31729 |  | 0.55304
0.31727 |  | 0.55303
0.31724 |  | 0.55301
0.31724 |  | 0.55297
0.31724 |  | 0.55293
0.31722 |  | 0.5529
0.31721 |  | 0.55286
0.31719 |  | 0.55284
0.31718 |  | 0.55282
0.31716 |  | 0.55279
0.31715 |  | 0.55275
0.31714 |  | 0.55271
0.31711 |  | 0.5527
0.31708 |  | 0.55264
0.31705 |  | 0.55264
0.31705 |  | 0.55262
0.31704 |  | 0.55258
0.31703 |  | 0.55253
0.31701 |  | 0.55253
0.31699 |  | 0.55251
0.31698 |  | 0.55243
0.31698 |  | 0.55239
0.31696 |  | 0.55236
0.31693 |  | 0.55234
0.31693 |  | 0.55234
0.31692 |  | 0.55228
0.3169 |  | 0.55224
0.31689 |  | 0.55219
0.31686 |  | 0.55219
0.31685 |  | 0.55215
0.31685 |  | 0.55213
0.31683 |  | 0.55213
0.3168 |  | 0.55209
0.3168 |  | 0.55204
0.31678 |  | 0.55202
0.31673 |  | 0.552
0.31672 |  | 0.55196
0.3167 |  | 0.55191
0.31669 |  | 0.55189
0.31668 |  | 0.55189
0.31668 |  | 0.55187
0.31663 |  | 0.55184
0.31663 |  | 0.5518
0.31663 |  | 0.55178
0.31662 |  | 0.55176
0.31659 |  | 0.55174
0.31658 |  | 0.5517
0.31656 |  | 0.55167
0.31653 |  | 0.55163
0.31653 |  | 0.55159
0.3165 |  | 0.55157
0.31647 |  | 0.55154
0.31647 |  | 0.55147
0.31644 |  | 0.55145
0.31643 |  | 0.55143
0.31643 |  | 0.55141
0.31639 |  | 0.55139
0.31637 |  | 0.55137
0.31636 |  | 0.55132
0.31634 |  | 0.5513
0.31634 |  | 0.55127
0.31633 |  | 0.55123
0.31631 |  | 0.55117
0.31627 |  | 0.55115
0.31626 |  | 0.55113
0.31626 |  | 0.55111
0.31621 |  | 0.55104
0.3162 |  | 0.551
0.31618 |  | 0.55098
0.31617 |  | 0.55095
0.31615 |  | 0.5509
0.31614 |  | 0.55088
0.31614 |  | 0.55088
0.31613 |  | 0.55082
0.31608 |  | 0.55079
0.31607 |  | 0.55077
0.31607 |  | 0.55075
0.31605 |  | 0.55072
0.31605 |  | 0.5507
0.31605 |  | 0.55068
0.31604 |  | 0.55066
0.31603 |  | 0.55062
0.31601 |  | 0.55058
0.316 |  | 0.55057
0.31598 |  | 0.55057
0.31595 |  | 0.55053
0.31594 |  | 0.55051
0.31594 |  | 0.55048
0.31591 |  | 0.55046
0.31591 |  | 0.55044
0.31588 |  | 0.55042
0.31588 |  | 0.5504
0.31588 |  | 0.55037
0.31584 |  | 0.55031
0.31582 |  | 0.55029
0.31579 |  | 0.55027
0.31578 |  | 0.55024
0.31576 |  | 0.55022
0.31575 |  | 0.5502
0.31573 |  | 0.5502
0.31572 |  | 0.55016
0.31571 |  | 0.55013
0.31571 |  | 0.55009
0.31568 |  | 0.55003
0.31566 |  | 0.55002
0.31566 |  | 0.54992
0.31565 |  | 0.5499
0.31563 |  | 0.5499
0.3156 |  | 0.54984
0.31559 |  | 0.54983
0.31559 |  | 0.54979
0.31558 |  | 0.54977
0.31556 |  | 0.54973
0.31555 |  | 0.5497
0.31553 |  | 0.5497
0.31552 |  | 0.54964
0.3155 |  | 0.54962
0.3155 |  | 0.54957
0.31549 |  | 0.54955
0.31548 |  | 0.54955
0.31546 |  | 0.54951
0.31543 |  | 0.54949
0.31543 |  | 0.54946
0.31543 |  | 0.54942
0.31539 |  | 0.5494
0.31539 |  | 0.54938
0.31536 |  | 0.54935
0.31536 |  | 0.54933
0.31536 |  | 0.54931
0.31535 |  | 0.54925
0.31532 |  | 0.54925
0.3153 |  | 0.54918
0.31529 |  | 0.54917
0.31527 |  | 0.54913
0.31527 |  | 0.54909
0.31526 |  | 0.54906
0.31526 |  | 0.54904
0.31523 |  | 0.549
0.31523 |  | 0.54896
0.31522 |  | 0.54896
0.31522 |  | 0.54892
0.3152 |  | 0.54889
0.31517 |  | 0.54889
0.31517 |  | 0.54885
0.31513 |  | 0.54883
0.31512 |  | 0.54883
0.31512 |  | 0.54881
0.31509 |  | 0.54878
0.31507 |  | 0.54872
0.31503 |  | 0.5487
0.31503 |  | 0.54869
0.31503 |  | 0.54865
0.315 |  | 0.54863
0.315 |  | 0.54863
0.315 |  | 0.54861
0.31499 |  | 0.54857
0.31496 |  | 0.54855
0.31496 |  | 0.54848
0.31493 |  | 0.54844
0.31491 |  | 0.54844
0.31491 |  | 0.54839
0.3149 |  | 0.54835
0.31487 |  | 0.54833
0.31487 |  | 0.5483
0.31487 |  | 0.54824
0.31484 |  | 0.54822
0.31481 |  | 0.5482
0.3148 |  | 0.54816
0.3148 |  | 0.54816
0.31478 |  | 0.54815
0.31477 |  | 0.54815
0.31474 |  | 0.54811
0.31471 |  | 0.54807
0.31468 |  | 0.54803
0.31468 |  | 0.54801
0.31467 |  | 0.54797
0.31465 |  | 0.54794
0.31462 |  | 0.54788
0.31461 |  | 0.54786
0.31458 |  | 0.54785
0.31458 |  | 0.54779
0.31457 |  | 0.54778
0.31455 |  | 0.54776
0.31454 |  | 0.54774
0.31451 |  | 0.5477
0.31449 |  | 0.54765
0.31448 |  | 0.54761
0.31447 |  | 0.54759
0.31447 |  | 0.54757
0.31444 |  | 0.54755
0.31438 |  | 0.54754
0.31438 |  | 0.54746
0.31436 |  | 0.54746
0.31436 |  | 0.54744
0.31436 |  | 0.54743
0.31432 |  | 0.54741
0.31431 |  | 0.54735
0.31429 |  | 0.54733
0.31428 |  | 0.54729
0.31425 |  | 0.54728
0.31424 |  | 0.5472
0.31421 |  | 0.54716
0.31419 |  | 0.54713
0.31418 |  | 0.54711
0.31416 |  | 0.54704
0.31414 |  | 0.54702
0.31411 |  | 0.54698
0.31406 |  | 0.54698
0.31406 |  | 0.54696
0.31406 |  | 0.54692
0.31405 |  | 0.54687
0.31405 |  | 0.54683
0.31401 |  | 0.54679
0.31399 |  | 0.54674
0.31399 |  | 0.54674
0.31396 |  | 0.5467
0.31396 |  | 0.54669
0.31395 |  | 0.54665
0.31392 |  | 0.54663
0.31391 |  | 0.54661
0.31389 |  | 0.54661
0.31389 |  | 0.5466
0.31388 |  | 0.54658
0.31385 |  | 0.54654
0.31383 |  | 0.54646
0.31383 |  | 0.54643
0.31379 |  | 0.54639
0.31379 |  | 0.54634
0.31378 |  | 0.5463
0.31375 |  | 0.54628
0.31373 |  | 0.54626
0.31372 |  | 0.54625
0.3137 |  | 0.54623
0.31367 |  | 0.54619
0.31366 |  | 0.54617
0.31365 |  | 0.54615
0.31365 |  | 0.5461
0.31363 |  | 0.5461
0.31362 |  | 0.54606
0.3136 |  | 0.54598
0.3136 |  | 0.54598
0.31357 |  | 0.54596
0.31357 |  | 0.54589
0.31353 |  | 0.54586
0.31352 |  | 0.5458
0.3135 |  | 0.54577
0.3135 |  | 0.54575
0.31349 |  | 0.54571
0.31349 |  | 0.54569
0.31347 |  | 0.54567
0.31347 |  | 0.54565
0.31344 |  | 0.54563
0.31341 |  | 0.54563
0.31341 |  | 0.5456
0.31339 |  | 0.54557
0.31337 |  | 0.54551
0.31336 |  | 0.54547
0.31336 |  | 0.54547
0.31331 |  | 0.54544
0.31331 |  | 0.54542
0.31327 |  | 0.54536
0.31327 |  | 0.54532
0.31327 |  | 0.54529
0.31324 |  | 0.54527
0.31323 |  | 0.54526
0.31321 |  | 0.54524
0.3132 |  | 0.54518
0.31316 |  | 0.54515
0.31316 |  | 0.54515
0.31314 |  | 0.54513
0.31311 |  | 0.54511
0.31311 |  | 0.54505
0.3131 |  | 0.54502
0.31308 |  | 0.54498
0.31307 |  | 0.54496
0.31307 |  | 0.54493
0.31304 |  | 0.54491
0.31303 |  | 0.54485
0.313 |  | 0.54484
0.313 |  | 0.54482
0.313 |  | 0.54476
0.31298 |  | 0.54476
0.31298 |  | 0.54474
0.31297 |  | 0.5447
0.31294 |  | 0.54469
0.31292 |  | 0.54465
0.31291 |  | 0.54462
0.3129 |  | 0.54458
0.3129 |  | 0.54454
0.31287 |  | 0.54454
0.31285 |  | 0.54451
0.31284 |  | 0.54449
0.31282 |  | 0.54447
0.31279 |  | 0.54443
0.31279 |  | 0.54439
0.31279 |  | 0.54435
0.31279 |  | 0.5443
0.31278 |  | 0.54424
0.31274 |  | 0.54422
0.31272 |  | 0.54422
0.31269 |  | 0.54417
0.31269 |  | 0.54417
0.31268 |  | 0.54415
0.31267 |  | 0.5441
0.31265 |  | 0.5441
0.31265 |  | 0.54406
0.31265 |  | 0.54404
0.31262 |  | 0.54403
0.31261 |  | 0.54401
0.31261 |  | 0.54397
0.31258 |  | 0.54393
0.31258 |  | 0.54387
0.31256 |  | 0.54387
0.31254 |  | 0.54383
0.31254 |  | 0.5438
0.31254 |  | 0.54378
0.31252 |  | 0.54378
0.31251 |  | 0.54374
0.31249 |  | 0.54372
0.31249 |  | 0.54371
0.31245 |  | 0.54371
0.31245 |  | 0.54365
0.31245 |  | 0.54364
0.31243 |  | 0.5436
0.31241 |  | 0.54358
0.31241 |  | 0.54355
0.31236 |  | 0.54355
0.31236 |  | 0.54351
0.31236 |  | 0.54347
0.31236 |  | 0.54345
0.31235 |  | 0.54345
0.31231 |  | 0.5434
0.31231 |  | 0.5434
0.31229 |  | 0.54334
0.31229 |  | 0.54334
0.31229 |  | 0.54332
0.31228 |  | 0.54326
0.31223 |  | 0.54321
0.31222 |  | 0.54318
0.3122 |  | 0.54316
0.31217 |  | 0.54312
0.31217 |  | 0.5431
0.31217 |  | 0.54309
0.31215 |  | 0.54303
0.31215 |  | 0.54302
0.31213 |  | 0.54302
0.31212 |  | 0.543
0.31212 |  | 0.54294
0.31208 |  | 0.5429
0.31206 |  | 0.54287
0.31205 |  | 0.54285
0.31203 |  | 0.54285
0.31203 |  | 0.5428
0.31202 |  | 0.54278
0.312 |  | 0.54278
0.312 |  | 0.5427
0.31199 |  | 0.54269
0.31196 |  | 0.54267
0.31194 |  | 0.54265
0.31192 |  | 0.54259
0.31192 |  | 0.54256
0.31189 |  | 0.54256
0.31186 |  | 0.54254
0.31184 |  | 0.5425
0.31184 |  | 0.54248
0.31184 |  | 0.54246
0.31184 |  | 0.54242
0.3118 |  | 0.54237
0.31177 |  | 0.54231
0.31174 |  | 0.5423
0.31174 |  | 0.54226
0.31173 |  | 0.54222
0.31173 |  | 0.54218
0.31171 |  | 0.54213
0.31168 |  | 0.54213
0.31168 |  | 0.54212
0.31166 |  | 0.54208
0.31164 |  | 0.54206
0.31163 |  | 0.54202
0.3116 |  | 0.542
0.31158 |  | 0.54195
0.31157 |  | 0.54193
0.31155 |  | 0.54189
0.31152 |  | 0.54184
0.31152 |  | 0.54182
0.31151 |  | 0.54178
0.31151 |  | 0.54178
0.31151 |  | 0.5417
0.3115 |  | 0.5417
0.31148 |  | 0.54167
0.31145 |  | 0.54163
0.31145 |  | 0.54163
0.31144 |  | 0.54156
0.31142 |  | 0.54154
0.3114 |  | 0.5415
0.3114 |  | 0.54148
0.31137 |  | 0.54148
0.31137 |  | 0.54146
0.31135 |  | 0.54145
0.31134 |  | 0.54141
0.31132 |  | 0.54139
0.31129 |  | 0.54137
0.31128 |  | 0.54135
0.31128 |  | 0.54131
0.31127 |  | 0.54129
0.31127 |  | 0.54128
0.31124 |  | 0.54123
0.31124 |  | 0.54121
0.31122 |  | 0.54117
0.31122 |  | 0.54115
0.31121 |  | 0.54113
0.31116 |  | 0.54106
0.31116 |  | 0.54102
0.31116 |  | 0.54101
0.31113 |  | 0.54097
0.31109 |  | 0.54094
0.31109 |  | 0.5409
0.31109 |  | 0.54088
0.31108 |  | 0.54086
0.31108 |  | 0.54083
0.31108 |  | 0.54079
0.31105 |  | 0.54077
0.31103 |  | 0.54077
0.311 |  | 0.54073
0.31099 |  | 0.54071
0.31099 |  | 0.54067
0.31096 |  | 0.54064
0.31096 |  | 0.54058
0.31096 |  | 0.54058
0.31095 |  | 0.54053
0.31095 |  | 0.54047
0.3109 |  | 0.54047
0.3109 |  | 0.54044
0.3109 |  | 0.54038
0.31087 |  | 0.54038
0.31086 |  | 0.54033
0.31083 |  | 0.54029
0.31082 |  | 0.54027
0.31082 |  | 0.54022
0.3108 |  | 0.54022
0.3108 |  | 0.54016
0.31077 |  | 0.54016
0.31076 |  | 0.54014
0.31076 |  | 0.54012
0.31074 |  | 0.54009
0.31073 |  | 0.54007
0.31072 |  | 0.54007
0.3107 |  | 0.53999
0.31068 |  | 0.53994
0.31068 |  | 0.53992
0.31067 |  | 0.53988
0.31066 |  | 0.53987
0.31064 |  | 0.53985
0.31063 |  | 0.53983
0.3106 |  | 0.53979
0.31059 |  | 0.53971
0.31059 |  | 0.53968
0.31056 |  | 0.53964
0.31056 |  | 0.5396
0.31053 |  | 0.5396
0.31051 |  | 0.53953
0.3105 |  | 0.53951
0.3105 |  | 0.53951
0.31049 |  | 0.53947
0.31044 |  | 0.53946
0.31044 |  | 0.53944
0.31043 |  | 0.53938
0.31038 |  | 0.53933
0.31035 |  | 0.53933
0.31035 |  | 0.53929
0.31034 |  | 0.53926
0.31031 |  | 0.53926
0.31031 |  | 0.53919
0.31031 |  | 0.53911
0.31028 |  | 0.53911
0.31027 |  | 0.53911
0.31024 |  | 0.53911
0.31022 |  | 0.53909
0.31022 |  | 0.53907
0.31019 |  | 0.53905
0.31017 |  | 0.53901
0.31015 |  | 0.53899
0.31015 |  | 0.53893
0.31014 |  | 0.53892
0.31011 |  | 0.5389
0.3101 |  | 0.53888
0.31007 |  | 0.53886
0.31007 |  | 0.53884
0.31004 |  | 0.53882
0.31004 |  | 0.53882
0.31002 |  | 0.53879
0.31002 |  | 0.53873
0.30998 |  | 0.53873
0.30996 |  | 0.5387
0.30993 |  | 0.5387
0.30992 |  | 0.53868
0.30992 |  | 0.53862
0.30992 |  | 0.53861
0.30988 |  | 0.53855
0.30986 |  | 0.53855
0.30985 |  | 0.53854
0.30982 |  | 0.53848
0.30982 |  | 0.53848
0.3098 |  | 0.53848
0.3098 |  | 0.53844
0.30979 |  | 0.53837
0.30979 |  | 0.5383
0.30979 |  | 0.53828
0.30979 |  | 0.53828
0.30976 |  | 0.53826
0.30975 |  | 0.53825
0.30973 |  | 0.53823
0.30972 |  | 0.53819
0.30969 |  | 0.53817
0.30968 |  | 0.53816
0.30968 |  | 0.53812
0.30964 |  | 0.53808
0.30962 |  | 0.53806
0.30961 |  | 0.53803
0.30961 |  | 0.53801
0.30961 |  | 0.53797
0.30956 |  | 0.53795
0.30953 |  | 0.53791
0.30953 |  | 0.5379
0.30953 |  | 0.53784
0.30952 |  | 0.53783
0.30949 |  | 0.53779
0.30946 |  | 0.53777
0.30946 |  | 0.53773
0.30946 |  | 0.53768
0.30943 |  | 0.53766
0.30941 |  | 0.53764
0.30941 |  | 0.53763
0.30941 |  | 0.53757
0.30938 |  | 0.53757
0.30938 |  | 0.53755
0.30936 |  | 0.53751
0.30933 |  | 0.53749
0.30933 |  | 0.53749
0.30932 |  | 0.53746
0.30932 |  | 0.53746
0.30929 |  | 0.5374
0.30929 |  | 0.53739
0.30926 |  | 0.53739
0.30926 |  | 0.53735
0.30923 |  | 0.53733
0.30922 |  | 0.53729
0.3092 |  | 0.53728
0.30919 |  | 0.53722
0.30919 |  | 0.5372
0.30917 |  | 0.53713
0.30917 |  | 0.53711
0.30915 |  | 0.53711
0.30912 |  | 0.53708
0.30912 |  | 0.53702
0.3091 |  | 0.53698
0.30909 |  | 0.53693
0.30906 |  | 0.53691
0.30904 |  | 0.53687
0.30902 |  | 0.53687
0.30902 |  | 0.53684
0.30902 |  | 0.5368
0.30899 |  | 0.53678
0.30896 |  | 0.53671
0.30896 |  | 0.53671
0.30894 |  | 0.53667
0.3089 |  | 0.53667
0.3089 |  | 0.53665
0.30889 |  | 0.53664
0.30889 |  | 0.53662
0.30889 |  | 0.53658
0.30889 |  | 0.53656
0.30886 |  | 0.53656
0.30884 |  | 0.53652
0.30881 |  | 0.53652
0.30881 |  | 0.5365
0.30879 |  | 0.5365
0.30879 |  | 0.5365
0.30876 |  | 0.53646
0.30871 |  | 0.53641
0.3087 |  | 0.53641
0.30869 |  | 0.53639
0.30869 |  | 0.53635
0.30867 |  | 0.53631
0.30866 |  | 0.53631
0.30866 |  | 0.53631
0.30866 |  | 0.53624
0.30863 |  | 0.53618
0.3086 |  | 0.53616
0.3086 |  | 0.53615
0.3086 |  | 0.53611
0.30857 |  | 0.53604
0.30857 |  | 0.53602
0.30856 |  | 0.536
0.30854 |  | 0.53598
0.30854 |  | 0.53594
0.30853 |  | 0.53591
0.30853 |  | 0.53589
0.30848 |  | 0.53586
0.30848 |  | 0.53584
0.30848 |  | 0.53579
0.30847 |  | 0.53577
0.30844 |  | 0.53573
0.30841 |  | 0.5357
0.3084 |  | 0.53568
0.3084 |  | 0.53562
0.30837 |  | 0.53558
0.30834 |  | 0.53557
0.30834 |  | 0.53557
0.30834 |  | 0.53557
0.30834 |  | 0.53551
0.30834 |  | 0.53545
0.30832 |  | 0.53541
0.30831 |  | 0.53537
0.3083 |  | 0.53534
0.30825 |  | 0.5353
0.30822 |  | 0.53527
0.30822 |  | 0.53523
0.30821 |  | 0.53521
0.30818 |  | 0.53517
0.30817 |  | 0.53517
0.30817 |  | 0.53512
0.30815 |  | 0.53512
0.30814 |  | 0.53512
0.30814 |  | 0.5351
0.30812 |  | 0.5351
0.30811 |  | 0.53508
0.30809 |  | 0.53504
0.30809 |  | 0.53499
0.30806 |  | 0.53499
0.30806 |  | 0.53497
0.30805 |  | 0.53495
0.30804 |  | 0.53491
0.30798 |  | 0.53488
0.30798 |  | 0.53486
0.30798 |  | 0.5348
0.30795 |  | 0.5348
0.30794 |  | 0.53478
0.30794 |  | 0.53478
0.30791 |  | 0.53476
0.30791 |  | 0.53473
0.30788 |  | 0.53469
0.30786 |  | 0.53465
0.30786 |  | 0.53464
0.30785 |  | 0.53464
0.30784 |  | 0.5346
0.30779 |  | 0.53456
0.30779 |  | 0.53454
0.30778 |  | 0.53452
0.30776 |  | 0.5345
0.30775 |  | 0.53449
0.30772 |  | 0.53447
0.30772 |  | 0.53442
0.30771 |  | 0.53442
0.30771 |  | 0.5344
0.30769 |  | 0.53438
0.30766 |  | 0.53436
0.30765 |  | 0.53429
0.30765 |  | 0.53429
0.30765 |  | 0.53427
0.30763 |  | 0.53425
0.30762 |  | 0.53423
0.30762 |  | 0.5342
0.30762 |  | 0.5342
0.30758 |  | 0.53418
0.30756 |  | 0.53416
0.30755 |  | 0.53412
0.30755 |  | 0.53408
0.30753 |  | 0.53401
0.30752 |  | 0.53399
0.30752 |  | 0.53395
0.30749 |  | 0.5339
0.30749 |  | 0.53386
0.30749 |  | 0.53386
0.30746 |  | 0.53382
0.30743 |  | 0.53381
0.30743 |  | 0.53377
0.30742 |  | 0.53377
0.30742 |  | 0.53371
0.3074 |  | 0.5337
0.30739 |  | 0.53364
0.30737 |  | 0.53364
0.30736 |  | 0.53362
0.30733 |  | 0.5336
0.3073 |  | 0.53356
0.30729 |  | 0.53355
0.30729 |  | 0.53349
0.30729 |  | 0.53347
0.30726 |  | 0.53347
0.30722 |  | 0.53345
0.3072 |  | 0.5334
0.30719 |  | 0.53338
0.30717 |  | 0.53338
0.30716 |  | 0.53337
0.30716 |  | 0.53333
0.30711 |  | 0.53331
0.30711 |  | 0.53325
0.30711 |  | 0.53325
0.30711 |  | 0.53322
0.30709 |  | 0.53314
0.30709 |  | 0.53314
0.30707 |  | 0.53313
0.30706 |  | 0.53311
0.30706 |  | 0.53309
0.30701 |  | 0.53301
0.30701 |  | 0.53299
0.30701 |  | 0.53299
0.307 |  | 0.53297
0.30697 |  | 0.53296
0.30694 |  | 0.53294
0.30694 |  | 0.53292
0.30691 |  | 0.53287
0.30691 |  | 0.53285
0.3069 |  | 0.53278
0.30688 |  | 0.53276
0.30687 |  | 0.53276
0.30687 |  | 0.53272
0.30687 |  | 0.53268
0.30683 |  | 0.53268
0.30683 |  | 0.53268
0.30683 |  | 0.53268
0.30681 |  | 0.53261
0.30678 |  | 0.53261
0.30677 |  | 0.53258
0.30677 |  | 0.53256
0.30677 |  | 0.53254
0.30677 |  | 0.53249
0.30672 |  | 0.53245
0.30668 |  | 0.53241
0.30668 |  | 0.53238
0.30664 |  | 0.53236
0.30664 |  | 0.53236
0.30662 |  | 0.53234
0.30659 |  | 0.5323
0.30657 |  | 0.5323
0.30655 |  | 0.53226
0.30654 |  | 0.5322
0.30654 |  | 0.5322
0.30654 |  | 0.53217
0.30654 |  | 0.53215
0.30652 |  | 0.53212
0.30649 |  | 0.5321
0.30649 |  | 0.53204
0.30649 |  | 0.53203
0.30645 |  | 0.53201
0.30645 |  | 0.53197
0.30642 |  | 0.53196
0.30642 |  | 0.53194
0.30642 |  | 0.53189
0.30642 |  | 0.53185
0.30642 |  | 0.53181
0.30641 |  | 0.53179
0.30641 |  | 0.53178
0.30636 |  | 0.53172
0.30635 |  | 0.53168
0.30633 |  | 0.53166
0.30633 |  | 0.53165
0.30632 |  | 0.53161
0.30627 |  | 0.53159
0.30627 |  | 0.53157
0.30627 |  | 0.5315
0.30625 |  | 0.53142
0.30623 |  | 0.53142
0.30623 |  | 0.5314
0.3062 |  | 0.53133
0.30617 |  | 0.53131
0.30616 |  | 0.53129
0.30616 |  | 0.53129
0.30615 |  | 0.53127
0.30615 |  | 0.53123
0.30613 |  | 0.5312
0.30612 |  | 0.5312
0.30609 |  | 0.53118
0.30609 |  | 0.53112
0.30606 |  | 0.5311
0.30604 |  | 0.53105
0.30604 |  | 0.53105
0.30603 |  | 0.53098
0.30602 |  | 0.53096
0.30599 |  | 0.53096
0.30597 |  | 0.5309
0.30597 |  | 0.5309
0.30594 |  | 0.53088
0.30594 |  | 0.53079
0.30591 |  | 0.53077
0.30591 |  | 0.53076
0.3059 |  | 0.53074
0.30586 |  | 0.5307
0.30584 |  | 0.53069
0.30583 |  | 0.53066
0.30581 |  | 0.53059
0.3058 |  | 0.53059
0.3058 |  | 0.53056
0.3058 |  | 0.53054
0.30577 |  | 0.5305
0.30575 |  | 0.53046
0.30574 |  | 0.53046
0.30574 |  | 0.53043
0.30573 |  | 0.53039
0.30573 |  | 0.53035
0.30571 |  | 0.53033
0.30567 |  | 0.53027
0.30567 |  | 0.53026
0.30566 |  | 0.53024
0.30564 |  | 0.53022
0.3056 |  | 0.53018
0.3056 |  | 0.53018
0.30557 |  | 0.53014
0.30557 |  | 0.5301
0.30557 |  | 0.5301
0.30555 |  | 0.53007
0.30554 |  | 0.53003
0.30554 |  | 0.52999
0.30554 |  | 0.52997
0.30554 |  | 0.52994
0.30552 |  | 0.52994
0.3055 |  | 0.52985
0.30547 |  | 0.52981
0.30545 |  | 0.52977
0.30545 |  | 0.52976
0.30545 |  | 0.52972
0.30544 |  | 0.5297
0.30542 |  | 0.52969
0.30539 |  | 0.52965
0.30538 |  | 0.52961
0.30538 |  | 0.52958
0.30538 |  | 0.52958
0.30536 |  | 0.52954
0.30535 |  | 0.52954
0.30532 |  | 0.5295
0.30532 |  | 0.5295
0.30529 |  | 0.52946
0.30526 |  | 0.52939
0.30525 |  | 0.52937
0.30523 |  | 0.52935
0.30523 |  | 0.52929
0.30522 |  | 0.52928
0.30521 |  | 0.52926
0.30518 |  | 0.52922
0.30516 |  | 0.52922
0.30515 |  | 0.52919
0.30513 |  | 0.52913
0.30513 |  | 0.52913
0.30513 |  | 0.52913
0.30512 |  | 0.52911
0.3051 |  | 0.52907
0.30508 |  | 0.529
0.30505 |  | 0.52897
0.30505 |  | 0.52897
0.30505 |  | 0.52895
0.30503 |  | 0.52889
0.305 |  | 0.52888
0.30499 |  | 0.52886
0.30497 |  | 0.52884
0.30496 |  | 0.52882
0.30494 |  | 0.52879
0.30493 |  | 0.52873
0.3049 |  | 0.52869
0.30487 |  | 0.52867
0.30487 |  | 0.52864
0.30487 |  | 0.52862
0.30487 |  | 0.5286
0.30487 |  | 0.52856
0.30486 |  | 0.52856
0.30483 |  | 0.52852
0.30483 |  | 0.52849
0.30481 |  | 0.52847
0.30479 |  | 0.52845
0.30479 |  | 0.52843
0.30479 |  | 0.52841
0.30476 |  | 0.52839
0.30474 |  | 0.52836
0.30474 |  | 0.52834
0.30473 |  | 0.52832
0.30473 |  | 0.5283
0.3047 |  | 0.52828
0.30468 |  | 0.52826
0.30468 |  | 0.52823
0.30467 |  | 0.52817
0.30465 |  | 0.52817
0.30463 |  | 0.52817
0.30461 |  | 0.52815
0.30461 |  | 0.52812
0.3046 |  | 0.52809
0.3046 |  | 0.52804
0.3046 |  | 0.528
0.30458 |  | 0.52795
0.30455 |  | 0.5279
0.30453 |  | 0.5279
0.30453 |  | 0.52787
0.3045 |  | 0.52786
0.3045 |  | 0.52781
0.3045 |  | 0.52779
0.30445 |  | 0.52779
0.30445 |  | 0.52773
0.30445 |  | 0.5277
0.30444 |  | 0.5277
0.30444 |  | 0.52765
0.30442 |  | 0.52762
0.30442 |  | 0.5276
0.30438 |  | 0.52759
0.30437 |  | 0.52755
0.30437 |  | 0.52753
0.30435 |  | 0.52751
0.30432 |  | 0.52746
0.30431 |  | 0.5274
0.30426 |  | 0.5274
0.30426 |  | 0.5274
0.30426 |  | 0.52737
0.30424 |  | 0.52733
0.30424 |  | 0.52729
0.30419 |  | 0.52727
0.30418 |  | 0.52724
0.30418 |  | 0.52724
0.30412 |  | 0.52722
0.30412 |  | 0.52718
0.30412 |  | 0.52716
0.30411 |  | 0.52712
0.30409 |  | 0.52711
0.30409 |  | 0.52707
0.30409 |  | 0.52703
0.30406 |  | 0.52703
0.30405 |  | 0.52699
0.30405 |  | 0.52697
0.30402 |  | 0.52695
0.30399 |  | 0.52689
0.30399 |  | 0.52684
0.30398 |  | 0.52682
0.30396 |  | 0.5268
0.30393 |  | 0.52679
0.30393 |  | 0.52679
0.30393 |  | 0.52675
0.30392 |  | 0.52671
0.30389 |  | 0.52668
0.30386 |  | 0.52664
0.30383 |  | 0.52664
0.30382 |  | 0.52662
0.3038 |  | 0.5266
0.3038 |  | 0.52656
0.3038 |  | 0.52653
0.3038 |  | 0.52653
0.30378 |  | 0.52649
0.30376 |  | 0.52649
0.30375 |  | 0.52645
0.30375 |  | 0.52645
0.30372 |  | 0.52638
0.30372 |  | 0.52634
0.30372 |  | 0.52632
0.30368 |  | 0.52632
0.30365 |  | 0.5263
0.30365 |  | 0.52629
0.3036 |  | 0.52627
0.3036 |  | 0.52625
0.3036 |  | 0.52623
0.3036 |  | 0.52619
0.30356 |  | 0.52615
0.30356 |  | 0.52612
0.30354 |  | 0.5261
0.30353 |  | 0.52606
0.30352 |  | 0.52604
0.3035 |  | 0.52603
0.3035 |  | 0.52601
0.30347 |  | 0.52598
0.30344 |  | 0.52592
0.30343 |  | 0.5259
0.30343 |  | 0.52586
0.30341 |  | 0.52585
0.30337 |  | 0.52583
0.30337 |  | 0.52579
0.30337 |  | 0.52573
0.30334 |  | 0.5257
0.30334 |  | 0.52567
0.30333 |  | 0.52565
0.30331 |  | 0.52559
0.3033 |  | 0.52557
0.30327 |  | 0.52552
0.30327 |  | 0.52547
0.30324 |  | 0.52545
0.30324 |  | 0.52541
0.30321 |  | 0.52541
0.30318 |  | 0.52537
0.30318 |  | 0.52537
0.30315 |  | 0.52536
0.30314 |  | 0.52534
0.30312 |  | 0.52528
0.30311 |  | 0.52526
0.30311 |  | 0.52523
0.30309 |  | 0.52521
0.30308 |  | 0.52517
0.30307 |  | 0.52516
0.30307 |  | 0.5251
0.30305 |  | 0.5251
0.30302 |  | 0.52508
0.30302 |  | 0.52504
0.30301 |  | 0.52502
0.30299 |  | 0.52502
0.30298 |  | 0.52495
0.30295 |  | 0.52495
0.30292 |  | 0.52495
0.30292 |  | 0.52489
0.30291 |  | 0.52485
0.30289 |  | 0.52483
0.30286 |  | 0.5248
0.30286 |  | 0.52478
0.30285 |  | 0.52478
0.30282 |  | 0.52476
0.30279 |  | 0.52476
0.30278 |  | 0.52467
0.30275 |  | 0.52467
0.30275 |  | 0.52465
0.30275 |  | 0.52461
0.30273 |  | 0.52458
0.30269 |  | 0.52454
0.30268 |  | 0.52449
0.30268 |  | 0.52447
0.30268 |  | 0.52447
0.30268 |  | 0.52443
0.30265 |  | 0.52437
0.3026 |  | 0.52437
0.3026 |  | 0.52436
0.30259 |  | 0.52436
0.30255 |  | 0.52434
0.30255 |  | 0.52431
0.30255 |  | 0.52427
0.30253 |  | 0.52421
0.30252 |  | 0.52419
0.30252 |  | 0.52416
0.30252 |  | 0.52414
0.30252 |  | 0.52414
0.30247 |  | 0.5241
0.30247 |  | 0.5241
0.30247 |  | 0.52403
0.30244 |  | 0.52401
0.30244 |  | 0.52401
0.30243 |  | 0.52401
0.30242 |  | 0.52399
0.3024 |  | 0.52396
0.30239 |  | 0.52392
0.30237 |  | 0.52392
0.30234 |  | 0.5239
0.30233 |  | 0.52386
0.30233 |  | 0.52382
0.30226 |  | 0.5238
0.30226 |  | 0.52379
0.30226 |  | 0.52371
0.30224 |  | 0.52371
0.30223 |  | 0.52367
0.30223 |  | 0.52367
0.30222 |  | 0.52367
0.3022 |  | 0.52363
0.3022 |  | 0.5236
0.3022 |  | 0.52358
0.30217 |  | 0.52356
0.30216 |  | 0.52352
0.30213 |  | 0.5235
0.30213 |  | 0.52346
0.30213 |  | 0.52343
0.30209 |  | 0.52341
0.30209 |  | 0.52339
0.30207 |  | 0.52335
0.30207 |  | 0.52333
0.30206 |  | 0.52332
0.30204 |  | 0.52328
0.30203 |  | 0.52326
0.302 |  | 0.52326
0.30199 |  | 0.52319
0.30197 |  | 0.52319
0.30197 |  | 0.52317
0.30194 |  | 0.52313
0.30194 |  | 0.52311
0.30194 |  | 0.52309
0.30191 |  | 0.52306
0.30188 |  | 0.52305
0.30188 |  | 0.52299
0.30188 |  | 0.52295
0.30188 |  | 0.52295
0.30187 |  | 0.52293
0.30186 |  | 0.52292
0.30186 |  | 0.5229
0.30183 |  | 0.5229
0.30181 |  | 0.52285
0.3018 |  | 0.52281
0.30178 |  | 0.52281
0.30176 |  | 0.52277
0.30174 |  | 0.52271
0.30174 |  | 0.52271
0.30173 |  | 0.5227
0.30173 |  | 0.52268
0.30171 |  | 0.5226
0.30171 |  | 0.52258
0.30167 |  | 0.52256
0.30167 |  | 0.52253
0.30165 |  | 0.52247
0.30165 |  | 0.52247
0.30164 |  | 0.52246
0.30163 |  | 0.52242
0.30161 |  | 0.52236
0.3016 |  | 0.52232
0.30158 |  | 0.52231
0.30155 |  | 0.52227
0.30155 |  | 0.52222
0.30155 |  | 0.5222
0.30154 |  | 0.52218
0.30153 |  | 0.52216
0.3015 |  | 0.52213
0.3015 |  | 0.52207
0.30148 |  | 0.52207
0.30148 |  | 0.52206
0.30145 |  | 0.522
0.30143 |  | 0.522
0.30141 |  | 0.52196
0.3014 |  | 0.52193
0.30138 |  | 0.52189
0.30137 |  | 0.52189
0.30137 |  | 0.52188
0.30135 |  | 0.52186
0.30135 |  | 0.52184
0.30132 |  | 0.5218
0.30132 |  | 0.52176
0.30132 |  | 0.52173
0.30131 |  | 0.52169
0.30128 |  | 0.52167
0.30128 |  | 0.52158
0.30125 |  | 0.52154
0.30123 |  | 0.5215
0.30123 |  | 0.52146
0.30122 |  | 0.52144
0.30121 |  | 0.52142
0.30121 |  | 0.52141
0.30119 |  | 0.52139
0.30118 |  | 0.52138
0.30118 |  | 0.52136
0.30116 |  | 0.52136
0.30115 |  | 0.5213
0.30112 |  | 0.52129
0.30109 |  | 0.52125
0.30108 |  | 0.52122
0.30108 |  | 0.52118
0.30108 |  | 0.52116
0.30106 |  | 0.52112
0.30106 |  | 0.5211
0.30103 |  | 0.52107
0.301 |  | 0.52105
0.30099 |  | 0.52099
0.30099 |  | 0.52097
0.30098 |  | 0.52097
0.30098 |  | 0.52091
0.30098 |  | 0.52089
0.30095 |  | 0.52089
0.30092 |  | 0.52084
0.3009 |  | 0.52084
0.30089 |  | 0.52082
0.30087 |  | 0.5208
0.30086 |  | 0.5208
0.30086 |  | 0.52075
0.30085 |  | 0.52075
0.30085 |  | 0.52071
0.3008 |  | 0.52066
0.3008 |  | 0.52064
0.30079 |  | 0.5206
0.30077 |  | 0.5206
0.30076 |  | 0.52056
0.30074 |  | 0.5205
0.30073 |  | 0.52049
0.30073 |  | 0.52049
0.30072 |  | 0.52049
0.30069 |  | 0.52045
0.30067 |  | 0.52038
0.30067 |  | 0.52036
0.30064 |  | 0.52036
0.30061 |  | 0.52032
0.3006 |  | 0.52032
0.3006 |  | 0.52026
0.30057 |  | 0.52026
0.30056 |  | 0.52023
0.30054 |  | 0.52017
0.30054 |  | 0.52015
0.30053 |  | 0.5201
0.30051 |  | 0.52008
0.3005 |  | 0.52004
0.30045 |  | 0.52
0.30044 |  | 0.51999
0.30044 |  | 0.51995
0.30044 |  | 0.51992
0.30042 |  | 0.51988
0.30042 |  | 0.51986
0.30042 |  | 0.51983
0.30042 |  | 0.51979
0.3004 |  | 0.51973
0.3004 |  | 0.51973
0.3004 |  | 0.51972
0.30038 |  | 0.51966
0.30038 |  | 0.51964
0.30034 |  | 0.51964
0.30032 |  | 0.5196
0.30032 |  | 0.51954
0.30031 |  | 0.51954
0.30028 |  | 0.51951
0.30028 |  | 0.51949
0.30028 |  | 0.51945
0.30025 |  | 0.51942
0.30025 |  | 0.51936
0.30024 |  | 0.51934
0.30024 |  | 0.51929
0.30024 |  | 0.51925
0.30021 |  | 0.51924
0.30019 |  | 0.51922
0.30018 |  | 0.51919
0.30018 |  | 0.51915
0.30015 |  | 0.51915
0.30015 |  | 0.51913
0.30013 |  | 0.51909
0.30013 |  | 0.51907
0.30013 |  | 0.51906
0.30013 |  | 0.51904
0.30012 |  | 0.51904
0.30009 |  | 0.51898
0.30008 |  | 0.51896
0.30008 |  | 0.51895
0.30006 |  | 0.51893
0.30003 |  | 0.51891
0.30003 |  | 0.51889
0.30003 |  | 0.51886
0.30003 |  | 0.51884
0.30001 |  | 0.51884
0.29999 |  | 0.51882
0.29998 |  | 0.51882
0.29995 |  | 0.5188
0.29995 |  | 0.51875
0.29993 |  | 0.51869
0.29993 |  | 0.51869
0.29992 |  | 0.51866
0.2999 |  | 0.51866
0.29988 |  | 0.51862
0.29988 |  | 0.5186
0.29988 |  | 0.51857
0.29986 |  | 0.51857
0.29983 |  | 0.51855
0.29982 |  | 0.51847
0.2998 |  | 0.51845
0.29977 |  | 0.51843
0.29977 |  | 0.51839
0.29977 |  | 0.51834
0.29976 |  | 0.51834
0.29976 |  | 0.51834
0.29974 |  | 0.51825
0.29971 |  | 0.51823
0.29969 |  | 0.5182
0.29969 |  | 0.51818
0.29967 |  | 0.51816
0.29966 |  | 0.51814
0.29966 |  | 0.51812
0.29964 |  | 0.51809
0.2996 |  | 0.51809
0.29958 |  | 0.51805
0.29956 |  | 0.518
0.29954 |  | 0.51798
0.29951 |  | 0.51795
0.29951 |  | 0.51793
0.29948 |  | 0.51784
0.29948 |  | 0.51782
0.29946 |  | 0.51782
0.29944 |  | 0.51778
0.29943 |  | 0.51774
0.29943 |  | 0.51774
0.2994 |  | 0.51772
0.29938 |  | 0.51769
0.29938 |  | 0.51765
0.29935 |  | 0.51765
0.29934 |  | 0.51762
0.29934 |  | 0.5176
0.29931 |  | 0.51758
0.29931 |  | 0.51754
0.29927 |  | 0.51754
0.29927 |  | 0.51752
0.29925 |  | 0.51748
0.29925 |  | 0.51746
0.29921 |  | 0.51745
0.2992 |  | 0.51741
0.29917 |  | 0.51739
0.29915 |  | 0.51735
0.29914 |  | 0.51735
0.29914 |  | 0.51732
0.29914 |  | 0.51729
0.29912 |  | 0.51721
0.29911 |  | 0.51721
0.29911 |  | 0.51721
0.29907 |  | 0.51717
0.29907 |  | 0.51715
0.29907 |  | 0.5171
0.29904 |  | 0.5171
0.29902 |  | 0.5171
0.29902 |  | 0.51707
0.29899 |  | 0.51705
0.29899 |  | 0.51703
0.29899 |  | 0.51699
0.29898 |  | 0.51696
0.29895 |  | 0.51692
0.29895 |  | 0.51692
0.29895 |  | 0.51688
0.29894 |  | 0.51685
0.29894 |  | 0.51683
0.29892 |  | 0.51679
0.29889 |  | 0.51674
0.29888 |  | 0.5167
0.29886 |  | 0.51668
0.29885 |  | 0.51665
0.29883 |  | 0.51663
0.29882 |  | 0.51659
0.29882 |  | 0.51657
0.29881 |  | 0.51657
0.29879 |  | 0.51652
0.29878 |  | 0.51644
0.29876 |  | 0.51644
0.29875 |  | 0.51644
0.29872 |  | 0.5164
0.29872 |  | 0.51639
0.29872 |  | 0.51633
0.29871 |  | 0.5163
0.29866 |  | 0.5163
0.29866 |  | 0.51624
0.29865 |  | 0.51621
0.29863 |  | 0.51621
0.29863 |  | 0.51617
0.29862 |  | 0.51608
0.29859 |  | 0.51608
0.29859 |  | 0.51606
0.29858 |  | 0.51604
0.29858 |  | 0.516
0.29856 |  | 0.51598
0.29855 |  | 0.51595
0.29855 |  | 0.51591
0.29852 |  | 0.51591
0.29852 |  | 0.51585
0.2985 |  | 0.51583
0.29849 |  | 0.51582
0.29849 |  | 0.51582
0.29847 |  | 0.51578
0.29847 |  | 0.51578
0.29847 |  | 0.51572
0.29846 |  | 0.51569
0.29844 |  | 0.51565
0.29843 |  | 0.51563
0.29841 |  | 0.51561
0.2984 |  | 0.51558
0.2984 |  | 0.51556
0.29837 |  | 0.51556
0.29837 |  | 0.51556
0.29836 |  | 0.51548
0.29834 |  | 0.51545
0.29831 |  | 0.51539
0.2983 |  | 0.51537
0.29828 |  | 0.51535
0.29828 |  | 0.51532
0.29828 |  | 0.51528
0.29824 |  | 0.51527
0.29821 |  | 0.51521
0.2982 |  | 0.51513
0.2982 |  | 0.51513
0.2982 |  | 0.51513
0.2982 |  | 0.5151
0.29817 |  | 0.51506
0.29815 |  | 0.51502
0.29814 |  | 0.51499
0.29814 |  | 0.51495
0.29812 |  | 0.51492
0.2981 |  | 0.51486
0.2981 |  | 0.51486
0.29808 |  | 0.51486
0.29808 |  | 0.51486
0.29807 |  | 0.51481
0.29805 |  | 0.51477
0.29805 |  | 0.51475
0.29802 |  | 0.51471
0.29801 |  | 0.51469
0.29799 |  | 0.51466
0.29797 |  | 0.5146
0.29797 |  | 0.51458
0.29797 |  | 0.51456
0.29797 |  | 0.51452
0.29795 |  | 0.51449
0.29792 |  | 0.51445
0.29789 |  | 0.51445
0.29788 |  | 0.51443
0.29786 |  | 0.51442
0.29786 |  | 0.5144
0.29783 |  | 0.51438
0.29783 |  | 0.51435
0.29782 |  | 0.51431
0.29779 |  | 0.51429
0.29778 |  | 0.51429
0.29778 |  | 0.51424
0.29776 |  | 0.51424
0.29772 |  | 0.5142
0.29772 |  | 0.51417
0.2977 |  | 0.51415
0.2977 |  | 0.51413
0.2977 |  | 0.51404
0.29769 |  | 0.51404
0.29766 |  | 0.514
0.29763 |  | 0.51398
0.2976 |  | 0.51397
0.2976 |  | 0.51391
0.2976 |  | 0.51386
0.29759 |  | 0.51384
0.29756 |  | 0.51382
0.29756 |  | 0.51382
0.29756 |  | 0.51378
0.29752 |  | 0.51373
0.29752 |  | 0.51371
0.2975 |  | 0.51371
0.29749 |  | 0.51369
0.29746 |  | 0.51363
0.29744 |  | 0.51363
0.29744 |  | 0.51362
0.29744 |  | 0.51358
0.29743 |  | 0.51356
0.29741 |  | 0.51352
0.2974 |  | 0.51347
0.29738 |  | 0.51345
0.29738 |  | 0.51342
0.29734 |  | 0.51336
0.29734 |  | 0.51332
0.29731 |  | 0.51331
0.29731 |  | 0.51329
0.29731 |  | 0.51327
0.2973 |  | 0.51321
0.29727 |  | 0.51321
0.29725 |  | 0.51316
0.29725 |  | 0.5131
0.29724 |  | 0.51308
0.29721 |  | 0.51304
0.29718 |  | 0.51302
0.29718 |  | 0.51298
0.29715 |  | 0.51297
0.29715 |  | 0.51291
0.29715 |  | 0.51291
0.29714 |  | 0.51288
0.29711 |  | 0.51288
0.29708 |  | 0.51284
0.29708 |  | 0.5128
0.29708 |  | 0.5128
0.29707 |  | 0.51279
0.29707 |  | 0.51277
0.29707 |  | 0.51275
0.29705 |  | 0.51275
0.29704 |  | 0.51275
0.29701 |  | 0.51273
0.29699 |  | 0.51269
0.29698 |  | 0.51266
0.29698 |  | 0.51266
0.29696 |  | 0.51262
0.29696 |  | 0.5126
0.29695 |  | 0.51256
0.29694 |  | 0.51253
0.29691 |  | 0.51247
0.29689 |  | 0.51247
0.29689 |  | 0.51243
0.29688 |  | 0.5124
0.29685 |  | 0.51238
0.29682 |  | 0.51234
0.29679 |  | 0.51233
0.29679 |  | 0.51229
0.29679 |  | 0.51227
0.29678 |  | 0.51226
0.29675 |  | 0.5122
0.29673 |  | 0.51217
0.29673 |  | 0.51215
0.29672 |  | 0.51213
0.2967 |  | 0.51213
0.29669 |  | 0.51211
0.29669 |  | 0.51205
0.29666 |  | 0.51204
0.29666 |  | 0.512
0.29665 |  | 0.512
0.29662 |  | 0.51196
0.2966 |  | 0.51196
0.2966 |  | 0.51193
0.29657 |  | 0.51189
0.29657 |  | 0.51187
0.29655 |  | 0.51185
0.29655 |  | 0.51181
0.29655 |  | 0.51179
0.29652 |  | 0.51179
0.29649 |  | 0.51176
0.29646 |  | 0.51174
0.29646 |  | 0.51172
0.29646 |  | 0.51166
0.29642 |  | 0.51164
0.2964 |  | 0.51164
0.2964 |  | 0.51159
0.29637 |  | 0.51153
0.29634 |  | 0.51152
0.29634 |  | 0.51148
0.29634 |  | 0.51146
0.29631 |  | 0.51143
0.2963 |  | 0.51139
0.29629 |  | 0.51137
0.29629 |  | 0.51135
0.29627 |  | 0.51131
0.29624 |  | 0.51126
0.29623 |  | 0.51125
0.29623 |  | 0.51123
0.2962 |  | 0.51119
0.2962 |  | 0.51115
0.29618 |  | 0.51114
0.29618 |  | 0.51108
0.29618 |  | 0.51105
0.29615 |  | 0.51103
0.29614 |  | 0.51103
0.29611 |  | 0.51099
0.29611 |  | 0.51095
0.29611 |  | 0.51093
0.29608 |  | 0.51093
0.29607 |  | 0.51089
0.29607 |  | 0.51088
0.29605 |  | 0.51084
0.29604 |  | 0.51082
0.29601 |  | 0.51077
0.29601 |  | 0.51074
0.29601 |  | 0.51074
0.29599 |  | 0.51071
0.29599 |  | 0.51069
0.29598 |  | 0.51065
0.29597 |  | 0.51061
0.29595 |  | 0.5106
0.29594 |  | 0.51058
0.29592 |  | 0.51058
0.29591 |  | 0.51056
0.29589 |  | 0.51054
0.29589 |  | 0.51054
0.29588 |  | 0.51049
0.29586 |  | 0.51047
0.29585 |  | 0.51043
0.29584 |  | 0.51041
0.29582 |  | 0.51036
0.29579 |  | 0.51033
0.29578 |  | 0.51033
0.29576 |  | 0.51027
0.29573 |  | 0.51021
0.29573 |  | 0.51021
0.29573 |  | 0.51021
0.2957 |  | 0.5102
0.2957 |  | 0.5102
0.29569 |  | 0.51016
0.29567 |  | 0.51014
0.29565 |  | 0.51012
0.29563 |  | 0.5101
0.2956 |  | 0.51008
0.29559 |  | 0.51005
0.29559 |  | 0.51003
0.29557 |  | 0.51
0.29556 |  | 0.50998
0.29556 |  | 0.50996
0.29555 |  | 0.5099
0.29553 |  | 0.50987
0.2955 |  | 0.50981
0.2955 |  | 0.50981
0.29547 |  | 0.50981
0.29547 |  | 0.50977
0.29547 |  | 0.50975
0.29546 |  | 0.50974
0.29544 |  | 0.50972
0.29544 |  | 0.50968
0.29543 |  | 0.50967
0.2954 |  | 0.50963
0.2954 |  | 0.50957
0.29539 |  | 0.50956
0.29539 |  | 0.50954
0.29534 |  | 0.50952
0.29531 |  | 0.5095
0.29531 |  | 0.50946
0.2953 |  | 0.50944
0.29528 |  | 0.50942
0.29527 |  | 0.50936
0.29526 |  | 0.50934
0.29526 |  | 0.50929
0.29524 |  | 0.50927
0.29524 |  | 0.50927
0.29524 |  | 0.50923
0.29523 |  | 0.50918
0.29523 |  | 0.50916
0.29518 |  | 0.50912
0.29517 |  | 0.50908
0.29517 |  | 0.50907
0.29514 |  | 0.50903
0.29514 |  | 0.50901
0.29511 |  | 0.50901
0.2951 |  | 0.50898
0.2951 |  | 0.50896
0.29508 |  | 0.50894
0.29507 |  | 0.5089
0.29505 |  | 0.50888
0.29504 |  | 0.50888
0.29504 |  | 0.50886
0.29501 |  | 0.50881
0.29501 |  | 0.50879
0.295 |  | 0.50879
0.29498 |  | 0.50874
0.29498 |  | 0.50872
0.29495 |  | 0.50868
0.29494 |  | 0.50866
0.29494 |  | 0.50864
0.29494 |  | 0.5086
0.29492 |  | 0.50856
0.29491 |  | 0.50856
0.29491 |  | 0.50852
0.29488 |  | 0.50845
0.29488 |  | 0.50845
0.29485 |  | 0.50841
0.29485 |  | 0.50835
0.29485 |  | 0.50828
0.29484 |  | 0.50828
0.29484 |  | 0.50826
0.29481 |  | 0.50824
0.29481 |  | 0.50821
0.29478 |  | 0.50819
0.29478 |  | 0.50817
0.29477 |  | 0.50817
0.29477 |  | 0.50817
0.29475 |  | 0.50813
0.29472 |  | 0.50809
0.29472 |  | 0.50809
0.29471 |  | 0.50806
0.29471 |  | 0.50802
0.29469 |  | 0.508
0.29468 |  | 0.50797
0.29465 |  | 0.50793
0.29465 |  | 0.50789
0.29465 |  | 0.50785
0.29464 |  | 0.50785
0.29461 |  | 0.50784
0.29461 |  | 0.50782
0.29458 |  | 0.50776
0.29456 |  | 0.50776
0.29456 |  | 0.50774
0.29452 |  | 0.50773
0.29452 |  | 0.50769
0.29449 |  | 0.50765
0.29449 |  | 0.50764
0.29448 |  | 0.50762
0.29448 |  | 0.50755
0.29443 |  | 0.50755
0.29443 |  | 0.50755
0.29442 |  | 0.50751
0.29442 |  | 0.50745
0.29441 |  | 0.50745
0.29436 |  | 0.50744
0.29436 |  | 0.5074
0.29435 |  | 0.5074
0.29433 |  | 0.50734
0.29433 |  | 0.50731
0.29429 |  | 0.50729
0.29429 |  | 0.50728
0.29427 |  | 0.50724
0.29427 |  | 0.50718
0.29423 |  | 0.50716
0.29423 |  | 0.50712
0.29422 |  | 0.50708
0.29422 |  | 0.50706
0.2942 |  | 0.50705
0.2942 |  | 0.50703
0.29419 |  | 0.50701
0.29419 |  | 0.50698
0.29416 |  | 0.50696
0.29413 |  | 0.50694
0.29411 |  | 0.50692
0.29411 |  | 0.5069
0.29411 |  | 0.50686
0.29411 |  | 0.50686
0.29409 |  | 0.50683
0.29407 |  | 0.50679
0.29406 |  | 0.50672
0.29404 |  | 0.50672
0.29403 |  | 0.5067
0.29401 |  | 0.50667
0.294 |  | 0.50663
0.29398 |  | 0.50661
0.29397 |  | 0.50657
0.29395 |  | 0.50657
0.29394 |  | 0.50655
0.29393 |  | 0.50653
0.29393 |  | 0.5065
0.29388 |  | 0.50646
0.29387 |  | 0.50646
0.29387 |  | 0.50646
0.29387 |  | 0.50642
0.29385 |  | 0.50641
0.29385 |  | 0.50639
0.29383 |  | 0.50635
0.29381 |  | 0.50633
0.2938 |  | 0.50631
0.2938 |  | 0.50631
0.2938 |  | 0.50626
0.29378 |  | 0.50622
0.29378 |  | 0.50616
0.29377 |  | 0.50616
0.29377 |  | 0.50616
0.29372 |  | 0.50611
0.29371 |  | 0.50607
0.29371 |  | 0.50607
0.29368 |  | 0.50602
0.29365 |  | 0.50598
0.29365 |  | 0.50596
0.29365 |  | 0.50594
0.29365 |  | 0.50584
0.29365 |  | 0.50584
0.29364 |  | 0.50582
0.29359 |  | 0.5058
0.29359 |  | 0.50577
0.29355 |  | 0.50575
0.29355 |  | 0.50569
0.29353 |  | 0.50569
0.29353 |  | 0.50565
0.29353 |  | 0.50564
0.29349 |  | 0.5056
0.29349 |  | 0.50554
0.29349 |  | 0.50553
0.29346 |  | 0.50551
0.29345 |  | 0.50549
0.29343 |  | 0.50549
0.29342 |  | 0.50543
0.29342 |  | 0.50543
0.2934 |  | 0.50536
0.2934 |  | 0.50534
0.29337 |  | 0.5053
0.29337 |  | 0.50526
0.29333 |  | 0.50522
0.29333 |  | 0.50522
0.29333 |  | 0.50521
0.2933 |  | 0.50519
0.2933 |  | 0.50513
0.29329 |  | 0.50512
0.29326 |  | 0.5051
0.29324 |  | 0.50502
0.29324 |  | 0.50502
0.29322 |  | 0.50502
0.2932 |  | 0.50502
0.2932 |  | 0.50494
0.29319 |  | 0.50492
0.29317 |  | 0.5049
0.29316 |  | 0.50484
0.29314 |  | 0.50482
0.29313 |  | 0.5048
0.29312 |  | 0.5048
0.29311 |  | 0.50477
0.29311 |  | 0.50474
0.29309 |  | 0.50472
0.29309 |  | 0.50464
0.29307 |  | 0.5046
0.29307 |  | 0.5046
0.29306 |  | 0.50455
0.29306 |  | 0.50451
0.29304 |  | 0.50449
0.29301 |  | 0.50444
0.293 |  | 0.50444
0.29296 |  | 0.50442
0.29296 |  | 0.5044
0.29296 |  | 0.50435
0.29294 |  | 0.50434
0.29293 |  | 0.50432
0.29291 |  | 0.5043
0.2929 |  | 0.50426
0.2929 |  | 0.50421
0.29287 |  | 0.50421
0.29287 |  | 0.50421
0.29284 |  | 0.50415
0.29284 |  | 0.50411
0.29283 |  | 0.50411
0.29283 |  | 0.50411
0.29283 |  | 0.50408
0.2928 |  | 0.50406
0.2928 |  | 0.50399
0.29277 |  | 0.50397
0.29274 |  | 0.50397
0.29273 |  | 0.50397
0.29273 |  | 0.50395
0.29271 |  | 0.50389
0.29268 |  | 0.50389
0.29265 |  | 0.50385
0.29264 |  | 0.50384
0.29264 |  | 0.50384
0.29261 |  | 0.50382
0.29261 |  | 0.5038
0.2926 |  | 0.5038
0.2926 |  | 0.50374
0.29257 |  | 0.50371
0.29255 |  | 0.50371
0.29254 |  | 0.50367
0.29252 |  | 0.50367
0.29252 |  | 0.50363
0.29251 |  | 0.50361
0.29249 |  | 0.50359
0.29249 |  | 0.50358
0.29245 |  | 0.50355
0.29245 |  | 0.50354
0.29244 |  | 0.5035
0.29244 |  | 0.5035
0.29241 |  | 0.50343
0.29239 |  | 0.50343
0.29236 |  | 0.50341
0.29234 |  | 0.50337
0.29234 |  | 0.50335
0.29232 |  | 0.50335
0.29231 |  | 0.50331
0.29231 |  | 0.5033
0.29229 |  | 0.5033
0.29228 |  | 0.50324
0.29228 |  | 0.50322
0.29226 |  | 0.50318
0.29225 |  | 0.50315
0.29225 |  | 0.50312
0.29223 |  | 0.5031
0.29222 |  | 0.50306
0.29221 |  | 0.50304
0.29218 |  | 0.50301
0.29216 |  | 0.50299
0.29216 |  | 0.50299
0.29215 |  | 0.50294
0.29213 |  | 0.50294
0.29212 |  | 0.5029
0.2921 |  | 0.50285
0.29209 |  | 0.50281
0.29209 |  | 0.50281
0.29209 |  | 0.50279
0.29207 |  | 0.50275
0.29205 |  | 0.50273
0.29202 |  | 0.50272
0.29202 |  | 0.5027
0.29202 |  | 0.50268
0.29202 |  | 0.50267
0.29199 |  | 0.50261
0.29196 |  | 0.50259
0.29196 |  | 0.50258
0.29194 |  | 0.50256
0.29192 |  | 0.50256
0.2919 |  | 0.50254
0.2919 |  | 0.50252
0.29187 |  | 0.50249
0.29187 |  | 0.50247
0.29181 |  | 0.50245
0.29181 |  | 0.50243
0.29181 |  | 0.50241
0.2918 |  | 0.50237
0.29177 |  | 0.50231
0.29176 |  | 0.50231
0.29174 |  | 0.5023
0.29174 |  | 0.50226
0.29174 |  | 0.50222
0.29173 |  | 0.50219
0.29168 |  | 0.50217
0.29167 |  | 0.50215
0.29167 |  | 0.50211
0.29164 |  | 0.50209
0.29163 |  | 0.50207
0.2916 |  | 0.50203
0.2916 |  | 0.502
0.2916 |  | 0.50196
0.29158 |  | 0.50192
0.29158 |  | 0.50187
0.29158 |  | 0.50183
0.29155 |  | 0.50179
0.29152 |  | 0.50175
0.29152 |  | 0.50172
0.29151 |  | 0.50166
0.29149 |  | 0.50166
0.29147 |  | 0.50162
0.29147 |  | 0.50157
0.29145 |  | 0.50157
0.29142 |  | 0.50153
0.29139 |  | 0.50151
0.29139 |  | 0.50151
0.29136 |  | 0.50147
0.29136 |  | 0.50145
0.29135 |  | 0.50143
0.29132 |  | 0.5014
0.29132 |  | 0.50138
0.29129 |  | 0.5013
0.29129 |  | 0.50127
0.29129 |  | 0.50127
0.29126 |  | 0.50123
0.29126 |  | 0.50119
0.29123 |  | 0.50119
0.29123 |  | 0.50115
0.29123 |  | 0.50111
0.29121 |  | 0.50111
0.29119 |  | 0.50108
0.29118 |  | 0.50102
0.29118 |  | 0.50099
0.29116 |  | 0.50097
0.29116 |  | 0.50097
0.29116 |  | 0.50094
0.29112 |  | 0.50092
0.29112 |  | 0.50092
0.29112 |  | 0.50088
0.2911 |  | 0.50085
0.2911 |  | 0.50085
0.29109 |  | 0.50081
0.29103 |  | 0.50077
0.29103 |  | 0.50075
0.29103 |  | 0.50075
0.29102 |  | 0.50068
0.291 |  | 0.50062
0.29099 |  | 0.5006
0.29097 |  | 0.5006
0.29097 |  | 0.5006
0.29097 |  | 0.50054
0.29095 |  | 0.50052
0.29093 |  | 0.5005
0.29092 |  | 0.50045
0.29092 |  | 0.50041
0.2909 |  | 0.50036
0.29087 |  | 0.50034
0.29086 |  | 0.50032
0.29086 |  | 0.50027
0.29083 |  | 0.50025
0.29083 |  | 0.50021
0.29081 |  | 0.50019
0.29081 |  | 0.50018
0.2908 |  | 0.50014
0.29079 |  | 0.50008
0.29077 |  | 0.50006
0.29074 |  | 0.50004
0.29074 |  | 0.50004
0.29073 |  | 0.50004
0.2907 |  | 0.50002
0.2907 |  | 0.49995
0.2907 |  | 0.49993
0.29068 |  | 0.49993
0.29068 |  | 0.49988
0.29067 |  | 0.49986
0.29066 |  | 0.49984
0.29064 |  | 0.49981
0.29063 |  | 0.49981
0.29061 |  | 0.49977
0.29058 |  | 0.4997
0.29058 |  | 0.4997
0.29055 |  | 0.49968
0.29052 |  | 0.49964
0.29052 |  | 0.49961
0.29052 |  | 0.49959
0.29051 |  | 0.49957
0.29048 |  | 0.49955
0.29047 |  | 0.49953
0.29045 |  | 0.49951
0.29044 |  | 0.49947
0.29042 |  | 0.49945
0.29041 |  | 0.49942
0.29039 |  | 0.4994
0.29036 |  | 0.49937
0.29035 |  | 0.49935
0.29035 |  | 0.49935
0.29034 |  | 0.4993
0.29032 |  | 0.49929
0.29032 |  | 0.49927
0.29032 |  | 0.49921
0.29028 |  | 0.49919
0.29028 |  | 0.49917
0.29023 |  | 0.49916
0.29023 |  | 0.49914
0.29022 |  | 0.49908
0.2902 |  | 0.49906
0.29019 |  | 0.49906
0.29016 |  | 0.49901
0.29016 |  | 0.49901
0.29012 |  | 0.49897
0.2901 |  | 0.49897
0.2901 |  | 0.49894
0.29009 |  | 0.4989
0.29009 |  | 0.49886
0.29006 |  | 0.49886
0.29004 |  | 0.49886
0.29002 |  | 0.49881
0.29 |  | 0.49879
0.29 |  | 0.49874
0.28997 |  | 0.4987
0.28997 |  | 0.4987
0.28996 |  | 0.49868
0.28996 |  | 0.49866
0.28994 |  | 0.49861
0.28991 |  | 0.49861
0.28991 |  | 0.49857
0.28991 |  | 0.49853
0.28989 |  | 0.49851
0.28987 |  | 0.49848
0.28987 |  | 0.49844
0.28986 |  | 0.49842
0.28986 |  | 0.49839
0.28984 |  | 0.49839
0.28981 |  | 0.49837
0.2898 |  | 0.49833
0.2898 |  | 0.4983
0.28978 |  | 0.4983
0.28978 |  | 0.4983
0.28978 |  | 0.49826
0.28978 |  | 0.49826
0.28976 |  | 0.49821
0.28973 |  | 0.49819
0.28973 |  | 0.49817
0.2897 |  | 0.49815
0.2897 |  | 0.49811
0.28968 |  | 0.49805
0.28967 |  | 0.49805
0.28967 |  | 0.498
0.28966 |  | 0.49796
0.28964 |  | 0.49796
0.28961 |  | 0.49792
0.28961 |  | 0.49791
0.2896 |  | 0.49789
0.28958 |  | 0.49787
0.28957 |  | 0.49786
0.28957 |  | 0.49782
0.28955 |  | 0.49782
0.28954 |  | 0.4978
0.28952 |  | 0.49778
0.28951 |  | 0.49774
0.28949 |  | 0.49771
0.28949 |  | 0.49762
0.28947 |  | 0.49758
0.28945 |  | 0.49758
0.28944 |  | 0.49755
0.28942 |  | 0.49751
0.28941 |  | 0.49749
0.28941 |  | 0.49747
0.28939 |  | 0.49747
0.28939 |  | 0.49745
0.28938 |  | 0.49744
0.28937 |  | 0.49742
0.28935 |  | 0.49738
0.28935 |  | 0.49738
0.28934 |  | 0.49735
0.28929 |  | 0.49735
0.28929 |  | 0.49729
0.28928 |  | 0.49729
0.28928 |  | 0.49727
0.28924 |  | 0.49725
0.28924 |  | 0.49724
0.28924 |  | 0.49718
0.28922 |  | 0.49718
0.28921 |  | 0.49718
0.28921 |  | 0.49716
0.28919 |  | 0.49712
0.28918 |  | 0.49709
0.28918 |  | 0.49707
0.28916 |  | 0.49705
0.28915 |  | 0.49703
0.28912 |  | 0.49698
0.28912 |  | 0.49698
0.28912 |  | 0.49694
0.28911 |  | 0.49692
0.28908 |  | 0.49688
0.28908 |  | 0.49686
0.28906 |  | 0.49685
0.28906 |  | 0.49679
0.28905 |  | 0.49677
0.289 |  | 0.49676
0.289 |  | 0.4967
0.28899 |  | 0.49668
0.28896 |  | 0.49666
0.28895 |  | 0.49664
0.28895 |  | 0.49664
0.28892 |  | 0.49661
0.28892 |  | 0.49661
0.2889 |  | 0.49653
0.28887 |  | 0.49653
0.28887 |  | 0.4965
0.28885 |  | 0.4965
0.28885 |  | 0.4965
0.28882 |  | 0.49642
0.28879 |  | 0.49639
0.28877 |  | 0.49639
0.28876 |  | 0.49635
0.28876 |  | 0.49633
0.28874 |  | 0.49631
0.28874 |  | 0.49625
0.28873 |  | 0.49625
0.28871 |  | 0.49624
0.2887 |  | 0.4962
0.28869 |  | 0.49616
0.28869 |  | 0.49613
0.28869 |  | 0.49613
0.28866 |  | 0.49611
0.28863 |  | 0.49605
0.28861 |  | 0.49604
0.2886 |  | 0.49602
0.28859 |  | 0.49598
0.28859 |  | 0.49594
0.28855 |  | 0.49594
0.28854 |  | 0.49593
0.28854 |  | 0.49588
0.28853 |  | 0.49586
0.28851 |  | 0.49582
0.2885 |  | 0.49582
0.28848 |  | 0.4958
0.28848 |  | 0.49575
0.28847 |  | 0.49573
0.28844 |  | 0.49569
0.28844 |  | 0.49568
0.28841 |  | 0.49566
0.2884 |  | 0.49564
0.2884 |  | 0.49562
0.28838 |  | 0.4956
0.28835 |  | 0.49554
0.28834 |  | 0.49552
0.28834 |  | 0.49551
0.28832 |  | 0.49551
0.28831 |  | 0.49545
0.2883 |  | 0.49545
0.28828 |  | 0.49539
0.28828 |  | 0.49539
0.28828 |  | 0.49537
0.28827 |  | 0.49537
0.28824 |  | 0.49531
0.28822 |  | 0.49531
0.28819 |  | 0.49529
0.28819 |  | 0.49529
0.28818 |  | 0.49527
0.28818 |  | 0.49525
0.28818 |  | 0.49521
0.28815 |  | 0.49519
0.28814 |  | 0.49516
0.28812 |  | 0.4951
0.28811 |  | 0.4951
0.28811 |  | 0.49507
0.28808 |  | 0.49503
0.28805 |  | 0.49501
0.28805 |  | 0.49499
0.28805 |  | 0.49497
0.28804 |  | 0.49494
0.28802 |  | 0.4949
0.28802 |  | 0.4949
0.28799 |  | 0.49487
0.28796 |  | 0.49485
0.28796 |  | 0.49477
0.28796 |  | 0.49477
0.28793 |  | 0.49476
0.28793 |  | 0.49472
0.28793 |  | 0.49468
0.2879 |  | 0.49465
0.2879 |  | 0.49465
0.28789 |  | 0.49461
0.28788 |  | 0.49461
0.28786 |  | 0.49454
0.28786 |  | 0.4945
0.28786 |  | 0.49448
0.28782 |  | 0.49443
0.2878 |  | 0.49441
0.2878 |  | 0.49441
0.2878 |  | 0.49439
0.28779 |  | 0.49432
0.28778 |  | 0.49428
0.28778 |  | 0.49428
0.28772 |  | 0.49426
0.28772 |  | 0.49421
0.28772 |  | 0.49419
0.28769 |  | 0.49417
0.28769 |  | 0.49411
0.28767 |  | 0.4941
0.28767 |  | 0.49404
0.28765 |  | 0.49404
0.28763 |  | 0.49403
0.28762 |  | 0.49403
0.2876 |  | 0.49403
0.2876 |  | 0.49399
0.28757 |  | 0.49395
0.28756 |  | 0.49391
0.28755 |  | 0.49391
0.28753 |  | 0.49387
0.28753 |  | 0.49384
0.28752 |  | 0.49382
0.2875 |  | 0.49378
0.2875 |  | 0.49376
0.28749 |  | 0.49373
0.28749 |  | 0.49371
0.28746 |  | 0.49369
0.28741 |  | 0.49364
0.2874 |  | 0.49364
0.2874 |  | 0.49362
0.2874 |  | 0.49359
0.2874 |  | 0.49355
0.28739 |  | 0.49353
0.28736 |  | 0.49351
0.28736 |  | 0.49349
0.28734 |  | 0.49349
0.28733 |  | 0.49343
0.28733 |  | 0.4934
0.2873 |  | 0.4934
0.28727 |  | 0.49338
0.28727 |  | 0.49333
0.28727 |  | 0.49331
0.28727 |  | 0.49331
0.28723 |  | 0.49331
0.28723 |  | 0.49329
0.28723 |  | 0.49325
0.2872 |  | 0.49322
0.2872 |  | 0.49318
0.28717 |  | 0.49316
0.28717 |  | 0.49313
0.28715 |  | 0.49309
0.28715 |  | 0.49303
0.28714 |  | 0.49303
0.28713 |  | 0.49302
0.2871 |  | 0.493
0.2871 |  | 0.49296
0.2871 |  | 0.49296
0.28708 |  | 0.49292
0.28708 |  | 0.49292
0.28707 |  | 0.49288
0.28705 |  | 0.49286
0.28704 |  | 0.49285
0.28704 |  | 0.49281
0.28702 |  | 0.49278
0.28701 |  | 0.49276
0.28699 |  | 0.49276
0.28699 |  | 0.49269
0.28698 |  | 0.49265
0.28695 |  | 0.49264
0.28695 |  | 0.49262
0.28691 |  | 0.49262
0.28689 |  | 0.49256
0.28689 |  | 0.49253
0.28689 |  | 0.49253
0.28689 |  | 0.49247
0.28686 |  | 0.49243
0.28686 |  | 0.49243
0.28686 |  | 0.49243
0.28684 |  | 0.4924
0.28681 |  | 0.4924
0.28679 |  | 0.49238
0.28679 |  | 0.49236
0.28676 |  | 0.49229
0.28676 |  | 0.49229
0.28675 |  | 0.49227
0.2867 |  | 0.49221
0.28667 |  | 0.4922
0.28666 |  | 0.4922
0.28664 |  | 0.49218
0.28664 |  | 0.49214
0.2866 |  | 0.4921
0.2866 |  | 0.49206
0.28659 |  | 0.49206
0.28657 |  | 0.49202
0.28654 |  | 0.49198
0.28651 |  | 0.49197
0.2865 |  | 0.49195
0.2865 |  | 0.49193
0.28649 |  | 0.49193
0.28649 |  | 0.49188
0.28649 |  | 0.49182
0.28649 |  | 0.4918
0.28647 |  | 0.49178
0.28644 |  | 0.49176
0.28643 |  | 0.49174
0.28641 |  | 0.49173
0.28641 |  | 0.49173
0.28641 |  | 0.49167
0.2864 |  | 0.49167
0.28638 |  | 0.49167
0.28638 |  | 0.49161
0.28637 |  | 0.4916
0.28633 |  | 0.4916
0.28633 |  | 0.4916
0.28633 |  | 0.4916
0.28633 |  | 0.49152
0.28631 |  | 0.49151
0.28628 |  | 0.49149
0.28627 |  | 0.49147
0.28627 |  | 0.49145
0.28625 |  | 0.49141
0.28623 |  | 0.49141
0.28623 |  | 0.49136
0.28623 |  | 0.49127
0.28623 |  | 0.49127
0.28623 |  | 0.49123
0.2862 |  | 0.49121
0.28618 |  | 0.4912
0.28617 |  | 0.49114
0.28615 |  | 0.49111
0.28614 |  | 0.49111
0.28614 |  | 0.49109
0.28614 |  | 0.49109
0.28612 |  | 0.49105
0.28611 |  | 0.49101
0.28608 |  | 0.49101
0.28607 |  | 0.49094
0.28607 |  | 0.49094
0.28605 |  | 0.49088
0.28605 |  | 0.49088
0.28604 |  | 0.49088
0.28602 |  | 0.49084
0.28602 |  | 0.49079
0.28599 |  | 0.49077
0.28598 |  | 0.49073
0.28598 |  | 0.49071
0.28596 |  | 0.49069
0.28595 |  | 0.49069
0.28594 |  | 0.49066
0.28592 |  | 0.4906
0.28591 |  | 0.49058
0.28591 |  | 0.49055
0.28591 |  | 0.49049
0.28588 |  | 0.49049
0.28586 |  | 0.49049
0.28583 |  | 0.49043
0.28583 |  | 0.49042
0.28583 |  | 0.49038
0.28583 |  | 0.49036
0.28581 |  | 0.49036
0.28581 |  | 0.49032
0.28581 |  | 0.4903
0.28579 |  | 0.4903
0.28579 |  | 0.49029
0.28576 |  | 0.49021
0.28576 |  | 0.49021
0.28575 |  | 0.49017
0.28572 |  | 0.49014
0.2857 |  | 0.4901
0.28569 |  | 0.49006
0.28568 |  | 0.49005
0.28565 |  | 0.49003
0.28565 |  | 0.49001
0.28565 |  | 0.48997
0.28565 |  | 0.48994
0.28562 |  | 0.48994
0.28562 |  | 0.48983
0.28557 |  | 0.48981
0.28557 |  | 0.48979
0.28553 |  | 0.48977
0.28552 |  | 0.48974
0.2855 |  | 0.48972
0.2855 |  | 0.48966
0.2855 |  | 0.48964
0.28549 |  | 0.48964
0.28549 |  | 0.48959
0.28549 |  | 0.48955
0.28547 |  | 0.48953
0.28544 |  | 0.48949
0.28544 |  | 0.48947
0.28544 |  | 0.48947
0.28543 |  | 0.48946
0.2854 |  | 0.48944
0.28537 |  | 0.4894
0.28537 |  | 0.48936
0.28536 |  | 0.48936
0.28536 |  | 0.48934
0.28534 |  | 0.48929
0.28533 |  | 0.48926
0.28531 |  | 0.48926
0.2853 |  | 0.48926
0.2853 |  | 0.48922
0.28528 |  | 0.48922
0.28526 |  | 0.4892
0.28526 |  | 0.48913
0.28526 |  | 0.48913
0.28523 |  | 0.48909
0.28523 |  | 0.48909
0.28521 |  | 0.48906
0.28518 |  | 0.48904
0.28517 |  | 0.48898
0.28516 |  | 0.48896
0.28516 |  | 0.48896
0.28514 |  | 0.48891
0.28513 |  | 0.48889
0.28508 |  | 0.48889
0.28508 |  | 0.48883
0.28508 |  | 0.48881
0.28507 |  | 0.48878
0.28505 |  | 0.48874
0.28504 |  | 0.48873
0.28504 |  | 0.48871
0.28504 |  | 0.48867
0.28504 |  | 0.48867
0.28501 |  | 0.48862
0.285 |  | 0.48862
0.28498 |  | 0.48862
0.28498 |  | 0.48858
0.28495 |  | 0.48856
0.28495 |  | 0.48853
0.28494 |  | 0.48851
0.28492 |  | 0.48851
0.28492 |  | 0.48847
0.28491 |  | 0.48845
0.28489 |  | 0.48843
0.28489 |  | 0.48838
0.28488 |  | 0.48838
0.28488 |  | 0.48829
0.28484 |  | 0.48826
0.28482 |  | 0.48824
0.28482 |  | 0.48824
0.28481 |  | 0.4882
0.28479 |  | 0.48817
0.28476 |  | 0.48815
0.28475 |  | 0.48813
0.28475 |  | 0.48811
0.28472 |  | 0.48809
0.28471 |  | 0.48804
0.28469 |  | 0.48804
0.28469 |  | 0.488
0.28468 |  | 0.488
0.28468 |  | 0.48798
0.28465 |  | 0.48798
0.28465 |  | 0.48796
0.28464 |  | 0.48793
0.28464 |  | 0.48785
0.28464 |  | 0.48782
0.28459 |  | 0.48782
0.28458 |  | 0.48782
0.28458 |  | 0.48778
0.28458 |  | 0.48774
0.28458 |  | 0.48772
0.28458 |  | 0.48764
0.28456 |  | 0.48762
0.28455 |  | 0.4876
0.28452 |  | 0.48759
0.28452 |  | 0.48753
0.28452 |  | 0.48751
0.2845 |  | 0.48749
0.28448 |  | 0.48745
0.28446 |  | 0.48745
0.28446 |  | 0.48742
0.28446 |  | 0.48738
0.28443 |  | 0.48734
0.28442 |  | 0.48734
0.28442 |  | 0.4873
0.2844 |  | 0.48727
0.2844 |  | 0.48723
0.2844 |  | 0.48719
0.28439 |  | 0.48717
0.28436 |  | 0.48715
0.28435 |  | 0.4871
0.28435 |  | 0.4871
0.28435 |  | 0.4871
0.28429 |  | 0.48708
0.28429 |  | 0.48708
0.28429 |  | 0.48702
0.28429 |  | 0.48702
0.28426 |  | 0.48701
0.28426 |  | 0.48699
0.28423 |  | 0.48699
0.28423 |  | 0.48695
0.28421 |  | 0.48693
0.2842 |  | 0.48689
0.28419 |  | 0.48689
0.28419 |  | 0.48689
0.28417 |  | 0.48688
0.28417 |  | 0.48684
0.28414 |  | 0.4868
0.28413 |  | 0.48676
0.28411 |  | 0.48674
0.28411 |  | 0.48673
0.28411 |  | 0.48673
0.28411 |  | 0.48671
0.2841 |  | 0.48665
0.2841 |  | 0.48665
0.2841 |  | 0.48661
0.28406 |  | 0.48658
0.28406 |  | 0.48656
0.28406 |  | 0.48652
0.28403 |  | 0.4865
0.284 |  | 0.48648
0.284 |  | 0.48646
0.284 |  | 0.48641
0.28397 |  | 0.48639
0.28397 |  | 0.48637
0.28395 |  | 0.48635
0.28391 |  | 0.48632
0.28391 |  | 0.4863
0.28387 |  | 0.4863
0.28385 |  | 0.48624
0.28385 |  | 0.48624
0.28383 |  | 0.48622
0.28383 |  | 0.48622
0.28381 |  | 0.48616
0.2838 |  | 0.48613
0.28378 |  | 0.48609
0.28377 |  | 0.48607
0.28377 |  | 0.48607
0.28375 |  | 0.48598
0.28372 |  | 0.48596
0.28372 |  | 0.48594
0.28371 |  | 0.48594
0.28368 |  | 0.4859
0.28367 |  | 0.48589
0.28365 |  | 0.48589
0.28364 |  | 0.48585
0.28364 |  | 0.48583
0.28364 |  | 0.48583
0.28364 |  | 0.48577
0.28361 |  | 0.48574
0.28359 |  | 0.4857
0.28359 |  | 0.4857
0.28358 |  | 0.4857
0.28357 |  | 0.48566
0.28355 |  | 0.48562
0.28355 |  | 0.4856
0.28354 |  | 0.48557
0.28352 |  | 0.48555
0.28351 |  | 0.48553
0.28351 |  | 0.48551
0.28349 |  | 0.48547
0.28349 |  | 0.48544
0.28348 |  | 0.4854
0.28348 |  | 0.4854
0.28348 |  | 0.4854
0.28345 |  | 0.48538
0.28344 |  | 0.48533
0.28342 |  | 0.48531
0.28342 |  | 0.48529
0.28339 |  | 0.48527
0.28338 |  | 0.48525
0.28338 |  | 0.48519
0.28338 |  | 0.48517
0.28335 |  | 0.48514
0.28335 |  | 0.4851
0.28332 |  | 0.4851
0.28331 |  | 0.48506
0.28331 |  | 0.48502
0.28331 |  | 0.48499
0.28329 |  | 0.48499
0.28329 |  | 0.48495
0.28329 |  | 0.48495
0.28329 |  | 0.48493
0.28326 |  | 0.48491
0.28322 |  | 0.48488
0.28322 |  | 0.48488
0.28322 |  | 0.48486
0.28322 |  | 0.48484
0.2832 |  | 0.4848
0.28319 |  | 0.48477
0.28316 |  | 0.48472
0.28316 |  | 0.48472
0.28313 |  | 0.48468
0.28312 |  | 0.48464
0.2831 |  | 0.48462
0.2831 |  | 0.4846
0.2831 |  | 0.48453
0.28309 |  | 0.48453
0.28305 |  | 0.48451
0.28302 |  | 0.48445
0.283 |  | 0.48444
0.28299 |  | 0.48442
0.28297 |  | 0.4844
0.28294 |  | 0.48434
0.28292 |  | 0.48433
0.28292 |  | 0.48433
0.2829 |  | 0.48427
0.2829 |  | 0.48423
0.28287 |  | 0.48422
0.28286 |  | 0.4842
0.28284 |  | 0.4842
0.28284 |  | 0.48416
0.28283 |  | 0.48408
0.28281 |  | 0.48408
0.28281 |  | 0.48405
0.2828 |  | 0.48402
0.28276 |  | 0.48399
0.28276 |  | 0.48397
0.28274 |  | 0.48395
0.28273 |  | 0.48394
0.28271 |  | 0.48394
0.28271 |  | 0.48392
0.28268 |  | 0.48388
0.28268 |  | 0.48384
0.28268 |  | 0.48383
0.28268 |  | 0.48383
0.28267 |  | 0.48377
0.28262 |  | 0.48375
0.28262 |  | 0.48373
0.28259 |  | 0.48372
0.28259 |  | 0.4837
0.28258 |  | 0.4837
0.28257 |  | 0.48368
0.28255 |  | 0.48366
0.28255 |  | 0.48365
0.28252 |  | 0.48359
0.28252 |  | 0.48359
0.28246 |  | 0.48355
0.28246 |  | 0.48351
0.28246 |  | 0.48351
0.28245 |  | 0.48348
0.28245 |  | 0.48346
0.28242 |  | 0.48343
0.2824 |  | 0.48343
0.28239 |  | 0.48337
0.28239 |  | 0.48335
0.28238 |  | 0.48332
0.28235 |  | 0.48328
0.28235 |  | 0.48328
0.28233 |  | 0.48323
0.28232 |  | 0.48323
0.2823 |  | 0.48319
0.2823 |  | 0.48319
0.28229 |  | 0.48317
0.28229 |  | 0.48312
0.28229 |  | 0.4831
0.28228 |  | 0.48308
0.28228 |  | 0.48306
0.28226 |  | 0.48303
0.28225 |  | 0.48303
0.28223 |  | 0.48301
0.2822 |  | 0.48297
0.2822 |  | 0.48295
0.28217 |  | 0.48292
0.28217 |  | 0.48292
0.28217 |  | 0.4829
0.28217 |  | 0.48288
0.28214 |  | 0.4828
0.28212 |  | 0.48278
0.2821 |  | 0.48277
0.2821 |  | 0.48277
0.28209 |  | 0.48275
0.28207 |  | 0.48273
0.28207 |  | 0.48273
0.28206 |  | 0.4827
0.28206 |  | 0.48268
0.28202 |  | 0.48266
0.28202 |  | 0.48264
0.28199 |  | 0.48262
0.28197 |  | 0.48259
0.28197 |  | 0.48257
0.28197 |  | 0.48257
0.28195 |  | 0.48253
0.28193 |  | 0.48253
0.28192 |  | 0.48248
0.2819 |  | 0.48244
0.28189 |  | 0.48243
0.28187 |  | 0.48239
0.28187 |  | 0.48237
0.28186 |  | 0.48235
0.28184 |  | 0.48232
0.28184 |  | 0.48232
0.28183 |  | 0.48228
0.28181 |  | 0.48226
0.28181 |  | 0.48224
0.2818 |  | 0.48222
0.28176 |  | 0.48217
0.28176 |  | 0.48213
0.28176 |  | 0.48213
0.28174 |  | 0.48211
0.28174 |  | 0.48209
0.2817 |  | 0.48205
0.28169 |  | 0.48204
0.28169 |  | 0.48202
0.28169 |  | 0.482
0.28169 |  | 0.48199
0.28164 |  | 0.48199
0.28163 |  | 0.48193
0.28161 |  | 0.48193
0.28161 |  | 0.48191
0.2816 |  | 0.48186
0.2816 |  | 0.48184
0.28157 |  | 0.48184
0.28157 |  | 0.48176
0.28156 |  | 0.48174
0.28155 |  | 0.48172
0.28153 |  | 0.48172
0.28151 |  | 0.48169
0.28151 |  | 0.48167
0.2815 |  | 0.48165
0.28148 |  | 0.48159
0.28147 |  | 0.48159
0.28144 |  | 0.48158
0.28142 |  | 0.48154
0.28141 |  | 0.4815
0.28141 |  | 0.48145
0.28141 |  | 0.48141
0.2814 |  | 0.48138
0.28138 |  | 0.48138
0.28138 |  | 0.48134
0.28138 |  | 0.48129
0.28137 |  | 0.48129
0.28137 |  | 0.48129
0.28134 |  | 0.48125
0.28134 |  | 0.48121
0.28131 |  | 0.48118
0.2813 |  | 0.48116
0.28127 |  | 0.48116
0.28125 |  | 0.48112
0.28125 |  | 0.4811
0.28125 |  | 0.48108
0.28124 |  | 0.48105
0.28122 |  | 0.48103
0.28121 |  | 0.48101
0.2812 |  | 0.481
0.2812 |  | 0.48094
0.2812 |  | 0.4809
0.2812 |  | 0.4809
0.28117 |  | 0.48086
0.28115 |  | 0.4808
0.28114 |  | 0.4808
0.28112 |  | 0.48079
0.28112 |  | 0.48076
0.28111 |  | 0.48075
0.2811 |  | 0.48073
0.28108 |  | 0.48069
0.28107 |  | 0.48066
0.28104 |  | 0.4806
0.28104 |  | 0.4806
0.28101 |  | 0.48058
0.28099 |  | 0.48058
0.28099 |  | 0.48055
0.28097 |  | 0.48049
0.28095 |  | 0.48045
0.28095 |  | 0.48045
0.28094 |  | 0.48045
0.28094 |  | 0.4804
0.28092 |  | 0.4804
0.28091 |  | 0.4804
0.28089 |  | 0.4804
0.28086 |  | 0.48034
0.28086 |  | 0.48033
0.28086 |  | 0.48033
0.28085 |  | 0.48031
0.28084 |  | 0.48029
0.28082 |  | 0.48025
0.28081 |  | 0.48021
0.28079 |  | 0.4802
0.28079 |  | 0.48018
0.28078 |  | 0.48014
0.28076 |  | 0.48012
0.28076 |  | 0.48011
0.28075 |  | 0.48007
0.28073 |  | 0.48007
0.28073 |  | 0.48005
0.28072 |  | 0.48005
0.28072 |  | 0.47999
0.28072 |  | 0.47998
0.28072 |  | 0.47998
0.28069 |  | 0.47994
0.28069 |  | 0.47994
0.28066 |  | 0.47986
0.28066 |  | 0.47982
0.28065 |  | 0.4798
0.28065 |  | 0.4798
0.28062 |  | 0.47979
0.28062 |  | 0.47973
0.28062 |  | 0.47973
0.28059 |  | 0.4797
0.28058 |  | 0.4797
0.28058 |  | 0.47968
0.28056 |  | 0.47966
0.28052 |  | 0.47966
0.28052 |  | 0.47961
0.28052 |  | 0.47959
0.2805 |  | 0.47957
0.28049 |  | 0.47957
0.28047 |  | 0.47952
0.28047 |  | 0.4795
0.28047 |  | 0.47946
0.28045 |  | 0.47944
0.28045 |  | 0.4794
0.2804 |  | 0.4794
0.2804 |  | 0.47939
0.2804 |  | 0.47939
0.28037 |  | 0.47937
0.28037 |  | 0.47935
0.28037 |  | 0.47931
0.28037 |  | 0.47929
0.28034 |  | 0.47926
0.28033 |  | 0.47924
0.28033 |  | 0.47924
0.28032 |  | 0.47922
0.2803 |  | 0.47919
0.2803 |  | 0.47919
0.28029 |  | 0.47917
0.28029 |  | 0.47915
0.28029 |  | 0.47915
0.28027 |  | 0.47911
0.28026 |  | 0.47907
0.28026 |  | 0.47905
0.28023 |  | 0.47902
0.28021 |  | 0.47898
0.2802 |  | 0.47894
0.28018 |  | 0.47889
0.28018 |  | 0.47889
0.28018 |  | 0.47887
0.28017 |  | 0.47883
0.28017 |  | 0.47879
0.28014 |  | 0.47875
0.28013 |  | 0.47872
0.28011 |  | 0.47872
0.2801 |  | 0.47867
0.28008 |  | 0.47863
0.28008 |  | 0.47863
0.28005 |  | 0.47863
0.28005 |  | 0.47861
0.28005 |  | 0.47858
0.28004 |  | 0.47854
0.28 |  | 0.47854
0.27998 |  | 0.47854
0.27997 |  | 0.4785
0.27997 |  | 0.47848
0.27997 |  | 0.47842
0.27994 |  | 0.47841
0.27994 |  | 0.47841
0.27992 |  | 0.47835
0.27989 |  | 0.47833
0.27988 |  | 0.47833
0.27986 |  | 0.47827
0.27985 |  | 0.47826
0.27985 |  | 0.47822
0.27984 |  | 0.4782
0.27982 |  | 0.4782
0.27982 |  | 0.47816
0.27981 |  | 0.47814
0.27981 |  | 0.47814
0.27978 |  | 0.47811
0.27978 |  | 0.47809
0.27978 |  | 0.47807
0.27973 |  | 0.47805
0.27973 |  | 0.47803
0.27972 |  | 0.47798
0.27971 |  | 0.47794
0.27969 |  | 0.47792
0.27968 |  | 0.47788
0.27966 |  | 0.47784
0.27965 |  | 0.47784
0.27963 |  | 0.47782
0.27962 |  | 0.47781
0.27959 |  | 0.47779
0.27957 |  | 0.47779
0.27957 |  | 0.47777
0.27957 |  | 0.47773
0.27956 |  | 0.47769
0.27956 |  | 0.47766
0.27956 |  | 0.47764
0.27953 |  | 0.4776
0.27952 |  | 0.47756
0.2795 |  | 0.47754
0.27949 |  | 0.47754
0.27947 |  | 0.47752
0.27947 |  | 0.47751
0.27947 |  | 0.47747
0.27944 |  | 0.47743
0.27941 |  | 0.47741
0.27941 |  | 0.47739
0.27941 |  | 0.47739
0.27939 |  | 0.47735
0.27936 |  | 0.4773
0.27936 |  | 0.4773
0.27931 |  | 0.47727
0.27931 |  | 0.47721
0.27931 |  | 0.47721
0.27931 |  | 0.47718
0.27931 |  | 0.47716
0.2793 |  | 0.47714
0.27928 |  | 0.47714
0.27927 |  | 0.47708
0.27926 |  | 0.47708
0.27924 |  | 0.47703
0.27924 |  | 0.47697
0.27924 |  | 0.47695
0.27921 |  | 0.47693
0.2792 |  | 0.47691
0.27917 |  | 0.47689
0.27915 |  | 0.47686
0.27914 |  | 0.47684
0.27912 |  | 0.4768
0.27912 |  | 0.4768
0.27912 |  | 0.47677
0.2791 |  | 0.47675
0.2791 |  | 0.47673
0.27907 |  | 0.47671
0.27907 |  | 0.47666
0.27905 |  | 0.47666
0.27904 |  | 0.47662
0.27902 |  | 0.47662
0.27902 |  | 0.4766
0.27901 |  | 0.47656
0.27898 |  | 0.47654
0.27896 |  | 0.47651
0.27894 |  | 0.47649
0.27894 |  | 0.47643
0.27894 |  | 0.47643
0.27891 |  | 0.47639
0.27891 |  | 0.47639
0.27891 |  | 0.47639
0.27889 |  | 0.47636
0.27888 |  | 0.47632
0.27886 |  | 0.4763
0.27884 |  | 0.47627
0.27884 |  | 0.47627
0.27882 |  | 0.47625
0.27881 |  | 0.47619
0.27878 |  | 0.47619
0.27876 |  | 0.47618
0.27875 |  | 0.47616
0.27875 |  | 0.47616
0.27873 |  | 0.47614
0.27872 |  | 0.47612
0.27869 |  | 0.47608
0.27868 |  | 0.47606
0.27868 |  | 0.47603
0.27868 |  | 0.47599
0.27868 |  | 0.47596
0.27868 |  | 0.47596
0.27865 |  | 0.47594
0.27863 |  | 0.4759
0.27863 |  | 0.47586
0.2786 |  | 0.47584
0.2786 |  | 0.47582
0.27859 |  | 0.47581
0.27858 |  | 0.47575
0.27856 |  | 0.47573
0.27856 |  | 0.4757
0.27856 |  | 0.47566
0.27856 |  | 0.47564
0.27852 |  | 0.47562
0.27852 |  | 0.4756
0.27849 |  | 0.47559
0.27849 |  | 0.47559
0.27849 |  | 0.47559
0.27846 |  | 0.47553
0.27845 |  | 0.47553
0.27842 |  | 0.47549
0.2784 |  | 0.47546
0.2784 |  | 0.47542
0.2784 |  | 0.47542
0.27839 |  | 0.47536
0.27836 |  | 0.47535
0.27836 |  | 0.47533
0.27834 |  | 0.47529
0.27833 |  | 0.47527
0.27832 |  | 0.47526
0.2783 |  | 0.47524
0.27827 |  | 0.47524
0.27827 |  | 0.47518
0.27827 |  | 0.47518
0.27826 |  | 0.47516
0.27826 |  | 0.47514
0.27823 |  | 0.47511
0.27823 |  | 0.47505
0.27821 |  | 0.47505
0.2782 |  | 0.47505
0.27818 |  | 0.47501
0.27818 |  | 0.47497
0.27817 |  | 0.47492
0.27817 |  | 0.47488
0.27814 |  | 0.47488
0.27812 |  | 0.47486
0.2781 |  | 0.47486
0.2781 |  | 0.47483
0.27807 |  | 0.47477
0.27807 |  | 0.47474
0.27807 |  | 0.47472
0.27805 |  | 0.4747
0.278 |  | 0.47464
0.278 |  | 0.47463
0.27798 |  | 0.47461
0.27798 |  | 0.47459
0.27798 |  | 0.47457
0.27795 |  | 0.47455
0.27795 |  | 0.47453
0.27795 |  | 0.47451
0.27792 |  | 0.47448
0.27792 |  | 0.47444
0.27791 |  | 0.4744
0.27791 |  | 0.47438
0.27789 |  | 0.47436
0.27788 |  | 0.47434
0.27786 |  | 0.47429
0.27786 |  | 0.47429
0.27786 |  | 0.47429
0.27785 |  | 0.47425
0.27782 |  | 0.47419
0.2778 |  | 0.47418
0.2778 |  | 0.47418
0.27779 |  | 0.47416
0.27778 |  | 0.47412
0.27778 |  | 0.47408
0.27776 |  | 0.47405
0.27776 |  | 0.47403
0.27772 |  | 0.47401
0.27772 |  | 0.47399
0.2777 |  | 0.47397
0.27767 |  | 0.47396
0.27766 |  | 0.4739
0.27766 |  | 0.47389
0.27766 |  | 0.47387
0.27765 |  | 0.47387
0.27763 |  | 0.47381
0.27762 |  | 0.47379
0.2776 |  | 0.47379
0.27757 |  | 0.47377
0.27757 |  | 0.47376
0.27756 |  | 0.47372
0.27756 |  | 0.4737
0.27756 |  | 0.47368
0.27754 |  | 0.47366
0.27754 |  | 0.47362
0.27753 |  | 0.47362
0.27752 |  | 0.47359
0.2775 |  | 0.47355
0.27749 |  | 0.47353
0.27747 |  | 0.47351
0.27747 |  | 0.47349
0.27746 |  | 0.47346
0.27744 |  | 0.47342
0.27743 |  | 0.4734
0.27741 |  | 0.4734
0.2774 |  | 0.47331
0.27737 |  | 0.47329
0.27736 |  | 0.47326
0.27734 |  | 0.47324
0.27731 |  | 0.4732
0.2773 |  | 0.4732
0.2773 |  | 0.47312
0.2773 |  | 0.47312
0.27727 |  | 0.47309
0.27725 |  | 0.47309
0.27724 |  | 0.47305
0.27721 |  | 0.47305
0.27718 |  | 0.47299
0.27717 |  | 0.47297
0.27715 |  | 0.47295
0.27715 |  | 0.47294
0.27715 |  | 0.4729
0.27714 |  | 0.47288
0.27712 |  | 0.47288
0.27709 |  | 0.47286
0.27709 |  | 0.47283
0.27708 |  | 0.47279
0.27706 |  | 0.47277
0.27704 |  | 0.47274
0.27704 |  | 0.47271
0.27702 |  | 0.4727
0.27702 |  | 0.47266
0.27702 |  | 0.47266
0.27702 |  | 0.47264
0.27698 |  | 0.47262
0.27698 |  | 0.47256
0.27698 |  | 0.47253
0.27695 |  | 0.47251
0.27695 |  | 0.47251
0.27693 |  | 0.47251
0.27693 |  | 0.47248
0.27692 |  | 0.47242
0.2769 |  | 0.47238
0.27689 |  | 0.47237
0.27688 |  | 0.47233
0.27688 |  | 0.47231
0.27688 |  | 0.47225
0.27686 |  | 0.47223
0.27685 |  | 0.47222
0.27685 |  | 0.47222
0.27683 |  | 0.47218
0.2768 |  | 0.47216
0.27677 |  | 0.47214
0.27677 |  | 0.47208
0.27676 |  | 0.47207
0.27676 |  | 0.47203
0.27676 |  | 0.47201
0.27675 |  | 0.47195
0.27672 |  | 0.47194
0.27672 |  | 0.47194
0.27669 |  | 0.47188
0.27669 |  | 0.47186
0.27669 |  | 0.47184
0.27666 |  | 0.47184
0.27666 |  | 0.47177
0.27663 |  | 0.47176
0.27662 |  | 0.47176
0.2766 |  | 0.47176
0.27659 |  | 0.47174
0.27657 |  | 0.4717
0.27656 |  | 0.47162
0.27653 |  | 0.47162
0.27653 |  | 0.47157
0.27653 |  | 0.47153
0.2765 |  | 0.47151
0.2765 |  | 0.4715
0.2765 |  | 0.47146
0.2765 |  | 0.47144
0.27647 |  | 0.47142
0.27647 |  | 0.47137
0.27647 |  | 0.47133
0.27646 |  | 0.47133
0.27644 |  | 0.47131
0.27641 |  | 0.47131
0.27641 |  | 0.47126
0.2764 |  | 0.47126
0.27635 |  | 0.47124
0.27635 |  | 0.47122
0.27634 |  | 0.4712
0.27632 |  | 0.47118
0.27632 |  | 0.47115
0.2763 |  | 0.47111
0.2763 |  | 0.47107
0.27628 |  | 0.47107
0.27628 |  | 0.47105
0.27625 |  | 0.47102
0.27625 |  | 0.471
0.27621 |  | 0.47098
0.27621 |  | 0.47098
0.2762 |  | 0.47093
0.2762 |  | 0.47089
0.27618 |  | 0.47087
0.27617 |  | 0.47087
0.27617 |  | 0.47085
0.27615 |  | 0.47079
0.27612 |  | 0.47074
0.27612 |  | 0.47074
0.27611 |  | 0.47072
0.27611 |  | 0.4707
0.27609 |  | 0.47067
0.27606 |  | 0.47063
0.27603 |  | 0.47059
0.27603 |  | 0.47054
0.27603 |  | 0.47054
0.27603 |  | 0.47052
0.27602 |  | 0.47044
0.27599 |  | 0.47043
0.27599 |  | 0.47041
0.27598 |  | 0.47041
0.27596 |  | 0.47038
0.27595 |  | 0.47036
0.27595 |  | 0.47036
0.27593 |  | 0.47034
0.27592 |  | 0.47032
0.27592 |  | 0.47026
0.2759 |  | 0.47024
0.27589 |  | 0.47024
0.27587 |  | 0.47024
0.27587 |  | 0.47021
0.27587 |  | 0.47017
0.27586 |  | 0.47013
0.27584 |  | 0.47009
0.27583 |  | 0.47008
0.27582 |  | 0.47008
0.27582 |  | 0.47008
0.2758 |  | 0.47004
0.27579 |  | 0.47
0.27577 |  | 0.46997
0.27577 |  | 0.46997
0.27577 |  | 0.46993
0.27577 |  | 0.46991
0.27571 |  | 0.4699
0.27571 |  | 0.46988
0.27571 |  | 0.46986
0.27571 |  | 0.46982
0.27569 |  | 0.46982
0.27567 |  | 0.46979
0.27566 |  | 0.46977
0.27566 |  | 0.46973
0.27564 |  | 0.46971
0.27564 |  | 0.4697
0.27563 |  | 0.46964
0.2756 |  | 0.46962
0.2756 |  | 0.4696
0.27558 |  | 0.46958
0.27558 |  | 0.46955
0.27557 |  | 0.46949
0.27557 |  | 0.46947
0.27555 |  | 0.46947
0.27554 |  | 0.46947
0.27554 |  | 0.46943
0.27552 |  | 0.46942
0.27552 |  | 0.46938
0.27551 |  | 0.46938
0.2755 |  | 0.46934
0.27548 |  | 0.46932
0.27548 |  | 0.46932
0.27547 |  | 0.46929
0.27545 |  | 0.46925
0.27545 |  | 0.46925
0.27542 |  | 0.46919
0.27538 |  | 0.46918
0.27538 |  | 0.46918
0.27536 |  | 0.46918
0.27534 |  | 0.46914
0.27531 |  | 0.46912
0.27531 |  | 0.46908
0.27528 |  | 0.46908
0.27528 |  | 0.46904
0.27525 |  | 0.46899
0.27522 |  | 0.46897
0.27522 |  | 0.46891
0.27522 |  | 0.46889
0.2752 |  | 0.46889
0.27519 |  | 0.46888
0.27516 |  | 0.46884
0.27515 |  | 0.46882
0.27515 |  | 0.46881
0.27515 |  | 0.46881
0.2751 |  | 0.46875
0.2751 |  | 0.46873
0.2751 |  | 0.46871
0.27506 |  | 0.46868
0.27506 |  | 0.46866
0.27503 |  | 0.46864
0.27501 |  | 0.46862
0.27501 |  | 0.4686
0.27499 |  | 0.46858
0.27499 |  | 0.46853
0.27497 |  | 0.46853
0.27497 |  | 0.46851
0.27494 |  | 0.46844
0.27494 |  | 0.46844
0.27493 |  | 0.4684
0.27493 |  | 0.46836
0.27493 |  | 0.46836
0.2749 |  | 0.46836
0.2749 |  | 0.46834
0.2749 |  | 0.46833
0.2749 |  | 0.46829
0.27489 |  | 0.46827
0.27489 |  | 0.46824
0.27486 |  | 0.4682
0.27484 |  | 0.46816
0.27484 |  | 0.46814
0.27483 |  | 0.46813
0.27481 |  | 0.4681
0.2748 |  | 0.46809
0.2748 |  | 0.46803
0.2748 |  | 0.46803
0.27477 |  | 0.46801
0.27477 |  | 0.46797
0.27474 |  | 0.46795
0.27473 |  | 0.46793
0.27471 |  | 0.46792
0.27471 |  | 0.46789
0.27471 |  | 0.46789
0.27471 |  | 0.46789
0.2747 |  | 0.46784
0.27467 |  | 0.46784
0.27465 |  | 0.4678
0.27465 |  | 0.46776
0.27464 |  | 0.46776
0.27462 |  | 0.46773
0.27461 |  | 0.46771
0.27458 |  | 0.46769
0.27457 |  | 0.46765
0.27457 |  | 0.46763
0.27457 |  | 0.46762
0.27455 |  | 0.46758
0.27455 |  | 0.46758
0.27454 |  | 0.46755
0.27452 |  | 0.46755
0.27452 |  | 0.46755
0.27451 |  | 0.46751
0.27451 |  | 0.46745
0.27449 |  | 0.46745
0.27446 |  | 0.46745
0.27446 |  | 0.46745
0.27446 |  | 0.46742
0.27444 |  | 0.4674
0.27444 |  | 0.46736
0.27442 |  | 0.46732
0.27441 |  | 0.46731
0.27441 |  | 0.46725
0.27439 |  | 0.4672
0.27438 |  | 0.46718
0.27438 |  | 0.46718
0.27438 |  | 0.46718
0.27436 |  | 0.46716
0.27436 |  | 0.46712
0.27435 |  | 0.4671
0.27433 |  | 0.46708
0.27432 |  | 0.46705
0.27432 |  | 0.46701
0.27432 |  | 0.46701
0.27429 |  | 0.46696
0.27426 |  | 0.46694
0.27425 |  | 0.4669
0.27425 |  | 0.46688
0.27425 |  | 0.46688
0.27423 |  | 0.46686
0.27423 |  | 0.46684
0.27422 |  | 0.46678
0.2742 |  | 0.46676
0.27419 |  | 0.46672
0.27419 |  | 0.46665
0.27417 |  | 0.46663
0.27416 |  | 0.46661
0.27415 |  | 0.46659
0.27415 |  | 0.46659
0.27412 |  | 0.46653
0.27409 |  | 0.46653
0.27409 |  | 0.46648
0.27409 |  | 0.46646
0.27407 |  | 0.46644
0.27406 |  | 0.46638
0.27403 |  | 0.46636
0.27402 |  | 0.46632
0.27402 |  | 0.46631
0.27402 |  | 0.46631
0.27399 |  | 0.46629
0.27399 |  | 0.46625
0.27397 |  | 0.46625
0.27396 |  | 0.46623
0.27394 |  | 0.46617
0.27393 |  | 0.46614
0.27393 |  | 0.4661
0.2739 |  | 0.46608
0.2739 |  | 0.46606
0.27389 |  | 0.46604
0.27389 |  | 0.46601
0.27389 |  | 0.46597
0.27384 |  | 0.46597
0.27384 |  | 0.46593
0.27383 |  | 0.46591
0.27383 |  | 0.46591
0.27381 |  | 0.46588
0.27375 |  | 0.46588
0.27375 |  | 0.46586
0.27374 |  | 0.46585
0.27372 |  | 0.46581
0.27372 |  | 0.46579
0.27371 |  | 0.46575
0.2737 |  | 0.46574
0.2737 |  | 0.46572
0.27365 |  | 0.46566
0.27362 |  | 0.46566
0.27362 |  | 0.46564
0.27362 |  | 0.46563
0.27361 |  | 0.46559
0.27361 |  | 0.46557
0.27361 |  | 0.46551
0.27361 |  | 0.46549
0.2736 |  | 0.46546
0.27355 |  | 0.46544
0.27354 |  | 0.46542
0.27354 |  | 0.46542
0.27352 |  | 0.46537
0.27351 |  | 0.46537
0.27349 |  | 0.46533
0.27349 |  | 0.46533
0.27349 |  | 0.46531
0.27348 |  | 0.46527
0.27345 |  | 0.46526
0.27344 |  | 0.46518
0.27342 |  | 0.46514
0.27341 |  | 0.46514
0.27339 |  | 0.46509
0.27339 |  | 0.46509
0.27338 |  | 0.46507
0.27337 |  | 0.46503
0.27335 |  | 0.46501
0.27335 |  | 0.465
0.27334 |  | 0.46498
0.27332 |  | 0.46496
0.27331 |  | 0.46492
0.27328 |  | 0.4649
0.27325 |  | 0.4649
0.27323 |  | 0.46484
0.27322 |  | 0.46484
0.27322 |  | 0.46481
0.27319 |  | 0.46475
0.27319 |  | 0.46474
0.27318 |  | 0.46474
0.27316 |  | 0.46468
0.27313 |  | 0.46464
0.27313 |  | 0.46459
0.27313 |  | 0.46459
0.27313 |  | 0.46455
0.27312 |  | 0.46455
0.27309 |  | 0.46451
0.27307 |  | 0.46446
0.27307 |  | 0.46446
0.27307 |  | 0.4644
0.27304 |  | 0.4644
0.27303 |  | 0.46433
0.27302 |  | 0.46433
0.27302 |  | 0.46427
0.273 |  | 0.46424
0.27299 |  | 0.46424
0.27296 |  | 0.4642
0.27296 |  | 0.46416
0.27294 |  | 0.46414
0.27294 |  | 0.46414
0.27294 |  | 0.46411
0.27293 |  | 0.46405
0.2729 |  | 0.46403
0.2729 |  | 0.46399
0.2729 |  | 0.46398
0.2729 |  | 0.46394
0.27286 |  | 0.46394
0.27286 |  | 0.46392
0.27286 |  | 0.4639
0.27286 |  | 0.46387
0.27284 |  | 0.46381
0.27283 |  | 0.46381
0.27281 |  | 0.46375
0.2728 |  | 0.46373
0.27277 |  | 0.46373
0.27277 |  | 0.46373
0.27277 |  | 0.46371
0.27275 |  | 0.46369
0.27274 |  | 0.46364
0.27272 |  | 0.46362
0.27271 |  | 0.46361
0.27271 |  | 0.46355
0.27268 |  | 0.46353
0.27268 |  | 0.46349
0.27268 |  | 0.46347
0.27267 |  | 0.46342
0.27267 |  | 0.46342
0.27262 |  | 0.4634
0.27261 |  | 0.46338
0.27261 |  | 0.46338
0.27261 |  | 0.46333
0.27261 |  | 0.46333
0.27258 |  | 0.46331
0.27257 |  | 0.46329
0.27255 |  | 0.46325
0.27254 |  | 0.46323
0.27252 |  | 0.46322
0.27252 |  | 0.46322
0.27251 |  | 0.4632
0.27249 |  | 0.46316
0.27246 |  | 0.46314
0.27245 |  | 0.46307
0.27242 |  | 0.46305
0.27242 |  | 0.46305
0.27242 |  | 0.46303
0.27241 |  | 0.46302
0.27239 |  | 0.463
0.27239 |  | 0.46298
0.27238 |  | 0.46294
0.27238 |  | 0.46292
0.27235 |  | 0.46288
0.27233 |  | 0.46287
0.27233 |  | 0.46283
0.27231 |  | 0.46281
0.27231 |  | 0.46279
0.27231 |  | 0.46276
0.27228 |  | 0.46272
0.27225 |  | 0.4627
0.27225 |  | 0.4627
0.27222 |  | 0.46268
0.27222 |  | 0.46265
0.27221 |  | 0.46262
0.27221 |  | 0.46262
0.27216 |  | 0.46257
0.27216 |  | 0.46253
0.27216 |  | 0.46249
0.27216 |  | 0.46249
0.27215 |  | 0.46246
0.27212 |  | 0.46244
0.27212 |  | 0.46242
0.27212 |  | 0.46241
0.2721 |  | 0.46239
0.27209 |  | 0.46237
0.27207 |  | 0.46231
0.27206 |  | 0.46229
0.27206 |  | 0.46228
0.27205 |  | 0.46224
0.27203 |  | 0.46222
0.27203 |  | 0.46218
0.272 |  | 0.46218
0.27199 |  | 0.46218
0.27198 |  | 0.46212
0.27198 |  | 0.46211
0.27198 |  | 0.46207
0.27194 |  | 0.46205
0.27193 |  | 0.46203
0.27193 |  | 0.46201
0.27192 |  | 0.46195
0.27189 |  | 0.46194
0.27187 |  | 0.46192
0.27186 |  | 0.46187
0.27186 |  | 0.46183
0.27184 |  | 0.46183
0.27184 |  | 0.46181
0.27179 |  | 0.46177
0.27179 |  | 0.46177
0.27179 |  | 0.46174
0.27176 |  | 0.46174
0.27176 |  | 0.46168
0.27174 |  | 0.46164
0.27171 |  | 0.46164
0.2717 |  | 0.46162
0.2717 |  | 0.46161
0.2717 |  | 0.46159
0.27168 |  | 0.46155
0.27168 |  | 0.4615
0.27168 |  | 0.4615
0.27167 |  | 0.46148
0.27166 |  | 0.46145
0.27163 |  | 0.46143
0.27161 |  | 0.46139
0.2716 |  | 0.46139
0.27158 |  | 0.46135
0.27158 |  | 0.46134
0.27157 |  | 0.46132
0.27155 |  | 0.4613
0.27155 |  | 0.46129
0.27155 |  | 0.46123
0.27153 |  | 0.46123
0.27151 |  | 0.46119
0.27151 |  | 0.46112
0.2715 |  | 0.46112
0.27148 |  | 0.46106
0.27147 |  | 0.46102
0.27147 |  | 0.46099
0.27145 |  | 0.46097
0.27145 |  | 0.46093
0.27143 |  | 0.46091
0.27141 |  | 0.46089
0.27141 |  | 0.46085
0.2714 |  | 0.46084
0.2714 |  | 0.46082
0.27138 |  | 0.46082
0.27137 |  | 0.46078
0.27135 |  | 0.46076
0.27132 |  | 0.46076
0.27132 |  | 0.46071
0.27132 |  | 0.46067
0.27131 |  | 0.46063
0.2713 |  | 0.46063
0.2713 |  | 0.46061
0.27128 |  | 0.46059
0.27127 |  | 0.46056
0.27125 |  | 0.46052
0.27124 |  | 0.46048
0.27124 |  | 0.46044
0.27121 |  | 0.4604
0.27118 |  | 0.46039
0.27116 |  | 0.46039
0.27115 |  | 0.46035
0.27115 |  | 0.46035
0.27115 |  | 0.46033
0.27112 |  | 0.46031
0.27111 |  | 0.46027
0.27109 |  | 0.46025
0.27109 |  | 0.46023
0.27109 |  | 0.46023
0.27105 |  | 0.46018
0.27103 |  | 0.46016
0.27102 |  | 0.46016
0.27102 |  | 0.4601
0.271 |  | 0.4601
0.271 |  | 0.46004
0.27099 |  | 0.46004
0.27098 |  | 0.46004
0.27096 |  | 0.46004
0.27093 |  | 0.45997
0.27092 |  | 0.45997
0.27092 |  | 0.45993
0.27092 |  | 0.45991
0.2709 |  | 0.45991
0.2709 |  | 0.45991
0.27089 |  | 0.45991
0.27089 |  | 0.4599
0.27087 |  | 0.4599
0.27085 |  | 0.45986
0.27083 |  | 0.45982
0.27082 |  | 0.45978
0.2708 |  | 0.45977
0.2708 |  | 0.45977
0.2708 |  | 0.45971
0.27079 |  | 0.45969
0.27079 |  | 0.45964
0.27079 |  | 0.45962
0.27077 |  | 0.4596
0.27076 |  | 0.45952
0.27076 |  | 0.45952
0.27074 |  | 0.45949
0.2707 |  | 0.45949
0.27069 |  | 0.45947
0.27067 |  | 0.45943
0.27066 |  | 0.45941
0.27066 |  | 0.45937
0.27066 |  | 0.45937
0.27064 |  | 0.45934
0.27063 |  | 0.4593
0.27063 |  | 0.45928
0.27061 |  | 0.45928
0.2706 |  | 0.45922
0.27058 |  | 0.45921
0.27057 |  | 0.45917
0.27057 |  | 0.45911
0.27054 |  | 0.45911
0.27054 |  | 0.45909
0.27053 |  | 0.45907
0.27051 |  | 0.459
0.27048 |  | 0.459
0.27048 |  | 0.45894
0.27048 |  | 0.45894
0.27048 |  | 0.45892
0.27047 |  | 0.45892
0.27047 |  | 0.45888
0.27045 |  | 0.45885
0.27044 |  | 0.45885
0.27042 |  | 0.45883
0.2704 |  | 0.45876
0.27038 |  | 0.45876
0.27038 |  | 0.45868
0.27038 |  | 0.45866
0.27038 |  | 0.45865
0.27031 |  | 0.45863
0.27031 |  | 0.45863
0.27031 |  | 0.45861
0.27031 |  | 0.45857
0.27029 |  | 0.45856
0.27028 |  | 0.4585
0.27027 |  | 0.45846
0.27027 |  | 0.45846
0.27022 |  | 0.45846
0.27022 |  | 0.45844
0.27021 |  | 0.45839
0.27019 |  | 0.45837
0.27018 |  | 0.45835
0.27018 |  | 0.45831
0.27018 |  | 0.45831
0.27015 |  | 0.45825
0.27014 |  | 0.45822
0.27012 |  | 0.4582
0.27011 |  | 0.4582
0.27011 |  | 0.45816
0.27011 |  | 0.45814
0.27008 |  | 0.45807
0.27006 |  | 0.45801
0.27003 |  | 0.45799
0.27002 |  | 0.45799
0.27001 |  | 0.45795
0.27001 |  | 0.45795
0.26999 |  | 0.45794
0.26996 |  | 0.45794
0.26996 |  | 0.45786
0.26995 |  | 0.45786
0.26995 |  | 0.45786
0.26993 |  | 0.45781
0.26992 |  | 0.45781
0.26989 |  | 0.45779
0.26989 |  | 0.45771
0.26989 |  | 0.45768
0.26989 |  | 0.45766
0.26986 |  | 0.45762
0.26983 |  | 0.4576
0.26982 |  | 0.45758
0.26982 |  | 0.45753
0.26982 |  | 0.45751
0.2698 |  | 0.45751
0.26977 |  | 0.45747
0.26977 |  | 0.45746
0.26976 |  | 0.4574
0.26975 |  | 0.4574
0.26973 |  | 0.45736
0.2697 |  | 0.45735
0.2697 |  | 0.45731
0.26969 |  | 0.45729
0.26969 |  | 0.45727
0.26969 |  | 0.45725
0.26969 |  | 0.45724
0.26969 |  | 0.4572
0.26969 |  | 0.45718
0.26967 |  | 0.45718
0.26964 |  | 0.45714
0.26964 |  | 0.45712
0.26963 |  | 0.45709
0.26961 |  | 0.45706
0.2696 |  | 0.45703
0.26957 |  | 0.45703
0.26957 |  | 0.457
0.26957 |  | 0.457
0.26953 |  | 0.45696
0.26953 |  | 0.4569
0.26953 |  | 0.45688
0.26953 |  | 0.45684
0.26951 |  | 0.45683
0.26951 |  | 0.45679
0.26949 |  | 0.45675
0.26949 |  | 0.45669
0.26947 |  | 0.45669
0.26947 |  | 0.45667
0.26944 |  | 0.45667
0.26944 |  | 0.45666
0.26944 |  | 0.45664
0.26943 |  | 0.4566
0.26941 |  | 0.45658
0.26941 |  | 0.45654
0.2694 |  | 0.45654
0.2694 |  | 0.45649
0.26937 |  | 0.45649
0.26937 |  | 0.45647
0.26937 |  | 0.45646
0.26935 |  | 0.45642
0.26931 |  | 0.45642
0.2693 |  | 0.4564
0.2693 |  | 0.45638
0.2693 |  | 0.45633
0.2693 |  | 0.45633
0.2693 |  | 0.45631
0.26927 |  | 0.45622
0.26925 |  | 0.45622
0.26924 |  | 0.45618
0.26924 |  | 0.45616
0.26922 |  | 0.45616
0.26922 |  | 0.45612
0.26921 |  | 0.4561
0.26919 |  | 0.4561
0.26916 |  | 0.45606
0.26916 |  | 0.45603
0.26916 |  | 0.456
0.26915 |  | 0.45598
0.26915 |  | 0.45596
0.26914 |  | 0.45592
0.26912 |  | 0.45589
0.26911 |  | 0.45587
0.26911 |  | 0.45587
0.26908 |  | 0.45584
0.26908 |  | 0.45584
0.26906 |  | 0.4558
0.26905 |  | 0.45578
0.26903 |  | 0.45578
0.26903 |  | 0.45576
0.26903 |  | 0.45572
0.26903 |  | 0.45569
0.26899 |  | 0.45567
0.26899 |  | 0.45567
0.26899 |  | 0.45563
0.26898 |  | 0.45559
0.26896 |  | 0.45554
0.26896 |  | 0.45554
0.26896 |  | 0.45554
0.26893 |  | 0.4555
0.26892 |  | 0.45547
0.2689 |  | 0.45541
0.26889 |  | 0.45541
0.26887 |  | 0.45537
0.26886 |  | 0.45535
0.26886 |  | 0.45533
0.26883 |  | 0.4553
0.26882 |  | 0.45526
0.26882 |  | 0.45522
0.2688 |  | 0.45522
0.26879 |  | 0.45519
0.26879 |  | 0.45519
0.26879 |  | 0.45513
0.26876 |  | 0.45513
0.26874 |  | 0.45511
0.26874 |  | 0.45509
0.26872 |  | 0.45504
0.2687 |  | 0.45504
0.2687 |  | 0.455
0.2687 |  | 0.45497
0.2687 |  | 0.45491
0.26869 |  | 0.45491
0.26869 |  | 0.45489
0.26867 |  | 0.45487
0.26864 |  | 0.45485
0.26864 |  | 0.45482
0.26863 |  | 0.45482
0.26863 |  | 0.45482
0.26861 |  | 0.45476
0.26861 |  | 0.45476
0.2686 |  | 0.4547
0.26857 |  | 0.45468
0.26857 |  | 0.45468
0.26856 |  | 0.45467
0.26856 |  | 0.45465
0.26856 |  | 0.45463
0.26854 |  | 0.45459
0.26854 |  | 0.45458
0.26853 |  | 0.45458
0.26851 |  | 0.45456
0.2685 |  | 0.45454
0.26848 |  | 0.45449
0.26845 |  | 0.45445
0.26845 |  | 0.45445
0.26845 |  | 0.45443
0.26843 |  | 0.45443
0.26841 |  | 0.45441
0.2684 |  | 0.45438
0.2684 |  | 0.45432
0.2684 |  | 0.45432
0.2684 |  | 0.45432
0.26837 |  | 0.4543
0.26835 |  | 0.45429
0.26835 |  | 0.45427
0.26834 |  | 0.45423
0.2683 |  | 0.45421
0.2683 |  | 0.4542
0.2683 |  | 0.4542
0.2683 |  | 0.45412
0.26828 |  | 0.45412
0.26825 |  | 0.45408
0.26824 |  | 0.45406
0.26824 |  | 0.45404
0.26822 |  | 0.45401
0.2682 |  | 0.45399
0.2682 |  | 0.45399
0.2682 |  | 0.45395
0.26818 |  | 0.45393
0.26817 |  | 0.45391
0.26815 |  | 0.45388
0.26815 |  | 0.45382
0.26814 |  | 0.45382
0.26812 |  | 0.4538
0.26811 |  | 0.45377
0.26809 |  | 0.45373
0.26809 |  | 0.45369
0.26809 |  | 0.45369
0.26806 |  | 0.45366
0.26805 |  | 0.45364
0.26805 |  | 0.45364
0.26804 |  | 0.45362
0.26804 |  | 0.45358
0.26802 |  | 0.45355
0.26801 |  | 0.45349
0.26798 |  | 0.45349
0.26796 |  | 0.45347
0.26796 |  | 0.45343
0.26795 |  | 0.4534
0.26795 |  | 0.45338
0.26795 |  | 0.45336
0.26794 |  | 0.4533
0.26792 |  | 0.45328
0.26791 |  | 0.45328
0.26791 |  | 0.45326
0.26791 |  | 0.45325
0.26789 |  | 0.45321
0.26788 |  | 0.45317
0.26786 |  | 0.45315
0.26785 |  | 0.4531
0.26783 |  | 0.4531
0.26783 |  | 0.45309
0.26781 |  | 0.45305
0.26779 |  | 0.45305
0.26779 |  | 0.45303
0.26778 |  | 0.45303
0.26776 |  | 0.45297
0.26776 |  | 0.45297
0.26775 |  | 0.45295
0.26773 |  | 0.45295
0.26773 |  | 0.45293
0.26772 |  | 0.45288
0.2677 |  | 0.45286
0.2677 |  | 0.4528
0.2677 |  | 0.4528
0.26769 |  | 0.45274
0.26769 |  | 0.45274
0.26767 |  | 0.45272
0.26764 |  | 0.45271
0.26764 |  | 0.45267
0.26764 |  | 0.45265
0.26762 |  | 0.45263
0.26762 |  | 0.45261
0.26762 |  | 0.45257
0.26759 |  | 0.45257
0.26757 |  | 0.45252
0.26757 |  | 0.45252
0.26757 |  | 0.45248
0.26756 |  | 0.45246
0.26754 |  | 0.45246
0.26753 |  | 0.45244
0.2675 |  | 0.45241
0.2675 |  | 0.45237
0.2675 |  | 0.45235
0.26748 |  | 0.45233
0.26747 |  | 0.45233
0.26746 |  | 0.45227
0.26741 |  | 0.45225
0.26741 |  | 0.45224
0.2674 |  | 0.45224
0.26739 |  | 0.45224
0.26737 |  | 0.45218
0.26735 |  | 0.45214
0.26735 |  | 0.45211
0.26734 |  | 0.45211
0.2673 |  | 0.45207
0.26727 |  | 0.45207
0.26725 |  | 0.45205
0.26725 |  | 0.45204
0.26725 |  | 0.452
0.26725 |  | 0.45198
0.26721 |  | 0.45194
0.26721 |  | 0.45192
0.26718 |  | 0.4519
0.26718 |  | 0.45187
0.26717 |  | 0.45183
0.26717 |  | 0.45183
0.26717 |  | 0.45181
0.26717 |  | 0.45178
0.26717 |  | 0.45178
0.26715 |  | 0.45174
0.26712 |  | 0.45172
0.26712 |  | 0.45172
0.26711 |  | 0.4517
0.26709 |  | 0.45168
0.26706 |  | 0.45161
0.26704 |  | 0.45161
0.26704 |  | 0.45157
0.26702 |  | 0.45157
0.26702 |  | 0.45148
0.26702 |  | 0.45147
0.26701 |  | 0.45147
0.26699 |  | 0.45147
0.26698 |  | 0.45147
0.26695 |  | 0.45145
0.26695 |  | 0.45143
0.2669 |  | 0.45141
0.2669 |  | 0.45135
0.2669 |  | 0.45135
0.2669 |  | 0.45133
0.26689 |  | 0.45127
0.26687 |  | 0.45127
0.26686 |  | 0.45126
0.26683 |  | 0.45122
0.26683 |  | 0.4512
0.26682 |  | 0.4512
0.26682 |  | 0.45119
0.26682 |  | 0.45117
0.2668 |  | 0.45117
0.26678 |  | 0.45111
0.26678 |  | 0.4511
0.26676 |  | 0.45106
0.26675 |  | 0.45102
0.26675 |  | 0.45098
0.26673 |  | 0.45097
0.26672 |  | 0.45095
0.2667 |  | 0.45093
0.2667 |  | 0.45089
0.26669 |  | 0.45089
0.26669 |  | 0.45082
0.26664 |  | 0.4508
0.26663 |  | 0.4508
0.26663 |  | 0.45078
0.26663 |  | 0.45076
0.26662 |  | 0.45074
0.26662 |  | 0.45071
0.2666 |  | 0.45067
0.2666 |  | 0.45065
0.2666 |  | 0.45063
0.26656 |  | 0.45058
0.26656 |  | 0.45056
0.26656 |  | 0.45054
0.26654 |  | 0.4505
0.26654 |  | 0.45046
0.26653 |  | 0.45044
0.2665 |  | 0.45044
0.26649 |  | 0.45043
0.26647 |  | 0.45041
0.26647 |  | 0.45036
0.26646 |  | 0.45036
0.26646 |  | 0.45032
0.26646 |  | 0.4503
0.26643 |  | 0.45028
0.26643 |  | 0.45024
0.26641 |  | 0.45021
0.26641 |  | 0.45021
0.26641 |  | 0.45019
0.26641 |  | 0.45015
0.26641 |  | 0.45014
0.2664 |  | 0.4501
0.26638 |  | 0.45008
0.26637 |  | 0.45006
0.26635 |  | 0.45001
0.26634 |  | 0.45001
0.26634 |  | 0.45001
0.26634 |  | 0.44995
0.26631 |  | 0.44993
0.2663 |  | 0.44991
0.26625 |  | 0.44991
0.26625 |  | 0.44987
0.26625 |  | 0.44984
0.26625 |  | 0.44984
0.26624 |  | 0.4498
0.26622 |  | 0.44977
0.2662 |  | 0.44975
0.26618 |  | 0.44973
0.26617 |  | 0.44971
0.26617 |  | 0.44967
0.26617 |  | 0.44967
0.26617 |  | 0.44964
0.26614 |  | 0.44964
0.26614 |  | 0.44964
0.26612 |  | 0.44962
0.26611 |  | 0.44958
0.26609 |  | 0.44954
0.26607 |  | 0.44952
0.26607 |  | 0.44949
0.26605 |  | 0.44947
0.26605 |  | 0.44945
0.26602 |  | 0.44943
0.26602 |  | 0.44939
0.26599 |  | 0.44938
0.26599 |  | 0.44934
0.26599 |  | 0.44934
0.26599 |  | 0.44932
0.26598 |  | 0.44928
0.26593 |  | 0.44928
0.26593 |  | 0.44925
0.26593 |  | 0.44925
0.26593 |  | 0.44923
0.26589 |  | 0.44919
0.26588 |  | 0.44919
0.26588 |  | 0.44917
0.26588 |  | 0.44917
0.26588 |  | 0.44915
0.26586 |  | 0.44913
0.26586 |  | 0.4491
0.26586 |  | 0.44906
0.26582 |  | 0.44903
0.2658 |  | 0.44903
0.2658 |  | 0.44901
0.2658 |  | 0.44895
0.2658 |  | 0.44893
0.2658 |  | 0.44888
0.26576 |  | 0.44888
0.26575 |  | 0.44886
0.26575 |  | 0.44882
0.26573 |  | 0.44882
0.26573 |  | 0.4488
0.2657 |  | 0.4488
0.2657 |  | 0.44875
0.26569 |  | 0.44873
0.26569 |  | 0.44869
0.26567 |  | 0.44867
0.26566 |  | 0.44863
0.26565 |  | 0.4486
0.26563 |  | 0.44858
0.26563 |  | 0.44858
0.26563 |  | 0.44854
0.26563 |  | 0.44852
0.26563 |  | 0.44851
0.26559 |  | 0.44847
0.26557 |  | 0.44847
0.26556 |  | 0.44845
0.26556 |  | 0.44844
0.26556 |  | 0.44842
0.2655 |  | 0.44842
0.2655 |  | 0.4484
0.26549 |  | 0.4484
0.26547 |  | 0.44834
0.26547 |  | 0.44834
0.26547 |  | 0.44828
0.26546 |  | 0.44827
0.26546 |  | 0.44827
0.26543 |  | 0.44821
0.26541 |  | 0.44821
0.26541 |  | 0.44821
0.26541 |  | 0.44819
0.26539 |  | 0.44815
0.26539 |  | 0.44814
0.26537 |  | 0.44814
0.26537 |  | 0.44808
0.26536 |  | 0.44802
0.26534 |  | 0.44802
0.26534 |  | 0.44801
0.26533 |  | 0.44799
0.26531 |  | 0.44795
0.2653 |  | 0.44795
0.26527 |  | 0.4479
0.26526 |  | 0.44788
0.26526 |  | 0.44786
0.26524 |  | 0.44784
0.26524 |  | 0.44781
0.26521 |  | 0.44781
0.26518 |  | 0.44777
0.26518 |  | 0.44775
0.26518 |  | 0.44773
0.26517 |  | 0.44771
0.26517 |  | 0.44767
0.26514 |  | 0.44765
0.26513 |  | 0.44764
0.26511 |  | 0.44762
0.26511 |  | 0.4476
0.26511 |  | 0.44758
0.26511 |  | 0.44756
0.26508 |  | 0.44749
0.26507 |  | 0.44747
0.26505 |  | 0.44745
0.26505 |  | 0.44745
0.26505 |  | 0.44743
0.26502 |  | 0.44741
0.26501 |  | 0.4474
0.26501 |  | 0.44734
0.265 |  | 0.44732
0.26497 |  | 0.4473
0.26495 |  | 0.44725
0.26495 |  | 0.44725
0.26495 |  | 0.44721
0.26494 |  | 0.44721
0.26494 |  | 0.44719
0.26494 |  | 0.44719
0.26488 |  | 0.44716
0.26488 |  | 0.44716
0.26486 |  | 0.4471
0.26485 |  | 0.4471
0.26485 |  | 0.44704
0.26484 |  | 0.44704
0.26484 |  | 0.44704
0.26481 |  | 0.44701
0.26481 |  | 0.44697
0.26481 |  | 0.44693
0.26476 |  | 0.44693
0.26475 |  | 0.44692
0.26473 |  | 0.44688
0.26473 |  | 0.44686
0.26473 |  | 0.44685
0.26472 |  | 0.44681
0.26472 |  | 0.44679
0.26471 |  | 0.44677
0.26471 |  | 0.44674
0.26469 |  | 0.44674
0.26468 |  | 0.4467
0.26466 |  | 0.44666
0.26465 |  | 0.44666
0.26465 |  | 0.44661
0.26463 |  | 0.44659
0.26457 |  | 0.44653
0.26457 |  | 0.44651
0.26456 |  | 0.44649
0.26456 |  | 0.44646
0.26455 |  | 0.44644
0.26453 |  | 0.4464
0.26452 |  | 0.4464
0.2645 |  | 0.44636
0.2645 |  | 0.44633
0.26447 |  | 0.44633
0.26447 |  | 0.44631
0.26446 |  | 0.44628
0.26444 |  | 0.44626
0.26443 |  | 0.44624
0.26441 |  | 0.44624
0.26441 |  | 0.44622
0.2644 |  | 0.44618
0.2644 |  | 0.44618
0.26437 |  | 0.44616
0.26436 |  | 0.44614
0.26436 |  | 0.44612
0.26436 |  | 0.4461
0.26434 |  | 0.44608
0.26433 |  | 0.44607
0.26433 |  | 0.44599
0.26433 |  | 0.44599
0.26431 |  | 0.44599
0.26431 |  | 0.44597
0.26428 |  | 0.44596
0.26428 |  | 0.44594
0.26425 |  | 0.44592
0.26425 |  | 0.4459
0.26424 |  | 0.4459
0.26424 |  | 0.44588
0.26422 |  | 0.44584
0.26419 |  | 0.44582
0.26419 |  | 0.44582
0.26417 |  | 0.44581
0.26417 |  | 0.44579
0.26414 |  | 0.44577
0.26414 |  | 0.44573
0.26414 |  | 0.44571
0.26414 |  | 0.44569
0.26411 |  | 0.44561
0.26409 |  | 0.44558
0.26408 |  | 0.44556
0.26406 |  | 0.44556
0.26406 |  | 0.44554
0.26405 |  | 0.44552
0.26402 |  | 0.44547
0.26401 |  | 0.44547
0.26401 |  | 0.44545
0.26401 |  | 0.44543
0.26398 |  | 0.44539
0.26398 |  | 0.44535
0.26396 |  | 0.44535
0.26396 |  | 0.44532
0.26396 |  | 0.4453
0.26393 |  | 0.44528
0.26392 |  | 0.44528
0.2639 |  | 0.44525
0.2639 |  | 0.44521
0.2639 |  | 0.44519
0.2639 |  | 0.44517
0.2639 |  | 0.44515
0.26389 |  | 0.44515
0.26388 |  | 0.44509
0.26386 |  | 0.44506
0.26385 |  | 0.44504
0.26385 |  | 0.44502
0.26383 |  | 0.44499
0.26382 |  | 0.44495
0.26382 |  | 0.44493
0.26382 |  | 0.44491
0.26379 |  | 0.44487
0.26379 |  | 0.44482
0.26377 |  | 0.44482
0.26376 |  | 0.44476
0.26375 |  | 0.44476
0.26375 |  | 0.44474
0.26375 |  | 0.4447
0.26375 |  | 0.44466
0.2637 |  | 0.44462
0.26369 |  | 0.44462
0.26367 |  | 0.44457
0.26367 |  | 0.44457
0.26367 |  | 0.44455
0.26366 |  | 0.44451
0.26366 |  | 0.44451
0.26364 |  | 0.44449
0.26363 |  | 0.44446
0.2636 |  | 0.44444
0.26359 |  | 0.4444
0.26359 |  | 0.44437
0.26357 |  | 0.44435
0.26357 |  | 0.44435
0.26356 |  | 0.44435
0.26356 |  | 0.44431
0.26354 |  | 0.44424
0.26354 |  | 0.4442
0.26351 |  | 0.4442
0.2635 |  | 0.44417
0.26348 |  | 0.44411
0.26347 |  | 0.44411
0.26346 |  | 0.44409
0.26346 |  | 0.44405
0.26346 |  | 0.44401
0.26344 |  | 0.444
0.26343 |  | 0.44398
0.26341 |  | 0.44396
0.26338 |  | 0.44394
0.26338 |  | 0.44394
0.26338 |  | 0.44392
0.26338 |  | 0.44386
0.26335 |  | 0.44385
0.26335 |  | 0.44385
0.26335 |  | 0.44383
0.26331 |  | 0.44379
0.26331 |  | 0.44377
0.26331 |  | 0.44377
0.26331 |  | 0.44375
0.26329 |  | 0.44373
0.26328 |  | 0.44372
0.26327 |  | 0.4437
0.26325 |  | 0.44366
0.26324 |  | 0.44362
0.26324 |  | 0.44359
0.26322 |  | 0.44355
0.26321 |  | 0.44353
0.26321 |  | 0.44353
0.26316 |  | 0.44351
0.26316 |  | 0.44349
0.26315 |  | 0.44349
0.26315 |  | 0.44344
0.26314 |  | 0.44342
0.26314 |  | 0.4434
0.26312 |  | 0.4434
0.26311 |  | 0.44335
0.26309 |  | 0.44335
0.26308 |  | 0.44328
0.26308 |  | 0.44326
0.26306 |  | 0.44324
0.26306 |  | 0.44322
0.26306 |  | 0.4432
0.26303 |  | 0.4432
0.263 |  | 0.44318
0.263 |  | 0.44318
0.263 |  | 0.44315
0.26299 |  | 0.44311
0.26295 |  | 0.44309
0.26295 |  | 0.44307
0.26295 |  | 0.44305
0.26295 |  | 0.44305
0.26295 |  | 0.44304
0.26293 |  | 0.443
0.26293 |  | 0.44296
0.26292 |  | 0.44296
0.26289 |  | 0.44292
0.26289 |  | 0.44292
0.26287 |  | 0.4429
0.26287 |  | 0.44288
0.26286 |  | 0.44287
0.26285 |  | 0.44283
0.26285 |  | 0.44281
0.26285 |  | 0.44279
0.26285 |  | 0.44276
0.26283 |  | 0.44272
0.26282 |  | 0.4427
0.26279 |  | 0.4427
0.26276 |  | 0.44268
0.26276 |  | 0.44265
0.26276 |  | 0.44265
0.26276 |  | 0.44263
0.26276 |  | 0.44258
0.26274 |  | 0.44256
0.26273 |  | 0.44254
0.26271 |  | 0.4425
0.2627 |  | 0.4425
0.26267 |  | 0.44246
0.26267 |  | 0.44245
0.26267 |  | 0.44239
0.26267 |  | 0.44237
0.26266 |  | 0.44233
0.26263 |  | 0.44231
0.26263 |  | 0.44228
0.26263 |  | 0.44228
0.2626 |  | 0.44228
0.2626 |  | 0.44224
0.26258 |  | 0.44222
0.26258 |  | 0.4422
0.26257 |  | 0.44218
0.26254 |  | 0.44214
0.26253 |  | 0.44212
0.26251 |  | 0.44211
0.26251 |  | 0.44209
0.2625 |  | 0.44209
0.26247 |  | 0.44205
0.26247 |  | 0.442
0.26244 |  | 0.44198
0.26243 |  | 0.44194
0.26243 |  | 0.44192
0.26243 |  | 0.44187
0.26243 |  | 0.44187
0.2624 |  | 0.44187
0.2624 |  | 0.44187
0.2624 |  | 0.44185
0.2624 |  | 0.44183
0.26235 |  | 0.44181
0.26235 |  | 0.44178
0.26235 |  | 0.44178
0.26235 |  | 0.44172
0.26234 |  | 0.4417
0.26233 |  | 0.4417
0.26233 |  | 0.4417
0.26231 |  | 0.44168
0.26228 |  | 0.44166
0.26225 |  | 0.44164
0.26224 |  | 0.44163
0.26222 |  | 0.44159
0.26222 |  | 0.44157
0.26221 |  | 0.44153
0.26219 |  | 0.44152
0.26218 |  | 0.44152
0.26216 |  | 0.4415
0.26215 |  | 0.44148
0.26215 |  | 0.44142
0.26214 |  | 0.44142
0.26212 |  | 0.44138
0.26211 |  | 0.44138
0.26209 |  | 0.44137
0.26208 |  | 0.44133
0.26208 |  | 0.44127
0.26205 |  | 0.44125
0.26203 |  | 0.44125
0.26202 |  | 0.44122
0.26202 |  | 0.44114
0.26202 |  | 0.44112
0.26201 |  | 0.44111
0.26199 |  | 0.44109
0.26198 |  | 0.44105
0.26198 |  | 0.44103
0.26196 |  | 0.44103
0.26195 |  | 0.44101
0.26195 |  | 0.44098
0.26192 |  | 0.44094
0.26192 |  | 0.44092
0.2619 |  | 0.4409
0.2619 |  | 0.4409
0.2619 |  | 0.44088
0.26189 |  | 0.44085
0.26189 |  | 0.44083
0.26186 |  | 0.44079
0.26186 |  | 0.44077
0.26186 |  | 0.44075
0.26183 |  | 0.44071
0.26183 |  | 0.4407
0.26182 |  | 0.44068
0.26179 |  | 0.44068
0.26179 |  | 0.44064
0.26179 |  | 0.44064
0.26179 |  | 0.44064
0.26176 |  | 0.44058
0.26176 |  | 0.44057
0.26173 |  | 0.44055
0.26173 |  | 0.44051
0.26172 |  | 0.44051
0.26172 |  | 0.44051
0.2617 |  | 0.44049
0.26169 |  | 0.44046
0.26169 |  | 0.44042
0.26166 |  | 0.44038
0.26165 |  | 0.44038
0.26163 |  | 0.44034
0.26162 |  | 0.44032
0.2616 |  | 0.44031
0.26157 |  | 0.44025
0.26157 |  | 0.44023
0.26157 |  | 0.44021
0.26157 |  | 0.44021
0.26156 |  | 0.44019
0.26153 |  | 0.44017
0.26153 |  | 0.44015
0.26151 |  | 0.44013
0.26151 |  | 0.4401
0.26148 |  | 0.4401
0.26147 |  | 0.44008
0.26146 |  | 0.44008
0.26146 |  | 0.44008
0.26144 |  | 0.44004
0.26141 |  | 0.44002
0.26141 |  | 0.44
0.2614 |  | 0.43995
0.26138 |  | 0.43993
0.26138 |  | 0.43991
0.26138 |  | 0.43989
0.26137 |  | 0.43987
0.26135 |  | 0.43987
0.26134 |  | 0.43983
0.26134 |  | 0.43983
0.26131 |  | 0.43982
0.26128 |  | 0.43978
0.26128 |  | 0.43976
0.26128 |  | 0.43971
0.26128 |  | 0.43971
0.26127 |  | 0.43971
0.26127 |  | 0.43969
0.26125 |  | 0.43965
0.26124 |  | 0.43961
0.26124 |  | 0.43958
0.26122 |  | 0.43958
0.26119 |  | 0.43954
0.26118 |  | 0.4395
0.26117 |  | 0.43948
0.26117 |  | 0.43944
0.26117 |  | 0.43942
0.26117 |  | 0.43942
0.26115 |  | 0.4394
0.26112 |  | 0.43935
0.26112 |  | 0.43935
0.26112 |  | 0.43932
0.26111 |  | 0.43932
0.26111 |  | 0.4393
0.26111 |  | 0.43928
0.26111 |  | 0.43926
0.26108 |  | 0.43924
0.26105 |  | 0.4392
0.26104 |  | 0.43914
0.26104 |  | 0.43914
0.26102 |  | 0.43913
0.26102 |  | 0.43909
0.26102 |  | 0.43906
0.26102 |  | 0.43904
0.26102 |  | 0.43902
0.26101 |  | 0.439
0.26099 |  | 0.43898
0.26098 |  | 0.43896
0.26098 |  | 0.43895
0.26098 |  | 0.43893
0.26098 |  | 0.43885
0.26093 |  | 0.43883
0.26091 |  | 0.43883
0.26091 |  | 0.4388
0.26091 |  | 0.43878
0.26088 |  | 0.43876
0.26086 |  | 0.43876
0.26086 |  | 0.43872
0.26085 |  | 0.43872
0.26085 |  | 0.43866
0.26083 |  | 0.43863
0.26083 |  | 0.43861
0.2608 |  | 0.43861
0.2608 |  | 0.43857
0.2608 |  | 0.43857
0.26077 |  | 0.43853
0.26075 |  | 0.43851
0.26075 |  | 0.43848
0.26075 |  | 0.43848
0.26075 |  | 0.43842
0.26072 |  | 0.4384
0.2607 |  | 0.4384
0.26069 |  | 0.43836
0.26069 |  | 0.43835
0.26069 |  | 0.43831
0.26066 |  | 0.43831
0.26066 |  | 0.43829
0.26066 |  | 0.43825
0.26064 |  | 0.43823
0.26064 |  | 0.43822
0.2606 |  | 0.4382
0.26059 |  | 0.43816
0.26059 |  | 0.43816
0.26059 |  | 0.43812
0.26059 |  | 0.4381
0.26056 |  | 0.43807
0.26056 |  | 0.43807
0.26054 |  | 0.43803
0.26054 |  | 0.43799
0.26053 |  | 0.43799
0.26053 |  | 0.43799
0.26053 |  | 0.43796
0.26051 |  | 0.43792
0.2605 |  | 0.4379
0.2605 |  | 0.43786
0.26048 |  | 0.43782
0.26047 |  | 0.43781
0.26044 |  | 0.43779
0.26044 |  | 0.43777
0.26044 |  | 0.43775
0.26041 |  | 0.43775
0.2604 |  | 0.43773
0.26038 |  | 0.4377
0.26037 |  | 0.43768
0.26035 |  | 0.43764
0.26032 |  | 0.43764
0.26032 |  | 0.43763
0.26032 |  | 0.43757
0.26032 |  | 0.43755
0.26031 |  | 0.43755
0.2603 |  | 0.43753
0.2603 |  | 0.43748
0.26028 |  | 0.43746
0.26027 |  | 0.43746
0.26024 |  | 0.43744
0.26024 |  | 0.43739
0.26022 |  | 0.43739
0.26022 |  | 0.43739
0.26022 |  | 0.43733
0.26022 |  | 0.43731
0.26021 |  | 0.43728
0.26021 |  | 0.43726
0.26018 |  | 0.43726
0.26017 |  | 0.4372
0.26017 |  | 0.4372
0.26014 |  | 0.4372
0.26014 |  | 0.43714
0.26011 |  | 0.43713
0.26009 |  | 0.43713
0.26008 |  | 0.43713
0.26008 |  | 0.43709
0.26006 |  | 0.43709
0.26005 |  | 0.43705
0.26005 |  | 0.43703
0.26003 |  | 0.43701
0.26002 |  | 0.43699
0.25998 |  | 0.43695
0.25998 |  | 0.43695
0.25998 |  | 0.43694
0.25996 |  | 0.43692
0.25995 |  | 0.4369
0.25993 |  | 0.43688
0.25993 |  | 0.43686
0.2599 |  | 0.43682
0.2599 |  | 0.43681
0.25989 |  | 0.43681
0.25988 |  | 0.43677
0.25988 |  | 0.43675
0.25983 |  | 0.43671
0.25982 |  | 0.4367
0.25982 |  | 0.43668
0.25982 |  | 0.43666
0.25982 |  | 0.43664
0.25979 |  | 0.43664
0.25979 |  | 0.43664
0.25979 |  | 0.4366
0.25976 |  | 0.4366
0.25976 |  | 0.43659
0.25974 |  | 0.43651
0.25972 |  | 0.43649
0.25972 |  | 0.43649
0.25972 |  | 0.43649
0.25972 |  | 0.43647
0.25972 |  | 0.43645
0.25969 |  | 0.43642
0.25969 |  | 0.43634
0.25966 |  | 0.43632
0.25966 |  | 0.4363
0.25966 |  | 0.43628
0.25964 |  | 0.43626
0.25963 |  | 0.43623
0.2596 |  | 0.43621
0.25958 |  | 0.43621
0.25958 |  | 0.43618
0.25956 |  | 0.43618
0.25956 |  | 0.43616
0.25954 |  | 0.43614
0.25954 |  | 0.43612
0.25953 |  | 0.43609
0.25953 |  | 0.43603
0.2595 |  | 0.43603
0.25948 |  | 0.43597
0.25948 |  | 0.43597
0.25947 |  | 0.43592
0.25946 |  | 0.43592
0.25946 |  | 0.4359
0.25946 |  | 0.43586
0.25944 |  | 0.4358
0.25941 |  | 0.43578
0.25938 |  | 0.43575
0.25938 |  | 0.43575
0.25938 |  | 0.43573
0.25938 |  | 0.43569
0.25937 |  | 0.43565
0.25937 |  | 0.43565
0.25936 |  | 0.43565
0.25934 |  | 0.43565
0.25933 |  | 0.43564
0.25931 |  | 0.43564
0.2593 |  | 0.4356
0.2593 |  | 0.43558
0.25928 |  | 0.43556
0.25928 |  | 0.43554
0.25927 |  | 0.43554
0.25925 |  | 0.4355
0.25922 |  | 0.4355
0.25921 |  | 0.43546
0.25921 |  | 0.43545
0.25921 |  | 0.43541
0.25921 |  | 0.43535
0.25918 |  | 0.43535
0.25918 |  | 0.43535
0.25918 |  | 0.43533
0.25916 |  | 0.43532
0.25915 |  | 0.43532
0.25914 |  | 0.43526
0.25914 |  | 0.43524
0.25912 |  | 0.43522
0.25911 |  | 0.4352
0.25911 |  | 0.4352
0.25908 |  | 0.43518
0.25908 |  | 0.43517
0.25906 |  | 0.43515
0.25905 |  | 0.43511
0.25905 |  | 0.43507
0.25903 |  | 0.43507
0.25903 |  | 0.43504
0.25902 |  | 0.43504
0.25901 |  | 0.43502
0.25899 |  | 0.43498
0.25899 |  | 0.43496
0.25899 |  | 0.43494
0.25899 |  | 0.4349
0.25898 |  | 0.4349
0.25898 |  | 0.43487
0.25896 |  | 0.43487
0.25892 |  | 0.43483
0.25892 |  | 0.43483
0.25892 |  | 0.43481
0.25892 |  | 0.43477
0.2589 |  | 0.43476
0.25889 |  | 0.43472
0.25886 |  | 0.4347
0.25886 |  | 0.4347
0.25885 |  | 0.43464
0.25885 |  | 0.43464
0.25882 |  | 0.43459
0.25882 |  | 0.43457
0.25882 |  | 0.43457
0.25882 |  | 0.43455
0.2588 |  | 0.43451
0.25879 |  | 0.43449
0.25879 |  | 0.43447
0.25876 |  | 0.43447
0.25875 |  | 0.43446
0.25873 |  | 0.43446
0.25873 |  | 0.4344
0.25872 |  | 0.43435
0.2587 |  | 0.43435
0.25869 |  | 0.43431
0.25867 |  | 0.43427
0.25864 |  | 0.43425
0.25863 |  | 0.43423
0.25863 |  | 0.43422
0.25863 |  | 0.4342
0.25861 |  | 0.4342
0.2586 |  | 0.43412
0.25859 |  | 0.43412
0.25856 |  | 0.43407
0.25854 |  | 0.43405
0.25854 |  | 0.43405
0.25853 |  | 0.43403
0.25853 |  | 0.43401
0.25853 |  | 0.43397
0.25853 |  | 0.43396
0.25851 |  | 0.43394
0.25847 |  | 0.43392
0.25847 |  | 0.43391
0.25847 |  | 0.43389
0.25847 |  | 0.43387
0.25847 |  | 0.43384
0.25845 |  | 0.43381
0.25844 |  | 0.43376
0.25844 |  | 0.43376
0.25841 |  | 0.43374
0.25841 |  | 0.4337
0.25841 |  | 0.4337
0.25839 |  | 0.43369
0.25838 |  | 0.43363
0.25837 |  | 0.43361
0.25835 |  | 0.43357
0.25834 |  | 0.43357
0.25834 |  | 0.43357
0.25832 |  | 0.43354
0.25831 |  | 0.43352
0.25828 |  | 0.43352
0.25828 |  | 0.43349
0.25828 |  | 0.43347
0.25828 |  | 0.43341
0.25826 |  | 0.43339
0.25826 |  | 0.43339
0.25826 |  | 0.43335
0.25824 |  | 0.43335
0.25822 |  | 0.43333
0.25821 |  | 0.43328
0.25821 |  | 0.43326
0.25821 |  | 0.43326
0.25819 |  | 0.43321
0.25818 |  | 0.43321
0.25818 |  | 0.43317
0.25815 |  | 0.43314
0.25815 |  | 0.43314
0.25813 |  | 0.4331
0.25812 |  | 0.43306
0.2581 |  | 0.433
0.2581 |  | 0.43299
0.2581 |  | 0.43297
0.25809 |  | 0.43295
0.25806 |  | 0.43295
0.25806 |  | 0.43295
0.25805 |  | 0.43291
0.25805 |  | 0.43287
0.25805 |  | 0.43286
0.25805 |  | 0.43284
0.25802 |  | 0.43284
0.25802 |  | 0.43282
0.25799 |  | 0.43278
0.25797 |  | 0.43276
0.25795 |  | 0.43276
0.25795 |  | 0.43272
0.25793 |  | 0.4327
0.25792 |  | 0.43265
0.25792 |  | 0.43265
0.25789 |  | 0.43259
0.25787 |  | 0.43257
0.25786 |  | 0.43255
0.25786 |  | 0.43253
0.25786 |  | 0.4325
0.25784 |  | 0.43248
0.25783 |  | 0.43248
0.25783 |  | 0.43245
0.25782 |  | 0.43241
0.25779 |  | 0.43237
0.25779 |  | 0.43235
0.25779 |  | 0.43235
0.25779 |  | 0.43233
0.25776 |  | 0.43226
0.25774 |  | 0.43224
0.25774 |  | 0.4322
0.25773 |  | 0.43218
0.25773 |  | 0.43217
0.2577 |  | 0.43213
0.2577 |  | 0.43212
0.25769 |  | 0.43206
0.25767 |  | 0.43202
0.25767 |  | 0.43202
0.25767 |  | 0.43196
0.25767 |  | 0.43195
0.25764 |  | 0.43193
0.25764 |  | 0.43191
0.25763 |  | 0.43191
0.2576 |  | 0.43191
0.2576 |  | 0.43188
0.25759 |  | 0.43186
0.25759 |  | 0.43186
0.25759 |  | 0.43184
0.25756 |  | 0.4318
0.25756 |  | 0.4318
0.25754 |  | 0.43178
0.25754 |  | 0.43175
0.25751 |  | 0.43175
0.25751 |  | 0.43173
0.25751 |  | 0.43173
0.2575 |  | 0.43167
0.25748 |  | 0.43165
0.25748 |  | 0.43163
0.25747 |  | 0.43162
0.25744 |  | 0.43158
0.25744 |  | 0.43154
0.25744 |  | 0.43153
0.25742 |  | 0.43151
0.2574 |  | 0.43149
0.25738 |  | 0.43149
0.25738 |  | 0.43145
0.25737 |  | 0.43143
0.25734 |  | 0.43138
0.25732 |  | 0.43138
0.25732 |  | 0.43136
0.25732 |  | 0.43134
0.25731 |  | 0.4313
0.2573 |  | 0.43127
0.25728 |  | 0.43123
0.25725 |  | 0.43121
0.25725 |  | 0.4312
0.25724 |  | 0.43118
0.25722 |  | 0.43114
0.25722 |  | 0.43112
0.25722 |  | 0.43112
0.25722 |  | 0.4311
0.25722 |  | 0.43108
0.25721 |  | 0.43101
0.2572 |  | 0.43101
0.25718 |  | 0.43095
0.25718 |  | 0.43095
0.25715 |  | 0.43092
0.25714 |  | 0.4309
0.25712 |  | 0.43088
0.25711 |  | 0.43088
0.25709 |  | 0.43084
0.25709 |  | 0.43079
0.25709 |  | 0.43079
0.25709 |  | 0.43077
0.25708 |  | 0.43075
0.25706 |  | 0.43074
0.25703 |  | 0.43074
0.25702 |  | 0.43072
0.25702 |  | 0.43066
0.25702 |  | 0.43066
0.25702 |  | 0.4306
0.257 |  | 0.43057
0.25699 |  | 0.43057
0.25698 |  | 0.43055
0.25698 |  | 0.43052
0.25698 |  | 0.43048
0.25698 |  | 0.43044
0.25696 |  | 0.43044
0.25695 |  | 0.4304
0.25693 |  | 0.4304
0.25692 |  | 0.4304
0.25692 |  | 0.43039
0.25689 |  | 0.43035
0.25689 |  | 0.43033
0.25689 |  | 0.43031
0.25686 |  | 0.43025
0.25685 |  | 0.43024
0.25685 |  | 0.43024
0.25683 |  | 0.4302
0.25683 |  | 0.43018
0.25683 |  | 0.43014
0.25682 |  | 0.43014
0.2568 |  | 0.43012
0.25677 |  | 0.4301
0.25677 |  | 0.43007
0.25677 |  | 0.43001
0.25677 |  | 0.43001
0.25675 |  | 0.42999
0.25675 |  | 0.42996
0.25673 |  | 0.42992
0.25669 |  | 0.42992
0.25669 |  | 0.42988
0.25669 |  | 0.42988
0.25669 |  | 0.42985
0.25667 |  | 0.42983
0.25664 |  | 0.42983
0.25664 |  | 0.42981
0.25664 |  | 0.42978
0.25664 |  | 0.42976
0.25662 |  | 0.42974
0.2566 |  | 0.4297
0.2566 |  | 0.4297
0.25659 |  | 0.4297
0.25656 |  | 0.42966
0.25654 |  | 0.42964
0.25651 |  | 0.42959
0.25651 |  | 0.42959
0.25651 |  | 0.42959
0.2565 |  | 0.42955
0.2565 |  | 0.42951
0.2565 |  | 0.42948
0.25649 |  | 0.42946
0.25644 |  | 0.42946
0.25644 |  | 0.42944
0.25644 |  | 0.42942
0.25643 |  | 0.42937
0.25643 |  | 0.42933
0.25643 |  | 0.42929
0.25637 |  | 0.42929
0.25637 |  | 0.42927
0.25636 |  | 0.42923
0.25636 |  | 0.42922
0.25633 |  | 0.42922
0.25633 |  | 0.42918
0.25631 |  | 0.42918
0.25631 |  | 0.42914
0.2563 |  | 0.42912
0.25628 |  | 0.4291
0.25626 |  | 0.42909
0.25626 |  | 0.42907
0.25624 |  | 0.42905
0.25624 |  | 0.42901
0.25624 |  | 0.429
0.25623 |  | 0.42896
0.2562 |  | 0.42892
0.2562 |  | 0.42889
0.2562 |  | 0.42889
0.25618 |  | 0.42887
0.25617 |  | 0.42887
0.25617 |  | 0.42883
0.25617 |  | 0.42878
0.25614 |  | 0.42878
0.25612 |  | 0.42876
0.25612 |  | 0.42872
0.25612 |  | 0.42872
0.25611 |  | 0.42868
0.25609 |  | 0.42866
0.25607 |  | 0.42862
0.25607 |  | 0.4286
0.25607 |  | 0.4286
0.25605 |  | 0.42856
0.25602 |  | 0.42854
0.25599 |  | 0.42853
0.25598 |  | 0.42853
0.25596 |  | 0.42851
0.25595 |  | 0.42849
0.25595 |  | 0.42847
0.25595 |  | 0.42846
0.25595 |  | 0.42842
0.25595 |  | 0.4284
0.25594 |  | 0.42838
0.25591 |  | 0.42834
0.25588 |  | 0.4283
0.25588 |  | 0.42829
0.25586 |  | 0.42825
0.25585 |  | 0.42823
0.25585 |  | 0.42817
0.25585 |  | 0.42817
0.25581 |  | 0.42817
0.25579 |  | 0.42814
0.25579 |  | 0.42812
0.25579 |  | 0.42809
0.25578 |  | 0.42807
0.25578 |  | 0.42805
0.25576 |  | 0.42805
0.25576 |  | 0.42803
0.25575 |  | 0.42799
0.25572 |  | 0.42796
0.25572 |  | 0.42792
0.25571 |  | 0.4279
0.25569 |  | 0.4279
0.25569 |  | 0.42788
0.25567 |  | 0.42786
0.25567 |  | 0.42786
0.25566 |  | 0.42781
0.25566 |  | 0.42779
0.25563 |  | 0.42778
0.25563 |  | 0.42776
0.25562 |  | 0.42776
0.25562 |  | 0.42774
0.2556 |  | 0.42768
0.2556 |  | 0.42766
0.25557 |  | 0.42764
0.25557 |  | 0.42763
0.25556 |  | 0.42759
0.25553 |  | 0.42753
0.25553 |  | 0.42751
0.25553 |  | 0.4275
0.25552 |  | 0.4275
0.25552 |  | 0.4275
0.25552 |  | 0.42746
0.2555 |  | 0.42745
0.25549 |  | 0.42743
0.25547 |  | 0.42741
0.25547 |  | 0.42737
0.25546 |  | 0.42737
0.25544 |  | 0.42735
0.25544 |  | 0.42731
0.25544 |  | 0.42728
0.25543 |  | 0.42728
0.2554 |  | 0.42726
0.2554 |  | 0.42722
0.2554 |  | 0.42718
0.25539 |  | 0.42718
0.25536 |  | 0.42713
0.25536 |  | 0.42713
0.25534 |  | 0.42711
0.25533 |  | 0.42705
0.25533 |  | 0.42703
0.25533 |  | 0.42703
0.25531 |  | 0.42703
0.2553 |  | 0.42696
0.2553 |  | 0.42696
0.25528 |  | 0.42692
0.25527 |  | 0.42692
0.25525 |  | 0.42692
0.25524 |  | 0.4269
0.25524 |  | 0.42687
0.25523 |  | 0.42683
0.25523 |  | 0.42683
0.2552 |  | 0.42681
0.25518 |  | 0.4268
0.25518 |  | 0.4268
0.25518 |  | 0.42674
0.25518 |  | 0.42672
0.25514 |  | 0.42666
0.25512 |  | 0.42664
0.25512 |  | 0.42661
0.25512 |  | 0.42661
0.25511 |  | 0.42659
0.2551 |  | 0.42657
0.25508 |  | 0.42653
0.25508 |  | 0.42652
0.25507 |  | 0.42648
0.25507 |  | 0.42646
0.25504 |  | 0.42644
0.25499 |  | 0.42642
0.25499 |  | 0.42639
0.25498 |  | 0.42637
0.25497 |  | 0.42633
0.25495 |  | 0.42629
0.25495 |  | 0.42628
0.25495 |  | 0.42628
0.25495 |  | 0.42628
0.25492 |  | 0.42628
0.25491 |  | 0.42622
0.25489 |  | 0.4262
0.25489 |  | 0.4262
0.25489 |  | 0.42617
0.25488 |  | 0.42615
0.25488 |  | 0.42613
0.25486 |  | 0.42613
0.25486 |  | 0.42611
0.25484 |  | 0.42605
0.25482 |  | 0.42604
0.25479 |  | 0.42604
0.25479 |  | 0.426
0.25478 |  | 0.426
0.25478 |  | 0.42596
0.25478 |  | 0.42594
0.25478 |  | 0.42592
0.25475 |  | 0.42592
0.25473 |  | 0.42591
0.25472 |  | 0.42589
0.25472 |  | 0.42585
0.25472 |  | 0.42585
0.25472 |  | 0.42583
0.25469 |  | 0.42579
0.25468 |  | 0.42579
0.25466 |  | 0.42576
0.25465 |  | 0.42574
0.25463 |  | 0.42572
0.25463 |  | 0.42572
0.25463 |  | 0.4257
0.25463 |  | 0.42568
0.25462 |  | 0.42568
0.25459 |  | 0.42563
0.25459 |  | 0.42563
0.25457 |  | 0.42561
0.25457 |  | 0.42555
0.25455 |  | 0.42555
0.25455 |  | 0.42552
0.25455 |  | 0.4255
0.25455 |  | 0.42548
0.25455 |  | 0.42546
0.25455 |  | 0.42544
0.25452 |  | 0.4254
0.2545 |  | 0.42539
0.25449 |  | 0.42537
0.25449 |  | 0.42537
0.25444 |  | 0.42533
0.25444 |  | 0.42528
0.25443 |  | 0.42526
0.25442 |  | 0.42524
0.25442 |  | 0.42522
0.2544 |  | 0.4252
0.25439 |  | 0.42518
0.25437 |  | 0.42516
0.25437 |  | 0.42514
0.25437 |  | 0.42511
0.25436 |  | 0.42511
0.25434 |  | 0.42507
0.25431 |  | 0.42503
0.25431 |  | 0.42503
0.2543 |  | 0.42501
0.2543 |  | 0.425
0.25428 |  | 0.42496
0.25427 |  | 0.42496
0.25427 |  | 0.42494
0.25426 |  | 0.42492
0.25426 |  | 0.4249
0.25426 |  | 0.42488
0.25421 |  | 0.42488
0.25421 |  | 0.42481
0.2542 |  | 0.42481
0.25418 |  | 0.42477
0.25417 |  | 0.42477
0.25415 |  | 0.42475
0.25415 |  | 0.4247
0.25413 |  | 0.42468
0.25411 |  | 0.42464
0.25411 |  | 0.4246
0.25411 |  | 0.4246
0.25411 |  | 0.4246
0.25407 |  | 0.4246
0.25405 |  | 0.42459
0.25404 |  | 0.42457
0.25404 |  | 0.42453
0.25404 |  | 0.42451
0.25402 |  | 0.42447
0.254 |  | 0.42446
0.254 |  | 0.42444
0.25397 |  | 0.42442
0.25397 |  | 0.4244
0.25397 |  | 0.42434
0.25397 |  | 0.42434
0.25397 |  | 0.42434
0.25395 |  | 0.42429
0.25394 |  | 0.42425
0.25394 |  | 0.42421
0.25392 |  | 0.42421
0.25389 |  | 0.42416
0.25388 |  | 0.42416
0.25386 |  | 0.42414
0.25386 |  | 0.42412
0.25386 |  | 0.42408
0.25386 |  | 0.42407
0.25384 |  | 0.42405
0.25382 |  | 0.42405
0.25381 |  | 0.42401
0.25381 |  | 0.42399
0.25381 |  | 0.42397
0.25381 |  | 0.42397
0.25381 |  | 0.42394
0.25381 |  | 0.4239
0.25376 |  | 0.42388
0.25376 |  | 0.42385
0.25376 |  | 0.42385
0.25376 |  | 0.42381
0.25373 |  | 0.42377
0.2537 |  | 0.42377
0.2537 |  | 0.42377
0.2537 |  | 0.42375
0.25369 |  | 0.4237
0.25366 |  | 0.42368
0.25366 |  | 0.42364
0.25364 |  | 0.42364
0.25363 |  | 0.4236
0.25363 |  | 0.42357
0.25362 |  | 0.42357
0.2536 |  | 0.42353
0.2536 |  | 0.42351
0.2536 |  | 0.42349
0.25359 |  | 0.42344
0.25357 |  | 0.42344
0.25356 |  | 0.42342
0.25353 |  | 0.42338
0.25353 |  | 0.42334
0.25352 |  | 0.42334
0.25352 |  | 0.42334
0.25352 |  | 0.42331
0.2535 |  | 0.42329
0.2535 |  | 0.42327
0.25349 |  | 0.42325
0.25346 |  | 0.42323
0.25344 |  | 0.42321
0.25343 |  | 0.42319
0.25341 |  | 0.42314
0.2534 |  | 0.42314
0.2534 |  | 0.42314
0.25339 |  | 0.4231
0.25336 |  | 0.42306
0.25336 |  | 0.42305
0.25334 |  | 0.42297
0.25334 |  | 0.42297
0.25333 |  | 0.42295
0.25331 |  | 0.42291
0.2533 |  | 0.42291
0.25328 |  | 0.42285
0.25327 |  | 0.42284
0.25327 |  | 0.42284
0.25327 |  | 0.42282
0.25326 |  | 0.4228
0.25326 |  | 0.42277
0.25324 |  | 0.42273
0.25323 |  | 0.42269
0.25323 |  | 0.42269
0.25321 |  | 0.42265
0.25318 |  | 0.42261
0.25316 |  | 0.42258
0.25316 |  | 0.42258
0.25316 |  | 0.42256
0.25316 |  | 0.42252
0.25314 |  | 0.42248
0.25314 |  | 0.42245
0.25313 |  | 0.42243
0.25313 |  | 0.42241
0.25308 |  | 0.42239
0.25308 |  | 0.42237
0.25307 |  | 0.42234
0.25306 |  | 0.42232
0.25304 |  | 0.4223
0.25303 |  | 0.42228
0.253 |  | 0.42224
0.253 |  | 0.42224
0.253 |  | 0.42222
0.25298 |  | 0.42217
0.25297 |  | 0.42215
0.25297 |  | 0.42215
0.25297 |  | 0.42213
0.25292 |  | 0.42211
0.25292 |  | 0.42206
0.25292 |  | 0.42204
0.25291 |  | 0.42202
0.2529 |  | 0.422
0.25288 |  | 0.422
0.25287 |  | 0.42196
0.25285 |  | 0.42193
0.25284 |  | 0.42193
0.25282 |  | 0.42189
0.25282 |  | 0.42185
0.25281 |  | 0.42185
0.25279 |  | 0.42182
0.25278 |  | 0.42178
0.25278 |  | 0.42178
0.25276 |  | 0.42174
0.25274 |  | 0.42172
0.25272 |  | 0.42168
0.25272 |  | 0.42168
0.25272 |  | 0.42165
0.25271 |  | 0.42165
0.25271 |  | 0.42161
0.25271 |  | 0.42159
0.25269 |  | 0.42155
0.25269 |  | 0.42155
0.25266 |  | 0.42153
0.25266 |  | 0.42152
0.25262 |  | 0.42148
0.25262 |  | 0.42146
0.25262 |  | 0.42141
0.25261 |  | 0.42139
0.25261 |  | 0.42137
0.25261 |  | 0.4213
0.25259 |  | 0.4213
0.25259 |  | 0.42124
0.25258 |  | 0.42124
0.25253 |  | 0.42122
0.25252 |  | 0.42117
0.25251 |  | 0.42115
0.25249 |  | 0.42115
0.25249 |  | 0.42111
0.25248 |  | 0.4211
0.25248 |  | 0.4211
0.25248 |  | 0.42106
0.25245 |  | 0.42104
0.25243 |  | 0.42102
0.25243 |  | 0.42102
0.25243 |  | 0.421
0.2524 |  | 0.42098
0.2524 |  | 0.42091
0.25239 |  | 0.42091
0.25238 |  | 0.42087
0.25236 |  | 0.42085
0.25236 |  | 0.42083
0.25235 |  | 0.42083
0.25233 |  | 0.4208
0.25233 |  | 0.42078
0.25232 |  | 0.42076
0.25232 |  | 0.4207
0.25232 |  | 0.4207
0.25227 |  | 0.42069
0.25227 |  | 0.42065
0.25227 |  | 0.42063
0.25226 |  | 0.4206
0.25223 |  | 0.42058
0.25222 |  | 0.42052
0.25222 |  | 0.42052
0.25219 |  | 0.4205
0.25217 |  | 0.42048
0.25217 |  | 0.42045
0.25216 |  | 0.42039
0.25216 |  | 0.42039
0.25214 |  | 0.42036
0.25211 |  | 0.42036
0.25211 |  | 0.42034
0.25211 |  | 0.4203
0.2521 |  | 0.4203
0.25207 |  | 0.42028
0.25207 |  | 0.42023
0.25206 |  | 0.42017
0.25203 |  | 0.42015
0.25203 |  | 0.42011
0.25201 |  | 0.4201
0.252 |  | 0.42008
0.252 |  | 0.42008
0.25199 |  | 0.42006
0.25197 |  | 0.42002
0.25197 |  | 0.42
0.25197 |  | 0.41997
0.25194 |  | 0.41995
0.25191 |  | 0.41995
0.2519 |  | 0.41995
0.2519 |  | 0.41991
0.2519 |  | 0.41987
0.25187 |  | 0.41986
0.25187 |  | 0.41986
0.25186 |  | 0.41982
0.25186 |  | 0.41982
0.25186 |  | 0.41978
0.25184 |  | 0.41976
0.25184 |  | 0.41976
0.25184 |  | 0.41973
0.25183 |  | 0.41971
0.25181 |  | 0.41967
0.2518 |  | 0.41965
0.25178 |  | 0.41963
0.25177 |  | 0.4196
0.25175 |  | 0.41959
0.25175 |  | 0.41957
0.25175 |  | 0.41955
0.25174 |  | 0.4195
0.25173 |  | 0.41948
0.25171 |  | 0.41944
0.25171 |  | 0.41942
0.2517 |  | 0.4194
0.25167 |  | 0.4194
0.25164 |  | 0.41938
0.25164 |  | 0.41937
0.25164 |  | 0.41933
0.25164 |  | 0.41927
0.25164 |  | 0.41923
0.25164 |  | 0.41923
0.25162 |  | 0.41921
0.2516 |  | 0.4192
0.25157 |  | 0.41916
0.25157 |  | 0.41916
0.25157 |  | 0.41914
0.25157 |  | 0.4191
0.25157 |  | 0.41909
0.25157 |  | 0.41905
0.25157 |  | 0.41901
0.25154 |  | 0.41897
0.25152 |  | 0.41897
0.25151 |  | 0.41896
0.25151 |  | 0.41892
0.25148 |  | 0.4189
0.25148 |  | 0.4189
0.25148 |  | 0.41888
0.25147 |  | 0.41884
0.25145 |  | 0.4188
0.25144 |  | 0.41874
0.25144 |  | 0.41872
0.25142 |  | 0.41871
0.25141 |  | 0.41871
0.25139 |  | 0.41871
0.25138 |  | 0.41869
0.25138 |  | 0.41862
0.25138 |  | 0.4186
0.25135 |  | 0.4186
0.25132 |  | 0.41856
0.25131 |  | 0.41855
0.25131 |  | 0.41853
0.25131 |  | 0.41851
0.25126 |  | 0.41845
0.25126 |  | 0.41843
0.25123 |  | 0.41843
0.25123 |  | 0.41841
0.25123 |  | 0.41838
0.25123 |  | 0.41834
0.2512 |  | 0.4183
0.2512 |  | 0.4183
0.2512 |  | 0.4183
0.25117 |  | 0.4183
0.25116 |  | 0.41824
0.25115 |  | 0.41822
0.25113 |  | 0.41822
0.25113 |  | 0.41821
0.25113 |  | 0.41819
0.25113 |  | 0.41813
0.25107 |  | 0.41813
0.25107 |  | 0.41809
0.25107 |  | 0.41808
0.25104 |  | 0.41804
0.25104 |  | 0.418
0.25104 |  | 0.41798
0.25104 |  | 0.41796
0.251 |  | 0.41796
0.25097 |  | 0.41796
0.25097 |  | 0.41795
0.25097 |  | 0.41787
0.25097 |  | 0.41785
0.25096 |  | 0.41785
0.25091 |  | 0.41783
0.2509 |  | 0.41781
0.2509 |  | 0.41778
0.2509 |  | 0.41778
0.2509 |  | 0.41774
0.25088 |  | 0.41768
0.25087 |  | 0.41766
0.25084 |  | 0.41762
0.25084 |  | 0.41762
0.25084 |  | 0.41759
0.2508 |  | 0.41753
0.2508 |  | 0.41753
0.25078 |  | 0.41751
0.25078 |  | 0.41748
0.25078 |  | 0.41748
0.25078 |  | 0.41746
0.25078 |  | 0.41744
0.25077 |  | 0.4174
0.25074 |  | 0.41738
0.25074 |  | 0.41735
0.25072 |  | 0.41735
0.25072 |  | 0.41731
0.25072 |  | 0.41729
0.25072 |  | 0.41727
0.25071 |  | 0.41727
0.2507 |  | 0.41723
0.25065 |  | 0.41719
0.25065 |  | 0.41719
0.25065 |  | 0.41716
0.25064 |  | 0.41714
0.25062 |  | 0.41712
0.25062 |  | 0.41712
0.25062 |  | 0.41708
0.25062 |  | 0.41706
0.25061 |  | 0.41706
0.25061 |  | 0.41705
0.25061 |  | 0.41703
0.25058 |  | 0.41701
0.25057 |  | 0.41701
0.25057 |  | 0.41697
0.25054 |  | 0.41693
0.25052 |  | 0.41693
0.25052 |  | 0.41693
0.25052 |  | 0.41688
0.25052 |  | 0.41688
0.25051 |  | 0.41676
0.25046 |  | 0.41676
0.25046 |  | 0.41676
0.25046 |  | 0.41676
0.25045 |  | 0.41671
0.25045 |  | 0.41667
0.25045 |  | 0.41665
0.25044 |  | 0.41665
0.25041 |  | 0.41663
0.25038 |  | 0.41658
0.25038 |  | 0.41656
0.25038 |  | 0.41656
0.25038 |  | 0.41656
0.25038 |  | 0.41654
0.25035 |  | 0.41651
0.25032 |  | 0.41651
0.25032 |  | 0.41649
0.25032 |  | 0.41649
0.2503 |  | 0.41647
0.25029 |  | 0.41639
0.25029 |  | 0.41639
0.25027 |  | 0.41638
0.25026 |  | 0.41638
0.25023 |  | 0.41634
0.25023 |  | 0.41632
0.25023 |  | 0.41626
0.25023 |  | 0.41626
0.2502 |  | 0.41624
0.25017 |  | 0.41623
0.25017 |  | 0.41621
0.25016 |  | 0.41621
0.25014 |  | 0.41619
0.25014 |  | 0.41617
0.25013 |  | 0.41613
0.25013 |  | 0.41613
0.2501 |  | 0.41611
0.2501 |  | 0.41607
0.2501 |  | 0.41607
0.25009 |  | 0.41606
0.25007 |  | 0.41606
0.25006 |  | 0.416
0.25004 |  | 0.41598
0.25004 |  | 0.41596
0.25003 |  | 0.41596
0.25003 |  | 0.41594
0.25003 |  | 0.41591
0.25 |  | 0.41591
0.24998 |  | 0.41587
0.24998 |  | 0.41585
0.24997 |  | 0.41578
0.24994 |  | 0.41578
0.24994 |  | 0.41578
0.24993 |  | 0.41573
0.24993 |  | 0.41573
0.24993 |  | 0.41571
0.2499 |  | 0.41569
0.24987 |  | 0.41563
0.24985 |  | 0.41561
0.24985 |  | 0.4156
0.24985 |  | 0.4156
0.24984 |  | 0.4156
0.24982 |  | 0.41556
0.24982 |  | 0.41556
0.24982 |  | 0.4155
0.2498 |  | 0.41546
0.24978 |  | 0.41546
0.24975 |  | 0.41541
0.24975 |  | 0.41541
0.24975 |  | 0.41535
0.24975 |  | 0.41535
0.24975 |  | 0.41533
0.24974 |  | 0.41531
0.24972 |  | 0.41526
0.24972 |  | 0.41525
0.2497 |  | 0.41525
0.24968 |  | 0.41519
0.24968 |  | 0.41517
0.24966 |  | 0.41517
0.24965 |  | 0.41515
0.24965 |  | 0.41513
0.24964 |  | 0.41511
0.24964 |  | 0.41509
0.24961 |  | 0.41509
0.24961 |  | 0.41504
0.24961 |  | 0.41498
0.24958 |  | 0.41496
0.24956 |  | 0.41492
0.24953 |  | 0.41492
0.24953 |  | 0.41491
0.24952 |  | 0.41485
0.24952 |  | 0.41483
0.24949 |  | 0.41481
0.24948 |  | 0.41481
0.24946 |  | 0.41481
0.24946 |  | 0.4148
0.24943 |  | 0.41474
0.24943 |  | 0.41472
0.24943 |  | 0.41471
0.24943 |  | 0.41471
0.24943 |  | 0.41469
0.24939 |  | 0.41469
0.24939 |  | 0.41463
0.24937 |  | 0.41461
0.24936 |  | 0.41461
0.24933 |  | 0.41457
0.24933 |  | 0.41454
0.24931 |  | 0.41452
0.24929 |  | 0.4145
0.24927 |  | 0.41446
0.24927 |  | 0.41443
0.24926 |  | 0.41443
0.24924 |  | 0.41441
0.24924 |  | 0.41437
0.24924 |  | 0.41433
0.24924 |  | 0.41431
0.24921 |  | 0.41431
0.2492 |  | 0.41426
0.2492 |  | 0.41424
0.24918 |  | 0.41424
0.24917 |  | 0.41421
0.24917 |  | 0.41419
0.24917 |  | 0.41419
0.24914 |  | 0.41419
0.24914 |  | 0.41417
0.24914 |  | 0.41413
0.24913 |  | 0.41413
0.24913 |  | 0.41413
0.2491 |  | 0.41409
0.2491 |  | 0.41406
0.24907 |  | 0.41406
0.24906 |  | 0.41404
0.24906 |  | 0.414
0.24906 |  | 0.41394
0.24903 |  | 0.41394
0.24903 |  | 0.41393
0.24903 |  | 0.41393
0.249 |  | 0.41389
0.24897 |  | 0.41387
0.24897 |  | 0.41385
0.24894 |  | 0.41383
0.24894 |  | 0.4138
0.24894 |  | 0.41376
0.24894 |  | 0.41376
0.24891 |  | 0.4137
0.24891 |  | 0.4137
0.24891 |  | 0.41366
0.24891 |  | 0.41362
0.24887 |  | 0.41358
0.24885 |  | 0.41358
0.24885 |  | 0.41351
0.24884 |  | 0.41351
0.24882 |  | 0.41345
0.24882 |  | 0.41343
0.24882 |  | 0.41341
0.24879 |  | 0.4134
0.24878 |  | 0.41338
0.24876 |  | 0.41333
0.24876 |  | 0.41329
0.24875 |  | 0.41327
0.24874 |  | 0.41323
0.24874 |  | 0.41323
0.24871 |  | 0.41321
0.24871 |  | 0.4132
0.24871 |  | 0.41318
0.24866 |  | 0.41316
0.24865 |  | 0.4131
0.24865 |  | 0.4131
0.24864 |  | 0.41307
0.24862 |  | 0.41305
0.24861 |  | 0.41303
0.24859 |  | 0.41303
0.24858 |  | 0.41297
0.24855 |  | 0.41295
0.24855 |  | 0.41294
0.24855 |  | 0.41292
0.24855 |  | 0.41292
0.24855 |  | 0.4129
0.24852 |  | 0.41288
0.2485 |  | 0.41286
0.2485 |  | 0.41286
0.24849 |  | 0.41282
0.24848 |  | 0.41278
0.24846 |  | 0.41278
0.24846 |  | 0.41276
0.24845 |  | 0.41275
0.24845 |  | 0.41275
0.24843 |  | 0.41273
0.24842 |  | 0.41271
0.24842 |  | 0.41271
0.24842 |  | 0.41269
0.24842 |  | 0.41264
0.2484 |  | 0.41262
0.2484 |  | 0.41259
0.24839 |  | 0.41259
0.24838 |  | 0.41257
0.24835 |  | 0.41254
0.24833 |  | 0.41254
0.24833 |  | 0.41253
0.24832 |  | 0.41251
0.24832 |  | 0.41245
0.24829 |  | 0.41243
0.24829 |  | 0.41243
0.24829 |  | 0.41238
0.24827 |  | 0.41238
0.24826 |  | 0.41238
0.24823 |  | 0.41235
0.24821 |  | 0.41234
0.2482 |  | 0.4123
0.24817 |  | 0.41226
0.24816 |  | 0.41222
0.24816 |  | 0.41222
0.24816 |  | 0.41222
0.24813 |  | 0.4122
0.24813 |  | 0.41217
0.24813 |  | 0.41215
0.24811 |  | 0.41211
0.2481 |  | 0.41209
0.2481 |  | 0.41209
0.24808 |  | 0.41207
0.24808 |  | 0.41203
0.24807 |  | 0.41198
0.24807 |  | 0.41198
0.24806 |  | 0.41196
0.24804 |  | 0.41194
0.24803 |  | 0.41192
0.24801 |  | 0.41189
0.248 |  | 0.41188
0.248 |  | 0.41183
0.248 |  | 0.41181
0.248 |  | 0.41178
0.24795 |  | 0.41178
0.24794 |  | 0.41178
0.24793 |  | 0.41176
0.24791 |  | 0.41174
0.24791 |  | 0.4117
0.2479 |  | 0.41166
0.2479 |  | 0.41164
0.2479 |  | 0.41163
0.2479 |  | 0.41159
0.2479 |  | 0.41157
0.24788 |  | 0.41157
0.24784 |  | 0.41156
0.24782 |  | 0.41152
0.24782 |  | 0.4115
0.24781 |  | 0.41146
0.24781 |  | 0.4114
0.24779 |  | 0.4114
0.24778 |  | 0.41138
0.24776 |  | 0.41136
0.24775 |  | 0.41135
0.24774 |  | 0.41133
0.24774 |  | 0.41131
0.24771 |  | 0.41129
0.24768 |  | 0.41127
0.24766 |  | 0.41125
0.24766 |  | 0.41125
0.24766 |  | 0.41123
0.24766 |  | 0.41123
0.24766 |  | 0.41118
0.24764 |  | 0.41116
0.24759 |  | 0.41112
0.24759 |  | 0.41112
0.24759 |  | 0.41108
0.24758 |  | 0.41106
0.24758 |  | 0.41101
0.24758 |  | 0.41099
0.24756 |  | 0.41097
0.24756 |  | 0.41095
0.24752 |  | 0.41095
0.24752 |  | 0.41093
0.2475 |  | 0.41089
0.2475 |  | 0.41086
0.24749 |  | 0.41084
0.24747 |  | 0.41082
0.24746 |  | 0.4108
0.24746 |  | 0.41078
0.24745 |  | 0.41074
0.24745 |  | 0.41071
0.24745 |  | 0.41071
0.24742 |  | 0.41069
0.24742 |  | 0.41067
0.2474 |  | 0.4106
0.24739 |  | 0.4106
0.24737 |  | 0.4106
0.24736 |  | 0.41056
0.24736 |  | 0.41052
0.24736 |  | 0.41051
0.24733 |  | 0.41049
0.24733 |  | 0.41049
0.24733 |  | 0.41043
0.24732 |  | 0.41043
0.24732 |  | 0.41037
0.2473 |  | 0.41036
0.2473 |  | 0.41034
0.24729 |  | 0.41031
0.24727 |  | 0.41031
0.24727 |  | 0.41031
0.24726 |  | 0.41027
0.24723 |  | 0.41025
0.24723 |  | 0.41023
0.24722 |  | 0.41021
0.24722 |  | 0.41019
0.2472 |  | 0.41018
0.24719 |  | 0.41014
0.24717 |  | 0.41011
0.24716 |  | 0.41009
0.24716 |  | 0.41007
0.24716 |  | 0.41005
0.24714 |  | 0.41001
0.24712 |  | 0.41001
0.24712 |  | 0.40999
0.2471 |  | 0.40999
0.24707 |  | 0.40999
0.24706 |  | 0.40994
0.24706 |  | 0.40992
0.24704 |  | 0.40992
0.24703 |  | 0.40988
0.24703 |  | 0.40986
0.24701 |  | 0.40984
0.247 |  | 0.40982
0.247 |  | 0.40975
0.24698 |  | 0.40975
0.24697 |  | 0.40973
0.24696 |  | 0.40973
0.24696 |  | 0.40969
0.24694 |  | 0.40968
0.24693 |  | 0.40965
0.24691 |  | 0.40965
0.24691 |  | 0.40962
0.24691 |  | 0.40962
0.24688 |  | 0.40958
0.24688 |  | 0.40956
0.24685 |  | 0.40952
0.24685 |  | 0.40952
0.24685 |  | 0.40952
0.24682 |  | 0.40951
0.24681 |  | 0.40947
0.2468 |  | 0.40943
0.24678 |  | 0.40941
0.24678 |  | 0.40939
0.24677 |  | 0.40939
0.24677 |  | 0.40935
0.24675 |  | 0.40932
0.24674 |  | 0.4093
0.24672 |  | 0.4093
0.24672 |  | 0.40928
0.24668 |  | 0.40926
0.24668 |  | 0.40926
0.24668 |  | 0.40926
0.24666 |  | 0.40924
0.24666 |  | 0.40919
0.24665 |  | 0.40919
0.24663 |  | 0.40917
0.24662 |  | 0.40912
0.24662 |  | 0.40908
0.24662 |  | 0.40908
0.24659 |  | 0.40906
0.24658 |  | 0.40902
0.24656 |  | 0.40898
0.24656 |  | 0.40896
0.24656 |  | 0.40892
0.24653 |  | 0.40892
0.24651 |  | 0.40892
0.24651 |  | 0.40889
0.24648 |  | 0.40889
0.24648 |  | 0.40887
0.24646 |  | 0.40885
0.24646 |  | 0.40885
0.24645 |  | 0.40879
0.24643 |  | 0.40876
0.24642 |  | 0.40874
0.24639 |  | 0.40874
0.24639 |  | 0.4087
0.24639 |  | 0.40868
0.24636 |  | 0.40868
0.24636 |  | 0.40867
0.24634 |  | 0.40865
0.24634 |  | 0.40863
0.24633 |  | 0.40859
0.24632 |  | 0.40859
0.24627 |  | 0.40859
0.24626 |  | 0.40857
0.24624 |  | 0.40853
0.24624 |  | 0.40851
0.24621 |  | 0.40848
0.24621 |  | 0.40844
0.2462 |  | 0.40843
0.24618 |  | 0.40841
0.24617 |  | 0.40837
0.24617 |  | 0.40833
0.24616 |  | 0.40833
0.24616 |  | 0.40833
0.24616 |  | 0.40831
0.24614 |  | 0.40829
0.24614 |  | 0.40828
0.24611 |  | 0.40826
0.2461 |  | 0.40822
0.24608 |  | 0.40822
0.24607 |  | 0.40822
0.24607 |  | 0.40821
0.24606 |  | 0.40817
0.24606 |  | 0.40813
0.24606 |  | 0.40811
0.24606 |  | 0.40811
0.24604 |  | 0.40811
0.246 |  | 0.40811
0.246 |  | 0.40807
0.24598 |  | 0.40804
0.24598 |  | 0.408
0.24598 |  | 0.40798
0.24597 |  | 0.40794
0.24597 |  | 0.40794
0.24595 |  | 0.40793
0.24591 |  | 0.40793
0.24591 |  | 0.40789
0.24591 |  | 0.40785
0.2459 |  | 0.40781
0.24587 |  | 0.40781
0.24587 |  | 0.40777
0.24587 |  | 0.40774
0.24584 |  | 0.4077
0.24584 |  | 0.4077
0.24582 |  | 0.40768
0.24581 |  | 0.40768
0.2458 |  | 0.40765
0.2458 |  | 0.40763
0.24578 |  | 0.40759
0.24577 |  | 0.40755
0.24575 |  | 0.40753
0.24575 |  | 0.40752
0.24574 |  | 0.4075
0.24572 |  | 0.40746
0.24572 |  | 0.40746
0.24571 |  | 0.40744
0.2457 |  | 0.40741
0.2457 |  | 0.40737
0.2457 |  | 0.40737
0.24567 |  | 0.40737
0.24564 |  | 0.40737
0.24564 |  | 0.40733
0.24562 |  | 0.40732
0.24561 |  | 0.40732
0.24561 |  | 0.40728
0.24559 |  | 0.40722
0.24559 |  | 0.4072
0.24555 |  | 0.4072
0.24555 |  | 0.40718
0.24554 |  | 0.40715
0.24554 |  | 0.40711
0.24552 |  | 0.40709
0.24551 |  | 0.40707
0.24549 |  | 0.40705
0.24549 |  | 0.40702
0.24548 |  | 0.40698
0.24546 |  | 0.40698
0.24546 |  | 0.40696
0.24545 |  | 0.40692
0.24545 |  | 0.40691
0.24544 |  | 0.40691
0.24542 |  | 0.40691
0.24541 |  | 0.40685
0.24541 |  | 0.40683
0.24538 |  | 0.40679
0.24538 |  | 0.40679
0.24538 |  | 0.40677
0.24538 |  | 0.40676
0.24536 |  | 0.40674
0.24536 |  | 0.40674
0.24533 |  | 0.40674
0.24532 |  | 0.4067
0.24531 |  | 0.40668
0.24531 |  | 0.40668
0.24528 |  | 0.40662
0.24528 |  | 0.40662
0.24526 |  | 0.40658
0.24526 |  | 0.40658
0.24525 |  | 0.40658
0.24525 |  | 0.40655
0.24519 |  | 0.40651
0.24519 |  | 0.40651
0.24519 |  | 0.40644
0.24519 |  | 0.40638
0.24519 |  | 0.40635
0.24516 |  | 0.40633
0.24516 |  | 0.40631
0.24515 |  | 0.40629
0.24513 |  | 0.40627
0.24512 |  | 0.40625
0.2451 |  | 0.40625
0.2451 |  | 0.40623
0.2451 |  | 0.40619
0.2451 |  | 0.40615
0.24509 |  | 0.40614
0.24509 |  | 0.40612
0.24506 |  | 0.40607
0.24506 |  | 0.40605
0.24504 |  | 0.40601
0.24503 |  | 0.40595
0.24503 |  | 0.40595
0.24502 |  | 0.40595
0.245 |  | 0.40594
0.24499 |  | 0.40592
0.24497 |  | 0.4059
0.24497 |  | 0.40589
0.24497 |  | 0.40587
0.24496 |  | 0.40587
0.24496 |  | 0.40581
0.24496 |  | 0.40577
0.24494 |  | 0.40577
0.24493 |  | 0.40577
0.24488 |  | 0.40572
0.24488 |  | 0.4057
0.24487 |  | 0.40569
0.24485 |  | 0.40565
0.24484 |  | 0.40563
0.24482 |  | 0.40563
0.24481 |  | 0.40563
0.24481 |  | 0.40557
0.24481 |  | 0.40557
0.2448 |  | 0.40554
0.24478 |  | 0.40554
0.24477 |  | 0.40548
0.24474 |  | 0.40546
0.24471 |  | 0.40542
0.24471 |  | 0.40542
0.24471 |  | 0.4054
0.24471 |  | 0.40539
0.2447 |  | 0.40533
0.2447 |  | 0.40531
0.24467 |  | 0.40531
0.24467 |  | 0.40531
0.24465 |  | 0.40527
0.24465 |  | 0.40523
0.24464 |  | 0.40523
0.24462 |  | 0.40518
0.24462 |  | 0.40518
0.24462 |  | 0.40516
0.24461 |  | 0.40513
0.24458 |  | 0.40513
0.24458 |  | 0.40511
0.24457 |  | 0.40509
0.24457 |  | 0.40507
0.24455 |  | 0.40503
0.24454 |  | 0.40503
0.24454 |  | 0.40497
0.24454 |  | 0.40494
0.24454 |  | 0.40492
0.24454 |  | 0.4049
0.24449 |  | 0.4049
0.24448 |  | 0.40486
0.24446 |  | 0.40486
0.24445 |  | 0.40483
0.24444 |  | 0.40481
0.24444 |  | 0.40481
0.24442 |  | 0.40477
0.24441 |  | 0.40473
0.24439 |  | 0.4047
0.24438 |  | 0.4047
0.24438 |  | 0.40468
0.24438 |  | 0.40466
0.24436 |  | 0.4046
0.24435 |  | 0.40459
0.24433 |  | 0.40459
0.24432 |  | 0.40457
0.24432 |  | 0.40453
0.2443 |  | 0.40447
0.24428 |  | 0.40444
0.24428 |  | 0.40444
0.24428 |  | 0.40442
0.24425 |  | 0.4044
0.24425 |  | 0.40436
0.24422 |  | 0.40435
0.24422 |  | 0.40431
0.24422 |  | 0.40427
0.2442 |  | 0.40427
0.2442 |  | 0.40427
0.24417 |  | 0.40424
0.24416 |  | 0.40422
0.24416 |  | 0.40422
0.24416 |  | 0.40418
0.24414 |  | 0.40414
0.24414 |  | 0.40411
0.24414 |  | 0.40407
0.24412 |  | 0.40407
0.2441 |  | 0.40405
0.24409 |  | 0.40403
0.24409 |  | 0.404
0.24409 |  | 0.40398
0.24407 |  | 0.40398
0.24407 |  | 0.40398
0.24406 |  | 0.40393
0.24406 |  | 0.40391
0.24404 |  | 0.40389
0.24403 |  | 0.40389
0.24403 |  | 0.40389
0.24402 |  | 0.40383
0.24402 |  | 0.40383
0.24399 |  | 0.40378
0.24397 |  | 0.40378
0.24397 |  | 0.40376
0.24397 |  | 0.40374
0.24397 |  | 0.40373
0.24397 |  | 0.40371
0.24396 |  | 0.40369
0.24394 |  | 0.40369
0.24394 |  | 0.40365
0.24391 |  | 0.40361
0.24391 |  | 0.4036
0.2439 |  | 0.40358
0.24389 |  | 0.40354
0.24387 |  | 0.4035
0.24386 |  | 0.4035
0.24386 |  | 0.4035
0.24386 |  | 0.40345
0.24383 |  | 0.40343
0.24383 |  | 0.40341
0.24381 |  | 0.40341
0.2438 |  | 0.40339
0.2438 |  | 0.40338
0.24378 |  | 0.40334
0.24377 |  | 0.40334
0.24374 |  | 0.40332
0.24374 |  | 0.40328
0.24374 |  | 0.40327
0.24372 |  | 0.40327
0.24371 |  | 0.40325
0.2437 |  | 0.40321
0.24368 |  | 0.40319
0.24368 |  | 0.40318
0.24367 |  | 0.40316
0.24365 |  | 0.40316
0.24364 |  | 0.40316
0.24362 |  | 0.40314
0.24361 |  | 0.40312
0.24361 |  | 0.4031
0.24361 |  | 0.40306
0.24358 |  | 0.40306
0.24358 |  | 0.40305
0.24358 |  | 0.40303
0.24358 |  | 0.40299
0.24355 |  | 0.40297
0.24355 |  | 0.40295
0.24354 |  | 0.40291
0.24354 |  | 0.40291
0.24352 |  | 0.40288
0.24351 |  | 0.40288
0.24351 |  | 0.40284
0.24348 |  | 0.40282
0.24345 |  | 0.40282
0.24345 |  | 0.40279
0.24344 |  | 0.40277
0.24344 |  | 0.40277
0.24342 |  | 0.40275
0.24342 |  | 0.40271
0.24342 |  | 0.40268
0.24341 |  | 0.40268
0.24338 |  | 0.40266
0.24338 |  | 0.40262
0.24338 |  | 0.40262
0.24338 |  | 0.4026
0.24336 |  | 0.40259
0.24335 |  | 0.40257
0.24334 |  | 0.40255
0.24332 |  | 0.40251
0.24332 |  | 0.40251
0.24329 |  | 0.40249
0.24328 |  | 0.40243
0.24326 |  | 0.4024
0.24326 |  | 0.4024
0.24325 |  | 0.40238
0.24325 |  | 0.40234
0.24323 |  | 0.40234
0.24323 |  | 0.40232
0.24319 |  | 0.40229
0.24318 |  | 0.40227
0.24318 |  | 0.40223
0.24318 |  | 0.40221
0.24318 |  | 0.40219
0.24318 |  | 0.40217
0.24316 |  | 0.40216
0.24315 |  | 0.40208
0.24313 |  | 0.40208
0.24312 |  | 0.40208
0.2431 |  | 0.40208
0.2431 |  | 0.40202
0.24307 |  | 0.40201
0.24306 |  | 0.40201
0.24306 |  | 0.40197
0.24306 |  | 0.40194
0.24305 |  | 0.40192
0.24305 |  | 0.4019
0.24305 |  | 0.40186
0.24305 |  | 0.40182
0.24305 |  | 0.40181
0.243 |  | 0.40181
0.243 |  | 0.40179
0.243 |  | 0.40177
0.243 |  | 0.40171
0.24296 |  | 0.40169
0.24296 |  | 0.40167
0.24296 |  | 0.40166
0.24293 |  | 0.40164
0.24293 |  | 0.40164
0.24293 |  | 0.40156
0.24293 |  | 0.40156
0.24291 |  | 0.40156
0.24291 |  | 0.40155
0.2429 |  | 0.40149
0.24289 |  | 0.40145
0.24289 |  | 0.40145
0.24287 |  | 0.40142
0.24286 |  | 0.40138
0.24286 |  | 0.40136
0.24284 |  | 0.40136
0.24283 |  | 0.40134
0.24281 |  | 0.40134
0.2428 |  | 0.40132
0.2428 |  | 0.40132
0.24279 |  | 0.4013
0.24277 |  | 0.4013
0.24277 |  | 0.40124
0.24276 |  | 0.40122
0.24276 |  | 0.40121
0.24274 |  | 0.40119
0.24274 |  | 0.40117
0.24273 |  | 0.40115
0.24273 |  | 0.40111
0.24268 |  | 0.4011
0.24268 |  | 0.40104
0.24267 |  | 0.40104
0.24267 |  | 0.40104
0.24264 |  | 0.40102
0.24263 |  | 0.401
0.24263 |  | 0.40098
0.24261 |  | 0.40095
0.24261 |  | 0.40093
0.24261 |  | 0.40093
0.2426 |  | 0.40093
0.24258 |  | 0.40091
0.24258 |  | 0.40089
0.24258 |  | 0.40086
0.24255 |  | 0.40082
0.24254 |  | 0.40079
0.24252 |  | 0.40079
0.24252 |  | 0.40077
0.24252 |  | 0.40077
0.24251 |  | 0.40075
0.24249 |  | 0.40071
0.24249 |  | 0.40067
0.24247 |  | 0.40067
0.24244 |  | 0.40066
0.24242 |  | 0.40062
0.24242 |  | 0.4006
0.24242 |  | 0.4006
0.24242 |  | 0.4006
0.24241 |  | 0.40058
0.24239 |  | 0.40057
0.24236 |  | 0.40055
0.24236 |  | 0.40053
0.24235 |  | 0.40051
0.24235 |  | 0.40051
0.24234 |  | 0.40049
0.24232 |  | 0.40049
0.24232 |  | 0.40047
0.24229 |  | 0.40047
0.24228 |  | 0.40044
0.24228 |  | 0.40044
0.24228 |  | 0.4004
0.24228 |  | 0.4004
0.24226 |  | 0.40038
0.24226 |  | 0.40036
0.24223 |  | 0.40032
0.24223 |  | 0.40031
0.24222 |  | 0.40029
0.24222 |  | 0.40025
0.2422 |  | 0.40023
0.24218 |  | 0.40023
0.24216 |  | 0.40021
0.24215 |  | 0.40017
0.24215 |  | 0.40015
0.24215 |  | 0.4001
0.24212 |  | 0.40008
0.24212 |  | 0.40006
0.24212 |  | 0.40006
0.2421 |  | 0.40002
0.2421 |  | 0.40002
0.24206 |  | 0.40002
0.24203 |  | 0.40001
0.24203 |  | 0.39997
0.24203 |  | 0.39991
0.24202 |  | 0.39991
0.242 |  | 0.39989
0.242 |  | 0.39987
0.242 |  | 0.39985
0.242 |  | 0.39985
0.24197 |  | 0.39984
0.24196 |  | 0.39978
0.24196 |  | 0.39976
0.24196 |  | 0.39976
0.24193 |  | 0.39971
0.24193 |  | 0.39971
0.24193 |  | 0.39967
0.24191 |  | 0.39967
0.2419 |  | 0.39967
0.2419 |  | 0.39963
0.24187 |  | 0.39962
0.24186 |  | 0.3996
0.24183 |  | 0.39954
0.24183 |  | 0.39954
0.24183 |  | 0.39952
0.24183 |  | 0.3995
0.24183 |  | 0.39946
0.24183 |  | 0.39945
0.24183 |  | 0.39943
0.24181 |  | 0.39943
0.24181 |  | 0.39941
0.2418 |  | 0.39941
0.24177 |  | 0.39936
0.24177 |  | 0.39934
0.24177 |  | 0.39934
0.24177 |  | 0.3993
0.24177 |  | 0.39928
0.24175 |  | 0.39926
0.24173 |  | 0.39924
0.24173 |  | 0.39924
0.24168 |  | 0.39922
0.24167 |  | 0.39921
0.24167 |  | 0.39919
0.24164 |  | 0.39917
0.24163 |  | 0.39913
0.24163 |  | 0.39913
0.24163 |  | 0.39912
0.24163 |  | 0.39912
0.24163 |  | 0.39908
0.2416 |  | 0.39908
0.24158 |  | 0.39903
0.24157 |  | 0.39901
0.24157 |  | 0.39901
0.24157 |  | 0.39901
0.24154 |  | 0.39901
0.24154 |  | 0.39895
0.24151 |  | 0.39895
0.24151 |  | 0.39895
0.2415 |  | 0.39893
0.2415 |  | 0.3989
0.24148 |  | 0.39886
0.24147 |  | 0.39886
0.24147 |  | 0.39886
0.24144 |  | 0.39884
0.24142 |  | 0.39882
0.24141 |  | 0.3988
0.24141 |  | 0.39878
0.24138 |  | 0.39876
0.24137 |  | 0.39871
0.24137 |  | 0.39869
0.24137 |  | 0.39867
0.24137 |  | 0.39867
0.24135 |  | 0.39867
0.24134 |  | 0.39866
0.24132 |  | 0.39864
0.24129 |  | 0.3986
0.24129 |  | 0.39858
0.24128 |  | 0.39856
0.24127 |  | 0.39854
0.24127 |  | 0.39854
0.24127 |  | 0.3985
0.24127 |  | 0.3985
0.24124 |  | 0.39847
0.24121 |  | 0.39847
0.24121 |  | 0.39843
0.24121 |  | 0.39843
0.24119 |  | 0.39841
0.24118 |  | 0.39839
0.24117 |  | 0.39839
0.24115 |  | 0.39834
0.24114 |  | 0.39832
0.24112 |  | 0.39826
0.24112 |  | 0.3982
0.24111 |  | 0.3982
0.24111 |  | 0.39819
0.24109 |  | 0.39815
0.24108 |  | 0.39814
0.24108 |  | 0.39814
0.24108 |  | 0.39812
0.24106 |  | 0.3981
0.24106 |  | 0.39804
0.24102 |  | 0.39801
0.24101 |  | 0.39801
0.24101 |  | 0.39797
0.24101 |  | 0.39792
0.24099 |  | 0.3979
0.24099 |  | 0.39788
0.24096 |  | 0.39784
0.24095 |  | 0.39782
0.24093 |  | 0.39779
0.24093 |  | 0.39779
0.24092 |  | 0.39775
0.24091 |  | 0.39775
0.24091 |  | 0.39773
0.24091 |  | 0.39769
0.24089 |  | 0.39769
0.24088 |  | 0.39769
0.24086 |  | 0.39764
0.24086 |  | 0.39762
0.24085 |  | 0.39758
0.24085 |  | 0.39757
0.24085 |  | 0.39753
0.24083 |  | 0.39751
0.24082 |  | 0.39751
0.2408 |  | 0.39751
0.2408 |  | 0.39745
0.24079 |  | 0.39745
0.24074 |  | 0.3974
0.24072 |  | 0.3974
0.24072 |  | 0.39738
0.24072 |  | 0.39734
0.24072 |  | 0.39732
0.24067 |  | 0.39732
0.24067 |  | 0.3973
0.24067 |  | 0.39727
0.24064 |  | 0.39723
0.24063 |  | 0.39723
0.24063 |  | 0.39723
0.24061 |  | 0.39721
0.2406 |  | 0.39717
0.2406 |  | 0.39712
0.2406 |  | 0.3971
0.24059 |  | 0.39708
0.24059 |  | 0.39705
0.24057 |  | 0.39703
0.24054 |  | 0.39701
0.24053 |  | 0.39701
0.2405 |  | 0.39701
0.2405 |  | 0.39699
0.2405 |  | 0.39695
0.2405 |  | 0.39692
0.24048 |  | 0.39692
0.24045 |  | 0.39688
0.24044 |  | 0.39688
0.24041 |  | 0.39684
0.24041 |  | 0.39681
0.24041 |  | 0.39679
0.24041 |  | 0.39677
0.2404 |  | 0.39673
0.24037 |  | 0.3967
0.24037 |  | 0.39668
0.24037 |  | 0.39668
0.24037 |  | 0.39664
0.24035 |  | 0.3966
0.24032 |  | 0.3966
0.24031 |  | 0.39658
0.24029 |  | 0.39656
0.24029 |  | 0.39656
0.24029 |  | 0.39649
0.24029 |  | 0.39649
0.24028 |  | 0.39649
0.24026 |  | 0.39647
0.24026 |  | 0.39645
0.24026 |  | 0.39641
0.24024 |  | 0.39641
0.24022 |  | 0.39636
0.24021 |  | 0.39632
0.24021 |  | 0.39632
0.24019 |  | 0.3963
0.24019 |  | 0.39627
0.24019 |  | 0.39627
0.24016 |  | 0.39625
0.24016 |  | 0.39623
0.24012 |  | 0.39621
0.24012 |  | 0.39618
0.24012 |  | 0.39618
0.24012 |  | 0.39618
0.24011 |  | 0.39614
0.24009 |  | 0.39612
0.24009 |  | 0.39612
0.24006 |  | 0.39608
0.24006 |  | 0.39608
0.24006 |  | 0.39605
0.24005 |  | 0.39603
0.24001 |  | 0.39603
0.24001 |  | 0.39601
0.23999 |  | 0.39599
0.23998 |  | 0.39598
0.23995 |  | 0.39594
0.23995 |  | 0.39592
0.23995 |  | 0.3959
0.23995 |  | 0.3959
0.23995 |  | 0.39588
0.23992 |  | 0.39584
0.2399 |  | 0.39582
0.23988 |  | 0.39577
0.23986 |  | 0.39577
0.23986 |  | 0.39577
0.23986 |  | 0.39573
0.23986 |  | 0.3957
0.23986 |  | 0.3957
0.23986 |  | 0.39568
0.23985 |  | 0.39568
0.2398 |  | 0.39566
0.23979 |  | 0.39561
0.23979 |  | 0.39561
0.23979 |  | 0.39561
0.23979 |  | 0.39557
0.23977 |  | 0.39553
0.23976 |  | 0.39551
0.23975 |  | 0.39549
0.23973 |  | 0.39546
0.23972 |  | 0.39546
0.23972 |  | 0.39546
0.2397 |  | 0.39538
0.2397 |  | 0.39536
0.23967 |  | 0.39536
0.23966 |  | 0.39536
0.23966 |  | 0.39536
0.23966 |  | 0.39532
0.23964 |  | 0.39529
0.2396 |  | 0.39527
0.2396 |  | 0.39524
0.2396 |  | 0.39522
0.23959 |  | 0.39518
0.23957 |  | 0.39518
0.23957 |  | 0.39514
0.23957 |  | 0.39511
0.23956 |  | 0.39506
0.23954 |  | 0.39505
0.23953 |  | 0.39503
0.2395 |  | 0.39501
0.2395 |  | 0.39499
0.23949 |  | 0.39495
0.23947 |  | 0.39495
0.23944 |  | 0.39494
0.23944 |  | 0.39486
0.23944 |  | 0.39484
0.23944 |  | 0.39481
0.23938 |  | 0.39481
0.23938 |  | 0.39481
0.23937 |  | 0.39477
0.23937 |  | 0.39471
0.23937 |  | 0.39468
0.23935 |  | 0.39468
0.23935 |  | 0.39466
0.23935 |  | 0.39466
0.23933 |  | 0.39464
0.2393 |  | 0.39464
0.2393 |  | 0.39462
0.2393 |  | 0.39461
0.23928 |  | 0.39459
0.23928 |  | 0.39457
0.23927 |  | 0.39453
0.23924 |  | 0.39453
0.23922 |  | 0.39448
0.23922 |  | 0.39448
0.23922 |  | 0.39448
0.23922 |  | 0.39444
0.23921 |  | 0.3944
0.2392 |  | 0.39438
0.23918 |  | 0.39433
0.23917 |  | 0.39433
0.23914 |  | 0.39433
0.23912 |  | 0.39431
0.23912 |  | 0.39429
0.23912 |  | 0.39425
0.23912 |  | 0.39423
0.23911 |  | 0.39423
0.23909 |  | 0.3942
0.23909 |  | 0.39414
0.23908 |  | 0.39414
0.23908 |  | 0.39414
0.23905 |  | 0.39412
0.23905 |  | 0.39407
0.23904 |  | 0.39407
0.23904 |  | 0.39407
0.23902 |  | 0.39401
0.23901 |  | 0.39397
0.23898 |  | 0.39397
0.23898 |  | 0.39397
0.23895 |  | 0.39396
0.23895 |  | 0.39394
0.23891 |  | 0.3939
0.23891 |  | 0.3939
0.23891 |  | 0.39386
0.23889 |  | 0.39385
0.23889 |  | 0.39381
0.23888 |  | 0.39379
0.23886 |  | 0.39379
0.23885 |  | 0.39373
0.23885 |  | 0.39373
0.2388 |  | 0.39373
0.2388 |  | 0.3937
0.2388 |  | 0.39368
0.2388 |  | 0.39366
0.23879 |  | 0.39364
0.23878 |  | 0.39362
0.23875 |  | 0.39361
0.23875 |  | 0.39361
0.23873 |  | 0.39354
0.23872 |  | 0.39352
0.2387 |  | 0.3935
0.2387 |  | 0.3935
0.2387 |  | 0.3935
0.23869 |  | 0.39348
0.23868 |  | 0.39344
0.23865 |  | 0.39342
0.2386 |  | 0.3934
0.2386 |  | 0.39338
0.2386 |  | 0.39337
0.23859 |  | 0.39335
0.23857 |  | 0.39333
0.23857 |  | 0.39329
0.23854 |  | 0.39327
0.23854 |  | 0.39325
0.23854 |  | 0.39323
0.23853 |  | 0.3932
0.23853 |  | 0.3932
0.23852 |  | 0.39318
0.23852 |  | 0.39316
0.23849 |  | 0.39312
0.23849 |  | 0.39311
0.23849 |  | 0.39309
0.23846 |  | 0.39305
0.23843 |  | 0.39303
0.23843 |  | 0.39301
0.23843 |  | 0.39299
0.23841 |  | 0.39294
0.2384 |  | 0.39294
0.23839 |  | 0.39292
0.23836 |  | 0.3929
0.23836 |  | 0.39287
0.23834 |  | 0.39285
0.23834 |  | 0.39281
0.23833 |  | 0.39279
0.23833 |  | 0.39279
0.23833 |  | 0.39275
0.2383 |  | 0.3927
0.23828 |  | 0.39268
0.23827 |  | 0.39266
0.23826 |  | 0.39262
0.23824 |  | 0.39257
0.23824 |  | 0.39253
0.23823 |  | 0.39251
0.2382 |  | 0.39251
0.2382 |  | 0.39248
0.2382 |  | 0.39245
0.23818 |  | 0.39245
0.23818 |  | 0.39244
0.23817 |  | 0.39244
0.23817 |  | 0.3924
0.23815 |  | 0.3924
0.23815 |  | 0.3924
0.23815 |  | 0.39238
0.23813 |  | 0.39236
0.23813 |  | 0.39234
0.23811 |  | 0.39231
0.2381 |  | 0.39231
0.23808 |  | 0.39231
0.23807 |  | 0.39227
0.23807 |  | 0.39221
0.23807 |  | 0.39221
0.23807 |  | 0.39219
0.23805 |  | 0.39216
0.23804 |  | 0.39216
0.23802 |  | 0.39216
0.23801 |  | 0.39212
0.238 |  | 0.39211
0.23798 |  | 0.39205
0.23797 |  | 0.39205
0.23797 |  | 0.39203
0.23795 |  | 0.39201
0.23795 |  | 0.39198
0.23794 |  | 0.39198
0.23792 |  | 0.39196
0.23789 |  | 0.39194
0.23789 |  | 0.3919
0.23788 |  | 0.39187
0.23788 |  | 0.39185
0.23787 |  | 0.39183
0.23784 |  | 0.39183
0.23782 |  | 0.39179
0.23781 |  | 0.39179
0.23781 |  | 0.39175
0.23779 |  | 0.39174
0.23776 |  | 0.39172
0.23776 |  | 0.3917
0.23776 |  | 0.3917
0.23775 |  | 0.39167
0.23772 |  | 0.39167
0.23772 |  | 0.39161
0.23769 |  | 0.39159
0.23769 |  | 0.39155
0.23768 |  | 0.39153
0.23768 |  | 0.39151
0.23768 |  | 0.39149
0.23766 |  | 0.39149
0.23765 |  | 0.39146
0.23765 |  | 0.39144
0.23762 |  | 0.39142
0.23759 |  | 0.39138
0.23759 |  | 0.39138
0.23757 |  | 0.39133
0.23757 |  | 0.39133
0.23757 |  | 0.39133
0.23757 |  | 0.39131
0.23756 |  | 0.39129
0.23755 |  | 0.39127
0.23753 |  | 0.39123
0.23752 |  | 0.39122
0.2375 |  | 0.3912
0.2375 |  | 0.39114
0.23749 |  | 0.39114
0.23749 |  | 0.39114
0.23749 |  | 0.39113
0.23749 |  | 0.39111
0.23746 |  | 0.39107
0.23746 |  | 0.39105
0.23743 |  | 0.39103
0.23743 |  | 0.39101
0.23743 |  | 0.39101
0.23743 |  | 0.39097
0.2374 |  | 0.39094
0.2374 |  | 0.39092
0.23737 |  | 0.3909
0.23736 |  | 0.39088
0.23736 |  | 0.39084
0.23736 |  | 0.39082
0.23734 |  | 0.39082
0.23733 |  | 0.39081
0.23733 |  | 0.39081
0.23731 |  | 0.39081
0.23731 |  | 0.39073
0.23731 |  | 0.39071
0.2373 |  | 0.39071
0.23728 |  | 0.39069
0.23728 |  | 0.39068
0.23726 |  | 0.39068
0.23724 |  | 0.39062
0.23724 |  | 0.39062
0.23724 |  | 0.39059
0.23724 |  | 0.39055
0.23723 |  | 0.39055
0.23718 |  | 0.39051
0.23718 |  | 0.39047
0.23717 |  | 0.39047
0.23717 |  | 0.39043
0.23717 |  | 0.39041
0.23715 |  | 0.39038
0.23711 |  | 0.39038
0.23711 |  | 0.39034
0.23711 |  | 0.39032
0.2371 |  | 0.39032
0.23707 |  | 0.39032
0.23707 |  | 0.39032
0.23707 |  | 0.3903
0.23705 |  | 0.39022
0.23704 |  | 0.39022
0.23701 |  | 0.39022
0.23701 |  | 0.39021
0.23699 |  | 0.39017
0.23698 |  | 0.39013
0.23695 |  | 0.39013
0.23695 |  | 0.39008
0.23695 |  | 0.39008
0.23695 |  | 0.39
0.23695 |  | 0.39
0.23694 |  | 0.38997
0.23689 |  | 0.38997
0.23688 |  | 0.38993
0.23683 |  | 0.38991
0.23683 |  | 0.38991
0.23683 |  | 0.38987
0.23683 |  | 0.38984
0.23682 |  | 0.38982
0.23681 |  | 0.3898
0.23681 |  | 0.38978
0.23681 |  | 0.38978
0.23679 |  | 0.38976
0.23676 |  | 0.38975
0.23675 |  | 0.38971
0.23675 |  | 0.38971
0.23675 |  | 0.38963
0.23672 |  | 0.38963
0.2367 |  | 0.38961
0.2367 |  | 0.38961
0.2367 |  | 0.38956
0.23669 |  | 0.38954
0.23669 |  | 0.38954
0.23667 |  | 0.38954
0.23666 |  | 0.38952
0.23663 |  | 0.38948
0.23663 |  | 0.38945
0.23663 |  | 0.38943
0.23663 |  | 0.38943
0.23663 |  | 0.38941
0.23659 |  | 0.38941
0.23656 |  | 0.38939
0.23656 |  | 0.38939
0.23656 |  | 0.38936
0.23656 |  | 0.38934
0.23654 |  | 0.38932
0.23653 |  | 0.38928
0.2365 |  | 0.38926
0.23649 |  | 0.38926
0.23649 |  | 0.38925
0.23649 |  | 0.38921
0.23646 |  | 0.38918
0.23644 |  | 0.38918
0.23644 |  | 0.38916
0.23644 |  | 0.38912
0.2364 |  | 0.3891
0.23638 |  | 0.38908
0.23637 |  | 0.38906
0.23637 |  | 0.38905
0.23637 |  | 0.38903
0.23637 |  | 0.38903
0.23634 |  | 0.38901
0.23633 |  | 0.38897
0.2363 |  | 0.38895
0.2363 |  | 0.38891
0.23628 |  | 0.3889
0.23627 |  | 0.38888
0.23627 |  | 0.38882
0.23627 |  | 0.38879
0.23624 |  | 0.38875
0.23623 |  | 0.38873
0.23621 |  | 0.38871
0.23621 |  | 0.38871
0.23621 |  | 0.38869
0.23621 |  | 0.38869
0.2362 |  | 0.38869
0.23618 |  | 0.38864
0.23618 |  | 0.38864
0.23617 |  | 0.38862
0.23617 |  | 0.3886
0.23617 |  | 0.38856
0.23612 |  | 0.38855
0.23612 |  | 0.38851
0.23612 |  | 0.38851
0.23611 |  | 0.38849
0.23608 |  | 0.38849
0.23608 |  | 0.38847
0.23607 |  | 0.38847
0.23607 |  | 0.38847
0.23607 |  | 0.38845
0.23605 |  | 0.3884
0.23604 |  | 0.3884
0.23604 |  | 0.38836
0.23602 |  | 0.38836
0.23601 |  | 0.38828
0.236 |  | 0.38827
0.23598 |  | 0.38827
0.23597 |  | 0.38827
0.23597 |  | 0.38827
0.23597 |  | 0.38825
0.23594 |  | 0.38819
0.23594 |  | 0.38819
0.23589 |  | 0.38819
0.23588 |  | 0.38819
0.23588 |  | 0.38818
0.23588 |  | 0.38812
0.23588 |  | 0.3881
0.23588 |  | 0.38808
0.23585 |  | 0.38808
0.23585 |  | 0.38806
0.23582 |  | 0.388
0.23582 |  | 0.38799
0.23581 |  | 0.38797
0.23579 |  | 0.38797
0.23578 |  | 0.38797
0.23575 |  | 0.38793
0.23573 |  | 0.3879
0.23573 |  | 0.38788
0.23573 |  | 0.38786
0.23572 |  | 0.38784
0.23571 |  | 0.38782
0.23568 |  | 0.3878
0.23568 |  | 0.38779
0.23566 |  | 0.38777
0.23566 |  | 0.38775
0.23565 |  | 0.38771
0.23563 |  | 0.38767
0.23563 |  | 0.38766
0.23562 |  | 0.38766
0.23562 |  | 0.38764
0.2356 |  | 0.38762
0.23558 |  | 0.3876
0.23556 |  | 0.38756
0.23556 |  | 0.38752
0.23553 |  | 0.38752
0.23553 |  | 0.3875
0.23553 |  | 0.3875
0.23552 |  | 0.38748
0.23549 |  | 0.38744
0.23549 |  | 0.38741
0.23549 |  | 0.38739
0.23549 |  | 0.38737
0.23549 |  | 0.38736
0.23546 |  | 0.38734
0.23544 |  | 0.38731
0.23542 |  | 0.38731
0.2354 |  | 0.38727
0.2354 |  | 0.38723
0.2354 |  | 0.38719
0.2354 |  | 0.38719
0.2354 |  | 0.38719
0.2354 |  | 0.38718
0.2354 |  | 0.38718
0.23537 |  | 0.38716
0.23537 |  | 0.38712
0.23536 |  | 0.38706
0.23534 |  | 0.38705
0.23533 |  | 0.38705
0.23531 |  | 0.38703
0.23531 |  | 0.387
0.2353 |  | 0.38698
0.23527 |  | 0.38696
0.23527 |  | 0.38694
0.23526 |  | 0.3869
0.23526 |  | 0.38686
0.23524 |  | 0.38681
0.23524 |  | 0.38681
0.23524 |  | 0.38681
0.23521 |  | 0.38677
0.23521 |  | 0.38673
0.23518 |  | 0.38673
0.23517 |  | 0.38673
0.23517 |  | 0.3867
0.23515 |  | 0.38668
0.23515 |  | 0.38666
0.23514 |  | 0.38666
0.23511 |  | 0.38664
0.23511 |  | 0.38661
0.23511 |  | 0.38661
0.2351 |  | 0.38659
0.2351 |  | 0.38659
0.23508 |  | 0.38653
0.23508 |  | 0.38647
0.23508 |  | 0.38646
0.23505 |  | 0.38642
0.23504 |  | 0.38642
0.23501 |  | 0.3864
0.23501 |  | 0.38636
0.23501 |  | 0.38636
0.23499 |  | 0.38636
0.23498 |  | 0.38632
0.23498 |  | 0.38631
0.23497 |  | 0.38627
0.23495 |  | 0.38626
0.23494 |  | 0.38626
0.23492 |  | 0.38624
0.23491 |  | 0.38622
0.23491 |  | 0.3862
0.23488 |  | 0.3862
0.23488 |  | 0.38616
0.23488 |  | 0.38614
0.23485 |  | 0.38614
0.23483 |  | 0.3861
0.23483 |  | 0.38609
0.23482 |  | 0.38609
0.23479 |  | 0.38607
0.23479 |  | 0.38606
0.23478 |  | 0.38604
0.23478 |  | 0.38604
0.23476 |  | 0.38602
0.23475 |  | 0.38602
0.23475 |  | 0.38596
0.23472 |  | 0.38594
0.2347 |  | 0.38591
0.23469 |  | 0.38589
0.23469 |  | 0.38585
0.23469 |  | 0.38585
0.23466 |  | 0.38585
0.23466 |  | 0.38579
0.23466 |  | 0.38579
0.23464 |  | 0.38574
0.23461 |  | 0.38574
0.2346 |  | 0.38574
0.23459 |  | 0.38572
0.23459 |  | 0.38568
0.23459 |  | 0.38568
0.23457 |  | 0.38567
0.23454 |  | 0.38563
0.23453 |  | 0.38561
0.23451 |  | 0.38561
0.23451 |  | 0.38559
0.2345 |  | 0.38559
0.23449 |  | 0.38559
0.23447 |  | 0.38555
0.23446 |  | 0.38554
0.23444 |  | 0.38548
0.23444 |  | 0.38546
0.23443 |  | 0.38546
0.23441 |  | 0.38541
0.23441 |  | 0.38541
0.23441 |  | 0.38538
0.23436 |  | 0.38537
0.23436 |  | 0.38535
0.23436 |  | 0.38533
0.23436 |  | 0.38529
0.23433 |  | 0.38527
0.23431 |  | 0.38526
0.2343 |  | 0.38524
0.2343 |  | 0.38522
0.23428 |  | 0.3852
0.23427 |  | 0.38516
0.23427 |  | 0.38514
0.23424 |  | 0.38511
0.23422 |  | 0.38511
0.23421 |  | 0.38509
0.23421 |  | 0.38505
0.23419 |  | 0.38503
0.23419 |  | 0.385
0.23418 |  | 0.38498
0.23417 |  | 0.38494
0.23415 |  | 0.38492
0.23415 |  | 0.38492
0.23414 |  | 0.38486
0.23412 |  | 0.38483
0.23409 |  | 0.38481
0.23409 |  | 0.38481
0.23408 |  | 0.38477
0.23406 |  | 0.38475
0.23406 |  | 0.38473
0.23406 |  | 0.3847
0.23402 |  | 0.38468
0.23402 |  | 0.38466
0.234 |  | 0.38462
0.234 |  | 0.3846
0.234 |  | 0.38456
0.234 |  | 0.38454
0.23399 |  | 0.38454
0.23396 |  | 0.38453
0.23396 |  | 0.38449
0.23395 |  | 0.38447
0.23395 |  | 0.38445
0.23393 |  | 0.38441
0.23393 |  | 0.38441
0.2339 |  | 0.38439
0.23389 |  | 0.38434
0.23389 |  | 0.38432
0.23387 |  | 0.38432
0.23387 |  | 0.38432
0.23387 |  | 0.38432
0.23386 |  | 0.38428
0.23386 |  | 0.38426
0.23386 |  | 0.38423
0.23382 |  | 0.38419
0.2338 |  | 0.38417
0.23379 |  | 0.38415
0.23379 |  | 0.38415
0.23379 |  | 0.38413
0.23377 |  | 0.3841
0.23377 |  | 0.38406
0.23374 |  | 0.38404
0.23374 |  | 0.38399
0.23374 |  | 0.38399
0.23373 |  | 0.38399
0.23371 |  | 0.38397
0.23367 |  | 0.38393
0.23367 |  | 0.38391
0.23367 |  | 0.38389
0.23367 |  | 0.38385
0.23367 |  | 0.38384
0.23366 |  | 0.38382
0.23364 |  | 0.3838
0.23364 |  | 0.38378
0.23363 |  | 0.38373
0.2336 |  | 0.38373
0.23358 |  | 0.38371
0.23358 |  | 0.38369
0.23358 |  | 0.38369
0.23357 |  | 0.38365
0.23357 |  | 0.38363
0.23352 |  | 0.38361
0.23352 |  | 0.3836
0.23352 |  | 0.38358
0.23352 |  | 0.38354
0.23351 |  | 0.38352
0.23348 |  | 0.3835
0.23348 |  | 0.38344
0.23348 |  | 0.38341
0.23347 |  | 0.38339
0.23345 |  | 0.38339
0.23342 |  | 0.38336
0.23342 |  | 0.38332
0.23342 |  | 0.38332
0.23339 |  | 0.3833
0.23335 |  | 0.3833
0.23335 |  | 0.38326
0.23335 |  | 0.38322
0.23335 |  | 0.38322
0.23335 |  | 0.38322
0.23335 |  | 0.38319
0.23332 |  | 0.38316
0.23331 |  | 0.38308
0.23329 |  | 0.38306
0.23329 |  | 0.38306
0.23324 |  | 0.38304
0.23324 |  | 0.38303
0.23324 |  | 0.38303
0.23321 |  | 0.38299
0.23319 |  | 0.38299
0.23319 |  | 0.38293
0.23318 |  | 0.38291
0.23316 |  | 0.3829
0.23315 |  | 0.38288
0.23315 |  | 0.38286
0.23313 |  | 0.38286
0.23312 |  | 0.38284
0.2331 |  | 0.3828
0.2331 |  | 0.38277
0.23309 |  | 0.38271
0.23306 |  | 0.3827
0.23305 |  | 0.38268
0.23305 |  | 0.38266
0.23303 |  | 0.38264
0.23303 |  | 0.38262
0.23303 |  | 0.38262
0.23299 |  | 0.38261
0.23299 |  | 0.38261
0.23299 |  | 0.38259
0.23299 |  | 0.38253
0.23296 |  | 0.38253
0.23293 |  | 0.38253
0.23292 |  | 0.38246
0.23292 |  | 0.38246
0.23292 |  | 0.38246
0.2329 |  | 0.38244
0.23287 |  | 0.38244
0.23287 |  | 0.3824
0.23284 |  | 0.3824
0.23284 |  | 0.38238
0.23284 |  | 0.38231
0.23281 |  | 0.38231
0.23278 |  | 0.38231
0.23277 |  | 0.38227
0.23277 |  | 0.38225
0.23277 |  | 0.38225
0.23277 |  | 0.38221
0.23276 |  | 0.38221
0.23274 |  | 0.38219
0.23274 |  | 0.38217
0.23273 |  | 0.38215
0.23273 |  | 0.38215
0.23271 |  | 0.38213
0.2327 |  | 0.3821
0.23267 |  | 0.38208
0.23267 |  | 0.38204
0.23267 |  | 0.38199
0.23267 |  | 0.38199
0.23265 |  | 0.38199
0.23265 |  | 0.38197
0.23263 |  | 0.38192
0.23261 |  | 0.38192
0.23261 |  | 0.3819
0.2326 |  | 0.3819
0.23258 |  | 0.38184
0.23257 |  | 0.3818
0.23257 |  | 0.38177
0.23256 |  | 0.38177
0.23254 |  | 0.38175
0.23253 |  | 0.38173
0.23253 |  | 0.38171
0.2325 |  | 0.38169
0.2325 |  | 0.38167
0.2325 |  | 0.38165
0.23248 |  | 0.38163
0.23247 |  | 0.38162
0.23247 |  | 0.38162
0.23244 |  | 0.3816
0.23242 |  | 0.38158
0.23242 |  | 0.38156
0.23242 |  | 0.38153
0.23241 |  | 0.38153
0.23241 |  | 0.38151
0.23241 |  | 0.38149
0.23241 |  | 0.38149
0.23239 |  | 0.38147
0.23238 |  | 0.38145
0.23234 |  | 0.38143
0.23234 |  | 0.3814
0.23232 |  | 0.3814
0.23232 |  | 0.38138
0.23232 |  | 0.38132
0.23229 |  | 0.38131
0.23229 |  | 0.38131
0.23228 |  | 0.38131
0.23228 |  | 0.38128
0.23225 |  | 0.38127
0.23225 |  | 0.38127
0.23225 |  | 0.38123
0.23224 |  | 0.38119
0.23222 |  | 0.38117
0.23221 |  | 0.38114
0.23219 |  | 0.38112
0.23219 |  | 0.38106
0.23218 |  | 0.38104
0.23216 |  | 0.38104
0.23213 |  | 0.38101
0.23213 |  | 0.38101
0.23212 |  | 0.38099
0.23212 |  | 0.38097
0.23212 |  | 0.38093
0.23209 |  | 0.38087
0.23208 |  | 0.38085
0.23208 |  | 0.38084
0.23208 |  | 0.3808
0.23206 |  | 0.38076
0.23205 |  | 0.38074
0.23205 |  | 0.38072
0.23202 |  | 0.38071
0.232 |  | 0.38067
0.23199 |  | 0.38063
0.23199 |  | 0.38063
0.23195 |  | 0.38062
0.23195 |  | 0.38062
0.23193 |  | 0.38056
0.23193 |  | 0.38056
0.23192 |  | 0.38054
0.23192 |  | 0.38054
0.2319 |  | 0.38054
0.23189 |  | 0.38052
0.23189 |  | 0.3805
0.23186 |  | 0.38047
0.23186 |  | 0.38047
0.23184 |  | 0.38045
0.23183 |  | 0.38043
0.23183 |  | 0.3804
0.2318 |  | 0.3804
0.23179 |  | 0.38038
0.23179 |  | 0.38034
0.23179 |  | 0.38032
0.23177 |  | 0.3803
0.23174 |  | 0.38029
0.23174 |  | 0.38027
0.23173 |  | 0.38027
0.23171 |  | 0.38023
0.23171 |  | 0.38021
0.23171 |  | 0.38016
0.23171 |  | 0.38016
0.23167 |  | 0.38014
0.23166 |  | 0.38014
0.23166 |  | 0.3801
0.23166 |  | 0.38008
0.23164 |  | 0.38004
0.23161 |  | 0.38004
0.23158 |  | 0.38004
0.23158 |  | 0.38003
0.23158 |  | 0.38003
0.23158 |  | 0.38003
0.23158 |  | 0.37999
0.23154 |  | 0.37997
0.23154 |  | 0.37997
0.23154 |  | 0.37997
0.23153 |  | 0.37991
0.2315 |  | 0.37989
0.23148 |  | 0.37989
0.23148 |  | 0.37985
0.23145 |  | 0.37985
0.23144 |  | 0.37982
0.23144 |  | 0.37982
0.23144 |  | 0.37978
0.23141 |  | 0.37978
0.23141 |  | 0.37978
0.23141 |  | 0.37973
0.2314 |  | 0.37971
0.23138 |  | 0.37969
0.23137 |  | 0.37967
0.23135 |  | 0.37966
0.23135 |  | 0.37962
0.23135 |  | 0.37962
0.23135 |  | 0.37962
0.23135 |  | 0.3796
0.23132 |  | 0.37955
0.23132 |  | 0.37953
0.23131 |  | 0.37951
0.23129 |  | 0.37951
0.23128 |  | 0.37949
0.23128 |  | 0.37947
0.23128 |  | 0.37944
0.23126 |  | 0.37942
0.23126 |  | 0.37942
0.23125 |  | 0.3794
0.23124 |  | 0.37938
0.23124 |  | 0.37934
0.23122 |  | 0.37932
0.23121 |  | 0.37929
0.23121 |  | 0.37929
0.23119 |  | 0.37923
0.23119 |  | 0.37916
0.23116 |  | 0.37916
0.23115 |  | 0.37916
0.23113 |  | 0.37916
0.23112 |  | 0.37916
0.23109 |  | 0.37916
0.23109 |  | 0.37912
0.23109 |  | 0.37908
0.23109 |  | 0.37906
0.23109 |  | 0.37906
0.23109 |  | 0.37905
0.23106 |  | 0.37903
0.23103 |  | 0.37899
0.23102 |  | 0.37899
0.23102 |  | 0.37897
0.23102 |  | 0.37893
0.231 |  | 0.37891
0.231 |  | 0.37887
0.23099 |  | 0.37887
0.23096 |  | 0.37887
0.23096 |  | 0.37882
0.23095 |  | 0.3788
0.23095 |  | 0.37878
0.23095 |  | 0.37875
0.23092 |  | 0.37873
0.23092 |  | 0.37869
0.23087 |  | 0.37867
0.23087 |  | 0.37865
0.23086 |  | 0.37864
0.23086 |  | 0.37862
0.23084 |  | 0.37858
0.23084 |  | 0.37858
0.23081 |  | 0.37858
0.2308 |  | 0.37856
0.23079 |  | 0.37852
0.23077 |  | 0.37852
0.23077 |  | 0.37852
0.23077 |  | 0.37844
0.23077 |  | 0.37844
0.23076 |  | 0.37844
0.23074 |  | 0.37841
0.2307 |  | 0.37841
0.2307 |  | 0.37837
0.23068 |  | 0.37837
0.23068 |  | 0.37837
0.23067 |  | 0.37831
0.23065 |  | 0.37831
0.23064 |  | 0.37829
0.23063 |  | 0.37827
0.23063 |  | 0.37825
0.23061 |  | 0.37825
0.2306 |  | 0.37822
0.23058 |  | 0.37822
0.23058 |  | 0.37816
0.23057 |  | 0.37816
0.23055 |  | 0.37812
0.23055 |  | 0.37811
0.23055 |  | 0.37809
0.23054 |  | 0.37807
0.23054 |  | 0.37807
0.23054 |  | 0.37807
0.23052 |  | 0.37805
0.23051 |  | 0.37803
0.23051 |  | 0.37801
0.2305 |  | 0.37799
0.23047 |  | 0.37796
0.23047 |  | 0.37792
0.23047 |  | 0.3779
0.23047 |  | 0.37787
0.23044 |  | 0.37785
0.23041 |  | 0.37783
0.23041 |  | 0.37777
0.23041 |  | 0.37776
0.23041 |  | 0.37776
0.2304 |  | 0.37776
0.2304 |  | 0.37772
0.23037 |  | 0.3777
0.23032 |  | 0.3777
0.23031 |  | 0.37769
0.23031 |  | 0.37765
0.23031 |  | 0.37765
0.23028 |  | 0.37763
0.23025 |  | 0.37761
0.23025 |  | 0.37758
0.23024 |  | 0.37756
0.23022 |  | 0.37752
0.23022 |  | 0.37752
0.23021 |  | 0.3775
0.23021 |  | 0.37748
0.23021 |  | 0.37742
0.23018 |  | 0.37742
0.23016 |  | 0.37741
0.23016 |  | 0.37737
0.23016 |  | 0.37737
0.23015 |  | 0.37735
0.23012 |  | 0.37735
0.23011 |  | 0.37735
0.23011 |  | 0.37735
0.23011 |  | 0.37729
0.23011 |  | 0.37726
0.23011 |  | 0.37724
0.23009 |  | 0.37722
0.23006 |  | 0.37717
0.23006 |  | 0.37715
0.23005 |  | 0.37715
0.23003 |  | 0.37715
0.23003 |  | 0.37711
0.23003 |  | 0.37707
0.23 |  | 0.37707
0.22999 |  | 0.37707
0.22999 |  | 0.37707
0.22998 |  | 0.37703
0.22998 |  | 0.37703
0.22995 |  | 0.37699
0.22993 |  | 0.37698
0.22992 |  | 0.37696
0.2299 |  | 0.37692
0.2299 |  | 0.37692
0.2299 |  | 0.3769
0.22989 |  | 0.37685
0.22986 |  | 0.37685
0.22985 |  | 0.37683
0.22985 |  | 0.37679
0.22985 |  | 0.37675
0.22985 |  | 0.37675
0.22982 |  | 0.37675
0.2298 |  | 0.37672
0.22979 |  | 0.3767
0.22979 |  | 0.37668
0.22976 |  | 0.37662
0.22974 |  | 0.37662
0.22974 |  | 0.37662
0.22974 |  | 0.3766
0.22974 |  | 0.37657
0.22973 |  | 0.37653
0.22973 |  | 0.37651
0.22971 |  | 0.37651
0.2297 |  | 0.37649
0.22967 |  | 0.37646
0.22967 |  | 0.37646
0.22967 |  | 0.3764
0.22966 |  | 0.37637
0.22964 |  | 0.37637
0.22963 |  | 0.37637
0.22961 |  | 0.37635
0.22961 |  | 0.37633
0.2296 |  | 0.37631
0.2296 |  | 0.37627
0.22957 |  | 0.37625
0.22957 |  | 0.37625
0.22956 |  | 0.37625
0.22954 |  | 0.37625
0.22953 |  | 0.3762
0.22949 |  | 0.3762
0.22948 |  | 0.37618
0.22948 |  | 0.37614
0.22948 |  | 0.37612
0.22947 |  | 0.37612
0.22945 |  | 0.37609
0.22944 |  | 0.37607
0.22944 |  | 0.37603
0.22941 |  | 0.37601
0.22939 |  | 0.37599
0.22938 |  | 0.37599
0.22937 |  | 0.37597
0.22937 |  | 0.37591
0.22937 |  | 0.37588
0.22937 |  | 0.37588
0.22935 |  | 0.37588
0.22931 |  | 0.37584
0.22931 |  | 0.37584
0.22929 |  | 0.3758
0.22928 |  | 0.37579
0.22927 |  | 0.37579
0.22925 |  | 0.37573
0.22925 |  | 0.37573
0.22922 |  | 0.37573
0.22922 |  | 0.37571
0.22922 |  | 0.37571
0.22919 |  | 0.37569
0.22919 |  | 0.37564
0.22919 |  | 0.37564
0.22918 |  | 0.37562
0.22915 |  | 0.37558
0.22914 |  | 0.37558
0.22914 |  | 0.37553
0.22913 |  | 0.37551
0.22911 |  | 0.37547
0.22911 |  | 0.37547
0.22909 |  | 0.37547
0.22908 |  | 0.37547
0.22908 |  | 0.37546
0.22908 |  | 0.37538
0.22906 |  | 0.37536
0.22903 |  | 0.37536
0.22902 |  | 0.37533
0.22902 |  | 0.37529
0.22902 |  | 0.37525
0.22902 |  | 0.37523
0.22902 |  | 0.37518
0.22902 |  | 0.37516
0.22898 |  | 0.37516
0.22898 |  | 0.37512
0.22896 |  | 0.3751
0.22895 |  | 0.37507
0.22893 |  | 0.37503
0.22893 |  | 0.37503
0.22892 |  | 0.37503
0.2289 |  | 0.37503
0.2289 |  | 0.37503
0.2289 |  | 0.37503
0.2289 |  | 0.37503
0.22889 |  | 0.37501
0.22888 |  | 0.37499
0.22886 |  | 0.37495
0.22886 |  | 0.37491
0.22886 |  | 0.37488
0.22883 |  | 0.37486
0.22882 |  | 0.37486
0.22879 |  | 0.37482
0.22879 |  | 0.37482
0.22879 |  | 0.3748
0.22877 |  | 0.37477
0.22876 |  | 0.37475
0.22876 |  | 0.37475
0.22875 |  | 0.37475
0.2287 |  | 0.37469
0.22869 |  | 0.37466
0.22866 |  | 0.37462
0.22866 |  | 0.3746
0.22864 |  | 0.37458
0.22864 |  | 0.37458
0.2286 |  | 0.37454
0.2286 |  | 0.3745
0.2286 |  | 0.3745
0.22857 |  | 0.3745
0.22857 |  | 0.3745
0.22856 |  | 0.37447
0.22854 |  | 0.37445
0.22851 |  | 0.37445
0.22851 |  | 0.3744
0.22849 |  | 0.37438
0.22847 |  | 0.37436
0.22847 |  | 0.37432
0.22847 |  | 0.37429
0.22846 |  | 0.37427
0.22846 |  | 0.37425
0.22843 |  | 0.37423
0.2284 |  | 0.37423
0.22838 |  | 0.37419
0.22838 |  | 0.37417
0.22838 |  | 0.37414
0.22838 |  | 0.37414
0.22837 |  | 0.37412
0.22836 |  | 0.37412
0.22836 |  | 0.37406
0.22831 |  | 0.37402
0.2283 |  | 0.37401
0.2283 |  | 0.37401
0.2283 |  | 0.37397
0.22828 |  | 0.37395
0.22828 |  | 0.37393
0.22827 |  | 0.37393
0.22825 |  | 0.37392
0.22824 |  | 0.37386
0.22824 |  | 0.37384
0.22824 |  | 0.37382
0.22821 |  | 0.37382
0.22819 |  | 0.37379
0.22817 |  | 0.37377
0.22817 |  | 0.37377
0.22817 |  | 0.37373
0.22815 |  | 0.37371
0.22814 |  | 0.37369
0.22812 |  | 0.37369
0.22809 |  | 0.37368
0.22809 |  | 0.37366
0.22808 |  | 0.37362
0.22808 |  | 0.37362
0.22806 |  | 0.37362
0.22806 |  | 0.37361
0.22805 |  | 0.37357
0.22802 |  | 0.37355
0.22802 |  | 0.37353
0.22801 |  | 0.37351
0.22801 |  | 0.37347
0.22799 |  | 0.37345
0.22798 |  | 0.37345
0.22796 |  | 0.3734
0.22795 |  | 0.37338
0.22793 |  | 0.37338
0.22793 |  | 0.37338
0.22793 |  | 0.37334
0.22792 |  | 0.37334
0.22792 |  | 0.37329
0.22792 |  | 0.37329
0.22789 |  | 0.37329
0.22788 |  | 0.37327
0.22786 |  | 0.37325
0.22785 |  | 0.37323
0.22785 |  | 0.37323
0.22783 |  | 0.37321
0.22782 |  | 0.3732
0.22781 |  | 0.37318
0.22779 |  | 0.37314
0.22779 |  | 0.37308
0.22778 |  | 0.37308
0.22778 |  | 0.37306
0.22775 |  | 0.37306
0.22775 |  | 0.37305
0.22773 |  | 0.37303
0.22772 |  | 0.37301
0.22772 |  | 0.37295
0.22769 |  | 0.37293
0.22769 |  | 0.37293
0.22768 |  | 0.37293
0.22766 |  | 0.37289
0.22765 |  | 0.37285
0.22765 |  | 0.37284
0.22765 |  | 0.3728
0.22762 |  | 0.3728
0.22758 |  | 0.37276
0.22758 |  | 0.37276
0.22758 |  | 0.37272
0.22758 |  | 0.37271
0.22756 |  | 0.37269
0.22756 |  | 0.37267
0.22753 |  | 0.37267
0.22752 |  | 0.37267
0.2275 |  | 0.37267
0.22749 |  | 0.37263
0.22748 |  | 0.37262
0.22748 |  | 0.37262
0.22745 |  | 0.3726
0.22745 |  | 0.37256
0.22745 |  | 0.37256
0.22745 |  | 0.37252
0.22743 |  | 0.37248
0.22742 |  | 0.37248
0.22742 |  | 0.37248
0.22742 |  | 0.37245
0.22742 |  | 0.37243
0.22739 |  | 0.37241
0.22736 |  | 0.37237
0.22736 |  | 0.37235
0.22736 |  | 0.37234
0.22735 |  | 0.37234
0.22732 |  | 0.37234
0.2273 |  | 0.37232
0.2273 |  | 0.37226
0.22729 |  | 0.37224
0.22726 |  | 0.37221
0.22726 |  | 0.37221
0.22726 |  | 0.37221
0.22726 |  | 0.37217
0.22724 |  | 0.37215
0.22723 |  | 0.37215
0.22721 |  | 0.37213
0.22718 |  | 0.37209
0.22717 |  | 0.37209
0.22717 |  | 0.37205
0.22717 |  | 0.37202
0.22716 |  | 0.37202
0.22713 |  | 0.372
0.22713 |  | 0.37198
0.2271 |  | 0.37194
0.22708 |  | 0.37192
0.22708 |  | 0.3719
0.22707 |  | 0.37186
0.22706 |  | 0.37186
0.22706 |  | 0.37186
0.22703 |  | 0.37184
0.22701 |  | 0.37184
0.22701 |  | 0.37177
0.22701 |  | 0.37175
0.22701 |  | 0.37171
0.22698 |  | 0.37171
0.22698 |  | 0.37168
0.22697 |  | 0.37168
0.22695 |  | 0.37168
0.22692 |  | 0.37162
0.22692 |  | 0.37158
0.22691 |  | 0.37158
0.22691 |  | 0.37155
0.22688 |  | 0.37155
0.22687 |  | 0.37155
0.22687 |  | 0.37153
0.22685 |  | 0.37151
0.22682 |  | 0.37147
0.22682 |  | 0.37143
0.22682 |  | 0.37143
0.22681 |  | 0.37141
0.22681 |  | 0.37139
0.22681 |  | 0.37136
0.22679 |  | 0.37132
0.22678 |  | 0.37132
0.22677 |  | 0.3713
0.22677 |  | 0.37127
0.22677 |  | 0.37127
0.22674 |  | 0.37123
0.22672 |  | 0.3712
0.22671 |  | 0.37118
0.22671 |  | 0.37114
0.22668 |  | 0.37114
0.22666 |  | 0.37112
0.22665 |  | 0.37112
0.22663 |  | 0.3711
0.22663 |  | 0.37108
0.22663 |  | 0.37104
0.22663 |  | 0.371
0.2266 |  | 0.37099
0.22659 |  | 0.37097
0.22658 |  | 0.37097
0.22656 |  | 0.37095
0.22655 |  | 0.37091
0.22655 |  | 0.37089
0.22652 |  | 0.37086
0.22652 |  | 0.37084
0.2265 |  | 0.3708
0.22649 |  | 0.37078
0.22645 |  | 0.37078
0.22645 |  | 0.37078
0.22645 |  | 0.37075
0.22645 |  | 0.37073
0.22645 |  | 0.37073
0.22639 |  | 0.37069
0.22637 |  | 0.37067
0.22637 |  | 0.37063
0.22637 |  | 0.37061
0.22636 |  | 0.3706
0.22636 |  | 0.37058
0.22634 |  | 0.37056
0.22633 |  | 0.37056
0.2263 |  | 0.37052
0.22629 |  | 0.37052
0.22629 |  | 0.37049
0.22626 |  | 0.37049
0.22626 |  | 0.37045
0.22626 |  | 0.37043
0.22626 |  | 0.37043
0.2262 |  | 0.37037
0.22618 |  | 0.37036
0.22617 |  | 0.37034
0.22617 |  | 0.37034
0.22617 |  | 0.37032
0.22616 |  | 0.37028
0.22614 |  | 0.37028
0.22614 |  | 0.37024
0.22611 |  | 0.37024
0.2261 |  | 0.37022
0.22607 |  | 0.37017
0.22607 |  | 0.37017
0.22604 |  | 0.3701
0.22604 |  | 0.37008
0.22604 |  | 0.37006
0.22604 |  | 0.37004
0.22604 |  | 0.37002
0.22603 |  | 0.37
0.22598 |  | 0.36998
0.22597 |  | 0.36995
0.22595 |  | 0.36995
0.22595 |  | 0.36995
0.22595 |  | 0.36991
0.22595 |  | 0.36989
0.22591 |  | 0.36989
0.2259 |  | 0.36989
0.22588 |  | 0.36985
0.22588 |  | 0.36984
0.22588 |  | 0.36982
0.22585 |  | 0.36978
0.22584 |  | 0.36976
0.22584 |  | 0.36972
0.22584 |  | 0.36972
0.22581 |  | 0.3697
0.22581 |  | 0.36965
0.22579 |  | 0.36965
0.22578 |  | 0.36963
0.22578 |  | 0.36959
0.22575 |  | 0.36957
0.22575 |  | 0.36957
0.22575 |  | 0.36952
0.22574 |  | 0.3695
0.22572 |  | 0.36949
0.22571 |  | 0.36947
0.22571 |  | 0.36945
0.22569 |  | 0.36941
0.22568 |  | 0.36941
0.22565 |  | 0.36939
0.22563 |  | 0.36939
0.22563 |  | 0.36936
0.22562 |  | 0.36936
0.22562 |  | 0.36934
0.2256 |  | 0.36934
0.2256 |  | 0.36926
0.22559 |  | 0.36926
0.22558 |  | 0.36923
0.22556 |  | 0.36919
0.22555 |  | 0.36917
0.22553 |  | 0.36917
0.22552 |  | 0.36916
0.2255 |  | 0.36916
0.22549 |  | 0.36914
0.22549 |  | 0.3691
0.22547 |  | 0.36908
0.22546 |  | 0.36904
0.22544 |  | 0.36902
0.22543 |  | 0.36898
0.22543 |  | 0.36891
0.22543 |  | 0.36891
0.22543 |  | 0.36891
0.22543 |  | 0.36891
0.22542 |  | 0.36889
0.2254 |  | 0.36883
0.2254 |  | 0.36883
0.22536 |  | 0.36883
0.22534 |  | 0.36878
0.22533 |  | 0.36878
0.22533 |  | 0.36874
0.22533 |  | 0.36874
0.22531 |  | 0.36872
0.22529 |  | 0.36872
0.22529 |  | 0.36871
0.22527 |  | 0.36865
0.22527 |  | 0.36863
0.22524 |  | 0.36861
0.22524 |  | 0.36859
0.22523 |  | 0.36857
0.22523 |  | 0.36857
0.22521 |  | 0.36855
0.22521 |  | 0.36853
0.22518 |  | 0.3685
0.22518 |  | 0.36848
0.22518 |  | 0.36844
0.22516 |  | 0.36842
0.22514 |  | 0.3684
0.22511 |  | 0.3684
0.22511 |  | 0.3684
0.22511 |  | 0.36837
0.2251 |  | 0.36833
0.22508 |  | 0.36829
0.22507 |  | 0.36828
0.22507 |  | 0.36824
0.22507 |  | 0.36822
0.22507 |  | 0.3682
0.22504 |  | 0.3682
0.22501 |  | 0.36819
0.22498 |  | 0.36813
0.22497 |  | 0.36813
0.22495 |  | 0.36813
0.22495 |  | 0.36813
0.22495 |  | 0.36809
0.22495 |  | 0.36807
0.22491 |  | 0.36804
0.22491 |  | 0.36802
0.22491 |  | 0.36802
0.22491 |  | 0.36801
0.2249 |  | 0.36801
0.22484 |  | 0.36799
0.22484 |  | 0.36797
0.22484 |  | 0.36795
0.22484 |  | 0.36791
0.22481 |  | 0.36791
0.22479 |  | 0.36787
0.22478 |  | 0.36783
0.22476 |  | 0.36783
0.22476 |  | 0.36779
0.22475 |  | 0.36778
0.22475 |  | 0.36776
0.22472 |  | 0.36776
0.22472 |  | 0.36774
0.22471 |  | 0.36769
0.22469 |  | 0.36767
0.22468 |  | 0.36767
0.22466 |  | 0.36767
0.22466 |  | 0.36762
0.22459 |  | 0.36762
0.22459 |  | 0.3676
0.22459 |  | 0.36758
0.22458 |  | 0.36756
0.22458 |  | 0.36754
0.22458 |  | 0.36751
0.22456 |  | 0.36749
0.22456 |  | 0.36747
0.22453 |  | 0.36745
0.2245 |  | 0.36745
0.2245 |  | 0.36743
0.22449 |  | 0.36743
0.22447 |  | 0.3674
0.22447 |  | 0.36736
0.22447 |  | 0.36732
0.22446 |  | 0.36732
0.22445 |  | 0.36732
0.22443 |  | 0.3673
0.22442 |  | 0.36728
0.2244 |  | 0.36723
0.22439 |  | 0.36723
0.22437 |  | 0.36721
0.22437 |  | 0.36719
0.22437 |  | 0.36717
0.22437 |  | 0.36717
0.22437 |  | 0.36715
0.22434 |  | 0.36712
0.22434 |  | 0.3671
0.22433 |  | 0.36708
0.22431 |  | 0.36706
0.22431 |  | 0.36704
0.22429 |  | 0.36703
0.22427 |  | 0.36699
0.22427 |  | 0.36699
0.22426 |  | 0.36695
0.22423 |  | 0.36695
0.22421 |  | 0.36693
0.22421 |  | 0.3669
0.22421 |  | 0.36688
0.22418 |  | 0.36684
0.22417 |  | 0.36684
0.22416 |  | 0.36683
0.22411 |  | 0.36683
0.22411 |  | 0.36675
0.2241 |  | 0.36675
0.22408 |  | 0.36675
0.22408 |  | 0.36675
0.22407 |  | 0.36673
0.22405 |  | 0.36671
0.22405 |  | 0.36666
0.22405 |  | 0.36666
0.22403 |  | 0.36666
0.22401 |  | 0.36664
0.224 |  | 0.3666
0.22398 |  | 0.36658
0.22398 |  | 0.36658
0.22398 |  | 0.36658
0.22398 |  | 0.36655
0.22395 |  | 0.3665
0.22394 |  | 0.3665
0.22392 |  | 0.36644
0.22392 |  | 0.36641
0.22391 |  | 0.36641
0.22388 |  | 0.36641
0.22388 |  | 0.36635
0.22388 |  | 0.36635
0.22384 |  | 0.36633
0.22384 |  | 0.36632
0.22384 |  | 0.3663
0.22382 |  | 0.3663
0.22382 |  | 0.36628
0.22382 |  | 0.36626
0.22378 |  | 0.36622
0.22378 |  | 0.36622
0.22378 |  | 0.36615
0.22376 |  | 0.36615
0.22375 |  | 0.36615
0.22373 |  | 0.3661
0.22372 |  | 0.3661
0.22372 |  | 0.36608
0.22371 |  | 0.36606
0.22371 |  | 0.36604
0.22369 |  | 0.36604
0.22369 |  | 0.36599
0.22369 |  | 0.36597
0.22366 |  | 0.36597
0.22365 |  | 0.36595
0.22363 |  | 0.36593
0.22362 |  | 0.36589
0.22362 |  | 0.36589
0.2236 |  | 0.36587
0.22357 |  | 0.36587
0.22356 |  | 0.36587
0.22356 |  | 0.36582
0.22356 |  | 0.3658
0.22354 |  | 0.3658
0.22353 |  | 0.36576
0.22352 |  | 0.36574
0.22349 |  | 0.36571
0.22349 |  | 0.36569
0.22346 |  | 0.36567
0.22346 |  | 0.36565
0.22345 |  | 0.36563
0.22345 |  | 0.36562
0.22343 |  | 0.36562
0.22343 |  | 0.36554
0.22342 |  | 0.36552
0.2234 |  | 0.36552
0.2234 |  | 0.36552
0.22339 |  | 0.3655
0.22336 |  | 0.36548
0.22334 |  | 0.36548
0.22333 |  | 0.36546
0.22332 |  | 0.36544
0.2233 |  | 0.36541
0.2233 |  | 0.36535
0.2233 |  | 0.36535
0.2233 |  | 0.36535
0.22326 |  | 0.36532
0.22326 |  | 0.36528
0.22324 |  | 0.36526
0.22324 |  | 0.36526
0.22321 |  | 0.36522
0.22321 |  | 0.3652
0.22321 |  | 0.36519
0.22321 |  | 0.36517
0.2232 |  | 0.36515
0.22317 |  | 0.36515
0.22317 |  | 0.36513
0.22317 |  | 0.3651
0.22317 |  | 0.36508
0.22316 |  | 0.36506
0.22313 |  | 0.36504
0.22313 |  | 0.36504
0.22311 |  | 0.36504
0.22311 |  | 0.36502
0.22308 |  | 0.36499
0.22307 |  | 0.36499
0.22307 |  | 0.36497
0.22304 |  | 0.36495
0.22303 |  | 0.36493
0.223 |  | 0.36491
0.22298 |  | 0.36489
0.22298 |  | 0.36487
0.22297 |  | 0.36485
0.22295 |  | 0.36483
0.22295 |  | 0.36483
0.22292 |  | 0.36479
0.22291 |  | 0.36479
0.22291 |  | 0.36475
0.22289 |  | 0.36474
0.22288 |  | 0.36474
0.22287 |  | 0.36472
0.22287 |  | 0.36469
0.22287 |  | 0.36467
0.22282 |  | 0.36467
0.22282 |  | 0.36467
0.22281 |  | 0.36461
0.22281 |  | 0.36461
0.22278 |  | 0.36461
0.22278 |  | 0.36459
0.22278 |  | 0.36456
0.22275 |  | 0.36454
0.22272 |  | 0.36452
0.22271 |  | 0.3645
0.22271 |  | 0.36448
0.22268 |  | 0.36445
0.22268 |  | 0.36445
0.22266 |  | 0.36443
0.22266 |  | 0.36439
0.22263 |  | 0.36437
0.22262 |  | 0.36436
0.2226 |  | 0.36434
0.2226 |  | 0.3643
0.22259 |  | 0.36426
0.22259 |  | 0.36424
0.22259 |  | 0.36423
0.22256 |  | 0.36417
0.22252 |  | 0.36417
0.22252 |  | 0.36417
0.22249 |  | 0.36415
0.22247 |  | 0.36415
0.22246 |  | 0.36413
0.22246 |  | 0.36411
0.22244 |  | 0.36408
0.22244 |  | 0.36406
0.22243 |  | 0.36404
0.2224 |  | 0.36404
0.22239 |  | 0.36402
0.22239 |  | 0.36401
0.22237 |  | 0.36398
0.22236 |  | 0.36397
0.22236 |  | 0.36397
0.22236 |  | 0.36395
0.22234 |  | 0.36395
0.22233 |  | 0.36395
0.22231 |  | 0.36388
0.22231 |  | 0.36386
0.22228 |  | 0.36384
0.22228 |  | 0.36382
0.22226 |  | 0.36382
0.22226 |  | 0.3638
0.22224 |  | 0.36378
0.22224 |  | 0.36375
0.2222 |  | 0.36373
0.2222 |  | 0.36371
0.2222 |  | 0.36369
0.22218 |  | 0.36367
0.22217 |  | 0.36365
0.22215 |  | 0.36362
0.22215 |  | 0.36358
0.22214 |  | 0.36356
0.22214 |  | 0.36354
0.22211 |  | 0.36354
0.2221 |  | 0.36348
0.2221 |  | 0.36348
0.22207 |  | 0.36346
0.22207 |  | 0.36344
0.22205 |  | 0.36344
0.22205 |  | 0.3634
0.22205 |  | 0.36339
0.22204 |  | 0.36339
0.22202 |  | 0.36337
0.22198 |  | 0.36335
0.22198 |  | 0.36332
0.22198 |  | 0.36332
0.22198 |  | 0.36328
0.22195 |  | 0.36328
0.22194 |  | 0.36326
0.22194 |  | 0.36326
0.22194 |  | 0.36324
0.22192 |  | 0.36318
0.22188 |  | 0.36318
0.22187 |  | 0.36316
0.22184 |  | 0.36315
0.22184 |  | 0.36313
0.22184 |  | 0.36311
0.22184 |  | 0.36309
0.22184 |  | 0.36305
0.22182 |  | 0.36303
0.22182 |  | 0.36303
0.22182 |  | 0.36302
0.22179 |  | 0.36298
0.22176 |  | 0.36298
0.22176 |  | 0.36294
0.22176 |  | 0.36293
0.22176 |  | 0.36293
0.22175 |  | 0.36293
0.22172 |  | 0.36291
0.22171 |  | 0.36289
0.22171 |  | 0.36287
0.22171 |  | 0.36287
0.22169 |  | 0.36283
0.22169 |  | 0.36281
0.22168 |  | 0.36281
0.22163 |  | 0.3628
0.22162 |  | 0.36276
0.22162 |  | 0.36274
0.22159 |  | 0.36274
0.22158 |  | 0.36271
0.22158 |  | 0.36269
0.22158 |  | 0.36267
0.22155 |  | 0.36267
0.22155 |  | 0.36265
0.22152 |  | 0.36262
0.22152 |  | 0.36262
0.2215 |  | 0.36261
0.2215 |  | 0.36259
0.2215 |  | 0.36257
0.22146 |  | 0.36255
0.22146 |  | 0.36253
0.22146 |  | 0.36251
0.22145 |  | 0.36249
0.22142 |  | 0.36245
0.2214 |  | 0.36245
0.2214 |  | 0.36242
0.2214 |  | 0.36242
0.22139 |  | 0.36242
0.22136 |  | 0.36242
0.22136 |  | 0.36238
0.22134 |  | 0.36236
0.22134 |  | 0.36234
0.22133 |  | 0.36234
0.22129 |  | 0.3623
0.22129 |  | 0.36228
0.22126 |  | 0.36228
0.22126 |  | 0.36223
0.22126 |  | 0.36221
0.22124 |  | 0.36221
0.22124 |  | 0.36217
0.22121 |  | 0.36217
0.22121 |  | 0.36215
0.22121 |  | 0.36213
0.2212 |  | 0.3621
0.22119 |  | 0.3621
0.22117 |  | 0.3621
0.22116 |  | 0.36203
0.22116 |  | 0.36203
0.22113 |  | 0.36203
0.22113 |  | 0.36201
0.22113 |  | 0.36201
0.22111 |  | 0.36197
0.22108 |  | 0.36195
0.22108 |  | 0.36195
0.22107 |  | 0.36191
0.22104 |  | 0.36191
0.22103 |  | 0.36189
0.22103 |  | 0.36188
0.22098 |  | 0.36184
0.22098 |  | 0.36182
0.22097 |  | 0.36182
0.22097 |  | 0.3618
0.22094 |  | 0.36179
0.22094 |  | 0.36177
0.22094 |  | 0.36177
0.22094 |  | 0.36175
0.22091 |  | 0.36171
0.2209 |  | 0.36171
0.2209 |  | 0.36166
0.22088 |  | 0.36166
0.22088 |  | 0.36166
0.22088 |  | 0.36164
0.22085 |  | 0.36162
0.22085 |  | 0.36162
0.22084 |  | 0.36156
0.22084 |  | 0.36153
0.22081 |  | 0.36153
0.2208 |  | 0.36153
0.2208 |  | 0.36151
0.22078 |  | 0.36149
0.22077 |  | 0.36147
0.22077 |  | 0.36147
0.22075 |  | 0.36143
0.22074 |  | 0.36143
0.22071 |  | 0.3614
0.22071 |  | 0.36138
0.22069 |  | 0.36136
0.22069 |  | 0.36132
0.22067 |  | 0.36131
0.22065 |  | 0.36131
0.22065 |  | 0.36129
0.22061 |  | 0.36123
0.22061 |  | 0.36121
0.22061 |  | 0.36121
0.22056 |  | 0.36119
0.22055 |  | 0.36117
0.22055 |  | 0.36117
0.22053 |  | 0.36112
0.22053 |  | 0.36112
0.22051 |  | 0.36109
0.22048 |  | 0.36107
0.22048 |  | 0.36107
0.22046 |  | 0.36103
0.22045 |  | 0.36103
0.22043 |  | 0.36103
0.22042 |  | 0.36103
0.22039 |  | 0.36097
0.22037 |  | 0.36097
0.22037 |  | 0.36097
0.22037 |  | 0.36096
0.22036 |  | 0.36094
0.22033 |  | 0.36094
0.22032 |  | 0.3609
0.22032 |  | 0.3609
0.22032 |  | 0.36087
0.22032 |  | 0.36085
0.22032 |  | 0.36083
0.2203 |  | 0.36083
0.22029 |  | 0.36081
0.22029 |  | 0.36076
0.22026 |  | 0.36074
0.22023 |  | 0.36074
0.22023 |  | 0.3607
0.22021 |  | 0.36068
0.2202 |  | 0.36066
0.22017 |  | 0.36065
0.22016 |  | 0.36065
0.22013 |  | 0.36061
0.22013 |  | 0.36059
0.22013 |  | 0.36058
0.2201 |  | 0.36056
0.2201 |  | 0.36054
0.2201 |  | 0.36054
0.22007 |  | 0.36052
0.22007 |  | 0.36052
0.22006 |  | 0.3605
0.22004 |  | 0.3605
0.22004 |  | 0.36042
0.22001 |  | 0.36041
0.22001 |  | 0.36041
0.21998 |  | 0.36041
0.21997 |  | 0.36037
0.21997 |  | 0.36035
0.21997 |  | 0.36031
0.21997 |  | 0.36028
0.21992 |  | 0.36026
0.21992 |  | 0.36025
0.21989 |  | 0.36025
0.21988 |  | 0.36023
0.21986 |  | 0.36019
0.21986 |  | 0.36017
0.21986 |  | 0.36015
0.21985 |  | 0.36012
0.21982 |  | 0.36006
0.21982 |  | 0.36005
0.21982 |  | 0.36003
0.21981 |  | 0.36001
0.21979 |  | 0.35999
0.21979 |  | 0.35999
0.21979 |  | 0.35997
0.21975 |  | 0.35997
0.21975 |  | 0.35994
0.21975 |  | 0.35992
0.21975 |  | 0.35987
0.2197 |  | 0.35987
0.21967 |  | 0.35985
0.21967 |  | 0.35983
0.21967 |  | 0.35981
0.21966 |  | 0.35979
0.21966 |  | 0.35977
0.21966 |  | 0.35971
0.21962 |  | 0.35971
0.21959 |  | 0.3597
0.21956 |  | 0.35968
0.21954 |  | 0.35966
0.21954 |  | 0.35964
0.21954 |  | 0.35961
0.21953 |  | 0.35959
0.2195 |  | 0.35957
0.2195 |  | 0.35955
0.2195 |  | 0.35955
0.21947 |  | 0.35951
0.21947 |  | 0.35948
0.21946 |  | 0.35948
0.21944 |  | 0.35944
0.21943 |  | 0.35944
0.2194 |  | 0.35942
0.21939 |  | 0.3594
0.21937 |  | 0.3594
0.21936 |  | 0.35931
0.21936 |  | 0.35929
0.21936 |  | 0.35927
0.21933 |  | 0.35927
0.21931 |  | 0.35925
0.21931 |  | 0.35924
0.21931 |  | 0.3592
0.2193 |  | 0.3592
0.21926 |  | 0.35918
0.21926 |  | 0.35916
0.21924 |  | 0.35916
0.21924 |  | 0.35916
0.21924 |  | 0.35912
0.21923 |  | 0.35912
0.2192 |  | 0.35909
0.2192 |  | 0.35907
0.21917 |  | 0.35905
0.21917 |  | 0.35905
0.21914 |  | 0.35901
0.21914 |  | 0.35897
0.2191 |  | 0.35897
0.2191 |  | 0.35897
0.21908 |  | 0.35897
0.21905 |  | 0.35896
0.21904 |  | 0.35892
0.21904 |  | 0.3589
0.21901 |  | 0.35888
0.21901 |  | 0.35885
0.21897 |  | 0.35885
0.21895 |  | 0.35883
0.21894 |  | 0.35881
0.21894 |  | 0.35881
0.21894 |  | 0.35877
0.21892 |  | 0.35877
0.21891 |  | 0.35875
0.21889 |  | 0.35873
0.21889 |  | 0.3587
0.21889 |  | 0.35866
0.21886 |  | 0.35864
0.21886 |  | 0.35864
0.21885 |  | 0.35862
0.21884 |  | 0.35857
0.21884 |  | 0.35855
0.21884 |  | 0.35855
0.21882 |  | 0.35852
0.21881 |  | 0.3585
0.21881 |  | 0.3585
0.21879 |  | 0.35846
0.21878 |  | 0.35846
0.21878 |  | 0.35838
0.21873 |  | 0.35838
0.21873 |  | 0.35836
0.21873 |  | 0.35833
0.21869 |  | 0.35833
0.21869 |  | 0.35831
0.21868 |  | 0.35827
0.21866 |  | 0.35827
0.21866 |  | 0.35826
0.21866 |  | 0.3582
0.21865 |  | 0.3582
0.21863 |  | 0.35819
0.21862 |  | 0.35817
0.21859 |  | 0.35813
0.21859 |  | 0.35813
0.21856 |  | 0.35811
0.21856 |  | 0.35809
0.21856 |  | 0.35808
0.21854 |  | 0.35806
0.21852 |  | 0.35802
0.2185 |  | 0.35798
0.2185 |  | 0.35797
0.21849 |  | 0.35797
0.21844 |  | 0.35797
0.21843 |  | 0.35795
0.21841 |  | 0.35791
0.21841 |  | 0.35787
0.2184 |  | 0.35787
0.21839 |  | 0.35786
0.21839 |  | 0.35786
0.21839 |  | 0.35786
0.21837 |  | 0.35786
0.21836 |  | 0.35784
0.21836 |  | 0.3578
0.21836 |  | 0.3578
0.21834 |  | 0.35777
0.2183 |  | 0.35773
0.21828 |  | 0.35773
0.21828 |  | 0.35771
0.21827 |  | 0.35769
0.21824 |  | 0.35769
0.21824 |  | 0.35763
0.21824 |  | 0.35762
0.21823 |  | 0.3576
0.2182 |  | 0.35758
0.2182 |  | 0.35754
0.21818 |  | 0.35751
0.21817 |  | 0.35749
0.21815 |  | 0.35749
0.21815 |  | 0.35743
0.21813 |  | 0.3574
0.21813 |  | 0.35736
0.21811 |  | 0.35734
0.21808 |  | 0.35732
0.21808 |  | 0.35732
0.21807 |  | 0.35731
0.21804 |  | 0.35728
0.21801 |  | 0.35725
0.21801 |  | 0.35725
0.21798 |  | 0.35723
0.21798 |  | 0.35721
0.21797 |  | 0.35718
0.21797 |  | 0.35718
0.21794 |  | 0.35716
0.21794 |  | 0.35716
0.21794 |  | 0.35712
0.21792 |  | 0.3571
0.21789 |  | 0.35707
0.21786 |  | 0.35707
0.21786 |  | 0.35707
0.21785 |  | 0.35707
0.21785 |  | 0.35705
0.21783 |  | 0.357
0.21783 |  | 0.35698
0.21779 |  | 0.35696
0.21778 |  | 0.35696
0.21778 |  | 0.35694
0.21778 |  | 0.35694
0.21776 |  | 0.3569
0.21775 |  | 0.3569
0.21773 |  | 0.35685
0.21772 |  | 0.35683
0.2177 |  | 0.35681
0.21769 |  | 0.35681
0.21769 |  | 0.35679
0.21769 |  | 0.35679
0.21769 |  | 0.35678
0.21768 |  | 0.35676
0.21766 |  | 0.35672
0.21762 |  | 0.3567
0.21762 |  | 0.3567
0.21762 |  | 0.3567
0.2176 |  | 0.35667
0.21759 |  | 0.35663
0.21756 |  | 0.35661
0.21753 |  | 0.35657
0.21753 |  | 0.35655
0.21752 |  | 0.35653
0.21752 |  | 0.35652
0.2175 |  | 0.35652
0.21747 |  | 0.35648
0.21746 |  | 0.35644
0.21746 |  | 0.35644
0.21744 |  | 0.35644
0.21744 |  | 0.35644
0.21741 |  | 0.35639
0.2174 |  | 0.35637
0.21738 |  | 0.35635
0.21738 |  | 0.35633
0.21737 |  | 0.35631
0.21733 |  | 0.35629
0.21731 |  | 0.35627
0.21731 |  | 0.35625
0.21728 |  | 0.35625
0.21728 |  | 0.35623
0.21727 |  | 0.35622
0.21727 |  | 0.35618
0.21725 |  | 0.35618
0.21725 |  | 0.35618
0.21724 |  | 0.35614
0.21724 |  | 0.35611
0.2172 |  | 0.35607
0.21718 |  | 0.35607
0.21717 |  | 0.35607
0.21717 |  | 0.35603
0.21715 |  | 0.35601
0.21715 |  | 0.35597
0.21714 |  | 0.35596
0.21712 |  | 0.35596
0.21712 |  | 0.35596
0.21711 |  | 0.35588
0.21709 |  | 0.35588
0.21708 |  | 0.35588
0.21707 |  | 0.35588
0.21705 |  | 0.35581
0.21705 |  | 0.35577
0.21705 |  | 0.35577
0.21702 |  | 0.35575
0.21701 |  | 0.35573
0.21696 |  | 0.3557
0.21696 |  | 0.35566
0.21695 |  | 0.35566
0.21695 |  | 0.35566
0.21692 |  | 0.3556
0.21691 |  | 0.35557
0.21689 |  | 0.35555
0.21686 |  | 0.35555
0.21686 |  | 0.35551
0.21683 |  | 0.35551
0.21683 |  | 0.35551
0.21682 |  | 0.35547
0.21679 |  | 0.35545
0.21679 |  | 0.35545
0.21678 |  | 0.35543
0.21676 |  | 0.35543
0.21676 |  | 0.3554
0.21672 |  | 0.35534
0.2167 |  | 0.35532
0.2167 |  | 0.35531
0.21669 |  | 0.35529
0.21667 |  | 0.35527
0.21667 |  | 0.35527
0.21666 |  | 0.35523
0.21665 |  | 0.35521
0.21663 |  | 0.35521
0.21662 |  | 0.35518
0.21662 |  | 0.35516
0.21662 |  | 0.35512
0.21657 |  | 0.3551
0.21656 |  | 0.35508
0.21654 |  | 0.35508
0.21654 |  | 0.35503
0.21653 |  | 0.35501
0.21652 |  | 0.35501
0.21649 |  | 0.35499
0.21649 |  | 0.35495
0.21649 |  | 0.35495
0.21649 |  | 0.35493
0.21646 |  | 0.35493
0.21644 |  | 0.35491
0.21644 |  | 0.35491
0.21644 |  | 0.3549
0.21643 |  | 0.3549
0.21641 |  | 0.35485
0.2164 |  | 0.35483
0.21638 |  | 0.35481
0.21637 |  | 0.35481
0.21636 |  | 0.35481
0.21636 |  | 0.35477
0.21633 |  | 0.35475
0.21631 |  | 0.35475
0.2163 |  | 0.35475
0.2163 |  | 0.35473
0.2163 |  | 0.35467
0.21628 |  | 0.35467
0.21625 |  | 0.35463
0.21621 |  | 0.35463
0.2162 |  | 0.35459
0.2162 |  | 0.35458
0.21618 |  | 0.35454
0.21617 |  | 0.35454
0.21615 |  | 0.35454
0.21614 |  | 0.3545
0.21614 |  | 0.35448
0.21612 |  | 0.35446
0.21611 |  | 0.35446
0.21609 |  | 0.35442
0.21609 |  | 0.35442
0.21608 |  | 0.35442
0.21607 |  | 0.35438
0.21607 |  | 0.35435
0.21604 |  | 0.35431
0.21602 |  | 0.35431
0.21602 |  | 0.35428
0.21599 |  | 0.35424
0.21596 |  | 0.35424
0.21596 |  | 0.35424
0.21596 |  | 0.35422
0.21595 |  | 0.35422
0.21593 |  | 0.35416
0.21593 |  | 0.35416
0.21592 |  | 0.35415
0.21588 |  | 0.35411
0.21588 |  | 0.35411
0.21588 |  | 0.35405
0.21588 |  | 0.35405
0.21585 |  | 0.35405
0.21583 |  | 0.35403
0.21583 |  | 0.35398
0.21583 |  | 0.35396
0.21583 |  | 0.35396
0.21581 |  | 0.35394
0.21579 |  | 0.35392
0.21579 |  | 0.35392
0.21578 |  | 0.35387
0.21576 |  | 0.35385
0.21576 |  | 0.35385
0.21576 |  | 0.35381
0.21575 |  | 0.35379
0.21573 |  | 0.35378
0.2157 |  | 0.35374
0.21569 |  | 0.35374
0.21568 |  | 0.35374
0.21568 |  | 0.35374
0.21566 |  | 0.35374
0.21562 |  | 0.35368
0.21562 |  | 0.35368
0.21559 |  | 0.35364
0.21557 |  | 0.35361
0.21556 |  | 0.35357
0.21553 |  | 0.35357
0.21553 |  | 0.35353
0.21552 |  | 0.35353
0.21552 |  | 0.35348
0.2155 |  | 0.35348
0.21549 |  | 0.35344
0.21546 |  | 0.3534
0.21544 |  | 0.35339
0.21544 |  | 0.35339
0.21542 |  | 0.35337
0.21542 |  | 0.35333
0.21542 |  | 0.35329
0.2154 |  | 0.35327
0.21539 |  | 0.35325
0.21536 |  | 0.35323
0.21536 |  | 0.35318
0.21531 |  | 0.35316
0.21531 |  | 0.35314
0.21531 |  | 0.3531
0.2153 |  | 0.35308
0.21528 |  | 0.35306
0.21528 |  | 0.35301
0.21528 |  | 0.35301
0.21526 |  | 0.35299
0.21524 |  | 0.35297
0.21524 |  | 0.35297
0.21521 |  | 0.35295
0.21521 |  | 0.35293
0.21521 |  | 0.35289
0.21521 |  | 0.35288
0.21518 |  | 0.35288
0.21517 |  | 0.35288
0.21514 |  | 0.35284
0.21511 |  | 0.35284
0.21511 |  | 0.35284
0.21511 |  | 0.35282
0.21508 |  | 0.35275
0.21508 |  | 0.35273
0.21504 |  | 0.35273
0.21504 |  | 0.35273
0.21502 |  | 0.35269
0.21501 |  | 0.35267
0.21499 |  | 0.35263
0.21498 |  | 0.3526
0.21498 |  | 0.35258
0.21496 |  | 0.35257
0.21496 |  | 0.35255
0.21494 |  | 0.35253
0.21492 |  | 0.35247
0.21489 |  | 0.35245
0.21489 |  | 0.35245
0.21486 |  | 0.35244
0.21485 |  | 0.3524
0.21485 |  | 0.35236
0.21483 |  | 0.35234
0.21483 |  | 0.35232
0.2148 |  | 0.35231
0.2148 |  | 0.35228
0.2148 |  | 0.35227
0.21479 |  | 0.35225
0.21476 |  | 0.35221
0.21475 |  | 0.35219
0.21473 |  | 0.35219
0.21472 |  | 0.35216
0.21472 |  | 0.35214
0.21472 |  | 0.35214
0.21472 |  | 0.35212
0.2147 |  | 0.3521
0.21466 |  | 0.35205
0.21464 |  | 0.35203
0.21463 |  | 0.35203
0.21463 |  | 0.35199
0.21462 |  | 0.35197
0.2146 |  | 0.35195
0.2146 |  | 0.35195
0.21459 |  | 0.3519
0.21456 |  | 0.35188
0.21454 |  | 0.35188
0.21454 |  | 0.35188
0.21453 |  | 0.35184
0.21453 |  | 0.3518
0.2145 |  | 0.3518
0.2145 |  | 0.35176
0.2145 |  | 0.35174
0.21447 |  | 0.35174
0.21444 |  | 0.35171
0.21442 |  | 0.35171
0.21442 |  | 0.35169
0.2144 |  | 0.35164
0.2144 |  | 0.35162
0.21434 |  | 0.35162
0.21433 |  | 0.3516
0.21433 |  | 0.35158
0.21431 |  | 0.35154
0.21428 |  | 0.35154
0.21427 |  | 0.35152
0.21427 |  | 0.3515
0.21426 |  | 0.35146
0.21424 |  | 0.35145
0.21424 |  | 0.35143
0.21423 |  | 0.35143
0.21421 |  | 0.35141
0.21421 |  | 0.35138
0.2142 |  | 0.35136
0.21417 |  | 0.35136
0.21417 |  | 0.35136
0.21412 |  | 0.35136
0.21411 |  | 0.35132
0.2141 |  | 0.35132
0.21408 |  | 0.35125
0.21407 |  | 0.35125
0.21405 |  | 0.35125
0.21404 |  | 0.35125
0.21401 |  | 0.35125
0.214 |  | 0.35119
0.214 |  | 0.35115
0.214 |  | 0.35115
0.21395 |  | 0.35115
0.21395 |  | 0.3511
0.21394 |  | 0.35108
0.21394 |  | 0.35106
0.21391 |  | 0.35106
0.21388 |  | 0.35104
0.21388 |  | 0.35097
0.21386 |  | 0.35095
0.21386 |  | 0.35095
0.21384 |  | 0.35093
0.21381 |  | 0.35091
0.21379 |  | 0.35087
0.21379 |  | 0.35086
0.21379 |  | 0.35084
0.21379 |  | 0.35084
0.21376 |  | 0.3508
0.21376 |  | 0.35077
0.21372 |  | 0.35075
0.21371 |  | 0.35073
0.21369 |  | 0.35073
0.21368 |  | 0.35071
0.21368 |  | 0.35071
0.21365 |  | 0.35069
0.21363 |  | 0.35067
0.21363 |  | 0.35065
0.21362 |  | 0.35061
0.21362 |  | 0.3506
0.21359 |  | 0.3506
0.21356 |  | 0.35056
0.21356 |  | 0.35055
0.21355 |  | 0.35052
0.21355 |  | 0.35052
0.21355 |  | 0.35047
0.21355 |  | 0.35045
0.21349 |  | 0.35043
0.21349 |  | 0.35043
0.21347 |  | 0.35041
0.21347 |  | 0.35038
0.21347 |  | 0.35034
0.21346 |  | 0.35032
0.21344 |  | 0.35032
0.21344 |  | 0.35032
0.21343 |  | 0.35032
0.21341 |  | 0.3503
0.21341 |  | 0.35026
0.21339 |  | 0.35025
0.21337 |  | 0.35023
0.21336 |  | 0.35023
0.21336 |  | 0.35021
0.21334 |  | 0.35016
0.2133 |  | 0.35014
0.2133 |  | 0.35014
0.2133 |  | 0.35012
0.2133 |  | 0.35008
0.21327 |  | 0.35002
0.21326 |  | 0.35002
0.21326 |  | 0.35002
0.21324 |  | 0.35001
0.21323 |  | 0.35001
0.21321 |  | 0.34997
0.2132 |  | 0.34995
0.21318 |  | 0.34991
0.21317 |  | 0.34991
0.21315 |  | 0.34987
0.21315 |  | 0.34985
0.21315 |  | 0.34985
0.21314 |  | 0.34982
0.21312 |  | 0.3498
0.21309 |  | 0.34974
0.21309 |  | 0.34972
0.21308 |  | 0.34972
0.21308 |  | 0.34972
0.21308 |  | 0.3497
0.21308 |  | 0.34966
0.21302 |  | 0.34963
0.21302 |  | 0.34961
0.21302 |  | 0.34959
0.21302 |  | 0.34957
0.21302 |  | 0.34957
0.21299 |  | 0.34955
0.21295 |  | 0.34952
0.21295 |  | 0.3495
0.21295 |  | 0.3495
0.21295 |  | 0.34946
0.21292 |  | 0.34942
0.21288 |  | 0.3494
0.21286 |  | 0.34939
0.21286 |  | 0.34939
0.21286 |  | 0.34937
0.21286 |  | 0.34935
0.21286 |  | 0.3493
0.21284 |  | 0.34928
0.21281 |  | 0.34926
0.21279 |  | 0.34926
0.21278 |  | 0.34926
0.21278 |  | 0.34922
0.21278 |  | 0.3492
0.21275 |  | 0.3492
0.21275 |  | 0.34917
0.21273 |  | 0.34915
0.2127 |  | 0.34911
0.21269 |  | 0.34911
0.21269 |  | 0.34909
0.21268 |  | 0.34907
0.21268 |  | 0.34904
0.21266 |  | 0.34904
0.21266 |  | 0.34902
0.21263 |  | 0.34902
0.21262 |  | 0.349
0.21262 |  | 0.34898
0.2126 |  | 0.34894
0.2126 |  | 0.34894
0.21259 |  | 0.34894
0.21259 |  | 0.34892
0.21259 |  | 0.34887
0.21256 |  | 0.34885
0.21255 |  | 0.34882
0.21253 |  | 0.34882
0.21253 |  | 0.34878
0.2125 |  | 0.34874
0.2125 |  | 0.34874
0.21247 |  | 0.3487
0.21246 |  | 0.3487
0.21244 |  | 0.34867
0.21243 |  | 0.34863
0.21243 |  | 0.34859
0.21242 |  | 0.34859
0.21242 |  | 0.34856
0.2124 |  | 0.34852
0.2124 |  | 0.3485
0.2124 |  | 0.3485
0.2124 |  | 0.34848
0.2124 |  | 0.34847
0.21237 |  | 0.34845
0.21236 |  | 0.34843
0.21233 |  | 0.34841
0.21233 |  | 0.34837
0.21233 |  | 0.34837
0.21233 |  | 0.34835
0.2123 |  | 0.34835
0.21229 |  | 0.3483
0.21229 |  | 0.34828
0.21227 |  | 0.34826
0.21227 |  | 0.34824
0.21227 |  | 0.34823
0.21226 |  | 0.34823
0.21226 |  | 0.34819
0.21224 |  | 0.34819
0.2122 |  | 0.34819
0.21217 |  | 0.34813
0.21217 |  | 0.34812
0.21215 |  | 0.34812
0.21215 |  | 0.34806
0.21212 |  | 0.34804
0.21211 |  | 0.34804
0.21209 |  | 0.34804
0.21208 |  | 0.348
0.21208 |  | 0.34798
0.21205 |  | 0.34795
0.21205 |  | 0.34791
0.21205 |  | 0.34791
0.21202 |  | 0.34791
0.21201 |  | 0.34789
0.21198 |  | 0.34786
0.21196 |  | 0.34784
0.21196 |  | 0.34782
0.21195 |  | 0.3478
0.21194 |  | 0.3478
0.21194 |  | 0.34778
0.21192 |  | 0.34776
0.2119 |  | 0.3477
0.2119 |  | 0.3477
0.21188 |  | 0.34769
0.21186 |  | 0.34765
0.21183 |  | 0.34765
0.21183 |  | 0.34763
0.21183 |  | 0.34761
0.21182 |  | 0.34757
0.2118 |  | 0.34756
0.21178 |  | 0.34756
0.21178 |  | 0.34754
0.21178 |  | 0.3475
0.21178 |  | 0.3475
0.21173 |  | 0.34743
0.21172 |  | 0.34741
0.21172 |  | 0.34738
0.21172 |  | 0.34736
0.2117 |  | 0.34736
0.21167 |  | 0.34734
0.21166 |  | 0.34732
0.21166 |  | 0.3473
0.21164 |  | 0.3473
0.21164 |  | 0.34728
0.2116 |  | 0.34723
0.21159 |  | 0.34718
0.21157 |  | 0.34718
0.21157 |  | 0.34718
0.21156 |  | 0.34712
0.21156 |  | 0.34709
0.21153 |  | 0.34709
0.2115 |  | 0.34707
0.21147 |  | 0.34704
0.21147 |  | 0.34704
0.21147 |  | 0.34704
0.21145 |  | 0.34696
0.21143 |  | 0.34692
0.2114 |  | 0.34692
0.21137 |  | 0.34691
0.21137 |  | 0.34689
0.21135 |  | 0.34686
0.21134 |  | 0.34686
0.21132 |  | 0.3468
0.21131 |  | 0.34678
0.21129 |  | 0.34678
0.21128 |  | 0.34678
0.21127 |  | 0.34678
0.21127 |  | 0.34677
0.21127 |  | 0.34677
0.21127 |  | 0.34671
0.21124 |  | 0.34669
0.21122 |  | 0.34667
0.21119 |  | 0.34667
0.21118 |  | 0.34665
0.21118 |  | 0.34662
0.21118 |  | 0.34658
0.21118 |  | 0.34656
0.21116 |  | 0.34654
0.21115 |  | 0.34652
0.21115 |  | 0.34652
0.21112 |  | 0.34649
0.21112 |  | 0.34647
0.21112 |  | 0.34647
0.21112 |  | 0.34645
0.21109 |  | 0.3464
0.21109 |  | 0.34638
0.21108 |  | 0.34638
0.21106 |  | 0.34636
0.21103 |  | 0.34634
0.21102 |  | 0.34631
0.21102 |  | 0.34631
0.211 |  | 0.34631
0.211 |  | 0.34631
0.21097 |  | 0.34625
0.21095 |  | 0.34625
0.21093 |  | 0.34625
0.21093 |  | 0.34621
0.21089 |  | 0.34619
0.21089 |  | 0.34619
0.21088 |  | 0.34615
0.21088 |  | 0.34613
0.21086 |  | 0.34612
0.21085 |  | 0.34606
0.21083 |  | 0.34606
0.21083 |  | 0.34606
0.21082 |  | 0.34605
0.2108 |  | 0.34605
0.2108 |  | 0.34601
0.21079 |  | 0.34599
0.21079 |  | 0.34597
0.21074 |  | 0.34595
0.21073 |  | 0.34593
0.21073 |  | 0.34591
0.2107 |  | 0.3459
0.2107 |  | 0.34588
0.2107 |  | 0.34584
0.21068 |  | 0.34582
0.21066 |  | 0.34581
0.21064 |  | 0.34581
0.21064 |  | 0.34575
0.21063 |  | 0.34571
0.21063 |  | 0.34571
0.21061 |  | 0.34568
0.2106 |  | 0.34568
0.21058 |  | 0.34566
0.21058 |  | 0.34563
0.21058 |  | 0.34559
0.21057 |  | 0.34558
0.21054 |  | 0.34556
0.21054 |  | 0.34554
0.21051 |  | 0.34554
0.2105 |  | 0.34548
0.21048 |  | 0.34546
0.21048 |  | 0.34544
0.21047 |  | 0.34543
0.21045 |  | 0.34541
0.21045 |  | 0.34536
0.21045 |  | 0.34534
0.21045 |  | 0.34534
0.21044 |  | 0.34534
0.21044 |  | 0.34532
0.21041 |  | 0.34526
0.21038 |  | 0.34524
0.21037 |  | 0.34521
0.21037 |  | 0.34519
0.21035 |  | 0.34517
0.21035 |  | 0.34515
0.21034 |  | 0.34513
0.21032 |  | 0.34511
0.21032 |  | 0.3451
0.21029 |  | 0.34508
0.21029 |  | 0.34506
0.21028 |  | 0.34504
0.21025 |  | 0.34498
0.21025 |  | 0.34498
0.21022 |  | 0.34498
0.21019 |  | 0.34495
0.21016 |  | 0.34493
0.21015 |  | 0.34491
0.21015 |  | 0.34491
0.21013 |  | 0.34487
0.21013 |  | 0.34487
0.21009 |  | 0.34483
0.21008 |  | 0.34483
0.21006 |  | 0.34482
0.21006 |  | 0.34478
0.21003 |  | 0.34476
0.21003 |  | 0.34476
0.21002 |  | 0.34476
0.21 |  | 0.34469
0.21 |  | 0.34466
0.20999 |  | 0.34463
0.20997 |  | 0.34462
0.20996 |  | 0.34462
0.20994 |  | 0.3446
0.20993 |  | 0.34456
0.20993 |  | 0.34454
0.20991 |  | 0.34454
0.20989 |  | 0.34452
0.20989 |  | 0.34449
0.20987 |  | 0.34447
0.20986 |  | 0.34445
0.20984 |  | 0.34441
0.20983 |  | 0.34441
0.20981 |  | 0.34441
0.20981 |  | 0.34439
0.2098 |  | 0.34438
0.20978 |  | 0.34432
0.20978 |  | 0.34432
0.20977 |  | 0.34428
0.20974 |  | 0.34424
0.20973 |  | 0.34423
0.2097 |  | 0.34421
0.2097 |  | 0.34417
0.2097 |  | 0.34413
0.2097 |  | 0.34413
0.20968 |  | 0.34411
0.20967 |  | 0.34409
0.20964 |  | 0.34407
0.20964 |  | 0.34407
0.20963 |  | 0.34404
0.20961 |  | 0.34402
0.2096 |  | 0.34402
0.2096 |  | 0.34398
0.20955 |  | 0.34398
0.20955 |  | 0.34394
0.20952 |  | 0.34392
0.20952 |  | 0.3439
0.20951 |  | 0.34386
0.20951 |  | 0.34384
0.20948 |  | 0.34383
0.20948 |  | 0.34381
0.20948 |  | 0.34381
0.20945 |  | 0.34379
0.20945 |  | 0.34377
0.20942 |  | 0.34373
0.20941 |  | 0.34373
0.20941 |  | 0.34373
0.20939 |  | 0.34372
0.20935 |  | 0.34368
0.20934 |  | 0.34368
0.20931 |  | 0.34366
0.20929 |  | 0.34364
0.20928 |  | 0.34364
0.20928 |  | 0.34364
0.20926 |  | 0.3436
0.20923 |  | 0.34358
0.20923 |  | 0.34356
0.20921 |  | 0.34355
0.20919 |  | 0.34355
0.20919 |  | 0.34355
0.20918 |  | 0.34355
0.20916 |  | 0.34351
0.20916 |  | 0.3435
0.20916 |  | 0.34346
0.20915 |  | 0.34342
0.2091 |  | 0.34342
0.20909 |  | 0.34342
0.20908 |  | 0.34336
0.20908 |  | 0.34336
0.20908 |  | 0.34335
0.20906 |  | 0.34333
0.20905 |  | 0.34331
0.20903 |  | 0.34327
0.20902 |  | 0.34327
0.20902 |  | 0.34325
0.209 |  | 0.34321
0.20899 |  | 0.3432
0.20896 |  | 0.3432
0.20896 |  | 0.3432
0.20896 |  | 0.34318
0.20894 |  | 0.34314
0.20893 |  | 0.34312
0.20889 |  | 0.34309
0.20889 |  | 0.34309
0.20889 |  | 0.34305
0.20887 |  | 0.34303
0.20883 |  | 0.34303
0.20883 |  | 0.34299
0.20883 |  | 0.34299
0.20883 |  | 0.34292
0.20881 |  | 0.34292
0.2088 |  | 0.3429
0.20878 |  | 0.34289
0.20877 |  | 0.34289
0.20877 |  | 0.34285
0.20877 |  | 0.34281
0.20874 |  | 0.34279
0.20874 |  | 0.34279
0.20871 |  | 0.34279
0.20871 |  | 0.34278
0.20868 |  | 0.34278
0.20867 |  | 0.34274
0.20864 |  | 0.3427
0.20863 |  | 0.34269
0.20863 |  | 0.34267
0.20863 |  | 0.34261
0.20861 |  | 0.34261
0.20861 |  | 0.34261
0.2086 |  | 0.34261
0.20855 |  | 0.34259
0.20855 |  | 0.34255
0.20854 |  | 0.34254
0.20854 |  | 0.34254
0.20852 |  | 0.34251
0.20849 |  | 0.34248
0.20848 |  | 0.34246
0.20848 |  | 0.34244
0.20847 |  | 0.34242
0.20845 |  | 0.34242
0.20844 |  | 0.3424
0.20844 |  | 0.34238
0.20844 |  | 0.34234
0.20841 |  | 0.34234
0.20836 |  | 0.34233
0.20836 |  | 0.34233
0.20836 |  | 0.34229
0.20835 |  | 0.34229
0.20833 |  | 0.34227
0.20832 |  | 0.34225
0.2083 |  | 0.34224
0.20829 |  | 0.34222
0.20829 |  | 0.34222
0.20828 |  | 0.34216
0.20826 |  | 0.34216
0.20825 |  | 0.34216
0.20822 |  | 0.34212
0.20822 |  | 0.34211
0.20818 |  | 0.34205
0.20818 |  | 0.34203
0.20818 |  | 0.34203
0.20816 |  | 0.34203
0.20816 |  | 0.34203
0.20813 |  | 0.34201
0.20807 |  | 0.34198
0.20806 |  | 0.34196
0.20806 |  | 0.34192
0.20805 |  | 0.3419
0.20805 |  | 0.3419
0.20803 |  | 0.3419
0.20803 |  | 0.34188
0.208 |  | 0.34183
0.208 |  | 0.34179
0.208 |  | 0.34177
0.20797 |  | 0.34177
0.20797 |  | 0.34174
0.20796 |  | 0.34172
0.20796 |  | 0.34172
0.20796 |  | 0.34166
0.20794 |  | 0.34166
0.20788 |  | 0.34163
0.20787 |  | 0.34161
0.20787 |  | 0.34161
0.20786 |  | 0.34159
0.20783 |  | 0.34157
0.20783 |  | 0.34152
0.20781 |  | 0.3415
0.20781 |  | 0.34148
0.2078 |  | 0.34146
0.20778 |  | 0.34142
0.20778 |  | 0.34142
0.20774 |  | 0.34141
0.20774 |  | 0.34137
0.20774 |  | 0.34135
0.20774 |  | 0.34133
0.20774 |  | 0.34131
0.20772 |  | 0.34129
0.20772 |  | 0.34129
0.20771 |  | 0.34125
0.2077 |  | 0.34125
0.20768 |  | 0.34118
0.20765 |  | 0.34116
0.20764 |  | 0.34114
0.20762 |  | 0.34112
0.20761 |  | 0.34112
0.20761 |  | 0.3411
0.20761 |  | 0.34109
0.20761 |  | 0.34105
0.20761 |  | 0.34103
0.20756 |  | 0.34103
0.20756 |  | 0.34101
0.20752 |  | 0.34097
0.20752 |  | 0.34097
0.20752 |  | 0.34094
0.20751 |  | 0.34092
0.20749 |  | 0.3409
0.20746 |  | 0.34088
0.20746 |  | 0.34088
0.20745 |  | 0.34086
0.20745 |  | 0.34081
0.20743 |  | 0.34077
0.20742 |  | 0.34075
0.20742 |  | 0.34071
0.20741 |  | 0.34071
0.20741 |  | 0.34068
0.20741 |  | 0.34064
0.20736 |  | 0.34062
0.20736 |  | 0.3406
0.20735 |  | 0.3406
0.20732 |  | 0.34058
0.20732 |  | 0.34056
0.20732 |  | 0.34053
0.20732 |  | 0.34053
0.20728 |  | 0.34051
0.20726 |  | 0.34047
0.20726 |  | 0.34047
0.20725 |  | 0.34045
0.2072 |  | 0.34045
0.2072 |  | 0.34043
0.20717 |  | 0.34041
0.20717 |  | 0.3404
0.20716 |  | 0.34034
0.20716 |  | 0.34032
0.20716 |  | 0.3403
0.20714 |  | 0.34027
0.20711 |  | 0.34023
0.2071 |  | 0.34021
0.20708 |  | 0.34019
0.20707 |  | 0.34017
0.20707 |  | 0.34017
0.20706 |  | 0.34017
0.20706 |  | 0.34016
0.20703 |  | 0.34014
0.20703 |  | 0.34012
0.207 |  | 0.34008
0.207 |  | 0.34008
0.20697 |  | 0.34
0.20696 |  | 0.34
0.20696 |  | 0.34
0.20696 |  | 0.34
0.20694 |  | 0.33994
0.20693 |  | 0.33992
0.20693 |  | 0.3399
0.20691 |  | 0.33988
0.20688 |  | 0.33986
0.20688 |  | 0.33983
0.20687 |  | 0.33983
0.20685 |  | 0.33982
0.20684 |  | 0.33978
0.20684 |  | 0.33976
0.20683 |  | 0.33976
0.20683 |  | 0.33972
0.20681 |  | 0.33967
0.20678 |  | 0.33967
0.20677 |  | 0.33963
0.20675 |  | 0.33962
0.20673 |  | 0.33962
0.20671 |  | 0.33962
0.2067 |  | 0.3396
0.2067 |  | 0.33956
0.20668 |  | 0.33954
0.20668 |  | 0.33952
0.20665 |  | 0.33949
0.20664 |  | 0.33945
0.20662 |  | 0.33943
0.20662 |  | 0.33943
0.2066 |  | 0.3394
0.2066 |  | 0.33938
0.20657 |  | 0.33932
0.20655 |  | 0.33932
0.20655 |  | 0.3393
0.20654 |  | 0.3393
0.20654 |  | 0.33927
0.20654 |  | 0.33927
0.20652 |  | 0.33925
0.20649 |  | 0.33925
0.20648 |  | 0.33923
0.20648 |  | 0.3392
0.20644 |  | 0.3392
0.20644 |  | 0.33915
0.20642 |  | 0.33915
0.20642 |  | 0.33912
0.20642 |  | 0.33908
0.20641 |  | 0.33908
0.20636 |  | 0.33902
0.20635 |  | 0.33902
0.20635 |  | 0.339
0.20633 |  | 0.33898
0.20632 |  | 0.33895
0.2063 |  | 0.33891
0.20629 |  | 0.33889
0.20629 |  | 0.33887
0.20625 |  | 0.33885
0.20625 |  | 0.33883
0.20623 |  | 0.33882
0.20622 |  | 0.3388
0.20622 |  | 0.33876
0.20617 |  | 0.33876
0.20617 |  | 0.33876
0.20617 |  | 0.33875
0.20612 |  | 0.33871
0.20612 |  | 0.33869
0.2061 |  | 0.33867
0.20609 |  | 0.33865
0.20609 |  | 0.33861
0.20609 |  | 0.33858
0.20606 |  | 0.33858
0.20606 |  | 0.33854
0.20603 |  | 0.33852
0.20603 |  | 0.3385
0.20602 |  | 0.3385
0.20601 |  | 0.33849
0.20601 |  | 0.33843
0.206 |  | 0.33839
0.20599 |  | 0.33838
0.20599 |  | 0.33838
0.20594 |  | 0.33834
0.20591 |  | 0.33832
0.20591 |  | 0.3383
0.20591 |  | 0.33828
0.2059 |  | 0.33826
0.20588 |  | 0.33826
0.20588 |  | 0.33824
0.20585 |  | 0.33822
0.20584 |  | 0.3382
0.20583 |  | 0.3382
0.20583 |  | 0.33819
0.20581 |  | 0.33817
0.20581 |  | 0.33813
0.20577 |  | 0.33812
0.20577 |  | 0.3381
0.20577 |  | 0.33808
0.20574 |  | 0.33802
0.20572 |  | 0.338
0.20572 |  | 0.338
0.20572 |  | 0.33798
0.20571 |  | 0.33798
0.20569 |  | 0.33787
0.20568 |  | 0.33787
0.20567 |  | 0.33787
0.20567 |  | 0.33785
0.20564 |  | 0.33785
0.20561 |  | 0.33783
0.20559 |  | 0.3378
0.20559 |  | 0.33778
0.20558 |  | 0.33776
0.20557 |  | 0.33775
0.20555 |  | 0.33771
0.20555 |  | 0.33769
0.20555 |  | 0.33765
0.20552 |  | 0.33762
0.20549 |  | 0.33762
0.20549 |  | 0.3376
0.20549 |  | 0.33758
0.20548 |  | 0.33756
0.20548 |  | 0.33756
0.20546 |  | 0.33753
0.20545 |  | 0.33749
0.20542 |  | 0.33747
0.20542 |  | 0.33747
0.20542 |  | 0.33747
0.20542 |  | 0.33745
0.2054 |  | 0.33742
0.20539 |  | 0.33742
0.20539 |  | 0.33742
0.20536 |  | 0.3374
0.20536 |  | 0.33736
0.20532 |  | 0.33736
0.20532 |  | 0.33734
0.2053 |  | 0.33734
0.20529 |  | 0.33731
0.20527 |  | 0.33727
0.20527 |  | 0.33727
0.20525 |  | 0.33727
0.20525 |  | 0.33723
0.20525 |  | 0.33721
0.20522 |  | 0.33718
0.2052 |  | 0.33716
0.20519 |  | 0.33711
0.20517 |  | 0.33708
0.20517 |  | 0.33707
0.20517 |  | 0.33707
0.20516 |  | 0.33705
0.20514 |  | 0.33701
0.20512 |  | 0.33701
0.2051 |  | 0.33699
0.20509 |  | 0.33698
0.20507 |  | 0.33694
0.20506 |  | 0.33694
0.20504 |  | 0.33692
0.20504 |  | 0.33692
0.20503 |  | 0.33687
0.20503 |  | 0.33683
0.20503 |  | 0.3368
0.20499 |  | 0.3368
0.20496 |  | 0.33676
0.20494 |  | 0.33676
0.20491 |  | 0.33672
0.2049 |  | 0.33672
0.20488 |  | 0.33668
0.20488 |  | 0.33663
0.20486 |  | 0.33661
0.20486 |  | 0.33661
0.20484 |  | 0.33659
0.20484 |  | 0.33657
0.20484 |  | 0.33653
0.20483 |  | 0.33653
0.20483 |  | 0.33653
0.2048 |  | 0.33653
0.2048 |  | 0.33648
0.20477 |  | 0.33644
0.20477 |  | 0.33644
0.20474 |  | 0.33644
0.20473 |  | 0.33642
0.20471 |  | 0.33638
0.2047 |  | 0.33638
0.2047 |  | 0.33635
0.20468 |  | 0.33635
0.20468 |  | 0.33633
0.20468 |  | 0.33629
0.20464 |  | 0.33629
0.20464 |  | 0.33628
0.20464 |  | 0.33628
0.20462 |  | 0.33624
0.20461 |  | 0.33622
0.20461 |  | 0.33622
0.20461 |  | 0.33622
0.20458 |  | 0.3362
0.20456 |  | 0.33617
0.20456 |  | 0.33613
0.20454 |  | 0.33609
0.20452 |  | 0.33609
0.20451 |  | 0.33607
0.20449 |  | 0.33607
0.20449 |  | 0.33605
0.20446 |  | 0.33601
0.20446 |  | 0.336
0.20446 |  | 0.33596
0.20446 |  | 0.33596
0.20443 |  | 0.33594
0.20442 |  | 0.33593
0.20441 |  | 0.33591
0.20441 |  | 0.33585
0.20441 |  | 0.33584
0.20441 |  | 0.33584
0.20438 |  | 0.33584
0.20438 |  | 0.33584
0.20433 |  | 0.33581
0.20431 |  | 0.33581
0.20431 |  | 0.33581
0.20431 |  | 0.33581
0.20429 |  | 0.33577
0.20426 |  | 0.33575
0.20426 |  | 0.33573
0.20425 |  | 0.33573
0.20423 |  | 0.33571
0.20422 |  | 0.33569
0.20419 |  | 0.33565
0.20419 |  | 0.33563
0.20419 |  | 0.33563
0.20416 |  | 0.33558
0.20415 |  | 0.33558
0.20413 |  | 0.33558
0.20412 |  | 0.33558
0.20412 |  | 0.33556
0.2041 |  | 0.3355
0.2041 |  | 0.33547
0.20407 |  | 0.33547
0.20406 |  | 0.33545
0.20406 |  | 0.33541
0.20405 |  | 0.3354
0.20405 |  | 0.33537
0.20402 |  | 0.33536
0.204 |  | 0.33534
0.204 |  | 0.3353
0.20399 |  | 0.33528
0.20397 |  | 0.33524
0.20394 |  | 0.33524
0.20394 |  | 0.33522
0.20391 |  | 0.3352
0.20391 |  | 0.3352
0.20391 |  | 0.33519
0.20389 |  | 0.33517
0.20389 |  | 0.33517
0.20387 |  | 0.33513
0.20386 |  | 0.33512
0.20383 |  | 0.33508
0.20381 |  | 0.33506
0.2038 |  | 0.33505
0.2038 |  | 0.33501
0.20377 |  | 0.33497
0.20376 |  | 0.33497
0.20374 |  | 0.33493
0.20373 |  | 0.33492
0.20371 |  | 0.3349
0.20371 |  | 0.33488
0.2037 |  | 0.33488
0.20365 |  | 0.33485
0.20364 |  | 0.33483
0.20364 |  | 0.33483
0.20364 |  | 0.33479
0.20361 |  | 0.33476
0.20359 |  | 0.33476
0.20359 |  | 0.33476
0.20359 |  | 0.33474
0.20358 |  | 0.33472
0.20355 |  | 0.3347
0.20354 |  | 0.33466
0.20352 |  | 0.33464
0.20352 |  | 0.33464
0.20352 |  | 0.33463
0.20351 |  | 0.33463
0.20351 |  | 0.33463
0.20351 |  | 0.33457
0.20346 |  | 0.33457
0.20344 |  | 0.33455
0.20342 |  | 0.33454
0.20339 |  | 0.33454
0.20339 |  | 0.33448
0.20339 |  | 0.33448
0.20339 |  | 0.33446
0.20338 |  | 0.33444
0.20338 |  | 0.33444
0.20336 |  | 0.33443
0.20327 |  | 0.33439
0.20327 |  | 0.33433
0.20327 |  | 0.33433
0.20326 |  | 0.33431
0.20326 |  | 0.3343
0.20325 |  | 0.33428
0.20322 |  | 0.33426
0.2032 |  | 0.33424
0.20319 |  | 0.33421
0.20317 |  | 0.33417
0.20317 |  | 0.33417
0.20316 |  | 0.33417
0.20313 |  | 0.33417
0.20313 |  | 0.33417
0.20312 |  | 0.33415
0.2031 |  | 0.3341
0.20307 |  | 0.33408
0.20306 |  | 0.33406
0.20306 |  | 0.33406
0.20304 |  | 0.33398
0.20304 |  | 0.33398
0.203 |  | 0.33398
0.203 |  | 0.33394
0.20298 |  | 0.33392
0.20296 |  | 0.33391
0.20296 |  | 0.33389
0.20294 |  | 0.33389
0.20293 |  | 0.33389
0.20291 |  | 0.33387
0.20288 |  | 0.33383
0.20288 |  | 0.33381
0.20287 |  | 0.3338
0.20287 |  | 0.33376
0.20284 |  | 0.33374
0.20282 |  | 0.33374
0.2028 |  | 0.3337
0.20278 |  | 0.33366
0.20278 |  | 0.33366
0.20278 |  | 0.33363
0.20277 |  | 0.33359
0.20272 |  | 0.33357
0.20272 |  | 0.33357
0.20271 |  | 0.33355
0.20271 |  | 0.33355
0.20271 |  | 0.33354
0.20271 |  | 0.3335
0.20269 |  | 0.33346
0.20269 |  | 0.33343
0.20268 |  | 0.3334
0.20268 |  | 0.3334
0.20265 |  | 0.33337
0.20264 |  | 0.33334
0.20262 |  | 0.3333
0.20262 |  | 0.3333
0.20261 |  | 0.33324
0.20261 |  | 0.33324
0.20259 |  | 0.33323
0.20259 |  | 0.33319
0.20255 |  | 0.33317
0.20255 |  | 0.33314
0.20255 |  | 0.33314
0.20253 |  | 0.3331
0.20253 |  | 0.3331
0.20252 |  | 0.3331
0.20251 |  | 0.33306
0.20249 |  | 0.33306
0.20248 |  | 0.33303
0.20248 |  | 0.33301
0.20246 |  | 0.33297
0.20246 |  | 0.33297
0.20242 |  | 0.33293
0.20242 |  | 0.33288
0.20242 |  | 0.33284
0.20239 |  | 0.33282
0.20239 |  | 0.3328
0.20237 |  | 0.3328
0.20236 |  | 0.33277
0.20235 |  | 0.33277
0.20232 |  | 0.33277
0.2023 |  | 0.33267
0.20229 |  | 0.33266
0.20226 |  | 0.33262
0.20223 |  | 0.33262
0.20223 |  | 0.3326
0.20223 |  | 0.33258
0.20219 |  | 0.33257
0.20217 |  | 0.33257
0.20217 |  | 0.33257
0.20216 |  | 0.33249
0.20213 |  | 0.33245
0.2021 |  | 0.33245
0.2021 |  | 0.33245
0.20208 |  | 0.33242
0.20208 |  | 0.3324
0.20207 |  | 0.33236
0.20206 |  | 0.33235
0.20203 |  | 0.33233
0.20203 |  | 0.33229
0.20201 |  | 0.33229
0.202 |  | 0.33227
0.20198 |  | 0.33225
0.20198 |  | 0.33224
0.20192 |  | 0.33222
0.20192 |  | 0.3322
0.20192 |  | 0.33215
0.20192 |  | 0.33215
0.20191 |  | 0.33215
0.20188 |  | 0.33207
0.20187 |  | 0.33207
0.20187 |  | 0.33207
0.20185 |  | 0.33207
0.20179 |  | 0.33207
0.20179 |  | 0.33205
0.20179 |  | 0.33202
0.20178 |  | 0.33202
0.20176 |  | 0.332
0.20175 |  | 0.33195
0.20172 |  | 0.33195
0.20172 |  | 0.33195
0.20171 |  | 0.33195
0.20171 |  | 0.33193
0.20169 |  | 0.33191
0.20166 |  | 0.33187
0.20166 |  | 0.33187
0.20163 |  | 0.33184
0.20163 |  | 0.33182
0.20161 |  | 0.33178
0.20161 |  | 0.33176
0.20159 |  | 0.33172
0.20159 |  | 0.3317
0.20156 |  | 0.33165
0.20155 |  | 0.33161
0.20155 |  | 0.33161
0.20153 |  | 0.33159
0.20153 |  | 0.33158
0.20152 |  | 0.33158
0.20147 |  | 0.33154
0.20146 |  | 0.33154
0.20146 |  | 0.33152
0.20146 |  | 0.3315
0.20146 |  | 0.33148
0.20142 |  | 0.33146
0.2014 |  | 0.33145
0.2014 |  | 0.33141
0.2014 |  | 0.33141
0.20139 |  | 0.33139
0.20139 |  | 0.33137
0.20139 |  | 0.33135
0.20139 |  | 0.33135
0.20136 |  | 0.33133
0.20136 |  | 0.33131
0.20134 |  | 0.3313
0.20133 |  | 0.33126
0.20133 |  | 0.33126
0.20133 |  | 0.33122
0.20129 |  | 0.3312
0.20127 |  | 0.33117
0.20127 |  | 0.33117
0.20126 |  | 0.33117
0.20124 |  | 0.33111
0.20124 |  | 0.33111
0.20123 |  | 0.33103
0.20123 |  | 0.33102
0.2012 |  | 0.33102
0.20118 |  | 0.33102
0.20118 |  | 0.331
0.20117 |  | 0.33098
0.20115 |  | 0.33098
0.20112 |  | 0.33094
0.20112 |  | 0.3309
0.20111 |  | 0.33089
0.20111 |  | 0.33089
0.2011 |  | 0.33085
0.20107 |  | 0.33083
0.20107 |  | 0.3308
0.20105 |  | 0.33078
0.20104 |  | 0.33078
0.20102 |  | 0.33078
0.20098 |  | 0.33078
0.20098 |  | 0.33072
0.20098 |  | 0.3307
0.20098 |  | 0.33068
0.20097 |  | 0.33068
0.20095 |  | 0.33067
0.20094 |  | 0.33065
0.20094 |  | 0.33063
0.20091 |  | 0.33063
0.20089 |  | 0.33057
0.20088 |  | 0.33056
0.20088 |  | 0.33052
0.20088 |  | 0.33048
0.20088 |  | 0.33048
0.20084 |  | 0.33046
0.20082 |  | 0.33043
0.20081 |  | 0.33039
0.20081 |  | 0.33039
0.20081 |  | 0.33038
0.20081 |  | 0.33036
0.20079 |  | 0.33032
0.20078 |  | 0.3303
0.20076 |  | 0.3303
0.20073 |  | 0.3303
0.20072 |  | 0.33027
0.20072 |  | 0.33027
0.20069 |  | 0.33027
0.20069 |  | 0.33024
0.20066 |  | 0.33023
0.20066 |  | 0.33021
0.20065 |  | 0.33016
0.20063 |  | 0.33016
0.20062 |  | 0.33014
0.20059 |  | 0.3301
0.20059 |  | 0.33008
0.20053 |  | 0.33008
0.20052 |  | 0.33006
0.20052 |  | 0.33001
0.20052 |  | 0.32999
0.2005 |  | 0.32997
0.20047 |  | 0.32995
0.20046 |  | 0.32991
0.20044 |  | 0.32988
0.20042 |  | 0.32986
0.20039 |  | 0.32986
0.20039 |  | 0.32982
0.20039 |  | 0.32979
0.20039 |  | 0.32977
0.20037 |  | 0.32977
0.20034 |  | 0.32971
0.20034 |  | 0.3297
0.20034 |  | 0.32966
0.20033 |  | 0.32964
0.20031 |  | 0.32962
0.20031 |  | 0.3296
0.20027 |  | 0.32958
0.20026 |  | 0.32957
0.20026 |  | 0.32955
0.20024 |  | 0.3295
0.20024 |  | 0.3295
0.20024 |  | 0.3295
0.20024 |  | 0.32946
0.20024 |  | 0.32946
0.20018 |  | 0.32942
0.20018 |  | 0.32936
0.20017 |  | 0.32935
0.20015 |  | 0.32935
0.20012 |  | 0.32933
0.2001 |  | 0.32929
0.20008 |  | 0.32927
0.20008 |  | 0.32927
0.20004 |  | 0.32925
0.20002 |  | 0.32921
0.20001 |  | 0.32919
0.20001 |  | 0.32915
0.20001 |  | 0.32915
0.19998 |  | 0.3291
0.19997 |  | 0.32908
0.19997 |  | 0.32906
0.19995 |  | 0.32906
0.19994 |  | 0.32904
0.19994 |  | 0.32901
0.19992 |  | 0.32899
0.19991 |  | 0.32899
0.19991 |  | 0.32895
0.19988 |  | 0.32894
0.19988 |  | 0.32891
0.19986 |  | 0.32886
0.19984 |  | 0.32884
0.19982 |  | 0.32882
0.19981 |  | 0.32878
0.19979 |  | 0.32878
0.19979 |  | 0.32876
0.19978 |  | 0.32872
0.19978 |  | 0.32871
0.19976 |  | 0.32869
0.19975 |  | 0.32865
0.19975 |  | 0.32862
0.19974 |  | 0.3286
0.19972 |  | 0.32858
0.19971 |  | 0.32856
0.19969 |  | 0.32854
0.19968 |  | 0.32853
0.19968 |  | 0.32851
0.19968 |  | 0.32851
0.19966 |  | 0.32847
0.19965 |  | 0.32847
0.19965 |  | 0.32845
0.1996 |  | 0.32843
0.19959 |  | 0.32839
0.19959 |  | 0.32839
0.19958 |  | 0.32839
0.19956 |  | 0.32839
0.19956 |  | 0.32836
0.19955 |  | 0.32836
0.19955 |  | 0.32834
0.19955 |  | 0.3283
0.19955 |  | 0.3283
0.1995 |  | 0.3283
0.1995 |  | 0.32827
0.19949 |  | 0.32823
0.19949 |  | 0.32821
0.19944 |  | 0.32819
0.19944 |  | 0.32819
0.19944 |  | 0.32819
0.19943 |  | 0.32817
0.19939 |  | 0.3281
0.19939 |  | 0.32808
0.19937 |  | 0.32806
0.19936 |  | 0.32806
0.19936 |  | 0.32802
0.19934 |  | 0.32801
0.19934 |  | 0.32797
0.19931 |  | 0.32797
0.19928 |  | 0.32797
0.19928 |  | 0.32795
0.19928 |  | 0.32789
0.19927 |  | 0.32787
0.19927 |  | 0.32785
0.19925 |  | 0.32785
0.19925 |  | 0.32785
0.19924 |  | 0.32784
0.19921 |  | 0.32778
0.19921 |  | 0.32778
0.19921 |  | 0.32778
0.1992 |  | 0.32774
0.19918 |  | 0.32774
0.19918 |  | 0.3277
0.19915 |  | 0.3277
0.19915 |  | 0.32765
0.19914 |  | 0.32763
0.19911 |  | 0.3276
0.19911 |  | 0.32758
0.19909 |  | 0.32756
0.19908 |  | 0.32752
0.19907 |  | 0.3275
0.19907 |  | 0.3275
0.19905 |  | 0.3275
0.19904 |  | 0.3275
0.19899 |  | 0.32748
0.19898 |  | 0.32745
0.19898 |  | 0.32741
0.19898 |  | 0.32737
0.19896 |  | 0.32737
0.19895 |  | 0.32737
0.19895 |  | 0.32734
0.19892 |  | 0.32732
0.19891 |  | 0.32732
0.19891 |  | 0.3273
0.19891 |  | 0.32726
0.19889 |  | 0.32725
0.19885 |  | 0.32722
0.19883 |  | 0.32722
0.19883 |  | 0.32721
0.19882 |  | 0.32719
0.19882 |  | 0.32717
0.19881 |  | 0.32717
0.19881 |  | 0.32713
0.19878 |  | 0.32711
0.19876 |  | 0.32706
0.19875 |  | 0.32704
0.19875 |  | 0.32702
0.19873 |  | 0.327
0.19871 |  | 0.327
0.19869 |  | 0.32699
0.19869 |  | 0.32699
0.19869 |  | 0.32695
0.19869 |  | 0.32693
0.19868 |  | 0.32691
0.19865 |  | 0.32687
0.19863 |  | 0.32684
0.19862 |  | 0.32684
0.1986 |  | 0.3268
0.1986 |  | 0.32678
0.1986 |  | 0.32676
0.19856 |  | 0.32674
0.19856 |  | 0.32674
0.19856 |  | 0.32671
0.19856 |  | 0.32671
0.19855 |  | 0.32669
0.19853 |  | 0.32664
0.19852 |  | 0.32662
0.1985 |  | 0.3266
0.19846 |  | 0.3266
0.19846 |  | 0.32655
0.19846 |  | 0.32655
0.19846 |  | 0.32655
0.19846 |  | 0.32655
0.19846 |  | 0.32653
0.19842 |  | 0.32649
0.1984 |  | 0.32649
0.1984 |  | 0.32647
0.19839 |  | 0.32645
0.19837 |  | 0.3264
0.19837 |  | 0.3264
0.19836 |  | 0.32634
0.19834 |  | 0.32634
0.19831 |  | 0.32632
0.1983 |  | 0.32628
0.19829 |  | 0.32627
0.19827 |  | 0.32625
0.19827 |  | 0.32625
0.19826 |  | 0.32623
0.19824 |  | 0.32619
0.19823 |  | 0.32619
0.19821 |  | 0.32615
0.1982 |  | 0.32612
0.1982 |  | 0.32608
0.1982 |  | 0.32605
0.1982 |  | 0.32603
0.1982 |  | 0.32601
0.19817 |  | 0.32601
0.19816 |  | 0.32601
0.19813 |  | 0.32601
0.19813 |  | 0.32597
0.19811 |  | 0.32597
0.1981 |  | 0.32593
0.19807 |  | 0.3259
0.19804 |  | 0.32588
0.19804 |  | 0.32586
0.19801 |  | 0.32581
0.198 |  | 0.32581
0.198 |  | 0.32579
0.198 |  | 0.32577
0.19798 |  | 0.32575
0.19796 |  | 0.32573
0.19794 |  | 0.32571
0.19793 |  | 0.32571
0.19791 |  | 0.3257
0.19787 |  | 0.32568
0.19784 |  | 0.32564
0.19783 |  | 0.32564
0.19783 |  | 0.32563
0.19781 |  | 0.32559
0.19781 |  | 0.32559
0.1978 |  | 0.32557
0.19777 |  | 0.32555
0.19777 |  | 0.32555
0.19775 |  | 0.32549
0.19775 |  | 0.32547
0.19773 |  | 0.32542
0.19771 |  | 0.32538
0.1977 |  | 0.32538
0.19768 |  | 0.32536
0.19768 |  | 0.32536
0.19768 |  | 0.32534
0.19765 |  | 0.32531
0.19765 |  | 0.32531
0.19765 |  | 0.32527
0.19765 |  | 0.32527
0.19762 |  | 0.3252
0.19762 |  | 0.3252
0.19759 |  | 0.3252
0.19758 |  | 0.32516
0.19758 |  | 0.32514
0.19758 |  | 0.32513
0.19757 |  | 0.32511
0.19754 |  | 0.32511
0.19754 |  | 0.32509
0.19752 |  | 0.32509
0.19752 |  | 0.32505
0.19749 |  | 0.32504
0.19748 |  | 0.32502
0.19748 |  | 0.325
0.19745 |  | 0.325
0.19742 |  | 0.32496
0.19742 |  | 0.32494
0.19741 |  | 0.32494
0.19741 |  | 0.32493
0.19735 |  | 0.32491
0.19735 |  | 0.32489
0.19732 |  | 0.32485
0.19732 |  | 0.32483
0.19729 |  | 0.32479
0.19729 |  | 0.32479
0.19726 |  | 0.32477
0.19726 |  | 0.32477
0.19725 |  | 0.32472
0.19725 |  | 0.3247
0.19722 |  | 0.3247
0.19722 |  | 0.32466
0.1972 |  | 0.32462
0.1972 |  | 0.32461
0.19717 |  | 0.32457
0.19716 |  | 0.32453
0.19716 |  | 0.32451
0.19714 |  | 0.32449
0.1971 |  | 0.32444
0.1971 |  | 0.32444
0.1971 |  | 0.32442
0.19709 |  | 0.32434
0.19704 |  | 0.32432
0.19703 |  | 0.3243
0.19703 |  | 0.32427
0.19703 |  | 0.32423
0.19701 |  | 0.32423
0.197 |  | 0.32419
0.197 |  | 0.32415
0.19697 |  | 0.32415
0.19697 |  | 0.32414
0.19694 |  | 0.32414
0.19694 |  | 0.32414
0.19691 |  | 0.3241
0.19691 |  | 0.32406
0.19691 |  | 0.32401
0.19691 |  | 0.32401
0.19688 |  | 0.32399
0.19687 |  | 0.32399
0.19684 |  | 0.32397
0.19684 |  | 0.32395
0.19684 |  | 0.32389
0.19681 |  | 0.32389
0.19677 |  | 0.32388
0.19677 |  | 0.32384
0.19677 |  | 0.32384
0.19677 |  | 0.3238
0.19677 |  | 0.32375
0.19677 |  | 0.32375
0.19674 |  | 0.32375
0.19671 |  | 0.32373
0.19669 |  | 0.32367
0.19669 |  | 0.32364
0.19669 |  | 0.32364
0.19668 |  | 0.32362
0.19668 |  | 0.3236
0.19666 |  | 0.3236
0.19664 |  | 0.32358
0.19661 |  | 0.32356
0.19658 |  | 0.32354
0.19658 |  | 0.32349
0.19658 |  | 0.32347
0.19656 |  | 0.32345
0.19655 |  | 0.32343
0.19655 |  | 0.32343
0.19653 |  | 0.32341
0.19651 |  | 0.32336
0.19649 |  | 0.32334
0.19649 |  | 0.32332
0.19646 |  | 0.3233
0.19646 |  | 0.3233
0.19645 |  | 0.32328
0.19645 |  | 0.32327
0.19645 |  | 0.32325
0.19645 |  | 0.32321
0.19642 |  | 0.32319
0.1964 |  | 0.32315
0.19639 |  | 0.32314
0.19638 |  | 0.32312
0.19635 |  | 0.3231
0.19635 |  | 0.32302
0.19632 |  | 0.323
0.19632 |  | 0.323
0.19632 |  | 0.323
0.19629 |  | 0.32297
0.19627 |  | 0.32295
0.19626 |  | 0.32295
0.19626 |  | 0.32295
0.19626 |  | 0.3229
0.19626 |  | 0.32286
0.19622 |  | 0.32284
0.19622 |  | 0.32282
0.1962 |  | 0.32279
0.1962 |  | 0.32279
0.19619 |  | 0.32279
0.19619 |  | 0.32275
0.19617 |  | 0.32272
0.19614 |  | 0.32272
0.19613 |  | 0.3227
0.19613 |  | 0.32264
0.19613 |  | 0.32262
0.19613 |  | 0.32262
0.19613 |  | 0.32258
0.1961 |  | 0.32256
0.1961 |  | 0.32253
0.1961 |  | 0.32249
0.19609 |  | 0.32247
0.19606 |  | 0.32241
0.19604 |  | 0.32241
0.19603 |  | 0.32238
0.19599 |  | 0.32236
0.19599 |  | 0.32234
0.19599 |  | 0.32231
0.19599 |  | 0.32229
0.19599 |  | 0.32225
0.19599 |  | 0.32225
0.19596 |  | 0.32223
0.19593 |  | 0.3222
0.19593 |  | 0.32218
0.19591 |  | 0.32216
0.1959 |  | 0.32211
0.19588 |  | 0.32211
0.19588 |  | 0.32209
0.19586 |  | 0.32205
0.19586 |  | 0.32203
0.19581 |  | 0.32201
0.1958 |  | 0.32196
0.1958 |  | 0.32194
0.19577 |  | 0.32194
0.19575 |  | 0.32194
0.19575 |  | 0.3219
0.19574 |  | 0.32186
0.19574 |  | 0.32186
0.19571 |  | 0.32183
0.19571 |  | 0.32181
0.19571 |  | 0.32181
0.19571 |  | 0.32177
0.19567 |  | 0.32175
0.19565 |  | 0.32173
0.19565 |  | 0.32173
0.19565 |  | 0.32173
0.19562 |  | 0.32168
0.19562 |  | 0.32166
0.1956 |  | 0.32164
0.1956 |  | 0.3216
0.19558 |  | 0.3216
0.19557 |  | 0.3216
0.19555 |  | 0.32156
0.19554 |  | 0.32153
0.19554 |  | 0.32153
0.19554 |  | 0.32149
0.19551 |  | 0.32148
0.19551 |  | 0.32144
0.19551 |  | 0.32142
0.19548 |  | 0.32142
0.19545 |  | 0.32139
0.19542 |  | 0.32139
0.19542 |  | 0.32137
0.19542 |  | 0.32133
0.19542 |  | 0.32131
0.19542 |  | 0.32129
0.19538 |  | 0.32127
0.19538 |  | 0.32125
0.19536 |  | 0.32123
0.19536 |  | 0.32123
0.19535 |  | 0.32123
0.19533 |  | 0.32122
0.19532 |  | 0.32114
0.19531 |  | 0.32112
0.19529 |  | 0.32112
0.19529 |  | 0.32108
0.19528 |  | 0.32103
0.19526 |  | 0.32103
0.19522 |  | 0.32101
0.19522 |  | 0.32099
0.19522 |  | 0.32095
0.19519 |  | 0.32092
0.19519 |  | 0.32092
0.19517 |  | 0.32088
0.19515 |  | 0.32085
0.19515 |  | 0.32081
0.19513 |  | 0.32081
0.1951 |  | 0.32081
0.19509 |  | 0.32074
0.19509 |  | 0.32074
0.19509 |  | 0.32074
0.19507 |  | 0.32072
0.19503 |  | 0.32069
0.19502 |  | 0.32065
0.19502 |  | 0.32063
0.195 |  | 0.32063
0.19499 |  | 0.32063
0.19499 |  | 0.32059
0.19497 |  | 0.32055
0.19497 |  | 0.32053
0.19494 |  | 0.32051
0.19494 |  | 0.32048
0.19493 |  | 0.32046
0.19493 |  | 0.32044
0.19493 |  | 0.3204
0.19493 |  | 0.32039
0.19489 |  | 0.32039
0.19487 |  | 0.32037
0.19487 |  | 0.32033
0.19483 |  | 0.32031
0.19483 |  | 0.3203
0.1948 |  | 0.32028
0.19479 |  | 0.32026
0.19479 |  | 0.32022
0.19476 |  | 0.3202
0.19476 |  | 0.32017
0.19474 |  | 0.32017
0.19473 |  | 0.32015
0.1947 |  | 0.32011
0.19468 |  | 0.32009
0.19468 |  | 0.32009
0.19468 |  | 0.32008
0.19468 |  | 0.32002
0.19465 |  | 0.32
0.19464 |  | 0.31999
0.19463 |  | 0.31997
0.19461 |  | 0.31997
0.1946 |  | 0.31995
0.1946 |  | 0.31995
0.19458 |  | 0.31991
0.19458 |  | 0.31989
0.19457 |  | 0.31987
0.19452 |  | 0.31985
0.19452 |  | 0.31979
0.19452 |  | 0.31978
0.19452 |  | 0.31974
0.1945 |  | 0.31974
0.19447 |  | 0.31974
0.19444 |  | 0.3197
0.19444 |  | 0.31968
0.19444 |  | 0.31965
0.19442 |  | 0.31961
0.19441 |  | 0.31957
0.19438 |  | 0.31957
0.19438 |  | 0.31956
0.19438 |  | 0.31952
0.19436 |  | 0.31952
0.19436 |  | 0.31948
0.19435 |  | 0.31946
0.19433 |  | 0.31944
0.19433 |  | 0.3194
0.19432 |  | 0.3194
0.19428 |  | 0.3194
0.19428 |  | 0.31937
0.19426 |  | 0.31931
0.19425 |  | 0.31931
0.19422 |  | 0.31929
0.1942 |  | 0.31929
0.1942 |  | 0.31926
0.19419 |  | 0.31922
0.19417 |  | 0.3192
0.19417 |  | 0.31914
0.19415 |  | 0.31914
0.19413 |  | 0.31912
0.19412 |  | 0.3191
0.1941 |  | 0.31905
0.19407 |  | 0.31903
0.19406 |  | 0.31901
0.19406 |  | 0.319
0.19404 |  | 0.31894
0.19402 |  | 0.31894
0.194 |  | 0.3189
0.194 |  | 0.31888
0.19397 |  | 0.31886
0.19397 |  | 0.31882
0.19397 |  | 0.31881
0.19394 |  | 0.31881
0.19394 |  | 0.31877
0.19391 |  | 0.31874
0.19391 |  | 0.31872
0.19391 |  | 0.3187
0.1939 |  | 0.31865
0.1939 |  | 0.31865
0.19388 |  | 0.31863
0.19387 |  | 0.31861
0.19384 |  | 0.31861
0.19384 |  | 0.31859
0.19383 |  | 0.31855
0.19383 |  | 0.3185
0.19383 |  | 0.3185
0.1938 |  | 0.31848
0.19378 |  | 0.31844
0.19375 |  | 0.31842
0.19374 |  | 0.3184
0.19372 |  | 0.3184
0.19371 |  | 0.31836
0.19371 |  | 0.31833
0.19371 |  | 0.31831
0.19369 |  | 0.31828
0.19368 |  | 0.31828
0.19366 |  | 0.31826
0.19366 |  | 0.31822
0.19364 |  | 0.31821
0.19362 |  | 0.31815
0.19361 |  | 0.31814
0.19361 |  | 0.31814
0.19359 |  | 0.31812
0.19358 |  | 0.31812
0.19356 |  | 0.31807
0.19353 |  | 0.31806
0.19353 |  | 0.31806
0.19353 |  | 0.31802
0.19352 |  | 0.31795
0.19352 |  | 0.31795
0.19352 |  | 0.31795
0.19348 |  | 0.31791
0.19346 |  | 0.31791
0.19345 |  | 0.31787
0.19345 |  | 0.31784
0.19345 |  | 0.31784
0.19343 |  | 0.31779
0.19341 |  | 0.31779
0.19339 |  | 0.31777
0.19339 |  | 0.31771
0.19339 |  | 0.31771
0.19338 |  | 0.31769
0.19338 |  | 0.31764
0.19335 |  | 0.31762
0.19333 |  | 0.31762
0.19333 |  | 0.31762
0.1933 |  | 0.31758
0.19329 |  | 0.31758
0.19329 |  | 0.31755
0.19327 |  | 0.31752
0.19325 |  | 0.3175
0.19325 |  | 0.31747
0.19323 |  | 0.31745
0.1932 |  | 0.31741
0.1932 |  | 0.31739
0.19317 |  | 0.31734
0.19316 |  | 0.31734
0.19314 |  | 0.31734
0.19313 |  | 0.31728
0.19312 |  | 0.31726
0.19312 |  | 0.31724
0.1931 |  | 0.31721
0.1931 |  | 0.31717
0.19307 |  | 0.31711
0.19307 |  | 0.31706
0.19306 |  | 0.31704
0.19304 |  | 0.31703
0.19303 |  | 0.31697
0.193 |  | 0.31695
0.19299 |  | 0.31693
0.19297 |  | 0.31691
0.19297 |  | 0.31686
0.19293 |  | 0.31686
0.19293 |  | 0.31682
0.19291 |  | 0.3168
0.1929 |  | 0.3168
0.1929 |  | 0.31675
0.19288 |  | 0.31673
0.19285 |  | 0.31673
0.19285 |  | 0.31673
0.19282 |  | 0.31671
0.19281 |  | 0.31666
0.1928 |  | 0.31664
0.19277 |  | 0.31662
0.19277 |  | 0.31662
0.19275 |  | 0.31662
0.19274 |  | 0.31656
0.19272 |  | 0.31656
0.19271 |  | 0.31654
0.19271 |  | 0.3165
0.19269 |  | 0.3165
0.19268 |  | 0.31647
0.19265 |  | 0.31645
0.19265 |  | 0.31643
0.19264 |  | 0.31637
0.19264 |  | 0.31635
0.19258 |  | 0.31632
0.19258 |  | 0.31632
0.19258 |  | 0.31626
0.19255 |  | 0.31623
0.19255 |  | 0.31623
0.19255 |  | 0.31623
0.1925 |  | 0.31617
0.19249 |  | 0.31617
0.19249 |  | 0.31613
0.19249 |  | 0.31612
0.19248 |  | 0.31608
0.19245 |  | 0.31606
0.19243 |  | 0.31606
0.19242 |  | 0.31602
0.19242 |  | 0.316
0.19239 |  | 0.31597
0.19238 |  | 0.31597
0.19238 |  | 0.31595
0.19236 |  | 0.31592
0.19236 |  | 0.31588
0.19236 |  | 0.31586
0.19235 |  | 0.31584
0.19232 |  | 0.31581
0.1923 |  | 0.31581
0.1923 |  | 0.31577
0.19229 |  | 0.31577
0.19229 |  | 0.31573
0.19227 |  | 0.31569
0.19226 |  | 0.31565
0.19225 |  | 0.31564
0.19225 |  | 0.31562
0.19222 |  | 0.31558
0.19219 |  | 0.31558
0.19219 |  | 0.31558
0.19219 |  | 0.31556
0.19219 |  | 0.31555
0.19216 |  | 0.31551
0.19216 |  | 0.31544
0.19213 |  | 0.31544
0.19211 |  | 0.31542
0.19211 |  | 0.31542
0.1921 |  | 0.31536
0.19206 |  | 0.31532
0.19204 |  | 0.31529
0.19204 |  | 0.31527
0.19204 |  | 0.31525
0.19204 |  | 0.31524
0.19203 |  | 0.31522
0.192 |  | 0.31522
0.19198 |  | 0.3152
0.19198 |  | 0.31516
0.19198 |  | 0.31516
0.19197 |  | 0.31514
0.19197 |  | 0.31512
0.19191 |  | 0.3151
0.19191 |  | 0.31508
0.19191 |  | 0.31508
0.1919 |  | 0.31507
0.19188 |  | 0.31501
0.19188 |  | 0.31501
0.19185 |  | 0.31499
0.19184 |  | 0.31497
0.19182 |  | 0.31493
0.19182 |  | 0.31491
0.19181 |  | 0.31488
0.19178 |  | 0.31486
0.19175 |  | 0.31482
0.19175 |  | 0.31478
0.19174 |  | 0.31476
0.19174 |  | 0.31471
0.19174 |  | 0.31471
0.19174 |  | 0.31467
0.19171 |  | 0.31465
0.19169 |  | 0.31465
0.19168 |  | 0.31458
0.19168 |  | 0.31458
0.19165 |  | 0.31458
0.19162 |  | 0.31454
0.19162 |  | 0.31454
0.19162 |  | 0.3145
0.19161 |  | 0.3145
0.19159 |  | 0.31447
0.19156 |  | 0.31447
0.19156 |  | 0.31447
0.19153 |  | 0.31441
0.19153 |  | 0.31439
0.1915 |  | 0.31438
0.19148 |  | 0.31433
0.19143 |  | 0.31429
0.19143 |  | 0.31427
0.19142 |  | 0.31425
0.1914 |  | 0.31418
0.1914 |  | 0.31417
0.19139 |  | 0.31415
0.19139 |  | 0.31411
0.19139 |  | 0.31409
0.19137 |  | 0.31409
0.19133 |  | 0.31407
0.19131 |  | 0.31403
0.19131 |  | 0.31402
0.19131 |  | 0.314
0.19131 |  | 0.31398
0.1913 |  | 0.31394
0.19127 |  | 0.31394
0.19126 |  | 0.31389
0.19126 |  | 0.31389
0.19126 |  | 0.31386
0.19126 |  | 0.31382
0.19126 |  | 0.31382
0.19124 |  | 0.3138
0.19121 |  | 0.31376
0.19118 |  | 0.31372
0.19117 |  | 0.31372
0.19117 |  | 0.31369
0.19115 |  | 0.31369
0.19115 |  | 0.31364
0.19114 |  | 0.3136
0.19111 |  | 0.3136
0.1911 |  | 0.31356
0.1911 |  | 0.31353
0.19108 |  | 0.31351
0.19108 |  | 0.31351
0.19108 |  | 0.31345
0.19107 |  | 0.31343
0.19105 |  | 0.31343
0.19105 |  | 0.31343
0.19104 |  | 0.31338
0.191 |  | 0.31334
0.19098 |  | 0.31331
0.19098 |  | 0.31329
0.19098 |  | 0.31327
0.19098 |  | 0.31325
0.19095 |  | 0.31325
0.19094 |  | 0.3132
0.19092 |  | 0.31316
0.19091 |  | 0.31314
0.19089 |  | 0.31312
0.19089 |  | 0.31309
0.19089 |  | 0.31307
0.19087 |  | 0.31305
0.19085 |  | 0.313
0.19085 |  | 0.313
0.19082 |  | 0.31296
0.19081 |  | 0.31294
0.19079 |  | 0.3129
0.19078 |  | 0.3129
0.19076 |  | 0.31288
0.19076 |  | 0.31287
0.19076 |  | 0.31284
0.19073 |  | 0.31283
0.19072 |  | 0.31277
0.19071 |  | 0.31276
0.19071 |  | 0.31272
0.19068 |  | 0.31272
0.19066 |  | 0.31268
0.19065 |  | 0.31268
0.19065 |  | 0.31266
0.19063 |  | 0.31262
0.19057 |  | 0.3126
0.19057 |  | 0.31259
0.19056 |  | 0.31257
0.19056 |  | 0.31255
0.19056 |  | 0.31251
0.19056 |  | 0.31249
0.19055 |  | 0.31245
0.19055 |  | 0.3124
0.19055 |  | 0.3124
0.19052 |  | 0.3124
0.1905 |  | 0.31234
0.19047 |  | 0.31232
0.19047 |  | 0.31232
0.19046 |  | 0.31231
0.19045 |  | 0.31227
0.19045 |  | 0.31222
0.19045 |  | 0.3122
0.19045 |  | 0.31218
0.1904 |  | 0.31218
0.19039 |  | 0.31218
0.19037 |  | 0.31212
0.19037 |  | 0.31212
0.19037 |  | 0.3121
0.19036 |  | 0.31205
0.19036 |  | 0.31202
0.19036 |  | 0.31202
0.19031 |  | 0.31199
0.1903 |  | 0.31197
0.19027 |  | 0.31195
0.19026 |  | 0.31193
0.19024 |  | 0.31189
0.19024 |  | 0.31187
0.19021 |  | 0.31187
0.1902 |  | 0.31185
0.19017 |  | 0.31184
0.19017 |  | 0.31178
0.19017 |  | 0.31174
0.19017 |  | 0.31172
0.19015 |  | 0.3117
0.19015 |  | 0.31169
0.19011 |  | 0.31165
0.19011 |  | 0.31165
0.1901 |  | 0.31163
0.1901 |  | 0.31159
0.1901 |  | 0.31157
0.19007 |  | 0.31156
0.19007 |  | 0.31156
0.19005 |  | 0.31156
0.19002 |  | 0.31154
0.19002 |  | 0.31151
0.19001 |  | 0.31149
0.19 |  | 0.31147
0.19 |  | 0.31143
0.18998 |  | 0.31141
0.18998 |  | 0.31139
0.18995 |  | 0.31137
0.18995 |  | 0.31128
0.18994 |  | 0.31126
0.18994 |  | 0.31125
0.18989 |  | 0.31125
0.18989 |  | 0.31121
0.18989 |  | 0.31118
0.18988 |  | 0.31116
0.18987 |  | 0.31114
0.18987 |  | 0.31114
0.18984 |  | 0.3111
0.18984 |  | 0.31108
0.18984 |  | 0.31105
0.18982 |  | 0.31103
0.18982 |  | 0.31103
0.18981 |  | 0.31099
0.18979 |  | 0.31097
0.18978 |  | 0.31097
0.18975 |  | 0.31094
0.18975 |  | 0.3109
0.18974 |  | 0.31087
0.18972 |  | 0.31085
0.18972 |  | 0.31083
0.18968 |  | 0.31076
0.18966 |  | 0.31074
0.18966 |  | 0.31069
0.18965 |  | 0.31067
0.18963 |  | 0.31067
0.18963 |  | 0.31067
0.18963 |  | 0.31063
0.18963 |  | 0.31061
0.1896 |  | 0.31056
0.18959 |  | 0.31054
0.18956 |  | 0.31054
0.18956 |  | 0.3105
0.18955 |  | 0.31049
0.18952 |  | 0.31047
0.1895 |  | 0.31045
0.18949 |  | 0.31043
0.18949 |  | 0.31043
0.18949 |  | 0.31037
0.18946 |  | 0.31034
0.18946 |  | 0.31031
0.18944 |  | 0.31029
0.18943 |  | 0.31029
0.18942 |  | 0.31027
0.18942 |  | 0.31027
0.18942 |  | 0.31023
0.18937 |  | 0.31019
0.18937 |  | 0.31016
0.18936 |  | 0.31016
0.18934 |  | 0.31014
0.18934 |  | 0.3101
0.18933 |  | 0.31008
0.18932 |  | 0.31006
0.18929 |  | 0.31003
0.18926 |  | 0.30999
0.18926 |  | 0.30993
0.18926 |  | 0.3099
0.18924 |  | 0.30988
0.18924 |  | 0.30988
0.18921 |  | 0.30986
0.1892 |  | 0.30984
0.18916 |  | 0.30984
0.18914 |  | 0.30982
0.18914 |  | 0.3098
0.18913 |  | 0.30977
0.18911 |  | 0.30975
0.18911 |  | 0.30973
0.18911 |  | 0.30967
0.18908 |  | 0.30967
0.18908 |  | 0.30964
0.18907 |  | 0.30962
0.18905 |  | 0.30962
0.18905 |  | 0.30958
0.18904 |  | 0.30956
0.18904 |  | 0.30954
0.18901 |  | 0.3095
0.18898 |  | 0.30949
0.18898 |  | 0.30945
0.18897 |  | 0.30941
0.18897 |  | 0.30941
0.18895 |  | 0.30934
0.18895 |  | 0.30932
0.18894 |  | 0.30932
0.18892 |  | 0.3093
0.18892 |  | 0.30923
0.1889 |  | 0.30921
0.18888 |  | 0.30917
0.18887 |  | 0.30915
0.18884 |  | 0.30913
0.18884 |  | 0.30911
0.18882 |  | 0.30906
0.18882 |  | 0.30904
0.18879 |  | 0.30904
0.18877 |  | 0.30904
0.18875 |  | 0.309
0.18871 |  | 0.30897
0.18871 |  | 0.30895
0.18871 |  | 0.30893
0.18869 |  | 0.30891
0.18869 |  | 0.30891
0.18866 |  | 0.30886
0.18866 |  | 0.30884
0.18865 |  | 0.30882
0.18862 |  | 0.30878
0.18862 |  | 0.30878
0.18861 |  | 0.30874
0.18859 |  | 0.30867
0.18859 |  | 0.30867
0.18858 |  | 0.30865
0.18858 |  | 0.30863
0.18855 |  | 0.3086
0.18855 |  | 0.30858
0.18854 |  | 0.30856
0.18852 |  | 0.30856
0.18849 |  | 0.30854
0.18849 |  | 0.30852
0.18848 |  | 0.3085
0.18843 |  | 0.30849
0.18842 |  | 0.30843
0.18842 |  | 0.30843
0.1884 |  | 0.30841
0.18839 |  | 0.30839
0.18836 |  | 0.30836
0.18836 |  | 0.30832
0.18836 |  | 0.3083
0.18833 |  | 0.30828
0.18832 |  | 0.30827
0.18829 |  | 0.30825
0.18829 |  | 0.30821
0.18829 |  | 0.30819
0.18829 |  | 0.30817
0.18825 |  | 0.30816
0.18822 |  | 0.30814
0.18822 |  | 0.30808
0.18822 |  | 0.30808
0.1882 |  | 0.30806
0.1882 |  | 0.30802
0.18819 |  | 0.30802
0.18817 |  | 0.30802
0.18816 |  | 0.30796
0.18814 |  | 0.30792
0.18813 |  | 0.30792
0.18813 |  | 0.30789
0.18813 |  | 0.30784
0.18809 |  | 0.30784
0.18809 |  | 0.3078
0.18806 |  | 0.3078
0.18804 |  | 0.30779
0.18803 |  | 0.30777
0.18801 |  | 0.30773
0.18798 |  | 0.30769
0.18798 |  | 0.30765
0.18798 |  | 0.30765
0.18797 |  | 0.30762
0.18795 |  | 0.3076
0.18794 |  | 0.3076
0.18793 |  | 0.3076
0.18793 |  | 0.30752
0.18791 |  | 0.3075
0.18791 |  | 0.30747
0.18787 |  | 0.30741
0.18787 |  | 0.30739
0.18785 |  | 0.30735
0.18782 |  | 0.30734
0.18781 |  | 0.30732
0.18781 |  | 0.30728
0.18781 |  | 0.30726
0.18778 |  | 0.30726
0.18775 |  | 0.30722
0.18775 |  | 0.30717
0.18774 |  | 0.30715
0.18771 |  | 0.30713
0.18769 |  | 0.30709
0.18768 |  | 0.30709
0.18768 |  | 0.30707
0.18766 |  | 0.30705
0.18765 |  | 0.30705
0.18762 |  | 0.30705
0.18762 |  | 0.30703
0.18761 |  | 0.30698
0.18758 |  | 0.30698
0.18756 |  | 0.30693
0.18756 |  | 0.30693
0.18755 |  | 0.30693
0.18755 |  | 0.30689
0.18752 |  | 0.30683
0.1875 |  | 0.30682
0.1875 |  | 0.30682
0.1875 |  | 0.30678
0.18749 |  | 0.30676
0.18746 |  | 0.30674
0.18743 |  | 0.30672
0.18743 |  | 0.30668
0.18743 |  | 0.30668
0.18743 |  | 0.30663
0.18742 |  | 0.30659
0.1874 |  | 0.30653
0.18739 |  | 0.30652
0.18736 |  | 0.30652
0.18736 |  | 0.3065
0.18735 |  | 0.30646
0.1873 |  | 0.30644
0.18729 |  | 0.30642
0.18729 |  | 0.30638
0.18726 |  | 0.30637
0.18724 |  | 0.30633
0.18723 |  | 0.30629
0.1872 |  | 0.30626
0.18719 |  | 0.30624
0.18719 |  | 0.3062
0.18719 |  | 0.30616
0.18717 |  | 0.30613
0.18714 |  | 0.30609
0.18713 |  | 0.30607
0.18713 |  | 0.30603
0.18711 |  | 0.30601
0.18708 |  | 0.30597
0.18707 |  | 0.30593
0.18707 |  | 0.30591
0.18707 |  | 0.30588
0.18701 |  | 0.30584
0.18701 |  | 0.30582
0.18701 |  | 0.30577
0.18701 |  | 0.30575
0.187 |  | 0.30573
0.18698 |  | 0.30569
0.18692 |  | 0.30568
0.1869 |  | 0.30566
0.1869 |  | 0.3056
0.18687 |  | 0.30557
0.18685 |  | 0.30553
0.18681 |  | 0.30551
0.18679 |  | 0.30549
0.18678 |  | 0.30545
0.18678 |  | 0.30536
0.18674 |  | 0.30536
0.18674 |  | 0.30533
0.18672 |  | 0.30533
0.18669 |  | 0.30531
0.18669 |  | 0.30527
0.18669 |  | 0.30527
0.18665 |  | 0.30524
0.18665 |  | 0.30522
0.18662 |  | 0.30518
0.18658 |  | 0.30514
0.18655 |  | 0.3051
0.18653 |  | 0.3051
0.18653 |  | 0.30507
0.1865 |  | 0.30505
0.1865 |  | 0.30503
0.18649 |  | 0.30501
0.18648 |  | 0.30495
0.18648 |  | 0.30491
0.18642 |  | 0.3049
0.18637 |  | 0.30484
0.18637 |  | 0.30482
0.18635 |  | 0.30482
0.18633 |  | 0.30478
0.18632 |  | 0.30475
0.1863 |  | 0.30467
0.18627 |  | 0.30467
0.18623 |  | 0.30465
0.18621 |  | 0.30462
0.18617 |  | 0.3046
0.18616 |  | 0.30458
0.18614 |  | 0.30453
0.18613 |  | 0.30451
0.18613 |  | 0.30451
0.1861 |  | 0.30451
0.18607 |  | 0.30445
0.18604 |  | 0.30443
0.18603 |  | 0.30441
0.18601 |  | 0.30439
0.18597 |  | 0.30434
0.18592 |  | 0.3043
0.18591 |  | 0.30429
0.18589 |  | 0.30427
0.18589 |  | 0.30423
0.18585 |  | 0.30419
0.18581 |  | 0.30416
0.18576 |  | 0.30412
0.18574 |  | 0.30409
0.18569 |  | 0.30407
0.18569 |  | 0.30403
0.18566 |  | 0.30399
0.18565 |  | 0.30396
0.18563 |  | 0.30396
0.18559 |  | 0.3039
0.18556 |  | 0.30387
0.1855 |  | 0.30385
0.1855 |  | 0.30381
0.1855 |  | 0.30379
0.18549 |  | 0.30379
0.18549 |  | 0.30374
0.18534 |  | 0.30374
0.18534 |  | 0.30368
0.18533 |  | 0.30368
0.18528 |  | 0.30365
0.18526 |  | 0.30361
0.1852 |  | 0.30359
0.18515 |  | 0.30353
0.18515 |  | 0.30353
0.18514 |  | 0.30351
0.18508 |  | 0.30348
0.18502 |  | 0.30346
0.18497 |  | 0.30342
0.18494 |  | 0.30342
0.18492 |  | 0.30337
0.18491 |  | 0.30335
0.18488 |  | 0.30331
0.18486 |  | 0.30331
0.18479 |  | 0.30331
0.18476 |  | 0.30327
0.18475 |  | 0.30322
0.18475 |  | 0.30322
0.18466 |  | 0.30318
0.18459 |  | 0.30318
0.18459 |  | 0.30318
0.18452 |  | 0.30316
0.18438 |  | 0.30311
0.18435 |  | 0.30307
0.18431 |  | 0.30305
0.18431 |  | 0.30301
0.1843 |  | 0.30299
0.18425 |  | 0.30296
0.1842 |  | 0.30296
0.18414 |  | 0.30292
0.18412 |  | 0.30289
0.18409 |  | 0.30283
0.18403 |  | 0.30279
0.184 |  | 0.30272
0.18392 |  | 0.30272
0.1839 |  | 0.30263
0.1838 |  | 0.30263
0.18373 |  | 0.30261
0.18369 |  | 0.3026
0.18367 |  | 0.30256
0.18367 |  | 0.30256
0.18364 |  | 0.30252
0.18358 |  | 0.3025
0.1834 |  | 0.30246
0.18332 |  | 0.30242
0.18332 |  | 0.3024
0.18324 |  | 0.30235
0.18319 |  | 0.30233
0.18306 |  | 0.30231
0.18298 |  | 0.30224
0.18296 |  | 0.30222
0.18283 |  | 0.30219
0.18274 |  | 0.30215
0.18264 |  | 0.30211
0.18263 |  | 0.30208
0.1825 |  | 0.30201
0.18241 |  | 0.30195
0.18241 |  | 0.30191
0.1824 |  | 0.3019
0.18232 |  | 0.30185
0.18225 |  | 0.30183
0.18221 |  | 0.30176
0.18218 |  | 0.30174
0.18213 |  | 0.30172
0.18205 |  | 0.3017
0.18174 |  | 0.30165
0.18165 |  | 0.30163
0.18158 |  | 0.30159
0.18154 |  | 0.30156
0.18147 |  | 0.3015
0.1812 |  | 0.3015
0.18119 |  | 0.30148
0.18116 |  | 0.30143
0.18106 |  | 0.30139
0.1808 |  | 0.30137
0.18077 |  | 0.30137
0.18065 |  | 0.30131
0.18062 |  | 0.30124
0.18049 |  | 0.30124
0.18045 |  | 0.30123
0.18023 |  | 0.30123
0.18007 |  | 0.30115
0.18 |  | 0.30113
0.17978 |  | 0.30113
0.17952 |  | 0.30109
0.17929 |  | 0.30106
0.1792 |  | 0.30106
0.17879 |  | 0.30104
0.17866 |  | 0.301
0.17859 |  | 0.30094
0.17852 |  | 0.30091
0.17849 |  | 0.30089
0.17846 |  | 0.30087
0.17845 |  | 0.30085
0.17837 |  | 0.30083
0.17827 |  | 0.30081
0.17826 |  | 0.30076
0.17824 |  | 0.30076
0.17821 |  | 0.30072
0.17811 |  | 0.3007
0.17808 |  | 0.30068
0.17807 |  | 0.30067
0.17794 |  | 0.30059
0.17791 |  | 0.30055
0.17788 |  | 0.30055
0.17785 |  | 0.30053
0.1776 |  | 0.30051
0.17742 |  | 0.30051
0.1774 |  | 0.3005
0.17739 |  | 0.30042
0.17738 |  | 0.3004
0.17736 |  | 0.30039
0.17734 |  | 0.30037
0.17731 |  | 0.30033
0.17731 |  | 0.30029
0.17729 |  | 0.30029
0.17727 |  | 0.30026
0.17725 |  | 0.30024
0.17724 |  | 0.30018
0.17722 |  | 0.30016
0.17722 |  | 0.30015
0.17722 |  | 0.30013
0.1772 |  | 0.30008
0.17718 |  | 0.3
0.17714 |  | 0.29998
0.17713 |  | 0.29997
0.17713 |  | 0.29997
0.17711 |  | 0.29989
0.17709 |  | 0.29985
0.17707 |  | 0.29982
0.17705 |  | 0.29978
0.17704 |  | 0.29978
0.17702 |  | 0.29976
0.17702 |  | 0.29972
0.17702 |  | 0.29968
0.17701 |  | 0.29965
0.17698 |  | 0.29959
0.17698 |  | 0.29957
0.17698 |  | 0.29955
0.17697 |  | 0.29953
0.17696 |  | 0.29946
0.17692 |  | 0.29946
0.17689 |  | 0.29942
0.17686 |  | 0.29942
0.17686 |  | 0.29939
0.17684 |  | 0.29933
0.17684 |  | 0.29931
0.17684 |  | 0.29929
0.17682 |  | 0.29922
0.17682 |  | 0.29922
0.1768 |  | 0.29922
0.1768 |  | 0.29918
0.17678 |  | 0.29917
0.17675 |  | 0.29913
0.17675 |  | 0.29909
0.17675 |  | 0.29907
0.17673 |  | 0.29905
0.17668 |  | 0.29899
0.17667 |  | 0.29896
0.17666 |  | 0.29894
0.17664 |  | 0.29888
0.17662 |  | 0.29886
0.17657 |  | 0.29882
0.17653 |  | 0.29882
0.17651 |  | 0.29881
0.1765 |  | 0.29875
0.17648 |  | 0.29875
0.17644 |  | 0.29866
0.17644 |  | 0.29862
0.17644 |  | 0.29862
0.17644 |  | 0.2986
0.17642 |  | 0.29854
0.17641 |  | 0.2985
0.17641 |  | 0.29847
0.17637 |  | 0.29845
0.17637 |  | 0.29843
0.17637 |  | 0.29841
0.17637 |  | 0.29838
0.17637 |  | 0.29834
0.17633 |  | 0.2983
0.17632 |  | 0.29828
0.17632 |  | 0.29828
0.17628 |  | 0.29823
0.17628 |  | 0.2982
0.17628 |  | 0.29817
0.17628 |  | 0.29811
0.17626 |  | 0.29811
0.17621 |  | 0.29807
0.17619 |  | 0.29804
0.17619 |  | 0.298
0.17614 |  | 0.29794
0.17614 |  | 0.29793
0.17612 |  | 0.29791
0.17611 |  | 0.29791
0.17611 |  | 0.29787
0.17608 |  | 0.29783
0.17608 |  | 0.29779
0.17607 |  | 0.29779
0.17607 |  | 0.29777
0.17601 |  | 0.29774
0.17599 |  | 0.29771
0.17599 |  | 0.29765
0.17596 |  | 0.29765
0.17596 |  | 0.29763
0.17594 |  | 0.29761
0.17594 |  | 0.29757
0.17593 |  | 0.29754
0.17593 |  | 0.2975
0.17592 |  | 0.2975
0.1759 |  | 0.29743
0.17588 |  | 0.29741
0.17588 |  | 0.29737
0.17588 |  | 0.29734
0.17585 |  | 0.2973
0.17583 |  | 0.29728
0.17583 |  | 0.29726
0.17583 |  | 0.29724
0.17581 |  | 0.2972
0.17581 |  | 0.29716
0.17579 |  | 0.29714
0.17577 |  | 0.29712
0.17574 |  | 0.29707
0.1757 |  | 0.29705
0.1757 |  | 0.29703
0.17569 |  | 0.29696
0.17567 |  | 0.29694
0.17567 |  | 0.2969
0.17567 |  | 0.29688
0.17565 |  | 0.29683
0.17565 |  | 0.29677
0.17559 |  | 0.29673
0.17559 |  | 0.29673
0.17556 |  | 0.29671
0.17556 |  | 0.29664
0.17556 |  | 0.29662
0.17556 |  | 0.29658
0.17552 |  | 0.29658
0.17551 |  | 0.29654
0.17549 |  | 0.29652
0.17547 |  | 0.29651
0.17547 |  | 0.29651
0.17545 |  | 0.29643
0.17542 |  | 0.29643
0.1754 |  | 0.29639
0.17538 |  | 0.2963
0.17538 |  | 0.29628
0.17538 |  | 0.29626
0.17537 |  | 0.29623
0.17534 |  | 0.29617
0.17533 |  | 0.29617
0.17531 |  | 0.29612
0.17531 |  | 0.29608
0.17529 |  | 0.29604
0.17523 |  | 0.296
0.17523 |  | 0.29596
0.17523 |  | 0.29594
0.17523 |  | 0.29591
0.17522 |  | 0.29585
0.1752 |  | 0.29583
0.17518 |  | 0.29581
0.17516 |  | 0.29578
0.17514 |  | 0.29578
0.17514 |  | 0.29572
0.17513 |  | 0.29569
0.17513 |  | 0.29567
0.17509 |  | 0.29567
0.17509 |  | 0.29567
0.17505 |  | 0.29563
0.17504 |  | 0.29559
0.17502 |  | 0.29557
0.17502 |  | 0.29556
0.17502 |  | 0.29556
0.17502 |  | 0.29553
0.17498 |  | 0.29552
0.17498 |  | 0.2955
0.17495 |  | 0.29546
0.17495 |  | 0.29542
0.17495 |  | 0.29537
0.17489 |  | 0.29533
0.17489 |  | 0.29531
0.17487 |  | 0.29527
0.17486 |  | 0.29522
0.17482 |  | 0.29522
0.1748 |  | 0.29517
0.17479 |  | 0.29515
0.17477 |  | 0.29509
0.17473 |  | 0.29509
0.17473 |  | 0.29509
0.17471 |  | 0.29509
0.17469 |  | 0.29502
0.17468 |  | 0.29502
0.17466 |  | 0.29502
0.17462 |  | 0.29496
0.17462 |  | 0.29494
0.1746 |  | 0.29492
0.1746 |  | 0.2949
0.17459 |  | 0.29489
0.17453 |  | 0.29486
0.17451 |  | 0.29481
0.17451 |  | 0.29477
0.17451 |  | 0.29475
0.17451 |  | 0.2947
0.1745 |  | 0.2947
0.17448 |  | 0.29464
0.17446 |  | 0.29462
0.17444 |  | 0.29462
0.17444 |  | 0.29456
0.17441 |  | 0.29453
0.17441 |  | 0.29452
0.17439 |  | 0.29448
0.17433 |  | 0.29444
0.17433 |  | 0.29441
0.17433 |  | 0.29435
0.17431 |  | 0.2943
0.17431 |  | 0.29428
0.17428 |  | 0.29426
0.17422 |  | 0.29424
0.17422 |  | 0.2942
0.17421 |  | 0.29415
0.17421 |  | 0.29413
0.17417 |  | 0.29411
0.17417 |  | 0.29409
0.17413 |  | 0.29403
0.17412 |  | 0.29402
0.1741 |  | 0.29398
0.17408 |  | 0.29394
0.17406 |  | 0.29393
0.17404 |  | 0.29391
0.17404 |  | 0.29385
0.17402 |  | 0.29385
0.17401 |  | 0.29383
0.17399 |  | 0.29383
0.17399 |  | 0.2938
0.17396 |  | 0.29374
0.17394 |  | 0.2937
0.17392 |  | 0.29367
0.17388 |  | 0.29367
0.17386 |  | 0.29365
0.17386 |  | 0.29361
0.17385 |  | 0.29357
0.17381 |  | 0.29353
0.17381 |  | 0.2935
0.17374 |  | 0.29348
0.17374 |  | 0.2934
0.1737 |  | 0.29338
0.17368 |  | 0.29336
0.17366 |  | 0.29333
0.17365 |  | 0.29331
0.17363 |  | 0.29327
0.17361 |  | 0.2932
0.17357 |  | 0.29316
0.17355 |  | 0.29314
0.17354 |  | 0.29314
0.1735 |  | 0.29307
0.17348 |  | 0.29305
0.17346 |  | 0.29303
0.17343 |  | 0.29302
0.17341 |  | 0.293
0.17339 |  | 0.29298
0.17334 |  | 0.29293
0.1733 |  | 0.29289
0.17326 |  | 0.29289
0.17326 |  | 0.29285
0.17326 |  | 0.29283
0.17326 |  | 0.29281
0.17326 |  | 0.29272
0.17324 |  | 0.2927
0.17319 |  | 0.29266
0.17319 |  | 0.29264
0.17319 |  | 0.2926
0.17317 |  | 0.29257
0.17315 |  | 0.29251
0.17314 |  | 0.29249
0.17312 |  | 0.29244
0.1731 |  | 0.29239
0.17305 |  | 0.29235
0.17305 |  | 0.29233
0.17303 |  | 0.29229
0.17297 |  | 0.29228
0.17295 |  | 0.29222
0.17294 |  | 0.29222
0.17291 |  | 0.29218
0.1729 |  | 0.29216
0.1729 |  | 0.29214
0.17284 |  | 0.29209
0.17284 |  | 0.29207
0.17284 |  | 0.29206
0.17283 |  | 0.29202
0.17279 |  | 0.29202
0.17275 |  | 0.29195
0.17273 |  | 0.29187
0.17273 |  | 0.29184
0.1727 |  | 0.29182
0.17264 |  | 0.29182
0.17259 |  | 0.29178
0.17255 |  | 0.29175
0.17252 |  | 0.29171
0.17252 |  | 0.29165
0.17252 |  | 0.29163
0.17248 |  | 0.29158
0.17246 |  | 0.29154
0.17246 |  | 0.29154
0.17244 |  | 0.29149
0.17243 |  | 0.29147
0.17243 |  | 0.29145
0.17241 |  | 0.29139
0.17239 |  | 0.29135
0.17239 |  | 0.29132
0.17235 |  | 0.29128
0.17234 |  | 0.29122
0.17232 |  | 0.29122
0.1723 |  | 0.29119
0.1723 |  | 0.29116
0.17226 |  | 0.29114
0.17225 |  | 0.2911
0.17223 |  | 0.29106
0.17219 |  | 0.29106
0.17216 |  | 0.29101
0.17212 |  | 0.29097
0.1721 |  | 0.29095
0.1721 |  | 0.29091
0.17208 |  | 0.29087
0.17207 |  | 0.29084
0.17196 |  | 0.2908
0.17194 |  | 0.2908
0.17194 |  | 0.29077
0.17192 |  | 0.29071
0.1719 |  | 0.29068
0.17188 |  | 0.29066
0.17188 |  | 0.29061
0.17185 |  | 0.29061
0.17181 |  | 0.29059
0.17179 |  | 0.29051
0.17176 |  | 0.29049
0.17176 |  | 0.29047
0.17172 |  | 0.29044
0.17172 |  | 0.2904
0.17167 |  | 0.29038
0.17167 |  | 0.29032
0.17167 |  | 0.29032
0.17165 |  | 0.29029
0.17156 |  | 0.29019
0.17156 |  | 0.29014
0.1715 |  | 0.29012
0.17149 |  | 0.29012
0.17149 |  | 0.29011
0.17147 |  | 0.29009
0.17146 |  | 0.29003
0.17141 |  | 0.28997
0.1714 |  | 0.28995
0.1714 |  | 0.28992
0.17136 |  | 0.2899
0.17134 |  | 0.28984
0.17131 |  | 0.28984
0.17127 |  | 0.28984
0.17125 |  | 0.28981
0.17123 |  | 0.28977
0.17122 |  | 0.28973
0.17122 |  | 0.28973
0.1712 |  | 0.28966
0.17118 |  | 0.28966
0.17118 |  | 0.28961
0.17112 |  | 0.28957
0.17111 |  | 0.28954
0.17109 |  | 0.28951
0.17103 |  | 0.28945
0.17102 |  | 0.28943
0.171 |  | 0.28936
0.17098 |  | 0.28931
0.17094 |  | 0.28927
0.17094 |  | 0.28923
0.17091 |  | 0.28921
0.17091 |  | 0.28919
0.17083 |  | 0.28917
0.17083 |  | 0.28914
0.17078 |  | 0.2891
0.17078 |  | 0.28908
0.17076 |  | 0.28908
0.17076 |  | 0.28902
0.17074 |  | 0.28899
0.17073 |  | 0.28897
0.1707 |  | 0.28893
0.1707 |  | 0.28889
0.17068 |  | 0.28887
0.17065 |  | 0.28885
0.17065 |  | 0.28885
0.17063 |  | 0.28882
0.1706 |  | 0.28876
0.17056 |  | 0.28876
0.17056 |  | 0.28874
0.17056 |  | 0.2887
0.17054 |  | 0.28865
0.17052 |  | 0.28863
0.1705 |  | 0.28856
0.17049 |  | 0.28852
0.17043 |  | 0.28848
0.17043 |  | 0.28846
0.1704 |  | 0.28843
0.17039 |  | 0.28843
0.17037 |  | 0.28836
0.17036 |  | 0.2883
0.17034 |  | 0.28828
0.17032 |  | 0.28826
0.17032 |  | 0.28825
0.17029 |  | 0.28821
0.17024 |  | 0.28819
0.17018 |  | 0.28819
0.17015 |  | 0.28813
0.17014 |  | 0.28813
0.17009 |  | 0.28806
0.17005 |  | 0.28804
0.17003 |  | 0.288
0.17003 |  | 0.28794
0.16998 |  | 0.28789
0.16996 |  | 0.28785
0.16996 |  | 0.2878
0.16994 |  | 0.28778
0.16992 |  | 0.28775
0.16987 |  | 0.28775
0.16985 |  | 0.28769
0.16983 |  | 0.28767
0.16982 |  | 0.28765
0.16978 |  | 0.28765
0.16978 |  | 0.28761
0.16978 |  | 0.28756
0.16976 |  | 0.28756
0.16973 |  | 0.28747
0.16973 |  | 0.28743
0.16969 |  | 0.28741
0.16969 |  | 0.28736
0.16967 |  | 0.28728
0.16963 |  | 0.28726
0.16963 |  | 0.28723
0.16962 |  | 0.28721
0.1696 |  | 0.28717
0.16956 |  | 0.28711
0.16954 |  | 0.2871
0.16953 |  | 0.28704
0.16951 |  | 0.28702
0.16945 |  | 0.28697
0.1694 |  | 0.28692
0.16935 |  | 0.28686
0.16934 |  | 0.28684
0.16933 |  | 0.28682
0.16931 |  | 0.28676
0.1693 |  | 0.28675
0.16927 |  | 0.28669
0.16927 |  | 0.28665
0.16924 |  | 0.28659
0.16924 |  | 0.28657
0.16918 |  | 0.28654
0.16918 |  | 0.2865
0.16915 |  | 0.28646
0.16912 |  | 0.28643
0.16909 |  | 0.28639
0.16907 |  | 0.28633
0.16906 |  | 0.28627
0.16899 |  | 0.28624
0.16898 |  | 0.28618
0.16896 |  | 0.28616
0.16895 |  | 0.28613
0.16893 |  | 0.28611
0.16892 |  | 0.28609
0.16891 |  | 0.28607
0.16889 |  | 0.28603
0.16884 |  | 0.28599
0.16884 |  | 0.28597
0.16882 |  | 0.28596
0.16882 |  | 0.28588
0.16882 |  | 0.28587
0.16878 |  | 0.28581
0.16875 |  | 0.28579
0.1687 |  | 0.28574
0.16869 |  | 0.28574
0.16868 |  | 0.2857
0.16864 |  | 0.28563
0.16864 |  | 0.28555
0.16864 |  | 0.28553
0.16863 |  | 0.28553
0.16862 |  | 0.28544
0.1686 |  | 0.28544
0.1686 |  | 0.28542
0.16859 |  | 0.2853
0.16859 |  | 0.2853
0.16853 |  | 0.28529
0.16853 |  | 0.28523
0.16851 |  | 0.28516
0.16848 |  | 0.28514
0.16847 |  | 0.2851
0.1684 |  | 0.28508
0.16837 |  | 0.28504
0.16835 |  | 0.28499
0.16835 |  | 0.28495
0.16835 |  | 0.28489
0.16833 |  | 0.28489
0.1683 |  | 0.28483
0.16828 |  | 0.28478
0.16826 |  | 0.28474
0.16825 |  | 0.28471
0.16819 |  | 0.28465
0.16818 |  | 0.28465
0.16815 |  | 0.28458
0.16815 |  | 0.28456
0.16811 |  | 0.28452
0.16809 |  | 0.28449
0.16805 |  | 0.28447
0.16802 |  | 0.28443
0.168 |  | 0.28437
0.16799 |  | 0.28435
0.16798 |  | 0.28434
0.16795 |  | 0.28432
0.16792 |  | 0.28422
0.16791 |  | 0.28422
0.16789 |  | 0.28419
0.16787 |  | 0.28413
0.16786 |  | 0.2841
0.16784 |  | 0.28408
0.16778 |  | 0.28408
0.16777 |  | 0.28406
0.16775 |  | 0.28403
0.16774 |  | 0.28399
0.16772 |  | 0.28397
0.1677 |  | 0.28395
0.16769 |  | 0.28392
0.16769 |  | 0.2839
0.16767 |  | 0.28383
0.16765 |  | 0.28383
0.16764 |  | 0.28379
0.1676 |  | 0.28375
0.16759 |  | 0.28374
0.16756 |  | 0.2837
0.16754 |  | 0.28368
0.16751 |  | 0.28362
0.16751 |  | 0.28356
0.16749 |  | 0.28354
0.16745 |  | 0.28353
0.16742 |  | 0.28349
0.16741 |  | 0.28343
0.1674 |  | 0.28343
0.16738 |  | 0.28341
0.16738 |  | 0.28339
0.16737 |  | 0.28337
0.16736 |  | 0.28335
0.16732 |  | 0.28326
0.16728 |  | 0.28324
0.16727 |  | 0.28324
0.16727 |  | 0.28322
0.1672 |  | 0.28321
0.1672 |  | 0.28317
0.16718 |  | 0.28312
0.16717 |  | 0.28308
0.16716 |  | 0.28307
0.16712 |  | 0.28303
0.16712 |  | 0.28299
0.16709 |  | 0.28297
0.16707 |  | 0.28295
0.16706 |  | 0.2829
0.16704 |  | 0.28273
0.16703 |  | 0.28271
0.16699 |  | 0.28271
0.16697 |  | 0.28266
0.16696 |  | 0.28266
0.16695 |  | 0.28262
0.16692 |  | 0.28259
0.1669 |  | 0.28251
0.1669 |  | 0.28247
0.16687 |  | 0.28238
0.16683 |  | 0.28238
0.16683 |  | 0.28238
0.16679 |  | 0.28232
0.16677 |  | 0.2823
0.16676 |  | 0.28227
0.16674 |  | 0.28221
0.16674 |  | 0.28221
0.16668 |  | 0.28216
0.16666 |  | 0.28216
0.16665 |  | 0.2821
0.16663 |  | 0.28208
0.16662 |  | 0.28207
0.16661 |  | 0.28203
0.16659 |  | 0.28195
0.16657 |  | 0.28191
0.16656 |  | 0.28187
0.16655 |  | 0.28182
0.16652 |  | 0.28176
0.1665 |  | 0.28168
0.16648 |  | 0.28163
0.16643 |  | 0.28161
0.16643 |  | 0.28158
0.16639 |  | 0.2815
0.16638 |  | 0.28148
0.16636 |  | 0.28146
0.16634 |  | 0.28142
0.16628 |  | 0.28129
0.16625 |  | 0.28128
0.16621 |  | 0.28128
0.16616 |  | 0.2812
0.16616 |  | 0.28118
0.16615 |  | 0.28116
0.16614 |  | 0.28113
0.16613 |  | 0.28107
0.16608 |  | 0.28105
0.16605 |  | 0.28104
0.16605 |  | 0.28102
0.16601 |  | 0.28096
0.16599 |  | 0.28094
0.16597 |  | 0.28089
0.1659 |  | 0.28083
0.16589 |  | 0.28079
0.16586 |  | 0.28076
0.16585 |  | 0.28063
0.16583 |  | 0.28059
0.16581 |  | 0.28059
0.16573 |  | 0.28053
0.16572 |  | 0.28046
0.16568 |  | 0.28044
0.16563 |  | 0.2804
0.16559 |  | 0.28038
0.16558 |  | 0.28034
0.16555 |  | 0.28029
0.16553 |  | 0.28027
0.16551 |  | 0.28023
0.16551 |  | 0.28019
0.16548 |  | 0.28015
0.16544 |  | 0.28004
0.16542 |  | 0.28004
0.16542 |  | 0.28004
0.16541 |  | 0.28
0.16538 |  | 0.27998
0.16535 |  | 0.27993
0.16533 |  | 0.27989
0.16532 |  | 0.27982
0.16528 |  | 0.27976
0.16526 |  | 0.27976
0.16526 |  | 0.27973
0.1652 |  | 0.27971
0.16517 |  | 0.27967
0.16515 |  | 0.27961
0.16515 |  | 0.27958
0.16513 |  | 0.27954
0.1651 |  | 0.2795
0.16509 |  | 0.27949
0.16508 |  | 0.27945
0.16506 |  | 0.27939
0.16502 |  | 0.27936
0.16497 |  | 0.27934
0.16497 |  | 0.27929
0.16491 |  | 0.27925
0.1649 |  | 0.27917
0.16484 |  | 0.27915
0.16483 |  | 0.2791
0.16483 |  | 0.27908
0.1648 |  | 0.27908
0.16476 |  | 0.27906
0.16473 |  | 0.27903
0.16471 |  | 0.27897
0.1647 |  | 0.27891
0.16468 |  | 0.27887
0.16464 |  | 0.27882
0.16464 |  | 0.2788
0.16461 |  | 0.27874
0.1646 |  | 0.27869
0.16458 |  | 0.27865
0.16457 |  | 0.27863
0.16457 |  | 0.27852
0.16455 |  | 0.27849
0.16454 |  | 0.27843
0.16453 |  | 0.27839
0.16452 |  | 0.27837
0.16452 |  | 0.2783
0.1645 |  | 0.27826
0.1645 |  | 0.27824
0.16447 |  | 0.27817
0.16446 |  | 0.27815
0.16444 |  | 0.27806
0.16444 |  | 0.27806
0.16442 |  | 0.27806
0.16441 |  | 0.27798
0.16439 |  | 0.2779
0.16436 |  | 0.27783
0.16435 |  | 0.27781
0.16431 |  | 0.2778
0.16429 |  | 0.27774
0.16429 |  | 0.27772
0.16428 |  | 0.2777
0.16425 |  | 0.27761
0.16423 |  | 0.27755
0.16422 |  | 0.27753
0.16422 |  | 0.2775
0.16419 |  | 0.27746
0.16419 |  | 0.27742
0.16418 |  | 0.2774
0.16416 |  | 0.27738
0.16413 |  | 0.27734
0.16409 |  | 0.27731
0.16404 |  | 0.27727
0.16403 |  | 0.27722
0.16403 |  | 0.27714
0.16402 |  | 0.2771
0.16399 |  | 0.27703
0.16397 |  | 0.27699
0.16394 |  | 0.27691
0.16392 |  | 0.27688
0.1639 |  | 0.27684
0.16387 |  | 0.27677
0.16387 |  | 0.27669
0.16387 |  | 0.27666
0.16381 |  | 0.2766
0.16378 |  | 0.27657
0.16378 |  | 0.27657
0.16376 |  | 0.27651
0.16373 |  | 0.27649
0.16372 |  | 0.27644
0.16371 |  | 0.2764
0.16369 |  | 0.27638
0.16368 |  | 0.27635
0.16368 |  | 0.27629
0.16363 |  | 0.27628
0.16361 |  | 0.27624
0.16358 |  | 0.27622
0.16355 |  | 0.27618
0.16354 |  | 0.27614
0.16353 |  | 0.2761
0.16352 |  | 0.2761
0.16351 |  | 0.27602
0.16347 |  | 0.276
0.16346 |  | 0.27598
0.16343 |  | 0.27592
0.16343 |  | 0.2759
0.16338 |  | 0.27586
0.16338 |  | 0.27574
0.16337 |  | 0.27569
0.16333 |  | 0.27563
0.16332 |  | 0.27557
0.16332 |  | 0.27553
0.1633 |  | 0.2755
0.16328 |  | 0.27546
0.16326 |  | 0.27542
0.16324 |  | 0.27537
0.16324 |  | 0.27535
0.16321 |  | 0.27533
0.16319 |  | 0.27531
0.16319 |  | 0.27525
0.16318 |  | 0.2752
0.16318 |  | 0.2752
0.16316 |  | 0.27514
0.16315 |  | 0.27509
0.16314 |  | 0.27507
0.16313 |  | 0.27499
0.16312 |  | 0.27494
0.1631 |  | 0.2749
0.16309 |  | 0.27485
0.16308 |  | 0.27481
0.16303 |  | 0.27479
0.16302 |  | 0.27474
0.16301 |  | 0.2747
0.16301 |  | 0.27464
0.16296 |  | 0.27463
0.16295 |  | 0.27461
0.16293 |  | 0.27455
0.16293 |  | 0.27449
0.16292 |  | 0.27444
0.16289 |  | 0.27438
0.16285 |  | 0.27435
0.16285 |  | 0.27429
0.16285 |  | 0.27427
0.16285 |  | 0.27423
0.16284 |  | 0.2742
0.1628 |  | 0.27418
0.16279 |  | 0.27418
0.16278 |  | 0.27414
0.16277 |  | 0.27408
0.16275 |  | 0.27404
0.16272 |  | 0.27398
0.1627 |  | 0.27395
0.16268 |  | 0.27391
0.16267 |  | 0.27388
0.16266 |  | 0.27388
0.16262 |  | 0.27386
0.16262 |  | 0.27375
0.16259 |  | 0.27371
0.16257 |  | 0.27366
0.16256 |  | 0.27353
0.16253 |  | 0.27351
0.16251 |  | 0.27342
0.1625 |  | 0.27338
0.1625 |  | 0.27338
0.1625 |  | 0.27331
0.16248 |  | 0.27327
0.16247 |  | 0.27321
0.16244 |  | 0.27314
0.1624 |  | 0.27312
0.16239 |  | 0.2731
0.16239 |  | 0.27299
0.16237 |  | 0.27292
0.16235 |  | 0.2729
0.16232 |  | 0.27286
0.16231 |  | 0.27283
0.16227 |  | 0.27279
0.16224 |  | 0.27265
0.16224 |  | 0.27265
0.16222 |  | 0.2726
0.16222 |  | 0.27255
0.16219 |  | 0.27247
0.16218 |  | 0.2724
0.16218 |  | 0.27234
0.16218 |  | 0.27232
0.16216 |  | 0.27223
0.16216 |  | 0.27221
0.16211 |  | 0.27216
0.16203 |  | 0.27214
0.16203 |  | 0.27212
0.16202 |  | 0.27204
0.16201 |  | 0.27195
0.16199 |  | 0.27191
0.16196 |  | 0.27188
0.16195 |  | 0.27184
0.16195 |  | 0.27169
0.16194 |  | 0.27166
0.1619 |  | 0.2716
0.16189 |  | 0.2716
0.16187 |  | 0.27158
0.16186 |  | 0.27156
0.16186 |  | 0.27151
0.16186 |  | 0.27145
0.16185 |  | 0.27145
0.16184 |  | 0.27145
0.16183 |  | 0.27139
0.1618 |  | 0.27132
0.16179 |  | 0.2713
0.16177 |  | 0.27128
0.16177 |  | 0.27119
0.16176 |  | 0.27113
0.16173 |  | 0.27106
0.16172 |  | 0.27098
0.16172 |  | 0.27096
0.16171 |  | 0.27093
0.1617 |  | 0.27087
0.16168 |  | 0.27081
0.16168 |  | 0.27078
0.16167 |  | 0.27076
0.16167 |  | 0.27072
0.16166 |  | 0.2707
0.16164 |  | 0.27062
0.16163 |  | 0.27057
0.16161 |  | 0.27057
0.16158 |  | 0.27053
0.16155 |  | 0.2705
0.16154 |  | 0.27046
0.16151 |  | 0.27044
0.16151 |  | 0.27041
0.1615 |  | 0.27041
0.1615 |  | 0.27035
0.1615 |  | 0.27033
0.16147 |  | 0.27027
0.16145 |  | 0.27022
0.16145 |  | 0.27018
0.16144 |  | 0.27012
0.16141 |  | 0.27007
0.16141 |  | 0.27001
0.16138 |  | 0.27
0.16137 |  | 0.26988
0.16135 |  | 0.26987
0.16134 |  | 0.26977
0.16133 |  | 0.26973
0.16131 |  | 0.26964
0.16128 |  | 0.26964
0.16126 |  | 0.2696
0.16125 |  | 0.26958
0.16125 |  | 0.26953
0.16124 |  | 0.26951
0.16122 |  | 0.26936
0.16122 |  | 0.26928
0.16121 |  | 0.26924
0.16121 |  | 0.26923
0.16119 |  | 0.26917
0.16118 |  | 0.26913
0.16118 |  | 0.26905
0.16116 |  | 0.26898
0.16116 |  | 0.2689
0.16114 |  | 0.26886
0.16114 |  | 0.26881
0.1611 |  | 0.26873
0.16109 |  | 0.26869
0.16105 |  | 0.26865
0.161 |  | 0.26858
0.16099 |  | 0.2685
0.16099 |  | 0.26847
0.16098 |  | 0.26843
0.16095 |  | 0.26838
0.16095 |  | 0.26828
0.16095 |  | 0.26826
0.16093 |  | 0.26824
0.16093 |  | 0.26815
0.1609 |  | 0.26809
0.16085 |  | 0.26805
0.1608 |  | 0.26796
0.1608 |  | 0.26788
0.1608 |  | 0.26783
0.16077 |  | 0.26776
0.16074 |  | 0.2677
0.16073 |  | 0.26768
0.16073 |  | 0.26765
0.1607 |  | 0.26763
0.16067 |  | 0.26758
0.16067 |  | 0.26754
0.16066 |  | 0.26748
0.16064 |  | 0.26743
0.16058 |  | 0.26741
0.16058 |  | 0.26736
0.16057 |  | 0.26732
0.16056 |  | 0.26724
0.16051 |  | 0.2672
0.16049 |  | 0.26709
0.16047 |  | 0.26705
0.16045 |  | 0.26699
0.16044 |  | 0.26697
0.16044 |  | 0.26695
0.16042 |  | 0.26692
0.16038 |  | 0.26686
0.16035 |  | 0.26682
0.16034 |  | 0.26677
0.16034 |  | 0.26675
0.16031 |  | 0.26673
0.16031 |  | 0.26663
0.16028 |  | 0.26658
0.16028 |  | 0.26651
0.16025 |  | 0.26649
0.16023 |  | 0.2664
0.16019 |  | 0.26628
0.16019 |  | 0.26626
0.16016 |  | 0.26621
0.16012 |  | 0.26615
0.16011 |  | 0.26612
0.16006 |  | 0.26604
0.16002 |  | 0.266
0.16002 |  | 0.26593
0.16 |  | 0.26587
0.15999 |  | 0.26582
0.15997 |  | 0.26578
0.15997 |  | 0.26569
0.15995 |  | 0.26569
0.15993 |  | 0.2656
0.15993 |  | 0.26554
0.15992 |  | 0.26549
0.15991 |  | 0.26542
0.1599 |  | 0.26534
0.15986 |  | 0.26531
0.15984 |  | 0.26525
0.15982 |  | 0.26513
0.15982 |  | 0.26508
0.15976 |  | 0.26502
0.15974 |  | 0.26498
0.15974 |  | 0.26492
0.15972 |  | 0.26488
0.1597 |  | 0.26485
0.15967 |  | 0.26481
0.15966 |  | 0.2647
0.15966 |  | 0.26455
0.15966 |  | 0.26449
0.15964 |  | 0.26445
0.15961 |  | 0.26442
0.1596 |  | 0.26437
0.15956 |  | 0.26429
0.15955 |  | 0.26427
0.15954 |  | 0.26425
0.1595 |  | 0.26423
0.1595 |  | 0.26422
0.1595 |  | 0.26416
0.15948 |  | 0.26412
0.15948 |  | 0.26409
0.15947 |  | 0.26401
0.15944 |  | 0.26399
0.15941 |  | 0.26394
0.15937 |  | 0.2639
0.15935 |  | 0.26383
0.15932 |  | 0.26371
0.15931 |  | 0.26366
0.15931 |  | 0.2636
0.15931 |  | 0.26354
0.15928 |  | 0.26348
0.15928 |  | 0.26342
0.15924 |  | 0.26327
0.15922 |  | 0.26321
0.15922 |  | 0.26319
0.15918 |  | 0.26314
0.15915 |  | 0.26308
0.15915 |  | 0.26304
0.15908 |  | 0.263
0.15908 |  | 0.26291
0.15908 |  | 0.26288
0.15905 |  | 0.26284
0.15903 |  | 0.26277
0.159 |  | 0.26271
0.159 |  | 0.26269
0.15897 |  | 0.26262
0.15896 |  | 0.26253
0.15896 |  | 0.26247
0.15895 |  | 0.26247
0.1589 |  | 0.26243
0.1589 |  | 0.26242
0.15889 |  | 0.26229
0.15886 |  | 0.26214
0.15885 |  | 0.26208
0.15883 |  | 0.26203
0.15882 |  | 0.26201
0.15879 |  | 0.26195
0.15879 |  | 0.26188
0.15877 |  | 0.26182
0.15874 |  | 0.26175
0.15874 |  | 0.26167
0.15873 |  | 0.26159
0.15872 |  | 0.26153
0.15871 |  | 0.26151
0.15869 |  | 0.26142
0.15866 |  | 0.2613
0.15866 |  | 0.26125
0.15866 |  | 0.26117
0.15864 |  | 0.26106
0.15863 |  | 0.26098
0.15861 |  | 0.26087
0.1586 |  | 0.26081
0.15857 |  | 0.26076
0.15857 |  | 0.26068
0.15857 |  | 0.26055
0.15856 |  | 0.26047
0.15854 |  | 0.26043
0.15853 |  | 0.26037
0.15851 |  | 0.26037
0.15848 |  | 0.26029
0.15847 |  | 0.26023
0.15846 |  | 0.26016
0.15844 |  | 0.26005
0.15841 |  | 0.26001
0.1584 |  | 0.25997
0.15838 |  | 0.25986
0.15837 |  | 0.25979
0.15835 |  | 0.25975
0.15832 |  | 0.25961
0.15829 |  | 0.25958
0.15825 |  | 0.25956
0.15825 |  | 0.25947
0.15822 |  | 0.25943
0.15821 |  | 0.25932
0.15821 |  | 0.25922
0.15818 |  | 0.25908
0.15817 |  | 0.25904
0.15811 |  | 0.25894
0.15809 |  | 0.25891
0.15809 |  | 0.25879
0.15806 |  | 0.25878
0.15806 |  | 0.25874
0.15803 |  | 0.25862
0.15802 |  | 0.25857
0.15801 |  | 0.25848
0.15799 |  | 0.25846
0.15799 |  | 0.2584
0.15795 |  | 0.25832
0.15794 |  | 0.25824
0.15793 |  | 0.25817
0.15793 |  | 0.25813
0.15788 |  | 0.25796
0.15783 |  | 0.25792
0.1578 |  | 0.25781
0.1578 |  | 0.25771
0.1578 |  | 0.25764
0.15779 |  | 0.25762
0.15777 |  | 0.25755
0.15773 |  | 0.25753
0.15772 |  | 0.25749
0.15772 |  | 0.25734
0.1577 |  | 0.25732
0.15767 |  | 0.25729
0.15764 |  | 0.25723
0.15764 |  | 0.2572
0.15762 |  | 0.25716
0.1576 |  | 0.25712
0.15759 |  | 0.25707
0.15756 |  | 0.25701
0.15753 |  | 0.25693
0.15753 |  | 0.25688
0.15753 |  | 0.25681
0.15751 |  | 0.25675
0.15751 |  | 0.25668
0.15747 |  | 0.25659
0.15747 |  | 0.25655
0.15747 |  | 0.25643
0.15746 |  | 0.25634
0.15744 |  | 0.25632
0.15744 |  | 0.25628
0.15741 |  | 0.25617
0.1574 |  | 0.25613
0.15735 |  | 0.25606
0.15735 |  | 0.25599
0.15735 |  | 0.25593
0.15735 |  | 0.25583
0.15734 |  | 0.25573
0.15733 |  | 0.25567
0.1573 |  | 0.25558
0.1573 |  | 0.25547
0.15728 |  | 0.25536
0.15727 |  | 0.25536
0.15721 |  | 0.25528
0.15718 |  | 0.25521
0.15717 |  | 0.2551
0.15717 |  | 0.25506
0.15715 |  | 0.255
0.15711 |  | 0.2549
0.1571 |  | 0.25487
0.15708 |  | 0.25473
0.15705 |  | 0.25461
0.15705 |  | 0.25452
0.15701 |  | 0.25442
0.15699 |  | 0.25437
0.15699 |  | 0.25433
0.15698 |  | 0.25424
0.15695 |  | 0.2542
0.15695 |  | 0.25418
0.15692 |  | 0.25412
0.15688 |  | 0.25404
0.15686 |  | 0.25401
0.15685 |  | 0.25397
0.15685 |  | 0.25389
0.15684 |  | 0.25386
0.15683 |  | 0.2537
0.15682 |  | 0.25363
0.15678 |  | 0.25353
0.15676 |  | 0.2535
0.15675 |  | 0.25339
0.15675 |  | 0.25335
0.15673 |  | 0.25326
0.15672 |  | 0.25326
0.1567 |  | 0.25317
0.15669 |  | 0.25313
0.15668 |  | 0.25307
0.15668 |  | 0.25294
0.15666 |  | 0.25288
0.15665 |  | 0.25286
0.15665 |  | 0.25277
0.15663 |  | 0.25271
0.15661 |  | 0.25262
0.15661 |  | 0.25255
0.15659 |  | 0.25244
0.15658 |  | 0.25223
0.15653 |  | 0.25216
0.15652 |  | 0.2521
0.15652 |  | 0.25204
0.15649 |  | 0.25195
0.15648 |  | 0.25193
0.15648 |  | 0.25188
0.15643 |  | 0.25176
0.15643 |  | 0.25164
0.15639 |  | 0.25147
0.15636 |  | 0.25145
0.15636 |  | 0.25137
0.15636 |  | 0.25125
0.15636 |  | 0.2512
0.15631 |  | 0.25114
0.1563 |  | 0.25107
0.15629 |  | 0.25103
0.15629 |  | 0.25099
0.15627 |  | 0.25083
0.15627 |  | 0.25079
0.15624 |  | 0.25065
0.15624 |  | 0.25061
0.15623 |  | 0.25052
0.1562 |  | 0.25043
0.15619 |  | 0.25033
0.15617 |  | 0.25031
0.15617 |  | 0.25021
0.15616 |  | 0.25015
0.15613 |  | 0.25006
0.15613 |  | 0.24998
0.15611 |  | 0.24994
0.1561 |  | 0.2499
0.15608 |  | 0.24976
0.15605 |  | 0.24966
0.15601 |  | 0.24957
0.15601 |  | 0.24946
0.15601 |  | 0.24942
0.15599 |  | 0.24934
0.15597 |  | 0.24928
0.15597 |  | 0.24918
0.15595 |  | 0.24905
0.15595 |  | 0.24895
0.15594 |  | 0.24895
0.15593 |  | 0.2489
0.15592 |  | 0.24884
0.1559 |  | 0.2488
0.15585 |  | 0.24875
0.15585 |  | 0.24863
0.15584 |  | 0.24845
0.15582 |  | 0.24838
0.15582 |  | 0.24824
0.15578 |  | 0.24818
0.15577 |  | 0.24817
0.15577 |  | 0.24804
0.15574 |  | 0.24799
0.15566 |  | 0.24791
0.15563 |  | 0.24778
0.15563 |  | 0.2477
0.15563 |  | 0.24763
0.15563 |  | 0.24756
0.15562 |  | 0.24742
0.15561 |  | 0.24735
0.15559 |  | 0.2472
0.15558 |  | 0.24713
0.15558 |  | 0.24709
0.15558 |  | 0.24695
0.15552 |  | 0.24687
0.1555 |  | 0.24678
0.1555 |  | 0.24675
0.15549 |  | 0.24663
0.15548 |  | 0.24659
0.15545 |  | 0.24646
0.15542 |  | 0.24637
0.15541 |  | 0.24629
0.15539 |  | 0.24612
0.15539 |  | 0.24604
0.15538 |  | 0.24595
0.15538 |  | 0.24585
0.15536 |  | 0.24564
0.15533 |  | 0.24555
0.15532 |  | 0.24547
0.1553 |  | 0.2454
0.1553 |  | 0.24533
0.15529 |  | 0.24511
0.15526 |  | 0.24502
0.15525 |  | 0.24482
0.15522 |  | 0.24455
0.15522 |  | 0.24451
0.15519 |  | 0.24433
0.15519 |  | 0.24411
0.15518 |  | 0.24388
0.15516 |  | 0.2438
0.15516 |  | 0.24373
0.15515 |  | 0.24334
0.15513 |  | 0.24275
0.1551 |  | 0.24262
0.15509 |  | 0.2415
0.15506 |  | 0.24148
0.15506 |  | 0.24136
0.15503 |  | 0.24134
0.15503 |  | 0.2413
0.15502 |  | 0.24119
0.155 |  | 0.24114
0.155 |  | 0.24094
0.15497 |  | 0.24087
0.15496 |  | 0.24084
0.15494 |  | 0.24078
0.15492 |  | 0.24067
0.1549 |  | 0.24065
0.1549 |  | 0.24051
0.1549 |  | 0.24051
0.15489 |  | 0.24042
0.15486 |  | 0.24037
0.15483 |  | 0.24037
0.15483 |  | 0.24035
0.15483 |  | 0.24035
0.15483 |  | 0.24033
0.15481 |  | 0.24033
0.15478 |  | 0.2403
0.15476 |  | 0.24019
0.15471 |  | 0.24006
0.1547 |  | 0.24002
0.15468 |  | 0.24
0.15467 |  | 0.23988
0.15463 |  | 0.23986
0.1546 |  | 0.23979
0.1546 |  | 0.23973
0.15457 |  | 0.23965
0.15457 |  | 0.23963
0.15454 |  | 0.23961
0.15452 |  | 0.23954
0.1545 |  | 0.23951
0.1545 |  | 0.23949
0.15448 |  | 0.2394
0.15448 |  | 0.2394
0.15447 |  | 0.23935
0.15447 |  | 0.23933
0.15444 |  | 0.2393
0.15441 |  | 0.23926
0.15439 |  | 0.23915
0.15437 |  | 0.23904
0.15435 |  | 0.23902
0.15434 |  | 0.23894
0.15434 |  | 0.23884
0.15432 |  | 0.23884
0.1543 |  | 0.23878
0.15429 |  | 0.23873
0.15429 |  | 0.23866
0.15428 |  | 0.23859
0.15427 |  | 0.23852
0.15424 |  | 0.23841
0.15424 |  | 0.23838
0.15422 |  | 0.23831
0.15419 |  | 0.23827
0.15418 |  | 0.23819
0.15414 |  | 0.23819
0.15413 |  | 0.23814
0.15411 |  | 0.23809
0.15409 |  | 0.23809
0.15409 |  | 0.23807
0.15409 |  | 0.238
0.15408 |  | 0.23793
0.15407 |  | 0.23789
0.15407 |  | 0.23788
0.15406 |  | 0.23782
0.15403 |  | 0.23782
0.15402 |  | 0.23772
0.15396 |  | 0.23767
0.15395 |  | 0.23758
0.15395 |  | 0.23752
0.15393 |  | 0.23735
0.1539 |  | 0.23731
0.1539 |  | 0.23724
0.15389 |  | 0.23722
0.15386 |  | 0.2371
0.15383 |  | 0.23701
0.15383 |  | 0.23684
0.15382 |  | 0.23667
0.15379 |  | 0.23665
0.15379 |  | 0.23661
0.15376 |  | 0.23651
0.15374 |  | 0.23647
0.15371 |  | 0.23632
0.1537 |  | 0.23621
0.1537 |  | 0.23615
0.15369 |  | 0.23608
0.15367 |  | 0.236
0.15367 |  | 0.23598
0.15366 |  | 0.23594
0.15365 |  | 0.23587
0.15364 |  | 0.2358
0.15361 |  | 0.23574
0.1536 |  | 0.23569
0.15357 |  | 0.23563
0.15357 |  | 0.23552
0.15356 |  | 0.23548
0.15356 |  | 0.23544
0.15353 |  | 0.23537
0.1535 |  | 0.23531
0.15346 |  | 0.23519
0.15346 |  | 0.23504
0.15346 |  | 0.23494
0.15344 |  | 0.23487
0.1534 |  | 0.23476
0.15338 |  | 0.23466
0.15338 |  | 0.23462
0.15338 |  | 0.23443
0.15337 |  | 0.23434
0.15335 |  | 0.23429
0.15334 |  | 0.23425
0.15331 |  | 0.2342
0.15331 |  | 0.23408
0.15329 |  | 0.23399
0.15329 |  | 0.23391
0.15329 |  | 0.23376
0.15325 |  | 0.23372
0.15322 |  | 0.23368
0.15319 |  | 0.23363
0.15319 |  | 0.23361
0.15318 |  | 0.2335
0.15316 |  | 0.23347
0.15313 |  | 0.23328
0.15308 |  | 0.23314
0.15305 |  | 0.23306
0.15305 |  | 0.23299
0.15303 |  | 0.23291
0.153 |  | 0.23274
0.153 |  | 0.23263
0.153 |  | 0.23261
0.15296 |  | 0.2325
0.15296 |  | 0.2324
0.15294 |  | 0.23235
0.15293 |  | 0.23233
0.15289 |  | 0.23227
0.15287 |  | 0.23225
0.15286 |  | 0.2321
0.15283 |  | 0.23208
0.15283 |  | 0.23199
0.15279 |  | 0.23195
0.15276 |  | 0.23188
0.15276 |  | 0.23176
0.15274 |  | 0.23168
0.15274 |  | 0.23161
0.15273 |  | 0.23151
0.1527 |  | 0.23146
0.1527 |  | 0.23135
0.15267 |  | 0.23131
0.15264 |  | 0.23128
0.15264 |  | 0.23117
0.15264 |  | 0.23113
0.15263 |  | 0.23109
0.15263 |  | 0.23106
0.15261 |  | 0.23102
0.15258 |  | 0.23093
0.15255 |  | 0.23087
0.15255 |  | 0.23082
0.15254 |  | 0.23075
0.15254 |  | 0.23071
0.15251 |  | 0.23067
0.15249 |  | 0.23059
0.15247 |  | 0.23057
0.15244 |  | 0.23055
0.15243 |  | 0.23047
0.15243 |  | 0.23045
0.15243 |  | 0.23033
0.15242 |  | 0.23028
0.15239 |  | 0.23028
0.15238 |  | 0.23009
0.15237 |  | 0.23002
0.15237 |  | 0.23
0.15232 |  | 0.22995
0.15232 |  | 0.2299
0.1523 |  | 0.22984
0.15229 |  | 0.22971
0.15228 |  | 0.22962
0.15226 |  | 0.22961
0.15225 |  | 0.22956
0.15225 |  | 0.22948
0.15224 |  | 0.22936
0.15224 |  | 0.22936
0.15219 |  | 0.2293
0.15218 |  | 0.22923
0.15216 |  | 0.22917
0.15215 |  | 0.22915
0.15213 |  | 0.22907
0.15212 |  | 0.22901
0.15212 |  | 0.22897
0.1521 |  | 0.22892
0.15208 |  | 0.22886
0.15208 |  | 0.22873
0.15206 |  | 0.22871
0.15205 |  | 0.22861
0.15203 |  | 0.22857
0.15202 |  | 0.22847
0.15202 |  | 0.22835
0.15201 |  | 0.22831
0.15199 |  | 0.2282
0.15197 |  | 0.22816
0.15196 |  | 0.22811
0.15195 |  | 0.22801
0.15192 |  | 0.22792
0.15192 |  | 0.22791
0.1519 |  | 0.22776
0.1519 |  | 0.22775
0.1519 |  | 0.22769
0.15186 |  | 0.22762
0.15185 |  | 0.22753
0.15184 |  | 0.22752
0.15183 |  | 0.22745
0.1518 |  | 0.22739
0.15179 |  | 0.22738
0.15179 |  | 0.22737
0.15176 |  | 0.22733
0.15176 |  | 0.22732
0.15176 |  | 0.22716
0.15173 |  | 0.22713
0.15173 |  | 0.22703
0.1517 |  | 0.22703
0.15167 |  | 0.22696
0.15163 |  | 0.22685
0.15159 |  | 0.22685
0.15156 |  | 0.22675
0.15156 |  | 0.22673
0.15156 |  | 0.22658
0.15156 |  | 0.22648
0.15154 |  | 0.2264
0.1515 |  | 0.22634
0.1515 |  | 0.22629
0.15149 |  | 0.22628
0.15146 |  | 0.22621
0.15144 |  | 0.22619
0.15143 |  | 0.22606
0.1514 |  | 0.22596
0.1514 |  | 0.22594
0.15138 |  | 0.22586
0.15138 |  | 0.22584
0.15136 |  | 0.22577
0.15134 |  | 0.22573
0.15133 |  | 0.22564
0.15131 |  | 0.22562
0.1513 |  | 0.22553
0.15127 |  | 0.22547
0.15125 |  | 0.22541
0.15122 |  | 0.22534
0.15121 |  | 0.22511
0.15118 |  | 0.22505
0.15118 |  | 0.22502
0.15115 |  | 0.22497
0.15113 |  | 0.22486
0.15113 |  | 0.22466
0.15111 |  | 0.22465
0.15109 |  | 0.22455
0.15105 |  | 0.2245
0.15104 |  | 0.2245
0.15102 |  | 0.22448
0.15098 |  | 0.22441
0.15096 |  | 0.22436
0.15095 |  | 0.22436
0.15094 |  | 0.22426
0.15094 |  | 0.22411
0.15094 |  | 0.22406
0.15091 |  | 0.22397
0.15088 |  | 0.22385
0.15085 |  | 0.22384
0.15085 |  | 0.22377
0.1508 |  | 0.22362
0.15079 |  | 0.22337
0.15078 |  | 0.22333
0.15075 |  | 0.22317
0.1507 |  | 0.22314
0.15069 |  | 0.22307
0.15067 |  | 0.22293
0.15067 |  | 0.22287
0.15063 |  | 0.2228
0.15062 |  | 0.22271
0.15059 |  | 0.22266
0.15057 |  | 0.22258
0.15056 |  | 0.22252
0.15054 |  | 0.22229
0.15054 |  | 0.22194
0.15052 |  | 0.2218
0.15049 |  | 0.22176
0.15046 |  | 0.22161
0.15041 |  | 0.22155
0.15038 |  | 0.22148
0.15034 |  | 0.22135
0.15031 |  | 0.22128
0.15025 |  | 0.22119
0.15025 |  | 0.22095
0.15024 |  | 0.22087
0.15024 |  | 0.2207
0.1502 |  | 0.22049
0.1502 |  | 0.2204
0.15015 |  | 0.22028
0.15015 |  | 0.22015
0.15012 |  | 0.21979
0.15011 |  | 0.21977
0.15007 |  | 0.21975
0.15004 |  | 0.21968
0.15004 |  | 0.2195
0.15001 |  | 0.2195
0.15001 |  | 0.21945
0.14998 |  | 0.21925
0.14996 |  | 0.21914
0.14991 |  | 0.21888
0.14986 |  | 0.21885
0.14986 |  | 0.21885
0.14982 |  | 0.21885
0.14976 |  | 0.21878
0.1497 |  | 0.21876
0.14959 |  | 0.21867
0.14957 |  | 0.21867
0.14953 |  | 0.2186
0.1495 |  | 0.21848
0.14939 |  | 0.2183
0.1491 |  | 0.2182
0.14877 |  | 0.2182
0.14874 |  | 0.21811
0.14866 |  | 0.21803
0.14849 |  | 0.21793
0.14847 |  | 0.21792
0.14831 |  | 0.21757
0.14793 |  | 0.21746
0.14772 |  | 0.21714
0.14747 |  | 0.21709
0.14665 |  | 0.21709
0.14653 |  | 0.21692
0.1465 |  | 0.21673
0.14571 |  | 0.21672
0.14565 |  | 0.21668
0.14469 |  | 0.21667
0.14257 |  | 0.21653
0.14155 |  | 0.21644
0.12476 |  | 0.21644
0.1213 |  | 0.21634
0.11235 |  | 0.21631
0.10281 |  | 0.21625
0.10063 |  | 0.21625
0.08268 |  | 0.21588
0.047007 |  | 0.21579
0.017799 |  | 0.21523
0.0029665 |  | 0.21499
0 |  | 0.21489
0 |  | 0.21472
0 |  | 0.21418
0 |  | 0.21402
0 |  | 0.21393
0 |  | 0.21383
0 |  | 0.21374
0 |  | 0.21351
0 |  | 0.21346
0 |  | 0.21337
0 |  | 0.21337
0 |  | 0.21309
0 |  | 0.21309
0 |  | 0.213
0 |  | 0.21288
0 |  | 0.21197
0 |  | 0.21197
0 |  | 0.21171
0 |  | 0.2117
0 |  | 0.2116
0 |  | 0.21151
0 |  | 0.21132
0 |  | 0.21077
0 |  | 0.21075
0 |  | 0.21067
0 |  | 0.21021
0 |  | 0.21002
0 |  | 0.20974
0 |  | 0.20965
0 |  | 0.20928
0 |  | 0.20919
0 |  | 0.20723
0 |  | 0.20714
0 |  | 0.20695
0 |  | 0.20668
0 |  | 0.2064
0 |  | 0.20602
0 |  | 0.20472
0 |  | 0.20426
0 |  | 0.20379
0 |  | 0.20296
0 |  | 0.20277
0 |  | 0.20277
0 |  | 0.18433
0 |  | 0.15687
0 |  | 0.11916
0 |  | 0.11544
0 |  | 0.10947
0 |  | 0
0 |  | 0
0 |  | 0
0 |  | 0
0 |  | 0
0 |  | 0
0 |  | 0
0 |  | 0
0 |  | 0
0 |  | 0
0 |  | 0
0 |  | 0
0 |  | 0
0 |  | 0
0 |  | 0
0 |  | 0
0 |  | 0
0 |  | 0
0 |  | 0
0 |  | 0
0 |  | 0
0 |  | 0
0 |  | 0
0 |  | 0
0 |  | 0
0 |  | 0
0 |  | 0
0 |  | 0
0 |  | 0
0 |  | 0
0 |  | 0

## EaR Opt1 & Opt2 AR010
CitiPower
Brunswick modernisation
CP
OUTPUT
Do nothing |  |  |  |  | 2024 | 2025 | 2026 | 2027 | 2028 | 2029 | 2030 | 2031 | 2032 | 2033 | 2034 | 2035 | 2036 | 2037 | 2038 | 2039 | 2040 | 2041 | 2042 | 2043 | 2044 | 2045 | 2046 | 2047 | 2048 | 2049 | 2050
50% PoE |  |  |  |  | 0 | 0 | 0 | 0 | 0 | 0.014755 | 1.1931 | 9.0737 | 36.4228 | 92.1923 | 170.0192 | 264.9472 | 264.9472 | 264.9472 | 264.9472 | 264.9472 | 264.9472 | 264.9472 | 264.9472 | 264.9472 | 264.9472 | 264.9472 | 264.9472 | 264.9472 | 264.9472 | 264.9472 | 264.9472
10% PoE |  |  |  |  | 0 | 0 | 0 | 0 | 0 | 0.47885 | 5.1318 | 25.2645 | 76.7154 | 165.1156 | 278.0758 | 409.1727 | 409.1727 | 409.1727 | 409.1727 | 409.1727 | 409.1727 | 409.1727 | 409.1727 | 409.1727 | 409.1727 | 409.1727 | 409.1727 | 409.1727 | 409.1727 | 409.1727 | 409.1727
OPTION 2 |  |  |  |  | 2024 | 2025 | 2026 | 2027 | 2028 | 2029 | 2030 | 2031 | 2032 | 2033 | 2034 | 2035 | 2036 | 2037 | 2038 | 2039 | 2040 | 2041 | 2042 | 2043 | 2044 | 2045 | 2046 | 2047 | 2048 | 2049 | 2050
50% PoE |  |  |  |  | 0 | 0 | 0 | 0 | 0 | 0 | 0 | 0 | 0.14243 | 2.6196 | 12.9184 | 35.598 | 35.598 | 35.598 | 35.598 | 35.598 | 35.598 | 35.598 | 35.598 | 35.598 | 35.598 | 35.598 | 35.598 | 35.598 | 35.598 | 35.598 | 35.598
10% PoE |  |  |  |  | 0 | 0 | 0 | 0 | 0 | 0 | 0 | 0 | 1.1197 | 9.6398 | 33.5945 | 75.306 | 75.306 | 75.306 | 75.306 | 75.306 | 75.306 | 75.306 | 75.306 | 75.306 | 75.306 | 75.306 | 75.306 | 75.306 | 75.306 | 75.306 | 75.306
INPUT DATA
| ZSS/TS/Line |  |  |  | 2024: AR010
No Tx/Line | bar: 2024
[5 empty] | N Rating | N-1 Rating | Load Tan Phi (actual) | Load Tan Phi (forecast) | 10%/50% POE | Cap Bank (actual) | Cap Bank (forecast) | 2024 MVAR
| S |  |  |  | 2024: 5.71; 2025: 5.71; 2026: 0.0063451; 2027: 0.0063451; 2028: 1.1407; 2029: 0; 2030: 0; 2031: 0.025253
| W |  |  |  | 2024: 5.71; 2025: 5.71; 2026: 0.0065702; 2027: 0.0065702; 2028: 1.0521; 2029: 0; 2030: 0; 2031: 0.026478
| Interval |  |  |  | 2024: 15m
| Exposure |  |  |  | 2024: 3.744%
Do Nothing - 50% PoE Load Forecast |  |  |  |  | 2024 | 2025 | 2026 | 2027 | 2028 | 2029 | 2030 | 2031 | 2032 | 2033 | 2034 | 2035 | 2036 | 2037 | 2038 | 2039 | 2040 | 2041 | 2042 | 2043 | 2044 | 2045 | 2046 | 2047 | 2048 | 2049 | 2050
AR010 | S (MW) |  |  |  | 3.98 | 4.13 | 4.31 | 4.43 | 4.54 | 4.64 | 4.72 | 4.85 | 5.04 | 5.25 | 5.43 | 5.58 | 5.58 | 5.58 | 5.58 | 5.58 | 5.58 | 5.58 | 5.58 | 5.58 | 5.58 | 5.58 | 5.58 | 5.58 | 5.58 | 5.58 | 5.58
| W (MW) |  |  |  | 4.03 | 4.23 | 4.535 | 4.895 | 5.305 | 5.76 | 6.225 | 6.705 | 7.205 | 7.69 | 8.115 | 8.495 | 8.495 | 8.495 | 8.495 | 8.495 | 8.495 | 8.495 | 8.495 | 8.495 | 8.495 | 8.495 | 8.495 | 8.495 | 8.495 | 8.495 | 8.495
Transfers | S (MW) |  |  |  | 0 | 0 | 0 | 0 | 0 | 0 | 0 | 0 | 0 | 0 | 0 | 0 | 0 | 0 | 0 | 0 | 0 | 0 | 0 | 0 | 0 | 0 | 0 | 0 | 0 | 0 | 0
| W (MW) |  |  |  | 0 | 0 | 0 | 0 | 0 | 0 | 0 | 0 | 0 | 0 | 0 | 0 | 0 | 0 | 0 | 0 | 0 | 0 | 0 | 0 | 0 | 0 | 0 | 0 | 0 | 0 | 0
After TFs | S (MW) |  |  |  | 3.98 | 4.13 | 4.31 | 4.43 | 4.54 | 4.64 | 4.72 | 4.85 | 5.04 | 5.25 | 5.43 | 5.58 | 5.58 | 5.58 | 5.58 | 5.58 | 5.58 | 5.58 | 5.58 | 5.58 | 5.58 | 5.58 | 5.58 | 5.58 | 5.58 | 5.58 | 5.58
| W (MW) |  |  |  | 4.03 | 4.23 | 4.535 | 4.895 | 5.305 | 5.76 | 6.225 | 6.705 | 7.205 | 7.69 | 8.115 | 8.495 | 8.495 | 8.495 | 8.495 | 8.495 | 8.495 | 8.495 | 8.495 | 8.495 | 8.495 | 8.495 | 8.495 | 8.495 | 8.495 | 8.495 | 8.495
Option 1 - 50% PoE Load Forecast |  |  |  |  | 2024 | 2025 | 2026 | 2027 | 2028 | 2029 | 2030 | 2031 | 2032 | 2033 | 2034 | 2035 | 2036 | 2037 | 2038 | 2039 | 2040 | 2041 | 2042 | 2043 | 2044 | 2045 | 2046 | 2047 | 2048 | 2049 | 2050
AR010 | S (MW) |  |  |  | 3.98 | 4.13 | 4.31 | 4.43 | 4.54 | 4.64 | 4.72 | 4.85 | 5.04 | 5.25 | 5.43 | 5.58 | 5.58 | 5.58 | 5.58 | 5.58 | 5.58 | 5.58 | 5.58 | 5.58 | 5.58 | 5.58 | 5.58 | 5.58 | 5.58 | 5.58 | 5.58
| W (MW) |  |  |  | 4.03 | 4.23 | 4.535 | 4.895 | 5.305 | 5.76 | 6.225 | 6.705 | 7.205 | 7.69 | 8.115 | 8.495 | 8.495 | 8.495 | 8.495 | 8.495 | 8.495 | 8.495 | 8.495 | 8.495 | 8.495 | 8.495 | 8.495 | 8.495 | 8.495 | 8.495 | 8.495
Transfers | S (MW) |  |  |  | 0 | 0 | 0 | 0 | 0 | 1.3 | 1.3 | 1.3 | 1.3 | 1.3 | 1.3 | 1.3 | 1.3 | 1.3 | 1.3 | 1.3 | 1.3 | 1.3 | 1.3 | 1.3 | 1.3 | 1.3 | 1.3 | 1.3 | 1.3 | 1.3 | 1.3
| W (MW) |  |  |  | 0 | 0 | 0 | 0 | 0 | 1.3 | 1.3 | 1.3 | 1.3 | 1.3 | 1.3 | 1.3 | 1.3 | 1.3 | 1.3 | 1.3 | 1.3 | 1.3 | 1.3 | 1.3 | 1.3 | 1.3 | 1.3 | 1.3 | 1.3 | 1.3 | 1.3
After TFs | S (MW) |  |  |  | 3.98 | 4.13 | 4.31 | 4.43 | 4.54 | 3.34 | 3.42 | 3.55 | 3.74 | 3.95 | 4.13 | 4.28 | 4.28 | 4.28 | 4.28 | 4.28 | 4.28 | 4.28 | 4.28 | 4.28 | 4.28 | 4.28 | 4.28 | 4.28 | 4.28 | 4.28 | 4.28
| W (MW) |  |  |  | 4.03 | 4.23 | 4.535 | 4.895 | 5.305 | 4.46 | 4.925 | 5.405 | 5.905 | 6.39 | 6.815 | 7.195 | 7.195 | 7.195 | 7.195 | 7.195 | 7.195 | 7.195 | 7.195 | 7.195 | 7.195 | 7.195 | 7.195 | 7.195 | 7.195 | 7.195 | 7.195
Option 1 - Augmentation Details
N Rating | S (MVA) |  |  |  | 5.71 | 5.71 | 5.71 | 5.71 | 5.71 | 5.71 | 5.71 | 5.71 | 5.71 | 5.71 | 5.71 | 5.71 | 5.71 | 5.71 | 5.71 | 5.71 | 5.71 | 5.71 | 5.71 | 5.71 | 5.71 | 5.71 | 5.71 | 5.71 | 5.71 | 5.71 | 5.71
N-1 Rating | S (MVA) |  |  |  | 5.71 | 5.71 | 5.71 | 5.71 | 5.71 | 5.71 | 5.71 | 5.71 | 5.71 | 5.71 | 5.71 | 5.71 | 5.71 | 5.71 | 5.71 | 5.71 | 5.71 | 5.71 | 5.71 | 5.71 | 5.71 | 5.71 | 5.71 | 5.71 | 5.71 | 5.71 | 5.71
N Rating | W (MVA) |  |  |  | 5.71 | 5.71 | 5.71 | 5.71 | 5.71 | 5.71 | 5.71 | 5.71 | 5.71 | 5.71 | 5.71 | 5.71 | 5.71 | 5.71 | 5.71 | 5.71 | 5.71 | 5.71 | 5.71 | 5.71 | 5.71 | 5.71 | 5.71 | 5.71 | 5.71 | 5.71 | 5.71
N-1 Rating | W (MVA) |  |  |  | 5.71 | 5.71 | 5.71 | 5.71 | 5.71 | 5.71 | 5.71 | 5.71 | 5.71 | 5.71 | 5.71 | 5.71 | 5.71 | 5.71 | 5.71 | 5.71 | 5.71 | 5.71 | 5.71 | 5.71 | 5.71 | 5.71 | 5.71 | 5.71 | 5.71 | 5.71 | 5.71
No. Transformers/Lines | bar: 2024 to 2050
ENERGY AT RISK: DO NOTHING
[5 empty] | 2024 | 2025 | 2026 | 2027 | 2028 | 2029 | 2030 | 2031 | 2032 | 2033 | 2034 | 2035 | 2036 | 2037 | 2038 | 2039 | 2040 | 2041 | 2042 | 2043 | 2044 | 2045 | 2046 | 2047 | 2048 | 2049 | 2050
Summary
50% PoE | N |  |  | Total EatR, MWhrs | 0 | 0 | 0 | 0 | 0 | 0.014755 | 1.1931 | 9.0737 | 36.4228 | 92.1923 | 170.0192 | 264.9472 | 264.9472 | 264.9472 | 264.9472 | 264.9472 | 264.9472 | 264.9472 | 264.9472 | 264.9472 | 264.9472 | 264.9472 | 264.9472 | 264.9472 | 264.9472 | 264.9472 | 264.9472
50% PoE | N-1 |  |  | Total EatR, MWhrs | 0 | 0 | 0 | 0 | 0 | 0 | 0 | 0 | 0 | 0 | 0 | 0 | 0 | 0 | 0 | 0 | 0 | 0 | 0 | 0 | 0 | 0 | 0 | 0 | 0 | 0 | 0
10% LAR | N |  |  | Total EatR, MWhrs | 0 | 0 | 0 | 0 | 0 | 0.47885 | 5.1318 | 25.2644 | 76.7153 | 165.1155 | 278.0756 | 409.1724 | 409.1724 | 409.1724 | 409.1724 | 409.1724 | 409.1724 | 409.1724 | 409.1724 | 409.1724 | 409.1724 | 409.1724 | 409.1724 | 409.1724 | 409.1724 | 409.1724 | 409.1724
10% LAR | N-1 |  |  | Total EatR, MWhrs | 0 | 0 | 0 | 0 | 0 | 1.0335e-05 | 0.00011076 | 0.0005453 | 0.0016558 | 0.0035633 | 0.0060006 | 0.0088292 | 0.0088292 | 0.0088292 | 0.0088292 | 0.0088292 | 0.0088292 | 0.0088292 | 0.0088292 | 0.0088292 | 0.0088292 | 0.0088292 | 0.0088292 | 0.0088292 | 0.0088292 | 0.0088292 | 0.0088292
50% PoE | N |  |  | Total EEatR, MWhrs | 0 | 0 | 0 | 0 | 0 | 0.014755 | 1.1931 | 9.0737 | 36.4228 | 92.1923 | 170.0192 | 264.9472 | 264.9472 | 264.9472 | 264.9472 | 264.9472 | 264.9472 | 264.9472 | 264.9472 | 264.9472 | 264.9472 | 264.9472 | 264.9472 | 264.9472 | 264.9472 | 264.9472 | 264.9472
50% PoE | N-1 |  |  | Total EEatR, MWhrs | 0 | 0 | 0 | 0 | 0 | 0 | 0 | 0 | 0 | 0 | 0 | 0 | 0 | 0 | 0 | 0 | 0 | 0 | 0 | 0 | 0 | 0 | 0 | 0 | 0 | 0 | 0
10% LAR | N |  |  | Total EEatR, MWhrs | 0 | 0 | 0 | 0 | 0 | 0.47885 | 5.1318 | 25.2644 | 76.7153 | 165.1155 | 278.0756 | 409.1724 | 409.1724 | 409.1724 | 409.1724 | 409.1724 | 409.1724 | 409.1724 | 409.1724 | 409.1724 | 409.1724 | 409.1724 | 409.1724 | 409.1724 | 409.1724 | 409.1724 | 409.1724
10% LAR | N-1 |  |  | Total EEatR, MWhrs | 0 | 0 | 0 | 0 | 0 | 3.8699e-07 | 4.1473e-06 | 2.0418e-05 | 6.1997e-05 | 0.00013342 | 0.00022468 | 0.00033059 | 0.00033059 | 0.00033059 | 0.00033059 | 0.00033059 | 0.00033059 | 0.00033059 | 0.00033059 | 0.00033059 | 0.00033059 | 0.00033059 | 0.00033059 | 0.00033059 | 0.00033059 | 0.00033059 | 0.00033059
3.744%
Transfers | ON
MLN021 | 50% PoE | 3.12% |  | MW | 3.98 | 4.13 | 4.31 | 4.43 | 4.54 | 4.64 | 4.72 | 4.85 | 5.04 | 5.25 | 5.43 | 5.58 | 5.58 | 5.58 | 5.58 | 5.58 | 5.58 | 5.58 | 5.58 | 5.58 | 5.58 | 5.58 | 5.58 | 5.58 | 5.58 | 5.58 | 5.58
Summer | load pf | 0.99998 |  | MVAr | 0.025253 | 0.026205 | 0.027347 | 0.028109 | 0.028807 | 0.029441 | 0.029949 | 0.030773 | 0.031979 | 0.033312 | 0.034454 | 0.035405 | 0.035405 | 0.035405 | 0.035405 | 0.035405 | 0.035405 | 0.035405 | 0.035405 | 0.035405 | 0.035405 | 0.035405 | 0.035405 | 0.035405 | 0.035405 | 0.035405 | 0.035405
|  |  |  | MVA | 3.9801 | 4.1301 | 4.3101 | 4.4301 | 4.5401 | 4.6401 | 4.7201 | 4.8501 | 5.0401 | 5.2501 | 5.4301 | 5.5801 | 5.5801 | 5.5801 | 5.5801 | 5.5801 | 5.5801 | 5.5801 | 5.5801 | 5.5801 | 5.5801 | 5.5801 | 5.5801 | 5.5801 | 5.5801 | 5.5801 | 5.5801
|  |  |  | MVA | 3.9801 | 4.1301 | 4.3101 | 4.4301 | 4.5401 | 4.6401 | 4.7201 | 4.8501 | 5.0401 | 5.2501 | 5.4301 | 5.5801 | 5.5801 | 5.5801 | 5.5801 | 5.5801 | 5.5801 | 5.5801 | 5.5801 | 5.5801 | 5.5801 | 5.5801 | 5.5801 | 5.5801 | 5.5801 | 5.5801 | 5.5801
50% PoE | N | CR |  | MVA | 5.71 | 5.71 | 5.71 | 5.71 | 5.71 | 5.71 | 5.71 | 5.71 | 5.71 | 5.71 | 5.71 | 5.71 | 5.71 | 5.71 | 5.71 | 5.71 | 5.71 | 5.71 | 5.71 | 5.71 | 5.71 | 5.71 | 5.71 | 5.71 | 5.71 | 5.71 | 5.71
50% PoE | N-1 | CR |  | MVA | 5.71 | 5.71 | 5.71 | 5.71 | 5.71 | 5.71 | 5.71 | 5.71 | 5.71 | 5.71 | 5.71 | 5.71 | 5.71 | 5.71 | 5.71 | 5.71 | 5.71 | 5.71 | 5.71 | 5.71 | 5.71 | 5.71 | 5.71 | 5.71 | 5.71 | 5.71 | 5.71
50% LAR | N |  |  | Ratio Rating/Load | 1.4346 | 1.3825 | 1.3248 | 1.2889 | 1.2577 | 1.2306 | 1.2097 | 1.1773 | 1.1329 | 1.0876 | 1.0515 | 1.0233 | 1.0233 | 1.0233 | 1.0233 | 1.0233 | 1.0233 | 1.0233 | 1.0233 | 1.0233 | 1.0233 | 1.0233 | 1.0233 | 1.0233 | 1.0233 | 1.0233 | 1.0233
50% LAR | N-1 |  |  | Ratio Rating/Load | 1.4346 | 1.3825 | 1.3248 | 1.2889 | 1.2577 | 1.2306 | 1.2097 | 1.1773 | 1.1329 | 1.0876 | 1.0515 | 1.0233 | 1.0233 | 1.0233 | 1.0233 | 1.0233 | 1.0233 | 1.0233 | 1.0233 | 1.0233 | 1.0233 | 1.0233 | 1.0233 | 1.0233 | 1.0233 | 1.0233 | 1.0233
Load tan Phi |  | 0.0063451 |  |  | 0.0063451 | 0.0063451 | 0.0063451 | 0.0063451 | 0.0063451 | 0.0063451 | 0.0063451 | 0.0063451 | 0.0063451 | 0.0063451 | 0.0063451 | 0.0063451 | 0.0063451 | 0.0063451 | 0.0063451 | 0.0063451 | 0.0063451 | 0.0063451 | 0.0063451 | 0.0063451 | 0.0063451 | 0.0063451 | 0.0063451 | 0.0063451 | 0.0063451 | 0.0063451 | 0.0063451
Cap |  | 0 |  | MVAr | 0 | 0 | 0 | 0 | 0 | 0 | 0 | 0 | 0 | 0 | 0 | 0 | 0 | 0 | 0 | 0 | 0 | 0 | 0 | 0 | 0 | 0 | 0 | 0 | 0 | 0 | 0
10% PoE | 10%/50% | 1.1407 |  | MVA | 4.5401 | 4.7112 | 4.9165 | 5.0534 | 5.1789 | 5.2929 | 5.3842 | 5.5325 | 5.7492 | 5.9888 | 6.1941 | 6.3652 | 6.3652 | 6.3652 | 6.3652 | 6.3652 | 6.3652 | 6.3652 | 6.3652 | 6.3652 | 6.3652 | 6.3652 | 6.3652 | 6.3652 | 6.3652 | 6.3652 | 6.3652
10% PoE | N | CR |  | MVA | 5.71 | 5.71 | 5.71 | 5.71 | 5.71 | 5.71 | 5.71 | 5.71 | 5.71 | 5.71 | 5.71 | 5.71 | 5.71 | 5.71 | 5.71 | 5.71 | 5.71 | 5.71 | 5.71 | 5.71 | 5.71 | 5.71 | 5.71 | 5.71 | 5.71 | 5.71 | 5.71
10% PoE | N-1 | CR |  | MVA | 5.71 | 5.71 | 5.71 | 5.71 | 5.71 | 5.71 | 5.71 | 5.71 | 5.71 | 5.71 | 5.71 | 5.71 | 5.71 | 5.71 | 5.71 | 5.71 | 5.71 | 5.71 | 5.71 | 5.71 | 5.71 | 5.71 | 5.71 | 5.71 | 5.71 | 5.71 | 5.71
10% LAR | N |  |  | Ratio Rating/Load | 1.2577 | 1.212 | 1.1614 | 1.1299 | 1.1025 | 1.0788 | 1.0605 | 1.0321 | 0.99317 | 0.95345 | 0.92184 | 0.89706 | 0.89706 | 0.89706 | 0.89706 | 0.89706 | 0.89706 | 0.89706 | 0.89706 | 0.89706 | 0.89706 | 0.89706 | 0.89706 | 0.89706 | 0.89706 | 0.89706 | 0.89706
10% LAR | N-1 |  |  | Ratio Rating/Load | 1.2577 | 1.212 | 1.1614 | 1.1299 | 1.1025 | 1.0788 | 1.0605 | 1.0321 | 0.99317 | 0.95345 | 0.92184 | 0.89706 | 0.89706 | 0.89706 | 0.89706 | 0.89706 | 0.89706 | 0.89706 | 0.89706 | 0.89706 | 0.89706 | 0.89706 | 0.89706 | 0.89706 | 0.89706 | 0.89706 | 0.89706
50% PoE | N |  |  | EatR, MWhrs | 0 | 0 | 0 | 0 | 0 | 0 | 0 | 0 | 0 | 0 | 0 | 0 | 0 | 0 | 0 | 0 | 0 | 0 | 0 | 0 | 0 | 0 | 0 | 0 | 0 | 0 | 0
50% PoE | N-1 |  |  | EatR, MWhrs | 0 | 0 | 0 | 0 | 0 | 0 | 0 | 0 | 0 | 0 | 0 | 0 | 0 | 0 | 0 | 0 | 0 | 0 | 0 | 0 | 0 | 0 | 0 | 0 | 0 | 0 | 0
10% LAR | N |  |  | EatR, MWhrs | 0 | 0 | 0 | 0 | 0 | 0 | 0 | 0 | 0.047629 | 1.3364 | 3.6337 | 6.0864 | 6.0864 | 6.0864 | 6.0864 | 6.0864 | 6.0864 | 6.0864 | 6.0864 | 6.0864 | 6.0864 | 6.0864 | 6.0864 | 6.0864 | 6.0864 | 6.0864 | 6.0864
10% LAR | N-1 |  |  | EatR, MWhrs | 0 | 0 | 0 | 0 | 0 | 0 | 0 | 0 | 9.5876e-07 | 2.6901e-05 | 7.3144e-05 | 0.00012252 | 0.00012252 | 0.00012252 | 0.00012252 | 0.00012252 | 0.00012252 | 0.00012252 | 0.00012252 | 0.00012252 | 0.00012252 | 0.00012252 | 0.00012252 | 0.00012252 | 0.00012252 | 0.00012252 | 0.00012252
No of Tx | bar: 2024 to 2050
50% PoE | N | 1 |  | EEatR, MWhrs | 0 | 0 | 0 | 0 | 0 | 0 | 0 | 0 | 0 | 0 | 0 | 0 | 0 | 0 | 0 | 0 | 0 | 0 | 0 | 0 | 0 | 0 | 0 | 0 | 0 | 0 | 0
50% PoE | N-1 |  |  | EEatR, MWhrs | 0 | 0 | 0 | 0 | 0 | 0 | 0 | 0 | 0 | 0 | 0 | 0 | 0 | 0 | 0 | 0 | 0 | 0 | 0 | 0 | 0 | 0 | 0 | 0 | 0 | 0 | 0
10% LAR | N | 1 |  | EEatR, MWhrs | 0 | 0 | 0 | 0 | 0 | 0 | 0 | 0 | 0.047629 | 1.3364 | 3.6337 | 6.0864 | 6.0864 | 6.0864 | 6.0864 | 6.0864 | 6.0864 | 6.0864 | 6.0864 | 6.0864 | 6.0864 | 6.0864 | 6.0864 | 6.0864 | 6.0864 | 6.0864 | 6.0864
10% LAR | N-1 | 3.744% |  | EEatR, MWhrs | 0 | 0 | 0 | 0 | 0 | 0 | 0 | 0 | 3.5899e-08 | 1.0073e-06 | 2.7387e-06 | 4.5874e-06 | 4.5874e-06 | 4.5874e-06 | 4.5874e-06 | 4.5874e-06 | 4.5874e-06 | 4.5874e-06 | 4.5874e-06 | 4.5874e-06 | 4.5874e-06 | 4.5874e-06 | 4.5874e-06 | 4.5874e-06 | 4.5874e-06 | 4.5874e-06 | 4.5874e-06
MLN021 | 50% PoE | 7.014% |  | MW | 4.03 | 4.23 | 4.535 | 4.895 | 5.305 | 5.76 | 6.225 | 6.705 | 7.205 | 7.69 | 8.115 | 8.495 | 8.495 | 8.495 | 8.495 | 8.495 | 8.495 | 8.495 | 8.495 | 8.495 | 8.495 | 8.495 | 8.495 | 8.495 | 8.495 | 8.495 | 8.495
Winter | load pf | 0.99998 |  | MVAr | 0.026478 | 0.027792 | 0.029796 | 0.032161 | 0.034855 | 0.037844 | 0.0409 | 0.044053 | 0.047338 | 0.050525 | 0.053317 | 0.055814 | 0.055814 | 0.055814 | 0.055814 | 0.055814 | 0.055814 | 0.055814 | 0.055814 | 0.055814 | 0.055814 | 0.055814 | 0.055814 | 0.055814 | 0.055814 | 0.055814 | 0.055814
|  |  |  | MVA | 4.0301 | 4.2301 | 4.5351 | 4.8951 | 5.3051 | 5.7601 | 6.2251 | 6.7051 | 7.2052 | 7.6902 | 8.1152 | 8.4952 | 8.4952 | 8.4952 | 8.4952 | 8.4952 | 8.4952 | 8.4952 | 8.4952 | 8.4952 | 8.4952 | 8.4952 | 8.4952 | 8.4952 | 8.4952 | 8.4952 | 8.4952
|  |  |  | MVA | 4.0301 | 4.2301 | 4.5351 | 4.8951 | 5.3051 | 5.7601 | 6.2251 | 6.7051 | 7.2052 | 7.6902 | 8.1152 | 8.4952 | 8.4952 | 8.4952 | 8.4952 | 8.4952 | 8.4952 | 8.4952 | 8.4952 | 8.4952 | 8.4952 | 8.4952 | 8.4952 | 8.4952 | 8.4952 | 8.4952 | 8.4952
50% PoE | N | CR |  | MVA | 5.71 | 5.71 | 5.71 | 5.71 | 5.71 | 5.71 | 5.71 | 5.71 | 5.71 | 5.71 | 5.71 | 5.71 | 5.71 | 5.71 | 5.71 | 5.71 | 5.71 | 5.71 | 5.71 | 5.71 | 5.71 | 5.71 | 5.71 | 5.71 | 5.71 | 5.71 | 5.71
50% PoE | N-1 | CR |  | MVA | 5.71 | 5.71 | 5.71 | 5.71 | 5.71 | 5.71 | 5.71 | 5.71 | 5.71 | 5.71 | 5.71 | 5.71 | 5.71 | 5.71 | 5.71 | 5.71 | 5.71 | 5.71 | 5.71 | 5.71 | 5.71 | 5.71 | 5.71 | 5.71 | 5.71 | 5.71 | 5.71
50% LAR | N |  |  | Ratio Rating/Load | 1.4168 | 1.3498 | 1.2591 | 1.1665 | 1.0763 | 0.99129 | 0.91724 | 0.85158 | 0.79248 | 0.7425 | 0.70362 | 0.67214 | 0.67214 | 0.67214 | 0.67214 | 0.67214 | 0.67214 | 0.67214 | 0.67214 | 0.67214 | 0.67214 | 0.67214 | 0.67214 | 0.67214 | 0.67214 | 0.67214 | 0.67214
50% LAR | N-1 |  |  | Ratio Rating/Load | 1.4168 | 1.3498 | 1.2591 | 1.1665 | 1.0763 | 0.99129 | 0.91724 | 0.85158 | 0.79248 | 0.7425 | 0.70362 | 0.67214 | 0.67214 | 0.67214 | 0.67214 | 0.67214 | 0.67214 | 0.67214 | 0.67214 | 0.67214 | 0.67214 | 0.67214 | 0.67214 | 0.67214 | 0.67214 | 0.67214 | 0.67214
Load tan Phi |  | 0.0065702 |  | MVA | 0.0065702 | 0.0065702 | 0.0065702 | 0.0065702 | 0.0065702 | 0.0065702 | 0.0065702 | 0.0065702 | 0.0065702 | 0.0065702 | 0.0065702 | 0.0065702 | 0.0065702 | 0.0065702 | 0.0065702 | 0.0065702 | 0.0065702 | 0.0065702 | 0.0065702 | 0.0065702 | 0.0065702 | 0.0065702 | 0.0065702 | 0.0065702 | 0.0065702 | 0.0065702 | 0.0065702
Cap |  | 0 |  | MVAr | 0 | 0 | 0 | 0 | 0 | 0 | 0 | 0 | 0 | 0 | 0 | 0 | 0 | 0 | 0 | 0 | 0 | 0 | 0 | 0 | 0 | 0 | 0 | 0 | 0 | 0 | 0
10% PoE | 10%/50% | 1.0521 |  | MVA | 4.2401 | 4.4505 | 4.7714 | 5.1502 | 5.5815 | 6.0603 | 6.5495 | 7.0545 | 7.5806 | 8.0909 | 8.538 | 8.9378 | 8.9378 | 8.9378 | 8.9378 | 8.9378 | 8.9378 | 8.9378 | 8.9378 | 8.9378 | 8.9378 | 8.9378 | 8.9378 | 8.9378 | 8.9378 | 8.9378 | 8.9378
10% PoE | N | CR |  | MVA | 5.71 | 5.71 | 5.71 | 5.71 | 5.71 | 5.71 | 5.71 | 5.71 | 5.71 | 5.71 | 5.71 | 5.71 | 5.71 | 5.71 | 5.71 | 5.71 | 5.71 | 5.71 | 5.71 | 5.71 | 5.71 | 5.71 | 5.71 | 5.71 | 5.71 | 5.71 | 5.71
10% PoE | N-1 | CR |  | MVA | 5.71 | 5.71 | 5.71 | 5.71 | 5.71 | 5.71 | 5.71 | 5.71 | 5.71 | 5.71 | 5.71 | 5.71 | 5.71 | 5.71 | 5.71 | 5.71 | 5.71 | 5.71 | 5.71 | 5.71 | 5.71 | 5.71 | 5.71 | 5.71 | 5.71 | 5.71 | 5.71
10% LAR | N |  |  | Ratio Rating/Load | 1.3467 | 1.283 | 1.1967 | 1.1087 | 1.023 | 0.9422 | 0.87182 | 0.8094 | 0.75323 | 0.70573 | 0.66877 | 0.63885 | 0.63885 | 0.63885 | 0.63885 | 0.63885 | 0.63885 | 0.63885 | 0.63885 | 0.63885 | 0.63885 | 0.63885 | 0.63885 | 0.63885 | 0.63885 | 0.63885 | 0.63885
10% LAR | N-1 |  |  | Ratio Rating/Load | 1.3467 | 1.283 | 1.1967 | 1.1087 | 1.023 | 0.9422 | 0.87182 | 0.8094 | 0.75323 | 0.70573 | 0.66877 | 0.63885 | 0.63885 | 0.63885 | 0.63885 | 0.63885 | 0.63885 | 0.63885 | 0.63885 | 0.63885 | 0.63885 | 0.63885 | 0.63885 | 0.63885 | 0.63885 | 0.63885 | 0.63885
50% PoE | N |  |  | EatR, MWhrs | 0 | 0 | 0 | 0 | 0 | 0.059018 | 4.7725 | 36.2947 | 145.6914 | 368.7691 | 680.077 | 1059.789 | 1059.789 | 1059.789 | 1059.789 | 1059.789 | 1059.789 | 1059.789 | 1059.789 | 1059.789 | 1059.789 | 1059.789 | 1059.789 | 1059.789 | 1059.789 | 1059.789 | 1059.789
50% PoE | N-1 |  |  | EatR, MWhrs | 0 | 0 | 0 | 0 | 0 | 0 | 0 | 0 | 0 | 0 | 0 | 0 | 0 | 0 | 0 | 0 | 0 | 0 | 0 | 0 | 0 | 0 | 0 | 0 | 0 | 0 | 0
10% LAR | N |  |  | EatR, MWhrs | 0 | 0 | 0 | 0 | 0 | 1.9154 | 20.5271 | 101.0577 | 306.8137 | 659.1255 | 1108.6685 | 1630.603 | 1630.603 | 1630.603 | 1630.603 | 1630.603 | 1630.603 | 1630.603 | 1630.603 | 1630.603 | 1630.603 | 1630.603 | 1630.603 | 1630.603 | 1630.603 | 1630.603 | 1630.603
10% LAR | N-1 |  |  | EatR, MWhrs | 0 | 0 | 0 | 0 | 0 | 4.1342e-05 | 0.00044305 | 0.0021812 | 0.0066222 | 0.014226 | 0.023929 | 0.035194 | 0.035194 | 0.035194 | 0.035194 | 0.035194 | 0.035194 | 0.035194 | 0.035194 | 0.035194 | 0.035194 | 0.035194 | 0.035194 | 0.035194 | 0.035194 | 0.035194 | 0.035194
No of Tx | bar: 2024 to 2050
50% PoE | N | 1 |  | EEatR, MWhrs | 0 | 0 | 0 | 0 | 0 | 0.059018 | 4.7725 | 36.2947 | 145.6914 | 368.7691 | 680.077 | 1059.789 | 1059.789 | 1059.789 | 1059.789 | 1059.789 | 1059.789 | 1059.789 | 1059.789 | 1059.789 | 1059.789 | 1059.789 | 1059.789 | 1059.789 | 1059.789 | 1059.789 | 1059.789
50% PoE | N-1 | 3.744% |  | EEatR, MWhrs | 0 | 0 | 0 | 0 | 0 | 0 | 0 | 0 | 0 | 0 | 0 | 0 | 0 | 0 | 0 | 0 | 0 | 0 | 0 | 0 | 0 | 0 | 0 | 0 | 0 | 0 | 0
10% LAR | N | 1 |  | EEatR, MWhrs | 0 | 0 | 0 | 0 | 0 | 1.9154 | 20.5271 | 101.0577 | 306.8137 | 659.1255 | 1108.6685 | 1630.603 | 1630.603 | 1630.603 | 1630.603 | 1630.603 | 1630.603 | 1630.603 | 1630.603 | 1630.603 | 1630.603 | 1630.603 | 1630.603 | 1630.603 | 1630.603 | 1630.603 | 1630.603
10% LAR | N-1 | 3.744% |  | EEatR, MWhrs | 0 | 0 | 0 | 0 | 0 | 1.548e-06 | 1.6589e-05 | 8.167e-05 | 0.00024795 | 0.00053268 | 0.00089598 | 0.0013178 | 0.0013178 | 0.0013178 | 0.0013178 | 0.0013178 | 0.0013178 | 0.0013178 | 0.0013178 | 0.0013178 | 0.0013178 | 0.0013178 | 0.0013178 | 0.0013178 | 0.0013178 | 0.0013178 | 0.0013178
ENERGY AT RISK: CP
[5 empty] | 2024 | 2025 | 2026 | 2027 | 2028 | 2029 | 2030 | 2031 | 2032 | 2033 | 2034 | 2035 | 2036 | 2037 | 2038 | 2039 | 2040 | 2041 | 2042 | 2043 | 2044 | 2045 | 2046 | 2047 | 2048 | 2049 | 2050
Summary
50% PoE | N |  |  | Total EatR, MWhrs | 0 | 0 | 0 | 0 | 0 | 0 | 0 | 0 | 0.14243 | 2.6196 | 12.9184 | 35.598 | 35.598 | 35.598 | 35.598 | 35.598 | 35.598 | 35.598 | 35.598 | 35.598 | 35.598 | 35.598 | 35.598 | 35.598 | 35.598 | 35.598 | 35.598
50% PoE | N-1 |  |  | Total EatR, MWhrs | 0 | 0 | 0 | 0 | 0 | 0 | 0 | 0 | 0 | 0 | 0 | 0 | 0 | 0 | 0 | 0 | 0 | 0 | 0 | 0 | 0 | 0 | 0 | 0 | 0 | 0 | 0
10% LAR | N |  |  | Total EatR, MWhrs | 0 | 0 | 0 | 0 | 0 | 0 | 0 | 0 | 1.1197 | 9.6398 | 33.5945 | 75.306 | 75.306 | 75.306 | 75.306 | 75.306 | 75.306 | 75.306 | 75.306 | 75.306 | 75.306 | 75.306 | 75.306 | 75.306 | 75.306 | 75.306 | 75.306
10% LAR | N-1 |  |  | Total EatR, MWhrs | 0 | 0 | 0 | 0 | 0 | 0 | 0 | 0 | 2.4168e-05 | 0.00020806 | 0.00072509 | 0.0016254 | 0.0016254 | 0.0016254 | 0.0016254 | 0.0016254 | 0.0016254 | 0.0016254 | 0.0016254 | 0.0016254 | 0.0016254 | 0.0016254 | 0.0016254 | 0.0016254 | 0.0016254 | 0.0016254 | 0.0016254
50% PoE | N |  |  | Total EEatR, MWhrs | 0 | 0 | 0 | 0 | 0 | 0 | 0 | 0 | 0.14243 | 2.6196 | 12.9184 | 35.598 | 35.598 | 35.598 | 35.598 | 35.598 | 35.598 | 35.598 | 35.598 | 35.598 | 35.598 | 35.598 | 35.598 | 35.598 | 35.598 | 35.598 | 35.598
50% PoE | N-1 |  |  | Total EEatR, MWhrs | 0 | 0 | 0 | 0 | 0 | 0 | 0 | 0 | 0 | 0 | 0 | 0 | 0 | 0 | 0 | 0 | 0 | 0 | 0 | 0 | 0 | 0 | 0 | 0 | 0 | 0 | 0
10% LAR | N |  |  | Total EEatR, MWhrs | 0 | 0 | 0 | 0 | 0 | 0 | 0 | 0 | 1.1197 | 9.6398 | 33.5945 | 75.306 | 75.306 | 75.306 | 75.306 | 75.306 | 75.306 | 75.306 | 75.306 | 75.306 | 75.306 | 75.306 | 75.306 | 75.306 | 75.306 | 75.306 | 75.306
10% LAR | N-1 |  |  | Total EEatR, MWhrs | 0 | 0 | 0 | 0 | 0 | 0 | 0 | 0 | 9.0492e-07 | 7.7905e-06 | 2.715e-05 | 6.0859e-05 | 6.0859e-05 | 6.0859e-05 | 6.0859e-05 | 6.0859e-05 | 6.0859e-05 | 6.0859e-05 | 6.0859e-05 | 6.0859e-05 | 6.0859e-05 | 6.0859e-05 | 6.0859e-05 | 6.0859e-05 | 6.0859e-05 | 6.0859e-05 | 6.0859e-05
3.744%
Transfers | ON
MLN021 | 50% PoE | 0.6628% |  | MW | 3.98 | 4.13 | 4.31 | 4.43 | 4.54 | 3.34 | 3.42 | 3.55 | 3.74 | 3.95 | 4.13 | 4.28 | 4.28 | 4.28 | 4.28 | 4.28 | 4.28 | 4.28 | 4.28 | 4.28 | 4.28 | 4.28 | 4.28 | 4.28 | 4.28 | 4.28 | 4.28
Summer | load pf | 0.99998 |  | MVAr | 0.025253 | 0.026205 | 0.027347 | 0.028109 | 0.028807 | 0.021192 | 0.0217 | 0.022525 | 0.02373 | 0.025063 | 0.026205 | 0.027157 | 0.027157 | 0.027157 | 0.027157 | 0.027157 | 0.027157 | 0.027157 | 0.027157 | 0.027157 | 0.027157 | 0.027157 | 0.027157 | 0.027157 | 0.027157 | 0.027157 | 0.027157
|  |  |  | MVA | 3.9801 | 4.1301 | 4.3101 | 4.4301 | 4.5401 | 3.3401 | 3.4201 | 3.5501 | 3.7401 | 3.9501 | 4.1301 | 4.2801 | 4.2801 | 4.2801 | 4.2801 | 4.2801 | 4.2801 | 4.2801 | 4.2801 | 4.2801 | 4.2801 | 4.2801 | 4.2801 | 4.2801 | 4.2801 | 4.2801 | 4.2801
|  |  |  | MVA | 3.9801 | 4.1301 | 4.3101 | 4.4301 | 4.5401 | 3.3401 | 3.4201 | 3.5501 | 3.7401 | 3.9501 | 4.1301 | 4.2801 | 4.2801 | 4.2801 | 4.2801 | 4.2801 | 4.2801 | 4.2801 | 4.2801 | 4.2801 | 4.2801 | 4.2801 | 4.2801 | 4.2801 | 4.2801 | 4.2801 | 4.2801
50% PoE | N | CR |  | MVA | 5.71 | 5.71 | 5.71 | 5.71 | 5.71 | 5.71 | 5.71 | 5.71 | 5.71 | 5.71 | 5.71 | 5.71 | 5.71 | 5.71 | 5.71 | 5.71 | 5.71 | 5.71 | 5.71 | 5.71 | 5.71 | 5.71 | 5.71 | 5.71 | 5.71 | 5.71 | 5.71
50% PoE | N-1 | CR |  | MVA | 5.71 | 5.71 | 5.71 | 5.71 | 5.71 | 5.71 | 5.71 | 5.71 | 5.71 | 5.71 | 5.71 | 5.71 | 5.71 | 5.71 | 5.71 | 5.71 | 5.71 | 5.71 | 5.71 | 5.71 | 5.71 | 5.71 | 5.71 | 5.71 | 5.71 | 5.71 | 5.71
50% LAR | N |  |  | Ratio Rating/Load | 1.4346 | 1.3825 | 1.3248 | 1.2889 | 1.2577 | 1.7095 | 1.6696 | 1.6084 | 1.5267 | 1.4455 | 1.3825 | 1.3341 | 1.3341 | 1.3341 | 1.3341 | 1.3341 | 1.3341 | 1.3341 | 1.3341 | 1.3341 | 1.3341 | 1.3341 | 1.3341 | 1.3341 | 1.3341 | 1.3341 | 1.3341
50% LAR | N-1 |  |  | Ratio Rating/Load | 1.4346 | 1.3825 | 1.3248 | 1.2889 | 1.2577 | 1.7095 | 1.6696 | 1.6084 | 1.5267 | 1.4455 | 1.3825 | 1.3341 | 1.3341 | 1.3341 | 1.3341 | 1.3341 | 1.3341 | 1.3341 | 1.3341 | 1.3341 | 1.3341 | 1.3341 | 1.3341 | 1.3341 | 1.3341 | 1.3341 | 1.3341
Load tan Phi |  | 0.0063451 |  |  | 0.0063451 | 0.0063451 | 0.0063451 | 0.0063451 | 0.0063451 | 0.0063451 | 0.0063451 | 0.0063451 | 0.0063451 | 0.0063451 | 0.0063451 | 0.0063451 | 0.0063451 | 0.0063451 | 0.0063451 | 0.0063451 | 0.0063451 | 0.0063451 | 0.0063451 | 0.0063451 | 0.0063451 | 0.0063451 | 0.0063451 | 0.0063451 | 0.0063451 | 0.0063451 | 0.0063451
Cap |  | 0 |  | MVAr | 0 | 0 | 0 | 0 | 0 | 0 | 0 | 0 | 0 | 0 | 0 | 0 | 0 | 0 | 0 | 0 | 0 | 0 | 0 | 0 | 0 | 0 | 0 | 0 | 0 | 0 | 0
10% PoE | 10%/50% | 1.1407 |  | MVA | 4.5401 | 4.7112 | 4.9165 | 5.0534 | 5.1789 | 3.81 | 3.9013 | 4.0496 | 4.2663 | 4.5058 | 4.7112 | 4.8823 | 4.8823 | 4.8823 | 4.8823 | 4.8823 | 4.8823 | 4.8823 | 4.8823 | 4.8823 | 4.8823 | 4.8823 | 4.8823 | 4.8823 | 4.8823 | 4.8823 | 4.8823
10% PoE | N | CR |  | MVA | 5.71 | 5.71 | 5.71 | 5.71 | 5.71 | 5.71 | 5.71 | 5.71 | 5.71 | 5.71 | 5.71 | 5.71 | 5.71 | 5.71 | 5.71 | 5.71 | 5.71 | 5.71 | 5.71 | 5.71 | 5.71 | 5.71 | 5.71 | 5.71 | 5.71 | 5.71 | 5.71
10% PoE | N-1 | CR |  | MVA | 5.71 | 5.71 | 5.71 | 5.71 | 5.71 | 5.71 | 5.71 | 5.71 | 5.71 | 5.71 | 5.71 | 5.71 | 5.71 | 5.71 | 5.71 | 5.71 | 5.71 | 5.71 | 5.71 | 5.71 | 5.71 | 5.71 | 5.71 | 5.71 | 5.71 | 5.71 | 5.71
10% LAR | N |  |  | Ratio Rating/Load | 1.2577 | 1.212 | 1.1614 | 1.1299 | 1.1025 | 1.4987 | 1.4636 | 1.41 | 1.3384 | 1.2672 | 1.212 | 1.1695 | 1.1695 | 1.1695 | 1.1695 | 1.1695 | 1.1695 | 1.1695 | 1.1695 | 1.1695 | 1.1695 | 1.1695 | 1.1695 | 1.1695 | 1.1695 | 1.1695 | 1.1695
10% LAR | N-1 |  |  | Ratio Rating/Load | 1.2577 | 1.212 | 1.1614 | 1.1299 | 1.1025 | 1.4987 | 1.4636 | 1.41 | 1.3384 | 1.2672 | 1.212 | 1.1695 | 1.1695 | 1.1695 | 1.1695 | 1.1695 | 1.1695 | 1.1695 | 1.1695 | 1.1695 | 1.1695 | 1.1695 | 1.1695 | 1.1695 | 1.1695 | 1.1695 | 1.1695
50% PoE | N |  |  | EatR, MWhrs | 0 | 0 | 0 | 0 | 0 | 0 | 0 | 0 | 0 | 0 | 0 | 0 | 0 | 0 | 0 | 0 | 0 | 0 | 0 | 0 | 0 | 0 | 0 | 0 | 0 | 0 | 0
50% PoE | N-1 |  |  | EatR, MWhrs | 0 | 0 | 0 | 0 | 0 | 0 | 0 | 0 | 0 | 0 | 0 | 0 | 0 | 0 | 0 | 0 | 0 | 0 | 0 | 0 | 0 | 0 | 0 | 0 | 0 | 0 | 0
10% LAR | N |  |  | EatR, MWhrs | 0 | 0 | 0 | 0 | 0 | 0 | 0 | 0 | 0 | 0 | 0 | 0 | 0 | 0 | 0 | 0 | 0 | 0 | 0 | 0 | 0 | 0 | 0 | 0 | 0 | 0 | 0
10% LAR | N-1 |  |  | EatR, MWhrs | 0 | 0 | 0 | 0 | 0 | 0 | 0 | 0 | 0 | 0 | 0 | 0 | 0 | 0 | 0 | 0 | 0 | 0 | 0 | 0 | 0 | 0 | 0 | 0 | 0 | 0 | 0
No of Tx | bar: 2024 to 2050
50% PoE | N | 1 |  | EEatR, MWhrs | 0 | 0 | 0 | 0 | 0 | 0 | 0 | 0 | 0 | 0 | 0 | 0 | 0 | 0 | 0 | 0 | 0 | 0 | 0 | 0 | 0 | 0 | 0 | 0 | 0 | 0 | 0
50% PoE | N-1 |  |  | EEatR, MWhrs | 0 | 0 | 0 | 0 | 0 | 0 | 0 | 0 | 0 | 0 | 0 | 0 | 0 | 0 | 0 | 0 | 0 | 0 | 0 | 0 | 0 | 0 | 0 | 0 | 0 | 0 | 0
10% LAR | N | 1 |  | EEatR, MWhrs | 0 | 0 | 0 | 0 | 0 | 0 | 0 | 0 | 0 | 0 | 0 | 0 | 0 | 0 | 0 | 0 | 0 | 0 | 0 | 0 | 0 | 0 | 0 | 0 | 0 | 0 | 0
10% LAR | N-1 | 3.744% |  | EEatR, MWhrs | 0 | 0 | 0 | 0 | 0 | 0 | 0 | 0 | 0 | 0 | 0 | 0 | 0 | 0 | 0 | 0 | 0 | 0 | 0 | 0 | 0 | 0 | 0 | 0 | 0 | 0 | 0
MLN021 | 50% PoE | 5.411% |  | MW | 4.03 | 4.23 | 4.535 | 4.895 | 5.305 | 4.46 | 4.925 | 5.405 | 5.905 | 6.39 | 6.815 | 7.195 | 7.195 | 7.195 | 7.195 | 7.195 | 7.195 | 7.195 | 7.195 | 7.195 | 7.195 | 7.195 | 7.195 | 7.195 | 7.195 | 7.195 | 7.195
Winter | load pf | 0.99998 |  | MVAr | 0.026478 | 0.027792 | 0.029796 | 0.032161 | 0.034855 | 0.029303 | 0.032358 | 0.035512 | 0.038797 | 0.041984 | 0.044776 | 0.047273 | 0.047273 | 0.047273 | 0.047273 | 0.047273 | 0.047273 | 0.047273 | 0.047273 | 0.047273 | 0.047273 | 0.047273 | 0.047273 | 0.047273 | 0.047273 | 0.047273 | 0.047273
|  |  |  | MVA | 4.0301 | 4.2301 | 4.5351 | 4.8951 | 5.3051 | 4.4601 | 4.9251 | 5.4051 | 5.9051 | 6.3901 | 6.8151 | 7.1952 | 7.1952 | 7.1952 | 7.1952 | 7.1952 | 7.1952 | 7.1952 | 7.1952 | 7.1952 | 7.1952 | 7.1952 | 7.1952 | 7.1952 | 7.1952 | 7.1952 | 7.1952
|  |  |  | MVA | 4.0301 | 4.2301 | 4.5351 | 4.8951 | 5.3051 | 4.4601 | 4.9251 | 5.4051 | 5.9051 | 6.3901 | 6.8151 | 7.1952 | 7.1952 | 7.1952 | 7.1952 | 7.1952 | 7.1952 | 7.1952 | 7.1952 | 7.1952 | 7.1952 | 7.1952 | 7.1952 | 7.1952 | 7.1952 | 7.1952 | 7.1952
50% PoE | N | CR |  | MVA | 5.71 | 5.71 | 5.71 | 5.71 | 5.71 | 5.71 | 5.71 | 5.71 | 5.71 | 5.71 | 5.71 | 5.71 | 5.71 | 5.71 | 5.71 | 5.71 | 5.71 | 5.71 | 5.71 | 5.71 | 5.71 | 5.71 | 5.71 | 5.71 | 5.71 | 5.71 | 5.71
50% PoE | N-1 | CR |  | MVA | 5.71 | 5.71 | 5.71 | 5.71 | 5.71 | 5.71 | 5.71 | 5.71 | 5.71 | 5.71 | 5.71 | 5.71 | 5.71 | 5.71 | 5.71 | 5.71 | 5.71 | 5.71 | 5.71 | 5.71 | 5.71 | 5.71 | 5.71 | 5.71 | 5.71 | 5.71 | 5.71
50% LAR | N |  |  | Ratio Rating/Load | 1.4168 | 1.3498 | 1.2591 | 1.1665 | 1.0763 | 1.2802 | 1.1594 | 1.0564 | 0.96695 | 0.89356 | 0.83783 | 0.79358 | 0.79358 | 0.79358 | 0.79358 | 0.79358 | 0.79358 | 0.79358 | 0.79358 | 0.79358 | 0.79358 | 0.79358 | 0.79358 | 0.79358 | 0.79358 | 0.79358 | 0.79358
50% LAR | N-1 |  |  | Ratio Rating/Load | 1.4168 | 1.3498 | 1.2591 | 1.1665 | 1.0763 | 1.2802 | 1.1594 | 1.0564 | 0.96695 | 0.89356 | 0.83783 | 0.79358 | 0.79358 | 0.79358 | 0.79358 | 0.79358 | 0.79358 | 0.79358 | 0.79358 | 0.79358 | 0.79358 | 0.79358 | 0.79358 | 0.79358 | 0.79358 | 0.79358 | 0.79358
Load tan Phi |  | 0.0065702 |  | MVA | 0.0065702 | 0.0065702 | 0.0065702 | 0.0065702 | 0.0065702 | 0.0065702 | 0.0065702 | 0.0065702 | 0.0065702 | 0.0065702 | 0.0065702 | 0.0065702 | 0.0065702 | 0.0065702 | 0.0065702 | 0.0065702 | 0.0065702 | 0.0065702 | 0.0065702 | 0.0065702 | 0.0065702 | 0.0065702 | 0.0065702 | 0.0065702 | 0.0065702 | 0.0065702 | 0.0065702
Cap |  | 0 |  | MVAr | 0 | 0 | 0 | 0 | 0 | 0 | 0 | 0 | 0 | 0 | 0 | 0 | 0 | 0 | 0 | 0 | 0 | 0 | 0 | 0 | 0 | 0 | 0 | 0 | 0 | 0 | 0
10% PoE | 10%/50% | 1.0521 |  | MVA | 4.2401 | 4.4505 | 4.7714 | 5.1502 | 5.5815 | 4.6925 | 5.1817 | 5.6868 | 6.2128 | 6.7231 | 7.1703 | 7.5701 | 7.5701 | 7.5701 | 7.5701 | 7.5701 | 7.5701 | 7.5701 | 7.5701 | 7.5701 | 7.5701 | 7.5701 | 7.5701 | 7.5701 | 7.5701 | 7.5701 | 7.5701
10% PoE | N | CR |  | MVA | 5.71 | 5.71 | 5.71 | 5.71 | 5.71 | 5.71 | 5.71 | 5.71 | 5.71 | 5.71 | 5.71 | 5.71 | 5.71 | 5.71 | 5.71 | 5.71 | 5.71 | 5.71 | 5.71 | 5.71 | 5.71 | 5.71 | 5.71 | 5.71 | 5.71 | 5.71 | 5.71
10% PoE | N-1 | CR |  | MVA | 5.71 | 5.71 | 5.71 | 5.71 | 5.71 | 5.71 | 5.71 | 5.71 | 5.71 | 5.71 | 5.71 | 5.71 | 5.71 | 5.71 | 5.71 | 5.71 | 5.71 | 5.71 | 5.71 | 5.71 | 5.71 | 5.71 | 5.71 | 5.71 | 5.71 | 5.71 | 5.71
10% LAR | N |  |  | Ratio Rating/Load | 1.3467 | 1.283 | 1.1967 | 1.1087 | 1.023 | 1.2168 | 1.1019 | 1.0041 | 0.91906 | 0.8493 | 0.79634 | 0.75428 | 0.75428 | 0.75428 | 0.75428 | 0.75428 | 0.75428 | 0.75428 | 0.75428 | 0.75428 | 0.75428 | 0.75428 | 0.75428 | 0.75428 | 0.75428 | 0.75428 | 0.75428
10% LAR | N-1 |  |  | Ratio Rating/Load | 1.3467 | 1.283 | 1.1967 | 1.1087 | 1.023 | 1.2168 | 1.1019 | 1.0041 | 0.91906 | 0.8493 | 0.79634 | 0.75428 | 0.75428 | 0.75428 | 0.75428 | 0.75428 | 0.75428 | 0.75428 | 0.75428 | 0.75428 | 0.75428 | 0.75428 | 0.75428 | 0.75428 | 0.75428 | 0.75428 | 0.75428
50% PoE | N |  |  | EatR, MWhrs | 0 | 0 | 0 | 0 | 0 | 0 | 0 | 0 | 0.56974 | 10.4785 | 51.6735 | 142.3919 | 142.3919 | 142.3919 | 142.3919 | 142.3919 | 142.3919 | 142.3919 | 142.3919 | 142.3919 | 142.3919 | 142.3919 | 142.3919 | 142.3919 | 142.3919 | 142.3919 | 142.3919
50% PoE | N-1 |  |  | EatR, MWhrs | 0 | 0 | 0 | 0 | 0 | 0 | 0 | 0 | 0 | 0 | 0 | 0 | 0 | 0 | 0 | 0 | 0 | 0 | 0 | 0 | 0 | 0 | 0 | 0 | 0 | 0 | 0
10% LAR | N |  |  | EatR, MWhrs | 0 | 0 | 0 | 0 | 0 | 0 | 0 | 0 | 4.4789 | 38.5593 | 134.3779 | 301.2239 | 301.2239 | 301.2239 | 301.2239 | 301.2239 | 301.2239 | 301.2239 | 301.2239 | 301.2239 | 301.2239 | 301.2239 | 301.2239 | 301.2239 | 301.2239 | 301.2239 | 301.2239
10% LAR | N-1 |  |  | EatR, MWhrs | 0 | 0 | 0 | 0 | 0 | 0 | 0 | 0 | 9.6672e-05 | 0.00083225 | 0.0029004 | 0.0065015 | 0.0065015 | 0.0065015 | 0.0065015 | 0.0065015 | 0.0065015 | 0.0065015 | 0.0065015 | 0.0065015 | 0.0065015 | 0.0065015 | 0.0065015 | 0.0065015 | 0.0065015 | 0.0065015 | 0.0065015
No of Tx | bar: 2024 to 2050
50% PoE | N | 1 |  | EEatR, MWhrs | 0 | 0 | 0 | 0 | 0 | 0 | 0 | 0 | 0.56974 | 10.4785 | 51.6735 | 142.3919 | 142.3919 | 142.3919 | 142.3919 | 142.3919 | 142.3919 | 142.3919 | 142.3919 | 142.3919 | 142.3919 | 142.3919 | 142.3919 | 142.3919 | 142.3919 | 142.3919 | 142.3919
50% PoE | N-1 | 3.744% |  | EEatR, MWhrs | 0 | 0 | 0 | 0 | 0 | 0 | 0 | 0 | 0 | 0 | 0 | 0 | 0 | 0 | 0 | 0 | 0 | 0 | 0 | 0 | 0 | 0 | 0 | 0 | 0 | 0 | 0
10% LAR | N | 1 |  | EEatR, MWhrs | 0 | 0 | 0 | 0 | 0 | 0 | 0 | 0 | 4.4789 | 38.5593 | 134.3779 | 301.2239 | 301.2239 | 301.2239 | 301.2239 | 301.2239 | 301.2239 | 301.2239 | 301.2239 | 301.2239 | 301.2239 | 301.2239 | 301.2239 | 301.2239 | 301.2239 | 301.2239 | 301.2239
10% LAR | N-1 | 3.744% |  | EEatR, MWhrs | 0 | 0 | 0 | 0 | 0 | 0 | 0 | 0 | 3.6197e-06 | 3.1162e-05 | 0.0001086 | 0.00024344 | 0.00024344 | 0.00024344 | 0.00024344 | 0.00024344 | 0.00024344 | 0.00024344 | 0.00024344 | 0.00024344 | 0.00024344 | 0.00024344 | 0.00024344 | 0.00024344 | 0.00024344 | 0.00024344 | 0.00024344
LDC
Summer (Oct to Mar) |  | Winter (Apr to Sep)
MW pu | MVA pu | MW pu | MVA pu
1 |  | 1
0.99462 |  | 0.99283
0.98927 |  | 0.98662
0.98376 |  | 0.97917
0.97628 |  | 0.97262
0.97218 |  | 0.9652
0.96793 |  | 0.96229
0.96375 |  | 0.96061
0.95641 |  | 0.95763
0.95322 |  | 0.95322
0.94482 |  | 0.94812
0.93755 |  | 0.94417
0.93077 |  | 0.94062
0.91937 |  | 0.93764
0.91478 |  | 0.93582
0.90326 |  | 0.93302
0.89827 |  | 0.93146
0.89476 |  | 0.92876
0.88716 |  | 0.92766
0.88487 |  | 0.92673
0.87817 |  | 0.92515
0.87452 |  | 0.92398
0.87113 |  | 0.92318
0.86823 |  | 0.92147
0.864 |  | 0.91946
0.85715 |  | 0.91748
0.85298 |  | 0.9161
0.84954 |  | 0.9151
0.84555 |  | 0.91382
0.84041 |  | 0.91292
0.83942 |  | 0.91149
0.83727 |  | 0.91006
0.83576 |  | 0.90863
0.83414 |  | 0.90804
0.83351 |  | 0.90741
0.83212 |  | 0.9066
0.82926 |  | 0.90624
0.82772 |  | 0.90533
0.82522 |  | 0.90361
0.82288 |  | 0.9028
0.82183 |  | 0.90201
0.81981 |  | 0.90106
0.81655 |  | 0.89944
0.8146 |  | 0.89828
0.81386 |  | 0.89772
0.81185 |  | 0.89697
0.80978 |  | 0.89616
0.8093 |  | 0.89525
0.80748 |  | 0.89422
0.8064 |  | 0.89365
0.80554 |  | 0.89274
0.8052 |  | 0.89189
0.80354 |  | 0.89162
0.80158 |  | 0.89087
0.79995 |  | 0.89028
0.79807 |  | 0.8898
0.79638 |  | 0.8895
0.79452 |  | 0.88896
0.79371 |  | 0.88812
0.7928 |  | 0.88795
0.79083 |  | 0.88747
0.7899 |  | 0.88661
0.78836 |  | 0.88616
0.78758 |  | 0.8851
0.78652 |  | 0.88406
0.78513 |  | 0.88368
0.78357 |  | 0.88343
0.78295 |  | 0.88237
0.78219 |  | 0.88158
0.78116 |  | 0.88129
0.78009 |  | 0.88101
0.77868 |  | 0.88042
0.77833 |  | 0.88001
0.77715 |  | 0.87971
0.77631 |  | 0.8794
0.77521 |  | 0.87877
0.7731 |  | 0.8783
0.77227 |  | 0.87794
0.77077 |  | 0.87775
0.76964 |  | 0.87727
0.76843 |  | 0.87667
0.76644 |  | 0.8759
0.76528 |  | 0.87569
0.76367 |  | 0.87544
0.76289 |  | 0.87505
0.76198 |  | 0.87463
0.75977 |  | 0.87403
0.75871 |  | 0.8733
0.75802 |  | 0.8729
0.75704 |  | 0.87251
0.75625 |  | 0.8717
0.75552 |  | 0.87146
0.75414 |  | 0.87068
0.75223 |  | 0.87039
0.75119 |  | 0.86963
0.75061 |  | 0.86892
0.74957 |  | 0.86849
0.74858 |  | 0.86815
0.7474 |  | 0.86766
0.74652 |  | 0.86751
0.74545 |  | 0.86711
0.74495 |  | 0.86662
0.7442 |  | 0.86617
0.74323 |  | 0.86589
0.74202 |  | 0.86562
0.74132 |  | 0.86502
0.73991 |  | 0.86465
0.73888 |  | 0.86411
0.73747 |  | 0.86386
0.73682 |  | 0.86314
0.73595 |  | 0.86287
0.73457 |  | 0.86262
0.73379 |  | 0.86197
0.73319 |  | 0.86174
0.73156 |  | 0.86121
0.73032 |  | 0.86018
0.72981 |  | 0.85969
0.72862 |  | 0.85932
0.7282 |  | 0.85894
0.72763 |  | 0.85854
0.72571 |  | 0.8579
0.7248 |  | 0.8571
0.72429 |  | 0.85633
0.72383 |  | 0.85606
0.72298 |  | 0.85583
0.72256 |  | 0.85545
0.72152 |  | 0.85516
0.72086 |  | 0.85491
0.72058 |  | 0.85418
0.71908 |  | 0.85398
0.71855 |  | 0.85382
0.71768 |  | 0.8536
0.71706 |  | 0.85337
0.71615 |  | 0.85288
0.71551 |  | 0.85257
0.71431 |  | 0.85238
0.71378 |  | 0.85205
0.71293 |  | 0.85166
0.71245 |  | 0.85121
0.71122 |  | 0.85103
0.71028 |  | 0.85065
0.71008 |  | 0.85048
0.70943 |  | 0.85011
0.70818 |  | 0.84987
0.7074 |  | 0.84949
0.70664 |  | 0.84907
0.70569 |  | 0.84884
0.70517 |  | 0.84844
0.70432 |  | 0.84814
0.70406 |  | 0.84786
0.70306 |  | 0.84737
0.7025 |  | 0.84721
0.70156 |  | 0.84688
0.70092 |  | 0.84635
0.70063 |  | 0.84605
0.70012 |  | 0.84581
0.6993 |  | 0.84546
0.69872 |  | 0.84475
0.69827 |  | 0.84458
0.69781 |  | 0.8441
0.69719 |  | 0.84374
0.69664 |  | 0.84334
0.69619 |  | 0.84285
0.69571 |  | 0.84216
0.69472 |  | 0.84165
0.69406 |  | 0.84121
0.69354 |  | 0.84105
0.69259 |  | 0.84085
0.69222 |  | 0.8406
0.69179 |  | 0.84035
0.69128 |  | 0.83999
0.69002 |  | 0.83974
0.68942 |  | 0.83944
0.68881 |  | 0.83931
0.68826 |  | 0.83902
0.68764 |  | 0.83894
0.6866 |  | 0.83859
0.68568 |  | 0.83817
0.68508 |  | 0.83801
0.68462 |  | 0.8375
0.68406 |  | 0.83717
0.68354 |  | 0.83691
0.68317 |  | 0.83659
0.68287 |  | 0.83628
0.68251 |  | 0.83611
0.68201 |  | 0.83588
0.68147 |  | 0.83514
0.68079 |  | 0.83504
0.68048 |  | 0.83486
0.67983 |  | 0.83468
0.67921 |  | 0.83437
0.67876 |  | 0.83404
0.67775 |  | 0.83391
0.67687 |  | 0.83377
0.67659 |  | 0.8336
0.67571 |  | 0.8333
0.67508 |  | 0.83318
0.67485 |  | 0.8331
0.67398 |  | 0.83297
0.67361 |  | 0.83252
0.67298 |  | 0.83237
0.6723 |  | 0.83213
0.67136 |  | 0.83195
0.67116 |  | 0.83175
0.67085 |  | 0.8314
0.67056 |  | 0.83117
0.6702 |  | 0.83048
0.66989 |  | 0.83026
0.6695 |  | 0.83002
0.66867 |  | 0.82969
0.66818 |  | 0.82959
0.66781 |  | 0.82946
0.66755 |  | 0.82924
0.66723 |  | 0.82907
0.66611 |  | 0.82886
0.66565 |  | 0.82876
0.66549 |  | 0.82854
0.6644 |  | 0.82837
0.66359 |  | 0.82806
0.66299 |  | 0.82787
0.66203 |  | 0.82736
0.66166 |  | 0.82709
0.66092 |  | 0.82684
0.66006 |  | 0.82623
0.6592 |  | 0.82587
0.6585 |  | 0.82568
0.658 |  | 0.82555
0.65702 |  | 0.82533
0.65675 |  | 0.82505
0.65626 |  | 0.82489
0.65589 |  | 0.82469
0.65569 |  | 0.82449
0.65509 |  | 0.82423
0.65429 |  | 0.82417
0.65352 |  | 0.82406
0.65291 |  | 0.82369
0.65279 |  | 0.82346
0.65251 |  | 0.82321
0.65224 |  | 0.82285
0.65185 |  | 0.82241
0.65118 |  | 0.82213
0.65023 |  | 0.82193
0.64953 |  | 0.82176
0.64881 |  | 0.82143
0.64789 |  | 0.82122
0.64756 |  | 0.82116
0.64716 |  | 0.82095
0.64713 |  | 0.82063
0.64669 |  | 0.82018
0.64583 |  | 0.82008
0.64541 |  | 0.81993
0.64479 |  | 0.81971
0.64424 |  | 0.81947
0.64397 |  | 0.81935
0.64314 |  | 0.81923
0.64306 |  | 0.81888
0.64268 |  | 0.81874
0.64215 |  | 0.8186
0.64175 |  | 0.81834
0.64138 |  | 0.81821
0.64105 |  | 0.81796
0.6407 |  | 0.81783
0.64045 |  | 0.81756
0.63951 |  | 0.81734
0.63866 |  | 0.81699
0.63791 |  | 0.81684
0.63745 |  | 0.81642
0.63702 |  | 0.81627
0.63664 |  | 0.81611
0.63618 |  | 0.81581
0.63567 |  | 0.81561
0.63536 |  | 0.8154
0.63489 |  | 0.81511
0.63427 |  | 0.81487
0.63379 |  | 0.8148
0.63305 |  | 0.81464
0.63263 |  | 0.81448
0.63234 |  | 0.81426
0.63189 |  | 0.81407
0.63093 |  | 0.81394
0.63081 |  | 0.8138
0.63042 |  | 0.81361
0.6301 |  | 0.81347
0.62987 |  | 0.81317
0.62969 |  | 0.81305
0.62953 |  | 0.81278
0.62909 |  | 0.81259
0.62883 |  | 0.81239
0.62824 |  | 0.81227
0.62796 |  | 0.81204
0.62777 |  | 0.81194
0.62701 |  | 0.81179
0.62658 |  | 0.81174
0.62644 |  | 0.81166
0.62621 |  | 0.81147
0.62579 |  | 0.81133
0.62557 |  | 0.81117
0.62504 |  | 0.811
0.62448 |  | 0.81076
0.62427 |  | 0.81061
0.62382 |  | 0.81045
0.62347 |  | 0.81028
0.62324 |  | 0.8102
0.62278 |  | 0.80988
0.62226 |  | 0.80974
0.62182 |  | 0.80947
0.62154 |  | 0.80918
0.62098 |  | 0.80905
0.62045 |  | 0.80883
0.62017 |  | 0.80862
0.61967 |  | 0.80843
0.61947 |  | 0.80823
0.61926 |  | 0.80783
0.61912 |  | 0.80774
0.61867 |  | 0.80736
0.61847 |  | 0.80708
0.61788 |  | 0.80692
0.6177 |  | 0.80687
0.61704 |  | 0.80675
0.6168 |  | 0.80647
0.61649 |  | 0.80629
0.61632 |  | 0.80613
0.61608 |  | 0.806
0.61575 |  | 0.80582
0.61544 |  | 0.80559
0.61525 |  | 0.80544
0.61491 |  | 0.80504
0.61445 |  | 0.80482
0.61408 |  | 0.8046
0.61383 |  | 0.80439
0.61326 |  | 0.80421
0.6128 |  | 0.80399
0.61238 |  | 0.80375
0.61217 |  | 0.80356
0.61181 |  | 0.80331
0.61147 |  | 0.80325
0.61092 |  | 0.80303
0.61055 |  | 0.80274
0.61038 |  | 0.80255
0.60999 |  | 0.80233
0.60968 |  | 0.80215
0.60949 |  | 0.80205
0.60857 |  | 0.8019
0.60832 |  | 0.80171
0.60816 |  | 0.80158
0.60791 |  | 0.80153
0.60726 |  | 0.80122
0.60688 |  | 0.80099
0.60668 |  | 0.80071
0.60638 |  | 0.80045
0.60599 |  | 0.80028
0.60568 |  | 0.80013
0.60539 |  | 0.79974
0.60513 |  | 0.79969
0.60488 |  | 0.79952
0.60444 |  | 0.7994
0.60429 |  | 0.79915
0.60395 |  | 0.79898
0.60371 |  | 0.79891
0.60345 |  | 0.79878
0.60311 |  | 0.79874
0.6021 |  | 0.79854
0.60194 |  | 0.79842
0.60169 |  | 0.79831
0.60141 |  | 0.79814
0.60114 |  | 0.7979
0.60097 |  | 0.79752
0.60064 |  | 0.79736
0.60052 |  | 0.79717
0.60015 |  | 0.79699
0.60004 |  | 0.79687
0.59963 |  | 0.79674
0.59866 |  | 0.79648
0.59847 |  | 0.79629
0.59798 |  | 0.79617
0.59755 |  | 0.79581
0.59716 |  | 0.79549
0.59699 |  | 0.7954
0.59673 |  | 0.79522
0.5962 |  | 0.79497
0.59595 |  | 0.79479
0.5955 |  | 0.79467
0.59535 |  | 0.79445
0.59522 |  | 0.79434
0.59493 |  | 0.79422
0.59473 |  | 0.794
0.59432 |  | 0.79373
0.59384 |  | 0.79365
0.59363 |  | 0.79354
0.59347 |  | 0.79341
0.59297 |  | 0.79318
0.59282 |  | 0.79297
0.59243 |  | 0.79286
0.59232 |  | 0.7926
0.59197 |  | 0.79231
0.59176 |  | 0.79212
0.59166 |  | 0.79202
0.59116 |  | 0.79196
0.59038 |  | 0.79167
0.59029 |  | 0.7914
0.59007 |  | 0.79113
0.58938 |  | 0.791
0.58907 |  | 0.79072
0.58866 |  | 0.79062
0.58851 |  | 0.79044
0.58822 |  | 0.7902
0.58787 |  | 0.78996
0.58765 |  | 0.78974
0.5874 |  | 0.78964
0.58703 |  | 0.78956
0.58662 |  | 0.78935
0.5862 |  | 0.78922
0.5858 |  | 0.78914
0.58558 |  | 0.789
0.58544 |  | 0.78865
0.58518 |  | 0.7885
0.58477 |  | 0.78837
0.58454 |  | 0.78824
0.58447 |  | 0.78814
0.5843 |  | 0.78802
0.58413 |  | 0.78796
0.58366 |  | 0.78775
0.58349 |  | 0.78761
0.58343 |  | 0.78748
0.58308 |  | 0.78735
0.58287 |  | 0.78724
0.58273 |  | 0.78715
0.58252 |  | 0.78694
0.58215 |  | 0.78686
0.58181 |  | 0.7867
0.58168 |  | 0.78663
0.58137 |  | 0.78657
0.5811 |  | 0.7863
0.58095 |  | 0.78601
0.5808 |  | 0.78593
0.58048 |  | 0.78585
0.58028 |  | 0.78571
0.58012 |  | 0.78563
0.57995 |  | 0.78546
0.57948 |  | 0.78526
0.57923 |  | 0.785
0.57906 |  | 0.78488
0.57876 |  | 0.78478
0.57849 |  | 0.78469
0.57816 |  | 0.78462
0.57783 |  | 0.78448
0.5777 |  | 0.78433
0.57758 |  | 0.78422
0.57738 |  | 0.78404
0.57717 |  | 0.78383
0.57698 |  | 0.78361
0.57678 |  | 0.78326
0.57646 |  | 0.78304
0.57584 |  | 0.78287
0.57566 |  | 0.78278
0.57541 |  | 0.7824
0.57527 |  | 0.78227
0.57501 |  | 0.78213
0.57491 |  | 0.782
0.57482 |  | 0.78181
0.57455 |  | 0.78154
0.57439 |  | 0.78129
0.57429 |  | 0.78121
0.57419 |  | 0.78097
0.57385 |  | 0.78054
0.57379 |  | 0.78039
0.57347 |  | 0.78008
0.57333 |  | 0.78
0.57308 |  | 0.77993
0.57292 |  | 0.77973
0.57271 |  | 0.77955
0.57251 |  | 0.77938
0.57237 |  | 0.7792
0.57195 |  | 0.77906
0.5716 |  | 0.7786
0.57141 |  | 0.7783
0.57136 |  | 0.77821
0.57107 |  | 0.77814
0.57057 |  | 0.77795
0.57027 |  | 0.77787
0.57016 |  | 0.77754
0.56994 |  | 0.77745
0.5696 |  | 0.77715
0.5694 |  | 0.77698
0.56905 |  | 0.77683
0.5689 |  | 0.77671
0.56874 |  | 0.77652
0.56857 |  | 0.77651
0.56833 |  | 0.77635
0.56818 |  | 0.77621
0.56778 |  | 0.77608
0.56756 |  | 0.77598
0.5674 |  | 0.77585
0.56703 |  | 0.77562
0.56686 |  | 0.77554
0.56673 |  | 0.77541
0.56625 |  | 0.7752
0.56607 |  | 0.7751
0.56584 |  | 0.77476
0.56532 |  | 0.77471
0.56495 |  | 0.77445
0.56489 |  | 0.77436
0.56468 |  | 0.77425
0.5644 |  | 0.77406
0.56411 |  | 0.77392
0.56386 |  | 0.77357
0.56376 |  | 0.77353
0.56355 |  | 0.77348
0.56344 |  | 0.77321
0.56324 |  | 0.77305
0.56287 |  | 0.77287
0.56259 |  | 0.77283
0.56242 |  | 0.77271
0.56234 |  | 0.77263
0.56223 |  | 0.77226
0.56201 |  | 0.77218
0.5619 |  | 0.77205
0.56171 |  | 0.7719
0.56149 |  | 0.77159
0.56125 |  | 0.77142
0.56096 |  | 0.77127
0.56055 |  | 0.77123
0.56037 |  | 0.77111
0.56025 |  | 0.77093
0.56 |  | 0.77069
0.55982 |  | 0.77058
0.55953 |  | 0.7705
0.55925 |  | 0.77037
0.5591 |  | 0.7703
0.55875 |  | 0.77012
0.55846 |  | 0.77007
0.55822 |  | 0.76992
0.55785 |  | 0.76983
0.55766 |  | 0.76965
0.55747 |  | 0.76948
0.55724 |  | 0.7693
0.55709 |  | 0.76918
0.55697 |  | 0.76904
0.55669 |  | 0.76891
0.55619 |  | 0.76875
0.55614 |  | 0.76862
0.55588 |  | 0.7685
0.55556 |  | 0.76831
0.55525 |  | 0.76807
0.55518 |  | 0.7679
0.55499 |  | 0.76781
0.55478 |  | 0.76755
0.55461 |  | 0.76748
0.55449 |  | 0.7673
0.55433 |  | 0.76716
0.55415 |  | 0.767
0.55403 |  | 0.76681
0.55377 |  | 0.7667
0.55343 |  | 0.76662
0.55307 |  | 0.7664
0.55279 |  | 0.76624
0.55252 |  | 0.76609
0.5523 |  | 0.76591
0.55212 |  | 0.76576
0.5519 |  | 0.76561
0.55179 |  | 0.76544
0.55173 |  | 0.76534
0.55155 |  | 0.76523
0.55139 |  | 0.76508
0.55118 |  | 0.76483
0.55085 |  | 0.76469
0.5504 |  | 0.76451
0.55034 |  | 0.76439
0.55011 |  | 0.76429
0.5499 |  | 0.76409
0.54976 |  | 0.76404
0.5496 |  | 0.76375
0.54925 |  | 0.76356
0.54915 |  | 0.76342
0.54899 |  | 0.76337
0.54879 |  | 0.76328
0.54863 |  | 0.76313
0.54846 |  | 0.76294
0.54826 |  | 0.76284
0.54808 |  | 0.76273
0.54798 |  | 0.76254
0.54782 |  | 0.76248
0.5477 |  | 0.76234
0.54753 |  | 0.76224
0.54734 |  | 0.76213
0.54714 |  | 0.76204
0.54703 |  | 0.76199
0.54679 |  | 0.76191
0.54659 |  | 0.76175
0.5464 |  | 0.76163
0.54608 |  | 0.7615
0.54598 |  | 0.76139
0.54588 |  | 0.76123
0.54571 |  | 0.76109
0.54551 |  | 0.76093
0.54544 |  | 0.76074
0.54514 |  | 0.76059
0.545 |  | 0.76049
0.54494 |  | 0.76037
0.54473 |  | 0.76018
0.54458 |  | 0.76004
0.54445 |  | 0.75979
0.54425 |  | 0.7597
0.54412 |  | 0.7596
0.54386 |  | 0.75935
0.54361 |  | 0.75926
0.54339 |  | 0.75915
0.54321 |  | 0.75906
0.54312 |  | 0.75897
0.54288 |  | 0.7589
0.54274 |  | 0.75882
0.54264 |  | 0.7587
0.54256 |  | 0.75862
0.54241 |  | 0.75841
0.54225 |  | 0.75831
0.542 |  | 0.75815
0.54192 |  | 0.758
0.54165 |  | 0.75786
0.54151 |  | 0.75764
0.54128 |  | 0.75745
0.5412 |  | 0.75731
0.54111 |  | 0.75719
0.54086 |  | 0.75713
0.54076 |  | 0.75696
0.54061 |  | 0.75684
0.54037 |  | 0.75667
0.54016 |  | 0.75656
0.53989 |  | 0.75643
0.53972 |  | 0.75628
0.53963 |  | 0.75615
0.5394 |  | 0.75598
0.53922 |  | 0.75592
0.53915 |  | 0.75574
0.53897 |  | 0.75568
0.5385 |  | 0.75551
0.5383 |  | 0.75545
0.53817 |  | 0.75535
0.53798 |  | 0.75527
0.53786 |  | 0.75513
0.53762 |  | 0.75508
0.53751 |  | 0.75498
0.53733 |  | 0.75489
0.53704 |  | 0.75484
0.53678 |  | 0.75453
0.53653 |  | 0.75436
0.53629 |  | 0.75427
0.53609 |  | 0.75417
0.53581 |  | 0.75398
0.53555 |  | 0.75388
0.53538 |  | 0.75375
0.53522 |  | 0.75361
0.53514 |  | 0.75358
0.535 |  | 0.75346
0.53489 |  | 0.7533
0.53463 |  | 0.75321
0.53439 |  | 0.75308
0.53428 |  | 0.75295
0.53416 |  | 0.7527
0.53409 |  | 0.75265
0.53388 |  | 0.75238
0.53377 |  | 0.7523
0.53368 |  | 0.75224
0.53353 |  | 0.75214
0.53345 |  | 0.75196
0.53338 |  | 0.75185
0.53334 |  | 0.75173
0.53315 |  | 0.75167
0.53297 |  | 0.75152
0.53281 |  | 0.75136
0.53272 |  | 0.75125
0.53256 |  | 0.75107
0.53246 |  | 0.75094
0.53229 |  | 0.7508
0.53223 |  | 0.75068
0.5322 |  | 0.75057
0.53207 |  | 0.75051
0.5318 |  | 0.75045
0.53165 |  | 0.75034
0.53155 |  | 0.75012
0.53136 |  | 0.74994
0.53118 |  | 0.74984
0.53082 |  | 0.74969
0.53062 |  | 0.74957
0.53054 |  | 0.74947
0.53037 |  | 0.74936
0.53017 |  | 0.74914
0.53002 |  | 0.74901
0.5298 |  | 0.74889
0.52976 |  | 0.74878
0.52956 |  | 0.74868
0.52949 |  | 0.74855
0.52941 |  | 0.74847
0.52935 |  | 0.74823
0.52915 |  | 0.74802
0.52903 |  | 0.7479
0.52892 |  | 0.74784
0.5286 |  | 0.74769
0.5284 |  | 0.74755
0.52827 |  | 0.74747
0.52801 |  | 0.74736
0.52778 |  | 0.74727
0.52758 |  | 0.7472
0.5274 |  | 0.74707
0.52728 |  | 0.747
0.52713 |  | 0.7469
0.52694 |  | 0.7468
0.52673 |  | 0.74665
0.52662 |  | 0.74658
0.52649 |  | 0.74641
0.52625 |  | 0.74637
0.52611 |  | 0.74629
0.52598 |  | 0.74608
0.52565 |  | 0.74594
0.52554 |  | 0.74587
0.52542 |  | 0.74576
0.52532 |  | 0.7456
0.52517 |  | 0.74555
0.52509 |  | 0.7455
0.5249 |  | 0.74541
0.52471 |  | 0.74528
0.52461 |  | 0.74514
0.52437 |  | 0.74503
0.52423 |  | 0.74486
0.52397 |  | 0.74478
0.52383 |  | 0.74467
0.52378 |  | 0.74455
0.52355 |  | 0.74453
0.52339 |  | 0.74439
0.52323 |  | 0.74421
0.52304 |  | 0.74393
0.52295 |  | 0.74387
0.52275 |  | 0.74376
0.52265 |  | 0.74353
0.52253 |  | 0.74345
0.52247 |  | 0.74338
0.52222 |  | 0.74334
0.5221 |  | 0.74321
0.5218 |  | 0.7431
0.52171 |  | 0.74303
0.52149 |  | 0.74289
0.52133 |  | 0.74274
0.52122 |  | 0.74262
0.52108 |  | 0.74251
0.52095 |  | 0.74239
0.52085 |  | 0.74233
0.52065 |  | 0.74226
0.5205 |  | 0.74206
0.52035 |  | 0.74198
0.52027 |  | 0.74184
0.52009 |  | 0.74179
0.51999 |  | 0.74167
0.51978 |  | 0.74144
0.51964 |  | 0.74136
0.51954 |  | 0.74124
0.51948 |  | 0.74115
0.51935 |  | 0.74101
0.51931 |  | 0.74095
0.51917 |  | 0.74089
0.519 |  | 0.74078
0.51891 |  | 0.7407
0.51879 |  | 0.74065
0.51865 |  | 0.7405
0.51853 |  | 0.74035
0.5184 |  | 0.74026
0.51824 |  | 0.74013
0.51813 |  | 0.73997
0.51803 |  | 0.73992
0.51794 |  | 0.73978
0.51777 |  | 0.73963
0.51759 |  | 0.7395
0.51757 |  | 0.73941
0.51741 |  | 0.73928
0.5172 |  | 0.73907
0.51702 |  | 0.73898
0.51686 |  | 0.73895
0.51663 |  | 0.73888
0.51658 |  | 0.73878
0.51646 |  | 0.73861
0.5163 |  | 0.73853
0.5162 |  | 0.7384
0.51612 |  | 0.7382
0.51603 |  | 0.73809
0.51597 |  | 0.73786
0.5158 |  | 0.73776
0.51566 |  | 0.73767
0.51546 |  | 0.73756
0.51532 |  | 0.73748
0.51521 |  | 0.73736
0.51512 |  | 0.73721
0.51483 |  | 0.73709
0.51475 |  | 0.73694
0.5146 |  | 0.73684
0.51441 |  | 0.73677
0.51426 |  | 0.73668
0.51409 |  | 0.7365
0.51384 |  | 0.73641
0.51376 |  | 0.73623
0.51368 |  | 0.7362
0.5135 |  | 0.73596
0.51341 |  | 0.73581
0.51335 |  | 0.73577
0.51316 |  | 0.73568
0.51311 |  | 0.73564
0.51306 |  | 0.7355
0.51299 |  | 0.73534
0.51294 |  | 0.7352
0.51278 |  | 0.73505
0.5126 |  | 0.73497
0.5125 |  | 0.73477
0.51233 |  | 0.73463
0.51207 |  | 0.73448
0.51189 |  | 0.73439
0.51178 |  | 0.73433
0.51163 |  | 0.73423
0.5114 |  | 0.73409
0.51125 |  | 0.73392
0.51107 |  | 0.73376
0.5109 |  | 0.73367
0.51076 |  | 0.73354
0.5106 |  | 0.73336
0.51052 |  | 0.73326
0.51033 |  | 0.73313
0.5102 |  | 0.73299
0.51001 |  | 0.73294
0.50987 |  | 0.73283
0.50977 |  | 0.73264
0.50965 |  | 0.73254
0.50956 |  | 0.73238
0.50935 |  | 0.73234
0.50928 |  | 0.73218
0.50917 |  | 0.73214
0.50904 |  | 0.73197
0.50893 |  | 0.73183
0.50888 |  | 0.73178
0.50873 |  | 0.73173
0.50857 |  | 0.73166
0.50842 |  | 0.73154
0.5083 |  | 0.73132
0.50811 |  | 0.73094
0.50803 |  | 0.73085
0.50794 |  | 0.73071
0.50785 |  | 0.73065
0.50775 |  | 0.73056
0.50767 |  | 0.73055
0.5076 |  | 0.73051
0.50747 |  | 0.73035
0.5074 |  | 0.73025
0.50727 |  | 0.73019
0.50716 |  | 0.73
0.50701 |  | 0.72988
0.50671 |  | 0.72974
0.50656 |  | 0.72969
0.50641 |  | 0.7296
0.5063 |  | 0.72953
0.50608 |  | 0.72946
0.50596 |  | 0.72936
0.50588 |  | 0.72932
0.50578 |  | 0.72922
0.50569 |  | 0.72914
0.50553 |  | 0.72898
0.50543 |  | 0.72889
0.50536 |  | 0.72878
0.50521 |  | 0.72867
0.50502 |  | 0.72858
0.50494 |  | 0.72853
0.50473 |  | 0.72832
0.50457 |  | 0.72824
0.50448 |  | 0.72814
0.50437 |  | 0.72799
0.50423 |  | 0.72786
0.50416 |  | 0.72774
0.50397 |  | 0.72758
0.50384 |  | 0.72749
0.50375 |  | 0.72742
0.50353 |  | 0.72734
0.50349 |  | 0.72729
0.50326 |  | 0.7272
0.50304 |  | 0.72705
0.50288 |  | 0.72697
0.50274 |  | 0.72692
0.50271 |  | 0.72685
0.50256 |  | 0.72676
0.50242 |  | 0.72667
0.50222 |  | 0.72656
0.50218 |  | 0.72641
0.50206 |  | 0.72626
0.50199 |  | 0.72611
0.50175 |  | 0.72594
0.50164 |  | 0.72582
0.50154 |  | 0.72557
0.50143 |  | 0.72547
0.50121 |  | 0.72539
0.50113 |  | 0.72525
0.50102 |  | 0.72517
0.50093 |  | 0.72515
0.50078 |  | 0.72503
0.50067 |  | 0.72491
0.50056 |  | 0.72479
0.50046 |  | 0.72471
0.50042 |  | 0.72467
0.5003 |  | 0.72453
0.50021 |  | 0.72442
0.49995 |  | 0.72429
0.49987 |  | 0.72426
0.49971 |  | 0.72407
0.49962 |  | 0.72396
0.49946 |  | 0.72387
0.49931 |  | 0.72377
0.4991 |  | 0.72358
0.49898 |  | 0.72352
0.49885 |  | 0.72345
0.49881 |  | 0.72342
0.49872 |  | 0.72324
0.49861 |  | 0.72312
0.49844 |  | 0.723
0.49838 |  | 0.7228
0.49829 |  | 0.72265
0.49812 |  | 0.72261
0.49806 |  | 0.72243
0.49795 |  | 0.72237
0.4978 |  | 0.7223
0.49772 |  | 0.72218
0.49765 |  | 0.72212
0.49757 |  | 0.72201
0.49749 |  | 0.7219
0.4974 |  | 0.7219
0.49727 |  | 0.72179
0.49717 |  | 0.72173
0.49699 |  | 0.7217
0.49688 |  | 0.72164
0.49673 |  | 0.72153
0.49667 |  | 0.72148
0.49658 |  | 0.72139
0.49646 |  | 0.7212
0.49634 |  | 0.72109
0.49625 |  | 0.72105
0.49614 |  | 0.72101
0.49603 |  | 0.72097
0.49586 |  | 0.72089
0.49577 |  | 0.72073
0.49558 |  | 0.72063
0.49546 |  | 0.72053
0.49535 |  | 0.72037
0.49529 |  | 0.72026
0.4952 |  | 0.72019
0.49519 |  | 0.72014
0.49512 |  | 0.72007
0.49502 |  | 0.71999
0.49493 |  | 0.71991
0.49484 |  | 0.71975
0.49475 |  | 0.71969
0.49467 |  | 0.7196
0.49451 |  | 0.71944
0.49425 |  | 0.71938
0.49409 |  | 0.71926
0.49392 |  | 0.71918
0.49385 |  | 0.71907
0.49376 |  | 0.71901
0.49361 |  | 0.71891
0.49347 |  | 0.71885
0.49325 |  | 0.71874
0.4931 |  | 0.71863
0.49301 |  | 0.71849
0.49287 |  | 0.71839
0.49261 |  | 0.71827
0.49247 |  | 0.7182
0.49243 |  | 0.71812
0.49225 |  | 0.71804
0.49218 |  | 0.71801
0.49208 |  | 0.71793
0.49192 |  | 0.71785
0.49181 |  | 0.7178
0.49174 |  | 0.71767
0.49162 |  | 0.71761
0.49153 |  | 0.71751
0.49141 |  | 0.71742
0.49133 |  | 0.71738
0.49121 |  | 0.71731
0.49113 |  | 0.71717
0.49094 |  | 0.71709
0.49083 |  | 0.71705
0.49075 |  | 0.71687
0.49065 |  | 0.71683
0.49054 |  | 0.71678
0.4904 |  | 0.71672
0.49027 |  | 0.71661
0.49022 |  | 0.71649
0.49011 |  | 0.71639
0.48995 |  | 0.71628
0.48992 |  | 0.71616
0.48983 |  | 0.71609
0.48972 |  | 0.71591
0.48963 |  | 0.71583
0.48955 |  | 0.71578
0.48941 |  | 0.71575
0.48934 |  | 0.71563
0.48933 |  | 0.71555
0.48923 |  | 0.7154
0.48916 |  | 0.71532
0.48898 |  | 0.71515
0.48885 |  | 0.71506
0.48885 |  | 0.71495
0.48874 |  | 0.71486
0.48856 |  | 0.71479
0.48849 |  | 0.71462
0.48836 |  | 0.71452
0.48827 |  | 0.71447
0.48823 |  | 0.71434
0.48811 |  | 0.71424
0.48796 |  | 0.71419
0.48792 |  | 0.71405
0.48778 |  | 0.71394
0.48761 |  | 0.71388
0.48755 |  | 0.71375
0.48744 |  | 0.71363
0.4874 |  | 0.71359
0.48732 |  | 0.71353
0.48727 |  | 0.71347
0.48716 |  | 0.71341
0.48706 |  | 0.71333
0.48692 |  | 0.71325
0.48675 |  | 0.71316
0.48663 |  | 0.71305
0.48654 |  | 0.71292
0.48644 |  | 0.71287
0.48629 |  | 0.71278
0.48624 |  | 0.71264
0.48609 |  | 0.71239
0.48597 |  | 0.71229
0.48589 |  | 0.7122
0.48581 |  | 0.7121
0.48574 |  | 0.71201
0.48563 |  | 0.71192
0.48556 |  | 0.71184
0.4855 |  | 0.71178
0.4854 |  | 0.71166
0.48529 |  | 0.71157
0.48506 |  | 0.71143
0.48494 |  | 0.71133
0.48465 |  | 0.71126
0.48458 |  | 0.71118
0.4845 |  | 0.71112
0.48439 |  | 0.71105
0.48428 |  | 0.71097
0.48418 |  | 0.71085
0.48417 |  | 0.7108
0.48411 |  | 0.71063
0.48399 |  | 0.71048
0.48381 |  | 0.71031
0.48373 |  | 0.7102
0.48359 |  | 0.71004
0.48354 |  | 0.70991
0.48346 |  | 0.70983
0.48336 |  | 0.70975
0.48321 |  | 0.70971
0.4832 |  | 0.70961
0.48311 |  | 0.70955
0.48298 |  | 0.70949
0.48275 |  | 0.70945
0.48241 |  | 0.70928
0.48235 |  | 0.70924
0.48223 |  | 0.70916
0.48215 |  | 0.70907
0.48201 |  | 0.70892
0.48195 |  | 0.70876
0.48182 |  | 0.70863
0.48175 |  | 0.7085
0.48166 |  | 0.70845
0.48152 |  | 0.70839
0.48141 |  | 0.7083
0.48133 |  | 0.70822
0.48126 |  | 0.70815
0.48114 |  | 0.70804
0.48107 |  | 0.70792
0.48099 |  | 0.70786
0.4809 |  | 0.70772
0.48079 |  | 0.70767
0.48065 |  | 0.70756
0.48061 |  | 0.70749
0.48053 |  | 0.70736
0.48041 |  | 0.70724
0.48022 |  | 0.70719
0.4801 |  | 0.70711
0.48001 |  | 0.70704
0.47989 |  | 0.70697
0.47979 |  | 0.70679
0.47968 |  | 0.70667
0.47956 |  | 0.70656
0.47945 |  | 0.70648
0.47927 |  | 0.70637
0.47919 |  | 0.70622
0.4791 |  | 0.70615
0.47889 |  | 0.70609
0.4787 |  | 0.70599
0.47848 |  | 0.70588
0.47842 |  | 0.70583
0.4782 |  | 0.70574
0.47811 |  | 0.70564
0.47805 |  | 0.70555
0.47795 |  | 0.70552
0.47782 |  | 0.70541
0.4776 |  | 0.70528
0.47753 |  | 0.70522
0.47745 |  | 0.7051
0.47738 |  | 0.70498
0.47725 |  | 0.70487
0.47713 |  | 0.70478
0.47707 |  | 0.70473
0.477 |  | 0.70462
0.4769 |  | 0.7045
0.47684 |  | 0.70445
0.47678 |  | 0.7043
0.47674 |  | 0.70421
0.47667 |  | 0.70407
0.4766 |  | 0.70399
0.47648 |  | 0.70396
0.47642 |  | 0.70387
0.47632 |  | 0.70381
0.4762 |  | 0.70378
0.4762 |  | 0.70373
0.47608 |  | 0.70369
0.476 |  | 0.70359
0.47596 |  | 0.70351
0.47578 |  | 0.7034
0.47567 |  | 0.7033
0.47559 |  | 0.70314
0.47552 |  | 0.70311
0.4754 |  | 0.70303
0.47529 |  | 0.70285
0.47522 |  | 0.70273
0.47518 |  | 0.70266
0.47507 |  | 0.70258
0.47502 |  | 0.70244
0.47493 |  | 0.70242
0.47485 |  | 0.70233
0.47471 |  | 0.7022
0.47449 |  | 0.70211
0.47436 |  | 0.70204
0.47429 |  | 0.70195
0.47424 |  | 0.7019
0.47412 |  | 0.70183
0.47407 |  | 0.70171
0.47395 |  | 0.70158
0.47391 |  | 0.70146
0.47373 |  | 0.70142
0.47369 |  | 0.70138
0.47355 |  | 0.70121
0.47351 |  | 0.70116
0.47319 |  | 0.70108
0.47306 |  | 0.70105
0.47299 |  | 0.70097
0.47295 |  | 0.70092
0.47288 |  | 0.70083
0.47266 |  | 0.70075
0.47257 |  | 0.70068
0.47243 |  | 0.70056
0.47233 |  | 0.7005
0.47217 |  | 0.70047
0.4721 |  | 0.70039
0.472 |  | 0.70036
0.47191 |  | 0.70026
0.47187 |  | 0.7002
0.47179 |  | 0.70006
0.4717 |  | 0.69996
0.47157 |  | 0.69991
0.47142 |  | 0.69987
0.47137 |  | 0.69977
0.47133 |  | 0.69972
0.47122 |  | 0.69952
0.4711 |  | 0.69942
0.47104 |  | 0.69931
0.47097 |  | 0.69927
0.4709 |  | 0.69918
0.4708 |  | 0.69914
0.47069 |  | 0.69908
0.47059 |  | 0.69901
0.47054 |  | 0.69889
0.4704 |  | 0.69877
0.47029 |  | 0.69868
0.47022 |  | 0.69864
0.46999 |  | 0.69844
0.4699 |  | 0.69838
0.46986 |  | 0.69829
0.46973 |  | 0.69822
0.46966 |  | 0.69805
0.46961 |  | 0.69799
0.46954 |  | 0.69782
0.46948 |  | 0.69768
0.46941 |  | 0.6976
0.46932 |  | 0.69752
0.4693 |  | 0.69741
0.46919 |  | 0.69736
0.46912 |  | 0.69728
0.46904 |  | 0.69717
0.46898 |  | 0.69706
0.46891 |  | 0.69704
0.46888 |  | 0.69699
0.46876 |  | 0.69689
0.46869 |  | 0.69675
0.46858 |  | 0.69666
0.46852 |  | 0.6966
0.46834 |  | 0.69654
0.46821 |  | 0.69638
0.46818 |  | 0.69629
0.46812 |  | 0.69623
0.46802 |  | 0.69612
0.468 |  | 0.69599
0.46788 |  | 0.69575
0.46783 |  | 0.69572
0.46772 |  | 0.6956
0.46764 |  | 0.69555
0.46755 |  | 0.69548
0.46749 |  | 0.6954
0.4674 |  | 0.69528
0.4673 |  | 0.69521
0.46717 |  | 0.69508
0.46714 |  | 0.69496
0.4671 |  | 0.69489
0.46703 |  | 0.69481
0.46695 |  | 0.69476
0.46689 |  | 0.69464
0.46681 |  | 0.69458
0.46674 |  | 0.69445
0.46667 |  | 0.69437
0.46658 |  | 0.69429
0.46647 |  | 0.69419
0.46637 |  | 0.69402
0.46616 |  | 0.69389
0.46607 |  | 0.69376
0.46598 |  | 0.69362
0.4659 |  | 0.6935
0.4658 |  | 0.69338
0.46577 |  | 0.69332
0.46563 |  | 0.69327
0.46557 |  | 0.6932
0.46546 |  | 0.69313
0.46541 |  | 0.69301
0.4653 |  | 0.69296
0.46522 |  | 0.69279
0.46514 |  | 0.69261
0.46507 |  | 0.69255
0.46503 |  | 0.69244
0.46495 |  | 0.69236
0.46489 |  | 0.69227
0.46486 |  | 0.69224
0.46479 |  | 0.69213
0.46475 |  | 0.69204
0.46465 |  | 0.69191
0.46457 |  | 0.69182
0.46448 |  | 0.69174
0.4644 |  | 0.69166
0.46437 |  | 0.69159
0.46433 |  | 0.69154
0.46424 |  | 0.69147
0.46419 |  | 0.69135
0.46412 |  | 0.6913
0.46406 |  | 0.69123
0.46401 |  | 0.69119
0.46395 |  | 0.69115
0.46382 |  | 0.6911
0.46355 |  | 0.69104
0.46338 |  | 0.69099
0.46326 |  | 0.69092
0.46319 |  | 0.69085
0.46312 |  | 0.69078
0.46311 |  | 0.69071
0.46299 |  | 0.69059
0.46294 |  | 0.69051
0.46288 |  | 0.69047
0.46277 |  | 0.69036
0.46275 |  | 0.69023
0.46267 |  | 0.69019
0.46254 |  | 0.69015
0.46246 |  | 0.69005
0.46238 |  | 0.68994
0.46228 |  | 0.68985
0.46218 |  | 0.68971
0.46214 |  | 0.68962
0.4621 |  | 0.68954
0.46204 |  | 0.6895
0.46198 |  | 0.68931
0.46187 |  | 0.68925
0.46182 |  | 0.6892
0.46174 |  | 0.68914
0.4617 |  | 0.68907
0.46158 |  | 0.68898
0.46153 |  | 0.68892
0.46144 |  | 0.68879
0.46137 |  | 0.68869
0.46136 |  | 0.68862
0.46131 |  | 0.68852
0.46116 |  | 0.68844
0.46106 |  | 0.68839
0.46098 |  | 0.68828
0.46089 |  | 0.68817
0.46081 |  | 0.68812
0.4607 |  | 0.68795
0.46052 |  | 0.68784
0.46042 |  | 0.68777
0.46039 |  | 0.68767
0.46031 |  | 0.68759
0.46019 |  | 0.68749
0.46014 |  | 0.68744
0.46005 |  | 0.68731
0.45999 |  | 0.68724
0.45993 |  | 0.68712
0.45986 |  | 0.68704
0.4598 |  | 0.687
0.45968 |  | 0.68694
0.45967 |  | 0.68678
0.45952 |  | 0.68674
0.45945 |  | 0.68669
0.45933 |  | 0.68661
0.45926 |  | 0.68651
0.45921 |  | 0.68641
0.45911 |  | 0.68634
0.4591 |  | 0.68622
0.45906 |  | 0.68621
0.45898 |  | 0.68609
0.45885 |  | 0.68599
0.45881 |  | 0.68588
0.45873 |  | 0.68573
0.45859 |  | 0.68564
0.45851 |  | 0.68552
0.45842 |  | 0.68544
0.45836 |  | 0.68539
0.45819 |  | 0.68529
0.45814 |  | 0.68522
0.4581 |  | 0.68513
0.45801 |  | 0.68511
0.45796 |  | 0.68502
0.45787 |  | 0.68495
0.45784 |  | 0.6848
0.45774 |  | 0.6847
0.45769 |  | 0.68461
0.45762 |  | 0.68455
0.45752 |  | 0.68449
0.45741 |  | 0.68445
0.45728 |  | 0.68433
0.45724 |  | 0.68423
0.4572 |  | 0.68413
0.45712 |  | 0.68408
0.45704 |  | 0.68392
0.45701 |  | 0.68388
0.45694 |  | 0.68385
0.45689 |  | 0.6838
0.45686 |  | 0.68376
0.45674 |  | 0.68372
0.45657 |  | 0.68364
0.45652 |  | 0.68354
0.45647 |  | 0.6835
0.45641 |  | 0.68343
0.45635 |  | 0.68329
0.45622 |  | 0.68321
0.45612 |  | 0.68317
0.45602 |  | 0.6831
0.45597 |  | 0.68308
0.45594 |  | 0.68291
0.45583 |  | 0.68285
0.45578 |  | 0.68275
0.45574 |  | 0.68265
0.45566 |  | 0.68254
0.45557 |  | 0.68251
0.4555 |  | 0.68244
0.45542 |  | 0.68236
0.45536 |  | 0.6823
0.4553 |  | 0.68221
0.45525 |  | 0.68206
0.45519 |  | 0.68189
0.45516 |  | 0.68179
0.45515 |  | 0.68167
0.45502 |  | 0.68163
0.45493 |  | 0.68152
0.45489 |  | 0.68135
0.4548 |  | 0.6813
0.45475 |  | 0.68121
0.4546 |  | 0.68108
0.45451 |  | 0.68102
0.45441 |  | 0.68094
0.45433 |  | 0.68087
0.45424 |  | 0.68083
0.45417 |  | 0.68074
0.45416 |  | 0.68068
0.45411 |  | 0.68059
0.45407 |  | 0.68052
0.45403 |  | 0.68045
0.45392 |  | 0.68037
0.45388 |  | 0.68032
0.45384 |  | 0.68028
0.45369 |  | 0.68022
0.45362 |  | 0.68011
0.45359 |  | 0.68007
0.45353 |  | 0.68004
0.45347 |  | 0.68
0.45337 |  | 0.67991
0.45325 |  | 0.67984
0.45318 |  | 0.67975
0.4531 |  | 0.6797
0.45301 |  | 0.67966
0.4529 |  | 0.67962
0.45288 |  | 0.67956
0.45282 |  | 0.67952
0.45275 |  | 0.67939
0.45261 |  | 0.67927
0.45253 |  | 0.67922
0.45248 |  | 0.67916
0.45245 |  | 0.67909
0.45241 |  | 0.67901
0.4523 |  | 0.67886
0.45224 |  | 0.67878
0.45215 |  | 0.67867
0.45212 |  | 0.67854
0.45206 |  | 0.6785
0.45199 |  | 0.67846
0.45188 |  | 0.67837
0.45184 |  | 0.67831
0.45176 |  | 0.6782
0.45171 |  | 0.67813
0.45168 |  | 0.67807
0.45161 |  | 0.67802
0.45157 |  | 0.67792
0.45148 |  | 0.67782
0.4514 |  | 0.67772
0.45131 |  | 0.6776
0.45125 |  | 0.67753
0.45117 |  | 0.67749
0.4511 |  | 0.67742
0.45104 |  | 0.67738
0.451 |  | 0.67725
0.45097 |  | 0.67717
0.45091 |  | 0.67702
0.45079 |  | 0.67696
0.45075 |  | 0.67692
0.45066 |  | 0.67683
0.45055 |  | 0.67673
0.45045 |  | 0.67665
0.45033 |  | 0.67661
0.45032 |  | 0.67648
0.45028 |  | 0.67636
0.45024 |  | 0.67623
0.45013 |  | 0.67618
0.45007 |  | 0.67604
0.44996 |  | 0.67595
0.44989 |  | 0.67587
0.44982 |  | 0.67578
0.44973 |  | 0.67574
0.44962 |  | 0.6756
0.44954 |  | 0.67552
0.44944 |  | 0.67539
0.44933 |  | 0.67525
0.44925 |  | 0.67524
0.44917 |  | 0.67522
0.4491 |  | 0.67514
0.449 |  | 0.67511
0.44897 |  | 0.67507
0.44893 |  | 0.67496
0.44889 |  | 0.67487
0.44883 |  | 0.67476
0.44875 |  | 0.67472
0.44868 |  | 0.67464
0.44859 |  | 0.67453
0.44853 |  | 0.67449
0.44848 |  | 0.67444
0.44842 |  | 0.67441
0.44836 |  | 0.67436
0.4482 |  | 0.67429
0.44815 |  | 0.67417
0.4481 |  | 0.67403
0.44802 |  | 0.67396
0.44794 |  | 0.67386
0.44785 |  | 0.67382
0.44781 |  | 0.6737
0.44769 |  | 0.67358
0.44767 |  | 0.67351
0.44754 |  | 0.67331
0.44745 |  | 0.67323
0.4474 |  | 0.6732
0.44732 |  | 0.67312
0.44724 |  | 0.67309
0.44714 |  | 0.67297
0.44702 |  | 0.67291
0.447 |  | 0.67287
0.44694 |  | 0.67281
0.44685 |  | 0.67275
0.44681 |  | 0.67269
0.44675 |  | 0.67253
0.44668 |  | 0.6725
0.44661 |  | 0.67243
0.4466 |  | 0.67237
0.44654 |  | 0.67228
0.44647 |  | 0.67222
0.44638 |  | 0.67216
0.4463 |  | 0.67207
0.44623 |  | 0.67203
0.44617 |  | 0.67199
0.4461 |  | 0.67189
0.44607 |  | 0.67174
0.44603 |  | 0.67167
0.44599 |  | 0.67157
0.44592 |  | 0.67151
0.44588 |  | 0.67145
0.44582 |  | 0.67132
0.44571 |  | 0.67117
0.44567 |  | 0.67111
0.44558 |  | 0.67106
0.44554 |  | 0.67099
0.4455 |  | 0.67092
0.44542 |  | 0.67088
0.44535 |  | 0.6707
0.44528 |  | 0.67066
0.4452 |  | 0.67054
0.44517 |  | 0.67048
0.44515 |  | 0.67043
0.44507 |  | 0.67037
0.44497 |  | 0.67033
0.44492 |  | 0.67029
0.44488 |  | 0.67018
0.44478 |  | 0.67013
0.44477 |  | 0.67007
0.44469 |  | 0.67004
0.4446 |  | 0.66996
0.44449 |  | 0.66988
0.44446 |  | 0.66977
0.44436 |  | 0.66968
0.44433 |  | 0.66964
0.44429 |  | 0.66948
0.44428 |  | 0.66941
0.4442 |  | 0.66934
0.4441 |  | 0.6693
0.44403 |  | 0.66924
0.444 |  | 0.66914
0.44394 |  | 0.66909
0.44393 |  | 0.66898
0.44386 |  | 0.66884
0.44379 |  | 0.66874
0.44371 |  | 0.66866
0.44367 |  | 0.66858
0.44364 |  | 0.66843
0.44356 |  | 0.66841
0.44353 |  | 0.6683
0.44348 |  | 0.66825
0.44342 |  | 0.66815
0.44341 |  | 0.66806
0.44338 |  | 0.66801
0.44331 |  | 0.66793
0.44325 |  | 0.66788
0.44313 |  | 0.66782
0.44305 |  | 0.66776
0.44299 |  | 0.66771
0.44295 |  | 0.6676
0.44287 |  | 0.66758
0.44283 |  | 0.66744
0.44277 |  | 0.66734
0.44274 |  | 0.66729
0.44269 |  | 0.66723
0.44263 |  | 0.66709
0.44255 |  | 0.66705
0.4425 |  | 0.66699
0.44246 |  | 0.66692
0.44234 |  | 0.66685
0.44229 |  | 0.66677
0.44219 |  | 0.66677
0.44216 |  | 0.66671
0.44213 |  | 0.66665
0.44206 |  | 0.6666
0.44201 |  | 0.66655
0.44193 |  | 0.66648
0.44188 |  | 0.66642
0.44185 |  | 0.66634
0.44173 |  | 0.66628
0.44168 |  | 0.66625
0.4416 |  | 0.66619
0.44157 |  | 0.66616
0.44153 |  | 0.66605
0.44149 |  | 0.666
0.44144 |  | 0.66592
0.4414 |  | 0.66588
0.44135 |  | 0.66582
0.44128 |  | 0.66576
0.44127 |  | 0.66571
0.4412 |  | 0.66565
0.44118 |  | 0.66559
0.44109 |  | 0.66551
0.44105 |  | 0.66539
0.44102 |  | 0.66524
0.44092 |  | 0.66522
0.44087 |  | 0.66518
0.44078 |  | 0.66513
0.44068 |  | 0.66511
0.44065 |  | 0.66502
0.44056 |  | 0.66491
0.44046 |  | 0.66481
0.4404 |  | 0.66477
0.44025 |  | 0.66469
0.44015 |  | 0.66464
0.44006 |  | 0.6646
0.43999 |  | 0.66455
0.43994 |  | 0.66447
0.4399 |  | 0.66441
0.43987 |  | 0.66435
0.43983 |  | 0.66429
0.43979 |  | 0.66419
0.43976 |  | 0.66415
0.43969 |  | 0.6641
0.43959 |  | 0.66403
0.43955 |  | 0.66394
0.43948 |  | 0.66386
0.43944 |  | 0.66379
0.43933 |  | 0.66375
0.4393 |  | 0.66372
0.43923 |  | 0.66366
0.43916 |  | 0.6636
0.43909 |  | 0.66357
0.43903 |  | 0.66353
0.439 |  | 0.66347
0.43895 |  | 0.66339
0.43892 |  | 0.66335
0.43886 |  | 0.66326
0.43881 |  | 0.66322
0.43873 |  | 0.66316
0.43866 |  | 0.66311
0.4386 |  | 0.66303
0.43851 |  | 0.66294
0.43844 |  | 0.66291
0.43835 |  | 0.66287
0.4383 |  | 0.66282
0.43819 |  | 0.66277
0.4381 |  | 0.6627
0.4381 |  | 0.66252
0.43801 |  | 0.66244
0.43795 |  | 0.66232
0.43793 |  | 0.66224
0.43789 |  | 0.66219
0.43788 |  | 0.66215
0.43779 |  | 0.66213
0.43774 |  | 0.66205
0.43769 |  | 0.66203
0.4376 |  | 0.662
0.43757 |  | 0.66194
0.43748 |  | 0.66185
0.43739 |  | 0.66173
0.43731 |  | 0.66166
0.43727 |  | 0.6616
0.43718 |  | 0.66154
0.43716 |  | 0.66146
0.43709 |  | 0.66136
0.43705 |  | 0.66131
0.43693 |  | 0.66129
0.43685 |  | 0.66121
0.43682 |  | 0.66117
0.43676 |  | 0.66112
0.4367 |  | 0.66106
0.43664 |  | 0.66096
0.43661 |  | 0.66086
0.43648 |  | 0.66078
0.43643 |  | 0.66073
0.4364 |  | 0.66065
0.43636 |  | 0.66059
0.43623 |  | 0.66055
0.43618 |  | 0.66052
0.43612 |  | 0.66045
0.43609 |  | 0.66029
0.43602 |  | 0.66025
0.43597 |  | 0.66017
0.43595 |  | 0.66008
0.43586 |  | 0.66001
0.43578 |  | 0.65993
0.43573 |  | 0.65987
0.43567 |  | 0.65976
0.43565 |  | 0.6597
0.43562 |  | 0.65968
0.43562 |  | 0.65964
0.43559 |  | 0.65955
0.43551 |  | 0.65943
0.43548 |  | 0.65939
0.43541 |  | 0.65934
0.43533 |  | 0.65928
0.43524 |  | 0.65925
0.43522 |  | 0.6592
0.43512 |  | 0.65916
0.43509 |  | 0.65911
0.435 |  | 0.65901
0.43492 |  | 0.65899
0.43486 |  | 0.65892
0.43481 |  | 0.65884
0.43476 |  | 0.65877
0.43475 |  | 0.6587
0.43468 |  | 0.65867
0.4346 |  | 0.65859
0.43456 |  | 0.65854
0.43455 |  | 0.65845
0.43448 |  | 0.65837
0.43439 |  | 0.65832
0.43432 |  | 0.65828
0.43428 |  | 0.65822
0.43418 |  | 0.65814
0.43413 |  | 0.65807
0.4341 |  | 0.65799
0.43406 |  | 0.6579
0.43396 |  | 0.65786
0.43391 |  | 0.65781
0.43385 |  | 0.65777
0.43378 |  | 0.6577
0.43371 |  | 0.65766
0.4337 |  | 0.65758
0.43363 |  | 0.65751
0.43358 |  | 0.65742
0.43354 |  | 0.65734
0.43349 |  | 0.65729
0.43346 |  | 0.65722
0.43341 |  | 0.65718
0.4333 |  | 0.65704
0.43325 |  | 0.65698
0.43319 |  | 0.65697
0.43317 |  | 0.65693
0.43313 |  | 0.65688
0.4331 |  | 0.65679
0.43305 |  | 0.65672
0.43304 |  | 0.65667
0.43297 |  | 0.65663
0.43296 |  | 0.6565
0.43292 |  | 0.65648
0.43288 |  | 0.65642
0.43284 |  | 0.65634
0.43275 |  | 0.65629
0.43267 |  | 0.65626
0.43265 |  | 0.65616
0.4326 |  | 0.6561
0.43255 |  | 0.65604
0.43251 |  | 0.65601
0.43249 |  | 0.65599
0.4324 |  | 0.65584
0.43238 |  | 0.65577
0.43231 |  | 0.65571
0.43222 |  | 0.65563
0.43218 |  | 0.65558
0.43214 |  | 0.65551
0.43211 |  | 0.65546
0.43203 |  | 0.6553
0.43202 |  | 0.65527
0.43199 |  | 0.65517
0.43188 |  | 0.65509
0.43184 |  | 0.65506
0.43181 |  | 0.65494
0.43172 |  | 0.65489
0.43168 |  | 0.65482
0.43165 |  | 0.65473
0.4316 |  | 0.65466
0.43159 |  | 0.65458
0.43151 |  | 0.6545
0.43145 |  | 0.65443
0.4314 |  | 0.65439
0.43135 |  | 0.65427
0.43131 |  | 0.6542
0.43128 |  | 0.65415
0.43124 |  | 0.65406
0.43123 |  | 0.65401
0.43119 |  | 0.65393
0.43116 |  | 0.65385
0.43112 |  | 0.65372
0.43108 |  | 0.65367
0.43097 |  | 0.65363
0.43095 |  | 0.65355
0.43092 |  | 0.65346
0.43084 |  | 0.65339
0.43079 |  | 0.65334
0.43078 |  | 0.65329
0.43074 |  | 0.65324
0.43067 |  | 0.6532
0.43062 |  | 0.65314
0.43059 |  | 0.65306
0.43054 |  | 0.653
0.43046 |  | 0.65285
0.43035 |  | 0.65279
0.4303 |  | 0.65272
0.43021 |  | 0.65267
0.43013 |  | 0.65264
0.43011 |  | 0.65259
0.43008 |  | 0.65249
0.43 |  | 0.65244
0.42996 |  | 0.65228
0.42988 |  | 0.65222
0.4298 |  | 0.65215
0.42976 |  | 0.65203
0.42975 |  | 0.65192
0.42974 |  | 0.65187
0.42967 |  | 0.65181
0.42962 |  | 0.65176
0.42957 |  | 0.6517
0.42952 |  | 0.65162
0.42948 |  | 0.65156
0.42944 |  | 0.6515
0.42941 |  | 0.65146
0.4293 |  | 0.65144
0.42924 |  | 0.65137
0.42921 |  | 0.65132
0.42916 |  | 0.65127
0.42911 |  | 0.6512
0.42906 |  | 0.65114
0.42902 |  | 0.65112
0.42895 |  | 0.65103
0.42893 |  | 0.65094
0.42887 |  | 0.65086
0.42886 |  | 0.65074
0.42878 |  | 0.6507
0.4287 |  | 0.65063
0.42866 |  | 0.6505
0.42862 |  | 0.65041
0.42857 |  | 0.65028
0.42853 |  | 0.65026
0.42848 |  | 0.65022
0.42845 |  | 0.65009
0.42839 |  | 0.65005
0.42833 |  | 0.65001
0.42832 |  | 0.64996
0.42828 |  | 0.64983
0.42819 |  | 0.64979
0.42814 |  | 0.64973
0.42808 |  | 0.64961
0.428 |  | 0.64952
0.42794 |  | 0.64945
0.42792 |  | 0.6494
0.4279 |  | 0.64931
0.42785 |  | 0.64927
0.4278 |  | 0.64918
0.42776 |  | 0.64908
0.42771 |  | 0.64901
0.42765 |  | 0.64897
0.4276 |  | 0.64887
0.42757 |  | 0.6488
0.42753 |  | 0.64877
0.42745 |  | 0.6487
0.42737 |  | 0.64865
0.42731 |  | 0.64857
0.42727 |  | 0.64848
0.42722 |  | 0.64837
0.42717 |  | 0.64831
0.42713 |  | 0.64824
0.42712 |  | 0.64819
0.42701 |  | 0.64813
0.42698 |  | 0.64803
0.42694 |  | 0.64799
0.42688 |  | 0.6479
0.42684 |  | 0.64786
0.42679 |  | 0.64779
0.42669 |  | 0.64771
0.42666 |  | 0.64769
0.42664 |  | 0.64759
0.4266 |  | 0.64751
0.42656 |  | 0.64744
0.42648 |  | 0.64735
0.42643 |  | 0.64724
0.42639 |  | 0.64718
0.42636 |  | 0.64711
0.42632 |  | 0.64705
0.42629 |  | 0.64699
0.42623 |  | 0.64693
0.4262 |  | 0.64685
0.42612 |  | 0.64678
0.4261 |  | 0.64674
0.42607 |  | 0.64666
0.42604 |  | 0.64665
0.426 |  | 0.64659
0.42592 |  | 0.6465
0.42584 |  | 0.64649
0.42579 |  | 0.64641
0.42577 |  | 0.64638
0.42573 |  | 0.64631
0.42571 |  | 0.6463
0.42562 |  | 0.64626
0.42558 |  | 0.64613
0.42553 |  | 0.64603
0.42551 |  | 0.64595
0.42546 |  | 0.64588
0.42543 |  | 0.64581
0.42541 |  | 0.64574
0.42538 |  | 0.64564
0.42535 |  | 0.64556
0.42532 |  | 0.64545
0.4253 |  | 0.64541
0.42524 |  | 0.64535
0.42524 |  | 0.64522
0.42518 |  | 0.64515
0.42518 |  | 0.64508
0.4251 |  | 0.64508
0.42508 |  | 0.64501
0.42502 |  | 0.64489
0.425 |  | 0.64485
0.42497 |  | 0.64481
0.42492 |  | 0.64474
0.42491 |  | 0.64467
0.42489 |  | 0.64459
0.42485 |  | 0.6445
0.42482 |  | 0.64445
0.42475 |  | 0.64436
0.42474 |  | 0.64432
0.42472 |  | 0.64429
0.42468 |  | 0.64422
0.42467 |  | 0.6442
0.4246 |  | 0.64408
0.42459 |  | 0.64404
0.42455 |  | 0.64402
0.42452 |  | 0.64398
0.42444 |  | 0.64395
0.42442 |  | 0.64384
0.42436 |  | 0.64379
0.42431 |  | 0.64366
0.4243 |  | 0.64362
0.42426 |  | 0.64353
0.4242 |  | 0.6435
0.42415 |  | 0.64346
0.42411 |  | 0.64337
0.42402 |  | 0.64332
0.42397 |  | 0.64323
0.42393 |  | 0.64316
0.42389 |  | 0.64304
0.42381 |  | 0.64297
0.42377 |  | 0.64287
0.42368 |  | 0.6428
0.42364 |  | 0.64277
0.42359 |  | 0.64272
0.42356 |  | 0.64268
0.42351 |  | 0.64261
0.42348 |  | 0.64259
0.42343 |  | 0.64255
0.42339 |  | 0.64249
0.42332 |  | 0.64245
0.42329 |  | 0.64237
0.42319 |  | 0.64233
0.42315 |  | 0.64226
0.42312 |  | 0.6422
0.42309 |  | 0.64216
0.42308 |  | 0.64211
0.42305 |  | 0.64201
0.42301 |  | 0.64196
0.42299 |  | 0.64194
0.42295 |  | 0.64184
0.42288 |  | 0.64176
0.42276 |  | 0.64171
0.42271 |  | 0.6416
0.42271 |  | 0.64158
0.42267 |  | 0.64157
0.42259 |  | 0.6415
0.42257 |  | 0.64146
0.42254 |  | 0.64138
0.4225 |  | 0.64128
0.42247 |  | 0.64121
0.42246 |  | 0.64116
0.4224 |  | 0.64106
0.42239 |  | 0.64102
0.42234 |  | 0.64094
0.4223 |  | 0.64089
0.42226 |  | 0.64083
0.42224 |  | 0.64079
0.42221 |  | 0.64078
0.42218 |  | 0.64073
0.42214 |  | 0.6406
0.42206 |  | 0.64052
0.422 |  | 0.64051
0.42198 |  | 0.64042
0.42194 |  | 0.64034
0.42191 |  | 0.6403
0.42184 |  | 0.64025
0.4218 |  | 0.64021
0.42174 |  | 0.6402
0.42171 |  | 0.64016
0.42167 |  | 0.64009
0.42162 |  | 0.64005
0.42158 |  | 0.63998
0.42155 |  | 0.63986
0.42147 |  | 0.63982
0.42145 |  | 0.63976
0.42143 |  | 0.63973
0.42139 |  | 0.63962
0.42136 |  | 0.63953
0.42134 |  | 0.63949
0.42129 |  | 0.63942
0.42124 |  | 0.63938
0.42115 |  | 0.63935
0.42111 |  | 0.63929
0.42108 |  | 0.6392
0.42104 |  | 0.63919
0.42099 |  | 0.6391
0.42097 |  | 0.63903
0.42094 |  | 0.63902
0.42085 |  | 0.63895
0.42082 |  | 0.63887
0.42077 |  | 0.6388
0.42072 |  | 0.63871
0.42072 |  | 0.63865
0.42071 |  | 0.63857
0.42061 |  | 0.63851
0.42052 |  | 0.63842
0.42049 |  | 0.63834
0.42046 |  | 0.63823
0.42039 |  | 0.63818
0.42029 |  | 0.63814
0.42023 |  | 0.6381
0.42023 |  | 0.63792
0.42018 |  | 0.63783
0.42015 |  | 0.63778
0.42011 |  | 0.63778
0.42007 |  | 0.6377
0.42006 |  | 0.63763
0.42003 |  | 0.63755
0.41997 |  | 0.63744
0.41996 |  | 0.63735
0.4199 |  | 0.63731
0.41989 |  | 0.63723
0.41984 |  | 0.63717
0.41975 |  | 0.63711
0.41968 |  | 0.63706
0.41967 |  | 0.63698
0.41962 |  | 0.63694
0.41958 |  | 0.6369
0.41951 |  | 0.63683
0.4195 |  | 0.63676
0.41945 |  | 0.63671
0.41944 |  | 0.63664
0.41938 |  | 0.63661
0.41935 |  | 0.63656
0.41931 |  | 0.6365
0.41929 |  | 0.63645
0.41925 |  | 0.63642
0.41921 |  | 0.63633
0.41919 |  | 0.63628
0.41913 |  | 0.63624
0.41911 |  | 0.63619
0.41907 |  | 0.63608
0.41906 |  | 0.63602
0.41899 |  | 0.63602
0.41896 |  | 0.63597
0.4189 |  | 0.63591
0.41887 |  | 0.63587
0.41885 |  | 0.63582
0.41879 |  | 0.6358
0.41875 |  | 0.63573
0.41873 |  | 0.6356
0.41867 |  | 0.63553
0.41863 |  | 0.63544
0.41857 |  | 0.63541
0.41855 |  | 0.6354
0.41854 |  | 0.63536
0.41851 |  | 0.63528
0.41847 |  | 0.63521
0.41843 |  | 0.63516
0.4184 |  | 0.6351
0.41838 |  | 0.63505
0.41833 |  | 0.63498
0.41828 |  | 0.6349
0.41821 |  | 0.63485
0.41813 |  | 0.63475
0.4181 |  | 0.63469
0.41807 |  | 0.63465
0.41804 |  | 0.6346
0.418 |  | 0.63455
0.41799 |  | 0.63449
0.41791 |  | 0.63445
0.41786 |  | 0.63439
0.41782 |  | 0.63437
0.41778 |  | 0.63428
0.41771 |  | 0.63422
0.41771 |  | 0.63415
0.41765 |  | 0.63408
0.41764 |  | 0.63404
0.41761 |  | 0.63396
0.41755 |  | 0.63392
0.41754 |  | 0.63387
0.41751 |  | 0.63383
0.41744 |  | 0.63378
0.41741 |  | 0.63375
0.41735 |  | 0.63367
0.41729 |  | 0.6336
0.41728 |  | 0.63353
0.41722 |  | 0.63349
0.41719 |  | 0.63345
0.41713 |  | 0.63333
0.41707 |  | 0.63328
0.41703 |  | 0.63321
0.41702 |  | 0.63313
0.41698 |  | 0.63308
0.41693 |  | 0.63301
0.4169 |  | 0.63297
0.41688 |  | 0.63295
0.41682 |  | 0.63289
0.41681 |  | 0.63284
0.41673 |  | 0.63276
0.41672 |  | 0.63268
0.41669 |  | 0.63259
0.41662 |  | 0.63255
0.41658 |  | 0.63246
0.41656 |  | 0.63241
0.41651 |  | 0.63238
0.41645 |  | 0.63236
0.41642 |  | 0.63228
0.41637 |  | 0.6322
0.4163 |  | 0.63218
0.41628 |  | 0.63208
0.41626 |  | 0.63199
0.41622 |  | 0.63196
0.41618 |  | 0.63188
0.41614 |  | 0.63182
0.41612 |  | 0.63181
0.41608 |  | 0.63172
0.41608 |  | 0.6317
0.41602 |  | 0.63161
0.41599 |  | 0.63157
0.41598 |  | 0.63146
0.41595 |  | 0.63139
0.41593 |  | 0.63134
0.41586 |  | 0.63132
0.41582 |  | 0.63128
0.41577 |  | 0.63124
0.41575 |  | 0.63114
0.41574 |  | 0.63106
0.4157 |  | 0.63099
0.41566 |  | 0.63092
0.41559 |  | 0.6309
0.41556 |  | 0.6309
0.41553 |  | 0.63083
0.41551 |  | 0.63078
0.4155 |  | 0.63075
0.41546 |  | 0.63072
0.41539 |  | 0.63061
0.41535 |  | 0.63053
0.41528 |  | 0.63044
0.41527 |  | 0.63041
0.41519 |  | 0.63037
0.41514 |  | 0.63027
0.4151 |  | 0.63022
0.41507 |  | 0.63019
0.41501 |  | 0.63011
0.41498 |  | 0.63002
0.41493 |  | 0.62995
0.4149 |  | 0.62986
0.41485 |  | 0.6298
0.41482 |  | 0.62972
0.41479 |  | 0.62963
0.41474 |  | 0.62952
0.4147 |  | 0.6295
0.41469 |  | 0.62948
0.41466 |  | 0.62941
0.41462 |  | 0.62934
0.41455 |  | 0.62927
0.41451 |  | 0.62911
0.41442 |  | 0.62906
0.41435 |  | 0.62903
0.4143 |  | 0.62894
0.41424 |  | 0.6289
0.4142 |  | 0.62885
0.41416 |  | 0.62879
0.41413 |  | 0.62869
0.41409 |  | 0.62864
0.41403 |  | 0.62858
0.41399 |  | 0.62853
0.41396 |  | 0.62851
0.41392 |  | 0.62848
0.4139 |  | 0.62841
0.4139 |  | 0.62838
0.41387 |  | 0.62825
0.41384 |  | 0.62823
0.41378 |  | 0.62819
0.41372 |  | 0.62811
0.41371 |  | 0.62803
0.41366 |  | 0.62796
0.41364 |  | 0.62794
0.4136 |  | 0.6279
0.41359 |  | 0.62786
0.41355 |  | 0.6278
0.41351 |  | 0.62776
0.41347 |  | 0.62768
0.41342 |  | 0.62767
0.41336 |  | 0.62761
0.41335 |  | 0.6276
0.41331 |  | 0.62753
0.41327 |  | 0.62745
0.41326 |  | 0.6274
0.4132 |  | 0.62733
0.41318 |  | 0.62729
0.41318 |  | 0.62724
0.41312 |  | 0.62721
0.41304 |  | 0.62719
0.41302 |  | 0.62706
0.413 |  | 0.62698
0.41299 |  | 0.62692
0.41296 |  | 0.62684
0.41292 |  | 0.6268
0.41287 |  | 0.62674
0.41281 |  | 0.62672
0.4128 |  | 0.62664
0.41279 |  | 0.6266
0.41275 |  | 0.62657
0.41269 |  | 0.62653
0.41268 |  | 0.62647
0.41268 |  | 0.6264
0.41264 |  | 0.62634
0.41257 |  | 0.62627
0.41256 |  | 0.62622
0.41255 |  | 0.62613
0.41253 |  | 0.62605
0.41252 |  | 0.626
0.41248 |  | 0.62593
0.41248 |  | 0.62587
0.41244 |  | 0.62584
0.41236 |  | 0.62581
0.41235 |  | 0.62572
0.41229 |  | 0.62565
0.41224 |  | 0.62555
0.41221 |  | 0.6255
0.41213 |  | 0.6255
0.41206 |  | 0.62544
0.41205 |  | 0.62541
0.41198 |  | 0.62534
0.41194 |  | 0.62533
0.4119 |  | 0.6253
0.41189 |  | 0.62522
0.41185 |  | 0.62518
0.41182 |  | 0.62515
0.4118 |  | 0.62509
0.41176 |  | 0.62506
0.41173 |  | 0.625
0.41169 |  | 0.62496
0.41168 |  | 0.62495
0.41165 |  | 0.62488
0.41163 |  | 0.62486
0.4116 |  | 0.62482
0.41152 |  | 0.62474
0.41151 |  | 0.6247
0.41147 |  | 0.62467
0.41144 |  | 0.62461
0.41141 |  | 0.62454
0.41139 |  | 0.62447
0.41137 |  | 0.62441
0.41135 |  | 0.62437
0.41129 |  | 0.62434
0.41127 |  | 0.62425
0.41121 |  | 0.6242
0.4112 |  | 0.62416
0.41114 |  | 0.62415
0.41111 |  | 0.62405
0.41108 |  | 0.62401
0.41103 |  | 0.624
0.41101 |  | 0.62396
0.41097 |  | 0.62395
0.41091 |  | 0.62389
0.41089 |  | 0.62382
0.41087 |  | 0.6238
0.41083 |  | 0.62374
0.41078 |  | 0.62366
0.41076 |  | 0.62359
0.41072 |  | 0.6235
0.41064 |  | 0.62345
0.4106 |  | 0.62341
0.4106 |  | 0.62333
0.41058 |  | 0.62327
0.41056 |  | 0.62324
0.41053 |  | 0.62316
0.41049 |  | 0.62311
0.41048 |  | 0.62306
0.41045 |  | 0.62297
0.41042 |  | 0.62287
0.4104 |  | 0.62285
0.41039 |  | 0.62274
0.41035 |  | 0.62272
0.41032 |  | 0.62265
0.41028 |  | 0.62261
0.41024 |  | 0.62253
0.41023 |  | 0.62246
0.41016 |  | 0.6224
0.41013 |  | 0.62236
0.41008 |  | 0.6223
0.41007 |  | 0.62227
0.41005 |  | 0.62217
0.41 |  | 0.62213
0.40998 |  | 0.62211
0.40996 |  | 0.62203
0.40988 |  | 0.622
0.40985 |  | 0.62196
0.40985 |  | 0.62191
0.40983 |  | 0.62191
0.40978 |  | 0.62184
0.40976 |  | 0.62182
0.40975 |  | 0.62175
0.40971 |  | 0.62167
0.40968 |  | 0.62155
0.40964 |  | 0.62147
0.4096 |  | 0.62141
0.40957 |  | 0.62136
0.40956 |  | 0.62133
0.40953 |  | 0.6213
0.4095 |  | 0.62124
0.40946 |  | 0.62124
0.40942 |  | 0.62116
0.40938 |  | 0.62113
0.40933 |  | 0.62106
0.40931 |  | 0.621
0.40925 |  | 0.62098
0.40919 |  | 0.62095
0.40915 |  | 0.62092
0.40913 |  | 0.62092
0.4091 |  | 0.62088
0.40908 |  | 0.62079
0.40906 |  | 0.62071
0.40903 |  | 0.62063
0.40899 |  | 0.62062
0.40895 |  | 0.62051
0.4089 |  | 0.62045
0.40888 |  | 0.6204
0.40884 |  | 0.62031
0.40882 |  | 0.62022
0.40879 |  | 0.62018
0.40871 |  | 0.62011
0.40867 |  | 0.62003
0.40864 |  | 0.61999
0.40859 |  | 0.61987
0.40856 |  | 0.6198
0.40852 |  | 0.61971
0.40848 |  | 0.61966
0.40843 |  | 0.6196
0.40842 |  | 0.61954
0.40839 |  | 0.61951
0.4083 |  | 0.61946
0.40828 |  | 0.61938
0.40821 |  | 0.61928
0.4082 |  | 0.61926
0.40814 |  | 0.61918
0.40813 |  | 0.61913
0.40812 |  | 0.61906
0.40809 |  | 0.61899
0.40809 |  | 0.61891
0.40806 |  | 0.61884
0.40806 |  | 0.61882
0.40802 |  | 0.61875
0.40801 |  | 0.61869
0.40798 |  | 0.61862
0.40795 |  | 0.61849
0.40786 |  | 0.61844
0.40785 |  | 0.61839
0.40781 |  | 0.61836
0.4078 |  | 0.61826
0.40776 |  | 0.61815
0.40773 |  | 0.61809
0.40769 |  | 0.61804
0.40766 |  | 0.61804
0.40764 |  | 0.61796
0.40759 |  | 0.61792
0.40757 |  | 0.61786
0.40755 |  | 0.6178
0.40751 |  | 0.61773
0.40748 |  | 0.61771
0.40745 |  | 0.61768
0.40741 |  | 0.61761
0.4074 |  | 0.61755
0.40735 |  | 0.61751
0.40735 |  | 0.61748
0.40732 |  | 0.61738
0.40725 |  | 0.61736
0.40723 |  | 0.61729
0.40723 |  | 0.61727
0.40719 |  | 0.61725
0.40719 |  | 0.61716
0.40716 |  | 0.61712
0.40713 |  | 0.61706
0.40712 |  | 0.61702
0.40708 |  | 0.61699
0.40703 |  | 0.61695
0.40701 |  | 0.61689
0.40698 |  | 0.61681
0.40695 |  | 0.61675
0.40692 |  | 0.61666
0.40691 |  | 0.61659
0.40684 |  | 0.61654
0.4068 |  | 0.61644
0.40677 |  | 0.61637
0.40676 |  | 0.61628
0.40672 |  | 0.61623
0.40672 |  | 0.6162
0.40669 |  | 0.61615
0.40664 |  | 0.61607
0.4066 |  | 0.61601
0.40659 |  | 0.61595
0.40653 |  | 0.61594
0.40647 |  | 0.61591
0.40646 |  | 0.61586
0.40643 |  | 0.61579
0.40643 |  | 0.61574
0.40639 |  | 0.61566
0.40638 |  | 0.61566
0.40633 |  | 0.61562
0.40629 |  | 0.6156
0.40627 |  | 0.61556
0.40626 |  | 0.61553
0.40622 |  | 0.61552
0.40618 |  | 0.61543
0.40615 |  | 0.61535
0.40614 |  | 0.6153
0.40609 |  | 0.61525
0.40608 |  | 0.61519
0.40604 |  | 0.61513
0.40597 |  | 0.61512
0.40593 |  | 0.61501
0.40593 |  | 0.61499
0.40591 |  | 0.61496
0.40583 |  | 0.61495
0.40575 |  | 0.61492
0.40573 |  | 0.61487
0.40567 |  | 0.61482
0.40564 |  | 0.61478
0.4056 |  | 0.61476
0.40559 |  | 0.61472
0.40554 |  | 0.61461
0.40551 |  | 0.61456
0.40548 |  | 0.61453
0.40545 |  | 0.61448
0.40542 |  | 0.61445
0.4054 |  | 0.61436
0.40537 |  | 0.61432
0.40533 |  | 0.61428
0.40532 |  | 0.61425
0.40528 |  | 0.61419
0.40524 |  | 0.61408
0.40518 |  | 0.61399
0.40516 |  | 0.61395
0.40512 |  | 0.61387
0.40508 |  | 0.61384
0.40506 |  | 0.61379
0.40501 |  | 0.61374
0.40498 |  | 0.61368
0.40497 |  | 0.61361
0.40492 |  | 0.61355
0.40491 |  | 0.61349
0.40489 |  | 0.61342
0.40488 |  | 0.61338
0.40486 |  | 0.61331
0.40483 |  | 0.61329
0.40477 |  | 0.61326
0.40472 |  | 0.61322
0.40471 |  | 0.61317
0.40467 |  | 0.61313
0.40465 |  | 0.61306
0.40461 |  | 0.613
0.4046 |  | 0.61292
0.40455 |  | 0.61284
0.40452 |  | 0.61282
0.40446 |  | 0.61276
0.40444 |  | 0.61275
0.40441 |  | 0.61274
0.40436 |  | 0.61268
0.40433 |  | 0.61266
0.40429 |  | 0.61253
0.40429 |  | 0.61248
0.40425 |  | 0.61243
0.40418 |  | 0.6123
0.40413 |  | 0.61226
0.4041 |  | 0.61218
0.40403 |  | 0.61214
0.40401 |  | 0.61213
0.40401 |  | 0.61212
0.40396 |  | 0.61204
0.40389 |  | 0.61198
0.40388 |  | 0.61192
0.40385 |  | 0.61183
0.40384 |  | 0.61175
0.4038 |  | 0.61173
0.40379 |  | 0.61165
0.40379 |  | 0.61158
0.40376 |  | 0.61145
0.40375 |  | 0.61137
0.40369 |  | 0.61131
0.40368 |  | 0.61122
0.40364 |  | 0.6112
0.4036 |  | 0.6111
0.40358 |  | 0.61108
0.40354 |  | 0.611
0.40351 |  | 0.61096
0.40351 |  | 0.61093
0.40345 |  | 0.61088
0.40345 |  | 0.6108
0.40343 |  | 0.61074
0.40341 |  | 0.61069
0.40339 |  | 0.61063
0.40337 |  | 0.61055
0.40332 |  | 0.61049
0.40331 |  | 0.61046
0.40327 |  | 0.61042
0.40323 |  | 0.61034
0.40319 |  | 0.61029
0.40316 |  | 0.61029
0.40311 |  | 0.61023
0.40306 |  | 0.61015
0.40306 |  | 0.61009
0.40302 |  | 0.61007
0.40301 |  | 0.61
0.403 |  | 0.60996
0.40297 |  | 0.60995
0.40297 |  | 0.60989
0.40294 |  | 0.60985
0.4029 |  | 0.60979
0.40288 |  | 0.60976
0.40288 |  | 0.60974
0.40284 |  | 0.60966
0.40281 |  | 0.60964
0.40277 |  | 0.60956
0.40275 |  | 0.60953
0.4027 |  | 0.60952
0.40266 |  | 0.60943
0.40263 |  | 0.6094
0.40259 |  | 0.60936
0.40255 |  | 0.60933
0.40252 |  | 0.6093
0.40249 |  | 0.60924
0.40243 |  | 0.6092
0.40242 |  | 0.60918
0.40238 |  | 0.60914
0.40233 |  | 0.60907
0.40231 |  | 0.60904
0.40228 |  | 0.609
0.40227 |  | 0.60897
0.40224 |  | 0.60893
0.40224 |  | 0.60887
0.40218 |  | 0.60879
0.40215 |  | 0.60875
0.40213 |  | 0.6087
0.40211 |  | 0.60865
0.40204 |  | 0.60859
0.402 |  | 0.60857
0.40199 |  | 0.60854
0.40195 |  | 0.60849
0.4019 |  | 0.60842
0.40188 |  | 0.6084
0.40184 |  | 0.60836
0.40183 |  | 0.6083
0.40183 |  | 0.60827
0.40178 |  | 0.6082
0.40177 |  | 0.60815
0.40174 |  | 0.60809
0.40173 |  | 0.60809
0.40169 |  | 0.60807
0.40166 |  | 0.60799
0.40162 |  | 0.6079
0.40157 |  | 0.60784
0.40153 |  | 0.60783
0.40149 |  | 0.60778
0.40149 |  | 0.6077
0.40145 |  | 0.60765
0.40142 |  | 0.60762
0.40138 |  | 0.60757
0.40135 |  | 0.60752
0.40133 |  | 0.60745
0.4013 |  | 0.60741
0.40128 |  | 0.60739
0.40121 |  | 0.60733
0.4012 |  | 0.60731
0.40119 |  | 0.60726
0.40117 |  | 0.60723
0.40112 |  | 0.60715
0.40106 |  | 0.60712
0.40103 |  | 0.60708
0.40101 |  | 0.60702
0.40098 |  | 0.60698
0.40094 |  | 0.60694
0.40089 |  | 0.6069
0.40087 |  | 0.60686
0.40087 |  | 0.60681
0.40084 |  | 0.6067
0.40081 |  | 0.60669
0.40079 |  | 0.60658
0.40074 |  | 0.60655
0.40072 |  | 0.60652
0.40069 |  | 0.60647
0.40068 |  | 0.60643
0.40065 |  | 0.60637
0.40062 |  | 0.60633
0.40061 |  | 0.6063
0.40059 |  | 0.60622
0.40059 |  | 0.60619
0.40056 |  | 0.60611
0.40053 |  | 0.60609
0.40048 |  | 0.60603
0.40046 |  | 0.60598
0.40042 |  | 0.60594
0.40037 |  | 0.60587
0.40036 |  | 0.60583
0.40032 |  | 0.60582
0.4003 |  | 0.60569
0.40028 |  | 0.60567
0.40028 |  | 0.60562
0.40024 |  | 0.60558
0.40017 |  | 0.60554
0.40013 |  | 0.60551
0.40012 |  | 0.60548
0.40011 |  | 0.60545
0.40008 |  | 0.60542
0.40006 |  | 0.60535
0.40001 |  | 0.60532
0.39999 |  | 0.60525
0.39993 |  | 0.60522
0.39991 |  | 0.60515
0.39988 |  | 0.60508
0.39985 |  | 0.60506
0.39984 |  | 0.60495
0.3998 |  | 0.60492
0.39978 |  | 0.60487
0.39978 |  | 0.60484
0.39976 |  | 0.60478
0.39972 |  | 0.60474
0.39971 |  | 0.60466
0.39967 |  | 0.60457
0.39965 |  | 0.60448
0.39963 |  | 0.60443
0.3996 |  | 0.60438
0.39956 |  | 0.60434
0.39955 |  | 0.60428
0.39948 |  | 0.60422
0.39948 |  | 0.60417
0.39944 |  | 0.60408
0.3994 |  | 0.60403
0.39938 |  | 0.604
0.39937 |  | 0.60399
0.39933 |  | 0.60395
0.39929 |  | 0.60386
0.39927 |  | 0.60383
0.39924 |  | 0.60375
0.3992 |  | 0.60371
0.39917 |  | 0.60365
0.39916 |  | 0.6036
0.3991 |  | 0.60354
0.39909 |  | 0.60348
0.39904 |  | 0.60344
0.399 |  | 0.60338
0.39898 |  | 0.60333
0.39896 |  | 0.60325
0.39892 |  | 0.60324
0.3989 |  | 0.60313
0.3989 |  | 0.60305
0.39887 |  | 0.60297
0.39881 |  | 0.60294
0.3988 |  | 0.60292
0.39877 |  | 0.60289
0.39873 |  | 0.60284
0.3987 |  | 0.60279
0.39866 |  | 0.60274
0.39865 |  | 0.60271
0.39861 |  | 0.60265
0.39858 |  | 0.60263
0.39855 |  | 0.60255
0.39853 |  | 0.60252
0.3985 |  | 0.60245
0.3985 |  | 0.6024
0.39849 |  | 0.60236
0.39847 |  | 0.60231
0.39842 |  | 0.60227
0.39838 |  | 0.60224
0.39833 |  | 0.60217
0.39833 |  | 0.60216
0.39829 |  | 0.60215
0.39826 |  | 0.60211
0.39824 |  | 0.60206
0.39822 |  | 0.60197
0.39818 |  | 0.60193
0.39814 |  | 0.60192
0.39813 |  | 0.60188
0.3981 |  | 0.60185
0.39806 |  | 0.6018
0.39801 |  | 0.60175
0.39797 |  | 0.60172
0.39794 |  | 0.60169
0.39794 |  | 0.60163
0.39786 |  | 0.6016
0.39784 |  | 0.60155
0.3978 |  | 0.60151
0.39777 |  | 0.60148
0.39773 |  | 0.60141
0.39772 |  | 0.60136
0.3977 |  | 0.60131
0.39768 |  | 0.60125
0.39765 |  | 0.60113
0.39764 |  | 0.60108
0.39761 |  | 0.60103
0.39759 |  | 0.60101
0.39756 |  | 0.60099
0.39754 |  | 0.60091
0.39753 |  | 0.60087
0.3975 |  | 0.6008
0.39747 |  | 0.60075
0.39746 |  | 0.60067
0.39743 |  | 0.60064
0.39741 |  | 0.60058
0.39738 |  | 0.60056
0.39736 |  | 0.60054
0.39731 |  | 0.60048
0.39731 |  | 0.60043
0.39731 |  | 0.60038
0.39726 |  | 0.60035
0.39725 |  | 0.60033
0.39724 |  | 0.60024
0.39721 |  | 0.60019
0.39717 |  | 0.60015
0.39714 |  | 0.60006
0.39712 |  | 0.59999
0.39709 |  | 0.59994
0.39705 |  | 0.59991
0.39702 |  | 0.59988
0.397 |  | 0.59982
0.39694 |  | 0.59979
0.39692 |  | 0.59974
0.39689 |  | 0.59969
0.39687 |  | 0.59966
0.39685 |  | 0.59957
0.39683 |  | 0.59951
0.39679 |  | 0.59949
0.39677 |  | 0.59946
0.39674 |  | 0.59944
0.39672 |  | 0.59936
0.39669 |  | 0.5993
0.39666 |  | 0.59921
0.39664 |  | 0.59914
0.3966 |  | 0.59911
0.39658 |  | 0.59897
0.39656 |  | 0.59897
0.39656 |  | 0.59891
0.39649 |  | 0.59888
0.39649 |  | 0.59884
0.39646 |  | 0.59883
0.39643 |  | 0.59879
0.39641 |  | 0.59873
0.39641 |  | 0.59872
0.39637 |  | 0.59862
0.39635 |  | 0.59859
0.39632 |  | 0.59857
0.39629 |  | 0.5985
0.39627 |  | 0.59844
0.39624 |  | 0.59841
0.39618 |  | 0.59838
0.39615 |  | 0.59834
0.39611 |  | 0.59833
0.39607 |  | 0.59829
0.39605 |  | 0.59828
0.396 |  | 0.5982
0.39597 |  | 0.59818
0.39597 |  | 0.5981
0.39592 |  | 0.59807
0.39589 |  | 0.59802
0.39586 |  | 0.598
0.39583 |  | 0.59795
0.39583 |  | 0.5979
0.39578 |  | 0.59785
0.39577 |  | 0.59781
0.39576 |  | 0.59773
0.39574 |  | 0.59771
0.39568 |  | 0.59763
0.39568 |  | 0.59758
0.39562 |  | 0.59753
0.39561 |  | 0.59748
0.3956 |  | 0.59744
0.39556 |  | 0.59741
0.39552 |  | 0.59736
0.39552 |  | 0.59732
0.39551 |  | 0.59727
0.39549 |  | 0.59723
0.39545 |  | 0.59719
0.39544 |  | 0.59708
0.3954 |  | 0.59707
0.39536 |  | 0.59702
0.39535 |  | 0.59701
0.39531 |  | 0.59695
0.3953 |  | 0.5969
0.39528 |  | 0.59682
0.39528 |  | 0.59677
0.39523 |  | 0.59673
0.39519 |  | 0.59666
0.39518 |  | 0.59661
0.39516 |  | 0.59657
0.39513 |  | 0.59651
0.39509 |  | 0.59641
0.39507 |  | 0.5963
0.39503 |  | 0.59625
0.39501 |  | 0.5962
0.39499 |  | 0.59617
0.39496 |  | 0.5961
0.39494 |  | 0.59605
0.39494 |  | 0.59599
0.39488 |  | 0.59595
0.39484 |  | 0.59594
0.39482 |  | 0.59589
0.39482 |  | 0.59586
0.39477 |  | 0.59579
0.39474 |  | 0.59577
0.3947 |  | 0.59567
0.39467 |  | 0.59563
0.39464 |  | 0.59555
0.39461 |  | 0.59551
0.39459 |  | 0.59548
0.39455 |  | 0.59543
0.39453 |  | 0.59539
0.3945 |  | 0.59536
0.39449 |  | 0.59534
0.39447 |  | 0.59526
0.39445 |  | 0.5952
0.39442 |  | 0.59518
0.39441 |  | 0.59514
0.39436 |  | 0.59512
0.39431 |  | 0.59505
0.39428 |  | 0.595
0.39427 |  | 0.59496
0.39424 |  | 0.5949
0.39422 |  | 0.59484
0.3942 |  | 0.5948
0.39417 |  | 0.59472
0.39415 |  | 0.59466
0.3941 |  | 0.59464
0.39406 |  | 0.59456
0.39403 |  | 0.59452
0.39403 |  | 0.59446
0.39399 |  | 0.59444
0.39397 |  | 0.59442
0.39394 |  | 0.59436
0.39388 |  | 0.59431
0.39387 |  | 0.59428
0.39387 |  | 0.5942
0.39384 |  | 0.59416
0.39376 |  | 0.59412
0.39371 |  | 0.59408
0.39371 |  | 0.59404
0.39366 |  | 0.59399
0.39364 |  | 0.59398
0.3936 |  | 0.59395
0.39358 |  | 0.59387
0.39356 |  | 0.59384
0.39353 |  | 0.5938
0.39349 |  | 0.59373
0.39344 |  | 0.59373
0.3934 |  | 0.59369
0.39336 |  | 0.59365
0.39335 |  | 0.59357
0.3933 |  | 0.59355
0.39322 |  | 0.59351
0.39322 |  | 0.59349
0.39319 |  | 0.59343
0.39318 |  | 0.59336
0.39314 |  | 0.59331
0.39313 |  | 0.59327
0.39307 |  | 0.59319
0.39307 |  | 0.59314
0.39307 |  | 0.59313
0.39306 |  | 0.59307
0.39302 |  | 0.593
0.39301 |  | 0.59294
0.39298 |  | 0.59286
0.39295 |  | 0.59285
0.3929 |  | 0.59282
0.39286 |  | 0.59277
0.39283 |  | 0.59273
0.39279 |  | 0.59266
0.39278 |  | 0.59264
0.39276 |  | 0.59261
0.3927 |  | 0.59257
0.39267 |  | 0.59253
0.39267 |  | 0.59249
0.39262 |  | 0.59245
0.3926 |  | 0.59242
0.39258 |  | 0.59238
0.39255 |  | 0.59232
0.39252 |  | 0.59229
0.3925 |  | 0.59225
0.39249 |  | 0.5922
0.39247 |  | 0.59216
0.39242 |  | 0.59211
0.3924 |  | 0.59208
0.39239 |  | 0.59203
0.39233 |  | 0.59198
0.39231 |  | 0.59195
0.3923 |  | 0.59191
0.39226 |  | 0.59181
0.39226 |  | 0.59178
0.39222 |  | 0.59175
0.39218 |  | 0.59173
0.39215 |  | 0.59173
0.39212 |  | 0.59164
0.39207 |  | 0.59154
0.39206 |  | 0.5915
0.39206 |  | 0.59146
0.39202 |  | 0.59139
0.39195 |  | 0.59132
0.39195 |  | 0.59124
0.39192 |  | 0.5912
0.39191 |  | 0.5912
0.39184 |  | 0.59112
0.39181 |  | 0.59105
0.39177 |  | 0.591
0.39176 |  | 0.59095
0.39176 |  | 0.59092
0.39174 |  | 0.59089
0.39172 |  | 0.59085
0.39169 |  | 0.5908
0.39167 |  | 0.59079
0.39164 |  | 0.59075
0.39163 |  | 0.59073
0.39159 |  | 0.59066
0.39157 |  | 0.59065
0.39156 |  | 0.59058
0.39155 |  | 0.59049
0.39152 |  | 0.59045
0.39151 |  | 0.59041
0.39148 |  | 0.59035
0.39143 |  | 0.59033
0.39141 |  | 0.59031
0.39139 |  | 0.59023
0.39138 |  | 0.59022
0.39136 |  | 0.59018
0.39132 |  | 0.59015
0.39131 |  | 0.5901
0.39126 |  | 0.59006
0.39123 |  | 0.58998
0.3912 |  | 0.58997
0.39119 |  | 0.58996
0.39117 |  | 0.58987
0.39117 |  | 0.5898
0.39112 |  | 0.58975
0.39112 |  | 0.58972
0.39109 |  | 0.58968
0.39107 |  | 0.58965
0.39103 |  | 0.58958
0.39099 |  | 0.58957
0.39096 |  | 0.58954
0.39091 |  | 0.5895
0.39091 |  | 0.58949
0.39089 |  | 0.58945
0.39087 |  | 0.58943
0.39085 |  | 0.58935
0.39081 |  | 0.58928
0.39079 |  | 0.5892
0.39076 |  | 0.58919
0.39073 |  | 0.58914
0.39069 |  | 0.58913
0.39066 |  | 0.58903
0.39064 |  | 0.589
0.39059 |  | 0.58898
0.39057 |  | 0.58895
0.39053 |  | 0.5889
0.39052 |  | 0.58882
0.39049 |  | 0.5888
0.39045 |  | 0.58877
0.3904 |  | 0.58869
0.39038 |  | 0.58864
0.39033 |  | 0.58861
0.39033 |  | 0.58857
0.39029 |  | 0.58844
0.39026 |  | 0.58837
0.39025 |  | 0.58833
0.39019 |  | 0.58832
0.39015 |  | 0.58829
0.39011 |  | 0.58822
0.39007 |  | 0.58822
0.39005 |  | 0.58816
0.39003 |  | 0.58813
0.39002 |  | 0.58808
0.39 |  | 0.588
0.38999 |  | 0.588
0.38995 |  | 0.58796
0.38995 |  | 0.58792
0.38994 |  | 0.58788
0.38989 |  | 0.58782
0.38988 |  | 0.58776
0.38985 |  | 0.58774
0.38983 |  | 0.58771
0.38979 |  | 0.58768
0.38978 |  | 0.58762
0.38976 |  | 0.58758
0.38975 |  | 0.58753
0.38968 |  | 0.58749
0.38965 |  | 0.58742
0.3896 |  | 0.58738
0.38956 |  | 0.58733
0.38954 |  | 0.58725
0.38953 |  | 0.5872
0.38951 |  | 0.58713
0.3895 |  | 0.58705
0.38948 |  | 0.58704
0.38948 |  | 0.58698
0.38946 |  | 0.58694
0.38943 |  | 0.58685
0.38941 |  | 0.58681
0.38941 |  | 0.58676
0.38936 |  | 0.58673
0.38933 |  | 0.58668
0.38929 |  | 0.58664
0.38926 |  | 0.58661
0.38925 |  | 0.58659
0.38919 |  | 0.58655
0.38918 |  | 0.5865
0.38915 |  | 0.58648
0.38913 |  | 0.58645
0.3891 |  | 0.58639
0.38908 |  | 0.58633
0.38906 |  | 0.58632
0.38906 |  | 0.58629
0.38902 |  | 0.58626
0.389 |  | 0.5862
0.38895 |  | 0.58616
0.38889 |  | 0.58612
0.38887 |  | 0.58612
0.38885 |  | 0.58605
0.38884 |  | 0.58601
0.38879 |  | 0.58598
0.38876 |  | 0.58597
0.38873 |  | 0.58593
0.38868 |  | 0.58589
0.38867 |  | 0.58587
0.38866 |  | 0.58585
0.38866 |  | 0.58581
0.38862 |  | 0.58577
0.3886 |  | 0.58576
0.38859 |  | 0.58572
0.38856 |  | 0.58567
0.38851 |  | 0.58563
0.38849 |  | 0.58559
0.38849 |  | 0.58556
0.38845 |  | 0.58553
0.38841 |  | 0.58547
0.38837 |  | 0.58544
0.38836 |  | 0.58539
0.38836 |  | 0.58535
0.3883 |  | 0.58533
0.38828 |  | 0.58529
0.38828 |  | 0.58526
0.38827 |  | 0.58518
0.38824 |  | 0.58513
0.38821 |  | 0.58509
0.38819 |  | 0.58506
0.38814 |  | 0.58501
0.38814 |  | 0.58499
0.38813 |  | 0.58498
0.3881 |  | 0.58495
0.38808 |  | 0.58494
0.38806 |  | 0.5849
0.388 |  | 0.58485
0.38799 |  | 0.58481
0.38796 |  | 0.58478
0.38794 |  | 0.58474
0.38788 |  | 0.58469
0.38788 |  | 0.58469
0.38787 |  | 0.58461
0.38784 |  | 0.58459
0.38782 |  | 0.58453
0.3878 |  | 0.58447
0.38779 |  | 0.5844
0.38776 |  | 0.58435
0.38772 |  | 0.58431
0.38771 |  | 0.58423
0.3877 |  | 0.5842
0.38767 |  | 0.58417
0.38766 |  | 0.58409
0.3876 |  | 0.58405
0.38759 |  | 0.584
0.38758 |  | 0.58398
0.38755 |  | 0.58394
0.38754 |  | 0.58393
0.38751 |  | 0.58386
0.3875 |  | 0.58381
0.38747 |  | 0.58376
0.38745 |  | 0.58375
0.38742 |  | 0.58367
0.3874 |  | 0.58364
0.38738 |  | 0.5836
0.38736 |  | 0.58359
0.38734 |  | 0.58353
0.38733 |  | 0.58344
0.38727 |  | 0.58338
0.38726 |  | 0.58331
0.38722 |  | 0.58327
0.38717 |  | 0.58322
0.38716 |  | 0.58315
0.38713 |  | 0.58311
0.38711 |  | 0.58305
0.38709 |  | 0.58299
0.38709 |  | 0.58298
0.38708 |  | 0.58294
0.38707 |  | 0.58293
0.38703 |  | 0.58286
0.387 |  | 0.58277
0.38699 |  | 0.58277
0.38696 |  | 0.5827
0.38692 |  | 0.58265
0.38689 |  | 0.58265
0.38688 |  | 0.58262
0.38682 |  | 0.58254
0.3868 |  | 0.58251
0.38676 |  | 0.58251
0.38674 |  | 0.58245
0.38672 |  | 0.58242
0.38669 |  | 0.5824
0.38664 |  | 0.5823
0.38663 |  | 0.58226
0.38658 |  | 0.58224
0.38657 |  | 0.58221
0.38653 |  | 0.58215
0.38649 |  | 0.58213
0.38645 |  | 0.58206
0.38645 |  | 0.58205
0.3864 |  | 0.58202
0.38637 |  | 0.58197
0.38636 |  | 0.58197
0.38633 |  | 0.58191
0.38631 |  | 0.58186
0.38627 |  | 0.58184
0.38626 |  | 0.58179
0.38626 |  | 0.58174
0.38621 |  | 0.58169
0.38621 |  | 0.58168
0.38618 |  | 0.58163
0.38615 |  | 0.5816
0.38614 |  | 0.58158
0.38611 |  | 0.58154
0.38607 |  | 0.5815
0.38606 |  | 0.58138
0.38606 |  | 0.58135
0.38603 |  | 0.58132
0.38599 |  | 0.58127
0.38595 |  | 0.58122
0.38595 |  | 0.58116
0.38594 |  | 0.58105
0.3859 |  | 0.58098
0.38586 |  | 0.58093
0.38585 |  | 0.58089
0.3858 |  | 0.58084
0.38578 |  | 0.58081
0.38575 |  | 0.58075
0.38574 |  | 0.5807
0.38574 |  | 0.58067
0.38571 |  | 0.58063
0.38567 |  | 0.58062
0.38563 |  | 0.58056
0.38562 |  | 0.58052
0.38558 |  | 0.58045
0.38558 |  | 0.58042
0.38555 |  | 0.5804
0.38554 |  | 0.58037
0.38554 |  | 0.58036
0.38552 |  | 0.58035
0.38548 |  | 0.58028
0.38547 |  | 0.58021
0.38543 |  | 0.58021
0.38543 |  | 0.58018
0.38542 |  | 0.58013
0.38536 |  | 0.58007
0.38531 |  | 0.58007
0.38527 |  | 0.58001
0.38523 |  | 0.57995
0.38523 |  | 0.57991
0.38519 |  | 0.57987
0.38519 |  | 0.57983
0.38518 |  | 0.5798
0.38515 |  | 0.57976
0.3851 |  | 0.57974
0.38508 |  | 0.57971
0.38507 |  | 0.57965
0.38506 |  | 0.57961
0.38502 |  | 0.57957
0.38498 |  | 0.57954
0.38498 |  | 0.57948
0.38492 |  | 0.57944
0.38488 |  | 0.57938
0.38487 |  | 0.57933
0.38484 |  | 0.57932
0.3848 |  | 0.57924
0.38479 |  | 0.57922
0.38475 |  | 0.57916
0.38474 |  | 0.57907
0.3847 |  | 0.57906
0.3847 |  | 0.57902
0.38468 |  | 0.57898
0.38467 |  | 0.57889
0.38464 |  | 0.57884
0.3846 |  | 0.57884
0.38458 |  | 0.5788
0.38454 |  | 0.57873
0.38452 |  | 0.57867
0.3845 |  | 0.57861
0.38447 |  | 0.57856
0.38445 |  | 0.57853
0.38442 |  | 0.57845
0.38441 |  | 0.57843
0.38437 |  | 0.57839
0.38435 |  | 0.57832
0.3843 |  | 0.57825
0.38429 |  | 0.57818
0.38426 |  | 0.57812
0.38423 |  | 0.57807
0.38422 |  | 0.57804
0.38421 |  | 0.57799
0.38417 |  | 0.57796
0.38414 |  | 0.57792
0.38413 |  | 0.57789
0.3841 |  | 0.57785
0.38409 |  | 0.57782
0.38403 |  | 0.57779
0.38403 |  | 0.57773
0.384 |  | 0.5777
0.384 |  | 0.57766
0.38396 |  | 0.57761
0.38393 |  | 0.57758
0.38392 |  | 0.57755
0.38388 |  | 0.57751
0.38386 |  | 0.57746
0.38383 |  | 0.57746
0.38381 |  | 0.5774
0.38378 |  | 0.57738
0.38377 |  | 0.57734
0.38373 |  | 0.5773
0.38372 |  | 0.57726
0.38367 |  | 0.57716
0.38367 |  | 0.57715
0.38367 |  | 0.57711
0.38363 |  | 0.57709
0.38361 |  | 0.57705
0.3836 |  | 0.57699
0.38355 |  | 0.57699
0.38354 |  | 0.57692
0.3835 |  | 0.57688
0.38349 |  | 0.57686
0.38346 |  | 0.57684
0.38343 |  | 0.57679
0.3834 |  | 0.57677
0.3834 |  | 0.57677
0.38337 |  | 0.57665
0.38336 |  | 0.57663
0.38332 |  | 0.5766
0.3833 |  | 0.57653
0.38328 |  | 0.57647
0.38326 |  | 0.57647
0.38324 |  | 0.57643
0.38322 |  | 0.5764
0.38322 |  | 0.57634
0.38317 |  | 0.57632
0.38317 |  | 0.57626
0.38317 |  | 0.57622
0.38317 |  | 0.57618
0.38314 |  | 0.57615
0.38309 |  | 0.57611
0.38307 |  | 0.57605
0.38305 |  | 0.57601
0.38303 |  | 0.576
0.38302 |  | 0.57595
0.38298 |  | 0.57589
0.38295 |  | 0.57588
0.3829 |  | 0.57586
0.38287 |  | 0.57583
0.38286 |  | 0.57579
0.38286 |  | 0.57575
0.38285 |  | 0.57571
0.38283 |  | 0.57567
0.38281 |  | 0.57563
0.38279 |  | 0.57556
0.38278 |  | 0.5755
0.38273 |  | 0.57547
0.3827 |  | 0.57538
0.38267 |  | 0.57534
0.38265 |  | 0.57529
0.38265 |  | 0.57525
0.38262 |  | 0.57522
0.38261 |  | 0.57515
0.38257 |  | 0.57514
0.38254 |  | 0.57508
0.38252 |  | 0.57505
0.38247 |  | 0.57498
0.38246 |  | 0.57495
0.38244 |  | 0.57491
0.38241 |  | 0.57486
0.38239 |  | 0.57484
0.38238 |  | 0.57482
0.38233 |  | 0.57477
0.38232 |  | 0.57475
0.38229 |  | 0.57472
0.38227 |  | 0.57465
0.38226 |  | 0.57462
0.38225 |  | 0.57459
0.38222 |  | 0.5745
0.38222 |  | 0.5745
0.38221 |  | 0.57445
0.38214 |  | 0.5744
0.38213 |  | 0.57437
0.38212 |  | 0.57429
0.38212 |  | 0.57425
0.38208 |  | 0.57421
0.38205 |  | 0.57421
0.38202 |  | 0.57414
0.38201 |  | 0.57412
0.38198 |  | 0.5741
0.38195 |  | 0.57408
0.38194 |  | 0.57404
0.38189 |  | 0.574
0.38186 |  | 0.57398
0.38186 |  | 0.57396
0.38183 |  | 0.57393
0.38182 |  | 0.5739
0.38179 |  | 0.57387
0.38178 |  | 0.57382
0.38176 |  | 0.57379
0.38171 |  | 0.57375
0.38168 |  | 0.57371
0.38167 |  | 0.57364
0.38164 |  | 0.5736
0.38162 |  | 0.57355
0.38158 |  | 0.57352
0.38155 |  | 0.57346
0.38154 |  | 0.57342
0.38148 |  | 0.57339
0.38147 |  | 0.57337
0.38144 |  | 0.57333
0.38143 |  | 0.57326
0.3814 |  | 0.5732
0.38139 |  | 0.57318
0.38136 |  | 0.57313
0.38132 |  | 0.57312
0.38131 |  | 0.57307
0.38128 |  | 0.57306
0.38127 |  | 0.57302
0.38124 |  | 0.57296
0.38123 |  | 0.57296
0.38121 |  | 0.57288
0.38117 |  | 0.57287
0.38116 |  | 0.57281
0.38112 |  | 0.57279
0.3811 |  | 0.57275
0.38107 |  | 0.57272
0.38103 |  | 0.57269
0.38101 |  | 0.57269
0.38099 |  | 0.57264
0.38095 |  | 0.5726
0.38091 |  | 0.57255
0.38091 |  | 0.57251
0.38087 |  | 0.57247
0.38085 |  | 0.57244
0.38082 |  | 0.57242
0.38082 |  | 0.57235
0.3808 |  | 0.57228
0.38078 |  | 0.57223
0.38074 |  | 0.57219
0.38072 |  | 0.57206
0.38071 |  | 0.57203
0.3807 |  | 0.57202
0.3807 |  | 0.57198
0.38066 |  | 0.57197
0.38062 |  | 0.57194
0.38059 |  | 0.57192
0.38058 |  | 0.57185
0.38058 |  | 0.57185
0.38055 |  | 0.57181
0.38052 |  | 0.57178
0.38051 |  | 0.57173
0.38048 |  | 0.57171
0.38045 |  | 0.57168
0.38044 |  | 0.57162
0.38043 |  | 0.57159
0.38042 |  | 0.5715
0.3804 |  | 0.57149
0.38039 |  | 0.57143
0.38035 |  | 0.57141
0.38032 |  | 0.57134
0.38029 |  | 0.57129
0.38028 |  | 0.57125
0.38025 |  | 0.57118
0.38024 |  | 0.57114
0.3802 |  | 0.57112
0.38017 |  | 0.57109
0.38014 |  | 0.57104
0.3801 |  | 0.571
0.38008 |  | 0.57096
0.38005 |  | 0.57088
0.38001 |  | 0.57086
0.38 |  | 0.57082
0.37999 |  | 0.57076
0.37995 |  | 0.57072
0.37992 |  | 0.5707
0.37991 |  | 0.57061
0.37989 |  | 0.57056
0.37985 |  | 0.57054
0.37984 |  | 0.5705
0.37981 |  | 0.57043
0.37979 |  | 0.57037
0.37977 |  | 0.57034
0.37974 |  | 0.57033
0.37974 |  | 0.57027
0.37973 |  | 0.57025
0.37973 |  | 0.57019
0.37969 |  | 0.57017
0.37966 |  | 0.57014
0.37965 |  | 0.5701
0.37961 |  | 0.57009
0.37961 |  | 0.57005
0.37958 |  | 0.57002
0.37954 |  | 0.56999
0.37954 |  | 0.56995
0.37949 |  | 0.56994
0.37946 |  | 0.56989
0.37945 |  | 0.56986
0.37944 |  | 0.56983
0.37941 |  | 0.56977
0.37939 |  | 0.56977
0.37935 |  | 0.56973
0.37933 |  | 0.56969
0.37932 |  | 0.56964
0.37927 |  | 0.56962
0.37926 |  | 0.56962
0.37923 |  | 0.56959
0.37922 |  | 0.56951
0.3792 |  | 0.56943
0.37919 |  | 0.56934
0.37912 |  | 0.56932
0.37911 |  | 0.56929
0.3791 |  | 0.56925
0.37907 |  | 0.56921
0.37903 |  | 0.56917
0.37901 |  | 0.56911
0.37898 |  | 0.56909
0.37898 |  | 0.56906
0.37895 |  | 0.56902
0.37894 |  | 0.56899
0.37891 |  | 0.56895
0.37891 |  | 0.56891
0.37888 |  | 0.56888
0.37886 |  | 0.5688
0.37883 |  | 0.56873
0.3788 |  | 0.56871
0.3788 |  | 0.56863
0.37877 |  | 0.5686
0.37874 |  | 0.56858
0.37872 |  | 0.5685
0.37869 |  | 0.56846
0.37865 |  | 0.56845
0.37864 |  | 0.56834
0.37862 |  | 0.56824
0.3786 |  | 0.56818
0.3786 |  | 0.56815
0.37859 |  | 0.56811
0.37857 |  | 0.56807
0.37852 |  | 0.56801
0.37852 |  | 0.56799
0.37852 |  | 0.56795
0.37849 |  | 0.5679
0.37844 |  | 0.56785
0.37844 |  | 0.56781
0.37838 |  | 0.56776
0.37838 |  | 0.56773
0.37837 |  | 0.56768
0.37834 |  | 0.56764
0.37832 |  | 0.56759
0.3783 |  | 0.56757
0.37827 |  | 0.56751
0.37825 |  | 0.56746
0.37822 |  | 0.56739
0.37817 |  | 0.56737
0.37813 |  | 0.56732
0.37813 |  | 0.56728
0.37813 |  | 0.56724
0.3781 |  | 0.56722
0.37806 |  | 0.56718
0.37804 |  | 0.56714
0.37802 |  | 0.56713
0.378 |  | 0.56709
0.37798 |  | 0.56706
0.37796 |  | 0.56702
0.37791 |  | 0.567
0.37788 |  | 0.56694
0.37787 |  | 0.56692
0.37785 |  | 0.56685
0.37779 |  | 0.56682
0.37778 |  | 0.56677
0.37776 |  | 0.56672
0.37773 |  | 0.56669
0.37773 |  | 0.56668
0.37772 |  | 0.56664
0.37769 |  | 0.5666
0.37766 |  | 0.5666
0.37766 |  | 0.56655
0.37762 |  | 0.56649
0.37762 |  | 0.56648
0.3776 |  | 0.56645
0.37758 |  | 0.56641
0.37757 |  | 0.5664
0.37753 |  | 0.56634
0.37749 |  | 0.56625
0.37746 |  | 0.56622
0.37744 |  | 0.56617
0.37744 |  | 0.56611
0.37742 |  | 0.56606
0.37738 |  | 0.56603
0.37737 |  | 0.56597
0.37733 |  | 0.56595
0.3773 |  | 0.56594
0.37727 |  | 0.56591
0.37725 |  | 0.56585
0.37725 |  | 0.56581
0.37721 |  | 0.56573
0.37721 |  | 0.56572
0.37717 |  | 0.56568
0.37714 |  | 0.56561
0.37712 |  | 0.56559
0.37709 |  | 0.56556
0.37708 |  | 0.56552
0.37705 |  | 0.56551
0.37705 |  | 0.56549
0.37702 |  | 0.56544
0.37701 |  | 0.56543
0.37694 |  | 0.56539
0.37693 |  | 0.56538
0.37691 |  | 0.56536
0.37687 |  | 0.5653
0.37686 |  | 0.56528
0.37683 |  | 0.56525
0.37679 |  | 0.56522
0.37676 |  | 0.56514
0.37674 |  | 0.56514
0.37671 |  | 0.56511
0.3767 |  | 0.56506
0.37667 |  | 0.56504
0.37666 |  | 0.56495
0.37663 |  | 0.56489
0.3766 |  | 0.56486
0.37658 |  | 0.56484
0.37657 |  | 0.56477
0.37654 |  | 0.56477
0.37652 |  | 0.56476
0.37652 |  | 0.56468
0.3765 |  | 0.56467
0.37647 |  | 0.56465
0.37645 |  | 0.56459
0.37642 |  | 0.56456
0.37639 |  | 0.56455
0.37639 |  | 0.56451
0.37635 |  | 0.56448
0.37632 |  | 0.56444
0.37631 |  | 0.56441
0.37628 |  | 0.5644
0.37626 |  | 0.56434
0.37623 |  | 0.56426
0.37622 |  | 0.5642
0.3762 |  | 0.56417
0.37619 |  | 0.56417
0.37616 |  | 0.5641
0.37614 |  | 0.56406
0.37612 |  | 0.56405
0.3761 |  | 0.56401
0.37607 |  | 0.56397
0.37606 |  | 0.56391
0.37606 |  | 0.56388
0.37603 |  | 0.56381
0.37602 |  | 0.5638
0.37602 |  | 0.56374
0.37598 |  | 0.56372
0.37594 |  | 0.5637
0.37588 |  | 0.56365
0.37586 |  | 0.56364
0.37584 |  | 0.56355
0.37583 |  | 0.56355
0.37582 |  | 0.56353
0.37582 |  | 0.56351
0.3758 |  | 0.56347
0.37577 |  | 0.56347
0.37576 |  | 0.56345
0.37569 |  | 0.56344
0.37569 |  | 0.56333
0.37566 |  | 0.56333
0.37566 |  | 0.56331
0.37564 |  | 0.56329
0.3756 |  | 0.56323
0.3756 |  | 0.56319
0.37555 |  | 0.56317
0.37554 |  | 0.56316
0.37552 |  | 0.5631
0.37549 |  | 0.56307
0.37547 |  | 0.56301
0.37546 |  | 0.56291
0.37544 |  | 0.56287
0.37541 |  | 0.56284
0.37541 |  | 0.5628
0.37539 |  | 0.56279
0.37535 |  | 0.56275
0.37532 |  | 0.5627
0.37529 |  | 0.56268
0.37528 |  | 0.56264
0.37527 |  | 0.56263
0.37525 |  | 0.56259
0.37524 |  | 0.56257
0.37523 |  | 0.56254
0.3752 |  | 0.56247
0.37517 |  | 0.56246
0.37513 |  | 0.56241
0.37512 |  | 0.56233
0.37512 |  | 0.5623
0.37508 |  | 0.5623
0.37506 |  | 0.56226
0.37504 |  | 0.56221
0.37501 |  | 0.56218
0.375 |  | 0.56216
0.37498 |  | 0.56213
0.37496 |  | 0.56206
0.37495 |  | 0.56206
0.37492 |  | 0.56206
0.37491 |  | 0.56197
0.37491 |  | 0.56196
0.37485 |  | 0.56193
0.37485 |  | 0.5619
0.37483 |  | 0.56185
0.3748 |  | 0.56183
0.37479 |  | 0.5618
0.37475 |  | 0.56176
0.37475 |  | 0.56176
0.37473 |  | 0.56172
0.37471 |  | 0.56169
0.37471 |  | 0.56165
0.37465 |  | 0.56163
0.37464 |  | 0.5616
0.37464 |  | 0.56159
0.37461 |  | 0.5615
0.37457 |  | 0.56145
0.37455 |  | 0.56141
0.37455 |  | 0.56135
0.37452 |  | 0.56131
0.37451 |  | 0.56125
0.37447 |  | 0.56121
0.37447 |  | 0.56117
0.37443 |  | 0.56107
0.37441 |  | 0.56104
0.37439 |  | 0.561
0.37437 |  | 0.56097
0.37433 |  | 0.56092
0.37432 |  | 0.56089
0.37429 |  | 0.56083
0.37428 |  | 0.56079
0.37424 |  | 0.56076
0.37421 |  | 0.56075
0.37418 |  | 0.56074
0.37417 |  | 0.56072
0.37416 |  | 0.5607
0.37412 |  | 0.56068
0.3741 |  | 0.56064
0.37407 |  | 0.56062
0.37406 |  | 0.56056
0.37406 |  | 0.56052
0.37402 |  | 0.56048
0.37398 |  | 0.56047
0.37397 |  | 0.5604
0.37391 |  | 0.56039
0.37391 |  | 0.5603
0.37388 |  | 0.56029
0.37387 |  | 0.56026
0.37384 |  | 0.56022
0.37383 |  | 0.5602
0.3738 |  | 0.56018
0.37379 |  | 0.56007
0.37377 |  | 0.56005
0.37377 |  | 0.56002
0.37374 |  | 0.56
0.37372 |  | 0.55996
0.37371 |  | 0.55993
0.37371 |  | 0.55989
0.37367 |  | 0.55982
0.37364 |  | 0.55977
0.37363 |  | 0.55975
0.3736 |  | 0.55971
0.3736 |  | 0.55967
0.37355 |  | 0.55963
0.37353 |  | 0.5596
0.37353 |  | 0.55956
0.3735 |  | 0.55951
0.37346 |  | 0.55946
0.37345 |  | 0.55945
0.37338 |  | 0.55941
0.37338 |  | 0.55939
0.37336 |  | 0.55938
0.37336 |  | 0.55934
0.37333 |  | 0.55933
0.3733 |  | 0.55926
0.37327 |  | 0.5592
0.37327 |  | 0.55919
0.37327 |  | 0.55918
0.37323 |  | 0.55917
0.37322 |  | 0.55914
0.37322 |  | 0.55909
0.37321 |  | 0.55908
0.37318 |  | 0.55905
0.37317 |  | 0.55898
0.37314 |  | 0.55889
0.37313 |  | 0.55885
0.3731 |  | 0.5588
0.3731 |  | 0.5588
0.37306 |  | 0.55877
0.37306 |  | 0.55873
0.37302 |  | 0.55871
0.37301 |  | 0.55867
0.37301 |  | 0.5586
0.37298 |  | 0.55855
0.37294 |  | 0.55852
0.37293 |  | 0.55848
0.37289 |  | 0.55844
0.37289 |  | 0.55839
0.37283 |  | 0.55838
0.3728 |  | 0.55835
0.37279 |  | 0.55832
0.37277 |  | 0.55827
0.37277 |  | 0.55825
0.37274 |  | 0.55822
0.37274 |  | 0.55817
0.37271 |  | 0.55813
0.3727 |  | 0.55809
0.37267 |  | 0.55808
0.37266 |  | 0.55804
0.37263 |  | 0.55796
0.3726 |  | 0.55791
0.37257 |  | 0.55787
0.37255 |  | 0.55786
0.37254 |  | 0.55782
0.37251 |  | 0.5578
0.37251 |  | 0.55778
0.37244 |  | 0.55772
0.37243 |  | 0.5577
0.37239 |  | 0.55768
0.37238 |  | 0.55763
0.37235 |  | 0.55762
0.37231 |  | 0.55759
0.37231 |  | 0.55754
0.37229 |  | 0.55751
0.37227 |  | 0.55748
0.37224 |  | 0.55747
0.37224 |  | 0.55742
0.3722 |  | 0.55742
0.37216 |  | 0.55739
0.37214 |  | 0.55735
0.37214 |  | 0.55732
0.37207 |  | 0.5573
0.37207 |  | 0.55726
0.37203 |  | 0.55723
0.37202 |  | 0.55721
0.37202 |  | 0.55715
0.37201 |  | 0.55715
0.37198 |  | 0.55709
0.37194 |  | 0.55706
0.37194 |  | 0.55706
0.37188 |  | 0.55703
0.37184 |  | 0.55701
0.3718 |  | 0.55699
0.3718 |  | 0.55696
0.37179 |  | 0.55694
0.37175 |  | 0.55691
0.37171 |  | 0.5569
0.37171 |  | 0.55687
0.37168 |  | 0.55683
0.37167 |  | 0.55678
0.37163 |  | 0.55674
0.37163 |  | 0.5567
0.37159 |  | 0.55668
0.37155 |  | 0.55666
0.37152 |  | 0.55662
0.37151 |  | 0.55658
0.37151 |  | 0.55653
0.37146 |  | 0.55648
0.37141 |  | 0.55647
0.37138 |  | 0.55646
0.37137 |  | 0.55643
0.37133 |  | 0.55639
0.37133 |  | 0.55637
0.3713 |  | 0.55632
0.37128 |  | 0.55629
0.37126 |  | 0.55627
0.37124 |  | 0.55622
0.37121 |  | 0.55621
0.37118 |  | 0.55617
0.37114 |  | 0.55614
0.37114 |  | 0.55609
0.37112 |  | 0.55607
0.37112 |  | 0.55605
0.3711 |  | 0.556
0.37105 |  | 0.55597
0.37104 |  | 0.55597
0.371 |  | 0.55592
0.371 |  | 0.55589
0.37096 |  | 0.55589
0.37093 |  | 0.55589
0.37092 |  | 0.55579
0.3709 |  | 0.55579
0.3709 |  | 0.55574
0.37085 |  | 0.55573
0.37084 |  | 0.55571
0.37082 |  | 0.55566
0.3708 |  | 0.55564
0.3708 |  | 0.5556
0.37077 |  | 0.55554
0.37076 |  | 0.55552
0.37073 |  | 0.55551
0.37071 |  | 0.55549
0.37069 |  | 0.55543
0.37065 |  | 0.5554
0.37064 |  | 0.55536
0.37063 |  | 0.55535
0.37061 |  | 0.55531
0.37058 |  | 0.55528
0.37058 |  | 0.55525
0.37056 |  | 0.55524
0.37053 |  | 0.55519
0.3705 |  | 0.55515
0.37049 |  | 0.55509
0.37046 |  | 0.55507
0.37045 |  | 0.55506
0.37041 |  | 0.55503
0.37039 |  | 0.55498
0.37037 |  | 0.55495
0.37036 |  | 0.55494
0.37033 |  | 0.55492
0.3703 |  | 0.55488
0.3703 |  | 0.55484
0.37028 |  | 0.5548
0.37026 |  | 0.55472
0.37024 |  | 0.55472
0.37022 |  | 0.55464
0.37022 |  | 0.55461
0.37018 |  | 0.55459
0.37017 |  | 0.55454
0.37016 |  | 0.55452
0.3701 |  | 0.55451
0.3701 |  | 0.55443
0.37009 |  | 0.55442
0.37008 |  | 0.55439
0.37005 |  | 0.55436
0.37002 |  | 0.55434
0.36998 |  | 0.55431
0.36996 |  | 0.5543
0.36994 |  | 0.55427
0.36994 |  | 0.55424
0.36992 |  | 0.5542
0.36989 |  | 0.55418
0.36989 |  | 0.55417
0.36988 |  | 0.55415
0.36986 |  | 0.55408
0.36982 |  | 0.55406
0.3698 |  | 0.55403
0.36979 |  | 0.554
0.36979 |  | 0.55392
0.36977 |  | 0.55387
0.36976 |  | 0.55387
0.36973 |  | 0.55383
0.36969 |  | 0.5538
0.36965 |  | 0.55376
0.36965 |  | 0.55371
0.36961 |  | 0.55371
0.3696 |  | 0.55364
0.36957 |  | 0.55362
0.36953 |  | 0.5536
0.36952 |  | 0.55355
0.3695 |  | 0.55351
0.36947 |  | 0.55347
0.36946 |  | 0.55347
0.36943 |  | 0.55345
0.36943 |  | 0.55341
0.36942 |  | 0.55338
0.36941 |  | 0.55332
0.36935 |  | 0.55327
0.36935 |  | 0.55321
0.36935 |  | 0.55319
0.36933 |  | 0.55317
0.3693 |  | 0.55311
0.36927 |  | 0.55308
0.36926 |  | 0.55304
0.36923 |  | 0.55303
0.36918 |  | 0.55302
0.36917 |  | 0.55297
0.36916 |  | 0.55295
0.36913 |  | 0.55291
0.36913 |  | 0.55286
0.36909 |  | 0.55281
0.36905 |  | 0.55276
0.36905 |  | 0.55271
0.36903 |  | 0.55267
0.36898 |  | 0.55267
0.36898 |  | 0.55262
0.36894 |  | 0.55254
0.36893 |  | 0.55251
0.36891 |  | 0.55247
0.36891 |  | 0.55243
0.36889 |  | 0.55242
0.36885 |  | 0.55237
0.36885 |  | 0.55233
0.36882 |  | 0.55229
0.36878 |  | 0.55225
0.36877 |  | 0.55219
0.36872 |  | 0.55216
0.36872 |  | 0.55215
0.36869 |  | 0.55212
0.36866 |  | 0.55208
0.36864 |  | 0.55204
0.36864 |  | 0.55203
0.36861 |  | 0.552
0.3686 |  | 0.55199
0.36857 |  | 0.55196
0.36855 |  | 0.55192
0.36852 |  | 0.5519
0.36852 |  | 0.55186
0.36851 |  | 0.55181
0.36848 |  | 0.55178
0.36845 |  | 0.55177
0.36844 |  | 0.55172
0.36843 |  | 0.55169
0.36839 |  | 0.55164
0.36837 |  | 0.55163
0.36837 |  | 0.5516
0.36835 |  | 0.55157
0.36832 |  | 0.55155
0.36832 |  | 0.5515
0.36828 |  | 0.55145
0.36825 |  | 0.5514
0.36821 |  | 0.55136
0.36817 |  | 0.55136
0.36816 |  | 0.5513
0.36813 |  | 0.55129
0.36809 |  | 0.55127
0.36808 |  | 0.55123
0.36808 |  | 0.55116
0.36805 |  | 0.55115
0.36805 |  | 0.55111
0.36801 |  | 0.55107
0.368 |  | 0.55101
0.36797 |  | 0.55096
0.36797 |  | 0.55092
0.36794 |  | 0.5509
0.36793 |  | 0.55086
0.36791 |  | 0.55083
0.36788 |  | 0.55078
0.36785 |  | 0.55071
0.36783 |  | 0.55071
0.36783 |  | 0.55069
0.36781 |  | 0.55065
0.36776 |  | 0.55062
0.36775 |  | 0.5506
0.36775 |  | 0.55054
0.36775 |  | 0.55053
0.36771 |  | 0.55048
0.36769 |  | 0.55045
0.36765 |  | 0.55043
0.36765 |  | 0.55042
0.36764 |  | 0.55039
0.36764 |  | 0.55037
0.3676 |  | 0.55034
0.36757 |  | 0.5503
0.36757 |  | 0.55026
0.36755 |  | 0.55025
0.36753 |  | 0.55018
0.36749 |  | 0.55016
0.36748 |  | 0.55012
0.36745 |  | 0.55009
0.36744 |  | 0.55004
0.36742 |  | 0.54997
0.36742 |  | 0.54996
0.36741 |  | 0.54994
0.3674 |  | 0.54991
0.36737 |  | 0.54988
0.36736 |  | 0.54985
0.36733 |  | 0.54984
0.36731 |  | 0.54981
0.36729 |  | 0.54979
0.36727 |  | 0.54975
0.36725 |  | 0.54975
0.36724 |  | 0.54969
0.3672 |  | 0.54969
0.3672 |  | 0.54963
0.36717 |  | 0.5496
0.36717 |  | 0.54958
0.36712 |  | 0.54957
0.36712 |  | 0.54954
0.36707 |  | 0.54947
0.36705 |  | 0.54942
0.36703 |  | 0.54938
0.36702 |  | 0.54936
0.36701 |  | 0.54934
0.36694 |  | 0.54929
0.36691 |  | 0.54924
0.3669 |  | 0.54922
0.36689 |  | 0.54921
0.36685 |  | 0.54915
0.36685 |  | 0.54912
0.36683 |  | 0.54906
0.36681 |  | 0.54902
0.36681 |  | 0.54902
0.36678 |  | 0.549
0.36675 |  | 0.54893
0.36674 |  | 0.54892
0.36671 |  | 0.5489
0.36671 |  | 0.54886
0.36667 |  | 0.54881
0.36663 |  | 0.54876
0.36663 |  | 0.5487
0.3666 |  | 0.54867
0.36658 |  | 0.54862
0.36656 |  | 0.5486
0.36654 |  | 0.54856
0.36651 |  | 0.54855
0.3665 |  | 0.54851
0.36646 |  | 0.54849
0.36644 |  | 0.54843
0.36643 |  | 0.54842
0.36643 |  | 0.54839
0.36641 |  | 0.54835
0.36635 |  | 0.54833
0.36635 |  | 0.5483
0.36629 |  | 0.54827
0.36629 |  | 0.54823
0.36628 |  | 0.54813
0.36625 |  | 0.54811
0.36621 |  | 0.5481
0.36617 |  | 0.54805
0.36615 |  | 0.54799
0.36614 |  | 0.54794
0.36613 |  | 0.5479
0.3661 |  | 0.54788
0.3661 |  | 0.54784
0.36609 |  | 0.54778
0.36606 |  | 0.54775
0.36603 |  | 0.54772
0.36598 |  | 0.54769
0.36597 |  | 0.54762
0.36593 |  | 0.54762
0.36593 |  | 0.54757
0.36591 |  | 0.54754
0.36588 |  | 0.54753
0.36588 |  | 0.54753
0.36585 |  | 0.5475
0.36578 |  | 0.54746
0.36578 |  | 0.54742
0.36577 |  | 0.54742
0.36574 |  | 0.54738
0.36571 |  | 0.54733
0.36571 |  | 0.54729
0.36568 |  | 0.54727
0.36563 |  | 0.54725
0.3656 |  | 0.54722
0.36558 |  | 0.54718
0.36556 |  | 0.54713
0.36556 |  | 0.5471
0.36554 |  | 0.54704
0.36548 |  | 0.54702
0.36546 |  | 0.54701
0.36543 |  | 0.54698
0.36543 |  | 0.54695
0.36542 |  | 0.54695
0.36541 |  | 0.54693
0.36536 |  | 0.54689
0.36536 |  | 0.54686
0.36534 |  | 0.54685
0.36532 |  | 0.5468
0.36531 |  | 0.54677
0.36531 |  | 0.54673
0.36526 |  | 0.54672
0.36522 |  | 0.5467
0.3652 |  | 0.54668
0.36518 |  | 0.54665
0.36518 |  | 0.54661
0.36515 |  | 0.54658
0.36512 |  | 0.54655
0.36512 |  | 0.54652
0.3651 |  | 0.54648
0.36507 |  | 0.54646
0.36506 |  | 0.54643
0.36505 |  | 0.54634
0.36499 |  | 0.54629
0.36498 |  | 0.54626
0.36497 |  | 0.54621
0.36494 |  | 0.54617
0.36492 |  | 0.54617
0.3649 |  | 0.54613
0.3649 |  | 0.54609
0.36486 |  | 0.54605
0.36484 |  | 0.54602
0.36482 |  | 0.54598
0.36482 |  | 0.54591
0.3648 |  | 0.54587
0.36475 |  | 0.54585
0.36475 |  | 0.54584
0.36472 |  | 0.54582
0.36471 |  | 0.54579
0.36469 |  | 0.54572
0.36467 |  | 0.54571
0.36464 |  | 0.54567
0.36461 |  | 0.54566
0.36457 |  | 0.54561
0.36456 |  | 0.54558
0.36456 |  | 0.54555
0.36453 |  | 0.54552
0.36451 |  | 0.54551
0.36448 |  | 0.54547
0.36447 |  | 0.54542
0.36444 |  | 0.54538
0.36441 |  | 0.54537
0.3644 |  | 0.54531
0.36437 |  | 0.54525
0.36436 |  | 0.54522
0.36433 |  | 0.54518
0.36431 |  | 0.54517
0.36426 |  | 0.54513
0.36425 |  | 0.5451
0.36422 |  | 0.54505
0.36421 |  | 0.54502
0.36421 |  | 0.54502
0.36417 |  | 0.54502
0.36413 |  | 0.54494
0.36413 |  | 0.54493
0.3641 |  | 0.5449
0.36408 |  | 0.54489
0.36408 |  | 0.54481
0.36405 |  | 0.54475
0.36402 |  | 0.54468
0.36401 |  | 0.54465
0.36399 |  | 0.54464
0.36398 |  | 0.5446
0.36398 |  | 0.54459
0.36395 |  | 0.54455
0.36394 |  | 0.5445
0.36393 |  | 0.54447
0.36391 |  | 0.54439
0.36389 |  | 0.54435
0.36389 |  | 0.5443
0.36389 |  | 0.54427
0.36382 |  | 0.54423
0.36382 |  | 0.5442
0.36378 |  | 0.54416
0.36376 |  | 0.54413
0.36373 |  | 0.54406
0.36371 |  | 0.54402
0.36371 |  | 0.54401
0.36369 |  | 0.54397
0.36366 |  | 0.54396
0.36365 |  | 0.5439
0.36363 |  | 0.54389
0.36361 |  | 0.54387
0.36361 |  | 0.54384
0.36361 |  | 0.54379
0.36358 |  | 0.54373
0.36357 |  | 0.54368
0.36354 |  | 0.54365
0.36351 |  | 0.54364
0.3635 |  | 0.54363
0.36349 |  | 0.54357
0.36346 |  | 0.54356
0.36346 |  | 0.54352
0.36343 |  | 0.54352
0.36337 |  | 0.5435
0.36337 |  | 0.54346
0.36334 |  | 0.54343
0.36333 |  | 0.54337
0.36329 |  | 0.54333
0.36329 |  | 0.54329
0.36327 |  | 0.54328
0.36325 |  | 0.54325
0.36322 |  | 0.54317
0.36317 |  | 0.54314
0.36316 |  | 0.5431
0.36313 |  | 0.54309
0.36312 |  | 0.54305
0.36309 |  | 0.54304
0.36307 |  | 0.54301
0.36305 |  | 0.54298
0.36305 |  | 0.54294
0.36302 |  | 0.54292
0.36299 |  | 0.54289
0.36296 |  | 0.54285
0.36291 |  | 0.54283
0.36289 |  | 0.5428
0.36287 |  | 0.54276
0.36286 |  | 0.54273
0.36283 |  | 0.54269
0.36279 |  | 0.54265
0.36279 |  | 0.54264
0.36278 |  | 0.54262
0.36277 |  | 0.54259
0.36274 |  | 0.54252
0.36273 |  | 0.54249
0.36271 |  | 0.54247
0.36269 |  | 0.54246
0.36267 |  | 0.54241
0.36265 |  | 0.54235
0.36265 |  | 0.54233
0.36264 |  | 0.54229
0.36261 |  | 0.54226
0.36258 |  | 0.54225
0.36254 |  | 0.54221
0.36253 |  | 0.5422
0.36252 |  | 0.54216
0.36249 |  | 0.54213
0.36248 |  | 0.54212
0.36248 |  | 0.54208
0.36245 |  | 0.54205
0.36242 |  | 0.54204
0.36242 |  | 0.54197
0.3624 |  | 0.54193
0.36236 |  | 0.54189
0.36233 |  | 0.54188
0.3623 |  | 0.54184
0.3623 |  | 0.54179
0.36229 |  | 0.54176
0.36228 |  | 0.54172
0.36226 |  | 0.54167
0.36222 |  | 0.54163
0.36221 |  | 0.54157
0.3622 |  | 0.54155
0.36217 |  | 0.54153
0.36216 |  | 0.54149
0.36213 |  | 0.54147
0.3621 |  | 0.54144
0.36205 |  | 0.54141
0.36203 |  | 0.54136
0.36199 |  | 0.54133
0.36198 |  | 0.54128
0.36198 |  | 0.54126
0.36198 |  | 0.54121
0.36195 |  | 0.54114
0.3619 |  | 0.54113
0.36187 |  | 0.5411
0.36187 |  | 0.54107
0.36186 |  | 0.54104
0.36186 |  | 0.54104
0.36184 |  | 0.541
0.36178 |  | 0.54096
0.36178 |  | 0.54096
0.36177 |  | 0.54093
0.36175 |  | 0.54091
0.36173 |  | 0.5409
0.3617 |  | 0.54085
0.3617 |  | 0.54081
0.3617 |  | 0.54079
0.36166 |  | 0.54075
0.36163 |  | 0.54071
0.36163 |  | 0.5407
0.36161 |  | 0.54067
0.36158 |  | 0.54066
0.36157 |  | 0.54059
0.36154 |  | 0.54054
0.36151 |  | 0.54052
0.36151 |  | 0.5405
0.36149 |  | 0.54049
0.36146 |  | 0.54044
0.36145 |  | 0.54044
0.36142 |  | 0.5404
0.36139 |  | 0.5404
0.36138 |  | 0.54035
0.36136 |  | 0.54032
0.36135 |  | 0.54031
0.36129 |  | 0.54028
0.36129 |  | 0.54025
0.36127 |  | 0.54019
0.36127 |  | 0.54015
0.36124 |  | 0.54011
0.36123 |  | 0.54008
0.3612 |  | 0.54005
0.36116 |  | 0.54003
0.36113 |  | 0.54
0.36112 |  | 0.53996
0.36109 |  | 0.53994
0.36108 |  | 0.5399
0.36107 |  | 0.53989
0.36107 |  | 0.53986
0.36104 |  | 0.53982
0.36101 |  | 0.53977
0.361 |  | 0.53974
0.36099 |  | 0.53974
0.36096 |  | 0.53971
0.36093 |  | 0.53968
0.3609 |  | 0.53965
0.36087 |  | 0.53961
0.36085 |  | 0.53958
0.36081 |  | 0.53954
0.3608 |  | 0.53952
0.36077 |  | 0.53951
0.36076 |  | 0.53947
0.36074 |  | 0.53941
0.36072 |  | 0.53939
0.36069 |  | 0.53933
0.36069 |  | 0.5393
0.36068 |  | 0.53927
0.36068 |  | 0.53921
0.36064 |  | 0.53919
0.36061 |  | 0.53918
0.36059 |  | 0.53917
0.36057 |  | 0.5391
0.36056 |  | 0.53908
0.36054 |  | 0.53903
0.36053 |  | 0.53901
0.36047 |  | 0.539
0.36046 |  | 0.53897
0.36045 |  | 0.53894
0.36045 |  | 0.53891
0.36039 |  | 0.53887
0.36039 |  | 0.53883
0.36037 |  | 0.53878
0.36037 |  | 0.53875
0.36034 |  | 0.53873
0.36033 |  | 0.5387
0.36032 |  | 0.53868
0.36028 |  | 0.53865
0.36023 |  | 0.53862
0.36023 |  | 0.53857
0.36021 |  | 0.53854
0.3602 |  | 0.53849
0.36016 |  | 0.53848
0.36012 |  | 0.53843
0.3601 |  | 0.53837
0.36009 |  | 0.53837
0.36008 |  | 0.53836
0.36005 |  | 0.53828
0.36004 |  | 0.53825
0.36003 |  | 0.53821
0.36 |  | 0.5382
0.35996 |  | 0.53812
0.35994 |  | 0.53811
0.35994 |  | 0.53806
0.35993 |  | 0.53806
0.35991 |  | 0.53802
0.35991 |  | 0.53797
0.35985 |  | 0.53795
0.35982 |  | 0.53793
0.35982 |  | 0.5379
0.35982 |  | 0.53787
0.35977 |  | 0.53786
0.35976 |  | 0.53782
0.35974 |  | 0.53781
0.35972 |  | 0.53778
0.35972 |  | 0.53776
0.3597 |  | 0.53774
0.35969 |  | 0.5377
0.35968 |  | 0.53768
0.35961 |  | 0.53764
0.35961 |  | 0.53757
0.35959 |  | 0.53756
0.35959 |  | 0.53756
0.35959 |  | 0.53752
0.35957 |  | 0.5375
0.35954 |  | 0.53746
0.35952 |  | 0.53743
0.35949 |  | 0.53739
0.35944 |  | 0.53738
0.35944 |  | 0.53734
0.35944 |  | 0.5373
0.35942 |  | 0.53727
0.35942 |  | 0.53725
0.35939 |  | 0.53723
0.35937 |  | 0.53721
0.35935 |  | 0.53716
0.35933 |  | 0.53714
0.35933 |  | 0.53712
0.35931 |  | 0.53709
0.35929 |  | 0.53707
0.35927 |  | 0.53704
0.35923 |  | 0.537
0.3592 |  | 0.53699
0.35919 |  | 0.53695
0.35917 |  | 0.53694
0.35916 |  | 0.53687
0.35913 |  | 0.53685
0.35911 |  | 0.53678
0.35907 |  | 0.53676
0.35905 |  | 0.53674
0.35904 |  | 0.53669
0.35898 |  | 0.53665
0.35896 |  | 0.53658
0.35895 |  | 0.53657
0.35892 |  | 0.53651
0.35892 |  | 0.53648
0.3589 |  | 0.53644
0.35888 |  | 0.53639
0.35888 |  | 0.53639
0.35885 |  | 0.53634
0.35885 |  | 0.53633
0.35882 |  | 0.53629
0.35882 |  | 0.53626
0.35881 |  | 0.53622
0.35878 |  | 0.53617
0.35876 |  | 0.53614
0.35873 |  | 0.53606
0.35873 |  | 0.53603
0.35871 |  | 0.53599
0.3587 |  | 0.53596
0.35868 |  | 0.53593
0.35865 |  | 0.53593
0.35863 |  | 0.53586
0.35862 |  | 0.53583
0.35862 |  | 0.5358
0.35861 |  | 0.53575
0.35858 |  | 0.53572
0.35855 |  | 0.53568
0.35854 |  | 0.53565
0.35853 |  | 0.53561
0.3585 |  | 0.53559
0.35849 |  | 0.53555
0.35849 |  | 0.53552
0.35846 |  | 0.5355
0.35846 |  | 0.53547
0.35844 |  | 0.53544
0.3584 |  | 0.53542
0.3584 |  | 0.53533
0.35837 |  | 0.53532
0.35834 |  | 0.53528
0.35831 |  | 0.53526
0.3583 |  | 0.53522
0.35827 |  | 0.5352
0.35827 |  | 0.53518
0.35825 |  | 0.53516
0.35822 |  | 0.53513
0.3582 |  | 0.5351
0.35818 |  | 0.53507
0.35817 |  | 0.53505
0.35814 |  | 0.535
0.35813 |  | 0.53498
0.3581 |  | 0.53493
0.35809 |  | 0.53491
0.35806 |  | 0.53488
0.35805 |  | 0.53485
0.35802 |  | 0.53479
0.35802 |  | 0.53475
0.35798 |  | 0.53472
0.35797 |  | 0.53467
0.35793 |  | 0.53466
0.35791 |  | 0.53462
0.35789 |  | 0.5346
0.35786 |  | 0.53458
0.35785 |  | 0.53452
0.35785 |  | 0.5345
0.35783 |  | 0.53444
0.35781 |  | 0.5344
0.35779 |  | 0.53437
0.35779 |  | 0.53433
0.35778 |  | 0.5343
0.35774 |  | 0.53425
0.35771 |  | 0.5342
0.35771 |  | 0.5342
0.3577 |  | 0.53415
0.35767 |  | 0.5341
0.35766 |  | 0.53406
0.35764 |  | 0.53405
0.35762 |  | 0.53405
0.35759 |  | 0.53402
0.35759 |  | 0.53399
0.35758 |  | 0.53398
0.35755 |  | 0.53394
0.3575 |  | 0.53393
0.35749 |  | 0.5339
0.35747 |  | 0.53386
0.35745 |  | 0.53383
0.35743 |  | 0.53382
0.3574 |  | 0.53377
0.3574 |  | 0.53373
0.35739 |  | 0.5337
0.35736 |  | 0.53368
0.35734 |  | 0.53366
0.35732 |  | 0.53362
0.35731 |  | 0.53358
0.35728 |  | 0.53355
0.35727 |  | 0.53353
0.35724 |  | 0.5335
0.35723 |  | 0.53346
0.3572 |  | 0.53346
0.35719 |  | 0.53345
0.35716 |  | 0.53338
0.35715 |  | 0.53337
0.35715 |  | 0.53334
0.35712 |  | 0.5333
0.35708 |  | 0.53329
0.35708 |  | 0.53326
0.35705 |  | 0.53322
0.35705 |  | 0.53319
0.35702 |  | 0.53317
0.35702 |  | 0.53313
0.35699 |  | 0.5331
0.35696 |  | 0.53308
0.35695 |  | 0.53301
0.35693 |  | 0.533
0.35691 |  | 0.53297
0.35691 |  | 0.53293
0.35688 |  | 0.53289
0.35688 |  | 0.53286
0.35686 |  | 0.5328
0.35684 |  | 0.53277
0.35683 |  | 0.53274
0.35682 |  | 0.53272
0.35678 |  | 0.53269
0.35678 |  | 0.53267
0.35675 |  | 0.53263
0.35672 |  | 0.53261
0.35671 |  | 0.5326
0.35667 |  | 0.53256
0.35667 |  | 0.53252
0.35666 |  | 0.53249
0.35664 |  | 0.53248
0.35662 |  | 0.53245
0.35661 |  | 0.53243
0.35658 |  | 0.53233
0.35655 |  | 0.53232
0.35655 |  | 0.53229
0.35653 |  | 0.53229
0.3565 |  | 0.53228
0.35646 |  | 0.53222
0.35642 |  | 0.53221
0.35641 |  | 0.5322
0.35638 |  | 0.53217
0.35635 |  | 0.53214
0.35635 |  | 0.5321
0.35634 |  | 0.53209
0.35631 |  | 0.53204
0.35628 |  | 0.53202
0.35627 |  | 0.53201
0.35624 |  | 0.53199
0.35624 |  | 0.53196
0.35619 |  | 0.53193
0.35618 |  | 0.53193
0.35618 |  | 0.53188
0.35616 |  | 0.53186
0.35615 |  | 0.53181
0.35612 |  | 0.53177
0.3561 |  | 0.53175
0.35604 |  | 0.53172
0.356 |  | 0.53169
0.35599 |  | 0.53167
0.35597 |  | 0.53165
0.35597 |  | 0.53163
0.35593 |  | 0.53159
0.35592 |  | 0.53155
0.35592 |  | 0.53155
0.35591 |  | 0.53151
0.35591 |  | 0.53146
0.35587 |  | 0.53143
0.35587 |  | 0.53139
0.35583 |  | 0.53132
0.35582 |  | 0.53131
0.3558 |  | 0.53131
0.3558 |  | 0.5313
0.35579 |  | 0.53126
0.35578 |  | 0.53122
0.35576 |  | 0.53118
0.35575 |  | 0.53116
0.35572 |  | 0.53115
0.35572 |  | 0.53112
0.3557 |  | 0.5311
0.35568 |  | 0.53106
0.35567 |  | 0.53106
0.35567 |  | 0.53105
0.35564 |  | 0.53099
0.35564 |  | 0.53098
0.35563 |  | 0.53095
0.35561 |  | 0.53089
0.35559 |  | 0.53087
0.35559 |  | 0.53078
0.35559 |  | 0.53076
0.35555 |  | 0.53072
0.35552 |  | 0.53069
0.35551 |  | 0.53065
0.35548 |  | 0.53064
0.35548 |  | 0.53063
0.35546 |  | 0.5306
0.35544 |  | 0.53055
0.35541 |  | 0.5305
0.35541 |  | 0.53047
0.3554 |  | 0.53041
0.35535 |  | 0.53038
0.35532 |  | 0.53035
0.35529 |  | 0.53035
0.35527 |  | 0.53031
0.35525 |  | 0.53027
0.35521 |  | 0.53025
0.35518 |  | 0.53023
0.35517 |  | 0.5302
0.35517 |  | 0.53019
0.35514 |  | 0.53017
0.3551 |  | 0.53013
0.35509 |  | 0.53008
0.35509 |  | 0.53003
0.35509 |  | 0.52999
0.35508 |  | 0.52998
0.35506 |  | 0.52995
0.35501 |  | 0.52993
0.35501 |  | 0.52991
0.35501 |  | 0.52988
0.35497 |  | 0.52987
0.35494 |  | 0.52984
0.35491 |  | 0.52983
0.35489 |  | 0.52979
0.35486 |  | 0.52977
0.35485 |  | 0.52973
0.35483 |  | 0.52968
0.35483 |  | 0.52965
0.35481 |  | 0.52963
0.35478 |  | 0.52958
0.35476 |  | 0.52944
0.35476 |  | 0.52943
0.35473 |  | 0.52939
0.35472 |  | 0.52933
0.35465 |  | 0.52931
0.35463 |  | 0.5293
0.35461 |  | 0.5292
0.35458 |  | 0.52918
0.35456 |  | 0.52913
0.35453 |  | 0.5291
0.35453 |  | 0.52907
0.35452 |  | 0.52902
0.35452 |  | 0.529
0.35448 |  | 0.52894
0.35445 |  | 0.52889
0.35445 |  | 0.52885
0.35444 |  | 0.52882
0.35444 |  | 0.52878
0.35442 |  | 0.52877
0.35442 |  | 0.52873
0.35441 |  | 0.52868
0.35437 |  | 0.52868
0.35436 |  | 0.5286
0.35434 |  | 0.52856
0.35432 |  | 0.52853
0.3543 |  | 0.52849
0.35428 |  | 0.52846
0.35428 |  | 0.52843
0.35424 |  | 0.52838
0.35422 |  | 0.52835
0.3542 |  | 0.52834
0.3542 |  | 0.52834
0.35418 |  | 0.52829
0.35417 |  | 0.52823
0.35416 |  | 0.52823
0.35413 |  | 0.52819
0.35409 |  | 0.52814
0.35407 |  | 0.52814
0.35405 |  | 0.5281
0.35405 |  | 0.52807
0.35404 |  | 0.52806
0.35403 |  | 0.52803
0.35398 |  | 0.52802
0.35397 |  | 0.52798
0.35397 |  | 0.52798
0.35396 |  | 0.52798
0.35396 |  | 0.52794
0.35393 |  | 0.52792
0.35387 |  | 0.52786
0.35386 |  | 0.52784
0.35385 |  | 0.52782
0.35384 |  | 0.52778
0.35381 |  | 0.52774
0.35378 |  | 0.52771
0.35377 |  | 0.52769
0.35376 |  | 0.52766
0.35374 |  | 0.52766
0.35373 |  | 0.52762
0.35368 |  | 0.5276
0.35366 |  | 0.52757
0.35366 |  | 0.52756
0.35364 |  | 0.52748
0.35362 |  | 0.52745
0.3536 |  | 0.52743
0.3536 |  | 0.52741
0.35357 |  | 0.5274
0.35354 |  | 0.52737
0.35353 |  | 0.52733
0.35352 |  | 0.52731
0.35349 |  | 0.52726
0.35344 |  | 0.52718
0.35342 |  | 0.52718
0.35342 |  | 0.52715
0.35341 |  | 0.52713
0.35339 |  | 0.52708
0.35336 |  | 0.52706
0.35333 |  | 0.52702
0.35333 |  | 0.52697
0.35331 |  | 0.52697
0.35329 |  | 0.52693
0.35328 |  | 0.5269
0.35324 |  | 0.52686
0.35323 |  | 0.52682
0.35319 |  | 0.5268
0.35319 |  | 0.52675
0.35316 |  | 0.52668
0.35315 |  | 0.52662
0.35311 |  | 0.5266
0.35308 |  | 0.52658
0.35308 |  | 0.52654
0.35306 |  | 0.52647
0.35306 |  | 0.52642
0.35303 |  | 0.5264
0.35302 |  | 0.52637
0.353 |  | 0.52634
0.35296 |  | 0.52631
0.35292 |  | 0.52629
0.35291 |  | 0.52627
0.35291 |  | 0.52624
0.35289 |  | 0.52619
0.35287 |  | 0.52614
0.35282 |  | 0.52613
0.35282 |  | 0.52607
0.35281 |  | 0.52605
0.3528 |  | 0.52601
0.35276 |  | 0.526
0.35276 |  | 0.52597
0.35274 |  | 0.52593
0.35272 |  | 0.52592
0.3527 |  | 0.52588
0.35268 |  | 0.52587
0.35268 |  | 0.52587
0.35265 |  | 0.52581
0.35265 |  | 0.52577
0.35265 |  | 0.52575
0.35262 |  | 0.52573
0.35261 |  | 0.5257
0.3526 |  | 0.52565
0.35257 |  | 0.52561
0.35256 |  | 0.52561
0.35252 |  | 0.52559
0.35249 |  | 0.52554
0.35249 |  | 0.52551
0.35248 |  | 0.52548
0.35248 |  | 0.52545
0.35246 |  | 0.52545
0.35242 |  | 0.52544
0.35242 |  | 0.5254
0.35241 |  | 0.52536
0.35241 |  | 0.52533
0.35237 |  | 0.52533
0.35234 |  | 0.52529
0.35233 |  | 0.52527
0.35232 |  | 0.52522
0.3523 |  | 0.5252
0.3523 |  | 0.52519
0.35226 |  | 0.52517
0.35225 |  | 0.52513
0.35224 |  | 0.52509
0.35224 |  | 0.52507
0.35224 |  | 0.52503
0.35221 |  | 0.52501
0.35219 |  | 0.525
0.35219 |  | 0.52498
0.35218 |  | 0.52494
0.35217 |  | 0.52492
0.35214 |  | 0.52488
0.35213 |  | 0.52486
0.35211 |  | 0.5248
0.3521 |  | 0.52479
0.35207 |  | 0.52475
0.35203 |  | 0.52473
0.35202 |  | 0.5247
0.35199 |  | 0.52466
0.35197 |  | 0.52457
0.35194 |  | 0.52454
0.3519 |  | 0.52451
0.35187 |  | 0.52448
0.35186 |  | 0.52447
0.35185 |  | 0.52444
0.35183 |  | 0.52442
0.3518 |  | 0.52439
0.35178 |  | 0.52438
0.35177 |  | 0.52434
0.35175 |  | 0.52431
0.35175 |  | 0.5243
0.35173 |  | 0.52426
0.35171 |  | 0.52425
0.35171 |  | 0.5242
0.35169 |  | 0.52416
0.35167 |  | 0.52412
0.35166 |  | 0.5241
0.35163 |  | 0.52408
0.35161 |  | 0.52408
0.35158 |  | 0.52406
0.35158 |  | 0.52406
0.35157 |  | 0.524
0.35154 |  | 0.52399
0.35151 |  | 0.52394
0.3515 |  | 0.52391
0.35149 |  | 0.52386
0.35143 |  | 0.52384
0.35142 |  | 0.52379
0.35142 |  | 0.52378
0.35139 |  | 0.52374
0.35137 |  | 0.52372
0.35137 |  | 0.52369
0.35137 |  | 0.52366
0.35135 |  | 0.52362
0.35134 |  | 0.52357
0.35134 |  | 0.52354
0.35129 |  | 0.52352
0.35127 |  | 0.52349
0.35122 |  | 0.52348
0.35122 |  | 0.52345
0.3512 |  | 0.52341
0.35116 |  | 0.52341
0.35114 |  | 0.52338
0.35114 |  | 0.52334
0.35114 |  | 0.52333
0.35112 |  | 0.52327
0.35111 |  | 0.52326
0.35111 |  | 0.52325
0.35108 |  | 0.52323
0.35104 |  | 0.52321
0.35103 |  | 0.5232
0.35103 |  | 0.52314
0.35102 |  | 0.5231
0.351 |  | 0.52303
0.35099 |  | 0.523
0.35093 |  | 0.52297
0.35093 |  | 0.52296
0.35093 |  | 0.52294
0.35089 |  | 0.5229
0.35088 |  | 0.52286
0.35085 |  | 0.52285
0.35082 |  | 0.52282
0.35081 |  | 0.52281
0.35078 |  | 0.52274
0.35077 |  | 0.52273
0.35074 |  | 0.52272
0.35072 |  | 0.52269
0.3507 |  | 0.52264
0.35067 |  | 0.52258
0.35066 |  | 0.52258
0.35065 |  | 0.52256
0.35062 |  | 0.52252
0.35061 |  | 0.5225
0.35059 |  | 0.52248
0.35057 |  | 0.52245
0.35053 |  | 0.52244
0.35053 |  | 0.52243
0.35053 |  | 0.52239
0.35051 |  | 0.52236
0.35049 |  | 0.52234
0.35049 |  | 0.52234
0.35046 |  | 0.52229
0.35043 |  | 0.52226
0.35042 |  | 0.52223
0.35039 |  | 0.52222
0.35037 |  | 0.52218
0.35037 |  | 0.52213
0.35035 |  | 0.52213
0.35033 |  | 0.5221
0.35031 |  | 0.52205
0.35031 |  | 0.52201
0.35027 |  | 0.52201
0.35027 |  | 0.52198
0.35025 |  | 0.52193
0.35022 |  | 0.52191
0.3502 |  | 0.52184
0.35019 |  | 0.52178
0.35018 |  | 0.52176
0.35018 |  | 0.52173
0.35015 |  | 0.5217
0.35014 |  | 0.52163
0.3501 |  | 0.52159
0.35007 |  | 0.52154
0.35006 |  | 0.52151
0.35006 |  | 0.52147
0.35002 |  | 0.52145
0.35 |  | 0.52141
0.34999 |  | 0.52139
0.34998 |  | 0.52135
0.34997 |  | 0.52129
0.34992 |  | 0.52129
0.34991 |  | 0.52124
0.3499 |  | 0.52118
0.3499 |  | 0.52114
0.34989 |  | 0.52113
0.34987 |  | 0.52112
0.34985 |  | 0.52109
0.34983 |  | 0.52108
0.34982 |  | 0.52105
0.34982 |  | 0.52101
0.34978 |  | 0.52098
0.34977 |  | 0.52097
0.34974 |  | 0.52095
0.34974 |  | 0.52091
0.34974 |  | 0.52087
0.34971 |  | 0.52085
0.34969 |  | 0.52083
0.34967 |  | 0.52081
0.34967 |  | 0.5208
0.34966 |  | 0.52076
0.34961 |  | 0.52075
0.34961 |  | 0.5207
0.34958 |  | 0.52067
0.34955 |  | 0.52063
0.34954 |  | 0.52057
0.34952 |  | 0.52057
0.3495 |  | 0.52056
0.34949 |  | 0.52051
0.34947 |  | 0.52051
0.34946 |  | 0.52048
0.34943 |  | 0.52046
0.34942 |  | 0.52043
0.34942 |  | 0.5204
0.34938 |  | 0.52037
0.34938 |  | 0.52034
0.34935 |  | 0.52033
0.34934 |  | 0.52029
0.34934 |  | 0.52026
0.34933 |  | 0.52022
0.34928 |  | 0.52021
0.34927 |  | 0.52017
0.34923 |  | 0.52015
0.34923 |  | 0.52009
0.34919 |  | 0.52007
0.34919 |  | 0.52004
0.34917 |  | 0.52001
0.34917 |  | 0.52
0.34914 |  | 0.51995
0.34911 |  | 0.51992
0.3491 |  | 0.51989
0.34904 |  | 0.51989
0.34903 |  | 0.51987
0.34902 |  | 0.51986
0.34902 |  | 0.5198
0.34898 |  | 0.51978
0.34897 |  | 0.51975
0.34895 |  | 0.5197
0.34894 |  | 0.51966
0.34891 |  | 0.51964
0.34891 |  | 0.51962
0.3489 |  | 0.51962
0.3489 |  | 0.51954
0.34889 |  | 0.51954
0.34887 |  | 0.51951
0.34886 |  | 0.51948
0.34885 |  | 0.51942
0.34882 |  | 0.51938
0.34882 |  | 0.51936
0.34879 |  | 0.51933
0.34878 |  | 0.51932
0.34875 |  | 0.51929
0.34871 |  | 0.51926
0.3487 |  | 0.51921
0.34867 |  | 0.51918
0.34862 |  | 0.51914
0.34862 |  | 0.51912
0.34862 |  | 0.51909
0.3486 |  | 0.51906
0.34859 |  | 0.51903
0.34856 |  | 0.51899
0.34855 |  | 0.51896
0.34855 |  | 0.51893
0.34851 |  | 0.5189
0.34848 |  | 0.51888
0.34847 |  | 0.51886
0.34846 |  | 0.51879
0.34843 |  | 0.51878
0.34843 |  | 0.51875
0.34842 |  | 0.5187
0.3484 |  | 0.51866
0.34839 |  | 0.51865
0.34839 |  | 0.51862
0.34838 |  | 0.51858
0.34835 |  | 0.51855
0.34835 |  | 0.51853
0.34834 |  | 0.51852
0.34834 |  | 0.51848
0.34832 |  | 0.51842
0.34827 |  | 0.51839
0.34827 |  | 0.51837
0.34825 |  | 0.51833
0.34825 |  | 0.51831
0.34825 |  | 0.51825
0.34825 |  | 0.51824
0.34822 |  | 0.51821
0.34818 |  | 0.51819
0.34818 |  | 0.51817
0.34818 |  | 0.51814
0.34815 |  | 0.51814
0.34815 |  | 0.51808
0.34814 |  | 0.51806
0.34813 |  | 0.51803
0.34811 |  | 0.51802
0.34811 |  | 0.518
0.34806 |  | 0.51797
0.34806 |  | 0.51795
0.34805 |  | 0.51792
0.34805 |  | 0.51791
0.34802 |  | 0.51789
0.34801 |  | 0.51783
0.34798 |  | 0.51782
0.34798 |  | 0.51778
0.34795 |  | 0.51774
0.34794 |  | 0.51769
0.34793 |  | 0.51768
0.34791 |  | 0.51765
0.34788 |  | 0.51763
0.34787 |  | 0.51762
0.34786 |  | 0.51758
0.34784 |  | 0.51755
0.3478 |  | 0.51753
0.3478 |  | 0.51749
0.34778 |  | 0.51739
0.34778 |  | 0.51738
0.34775 |  | 0.51733
0.34774 |  | 0.5173
0.34771 |  | 0.51729
0.3477 |  | 0.51724
0.34767 |  | 0.51723
0.34765 |  | 0.51717
0.34761 |  | 0.51716
0.34761 |  | 0.51712
0.34757 |  | 0.51712
0.34756 |  | 0.51708
0.34755 |  | 0.51701
0.34751 |  | 0.51698
0.34748 |  | 0.51697
0.34747 |  | 0.51694
0.34747 |  | 0.51689
0.34746 |  | 0.51685
0.34743 |  | 0.51682
0.34743 |  | 0.5168
0.34743 |  | 0.51678
0.34737 |  | 0.51674
0.34737 |  | 0.5167
0.34734 |  | 0.5167
0.34734 |  | 0.51667
0.34734 |  | 0.51663
0.34732 |  | 0.51662
0.34729 |  | 0.51661
0.34729 |  | 0.51658
0.34727 |  | 0.51654
0.34723 |  | 0.5165
0.34722 |  | 0.51646
0.34722 |  | 0.51643
0.34722 |  | 0.5164
0.34722 |  | 0.5164
0.34719 |  | 0.51633
0.34715 |  | 0.5163
0.34715 |  | 0.51626
0.34715 |  | 0.51626
0.34714 |  | 0.51624
0.34712 |  | 0.51621
0.34707 |  | 0.51617
0.34707 |  | 0.51615
0.34707 |  | 0.51613
0.34706 |  | 0.51609
0.34703 |  | 0.51607
0.34702 |  | 0.51605
0.34701 |  | 0.51603
0.34699 |  | 0.51599
0.34698 |  | 0.51595
0.34696 |  | 0.51595
0.34696 |  | 0.51594
0.34695 |  | 0.51591
0.34694 |  | 0.51588
0.34691 |  | 0.51586
0.3469 |  | 0.5158
0.34688 |  | 0.51578
0.34686 |  | 0.51575
0.34686 |  | 0.51574
0.34683 |  | 0.5157
0.34683 |  | 0.51568
0.34679 |  | 0.51566
0.34676 |  | 0.51564
0.34676 |  | 0.51561
0.34674 |  | 0.51557
0.34673 |  | 0.51553
0.34673 |  | 0.51553
0.34669 |  | 0.51549
0.34667 |  | 0.51546
0.34665 |  | 0.51543
0.34663 |  | 0.5154
0.34663 |  | 0.51539
0.34661 |  | 0.51535
0.34658 |  | 0.51531
0.34656 |  | 0.51531
0.34656 |  | 0.51525
0.34653 |  | 0.51523
0.3465 |  | 0.51518
0.34648 |  | 0.51514
0.34646 |  | 0.51513
0.34645 |  | 0.5151
0.34643 |  | 0.51507
0.3464 |  | 0.51502
0.3464 |  | 0.51499
0.3464 |  | 0.51495
0.3464 |  | 0.51492
0.34638 |  | 0.51489
0.34635 |  | 0.51485
0.34633 |  | 0.51482
0.34632 |  | 0.51478
0.34629 |  | 0.51477
0.34629 |  | 0.51477
0.34628 |  | 0.51474
0.34623 |  | 0.51468
0.34623 |  | 0.51466
0.34623 |  | 0.51465
0.34619 |  | 0.51462
0.34618 |  | 0.51461
0.34618 |  | 0.51458
0.34618 |  | 0.51454
0.34616 |  | 0.51452
0.34614 |  | 0.51449
0.34614 |  | 0.51446
0.34609 |  | 0.51442
0.34608 |  | 0.51441
0.34606 |  | 0.51439
0.34605 |  | 0.51433
0.34601 |  | 0.51433
0.34601 |  | 0.51431
0.346 |  | 0.51431
0.346 |  | 0.51428
0.34597 |  | 0.51427
0.34597 |  | 0.51425
0.34596 |  | 0.51422
0.34594 |  | 0.51419
0.34593 |  | 0.51415
0.3459 |  | 0.51415
0.3459 |  | 0.51413
0.34587 |  | 0.51409
0.34585 |  | 0.51405
0.34584 |  | 0.51405
0.34584 |  | 0.514
0.34581 |  | 0.51399
0.34578 |  | 0.51396
0.34578 |  | 0.51396
0.34576 |  | 0.51389
0.34573 |  | 0.51386
0.34569 |  | 0.51384
0.34569 |  | 0.5138
0.34568 |  | 0.51375
0.34566 |  | 0.51375
0.34564 |  | 0.5137
0.34562 |  | 0.51368
0.3456 |  | 0.51363
0.34558 |  | 0.51362
0.34558 |  | 0.51357
0.34558 |  | 0.51353
0.34555 |  | 0.51351
0.34553 |  | 0.51351
0.3455 |  | 0.51348
0.3455 |  | 0.51345
0.34549 |  | 0.51341
0.34549 |  | 0.5134
0.34547 |  | 0.51339
0.34546 |  | 0.51339
0.34545 |  | 0.51337
0.34543 |  | 0.51335
0.34542 |  | 0.51332
0.34541 |  | 0.51332
0.34538 |  | 0.51329
0.34537 |  | 0.51327
0.34533 |  | 0.51321
0.34533 |  | 0.51321
0.34533 |  | 0.51318
0.34532 |  | 0.51316
0.34529 |  | 0.51315
0.34529 |  | 0.51312
0.34524 |  | 0.51307
0.34523 |  | 0.51304
0.34523 |  | 0.51303
0.34523 |  | 0.51302
0.34517 |  | 0.51297
0.34517 |  | 0.51295
0.34514 |  | 0.51293
0.34513 |  | 0.5129
0.34512 |  | 0.51286
0.3451 |  | 0.5128
0.3451 |  | 0.51278
0.34509 |  | 0.51277
0.34506 |  | 0.51273
0.34504 |  | 0.51271
0.34504 |  | 0.51271
0.34503 |  | 0.51268
0.345 |  | 0.51264
0.34498 |  | 0.51264
0.34496 |  | 0.51258
0.34496 |  | 0.51255
0.34494 |  | 0.51253
0.34494 |  | 0.5125
0.34493 |  | 0.51246
0.34489 |  | 0.51245
0.34486 |  | 0.51242
0.34483 |  | 0.51236
0.34482 |  | 0.51236
0.34479 |  | 0.51231
0.34479 |  | 0.51231
0.34477 |  | 0.51225
0.34477 |  | 0.51223
0.34474 |  | 0.51217
0.34473 |  | 0.51213
0.34473 |  | 0.51206
0.34469 |  | 0.51203
0.34469 |  | 0.51199
0.34466 |  | 0.51198
0.34466 |  | 0.51195
0.34462 |  | 0.51195
0.34461 |  | 0.5119
0.3446 |  | 0.51185
0.3446 |  | 0.51181
0.34457 |  | 0.51178
0.34454 |  | 0.51175
0.34454 |  | 0.51168
0.34453 |  | 0.51168
0.34452 |  | 0.51162
0.34448 |  | 0.5116
0.34448 |  | 0.5116
0.34448 |  | 0.51153
0.34447 |  | 0.51152
0.34442 |  | 0.5115
0.34442 |  | 0.51149
0.34441 |  | 0.51146
0.34438 |  | 0.51142
0.34437 |  | 0.51141
0.34437 |  | 0.51138
0.34434 |  | 0.51131
0.34432 |  | 0.5113
0.3443 |  | 0.51129
0.34429 |  | 0.51125
0.34429 |  | 0.51125
0.34427 |  | 0.51124
0.34426 |  | 0.51119
0.34425 |  | 0.51116
0.34424 |  | 0.51114
0.34424 |  | 0.51112
0.34421 |  | 0.5111
0.34418 |  | 0.5111
0.34415 |  | 0.51104
0.34415 |  | 0.51103
0.34414 |  | 0.51099
0.34413 |  | 0.51098
0.3441 |  | 0.51093
0.34409 |  | 0.51092
0.34406 |  | 0.51092
0.34405 |  | 0.51087
0.34402 |  | 0.51087
0.34401 |  | 0.51084
0.34399 |  | 0.5108
0.34395 |  | 0.51075
0.34394 |  | 0.51071
0.34394 |  | 0.5107
0.34392 |  | 0.51067
0.34389 |  | 0.51065
0.34387 |  | 0.51061
0.34386 |  | 0.5106
0.34385 |  | 0.51056
0.34384 |  | 0.51052
0.34384 |  | 0.5105
0.34379 |  | 0.51045
0.34378 |  | 0.51044
0.34375 |  | 0.51041
0.34372 |  | 0.51036
0.3437 |  | 0.51032
0.3437 |  | 0.51029
0.3437 |  | 0.51028
0.34368 |  | 0.51023
0.34366 |  | 0.51015
0.34363 |  | 0.51011
0.34363 |  | 0.51011
0.34359 |  | 0.51006
0.34358 |  | 0.51004
0.34357 |  | 0.51002
0.34355 |  | 0.51
0.34354 |  | 0.50998
0.34349 |  | 0.50993
0.34349 |  | 0.50993
0.34349 |  | 0.50991
0.34349 |  | 0.50988
0.34346 |  | 0.50985
0.34345 |  | 0.50982
0.34345 |  | 0.50982
0.34345 |  | 0.50977
0.34342 |  | 0.50975
0.34341 |  | 0.50973
0.34341 |  | 0.50972
0.34341 |  | 0.50968
0.3434 |  | 0.50966
0.34338 |  | 0.50962
0.34337 |  | 0.50958
0.34337 |  | 0.50957
0.34334 |  | 0.50953
0.3433 |  | 0.50948
0.34329 |  | 0.50946
0.34327 |  | 0.50945
0.34326 |  | 0.50945
0.34325 |  | 0.50945
0.34325 |  | 0.50941
0.34323 |  | 0.50934
0.34319 |  | 0.50929
0.34318 |  | 0.50928
0.34317 |  | 0.50926
0.34315 |  | 0.50924
0.34314 |  | 0.50921
0.34313 |  | 0.50919
0.3431 |  | 0.50915
0.34309 |  | 0.50912
0.34307 |  | 0.50908
0.34306 |  | 0.50907
0.34305 |  | 0.50907
0.34301 |  | 0.50904
0.34299 |  | 0.50902
0.34298 |  | 0.50897
0.34297 |  | 0.50892
0.34295 |  | 0.50889
0.34295 |  | 0.50888
0.34294 |  | 0.50885
0.34293 |  | 0.5088
0.3429 |  | 0.50879
0.34287 |  | 0.50876
0.34283 |  | 0.50873
0.34283 |  | 0.50873
0.34282 |  | 0.50868
0.34281 |  | 0.50863
0.34279 |  | 0.5086
0.34278 |  | 0.50856
0.34278 |  | 0.50851
0.34274 |  | 0.50847
0.34274 |  | 0.50846
0.34273 |  | 0.50843
0.3427 |  | 0.50837
0.34269 |  | 0.50835
0.34266 |  | 0.50831
0.34266 |  | 0.5083
0.34262 |  | 0.50827
0.34262 |  | 0.50825
0.34259 |  | 0.50823
0.34255 |  | 0.50819
0.34254 |  | 0.50817
0.34253 |  | 0.50813
0.34253 |  | 0.50813
0.34251 |  | 0.5081
0.34249 |  | 0.50806
0.34249 |  | 0.50805
0.34245 |  | 0.508
0.34245 |  | 0.50799
0.34241 |  | 0.50797
0.34238 |  | 0.50795
0.34238 |  | 0.5079
0.34237 |  | 0.50787
0.34235 |  | 0.50782
0.34235 |  | 0.50779
0.34234 |  | 0.50777
0.34233 |  | 0.50775
0.3423 |  | 0.50774
0.3423 |  | 0.50773
0.34229 |  | 0.50769
0.34226 |  | 0.50765
0.34225 |  | 0.50762
0.34224 |  | 0.50761
0.34221 |  | 0.50757
0.34217 |  | 0.50753
0.34215 |  | 0.50752
0.34215 |  | 0.50749
0.34214 |  | 0.50747
0.34213 |  | 0.50746
0.34213 |  | 0.50744
0.34212 |  | 0.50742
0.34208 |  | 0.50736
0.34206 |  | 0.50732
0.34205 |  | 0.50731
0.34204 |  | 0.50727
0.34202 |  | 0.50726
0.34198 |  | 0.50722
0.34197 |  | 0.50721
0.34193 |  | 0.50717
0.34193 |  | 0.50711
0.34192 |  | 0.50711
0.34192 |  | 0.50706
0.34188 |  | 0.50704
0.34187 |  | 0.50704
0.34184 |  | 0.50701
0.34182 |  | 0.50698
0.34181 |  | 0.5069
0.34178 |  | 0.5069
0.34177 |  | 0.50685
0.34175 |  | 0.50679
0.34175 |  | 0.50679
0.34171 |  | 0.50677
0.3417 |  | 0.50673
0.34168 |  | 0.50672
0.34166 |  | 0.50669
0.34165 |  | 0.50665
0.34163 |  | 0.50664
0.34161 |  | 0.5066
0.34159 |  | 0.5066
0.34157 |  | 0.50655
0.34154 |  | 0.50653
0.34153 |  | 0.5065
0.34151 |  | 0.50645
0.34151 |  | 0.50641
0.34147 |  | 0.5064
0.34147 |  | 0.50637
0.34146 |  | 0.50633
0.34145 |  | 0.50629
0.34142 |  | 0.50628
0.34142 |  | 0.50627
0.34139 |  | 0.50624
0.34139 |  | 0.50621
0.34139 |  | 0.50617
0.34136 |  | 0.50616
0.34135 |  | 0.50612
0.34134 |  | 0.50611
0.34132 |  | 0.50611
0.34131 |  | 0.50607
0.3413 |  | 0.50603
0.3413 |  | 0.506
0.34128 |  | 0.506
0.34124 |  | 0.50594
0.34123 |  | 0.50593
0.34119 |  | 0.50589
0.34118 |  | 0.50583
0.34118 |  | 0.50579
0.34118 |  | 0.50577
0.34115 |  | 0.50576
0.34111 |  | 0.5057
0.3411 |  | 0.50567
0.34107 |  | 0.50563
0.34106 |  | 0.50562
0.34102 |  | 0.50559
0.34102 |  | 0.50554
0.341 |  | 0.50553
0.34098 |  | 0.50552
0.34096 |  | 0.50547
0.34095 |  | 0.50547
0.34094 |  | 0.50543
0.34092 |  | 0.50542
0.34088 |  | 0.5054
0.34087 |  | 0.50537
0.34087 |  | 0.50537
0.34086 |  | 0.5053
0.34082 |  | 0.50527
0.34079 |  | 0.50527
0.34079 |  | 0.50527
0.34076 |  | 0.50525
0.34075 |  | 0.50519
0.34073 |  | 0.50518
0.34073 |  | 0.50514
0.34071 |  | 0.50508
0.34068 |  | 0.50508
0.34064 |  | 0.50505
0.34064 |  | 0.50504
0.34064 |  | 0.50501
0.34063 |  | 0.505
0.34059 |  | 0.50496
0.34058 |  | 0.50493
0.34055 |  | 0.50493
0.34053 |  | 0.50488
0.34052 |  | 0.50484
0.3405 |  | 0.50482
0.3405 |  | 0.5048
0.34046 |  | 0.50477
0.34044 |  | 0.50477
0.34042 |  | 0.50474
0.34042 |  | 0.50471
0.3404 |  | 0.50471
0.34035 |  | 0.50467
0.34035 |  | 0.50464
0.34034 |  | 0.50461
0.34034 |  | 0.50459
0.34032 |  | 0.50454
0.34032 |  | 0.50452
0.34028 |  | 0.50452
0.34028 |  | 0.5045
0.34025 |  | 0.50445
0.34025 |  | 0.50441
0.34025 |  | 0.5044
0.34024 |  | 0.50433
0.34022 |  | 0.50429
0.34021 |  | 0.50429
0.34021 |  | 0.50425
0.34018 |  | 0.50425
0.34017 |  | 0.50419
0.34013 |  | 0.50416
0.34013 |  | 0.50414
0.3401 |  | 0.50412
0.34009 |  | 0.5041
0.34006 |  | 0.50408
0.34005 |  | 0.50404
0.34005 |  | 0.50404
0.34002 |  | 0.50402
0.33999 |  | 0.50397
0.33998 |  | 0.50394
0.33998 |  | 0.50394
0.33997 |  | 0.5039
0.33995 |  | 0.50388
0.33995 |  | 0.50386
0.33995 |  | 0.50384
0.33994 |  | 0.50378
0.33993 |  | 0.50376
0.33991 |  | 0.50376
0.33991 |  | 0.50376
0.33989 |  | 0.50376
0.33989 |  | 0.50369
0.33988 |  | 0.50368
0.33986 |  | 0.50364
0.33985 |  | 0.5036
0.33982 |  | 0.50359
0.33981 |  | 0.50357
0.33979 |  | 0.50356
0.33975 |  | 0.50355
0.33975 |  | 0.50352
0.33971 |  | 0.50347
0.33969 |  | 0.50346
0.33969 |  | 0.50343
0.33967 |  | 0.50336
0.33966 |  | 0.50334
0.33966 |  | 0.50332
0.33963 |  | 0.5033
0.33963 |  | 0.50328
0.33961 |  | 0.50326
0.33959 |  | 0.50323
0.33956 |  | 0.5032
0.33955 |  | 0.50318
0.33954 |  | 0.50315
0.33953 |  | 0.50314
0.3395 |  | 0.50311
0.33947 |  | 0.5031
0.33946 |  | 0.50309
0.33943 |  | 0.50307
0.33942 |  | 0.50304
0.33942 |  | 0.50301
0.33939 |  | 0.50298
0.33938 |  | 0.50296
0.33934 |  | 0.50294
0.33934 |  | 0.50286
0.3393 |  | 0.50286
0.33929 |  | 0.50284
0.33927 |  | 0.5028
0.33925 |  | 0.50274
0.33923 |  | 0.50273
0.33922 |  | 0.50268
0.3392 |  | 0.50264
0.33918 |  | 0.50262
0.33918 |  | 0.50259
0.33915 |  | 0.50253
0.33913 |  | 0.50252
0.33913 |  | 0.5025
0.3391 |  | 0.50246
0.33909 |  | 0.50242
0.33909 |  | 0.50239
0.33909 |  | 0.50238
0.33904 |  | 0.50235
0.33901 |  | 0.5023
0.33899 |  | 0.50226
0.33899 |  | 0.50224
0.33899 |  | 0.50221
0.33898 |  | 0.50218
0.33897 |  | 0.50216
0.33895 |  | 0.5021
0.33892 |  | 0.50206
0.33892 |  | 0.50201
0.33888 |  | 0.50201
0.33888 |  | 0.50196
0.33886 |  | 0.50194
0.33885 |  | 0.50191
0.33882 |  | 0.50189
0.33881 |  | 0.50187
0.33881 |  | 0.50182
0.33881 |  | 0.50179
0.33879 |  | 0.50178
0.33877 |  | 0.5017
0.33875 |  | 0.50169
0.33875 |  | 0.50167
0.33875 |  | 0.50166
0.33875 |  | 0.50162
0.33871 |  | 0.50158
0.3387 |  | 0.50157
0.33868 |  | 0.50154
0.33864 |  | 0.5015
0.33863 |  | 0.50148
0.3386 |  | 0.50145
0.3386 |  | 0.50145
0.33859 |  | 0.50144
0.33857 |  | 0.50139
0.33857 |  | 0.50137
0.33854 |  | 0.50132
0.33851 |  | 0.50129
0.33851 |  | 0.50125
0.33851 |  | 0.50121
0.33849 |  | 0.50117
0.33847 |  | 0.50116
0.33847 |  | 0.50114
0.33845 |  | 0.50109
0.33843 |  | 0.50108
0.33842 |  | 0.50108
0.33842 |  | 0.50108
0.33841 |  | 0.50105
0.33839 |  | 0.50104
0.33838 |  | 0.50103
0.33838 |  | 0.50099
0.33837 |  | 0.50096
0.33834 |  | 0.50092
0.33831 |  | 0.50089
0.3383 |  | 0.50087
0.33828 |  | 0.50084
0.33826 |  | 0.5008
0.33823 |  | 0.5008
0.33822 |  | 0.50077
0.33821 |  | 0.50073
0.33819 |  | 0.50072
0.33819 |  | 0.50068
0.33818 |  | 0.50066
0.33815 |  | 0.50065
0.33815 |  | 0.50062
0.33814 |  | 0.50059
0.33813 |  | 0.50057
0.33812 |  | 0.50054
0.33809 |  | 0.50051
0.33807 |  | 0.5005
0.33807 |  | 0.50044
0.33806 |  | 0.50041
0.33805 |  | 0.50038
0.33803 |  | 0.5003
0.33802 |  | 0.5003
0.33798 |  | 0.50026
0.33795 |  | 0.50024
0.33795 |  | 0.50023
0.33795 |  | 0.50021
0.33795 |  | 0.5002
0.33792 |  | 0.50017
0.33792 |  | 0.50012
0.3379 |  | 0.50011
0.33788 |  | 0.50008
0.33788 |  | 0.50006
0.33787 |  | 0.50003
0.33787 |  | 0.49999
0.33786 |  | 0.49996
0.33782 |  | 0.49992
0.33781 |  | 0.49991
0.33778 |  | 0.49987
0.33777 |  | 0.49985
0.33774 |  | 0.49981
0.33774 |  | 0.49978
0.33774 |  | 0.49975
0.33772 |  | 0.49971
0.33771 |  | 0.49967
0.33768 |  | 0.49966
0.33765 |  | 0.49963
0.33765 |  | 0.49961
0.33762 |  | 0.49959
0.3376 |  | 0.49955
0.3376 |  | 0.49954
0.33759 |  | 0.49949
0.33757 |  | 0.49945
0.33755 |  | 0.4994
0.33753 |  | 0.49938
0.33753 |  | 0.49936
0.33751 |  | 0.49932
0.33751 |  | 0.49931
0.33751 |  | 0.49924
0.33747 |  | 0.49924
0.33747 |  | 0.49923
0.33747 |  | 0.4992
0.33745 |  | 0.49916
0.3374 |  | 0.49914
0.33739 |  | 0.49911
0.33737 |  | 0.49908
0.33737 |  | 0.49907
0.33736 |  | 0.49904
0.33735 |  | 0.49902
0.33735 |  | 0.49895
0.33733 |  | 0.49894
0.33731 |  | 0.4989
0.33728 |  | 0.49886
0.33728 |  | 0.4988
0.33728 |  | 0.49878
0.33725 |  | 0.49875
0.33724 |  | 0.49875
0.33722 |  | 0.49871
0.3372 |  | 0.49869
0.33717 |  | 0.49867
0.33716 |  | 0.49866
0.33716 |  | 0.49862
0.33713 |  | 0.4986
0.33712 |  | 0.49858
0.3371 |  | 0.49854
0.3371 |  | 0.4985
0.33708 |  | 0.4985
0.33707 |  | 0.49848
0.33705 |  | 0.49847
0.33704 |  | 0.49842
0.33702 |  | 0.49839
0.33702 |  | 0.49838
0.33701 |  | 0.49836
0.33701 |  | 0.49831
0.33697 |  | 0.49828
0.33696 |  | 0.49827
0.33694 |  | 0.49823
0.33691 |  | 0.49821
0.33691 |  | 0.49819
0.33691 |  | 0.49818
0.33688 |  | 0.49814
0.33687 |  | 0.49811
0.33687 |  | 0.49807
0.33685 |  | 0.49804
0.33684 |  | 0.49803
0.33681 |  | 0.49802
0.33681 |  | 0.49798
0.33679 |  | 0.49798
0.33677 |  | 0.49794
0.33677 |  | 0.49791
0.33676 |  | 0.49789
0.33673 |  | 0.49785
0.33673 |  | 0.49782
0.3367 |  | 0.49781
0.33668 |  | 0.49777
0.33666 |  | 0.49775
0.33663 |  | 0.49773
0.3366 |  | 0.49772
0.33659 |  | 0.4977
0.33658 |  | 0.49767
0.33658 |  | 0.49764
0.33658 |  | 0.49762
0.33655 |  | 0.49759
0.33652 |  | 0.49754
0.33651 |  | 0.49752
0.33651 |  | 0.49752
0.33651 |  | 0.4975
0.33648 |  | 0.49748
0.33648 |  | 0.49744
0.33647 |  | 0.49743
0.33644 |  | 0.49742
0.33644 |  | 0.49738
0.3364 |  | 0.49733
0.33639 |  | 0.49729
0.33639 |  | 0.49726
0.33638 |  | 0.49724
0.33638 |  | 0.49717
0.33635 |  | 0.49715
0.33634 |  | 0.49711
0.33631 |  | 0.49708
0.33628 |  | 0.49705
0.33628 |  | 0.49703
0.33625 |  | 0.49702
0.33623 |  | 0.497
0.33621 |  | 0.49698
0.3362 |  | 0.49691
0.33617 |  | 0.49688
0.33616 |  | 0.49684
0.33616 |  | 0.49679
0.33614 |  | 0.49676
0.33614 |  | 0.49676
0.33612 |  | 0.49672
0.33609 |  | 0.49669
0.33609 |  | 0.49667
0.33609 |  | 0.49661
0.33608 |  | 0.49661
0.33608 |  | 0.49657
0.33605 |  | 0.49656
0.33604 |  | 0.49655
0.33602 |  | 0.49653
0.33602 |  | 0.49651
0.33598 |  | 0.49649
0.33596 |  | 0.49645
0.33594 |  | 0.49644
0.33593 |  | 0.49643
0.33591 |  | 0.49641
0.33589 |  | 0.49637
0.33588 |  | 0.49632
0.33586 |  | 0.4963
0.33585 |  | 0.4963
0.33583 |  | 0.49629
0.33581 |  | 0.49628
0.33578 |  | 0.49621
0.33577 |  | 0.4962
0.33574 |  | 0.49615
0.33573 |  | 0.49612
0.33572 |  | 0.49611
0.33572 |  | 0.49607
0.33567 |  | 0.49603
0.33565 |  | 0.49602
0.33563 |  | 0.49597
0.33563 |  | 0.49596
0.33561 |  | 0.49594
0.33558 |  | 0.49591
0.33554 |  | 0.49587
0.33554 |  | 0.49586
0.33554 |  | 0.49584
0.33554 |  | 0.49578
0.33552 |  | 0.49575
0.33552 |  | 0.49574
0.33549 |  | 0.49572
0.33545 |  | 0.49568
0.33545 |  | 0.49562
0.33542 |  | 0.49559
0.33541 |  | 0.49555
0.3354 |  | 0.49553
0.33538 |  | 0.49549
0.33538 |  | 0.49547
0.33538 |  | 0.49545
0.33536 |  | 0.49543
0.33534 |  | 0.49539
0.33532 |  | 0.49537
0.3353 |  | 0.49535
0.33529 |  | 0.49531
0.33528 |  | 0.49528
0.33524 |  | 0.49524
0.33522 |  | 0.49523
0.33522 |  | 0.49522
0.33517 |  | 0.49522
0.33517 |  | 0.49518
0.33517 |  | 0.49515
0.33516 |  | 0.49514
0.33515 |  | 0.49509
0.33512 |  | 0.49505
0.33512 |  | 0.49502
0.3351 |  | 0.49498
0.33506 |  | 0.49497
0.33506 |  | 0.49495
0.33505 |  | 0.49493
0.33505 |  | 0.49489
0.33505 |  | 0.49487
0.33501 |  | 0.49485
0.33498 |  | 0.49481
0.33497 |  | 0.49478
0.33497 |  | 0.49477
0.33497 |  | 0.49476
0.33496 |  | 0.49472
0.33493 |  | 0.49469
0.33491 |  | 0.49466
0.33489 |  | 0.49465
0.33489 |  | 0.49462
0.33488 |  | 0.49458
0.33488 |  | 0.49458
0.33488 |  | 0.49456
0.33485 |  | 0.49454
0.33482 |  | 0.49452
0.33481 |  | 0.49446
0.33481 |  | 0.49446
0.33478 |  | 0.49445
0.33477 |  | 0.49441
0.33475 |  | 0.49439
0.33473 |  | 0.49437
0.33473 |  | 0.49437
0.33473 |  | 0.49435
0.33472 |  | 0.49431
0.3347 |  | 0.49431
0.33468 |  | 0.49427
0.33468 |  | 0.49422
0.33463 |  | 0.49421
0.33461 |  | 0.49417
0.3346 |  | 0.49414
0.3346 |  | 0.49411
0.3346 |  | 0.49404
0.33457 |  | 0.49404
0.33454 |  | 0.494
0.33453 |  | 0.49399
0.33448 |  | 0.49396
0.33448 |  | 0.49394
0.33448 |  | 0.49391
0.33446 |  | 0.49387
0.33444 |  | 0.49384
0.33444 |  | 0.49384
0.33441 |  | 0.49382
0.3344 |  | 0.49379
0.33438 |  | 0.49375
0.33437 |  | 0.49374
0.33434 |  | 0.49373
0.33433 |  | 0.4937
0.33433 |  | 0.49369
0.33432 |  | 0.49367
0.3343 |  | 0.49366
0.33429 |  | 0.49365
0.33427 |  | 0.49358
0.33426 |  | 0.49355
0.33426 |  | 0.4935
0.33426 |  | 0.49347
0.33422 |  | 0.49345
0.33421 |  | 0.49343
0.33419 |  | 0.49341
0.33418 |  | 0.49338
0.33418 |  | 0.49335
0.33415 |  | 0.49334
0.33413 |  | 0.49327
0.33412 |  | 0.49327
0.33409 |  | 0.49325
0.33409 |  | 0.49322
0.33407 |  | 0.49319
0.33405 |  | 0.49317
0.33402 |  | 0.49315
0.33401 |  | 0.49312
0.33399 |  | 0.49307
0.33398 |  | 0.49307
0.33398 |  | 0.49301
0.33396 |  | 0.49301
0.33394 |  | 0.493
0.33394 |  | 0.49295
0.33394 |  | 0.49293
0.33391 |  | 0.49287
0.33389 |  | 0.49282
0.33386 |  | 0.49279
0.33386 |  | 0.49276
0.33385 |  | 0.49274
0.33382 |  | 0.49271
0.33382 |  | 0.49269
0.33381 |  | 0.49269
0.33381 |  | 0.49266
0.33379 |  | 0.49264
0.33378 |  | 0.49261
0.33377 |  | 0.49259
0.33374 |  | 0.49258
0.33373 |  | 0.49253
0.33373 |  | 0.4925
0.33373 |  | 0.49248
0.3337 |  | 0.49246
0.33369 |  | 0.49241
0.33366 |  | 0.4924
0.33365 |  | 0.49235
0.33365 |  | 0.49233
0.33365 |  | 0.49232
0.33362 |  | 0.49229
0.33361 |  | 0.49225
0.33361 |  | 0.49221
0.33358 |  | 0.4922
0.33358 |  | 0.49216
0.33357 |  | 0.49216
0.33353 |  | 0.49212
0.33353 |  | 0.49209
0.3335 |  | 0.49208
0.33349 |  | 0.49205
0.33348 |  | 0.492
0.33344 |  | 0.49197
0.33344 |  | 0.49195
0.33344 |  | 0.49192
0.33338 |  | 0.49189
0.33337 |  | 0.49188
0.33336 |  | 0.49183
0.33336 |  | 0.4918
0.33335 |  | 0.49179
0.33333 |  | 0.49176
0.3333 |  | 0.49172
0.33329 |  | 0.49168
0.33329 |  | 0.49162
0.33329 |  | 0.4916
0.33326 |  | 0.49154
0.33325 |  | 0.49153
0.33324 |  | 0.49149
0.33322 |  | 0.49145
0.33321 |  | 0.49143
0.3332 |  | 0.4914
0.33318 |  | 0.49137
0.33317 |  | 0.49134
0.33317 |  | 0.49133
0.33314 |  | 0.49132
0.33314 |  | 0.49129
0.33311 |  | 0.49124
0.3331 |  | 0.49123
0.33308 |  | 0.49123
0.33306 |  | 0.49119
0.33305 |  | 0.49116
0.33305 |  | 0.49113
0.33302 |  | 0.49111
0.33302 |  | 0.49108
0.33301 |  | 0.49108
0.33298 |  | 0.49107
0.33297 |  | 0.49103
0.33295 |  | 0.491
0.33293 |  | 0.49098
0.33293 |  | 0.49094
0.3329 |  | 0.49092
0.3329 |  | 0.4909
0.3329 |  | 0.49087
0.33289 |  | 0.49083
0.33288 |  | 0.49083
0.33288 |  | 0.49079
0.33284 |  | 0.49077
0.33283 |  | 0.49075
0.33281 |  | 0.49073
0.33281 |  | 0.49067
0.33279 |  | 0.49065
0.33277 |  | 0.49063
0.33275 |  | 0.4906
0.33273 |  | 0.4906
0.33269 |  | 0.49053
0.33269 |  | 0.49052
0.33269 |  | 0.49049
0.33268 |  | 0.49044
0.33267 |  | 0.49044
0.33267 |  | 0.49043
0.33263 |  | 0.49039
0.33261 |  | 0.49039
0.3326 |  | 0.49036
0.33258 |  | 0.49032
0.33258 |  | 0.4903
0.33256 |  | 0.49028
0.33254 |  | 0.49027
0.33251 |  | 0.49023
0.3325 |  | 0.49022
0.3325 |  | 0.49019
0.33248 |  | 0.49018
0.33248 |  | 0.49016
0.33247 |  | 0.49014
0.33246 |  | 0.49012
0.33244 |  | 0.49011
0.33243 |  | 0.49007
0.33243 |  | 0.49003
0.33241 |  | 0.49
0.3324 |  | 0.48997
0.33238 |  | 0.48994
0.33238 |  | 0.48992
0.33236 |  | 0.4899
0.33234 |  | 0.48988
0.33234 |  | 0.48985
0.33232 |  | 0.4898
0.33232 |  | 0.48979
0.33228 |  | 0.48973
0.33227 |  | 0.4897
0.33226 |  | 0.48964
0.33226 |  | 0.48964
0.33223 |  | 0.4896
0.33223 |  | 0.48959
0.3322 |  | 0.48956
0.3322 |  | 0.48952
0.33219 |  | 0.48948
0.33216 |  | 0.48946
0.33216 |  | 0.48942
0.33215 |  | 0.4894
0.33211 |  | 0.4894
0.33211 |  | 0.48938
0.33208 |  | 0.48936
0.33208 |  | 0.48934
0.33207 |  | 0.4893
0.33203 |  | 0.48927
0.33203 |  | 0.48926
0.33202 |  | 0.48922
0.332 |  | 0.48921
0.33199 |  | 0.48916
0.33199 |  | 0.48916
0.33196 |  | 0.48914
0.33195 |  | 0.48909
0.33195 |  | 0.48908
0.33194 |  | 0.48905
0.33189 |  | 0.48902
0.33187 |  | 0.48897
0.33187 |  | 0.48893
0.33187 |  | 0.4889
0.33187 |  | 0.4889
0.33184 |  | 0.48888
0.33184 |  | 0.48886
0.3318 |  | 0.48882
0.33179 |  | 0.48877
0.33177 |  | 0.48877
0.33177 |  | 0.48873
0.33176 |  | 0.48868
0.33175 |  | 0.48868
0.33172 |  | 0.48861
0.33171 |  | 0.4886
0.33169 |  | 0.48856
0.33168 |  | 0.48853
0.33168 |  | 0.48853
0.33163 |  | 0.48849
0.33161 |  | 0.48848
0.33161 |  | 0.48843
0.33159 |  | 0.48837
0.33157 |  | 0.48836
0.33155 |  | 0.48836
0.33153 |  | 0.48836
0.33153 |  | 0.48832
0.33152 |  | 0.48829
0.33148 |  | 0.48821
0.33148 |  | 0.48819
0.33144 |  | 0.48814
0.33143 |  | 0.48813
0.33143 |  | 0.4881
0.33141 |  | 0.48808
0.33137 |  | 0.48805
0.33137 |  | 0.48801
0.33137 |  | 0.488
0.33137 |  | 0.48798
0.33136 |  | 0.48796
0.33133 |  | 0.48793
0.33133 |  | 0.48792
0.33132 |  | 0.48784
0.33128 |  | 0.48784
0.33125 |  | 0.4878
0.33124 |  | 0.48779
0.33123 |  | 0.48777
0.33122 |  | 0.48773
0.33119 |  | 0.48768
0.33119 |  | 0.48767
0.33118 |  | 0.48762
0.33116 |  | 0.48761
0.33115 |  | 0.48759
0.33115 |  | 0.48756
0.33112 |  | 0.48753
0.33112 |  | 0.48751
0.33111 |  | 0.48751
0.33111 |  | 0.48748
0.3311 |  | 0.48746
0.33106 |  | 0.48742
0.33101 |  | 0.48738
0.33101 |  | 0.48737
0.33101 |  | 0.48732
0.33101 |  | 0.48729
0.33098 |  | 0.48726
0.33098 |  | 0.48724
0.33094 |  | 0.4872
0.33091 |  | 0.48718
0.3309 |  | 0.48717
0.3309 |  | 0.48717
0.33087 |  | 0.48713
0.33086 |  | 0.4871
0.33085 |  | 0.48706
0.33082 |  | 0.48704
0.33081 |  | 0.48702
0.33079 |  | 0.48701
0.33079 |  | 0.48698
0.33079 |  | 0.48693
0.33079 |  | 0.48692
0.33078 |  | 0.48689
0.33074 |  | 0.48684
0.33072 |  | 0.48681
0.33072 |  | 0.48677
0.33071 |  | 0.48676
0.33069 |  | 0.48673
0.33067 |  | 0.48669
0.33067 |  | 0.48666
0.33066 |  | 0.4866
0.33066 |  | 0.48656
0.33065 |  | 0.48649
0.33065 |  | 0.48647
0.33062 |  | 0.48645
0.33059 |  | 0.48643
0.33059 |  | 0.48641
0.33059 |  | 0.48639
0.33059 |  | 0.48636
0.33056 |  | 0.48632
0.33055 |  | 0.48631
0.33052 |  | 0.48629
0.33051 |  | 0.48626
0.33048 |  | 0.48623
0.33047 |  | 0.48622
0.33044 |  | 0.48621
0.33044 |  | 0.48616
0.33043 |  | 0.48613
0.33043 |  | 0.48613
0.3304 |  | 0.48611
0.3304 |  | 0.4861
0.3304 |  | 0.48609
0.33039 |  | 0.48602
0.33038 |  | 0.48602
0.33036 |  | 0.48601
0.33035 |  | 0.48597
0.33034 |  | 0.48593
0.33032 |  | 0.48588
0.3303 |  | 0.48588
0.3303 |  | 0.48586
0.33028 |  | 0.48585
0.33028 |  | 0.48581
0.33026 |  | 0.48581
0.33024 |  | 0.48577
0.33022 |  | 0.48574
0.33021 |  | 0.48572
0.33019 |  | 0.48572
0.33019 |  | 0.48568
0.33016 |  | 0.48565
0.33015 |  | 0.48561
0.33014 |  | 0.48558
0.33012 |  | 0.48556
0.33011 |  | 0.48554
0.33011 |  | 0.48553
0.3301 |  | 0.48551
0.33007 |  | 0.48548
0.33006 |  | 0.48547
0.33001 |  | 0.48541
0.33001 |  | 0.4854
0.32999 |  | 0.4854
0.32999 |  | 0.48535
0.32999 |  | 0.48534
0.32995 |  | 0.48533
0.32994 |  | 0.48529
0.32994 |  | 0.48527
0.32991 |  | 0.48523
0.3299 |  | 0.48521
0.3299 |  | 0.48518
0.32989 |  | 0.48514
0.32987 |  | 0.48511
0.32987 |  | 0.48509
0.32985 |  | 0.48506
0.32984 |  | 0.48504
0.32982 |  | 0.48503
0.32982 |  | 0.48499
0.32981 |  | 0.48495
0.32979 |  | 0.48491
0.32977 |  | 0.48487
0.32974 |  | 0.48484
0.32971 |  | 0.48483
0.32971 |  | 0.4848
0.3297 |  | 0.48479
0.32969 |  | 0.48476
0.32969 |  | 0.48469
0.32968 |  | 0.48469
0.32966 |  | 0.48467
0.32965 |  | 0.48465
0.32963 |  | 0.48462
0.32963 |  | 0.48461
0.32963 |  | 0.48458
0.32962 |  | 0.48451
0.32961 |  | 0.48451
0.32961 |  | 0.48449
0.32958 |  | 0.48445
0.32957 |  | 0.48442
0.32957 |  | 0.48438
0.32957 |  | 0.48434
0.32954 |  | 0.48433
0.32951 |  | 0.48431
0.32949 |  | 0.48426
0.32948 |  | 0.48424
0.32948 |  | 0.48417
0.32945 |  | 0.48414
0.32942 |  | 0.48414
0.32942 |  | 0.48411
0.32942 |  | 0.48406
0.32939 |  | 0.48405
0.32938 |  | 0.48401
0.32937 |  | 0.484
0.32936 |  | 0.48394
0.32936 |  | 0.48393
0.32933 |  | 0.48393
0.32932 |  | 0.48389
0.3293 |  | 0.48388
0.32928 |  | 0.48382
0.32928 |  | 0.4838
0.32926 |  | 0.48376
0.32925 |  | 0.48373
0.32923 |  | 0.48371
0.32922 |  | 0.48366
0.32921 |  | 0.48363
0.32921 |  | 0.48359
0.32921 |  | 0.48357
0.32919 |  | 0.48353
0.32919 |  | 0.48353
0.32917 |  | 0.4835
0.32913 |  | 0.48348
0.32913 |  | 0.48346
0.32911 |  | 0.48344
0.32909 |  | 0.48342
0.32909 |  | 0.48339
0.32907 |  | 0.48336
0.32903 |  | 0.48336
0.32901 |  | 0.48331
0.32901 |  | 0.48331
0.32899 |  | 0.48324
0.32898 |  | 0.48323
0.32898 |  | 0.48319
0.32897 |  | 0.48317
0.32894 |  | 0.48315
0.32893 |  | 0.48311
0.32893 |  | 0.4831
0.3289 |  | 0.48303
0.32889 |  | 0.48303
0.32887 |  | 0.48302
0.32887 |  | 0.48299
0.32885 |  | 0.48295
0.32884 |  | 0.48292
0.32882 |  | 0.4829
0.32881 |  | 0.4829
0.32881 |  | 0.48286
0.32878 |  | 0.48282
0.32878 |  | 0.4828
0.32877 |  | 0.48278
0.32876 |  | 0.48274
0.32874 |  | 0.48271
0.32873 |  | 0.48268
0.32869 |  | 0.48265
0.32866 |  | 0.48265
0.32866 |  | 0.48263
0.32866 |  | 0.48259
0.32863 |  | 0.48256
0.32862 |  | 0.48252
0.32862 |  | 0.48252
0.32859 |  | 0.48251
0.32859 |  | 0.48251
0.32857 |  | 0.48247
0.32857 |  | 0.48244
0.32854 |  | 0.48239
0.32852 |  | 0.48237
0.3285 |  | 0.48234
0.32849 |  | 0.48229
0.32845 |  | 0.48228
0.32845 |  | 0.48222
0.32843 |  | 0.4822
0.32843 |  | 0.48217
0.32843 |  | 0.48215
0.32841 |  | 0.48213
0.32841 |  | 0.48212
0.32838 |  | 0.48209
0.32838 |  | 0.48206
0.32835 |  | 0.48205
0.32835 |  | 0.48202
0.32834 |  | 0.482
0.32834 |  | 0.48194
0.32833 |  | 0.48192
0.32832 |  | 0.4819
0.32826 |  | 0.48189
0.32826 |  | 0.48186
0.32826 |  | 0.48185
0.32826 |  | 0.48184
0.32823 |  | 0.48181
0.32821 |  | 0.48177
0.32821 |  | 0.48173
0.32818 |  | 0.48168
0.32817 |  | 0.48166
0.32815 |  | 0.48165
0.32815 |  | 0.48162
0.32814 |  | 0.48161
0.32811 |  | 0.48157
0.3281 |  | 0.48154
0.32807 |  | 0.4815
0.32807 |  | 0.48148
0.32806 |  | 0.48145
0.32806 |  | 0.48145
0.32805 |  | 0.4814
0.32804 |  | 0.4814
0.32799 |  | 0.48136
0.32799 |  | 0.48134
0.32798 |  | 0.48134
0.32795 |  | 0.48133
0.32795 |  | 0.48126
0.32793 |  | 0.48126
0.32793 |  | 0.48122
0.3279 |  | 0.48122
0.32789 |  | 0.48118
0.32786 |  | 0.48113
0.32783 |  | 0.48113
0.32782 |  | 0.48112
0.3278 |  | 0.4811
0.3278 |  | 0.48108
0.32778 |  | 0.48105
0.32778 |  | 0.48103
0.32775 |  | 0.48099
0.32774 |  | 0.48099
0.32773 |  | 0.48096
0.32773 |  | 0.48096
0.32771 |  | 0.48093
0.32771 |  | 0.4809
0.32769 |  | 0.48088
0.32768 |  | 0.48084
0.32766 |  | 0.48084
0.32764 |  | 0.48082
0.32761 |  | 0.48075
0.32761 |  | 0.48074
0.32761 |  | 0.48074
0.32758 |  | 0.4807
0.32757 |  | 0.48066
0.32755 |  | 0.48063
0.32755 |  | 0.48063
0.32753 |  | 0.4806
0.32753 |  | 0.48056
0.32752 |  | 0.48054
0.32749 |  | 0.48051
0.32749 |  | 0.48047
0.32749 |  | 0.48047
0.32748 |  | 0.48044
0.32746 |  | 0.48042
0.32746 |  | 0.48038
0.32742 |  | 0.48036
0.32742 |  | 0.48035
0.32741 |  | 0.48031
0.3274 |  | 0.48031
0.32739 |  | 0.48029
0.32737 |  | 0.48026
0.32736 |  | 0.48024
0.32733 |  | 0.48022
0.32732 |  | 0.48021
0.32732 |  | 0.48016
0.32729 |  | 0.48013
0.32729 |  | 0.4801
0.32725 |  | 0.48009
0.32724 |  | 0.48005
0.32721 |  | 0.48002
0.3272 |  | 0.47999
0.3272 |  | 0.47994
0.32718 |  | 0.47989
0.32715 |  | 0.47988
0.32714 |  | 0.47986
0.32714 |  | 0.47981
0.32711 |  | 0.47978
0.3271 |  | 0.47977
0.3271 |  | 0.47976
0.32709 |  | 0.47972
0.32709 |  | 0.47966
0.32707 |  | 0.47965
0.32706 |  | 0.47964
0.32705 |  | 0.4796
0.32702 |  | 0.4796
0.32702 |  | 0.47957
0.32701 |  | 0.47953
0.32699 |  | 0.47951
0.32697 |  | 0.47947
0.32697 |  | 0.47946
0.32694 |  | 0.47946
0.32693 |  | 0.47946
0.32693 |  | 0.47941
0.32693 |  | 0.47939
0.32693 |  | 0.47937
0.32689 |  | 0.47937
0.32688 |  | 0.47935
0.32686 |  | 0.47933
0.32686 |  | 0.47929
0.32685 |  | 0.47927
0.32685 |  | 0.47926
0.32684 |  | 0.47923
0.3268 |  | 0.47922
0.32678 |  | 0.47921
0.32677 |  | 0.47917
0.32677 |  | 0.47917
0.32676 |  | 0.47913
0.32674 |  | 0.47909
0.32673 |  | 0.47908
0.32672 |  | 0.47907
0.32672 |  | 0.47904
0.3267 |  | 0.47901
0.32669 |  | 0.47899
0.32668 |  | 0.47895
0.32668 |  | 0.47891
0.32664 |  | 0.47889
0.32662 |  | 0.47888
0.32662 |  | 0.47884
0.32661 |  | 0.47883
0.3266 |  | 0.47877
0.32659 |  | 0.47876
0.32657 |  | 0.47872
0.32656 |  | 0.47869
0.32656 |  | 0.47863
0.32656 |  | 0.47856
0.32653 |  | 0.47855
0.3265 |  | 0.47851
0.3265 |  | 0.47851
0.32649 |  | 0.47847
0.32648 |  | 0.47846
0.32646 |  | 0.47843
0.32645 |  | 0.47835
0.32645 |  | 0.47835
0.32643 |  | 0.47835
0.32643 |  | 0.47831
0.32643 |  | 0.47829
0.32642 |  | 0.47829
0.32639 |  | 0.47826
0.32638 |  | 0.47824
0.32637 |  | 0.47822
0.32635 |  | 0.4782
0.32634 |  | 0.47817
0.32633 |  | 0.47814
0.32632 |  | 0.47812
0.32629 |  | 0.47807
0.32629 |  | 0.47804
0.32629 |  | 0.47803
0.32626 |  | 0.47799
0.32626 |  | 0.47797
0.32623 |  | 0.47794
0.32622 |  | 0.47792
0.32622 |  | 0.47791
0.3262 |  | 0.47784
0.32618 |  | 0.47783
0.32618 |  | 0.47781
0.32618 |  | 0.47779
0.32614 |  | 0.47778
0.32614 |  | 0.47776
0.32614 |  | 0.47772
0.32613 |  | 0.47771
0.32612 |  | 0.47768
0.32612 |  | 0.47764
0.32612 |  | 0.47763
0.3261 |  | 0.47762
0.32609 |  | 0.47759
0.32606 |  | 0.47758
0.32605 |  | 0.47755
0.32605 |  | 0.47751
0.32604 |  | 0.4775
0.32604 |  | 0.47748
0.32604 |  | 0.47744
0.32602 |  | 0.47741
0.32601 |  | 0.4774
0.32598 |  | 0.47737
0.32598 |  | 0.47735
0.32597 |  | 0.47728
0.32597 |  | 0.47727
0.32596 |  | 0.47724
0.32596 |  | 0.47721
0.32593 |  | 0.47715
0.32592 |  | 0.47711
0.32589 |  | 0.47708
0.32589 |  | 0.47705
0.32585 |  | 0.47702
0.32584 |  | 0.47699
0.32584 |  | 0.47698
0.32581 |  | 0.47695
0.32578 |  | 0.47691
0.32578 |  | 0.47691
0.32577 |  | 0.47689
0.32575 |  | 0.47687
0.32573 |  | 0.47682
0.32573 |  | 0.47681
0.3257 |  | 0.4768
0.3257 |  | 0.47674
0.32568 |  | 0.47672
0.32568 |  | 0.47669
0.32565 |  | 0.47668
0.32565 |  | 0.47663
0.32563 |  | 0.47661
0.32561 |  | 0.4766
0.32561 |  | 0.47657
0.3256 |  | 0.47653
0.32559 |  | 0.47651
0.32557 |  | 0.47651
0.32557 |  | 0.47645
0.32555 |  | 0.47643
0.32555 |  | 0.47641
0.32555 |  | 0.4764
0.32555 |  | 0.47639
0.32553 |  | 0.47636
0.32552 |  | 0.47631
0.32551 |  | 0.47631
0.32549 |  | 0.47625
0.32546 |  | 0.47622
0.32545 |  | 0.47618
0.32544 |  | 0.47613
0.32544 |  | 0.47609
0.32544 |  | 0.47608
0.32542 |  | 0.47605
0.32541 |  | 0.47601
0.32541 |  | 0.476
0.32537 |  | 0.47596
0.32537 |  | 0.47593
0.32534 |  | 0.47592
0.32533 |  | 0.47586
0.3253 |  | 0.47585
0.3253 |  | 0.47581
0.3253 |  | 0.47579
0.32529 |  | 0.47577
0.32526 |  | 0.47575
0.32524 |  | 0.47573
0.32523 |  | 0.47572
0.32523 |  | 0.47568
0.32521 |  | 0.47566
0.32519 |  | 0.47563
0.32516 |  | 0.47558
0.32513 |  | 0.47554
0.32512 |  | 0.47551
0.3251 |  | 0.4755
0.32509 |  | 0.47547
0.32508 |  | 0.47545
0.32508 |  | 0.47542
0.32508 |  | 0.47539
0.32507 |  | 0.47536
0.32505 |  | 0.47533
0.32504 |  | 0.47532
0.32501 |  | 0.47528
0.32501 |  | 0.47528
0.325 |  | 0.47528
0.32497 |  | 0.47526
0.32496 |  | 0.47521
0.32494 |  | 0.47517
0.32494 |  | 0.47516
0.32493 |  | 0.47509
0.32492 |  | 0.47508
0.3249 |  | 0.47506
0.32488 |  | 0.47502
0.32488 |  | 0.47498
0.32486 |  | 0.47496
0.32486 |  | 0.47494
0.32482 |  | 0.47493
0.32481 |  | 0.4749
0.32481 |  | 0.47489
0.3248 |  | 0.47489
0.32478 |  | 0.47487
0.32477 |  | 0.47484
0.32475 |  | 0.47481
0.32473 |  | 0.4748
0.32473 |  | 0.47479
0.3247 |  | 0.47475
0.32469 |  | 0.47472
0.32468 |  | 0.47469
0.32466 |  | 0.47464
0.32466 |  | 0.47461
0.32466 |  | 0.47459
0.32465 |  | 0.47455
0.32465 |  | 0.47455
0.32463 |  | 0.47451
0.32462 |  | 0.47448
0.32462 |  | 0.47446
0.32458 |  | 0.47442
0.32457 |  | 0.4744
0.32453 |  | 0.47434
0.32453 |  | 0.47432
0.32453 |  | 0.47431
0.3245 |  | 0.47429
0.3245 |  | 0.47429
0.32449 |  | 0.47427
0.32449 |  | 0.47419
0.32449 |  | 0.47418
0.32446 |  | 0.47417
0.32445 |  | 0.47411
0.32441 |  | 0.47408
0.32441 |  | 0.47406
0.3244 |  | 0.47403
0.32438 |  | 0.47403
0.32435 |  | 0.47399
0.32435 |  | 0.47398
0.32434 |  | 0.47394
0.32433 |  | 0.47389
0.3243 |  | 0.47388
0.3243 |  | 0.47383
0.32428 |  | 0.47382
0.32428 |  | 0.47382
0.32425 |  | 0.47378
0.32425 |  | 0.47377
0.32422 |  | 0.47376
0.32421 |  | 0.47373
0.32421 |  | 0.4737
0.32418 |  | 0.47369
0.32417 |  | 0.47368
0.32417 |  | 0.47367
0.32414 |  | 0.47364
0.32413 |  | 0.4736
0.32413 |  | 0.47353
0.32411 |  | 0.47348
0.32409 |  | 0.47346
0.32409 |  | 0.47343
0.32406 |  | 0.47342
0.32404 |  | 0.4734
0.32404 |  | 0.47338
0.32402 |  | 0.47333
0.32402 |  | 0.4733
0.32401 |  | 0.47326
0.32401 |  | 0.47324
0.32397 |  | 0.47321
0.32397 |  | 0.4732
0.32396 |  | 0.47316
0.32393 |  | 0.47314
0.3239 |  | 0.47313
0.3239 |  | 0.47309
0.3239 |  | 0.47307
0.32388 |  | 0.47301
0.32388 |  | 0.473
0.32385 |  | 0.47298
0.32383 |  | 0.47297
0.32381 |  | 0.47293
0.32381 |  | 0.47292
0.32381 |  | 0.47291
0.32381 |  | 0.47288
0.32378 |  | 0.47287
0.32375 |  | 0.47283
0.32375 |  | 0.4728
0.32372 |  | 0.47277
0.32371 |  | 0.47275
0.3237 |  | 0.47273
0.32369 |  | 0.47268
0.32369 |  | 0.47264
0.32365 |  | 0.47263
0.32365 |  | 0.47262
0.32363 |  | 0.4726
0.32362 |  | 0.47257
0.32362 |  | 0.47254
0.32359 |  | 0.47252
0.32359 |  | 0.4725
0.32358 |  | 0.4725
0.32356 |  | 0.47248
0.32356 |  | 0.47245
0.32354 |  | 0.47243
0.32353 |  | 0.47242
0.32353 |  | 0.47239
0.32351 |  | 0.47235
0.32348 |  | 0.47232
0.32348 |  | 0.47231
0.32347 |  | 0.47231
0.32346 |  | 0.47228
0.32345 |  | 0.47223
0.32345 |  | 0.47222
0.32343 |  | 0.47219
0.32342 |  | 0.47218
0.32341 |  | 0.47213
0.32341 |  | 0.47211
0.32336 |  | 0.47208
0.32335 |  | 0.47207
0.32335 |  | 0.47203
0.32332 |  | 0.47203
0.32332 |  | 0.47197
0.32331 |  | 0.47195
0.32331 |  | 0.47192
0.32327 |  | 0.47188
0.32327 |  | 0.47184
0.32326 |  | 0.47183
0.32323 |  | 0.47182
0.32322 |  | 0.47179
0.3232 |  | 0.47176
0.3232 |  | 0.47172
0.3232 |  | 0.4717
0.32319 |  | 0.47167
0.32318 |  | 0.47163
0.32318 |  | 0.47163
0.32315 |  | 0.47162
0.32313 |  | 0.47158
0.32311 |  | 0.47155
0.3231 |  | 0.47152
0.3231 |  | 0.47151
0.32308 |  | 0.47147
0.32308 |  | 0.47145
0.32304 |  | 0.47141
0.32303 |  | 0.47138
0.32302 |  | 0.47137
0.32302 |  | 0.47134
0.323 |  | 0.47132
0.32299 |  | 0.47129
0.32297 |  | 0.47125
0.32297 |  | 0.47124
0.32294 |  | 0.47121
0.32293 |  | 0.47118
0.32291 |  | 0.47116
0.3229 |  | 0.47114
0.3229 |  | 0.47113
0.3229 |  | 0.47113
0.32289 |  | 0.47109
0.32286 |  | 0.47105
0.32286 |  | 0.47104
0.32284 |  | 0.47101
0.32282 |  | 0.471
0.32279 |  | 0.47097
0.32279 |  | 0.47093
0.32275 |  | 0.47091
0.32275 |  | 0.47086
0.32273 |  | 0.47084
0.3227 |  | 0.47081
0.3227 |  | 0.47076
0.32269 |  | 0.47075
0.32267 |  | 0.47073
0.32267 |  | 0.47071
0.32265 |  | 0.47068
0.32265 |  | 0.47063
0.32263 |  | 0.4706
0.32262 |  | 0.47059
0.32261 |  | 0.47056
0.32259 |  | 0.47053
0.32258 |  | 0.47052
0.32255 |  | 0.47048
0.32255 |  | 0.47046
0.3225 |  | 0.47042
0.3225 |  | 0.47039
0.3225 |  | 0.47037
0.32249 |  | 0.47034
0.32247 |  | 0.47032
0.32245 |  | 0.47027
0.32245 |  | 0.47027
0.32244 |  | 0.47023
0.32244 |  | 0.47022
0.32244 |  | 0.47018
0.32242 |  | 0.47015
0.32242 |  | 0.47015
0.32241 |  | 0.47015
0.32238 |  | 0.47013
0.32238 |  | 0.4701
0.32238 |  | 0.4701
0.32238 |  | 0.47005
0.32238 |  | 0.47001
0.32238 |  | 0.47
0.32236 |  | 0.46997
0.32233 |  | 0.46996
0.32232 |  | 0.46992
0.3223 |  | 0.46987
0.32228 |  | 0.46978
0.32228 |  | 0.46976
0.32228 |  | 0.46975
0.32228 |  | 0.46974
0.32228 |  | 0.46969
0.32228 |  | 0.46964
0.32224 |  | 0.46961
0.32222 |  | 0.46958
0.32222 |  | 0.46957
0.32221 |  | 0.46956
0.32221 |  | 0.46955
0.32217 |  | 0.46952
0.32217 |  | 0.46949
0.32216 |  | 0.46945
0.32213 |  | 0.46944
0.32212 |  | 0.46942
0.3221 |  | 0.4694
0.32208 |  | 0.46938
0.32208 |  | 0.46935
0.32208 |  | 0.46934
0.32205 |  | 0.4693
0.32205 |  | 0.46928
0.32204 |  | 0.46923
0.32204 |  | 0.46922
0.32202 |  | 0.46919
0.322 |  | 0.46916
0.322 |  | 0.46914
0.32198 |  | 0.46907
0.32198 |  | 0.46903
0.32198 |  | 0.46901
0.32197 |  | 0.46901
0.32196 |  | 0.46897
0.32194 |  | 0.46897
0.32193 |  | 0.46896
0.32193 |  | 0.46894
0.32188 |  | 0.46892
0.32186 |  | 0.46892
0.32184 |  | 0.46889
0.32181 |  | 0.46886
0.3218 |  | 0.46883
0.3218 |  | 0.4688
0.3218 |  | 0.46875
0.32178 |  | 0.46872
0.32176 |  | 0.46872
0.32174 |  | 0.4687
0.32172 |  | 0.4687
0.32172 |  | 0.46864
0.32169 |  | 0.46863
0.32168 |  | 0.46859
0.32168 |  | 0.46855
0.32165 |  | 0.46852
0.32163 |  | 0.46852
0.32163 |  | 0.46851
0.32163 |  | 0.46848
0.3216 |  | 0.46846
0.32157 |  | 0.46846
0.32155 |  | 0.46839
0.32155 |  | 0.46838
0.32153 |  | 0.46836
0.32152 |  | 0.46834
0.32152 |  | 0.4683
0.32149 |  | 0.46829
0.32148 |  | 0.46826
0.32147 |  | 0.46823
0.32145 |  | 0.46821
0.32144 |  | 0.46818
0.3214 |  | 0.46817
0.3214 |  | 0.46815
0.32139 |  | 0.46811
0.32139 |  | 0.46811
0.32137 |  | 0.46807
0.32136 |  | 0.46804
0.32132 |  | 0.46802
0.32132 |  | 0.46801
0.32132 |  | 0.46797
0.32129 |  | 0.46793
0.32128 |  | 0.4679
0.32127 |  | 0.4679
0.32127 |  | 0.46785
0.32125 |  | 0.46781
0.32125 |  | 0.4678
0.32123 |  | 0.46777
0.32123 |  | 0.46776
0.3212 |  | 0.46773
0.3212 |  | 0.46772
0.32119 |  | 0.46768
0.32117 |  | 0.46765
0.32116 |  | 0.4676
0.32116 |  | 0.4676
0.32116 |  | 0.4676
0.32115 |  | 0.46758
0.32115 |  | 0.46755
0.3211 |  | 0.46753
0.32108 |  | 0.46752
0.32108 |  | 0.4675
0.32106 |  | 0.46748
0.32106 |  | 0.46746
0.32106 |  | 0.46744
0.321 |  | 0.46742
0.32099 |  | 0.46742
0.32098 |  | 0.46737
0.32098 |  | 0.46737
0.32098 |  | 0.46737
0.32095 |  | 0.46733
0.32094 |  | 0.4673
0.32091 |  | 0.46727
0.3209 |  | 0.46725
0.32088 |  | 0.46722
0.32088 |  | 0.46719
0.32088 |  | 0.46718
0.32086 |  | 0.46718
0.32084 |  | 0.46714
0.32084 |  | 0.46713
0.32083 |  | 0.4671
0.32082 |  | 0.46708
0.3208 |  | 0.46706
0.32079 |  | 0.46703
0.32079 |  | 0.46701
0.32078 |  | 0.46699
0.32076 |  | 0.46697
0.32076 |  | 0.46697
0.32075 |  | 0.46692
0.32072 |  | 0.46688
0.32071 |  | 0.46684
0.32071 |  | 0.46683
0.32067 |  | 0.46678
0.32067 |  | 0.46677
0.32066 |  | 0.46675
0.32066 |  | 0.46673
0.32066 |  | 0.46671
0.32065 |  | 0.46667
0.32065 |  | 0.46667
0.32065 |  | 0.46664
0.3206 |  | 0.46659
0.32059 |  | 0.46659
0.32058 |  | 0.46657
0.32058 |  | 0.46655
0.32056 |  | 0.46653
0.32055 |  | 0.46651
0.32055 |  | 0.46648
0.32054 |  | 0.46645
0.32051 |  | 0.46643
0.32049 |  | 0.46641
0.32047 |  | 0.46638
0.32047 |  | 0.46636
0.32047 |  | 0.46633
0.32047 |  | 0.46631
0.32045 |  | 0.4663
0.32045 |  | 0.46626
0.32045 |  | 0.46623
0.32043 |  | 0.46619
0.32041 |  | 0.46615
0.32039 |  | 0.46612
0.32038 |  | 0.46612
0.32035 |  | 0.46609
0.32034 |  | 0.46607
0.32034 |  | 0.46605
0.32034 |  | 0.46603
0.32033 |  | 0.46599
0.32031 |  | 0.46597
0.3203 |  | 0.46596
0.32029 |  | 0.46593
0.32029 |  | 0.4659
0.32029 |  | 0.46586
0.32027 |  | 0.46584
0.32026 |  | 0.46582
0.32026 |  | 0.46576
0.32025 |  | 0.46573
0.32023 |  | 0.46572
0.32022 |  | 0.46568
0.32021 |  | 0.46568
0.32019 |  | 0.46564
0.32017 |  | 0.46562
0.32015 |  | 0.4656
0.32014 |  | 0.46556
0.32014 |  | 0.46553
0.32013 |  | 0.46548
0.32011 |  | 0.46546
0.32009 |  | 0.46544
0.32009 |  | 0.4654
0.32007 |  | 0.46537
0.32005 |  | 0.46535
0.32005 |  | 0.46534
0.32002 |  | 0.46529
0.32002 |  | 0.46527
0.31999 |  | 0.46522
0.31998 |  | 0.46519
0.31998 |  | 0.46519
0.31997 |  | 0.46519
0.31995 |  | 0.46515
0.31993 |  | 0.46511
0.31993 |  | 0.4651
0.31992 |  | 0.46508
0.31992 |  | 0.46506
0.31989 |  | 0.46499
0.31988 |  | 0.46498
0.31988 |  | 0.46495
0.31988 |  | 0.46493
0.31982 |  | 0.46491
0.31982 |  | 0.4649
0.31982 |  | 0.46488
0.31982 |  | 0.46485
0.31981 |  | 0.46482
0.3198 |  | 0.46481
0.3198 |  | 0.46477
0.31978 |  | 0.46475
0.31977 |  | 0.46472
0.31977 |  | 0.46468
0.31973 |  | 0.46465
0.31973 |  | 0.4646
0.31973 |  | 0.46459
0.31973 |  | 0.46455
0.31971 |  | 0.46453
0.31968 |  | 0.46449
0.31968 |  | 0.46449
0.31967 |  | 0.46448
0.31963 |  | 0.46447
0.31961 |  | 0.46443
0.31961 |  | 0.4644
0.31959 |  | 0.46438
0.31959 |  | 0.46433
0.31959 |  | 0.46431
0.31956 |  | 0.4643
0.31955 |  | 0.46427
0.31952 |  | 0.46424
0.31952 |  | 0.46423
0.31952 |  | 0.46419
0.31952 |  | 0.46418
0.31951 |  | 0.46415
0.31948 |  | 0.46415
0.31948 |  | 0.46414
0.31947 |  | 0.46411
0.31944 |  | 0.46409
0.31944 |  | 0.46407
0.31941 |  | 0.46404
0.31941 |  | 0.46402
0.3194 |  | 0.46399
0.31938 |  | 0.46396
0.31937 |  | 0.46394
0.31937 |  | 0.46392
0.31937 |  | 0.46388
0.31935 |  | 0.46387
0.31935 |  | 0.46384
0.31932 |  | 0.46379
0.31931 |  | 0.46374
0.31931 |  | 0.46373
0.31931 |  | 0.4637
0.31931 |  | 0.46369
0.31924 |  | 0.46365
0.31924 |  | 0.46364
0.31924 |  | 0.46361
0.31924 |  | 0.46359
0.31923 |  | 0.46356
0.31921 |  | 0.46353
0.3192 |  | 0.46351
0.31917 |  | 0.46348
0.31916 |  | 0.46345
0.31914 |  | 0.46341
0.31912 |  | 0.46337
0.31912 |  | 0.46337
0.31911 |  | 0.46336
0.3191 |  | 0.46332
0.3191 |  | 0.46329
0.3191 |  | 0.46327
0.31908 |  | 0.46326
0.31907 |  | 0.46326
0.31905 |  | 0.46324
0.31904 |  | 0.4632
0.31904 |  | 0.4632
0.31903 |  | 0.46315
0.31901 |  | 0.46313
0.31899 |  | 0.4631
0.31899 |  | 0.46307
0.31899 |  | 0.46305
0.31898 |  | 0.46303
0.31896 |  | 0.46298
0.31896 |  | 0.46297
0.31893 |  | 0.46295
0.31891 |  | 0.46289
0.3189 |  | 0.46289
0.31888 |  | 0.46286
0.31888 |  | 0.46283
0.31888 |  | 0.4628
0.31888 |  | 0.46278
0.31887 |  | 0.46276
0.31886 |  | 0.46271
0.31886 |  | 0.46271
0.31884 |  | 0.46266
0.31883 |  | 0.4626
0.31883 |  | 0.46258
0.31882 |  | 0.46256
0.3188 |  | 0.46254
0.31878 |  | 0.4625
0.31878 |  | 0.4625
0.31876 |  | 0.46249
0.31876 |  | 0.46247
0.31875 |  | 0.46242
0.31872 |  | 0.46239
0.31872 |  | 0.46238
0.31871 |  | 0.46238
0.3187 |  | 0.46235
0.31868 |  | 0.46231
0.31867 |  | 0.46229
0.31867 |  | 0.46227
0.31866 |  | 0.46226
0.31863 |  | 0.46225
0.31863 |  | 0.46221
0.31863 |  | 0.46218
0.3186 |  | 0.46217
0.3186 |  | 0.46215
0.3186 |  | 0.46213
0.31858 |  | 0.46209
0.31858 |  | 0.46208
0.31856 |  | 0.46207
0.31855 |  | 0.46205
0.31853 |  | 0.46203
0.31853 |  | 0.462
0.3185 |  | 0.462
0.31848 |  | 0.46194
0.31848 |  | 0.46193
0.31846 |  | 0.46192
0.31846 |  | 0.46188
0.31846 |  | 0.46186
0.31839 |  | 0.46186
0.31839 |  | 0.46184
0.31839 |  | 0.46182
0.31838 |  | 0.4618
0.31835 |  | 0.46176
0.31835 |  | 0.46175
0.31834 |  | 0.46173
0.31834 |  | 0.4617
0.31834 |  | 0.46167
0.31831 |  | 0.46165
0.31829 |  | 0.46161
0.31828 |  | 0.4616
0.31828 |  | 0.46156
0.31827 |  | 0.46155
0.31827 |  | 0.46155
0.31826 |  | 0.46152
0.31824 |  | 0.46148
0.31822 |  | 0.46146
0.31822 |  | 0.46146
0.3182 |  | 0.4614
0.3182 |  | 0.46137
0.31818 |  | 0.46136
0.31816 |  | 0.46135
0.31816 |  | 0.46134
0.31816 |  | 0.4613
0.31815 |  | 0.46127
0.31814 |  | 0.46119
0.31812 |  | 0.46118
0.31808 |  | 0.46117
0.31807 |  | 0.46115
0.31807 |  | 0.46114
0.31806 |  | 0.46113
0.31806 |  | 0.46107
0.31804 |  | 0.46106
0.31804 |  | 0.46101
0.31804 |  | 0.461
0.31804 |  | 0.46094
0.31801 |  | 0.46093
0.318 |  | 0.4609
0.31798 |  | 0.46087
0.31796 |  | 0.46085
0.31796 |  | 0.46081
0.31796 |  | 0.46079
0.31795 |  | 0.46078
0.31795 |  | 0.46078
0.31793 |  | 0.46071
0.31791 |  | 0.4607
0.31789 |  | 0.46065
0.31788 |  | 0.46062
0.31784 |  | 0.46059
0.31784 |  | 0.46057
0.31783 |  | 0.46054
0.31782 |  | 0.4605
0.3178 |  | 0.46047
0.3178 |  | 0.46045
0.31779 |  | 0.46035
0.31778 |  | 0.46034
0.31776 |  | 0.46032
0.31776 |  | 0.46029
0.31775 |  | 0.46026
0.31774 |  | 0.46026
0.31772 |  | 0.46024
0.31772 |  | 0.46022
0.31771 |  | 0.46017
0.3177 |  | 0.46014
0.31768 |  | 0.46013
0.31767 |  | 0.46011
0.31764 |  | 0.46011
0.31764 |  | 0.46007
0.31762 |  | 0.46005
0.3176 |  | 0.46003
0.31758 |  | 0.46001
0.31758 |  | 0.46
0.31756 |  | 0.45992
0.31755 |  | 0.45992
0.31755 |  | 0.4599
0.31754 |  | 0.4599
0.31754 |  | 0.45986
0.31751 |  | 0.45983
0.31749 |  | 0.45982
0.31749 |  | 0.45979
0.31749 |  | 0.45975
0.31748 |  | 0.45974
0.31746 |  | 0.4597
0.31744 |  | 0.45968
0.31744 |  | 0.45966
0.31743 |  | 0.45963
0.3174 |  | 0.45962
0.3174 |  | 0.45959
0.3174 |  | 0.45954
0.31736 |  | 0.45953
0.31735 |  | 0.4595
0.31735 |  | 0.45945
0.31731 |  | 0.45942
0.31731 |  | 0.45938
0.31728 |  | 0.45938
0.31727 |  | 0.45934
0.31725 |  | 0.45928
0.31723 |  | 0.45927
0.31721 |  | 0.45925
0.31721 |  | 0.45922
0.31719 |  | 0.45921
0.31719 |  | 0.45918
0.31719 |  | 0.45914
0.31717 |  | 0.45911
0.31716 |  | 0.4591
0.31716 |  | 0.45904
0.31716 |  | 0.45902
0.31715 |  | 0.45902
0.31713 |  | 0.459
0.31711 |  | 0.45897
0.31711 |  | 0.45893
0.31708 |  | 0.45889
0.31708 |  | 0.45886
0.31708 |  | 0.45884
0.31704 |  | 0.45881
0.31704 |  | 0.45878
0.31704 |  | 0.45874
0.31704 |  | 0.45872
0.317 |  | 0.45869
0.317 |  | 0.45867
0.31698 |  | 0.45864
0.31698 |  | 0.45863
0.31698 |  | 0.4586
0.31696 |  | 0.45859
0.31695 |  | 0.45855
0.31695 |  | 0.45852
0.31695 |  | 0.45849
0.31694 |  | 0.45847
0.31693 |  | 0.45843
0.31691 |  | 0.45836
0.3169 |  | 0.45836
0.31687 |  | 0.45835
0.31685 |  | 0.4583
0.31683 |  | 0.4583
0.31682 |  | 0.45825
0.31682 |  | 0.45825
0.31681 |  | 0.45824
0.31679 |  | 0.45821
0.31678 |  | 0.45817
0.31676 |  | 0.45816
0.31676 |  | 0.45816
0.31675 |  | 0.45812
0.31675 |  | 0.45811
0.31674 |  | 0.4581
0.31671 |  | 0.45808
0.3167 |  | 0.45804
0.31668 |  | 0.458
0.31668 |  | 0.45796
0.31666 |  | 0.45792
0.31666 |  | 0.4579
0.31663 |  | 0.45787
0.3166 |  | 0.45786
0.31659 |  | 0.45784
0.31659 |  | 0.45781
0.31656 |  | 0.4578
0.31656 |  | 0.45775
0.31656 |  | 0.45774
0.31655 |  | 0.45771
0.31654 |  | 0.45768
0.31651 |  | 0.45768
0.31649 |  | 0.45765
0.31649 |  | 0.45763
0.31646 |  | 0.45759
0.31645 |  | 0.45758
0.31642 |  | 0.45754
0.31642 |  | 0.45754
0.31641 |  | 0.4575
0.31639 |  | 0.45746
0.31638 |  | 0.45745
0.31638 |  | 0.45742
0.31637 |  | 0.45736
0.31637 |  | 0.45732
0.31635 |  | 0.45729
0.31635 |  | 0.45724
0.31633 |  | 0.45724
0.3163 |  | 0.4572
0.31628 |  | 0.45719
0.31628 |  | 0.45719
0.31627 |  | 0.45716
0.31625 |  | 0.45712
0.31625 |  | 0.45711
0.31623 |  | 0.45709
0.31623 |  | 0.45705
0.31623 |  | 0.45701
0.31621 |  | 0.45701
0.31619 |  | 0.457
0.31618 |  | 0.45697
0.31618 |  | 0.45695
0.31618 |  | 0.45692
0.31617 |  | 0.45688
0.31614 |  | 0.45685
0.31614 |  | 0.45683
0.31611 |  | 0.4568
0.31611 |  | 0.45676
0.31609 |  | 0.45675
0.31609 |  | 0.45675
0.31609 |  | 0.4567
0.31607 |  | 0.45667
0.31607 |  | 0.45666
0.31606 |  | 0.45665
0.31604 |  | 0.45659
0.31604 |  | 0.45659
0.31602 |  | 0.45656
0.31601 |  | 0.45652
0.31601 |  | 0.45647
0.31599 |  | 0.45645
0.31596 |  | 0.45644
0.31595 |  | 0.4564
0.31595 |  | 0.45637
0.31595 |  | 0.45635
0.31594 |  | 0.45632
0.31592 |  | 0.4563
0.31591 |  | 0.45626
0.31588 |  | 0.45626
0.31588 |  | 0.45622
0.31587 |  | 0.45618
0.31585 |  | 0.45616
0.31585 |  | 0.45611
0.31585 |  | 0.4561
0.31582 |  | 0.45606
0.3158 |  | 0.45602
0.31578 |  | 0.45602
0.31578 |  | 0.45597
0.31577 |  | 0.45596
0.31577 |  | 0.45592
0.31575 |  | 0.4559
0.31575 |  | 0.45588
0.31572 |  | 0.45585
0.31572 |  | 0.45583
0.3157 |  | 0.45578
0.31566 |  | 0.45576
0.31566 |  | 0.45572
0.31566 |  | 0.45571
0.31566 |  | 0.45568
0.31563 |  | 0.45565
0.31563 |  | 0.45561
0.31562 |  | 0.45557
0.31559 |  | 0.45554
0.31559 |  | 0.45552
0.31558 |  | 0.4555
0.31557 |  | 0.45546
0.31557 |  | 0.45542
0.31555 |  | 0.45539
0.31554 |  | 0.45538
0.31554 |  | 0.45534
0.31553 |  | 0.45529
0.31553 |  | 0.45523
0.31551 |  | 0.45522
0.3155 |  | 0.45522
0.31549 |  | 0.45521
0.31545 |  | 0.45519
0.31543 |  | 0.45514
0.31543 |  | 0.45514
0.31542 |  | 0.4551
0.31541 |  | 0.45509
0.31539 |  | 0.45508
0.31539 |  | 0.45504
0.31538 |  | 0.45501
0.31537 |  | 0.455
0.31535 |  | 0.45496
0.31534 |  | 0.45495
0.31534 |  | 0.45492
0.31534 |  | 0.45492
0.31533 |  | 0.45489
0.31529 |  | 0.45487
0.31529 |  | 0.45486
0.31529 |  | 0.45481
0.31529 |  | 0.45479
0.31526 |  | 0.45479
0.31523 |  | 0.45475
0.31521 |  | 0.45474
0.31521 |  | 0.45474
0.31521 |  | 0.45469
0.31519 |  | 0.45466
0.31518 |  | 0.45461
0.31517 |  | 0.4546
0.31512 |  | 0.45458
0.31511 |  | 0.45454
0.31509 |  | 0.45453
0.31509 |  | 0.45453
0.31507 |  | 0.45449
0.31506 |  | 0.45449
0.31503 |  | 0.45445
0.31503 |  | 0.45442
0.31503 |  | 0.4544
0.31501 |  | 0.4544
0.31499 |  | 0.45436
0.31498 |  | 0.45429
0.31497 |  | 0.45429
0.31495 |  | 0.45426
0.31494 |  | 0.45421
0.31493 |  | 0.45419
0.31491 |  | 0.45418
0.31491 |  | 0.45414
0.31491 |  | 0.45411
0.31489 |  | 0.4541
0.31487 |  | 0.45409
0.31486 |  | 0.45406
0.31485 |  | 0.45403
0.31485 |  | 0.45399
0.31485 |  | 0.45398
0.31485 |  | 0.45395
0.31481 |  | 0.45391
0.31481 |  | 0.45389
0.3148 |  | 0.45386
0.31478 |  | 0.45382
0.31477 |  | 0.45381
0.31477 |  | 0.45378
0.31473 |  | 0.45376
0.31473 |  | 0.45374
0.31473 |  | 0.45372
0.31473 |  | 0.45371
0.31473 |  | 0.45369
0.31469 |  | 0.45366
0.31468 |  | 0.45366
0.31466 |  | 0.45358
0.31465 |  | 0.45358
0.31461 |  | 0.45357
0.31461 |  | 0.45354
0.31461 |  | 0.4535
0.3146 |  | 0.45349
0.31458 |  | 0.45348
0.31457 |  | 0.45344
0.31456 |  | 0.45344
0.31454 |  | 0.45344
0.31453 |  | 0.45338
0.31452 |  | 0.45336
0.3145 |  | 0.45336
0.31449 |  | 0.45333
0.31446 |  | 0.4533
0.31444 |  | 0.45328
0.31444 |  | 0.45326
0.31444 |  | 0.45321
0.31444 |  | 0.4532
0.31441 |  | 0.45315
0.3144 |  | 0.45315
0.31438 |  | 0.45313
0.31438 |  | 0.45312
0.31437 |  | 0.45311
0.31437 |  | 0.45304
0.31437 |  | 0.45304
0.31433 |  | 0.45299
0.31433 |  | 0.45297
0.31431 |  | 0.45295
0.31428 |  | 0.45289
0.31428 |  | 0.45288
0.31428 |  | 0.45286
0.31428 |  | 0.45284
0.31426 |  | 0.4528
0.31423 |  | 0.45279
0.31423 |  | 0.45277
0.31423 |  | 0.45277
0.31422 |  | 0.45275
0.31421 |  | 0.45273
0.31418 |  | 0.45268
0.31418 |  | 0.45265
0.31417 |  | 0.45263
0.31417 |  | 0.45261
0.31413 |  | 0.45259
0.31412 |  | 0.45257
0.3141 |  | 0.45253
0.3141 |  | 0.4525
0.31409 |  | 0.4525
0.31406 |  | 0.45248
0.31404 |  | 0.45245
0.31404 |  | 0.45245
0.31402 |  | 0.45243
0.31402 |  | 0.4524
0.31401 |  | 0.45238
0.31397 |  | 0.45234
0.31394 |  | 0.45234
0.31394 |  | 0.45231
0.31394 |  | 0.45227
0.31393 |  | 0.45226
0.31391 |  | 0.45223
0.3139 |  | 0.45222
0.31389 |  | 0.45219
0.31388 |  | 0.45218
0.31388 |  | 0.45217
0.31386 |  | 0.45217
0.31386 |  | 0.45213
0.31385 |  | 0.45209
0.31382 |  | 0.45205
0.31379 |  | 0.45202
0.31377 |  | 0.45202
0.31377 |  | 0.45198
0.31375 |  | 0.45196
0.31375 |  | 0.45191
0.31374 |  | 0.45189
0.31374 |  | 0.45188
0.31374 |  | 0.45183
0.31371 |  | 0.45181
0.3137 |  | 0.45179
0.31369 |  | 0.45177
0.31367 |  | 0.45176
0.31367 |  | 0.45172
0.31367 |  | 0.45171
0.31366 |  | 0.45167
0.31366 |  | 0.45166
0.31366 |  | 0.45163
0.31364 |  | 0.45159
0.31362 |  | 0.45158
0.3136 |  | 0.45156
0.31359 |  | 0.45153
0.31356 |  | 0.45149
0.31356 |  | 0.45143
0.31355 |  | 0.45143
0.31355 |  | 0.45142
0.31355 |  | 0.45138
0.31354 |  | 0.45136
0.31354 |  | 0.45135
0.31354 |  | 0.45131
0.31352 |  | 0.4513
0.3135 |  | 0.45127
0.31348 |  | 0.45127
0.31348 |  | 0.45122
0.31345 |  | 0.4512
0.31345 |  | 0.45117
0.31344 |  | 0.45116
0.31343 |  | 0.45114
0.31343 |  | 0.4511
0.31341 |  | 0.4511
0.31339 |  | 0.4511
0.31337 |  | 0.45105
0.31336 |  | 0.45105
0.31336 |  | 0.45102
0.31336 |  | 0.45102
0.31334 |  | 0.45101
0.31332 |  | 0.45097
0.31332 |  | 0.45095
0.31332 |  | 0.45087
0.31328 |  | 0.45087
0.31328 |  | 0.45086
0.31326 |  | 0.45082
0.31326 |  | 0.4508
0.31326 |  | 0.45078
0.31323 |  | 0.45074
0.31323 |  | 0.45072
0.31323 |  | 0.4507
0.3132 |  | 0.45065
0.31319 |  | 0.45062
0.31319 |  | 0.45061
0.31316 |  | 0.45057
0.31315 |  | 0.4505
0.31313 |  | 0.45046
0.31313 |  | 0.45045
0.31312 |  | 0.45042
0.31312 |  | 0.45038
0.31311 |  | 0.45037
0.31311 |  | 0.45036
0.3131 |  | 0.45033
0.3131 |  | 0.4503
0.31308 |  | 0.4503
0.31307 |  | 0.45025
0.31306 |  | 0.45025
0.31303 |  | 0.45024
0.31303 |  | 0.45021
0.31303 |  | 0.45017
0.31303 |  | 0.45017
0.31302 |  | 0.45013
0.31302 |  | 0.45012
0.31302 |  | 0.4501
0.313 |  | 0.45009
0.313 |  | 0.45009
0.31296 |  | 0.45006
0.31296 |  | 0.45004
0.31295 |  | 0.45004
0.31292 |  | 0.45
0.3129 |  | 0.45
0.3129 |  | 0.44997
0.3129 |  | 0.44994
0.3129 |  | 0.44991
0.3129 |  | 0.4499
0.3129 |  | 0.44984
0.3129 |  | 0.44983
0.31287 |  | 0.44982
0.31287 |  | 0.44976
0.31284 |  | 0.44976
0.31283 |  | 0.44973
0.31282 |  | 0.44968
0.3128 |  | 0.44966
0.31279 |  | 0.44965
0.31278 |  | 0.44962
0.31275 |  | 0.44959
0.31275 |  | 0.44956
0.31275 |  | 0.44955
0.31275 |  | 0.44954
0.31274 |  | 0.44952
0.31273 |  | 0.44951
0.31273 |  | 0.4495
0.3127 |  | 0.44948
0.31268 |  | 0.44947
0.31267 |  | 0.44945
0.31266 |  | 0.44941
0.31265 |  | 0.44938
0.31265 |  | 0.44938
0.31263 |  | 0.44937
0.31262 |  | 0.44935
0.31262 |  | 0.44931
0.3126 |  | 0.4493
0.3126 |  | 0.44927
0.31258 |  | 0.44927
0.31257 |  | 0.44923
0.31257 |  | 0.44921
0.31254 |  | 0.44918
0.31252 |  | 0.44915
0.31252 |  | 0.44914
0.31252 |  | 0.44912
0.31251 |  | 0.44909
0.3125 |  | 0.44908
0.31248 |  | 0.44902
0.31247 |  | 0.44897
0.31246 |  | 0.44894
0.31246 |  | 0.44892
0.31243 |  | 0.4489
0.31243 |  | 0.44888
0.31243 |  | 0.44884
0.31242 |  | 0.44878
0.31242 |  | 0.44877
0.31238 |  | 0.44875
0.31238 |  | 0.44869
0.31238 |  | 0.44868
0.31235 |  | 0.44868
0.31234 |  | 0.44867
0.31234 |  | 0.44862
0.3123 |  | 0.44858
0.3123 |  | 0.44854
0.3123 |  | 0.44854
0.31228 |  | 0.44851
0.31228 |  | 0.44847
0.31227 |  | 0.44846
0.31225 |  | 0.44842
0.31223 |  | 0.44839
0.3122 |  | 0.44836
0.3122 |  | 0.44832
0.3122 |  | 0.44831
0.31218 |  | 0.44827
0.31218 |  | 0.44823
0.31218 |  | 0.44823
0.31215 |  | 0.44821
0.31214 |  | 0.44819
0.31214 |  | 0.44819
0.31214 |  | 0.44818
0.31214 |  | 0.44811
0.31212 |  | 0.44808
0.3121 |  | 0.44803
0.31209 |  | 0.44801
0.31206 |  | 0.44799
0.31206 |  | 0.44798
0.31206 |  | 0.44796
0.31204 |  | 0.44795
0.31202 |  | 0.44791
0.312 |  | 0.4479
0.31198 |  | 0.44788
0.31198 |  | 0.44786
0.31196 |  | 0.44782
0.31196 |  | 0.44781
0.31195 |  | 0.44781
0.31192 |  | 0.44778
0.31191 |  | 0.44774
0.31191 |  | 0.4477
0.31187 |  | 0.4477
0.31184 |  | 0.4477
0.31184 |  | 0.44767
0.31183 |  | 0.44766
0.31183 |  | 0.44761
0.31182 |  | 0.4476
0.31182 |  | 0.44756
0.31181 |  | 0.44754
0.31181 |  | 0.44752
0.31179 |  | 0.44748
0.31178 |  | 0.44748
0.31174 |  | 0.44745
0.31174 |  | 0.44744
0.31174 |  | 0.44741
0.31174 |  | 0.44736
0.31171 |  | 0.44736
0.3117 |  | 0.44734
0.3117 |  | 0.4473
0.31169 |  | 0.44728
0.31166 |  | 0.44726
0.31165 |  | 0.44723
0.31165 |  | 0.4472
0.31165 |  | 0.44716
0.31165 |  | 0.44712
0.31162 |  | 0.44712
0.31159 |  | 0.44711
0.31159 |  | 0.44707
0.31158 |  | 0.44704
0.31157 |  | 0.44703
0.31157 |  | 0.44702
0.31154 |  | 0.44699
0.31153 |  | 0.44696
0.31153 |  | 0.44696
0.31153 |  | 0.44693
0.31151 |  | 0.44686
0.31151 |  | 0.44685
0.31151 |  | 0.44683
0.3115 |  | 0.44679
0.31149 |  | 0.44678
0.31146 |  | 0.44677
0.31146 |  | 0.44677
0.31146 |  | 0.44675
0.31145 |  | 0.44667
0.31144 |  | 0.44667
0.31142 |  | 0.44665
0.31139 |  | 0.44662
0.31139 |  | 0.44661
0.31137 |  | 0.44656
0.31137 |  | 0.44656
0.31137 |  | 0.44649
0.31136 |  | 0.44648
0.31134 |  | 0.44644
0.31133 |  | 0.44643
0.3113 |  | 0.44639
0.3113 |  | 0.44639
0.3113 |  | 0.44635
0.31127 |  | 0.44633
0.31127 |  | 0.44632
0.31126 |  | 0.44629
0.31126 |  | 0.44627
0.31126 |  | 0.44624
0.31125 |  | 0.44624
0.31123 |  | 0.44621
0.31122 |  | 0.44618
0.31119 |  | 0.44616
0.31118 |  | 0.44613
0.31117 |  | 0.44612
0.31117 |  | 0.44609
0.31117 |  | 0.44605
0.31115 |  | 0.44605
0.31114 |  | 0.44602
0.31114 |  | 0.44599
0.31114 |  | 0.44593
0.31111 |  | 0.4459
0.31109 |  | 0.44588
0.31107 |  | 0.44586
0.31106 |  | 0.44584
0.31105 |  | 0.4458
0.31103 |  | 0.44577
0.31103 |  | 0.44573
0.31102 |  | 0.44571
0.31099 |  | 0.44569
0.31099 |  | 0.44567
0.31098 |  | 0.44566
0.31095 |  | 0.44563
0.31095 |  | 0.44562
0.31095 |  | 0.4456
0.31094 |  | 0.44558
0.31093 |  | 0.44556
0.31093 |  | 0.44552
0.3109 |  | 0.4455
0.31089 |  | 0.44547
0.31089 |  | 0.44546
0.31086 |  | 0.44541
0.31086 |  | 0.44541
0.31085 |  | 0.44538
0.31084 |  | 0.44535
0.31082 |  | 0.44535
0.3108 |  | 0.44531
0.31077 |  | 0.4453
0.31077 |  | 0.4453
0.31074 |  | 0.44526
0.31074 |  | 0.44525
0.31073 |  | 0.44523
0.31072 |  | 0.44518
0.31072 |  | 0.44518
0.3107 |  | 0.44514
0.3107 |  | 0.44514
0.31068 |  | 0.44511
0.31066 |  | 0.44509
0.31066 |  | 0.44506
0.31065 |  | 0.44503
0.31065 |  | 0.44501
0.31062 |  | 0.44497
0.31061 |  | 0.44497
0.3106 |  | 0.44492
0.31057 |  | 0.4449
0.31057 |  | 0.44489
0.31055 |  | 0.44488
0.31055 |  | 0.44486
0.31055 |  | 0.4448
0.31054 |  | 0.4448
0.31053 |  | 0.44475
0.3105 |  | 0.44473
0.3105 |  | 0.44472
0.31049 |  | 0.44467
0.31048 |  | 0.44466
0.31048 |  | 0.44463
0.31048 |  | 0.44459
0.31048 |  | 0.44456
0.31046 |  | 0.44454
0.31045 |  | 0.44454
0.31041 |  | 0.44451
0.31041 |  | 0.44446
0.31041 |  | 0.44443
0.31041 |  | 0.44442
0.31038 |  | 0.44441
0.31038 |  | 0.44439
0.31037 |  | 0.44434
0.31033 |  | 0.44431
0.31033 |  | 0.4443
0.31032 |  | 0.4443
0.31029 |  | 0.44423
0.31028 |  | 0.4442
0.31026 |  | 0.4442
0.31026 |  | 0.44418
0.31026 |  | 0.44416
0.31026 |  | 0.44415
0.31024 |  | 0.44413
0.31024 |  | 0.44411
0.31023 |  | 0.44408
0.31023 |  | 0.44407
0.31018 |  | 0.44403
0.31018 |  | 0.44401
0.31018 |  | 0.44398
0.31018 |  | 0.44396
0.31017 |  | 0.44394
0.31016 |  | 0.4439
0.31014 |  | 0.44388
0.31014 |  | 0.44384
0.31013 |  | 0.44381
0.3101 |  | 0.44379
0.31009 |  | 0.44379
0.31008 |  | 0.44376
0.31008 |  | 0.44375
0.31006 |  | 0.44374
0.31005 |  | 0.4437
0.31005 |  | 0.44366
0.31003 |  | 0.44365
0.31003 |  | 0.44361
0.31003 |  | 0.4436
0.31002 |  | 0.44357
0.30998 |  | 0.44357
0.30997 |  | 0.44354
0.30994 |  | 0.44353
0.30994 |  | 0.44352
0.30994 |  | 0.4435
0.30994 |  | 0.44348
0.3099 |  | 0.44343
0.30989 |  | 0.44339
0.30989 |  | 0.44339
0.30986 |  | 0.44333
0.30986 |  | 0.44327
0.30984 |  | 0.44324
0.30984 |  | 0.4432
0.30982 |  | 0.4432
0.30982 |  | 0.44317
0.3098 |  | 0.44314
0.3098 |  | 0.44312
0.3098 |  | 0.44311
0.30977 |  | 0.44306
0.30975 |  | 0.44303
0.30973 |  | 0.44302
0.30972 |  | 0.44298
0.30972 |  | 0.44297
0.3097 |  | 0.44293
0.30969 |  | 0.4429
0.30969 |  | 0.44289
0.30965 |  | 0.44288
0.30965 |  | 0.44285
0.30965 |  | 0.44281
0.30965 |  | 0.44277
0.3096 |  | 0.44277
0.3096 |  | 0.44275
0.3096 |  | 0.4427
0.3096 |  | 0.4427
0.30959 |  | 0.44265
0.30956 |  | 0.44264
0.30955 |  | 0.44261
0.30953 |  | 0.44258
0.30953 |  | 0.44256
0.30952 |  | 0.44253
0.30951 |  | 0.44251
0.30949 |  | 0.44247
0.30949 |  | 0.44244
0.30948 |  | 0.44242
0.30947 |  | 0.4424
0.30945 |  | 0.44237
0.30945 |  | 0.44233
0.30942 |  | 0.44233
0.3094 |  | 0.44232
0.30938 |  | 0.44231
0.30938 |  | 0.44227
0.30937 |  | 0.44221
0.30936 |  | 0.44219
0.30936 |  | 0.44217
0.30934 |  | 0.44215
0.30932 |  | 0.44212
0.30932 |  | 0.44203
0.30932 |  | 0.442
0.3093 |  | 0.44199
0.30928 |  | 0.44198
0.30928 |  | 0.44194
0.30928 |  | 0.4419
0.30926 |  | 0.44185
0.30925 |  | 0.44182
0.30925 |  | 0.44179
0.30925 |  | 0.44176
0.30921 |  | 0.44173
0.3092 |  | 0.44172
0.3092 |  | 0.44171
0.30918 |  | 0.44168
0.30917 |  | 0.44165
0.30917 |  | 0.44163
0.30916 |  | 0.44161
0.30914 |  | 0.44159
0.30913 |  | 0.44155
0.30913 |  | 0.44151
0.30911 |  | 0.44147
0.30909 |  | 0.44144
0.30909 |  | 0.44142
0.30909 |  | 0.4414
0.30908 |  | 0.44136
0.30905 |  | 0.44136
0.30905 |  | 0.44135
0.30904 |  | 0.44132
0.30901 |  | 0.4413
0.30901 |  | 0.44128
0.309 |  | 0.44126
0.30898 |  | 0.44124
0.30898 |  | 0.44124
0.30897 |  | 0.44122
0.30897 |  | 0.44119
0.30894 |  | 0.44116
0.30893 |  | 0.44114
0.30893 |  | 0.44114
0.30889 |  | 0.44114
0.30889 |  | 0.44107
0.30885 |  | 0.44106
0.30885 |  | 0.44106
0.30885 |  | 0.44103
0.30882 |  | 0.44099
0.30882 |  | 0.44099
0.30882 |  | 0.44094
0.30882 |  | 0.44094
0.3088 |  | 0.44091
0.30878 |  | 0.44087
0.30878 |  | 0.44086
0.30877 |  | 0.44082
0.30874 |  | 0.44081
0.30874 |  | 0.4408
0.30873 |  | 0.44077
0.30871 |  | 0.44077
0.30869 |  | 0.44073
0.30869 |  | 0.44069
0.30868 |  | 0.44069
0.30866 |  | 0.44068
0.30864 |  | 0.44063
0.30864 |  | 0.44063
0.30862 |  | 0.4406
0.30861 |  | 0.44057
0.3086 |  | 0.44056
0.3086 |  | 0.44055
0.3086 |  | 0.44052
0.30858 |  | 0.44051
0.30856 |  | 0.44048
0.30854 |  | 0.44048
0.30853 |  | 0.44044
0.30853 |  | 0.44042
0.30852 |  | 0.44039
0.30849 |  | 0.44034
0.30849 |  | 0.44033
0.30848 |  | 0.44031
0.30845 |  | 0.44031
0.30842 |  | 0.44028
0.30842 |  | 0.44027
0.30842 |  | 0.44024
0.30842 |  | 0.44018
0.3084 |  | 0.44017
0.3084 |  | 0.44013
0.30838 |  | 0.4401
0.30838 |  | 0.44009
0.30835 |  | 0.44007
0.30835 |  | 0.44001
0.30835 |  | 0.44001
0.30834 |  | 0.44
0.30831 |  | 0.43997
0.30831 |  | 0.43995
0.30831 |  | 0.43993
0.3083 |  | 0.43993
0.30827 |  | 0.43992
0.30827 |  | 0.4399
0.30826 |  | 0.43989
0.30826 |  | 0.43986
0.30825 |  | 0.43982
0.30825 |  | 0.4398
0.30823 |  | 0.43974
0.30821 |  | 0.43973
0.30821 |  | 0.43972
0.30819 |  | 0.43969
0.30818 |  | 0.43969
0.30815 |  | 0.43968
0.30814 |  | 0.43964
0.30814 |  | 0.43958
0.30814 |  | 0.43956
0.30811 |  | 0.4395
0.3081 |  | 0.43948
0.3081 |  | 0.43944
0.3081 |  | 0.43944
0.3081 |  | 0.43943
0.3081 |  | 0.43939
0.30806 |  | 0.43935
0.30803 |  | 0.43929
0.30803 |  | 0.43929
0.30803 |  | 0.43927
0.30803 |  | 0.4392
0.30803 |  | 0.4392
0.30803 |  | 0.43916
0.30802 |  | 0.43912
0.30802 |  | 0.43911
0.30801 |  | 0.43908
0.30798 |  | 0.43907
0.30797 |  | 0.43906
0.30797 |  | 0.43903
0.30797 |  | 0.43901
0.30797 |  | 0.43899
0.30797 |  | 0.43897
0.30795 |  | 0.43893
0.30795 |  | 0.43893
0.30794 |  | 0.43889
0.30794 |  | 0.43885
0.30791 |  | 0.43885
0.30791 |  | 0.43883
0.30789 |  | 0.4388
0.30789 |  | 0.43876
0.30789 |  | 0.43876
0.30786 |  | 0.43873
0.30783 |  | 0.43867
0.30783 |  | 0.43867
0.30782 |  | 0.43864
0.30782 |  | 0.43861
0.30782 |  | 0.43859
0.30781 |  | 0.43855
0.30779 |  | 0.43855
0.30778 |  | 0.43852
0.30777 |  | 0.4385
0.30777 |  | 0.43844
0.30775 |  | 0.43844
0.30775 |  | 0.43841
0.30773 |  | 0.43838
0.30771 |  | 0.43837
0.30771 |  | 0.43833
0.3077 |  | 0.43833
0.3077 |  | 0.43831
0.30769 |  | 0.43828
0.30767 |  | 0.43828
0.30767 |  | 0.43825
0.30766 |  | 0.43824
0.30766 |  | 0.43822
0.30765 |  | 0.43821
0.30763 |  | 0.43816
0.30762 |  | 0.43815
0.30762 |  | 0.43811
0.30759 |  | 0.43808
0.30758 |  | 0.43806
0.30758 |  | 0.43805
0.30757 |  | 0.43801
0.30755 |  | 0.438
0.30754 |  | 0.43796
0.30753 |  | 0.43794
0.30753 |  | 0.43794
0.30753 |  | 0.43794
0.30751 |  | 0.4379
0.30751 |  | 0.43789
0.3075 |  | 0.43789
0.30749 |  | 0.43786
0.30747 |  | 0.43782
0.30747 |  | 0.43781
0.30747 |  | 0.43777
0.30746 |  | 0.43776
0.30745 |  | 0.43773
0.30745 |  | 0.43772
0.30745 |  | 0.4377
0.30743 |  | 0.43768
0.30742 |  | 0.43766
0.30739 |  | 0.43763
0.30739 |  | 0.43762
0.30738 |  | 0.43758
0.30736 |  | 0.43757
0.30733 |  | 0.43755
0.30733 |  | 0.43754
0.30731 |  | 0.43751
0.30731 |  | 0.4375
0.30731 |  | 0.43745
0.3073 |  | 0.43744
0.30729 |  | 0.43741
0.30726 |  | 0.43737
0.30725 |  | 0.43736
0.30725 |  | 0.43733
0.30723 |  | 0.43732
0.30722 |  | 0.43728
0.30721 |  | 0.43728
0.30719 |  | 0.43724
0.30718 |  | 0.43721
0.30718 |  | 0.4372
0.30718 |  | 0.43717
0.30718 |  | 0.43715
0.30715 |  | 0.43712
0.30715 |  | 0.43712
0.30713 |  | 0.4371
0.30711 |  | 0.43707
0.30711 |  | 0.43704
0.30711 |  | 0.43702
0.30709 |  | 0.437
0.30709 |  | 0.43699
0.30707 |  | 0.43695
0.30706 |  | 0.43694
0.30706 |  | 0.43692
0.30705 |  | 0.43686
0.30703 |  | 0.43684
0.30702 |  | 0.4368
0.307 |  | 0.43672
0.307 |  | 0.43669
0.307 |  | 0.43666
0.307 |  | 0.43661
0.30695 |  | 0.4366
0.30694 |  | 0.43656
0.30694 |  | 0.43652
0.30693 |  | 0.4365
0.30693 |  | 0.43648
0.30692 |  | 0.43646
0.3069 |  | 0.43641
0.30689 |  | 0.43641
0.30689 |  | 0.43637
0.30688 |  | 0.43636
0.30685 |  | 0.4363
0.30685 |  | 0.43628
0.30685 |  | 0.43628
0.30681 |  | 0.43623
0.3068 |  | 0.43622
0.3068 |  | 0.43621
0.3068 |  | 0.43618
0.3068 |  | 0.43617
0.30675 |  | 0.43617
0.30673 |  | 0.43613
0.30673 |  | 0.43611
0.30673 |  | 0.43608
0.3067 |  | 0.43608
0.3067 |  | 0.43605
0.3067 |  | 0.43601
0.30669 |  | 0.436
0.30669 |  | 0.43597
0.30665 |  | 0.43591
0.30664 |  | 0.43589
0.30662 |  | 0.43588
0.30662 |  | 0.43588
0.30658 |  | 0.43585
0.30658 |  | 0.43582
0.30658 |  | 0.43581
0.30657 |  | 0.4358
0.30654 |  | 0.43578
0.30654 |  | 0.43575
0.30653 |  | 0.43571
0.30652 |  | 0.43569
0.30652 |  | 0.43568
0.30652 |  | 0.43564
0.30649 |  | 0.43564
0.30649 |  | 0.43561
0.30646 |  | 0.43559
0.30645 |  | 0.43556
0.30644 |  | 0.43553
0.30641 |  | 0.43553
0.3064 |  | 0.43548
0.30638 |  | 0.43547
0.30637 |  | 0.43543
0.30637 |  | 0.43541
0.30637 |  | 0.43539
0.30634 |  | 0.43536
0.30633 |  | 0.43534
0.30632 |  | 0.43532
0.30632 |  | 0.4353
0.3063 |  | 0.43526
0.30629 |  | 0.43523
0.30629 |  | 0.43522
0.30628 |  | 0.43519
0.30626 |  | 0.43515
0.30622 |  | 0.43514
0.30622 |  | 0.43513
0.30622 |  | 0.4351
0.30621 |  | 0.43509
0.3062 |  | 0.43507
0.30618 |  | 0.43504
0.30617 |  | 0.43503
0.30616 |  | 0.43501
0.30616 |  | 0.43498
0.30616 |  | 0.43494
0.30616 |  | 0.43491
0.30616 |  | 0.43491
0.30614 |  | 0.43487
0.30613 |  | 0.43483
0.30613 |  | 0.43482
0.30611 |  | 0.43477
0.30609 |  | 0.43475
0.30608 |  | 0.43474
0.30608 |  | 0.4347
0.30606 |  | 0.4347
0.30606 |  | 0.43468
0.30604 |  | 0.43465
0.30604 |  | 0.43462
0.30602 |  | 0.43457
0.30601 |  | 0.43453
0.306 |  | 0.43452
0.30598 |  | 0.43449
0.30598 |  | 0.43448
0.30597 |  | 0.43445
0.30597 |  | 0.43443
0.30596 |  | 0.43437
0.3059 |  | 0.43436
0.3059 |  | 0.43436
0.3059 |  | 0.43434
0.3059 |  | 0.43432
0.30588 |  | 0.43429
0.30584 |  | 0.43426
0.30584 |  | 0.43424
0.30584 |  | 0.43423
0.30583 |  | 0.43419
0.30583 |  | 0.43416
0.3058 |  | 0.43416
0.3058 |  | 0.4341
0.3058 |  | 0.4341
0.30578 |  | 0.43407
0.30576 |  | 0.43404
0.30576 |  | 0.43402
0.30576 |  | 0.43396
0.30573 |  | 0.43396
0.30573 |  | 0.43394
0.30573 |  | 0.43391
0.30573 |  | 0.4339
0.30572 |  | 0.43387
0.30572 |  | 0.43385
0.30569 |  | 0.43382
0.30569 |  | 0.43379
0.30568 |  | 0.43377
0.30567 |  | 0.43373
0.30567 |  | 0.43371
0.30567 |  | 0.43369
0.30565 |  | 0.43368
0.30565 |  | 0.43366
0.30564 |  | 0.43364
0.30564 |  | 0.43359
0.30563 |  | 0.43354
0.30561 |  | 0.43353
0.3056 |  | 0.4335
0.3056 |  | 0.43349
0.3056 |  | 0.43349
0.30557 |  | 0.43345
0.30557 |  | 0.43343
0.30555 |  | 0.4334
0.30555 |  | 0.43337
0.30552 |  | 0.43336
0.30552 |  | 0.43333
0.30551 |  | 0.43331
0.30549 |  | 0.43329
0.30548 |  | 0.43328
0.30546 |  | 0.43327
0.30546 |  | 0.43326
0.30544 |  | 0.43324
0.30543 |  | 0.43323
0.30543 |  | 0.43321
0.30541 |  | 0.4332
0.30541 |  | 0.43316
0.3054 |  | 0.43315
0.30537 |  | 0.43312
0.30536 |  | 0.43309
0.30536 |  | 0.43308
0.30535 |  | 0.43306
0.30535 |  | 0.43303
0.30532 |  | 0.433
0.30531 |  | 0.43296
0.30529 |  | 0.43296
0.30528 |  | 0.4329
0.30528 |  | 0.43288
0.30527 |  | 0.43286
0.30527 |  | 0.43282
0.30525 |  | 0.4328
0.30525 |  | 0.43278
0.30524 |  | 0.43276
0.30524 |  | 0.43274
0.30524 |  | 0.43273
0.3052 |  | 0.43269
0.30519 |  | 0.43269
0.30517 |  | 0.43269
0.30517 |  | 0.43266
0.30517 |  | 0.43262
0.30517 |  | 0.4326
0.30516 |  | 0.43259
0.30514 |  | 0.43259
0.30514 |  | 0.43255
0.30512 |  | 0.43252
0.30512 |  | 0.43249
0.30509 |  | 0.43249
0.30509 |  | 0.43244
0.30509 |  | 0.43241
0.30507 |  | 0.43241
0.30504 |  | 0.4324
0.30504 |  | 0.43239
0.30504 |  | 0.43236
0.30503 |  | 0.43233
0.30501 |  | 0.43231
0.30499 |  | 0.43231
0.30499 |  | 0.43228
0.30499 |  | 0.43225
0.30497 |  | 0.43225
0.30496 |  | 0.4322
0.30493 |  | 0.43217
0.30493 |  | 0.43217
0.30492 |  | 0.43215
0.30491 |  | 0.43212
0.30489 |  | 0.43212
0.30488 |  | 0.43209
0.30488 |  | 0.43207
0.30488 |  | 0.43203
0.30487 |  | 0.43201
0.30484 |  | 0.43198
0.30483 |  | 0.43193
0.30483 |  | 0.43188
0.30483 |  | 0.43184
0.30483 |  | 0.43181
0.30483 |  | 0.43179
0.30482 |  | 0.43177
0.30479 |  | 0.43176
0.30479 |  | 0.43173
0.30479 |  | 0.43171
0.30477 |  | 0.4317
0.30476 |  | 0.43166
0.30473 |  | 0.43161
0.30473 |  | 0.43159
0.30473 |  | 0.43156
0.30472 |  | 0.43154
0.3047 |  | 0.43152
0.30469 |  | 0.43151
0.30469 |  | 0.43149
0.30468 |  | 0.43147
0.30466 |  | 0.43146
0.30465 |  | 0.43143
0.30465 |  | 0.43139
0.30464 |  | 0.43137
0.30463 |  | 0.43133
0.30463 |  | 0.43133
0.30461 |  | 0.43129
0.3046 |  | 0.43127
0.3046 |  | 0.43123
0.3046 |  | 0.43122
0.30459 |  | 0.43119
0.30458 |  | 0.43118
0.30453 |  | 0.43112
0.30453 |  | 0.43112
0.30452 |  | 0.43109
0.30451 |  | 0.43106
0.3045 |  | 0.43105
0.30448 |  | 0.43104
0.30447 |  | 0.43102
0.30446 |  | 0.43101
0.30446 |  | 0.43097
0.30446 |  | 0.43096
0.30443 |  | 0.43095
0.30443 |  | 0.43092
0.30442 |  | 0.43092
0.30441 |  | 0.4309
0.30439 |  | 0.43088
0.30439 |  | 0.43084
0.30438 |  | 0.43083
0.30437 |  | 0.4308
0.30435 |  | 0.43078
0.30434 |  | 0.43074
0.30434 |  | 0.43072
0.30433 |  | 0.4307
0.30432 |  | 0.43067
0.30429 |  | 0.43063
0.30429 |  | 0.43061
0.30429 |  | 0.43056
0.30426 |  | 0.43055
0.30425 |  | 0.43054
0.30424 |  | 0.4305
0.30424 |  | 0.43048
0.30421 |  | 0.43044
0.30421 |  | 0.43041
0.30417 |  | 0.43041
0.30417 |  | 0.43041
0.30416 |  | 0.43039
0.30416 |  | 0.43037
0.30414 |  | 0.43033
0.30413 |  | 0.43031
0.30412 |  | 0.43029
0.30412 |  | 0.43027
0.30412 |  | 0.43023
0.30409 |  | 0.43019
0.30409 |  | 0.43019
0.30408 |  | 0.43019
0.30408 |  | 0.43015
0.30405 |  | 0.43008
0.30404 |  | 0.43007
0.30402 |  | 0.43004
0.30402 |  | 0.43
0.30401 |  | 0.42995
0.30401 |  | 0.42993
0.30401 |  | 0.42988
0.304 |  | 0.42987
0.30399 |  | 0.42987
0.30396 |  | 0.42983
0.30396 |  | 0.42983
0.30396 |  | 0.42983
0.30394 |  | 0.42979
0.30393 |  | 0.42977
0.30392 |  | 0.42975
0.30391 |  | 0.42972
0.30389 |  | 0.42971
0.30388 |  | 0.42969
0.30387 |  | 0.42964
0.30387 |  | 0.4296
0.30387 |  | 0.42959
0.30385 |  | 0.42959
0.30383 |  | 0.42954
0.30383 |  | 0.42954
0.30381 |  | 0.42951
0.3038 |  | 0.4295
0.3038 |  | 0.42947
0.30379 |  | 0.42947
0.30377 |  | 0.42943
0.30376 |  | 0.42942
0.30375 |  | 0.42941
0.30375 |  | 0.42937
0.30375 |  | 0.42934
0.30375 |  | 0.42934
0.30371 |  | 0.4293
0.30371 |  | 0.42928
0.30369 |  | 0.42926
0.30369 |  | 0.42924
0.30367 |  | 0.42921
0.30365 |  | 0.42919
0.30365 |  | 0.42917
0.30363 |  | 0.42915
0.30361 |  | 0.42912
0.30361 |  | 0.42911
0.30361 |  | 0.42911
0.3036 |  | 0.42907
0.3036 |  | 0.42905
0.3036 |  | 0.42904
0.30357 |  | 0.42903
0.30356 |  | 0.42896
0.30355 |  | 0.42895
0.30355 |  | 0.42891
0.30355 |  | 0.42891
0.30355 |  | 0.4289
0.30353 |  | 0.42887
0.30352 |  | 0.42884
0.30351 |  | 0.42883
0.30349 |  | 0.42882
0.30349 |  | 0.42879
0.30349 |  | 0.42877
0.30348 |  | 0.42877
0.30347 |  | 0.42873
0.30347 |  | 0.4287
0.30347 |  | 0.42868
0.30347 |  | 0.42865
0.30345 |  | 0.42864
0.30343 |  | 0.42863
0.30341 |  | 0.42856
0.30341 |  | 0.42855
0.30339 |  | 0.42853
0.30337 |  | 0.42849
0.30334 |  | 0.42849
0.30334 |  | 0.42846
0.30333 |  | 0.42843
0.30332 |  | 0.4284
0.30331 |  | 0.42837
0.30329 |  | 0.42835
0.30325 |  | 0.42835
0.30325 |  | 0.42827
0.30324 |  | 0.42827
0.30321 |  | 0.42827
0.30321 |  | 0.42826
0.30321 |  | 0.42823
0.3032 |  | 0.42822
0.30319 |  | 0.42819
0.30319 |  | 0.42818
0.30318 |  | 0.42813
0.30318 |  | 0.42813
0.30316 |  | 0.4281
0.30315 |  | 0.4281
0.30315 |  | 0.42806
0.30313 |  | 0.42805
0.30312 |  | 0.42803
0.30311 |  | 0.42802
0.3031 |  | 0.428
0.3031 |  | 0.42797
0.30308 |  | 0.42794
0.30305 |  | 0.42793
0.30305 |  | 0.4279
0.30305 |  | 0.42789
0.30305 |  | 0.42785
0.30303 |  | 0.42781
0.30302 |  | 0.4278
0.303 |  | 0.42778
0.30299 |  | 0.42777
0.30299 |  | 0.42774
0.30297 |  | 0.4277
0.30296 |  | 0.42768
0.30295 |  | 0.42768
0.30295 |  | 0.42766
0.30294 |  | 0.42761
0.30294 |  | 0.42761
0.30292 |  | 0.4276
0.30292 |  | 0.4276
0.30291 |  | 0.42756
0.3029 |  | 0.42754
0.3029 |  | 0.42753
0.30288 |  | 0.42749
0.30287 |  | 0.42745
0.30285 |  | 0.42739
0.30285 |  | 0.42736
0.30283 |  | 0.42736
0.30283 |  | 0.42731
0.30283 |  | 0.4273
0.30282 |  | 0.42728
0.3028 |  | 0.42727
0.30279 |  | 0.42723
0.30279 |  | 0.42722
0.30278 |  | 0.42718
0.30275 |  | 0.42713
0.30275 |  | 0.4271
0.30274 |  | 0.42707
0.30273 |  | 0.42706
0.30271 |  | 0.42706
0.3027 |  | 0.42702
0.30266 |  | 0.42699
0.30264 |  | 0.42695
0.30263 |  | 0.42694
0.30263 |  | 0.42691
0.30262 |  | 0.42686
0.3026 |  | 0.42686
0.30259 |  | 0.42682
0.30258 |  | 0.42678
0.30258 |  | 0.42676
0.30255 |  | 0.42676
0.30255 |  | 0.42672
0.30254 |  | 0.42671
0.30253 |  | 0.42668
0.30253 |  | 0.42664
0.30251 |  | 0.42662
0.30249 |  | 0.42659
0.30247 |  | 0.42657
0.30247 |  | 0.42654
0.30245 |  | 0.42651
0.30245 |  | 0.4265
0.30245 |  | 0.42647
0.30243 |  | 0.42646
0.30243 |  | 0.42646
0.30241 |  | 0.42641
0.30241 |  | 0.42639
0.30239 |  | 0.42639
0.30238 |  | 0.42637
0.30238 |  | 0.42634
0.30238 |  | 0.42633
0.30238 |  | 0.42628
0.30238 |  | 0.42628
0.30236 |  | 0.42624
0.30235 |  | 0.42624
0.30234 |  | 0.42619
0.3023 |  | 0.42619
0.3023 |  | 0.42617
0.3023 |  | 0.42616
0.30229 |  | 0.42616
0.30229 |  | 0.42615
0.30226 |  | 0.42611
0.30224 |  | 0.42608
0.30224 |  | 0.42607
0.30223 |  | 0.42601
0.30223 |  | 0.426
0.30223 |  | 0.42598
0.30222 |  | 0.42598
0.30221 |  | 0.42594
0.30221 |  | 0.42592
0.30221 |  | 0.4259
0.30216 |  | 0.42585
0.30215 |  | 0.42583
0.30215 |  | 0.42582
0.30215 |  | 0.42578
0.30214 |  | 0.42575
0.30212 |  | 0.42573
0.30211 |  | 0.42569
0.3021 |  | 0.42566
0.30209 |  | 0.42564
0.30206 |  | 0.42562
0.30206 |  | 0.4256
0.30203 |  | 0.42557
0.30203 |  | 0.42557
0.30202 |  | 0.42555
0.30199 |  | 0.42551
0.30199 |  | 0.42548
0.30199 |  | 0.42548
0.30198 |  | 0.42548
0.30196 |  | 0.42546
0.30195 |  | 0.42542
0.30195 |  | 0.42542
0.30194 |  | 0.4254
0.30194 |  | 0.42538
0.30191 |  | 0.42535
0.30191 |  | 0.42531
0.30191 |  | 0.42525
0.3019 |  | 0.42523
0.3019 |  | 0.4252
0.30189 |  | 0.42519
0.30189 |  | 0.42518
0.30187 |  | 0.42516
0.30185 |  | 0.42515
0.30183 |  | 0.42511
0.30183 |  | 0.4251
0.30183 |  | 0.42508
0.30182 |  | 0.42507
0.30182 |  | 0.42503
0.30181 |  | 0.42499
0.30178 |  | 0.42497
0.30178 |  | 0.42493
0.30178 |  | 0.42488
0.30178 |  | 0.42486
0.30176 |  | 0.42485
0.30172 |  | 0.42482
0.30171 |  | 0.42482
0.30171 |  | 0.42476
0.30171 |  | 0.42474
0.3017 |  | 0.42472
0.30168 |  | 0.4247
0.30167 |  | 0.42465
0.30166 |  | 0.42464
0.30166 |  | 0.42464
0.30164 |  | 0.42461
0.30162 |  | 0.42457
0.30162 |  | 0.42456
0.30162 |  | 0.42453
0.30159 |  | 0.42451
0.30159 |  | 0.42451
0.30156 |  | 0.42449
0.30155 |  | 0.42447
0.30155 |  | 0.42441
0.30155 |  | 0.4244
0.30154 |  | 0.4244
0.30153 |  | 0.42439
0.30153 |  | 0.42438
0.30153 |  | 0.42432
0.30151 |  | 0.42432
0.3015 |  | 0.4243
0.3015 |  | 0.42426
0.30147 |  | 0.42422
0.30147 |  | 0.42419
0.30145 |  | 0.42417
0.30143 |  | 0.42414
0.30143 |  | 0.42414
0.30143 |  | 0.42411
0.3014 |  | 0.42411
0.30138 |  | 0.42409
0.30138 |  | 0.42406
0.30137 |  | 0.42403
0.30137 |  | 0.42401
0.30137 |  | 0.42397
0.30135 |  | 0.42394
0.30134 |  | 0.42393
0.30133 |  | 0.42392
0.30129 |  | 0.42386
0.30129 |  | 0.42385
0.30129 |  | 0.42382
0.30127 |  | 0.4238
0.30126 |  | 0.42378
0.30126 |  | 0.42374
0.30125 |  | 0.42374
0.30123 |  | 0.42373
0.30123 |  | 0.42369
0.30121 |  | 0.42369
0.30119 |  | 0.42365
0.30119 |  | 0.42364
0.30117 |  | 0.42362
0.30117 |  | 0.4236
0.30115 |  | 0.42358
0.30115 |  | 0.42356
0.30115 |  | 0.42352
0.30114 |  | 0.42351
0.30113 |  | 0.4235
0.3011 |  | 0.42347
0.3011 |  | 0.42345
0.30109 |  | 0.42345
0.30106 |  | 0.42342
0.30105 |  | 0.42342
0.30105 |  | 0.42337
0.30103 |  | 0.42335
0.30102 |  | 0.42333
0.30102 |  | 0.42331
0.30101 |  | 0.42328
0.30101 |  | 0.42328
0.30098 |  | 0.42326
0.30096 |  | 0.42321
0.30094 |  | 0.42317
0.30094 |  | 0.42315
0.30094 |  | 0.42314
0.30094 |  | 0.42311
0.30091 |  | 0.42308
0.3009 |  | 0.42307
0.3009 |  | 0.42305
0.30089 |  | 0.42301
0.30087 |  | 0.42298
0.30086 |  | 0.42297
0.30083 |  | 0.42295
0.30083 |  | 0.42293
0.30083 |  | 0.42292
0.30082 |  | 0.4229
0.30081 |  | 0.42289
0.30081 |  | 0.42288
0.30081 |  | 0.42284
0.30079 |  | 0.42281
0.30078 |  | 0.42276
0.30075 |  | 0.42273
0.30074 |  | 0.42272
0.30074 |  | 0.42271
0.30073 |  | 0.42269
0.30073 |  | 0.42264
0.30073 |  | 0.42258
0.30073 |  | 0.42257
0.30073 |  | 0.42255
0.3007 |  | 0.42255
0.30067 |  | 0.42252
0.30066 |  | 0.42248
0.30066 |  | 0.42247
0.30066 |  | 0.42244
0.30064 |  | 0.42238
0.30064 |  | 0.42235
0.30062 |  | 0.42231
0.30061 |  | 0.42228
0.30059 |  | 0.42226
0.30058 |  | 0.42222
0.30058 |  | 0.4222
0.30058 |  | 0.42218
0.30058 |  | 0.42215
0.30056 |  | 0.42212
0.30054 |  | 0.42211
0.30052 |  | 0.42208
0.30052 |  | 0.42207
0.3005 |  | 0.42202
0.30049 |  | 0.422
0.30045 |  | 0.42199
0.30045 |  | 0.42195
0.30044 |  | 0.42193
0.30042 |  | 0.4219
0.30042 |  | 0.42189
0.3004 |  | 0.42189
0.3004 |  | 0.42189
0.3004 |  | 0.42186
0.30038 |  | 0.42185
0.30037 |  | 0.4218
0.30036 |  | 0.4218
0.30033 |  | 0.42177
0.30032 |  | 0.42176
0.30032 |  | 0.42172
0.3003 |  | 0.42169
0.3003 |  | 0.42168
0.30029 |  | 0.42165
0.30025 |  | 0.42164
0.30025 |  | 0.42161
0.30025 |  | 0.4216
0.30025 |  | 0.42157
0.30025 |  | 0.42155
0.30025 |  | 0.42151
0.30023 |  | 0.42145
0.30023 |  | 0.42144
0.30023 |  | 0.42143
0.30019 |  | 0.42138
0.30017 |  | 0.42138
0.30016 |  | 0.42136
0.30016 |  | 0.42135
0.30015 |  | 0.42132
0.30015 |  | 0.4213
0.30015 |  | 0.42128
0.30015 |  | 0.42128
0.30015 |  | 0.42126
0.30013 |  | 0.42124
0.30011 |  | 0.4212
0.30009 |  | 0.4212
0.30008 |  | 0.42116
0.30008 |  | 0.42114
0.30008 |  | 0.42111
0.30007 |  | 0.42108
0.30005 |  | 0.42103
0.30005 |  | 0.42099
0.30004 |  | 0.42097
0.30004 |  | 0.42097
0.30001 |  | 0.42092
0.3 |  | 0.4209
0.29999 |  | 0.42087
0.29997 |  | 0.42086
0.29997 |  | 0.42086
0.29997 |  | 0.42085
0.29996 |  | 0.42082
0.29995 |  | 0.4208
0.29993 |  | 0.42077
0.29993 |  | 0.42075
0.29993 |  | 0.42074
0.29992 |  | 0.4207
0.29988 |  | 0.42069
0.29987 |  | 0.42068
0.29987 |  | 0.42065
0.29985 |  | 0.42065
0.29985 |  | 0.42061
0.29983 |  | 0.42057
0.29981 |  | 0.42056
0.29981 |  | 0.42054
0.2998 |  | 0.42053
0.2998 |  | 0.42049
0.29979 |  | 0.42043
0.29977 |  | 0.4204
0.29977 |  | 0.42038
0.29977 |  | 0.42034
0.29975 |  | 0.42034
0.29975 |  | 0.42033
0.29975 |  | 0.42033
0.29971 |  | 0.42033
0.29969 |  | 0.42028
0.29968 |  | 0.42025
0.29967 |  | 0.42024
0.29967 |  | 0.42021
0.29965 |  | 0.4202
0.29965 |  | 0.42018
0.29964 |  | 0.42014
0.29963 |  | 0.42014
0.29963 |  | 0.42012
0.29961 |  | 0.42008
0.29959 |  | 0.42007
0.29957 |  | 0.42005
0.29956 |  | 0.42003
0.29956 |  | 0.42001
0.29955 |  | 0.41997
0.29954 |  | 0.41996
0.29952 |  | 0.41996
0.29952 |  | 0.41995
0.29948 |  | 0.41988
0.29948 |  | 0.41988
0.29948 |  | 0.41988
0.29947 |  | 0.41987
0.29947 |  | 0.41984
0.29947 |  | 0.41981
0.29947 |  | 0.41978
0.29943 |  | 0.41975
0.29943 |  | 0.41975
0.29942 |  | 0.41974
0.2994 |  | 0.41968
0.29939 |  | 0.41968
0.29939 |  | 0.41966
0.29939 |  | 0.41966
0.29939 |  | 0.41964
0.29938 |  | 0.41962
0.29936 |  | 0.4196
0.29934 |  | 0.41959
0.29934 |  | 0.41955
0.29931 |  | 0.41955
0.29931 |  | 0.41954
0.2993 |  | 0.41951
0.2993 |  | 0.4195
0.2993 |  | 0.41947
0.2993 |  | 0.41945
0.29927 |  | 0.41943
0.29926 |  | 0.41942
0.29925 |  | 0.41941
0.29921 |  | 0.41938
0.29921 |  | 0.41936
0.29921 |  | 0.41934
0.29921 |  | 0.41932
0.29921 |  | 0.4193
0.29919 |  | 0.41929
0.29918 |  | 0.41925
0.29915 |  | 0.41924
0.29915 |  | 0.41923
0.29914 |  | 0.41923
0.29914 |  | 0.41921
0.29912 |  | 0.41917
0.29912 |  | 0.41912
0.2991 |  | 0.41911
0.29907 |  | 0.41909
0.29907 |  | 0.41905
0.29907 |  | 0.41903
0.29907 |  | 0.41901
0.29906 |  | 0.41901
0.29902 |  | 0.419
0.29902 |  | 0.41899
0.299 |  | 0.41895
0.299 |  | 0.41893
0.299 |  | 0.41889
0.299 |  | 0.41888
0.29899 |  | 0.41887
0.29897 |  | 0.41884
0.29897 |  | 0.4188
0.29894 |  | 0.41879
0.29894 |  | 0.41877
0.29894 |  | 0.41875
0.29893 |  | 0.41871
0.2989 |  | 0.41869
0.2989 |  | 0.41869
0.29889 |  | 0.41859
0.29887 |  | 0.41855
0.29886 |  | 0.41854
0.29885 |  | 0.41851
0.29883 |  | 0.4185
0.29883 |  | 0.41847
0.29883 |  | 0.41847
0.29882 |  | 0.41843
0.29881 |  | 0.41842
0.29879 |  | 0.41838
0.29877 |  | 0.41838
0.29877 |  | 0.41837
0.29877 |  | 0.41837
0.29877 |  | 0.41834
0.29875 |  | 0.41833
0.29875 |  | 0.41828
0.29874 |  | 0.41828
0.29871 |  | 0.41826
0.2987 |  | 0.41823
0.2987 |  | 0.41821
0.2987 |  | 0.41818
0.29867 |  | 0.41816
0.29866 |  | 0.41814
0.29865 |  | 0.4181
0.29865 |  | 0.41809
0.29863 |  | 0.41806
0.29863 |  | 0.41805
0.29862 |  | 0.41801
0.2986 |  | 0.41801
0.29858 |  | 0.41798
0.29856 |  | 0.41796
0.29854 |  | 0.41796
0.29854 |  | 0.41793
0.29854 |  | 0.4179
0.29854 |  | 0.41789
0.29854 |  | 0.41788
0.29854 |  | 0.41784
0.29848 |  | 0.4178
0.29847 |  | 0.41777
0.29847 |  | 0.41772
0.29847 |  | 0.41771
0.29847 |  | 0.41768
0.29847 |  | 0.41768
0.29846 |  | 0.41764
0.29846 |  | 0.4176
0.29844 |  | 0.41759
0.29843 |  | 0.41757
0.29843 |  | 0.41757
0.29842 |  | 0.41751
0.29841 |  | 0.41749
0.29841 |  | 0.41746
0.29841 |  | 0.41746
0.29838 |  | 0.41741
0.29836 |  | 0.41738
0.29833 |  | 0.41736
0.29833 |  | 0.41735
0.29831 |  | 0.41731
0.2983 |  | 0.4173
0.29826 |  | 0.41726
0.29826 |  | 0.41724
0.29826 |  | 0.41722
0.29825 |  | 0.41714
0.29825 |  | 0.41713
0.29822 |  | 0.41706
0.29821 |  | 0.41706
0.29819 |  | 0.41704
0.29818 |  | 0.41701
0.29818 |  | 0.41701
0.29817 |  | 0.41699
0.29814 |  | 0.41693
0.29814 |  | 0.41691
0.29813 |  | 0.41688
0.29811 |  | 0.41688
0.29811 |  | 0.41685
0.29809 |  | 0.41683
0.29807 |  | 0.41683
0.29807 |  | 0.41681
0.29805 |  | 0.41678
0.29805 |  | 0.41674
0.29801 |  | 0.41672
0.29801 |  | 0.4167
0.29801 |  | 0.41666
0.29801 |  | 0.41664
0.29801 |  | 0.4166
0.29797 |  | 0.4166
0.29796 |  | 0.41659
0.29796 |  | 0.41659
0.29794 |  | 0.41654
0.29793 |  | 0.41648
0.29792 |  | 0.41647
0.29792 |  | 0.41646
0.29789 |  | 0.41643
0.29788 |  | 0.41641
0.29786 |  | 0.41638
0.29786 |  | 0.41638
0.29784 |  | 0.41637
0.29784 |  | 0.41633
0.29784 |  | 0.4163
0.29784 |  | 0.41629
0.29784 |  | 0.41629
0.29784 |  | 0.41626
0.29781 |  | 0.41625
0.29781 |  | 0.41622
0.29777 |  | 0.4162
0.29777 |  | 0.41618
0.29777 |  | 0.41617
0.29776 |  | 0.41616
0.29776 |  | 0.41613
0.29775 |  | 0.41612
0.29775 |  | 0.41609
0.29772 |  | 0.41607
0.2977 |  | 0.41603
0.2977 |  | 0.41599
0.2977 |  | 0.41596
0.29769 |  | 0.41594
0.29769 |  | 0.41591
0.29765 |  | 0.4159
0.29765 |  | 0.41588
0.29765 |  | 0.41581
0.29764 |  | 0.41578
0.29762 |  | 0.41577
0.29762 |  | 0.41574
0.2976 |  | 0.4157
0.29758 |  | 0.41569
0.29757 |  | 0.41566
0.29757 |  | 0.41562
0.29756 |  | 0.4156
0.29753 |  | 0.41558
0.29752 |  | 0.41554
0.2975 |  | 0.41552
0.29749 |  | 0.4155
0.29746 |  | 0.41548
0.29745 |  | 0.41548
0.29745 |  | 0.41544
0.29745 |  | 0.41542
0.29744 |  | 0.41541
0.29741 |  | 0.41538
0.2974 |  | 0.41536
0.2974 |  | 0.41533
0.29737 |  | 0.41532
0.29737 |  | 0.4153
0.29737 |  | 0.41525
0.29736 |  | 0.41524
0.29733 |  | 0.41524
0.29732 |  | 0.41522
0.29732 |  | 0.4152
0.29732 |  | 0.41517
0.29732 |  | 0.41517
0.29732 |  | 0.41514
0.29729 |  | 0.41514
0.29729 |  | 0.41509
0.29728 |  | 0.41508
0.29726 |  | 0.41505
0.29725 |  | 0.41503
0.29724 |  | 0.41503
0.29722 |  | 0.41499
0.29721 |  | 0.41496
0.2972 |  | 0.41495
0.29718 |  | 0.41495
0.29717 |  | 0.41493
0.29717 |  | 0.41489
0.29714 |  | 0.41488
0.29713 |  | 0.41487
0.29713 |  | 0.41484
0.29713 |  | 0.41481
0.29712 |  | 0.41479
0.29711 |  | 0.41476
0.29709 |  | 0.41473
0.29709 |  | 0.41473
0.29707 |  | 0.41471
0.29705 |  | 0.41467
0.29704 |  | 0.41465
0.29704 |  | 0.41464
0.29704 |  | 0.41461
0.29703 |  | 0.41461
0.29703 |  | 0.41457
0.29701 |  | 0.41457
0.29701 |  | 0.41455
0.29699 |  | 0.41454
0.29699 |  | 0.41451
0.29697 |  | 0.4145
0.29697 |  | 0.41447
0.29696 |  | 0.41444
0.29695 |  | 0.41442
0.29693 |  | 0.41436
0.29693 |  | 0.41435
0.29693 |  | 0.41432
0.29693 |  | 0.41426
0.29691 |  | 0.41423
0.29688 |  | 0.41422
0.29688 |  | 0.41418
0.29686 |  | 0.41415
0.29686 |  | 0.41414
0.29685 |  | 0.41412
0.29684 |  | 0.41406
0.29684 |  | 0.41403
0.29684 |  | 0.41402
0.29683 |  | 0.41399
0.2968 |  | 0.41399
0.2968 |  | 0.41396
0.29679 |  | 0.41394
0.29677 |  | 0.41394
0.29677 |  | 0.41391
0.29677 |  | 0.41389
0.29677 |  | 0.41384
0.29675 |  | 0.41382
0.29672 |  | 0.4138
0.29672 |  | 0.41378
0.2967 |  | 0.41374
0.29669 |  | 0.41372
0.29666 |  | 0.4137
0.29666 |  | 0.41369
0.29664 |  | 0.41364
0.29662 |  | 0.41361
0.29661 |  | 0.41359
0.29661 |  | 0.41355
0.2966 |  | 0.41353
0.29658 |  | 0.41348
0.29657 |  | 0.41347
0.29657 |  | 0.41344
0.29657 |  | 0.41342
0.29656 |  | 0.41339
0.29656 |  | 0.41339
0.29656 |  | 0.41337
0.29653 |  | 0.41331
0.29653 |  | 0.41327
0.29652 |  | 0.41326
0.29652 |  | 0.41325
0.2965 |  | 0.41322
0.2965 |  | 0.41322
0.29649 |  | 0.41318
0.29648 |  | 0.41318
0.29645 |  | 0.41315
0.29645 |  | 0.41312
0.29644 |  | 0.41309
0.29644 |  | 0.41306
0.29644 |  | 0.41305
0.29641 |  | 0.41305
0.2964 |  | 0.413
0.29638 |  | 0.41299
0.29637 |  | 0.41299
0.29637 |  | 0.41292
0.29637 |  | 0.41291
0.29634 |  | 0.41289
0.29633 |  | 0.41285
0.29632 |  | 0.41285
0.2963 |  | 0.41283
0.2963 |  | 0.41283
0.2963 |  | 0.41279
0.29629 |  | 0.41277
0.29629 |  | 0.41275
0.29629 |  | 0.41269
0.29628 |  | 0.41266
0.29626 |  | 0.41263
0.29624 |  | 0.41262
0.29623 |  | 0.41258
0.29623 |  | 0.41256
0.29623 |  | 0.41254
0.29623 |  | 0.41251
0.29621 |  | 0.4125
0.29621 |  | 0.41247
0.2962 |  | 0.41245
0.2962 |  | 0.41241
0.29618 |  | 0.4124
0.29616 |  | 0.41238
0.29616 |  | 0.41237
0.29614 |  | 0.41236
0.29613 |  | 0.41233
0.29613 |  | 0.4123
0.29613 |  | 0.41226
0.29613 |  | 0.41224
0.29612 |  | 0.41223
0.2961 |  | 0.41221
0.29609 |  | 0.41218
0.29609 |  | 0.41218
0.29607 |  | 0.41215
0.29605 |  | 0.41213
0.29602 |  | 0.41211
0.29602 |  | 0.41208
0.29601 |  | 0.41204
0.296 |  | 0.412
0.29598 |  | 0.41196
0.29598 |  | 0.41195
0.29598 |  | 0.41192
0.29595 |  | 0.41191
0.29594 |  | 0.41188
0.29593 |  | 0.41185
0.29591 |  | 0.41182
0.29591 |  | 0.4118
0.29591 |  | 0.41179
0.2959 |  | 0.41179
0.29589 |  | 0.41178
0.29589 |  | 0.41176
0.29587 |  | 0.41173
0.29587 |  | 0.41172
0.29586 |  | 0.4117
0.29586 |  | 0.41168
0.29585 |  | 0.41167
0.29585 |  | 0.41163
0.29585 |  | 0.4116
0.29585 |  | 0.41158
0.29581 |  | 0.41153
0.29581 |  | 0.41152
0.29579 |  | 0.41151
0.29575 |  | 0.41147
0.29575 |  | 0.41144
0.29574 |  | 0.41143
0.29574 |  | 0.41142
0.29574 |  | 0.41138
0.29573 |  | 0.41135
0.29571 |  | 0.41134
0.2957 |  | 0.41131
0.29569 |  | 0.41129
0.29569 |  | 0.41127
0.29569 |  | 0.41125
0.29567 |  | 0.41122
0.29567 |  | 0.41118
0.29566 |  | 0.41116
0.29565 |  | 0.41112
0.29564 |  | 0.41112
0.29564 |  | 0.41109
0.29562 |  | 0.41108
0.29562 |  | 0.41104
0.29562 |  | 0.411
0.29561 |  | 0.41099
0.2956 |  | 0.41096
0.2956 |  | 0.41095
0.29557 |  | 0.41093
0.29555 |  | 0.41089
0.29554 |  | 0.41088
0.29554 |  | 0.41088
0.29551 |  | 0.41087
0.29551 |  | 0.41086
0.2955 |  | 0.41083
0.29549 |  | 0.41082
0.29549 |  | 0.41079
0.29547 |  | 0.41076
0.29547 |  | 0.41074
0.29545 |  | 0.41071
0.29545 |  | 0.41067
0.29544 |  | 0.41063
0.29544 |  | 0.41061
0.29542 |  | 0.4106
0.29539 |  | 0.41058
0.29539 |  | 0.41052
0.29539 |  | 0.4105
0.29539 |  | 0.41049
0.29537 |  | 0.41045
0.29537 |  | 0.41045
0.29534 |  | 0.4104
0.29533 |  | 0.41036
0.29533 |  | 0.41033
0.29533 |  | 0.41032
0.29533 |  | 0.41029
0.29531 |  | 0.41028
0.29531 |  | 0.41025
0.2953 |  | 0.41024
0.29529 |  | 0.41021
0.29527 |  | 0.4102
0.29525 |  | 0.41019
0.29525 |  | 0.41013
0.29525 |  | 0.41012
0.29523 |  | 0.41008
0.29522 |  | 0.41007
0.29518 |  | 0.41004
0.29518 |  | 0.41001
0.29517 |  | 0.40997
0.29517 |  | 0.40997
0.29517 |  | 0.40995
0.29515 |  | 0.40992
0.29514 |  | 0.40988
0.2951 |  | 0.40986
0.2951 |  | 0.40986
0.2951 |  | 0.40985
0.2951 |  | 0.40983
0.2951 |  | 0.40981
0.29507 |  | 0.40978
0.29506 |  | 0.40975
0.29504 |  | 0.40974
0.29503 |  | 0.40969
0.29502 |  | 0.40967
0.29498 |  | 0.40967
0.29498 |  | 0.40965
0.29496 |  | 0.40961
0.29495 |  | 0.40957
0.29494 |  | 0.40954
0.29491 |  | 0.40952
0.29491 |  | 0.40946
0.2949 |  | 0.40946
0.2949 |  | 0.40942
0.29486 |  | 0.4094
0.29485 |  | 0.40936
0.29485 |  | 0.40933
0.29483 |  | 0.4093
0.29483 |  | 0.40925
0.29483 |  | 0.40923
0.29481 |  | 0.40923
0.29481 |  | 0.40919
0.29478 |  | 0.40916
0.29478 |  | 0.40915
0.29478 |  | 0.40912
0.29475 |  | 0.40911
0.29475 |  | 0.40908
0.29475 |  | 0.40903
0.29472 |  | 0.409
0.2947 |  | 0.40896
0.2947 |  | 0.40895
0.29469 |  | 0.40894
0.29467 |  | 0.40887
0.29465 |  | 0.40886
0.29465 |  | 0.40883
0.29463 |  | 0.40881
0.29462 |  | 0.40876
0.29462 |  | 0.40872
0.29461 |  | 0.40868
0.29461 |  | 0.40868
0.29459 |  | 0.40864
0.29457 |  | 0.40863
0.29454 |  | 0.40861
0.29453 |  | 0.40857
0.29453 |  | 0.40856
0.29453 |  | 0.40854
0.29452 |  | 0.40852
0.2945 |  | 0.4085
0.2945 |  | 0.40844
0.29447 |  | 0.4084
0.29447 |  | 0.40839
0.29446 |  | 0.40839
0.29446 |  | 0.40835
0.29445 |  | 0.40834
0.29444 |  | 0.4083
0.29444 |  | 0.40828
0.29442 |  | 0.40826
0.29442 |  | 0.40826
0.2944 |  | 0.40823
0.2944 |  | 0.40819
0.29438 |  | 0.40819
0.29438 |  | 0.40819
0.29438 |  | 0.40814
0.29434 |  | 0.40814
0.29434 |  | 0.40812
0.29434 |  | 0.40812
0.29434 |  | 0.40809
0.29433 |  | 0.40806
0.29432 |  | 0.40802
0.29429 |  | 0.40801
0.29429 |  | 0.40798
0.29427 |  | 0.40797
0.29426 |  | 0.40794
0.29425 |  | 0.40789
0.29424 |  | 0.40786
0.29422 |  | 0.40784
0.29422 |  | 0.40782
0.29421 |  | 0.40778
0.29421 |  | 0.40777
0.29421 |  | 0.40774
0.29419 |  | 0.4077
0.29419 |  | 0.40769
0.29415 |  | 0.40767
0.29414 |  | 0.40763
0.29414 |  | 0.40758
0.29414 |  | 0.40757
0.29413 |  | 0.40755
0.2941 |  | 0.40753
0.29407 |  | 0.40751
0.29407 |  | 0.40749
0.29407 |  | 0.40748
0.29404 |  | 0.40745
0.29403 |  | 0.40742
0.29403 |  | 0.40738
0.29403 |  | 0.40737
0.29403 |  | 0.40737
0.29402 |  | 0.40734
0.29399 |  | 0.4073
0.29398 |  | 0.40729
0.29398 |  | 0.40728
0.29396 |  | 0.40724
0.29395 |  | 0.40721
0.29394 |  | 0.4072
0.29392 |  | 0.4072
0.29392 |  | 0.40718
0.29392 |  | 0.40714
0.29391 |  | 0.40714
0.29391 |  | 0.40712
0.29387 |  | 0.40709
0.29386 |  | 0.40708
0.29384 |  | 0.40705
0.29384 |  | 0.40704
0.29384 |  | 0.407
0.29383 |  | 0.40696
0.29383 |  | 0.40692
0.29379 |  | 0.4069
0.29376 |  | 0.40687
0.29376 |  | 0.40684
0.29375 |  | 0.4068
0.29375 |  | 0.40679
0.29375 |  | 0.40675
0.29372 |  | 0.40673
0.29371 |  | 0.4067
0.2937 |  | 0.40669
0.2937 |  | 0.40669
0.29368 |  | 0.40666
0.29365 |  | 0.40664
0.29365 |  | 0.40662
0.29365 |  | 0.40658
0.29365 |  | 0.40657
0.29363 |  | 0.40656
0.29363 |  | 0.40653
0.29361 |  | 0.4065
0.2936 |  | 0.40648
0.2936 |  | 0.40647
0.29359 |  | 0.40647
0.29357 |  | 0.40641
0.29356 |  | 0.4064
0.29356 |  | 0.40639
0.29356 |  | 0.40635
0.29353 |  | 0.40635
0.29351 |  | 0.40632
0.29351 |  | 0.40628
0.29351 |  | 0.40623
0.29349 |  | 0.40623
0.29346 |  | 0.4062
0.29345 |  | 0.40619
0.29345 |  | 0.40616
0.29342 |  | 0.40613
0.29341 |  | 0.4061
0.2934 |  | 0.40607
0.29338 |  | 0.40606
0.29337 |  | 0.40601
0.29337 |  | 0.40597
0.29337 |  | 0.40593
0.29337 |  | 0.4059
0.29333 |  | 0.40585
0.29332 |  | 0.40583
0.29332 |  | 0.40579
0.2933 |  | 0.40578
0.2933 |  | 0.40574
0.2933 |  | 0.40572
0.29329 |  | 0.40566
0.29329 |  | 0.40565
0.29329 |  | 0.40564
0.29326 |  | 0.40561
0.29326 |  | 0.40561
0.29324 |  | 0.4056
0.29322 |  | 0.40559
0.29322 |  | 0.40553
0.2932 |  | 0.40553
0.29318 |  | 0.4055
0.29317 |  | 0.40546
0.29316 |  | 0.40544
0.29313 |  | 0.40544
0.29312 |  | 0.40542
0.29312 |  | 0.40539
0.2931 |  | 0.40538
0.29309 |  | 0.40534
0.29307 |  | 0.40526
0.29307 |  | 0.40526
0.29305 |  | 0.40523
0.29302 |  | 0.40521
0.29302 |  | 0.40518
0.29302 |  | 0.40515
0.29301 |  | 0.40513
0.29298 |  | 0.40508
0.29298 |  | 0.40505
0.29296 |  | 0.40504
0.29296 |  | 0.40502
0.29296 |  | 0.40497
0.29294 |  | 0.40496
0.29294 |  | 0.40494
0.29293 |  | 0.40493
0.29291 |  | 0.40492
0.2929 |  | 0.40491
0.2929 |  | 0.40488
0.2929 |  | 0.40486
0.29288 |  | 0.40485
0.29286 |  | 0.40481
0.29281 |  | 0.40481
0.29281 |  | 0.40477
0.29279 |  | 0.40475
0.29278 |  | 0.40475
0.29278 |  | 0.40472
0.29277 |  | 0.40469
0.29275 |  | 0.40468
0.29273 |  | 0.40466
0.29271 |  | 0.40463
0.2927 |  | 0.40458
0.2927 |  | 0.40458
0.2927 |  | 0.40456
0.2927 |  | 0.40455
0.29269 |  | 0.40452
0.29267 |  | 0.40448
0.29266 |  | 0.40447
0.29266 |  | 0.40444
0.29265 |  | 0.40443
0.29263 |  | 0.4044
0.29261 |  | 0.40435
0.29261 |  | 0.40432
0.29259 |  | 0.40431
0.29259 |  | 0.4043
0.29258 |  | 0.40429
0.29257 |  | 0.40423
0.29256 |  | 0.40423
0.29256 |  | 0.40423
0.29256 |  | 0.40421
0.29254 |  | 0.40418
0.29251 |  | 0.40415
0.29251 |  | 0.40414
0.29249 |  | 0.40413
0.29247 |  | 0.4041
0.29247 |  | 0.40406
0.29246 |  | 0.40404
0.29245 |  | 0.40402
0.29244 |  | 0.40401
0.29241 |  | 0.40398
0.29241 |  | 0.40396
0.29241 |  | 0.40394
0.29241 |  | 0.40392
0.29237 |  | 0.40387
0.29235 |  | 0.40384
0.29235 |  | 0.40384
0.29235 |  | 0.40379
0.29235 |  | 0.40376
0.29234 |  | 0.40371
0.29231 |  | 0.40371
0.2923 |  | 0.40371
0.2923 |  | 0.40365
0.29229 |  | 0.40359
0.29228 |  | 0.40356
0.29228 |  | 0.40355
0.29226 |  | 0.40355
0.29226 |  | 0.40354
0.29225 |  | 0.40351
0.29224 |  | 0.40347
0.29222 |  | 0.40346
0.2922 |  | 0.40344
0.29218 |  | 0.4034
0.29218 |  | 0.40339
0.29218 |  | 0.40336
0.29218 |  | 0.40334
0.29218 |  | 0.40331
0.29217 |  | 0.40328
0.29215 |  | 0.40327
0.29213 |  | 0.40326
0.29213 |  | 0.40323
0.29212 |  | 0.4032
0.2921 |  | 0.40318
0.29209 |  | 0.40314
0.29208 |  | 0.40314
0.29206 |  | 0.40314
0.29206 |  | 0.4031
0.29205 |  | 0.40307
0.29205 |  | 0.40306
0.29202 |  | 0.40305
0.29201 |  | 0.40304
0.29198 |  | 0.40301
0.29197 |  | 0.40298
0.29197 |  | 0.40297
0.29197 |  | 0.40293
0.29194 |  | 0.40292
0.29194 |  | 0.4029
0.29194 |  | 0.4029
0.29193 |  | 0.40288
0.2919 |  | 0.40286
0.2919 |  | 0.40283
0.29188 |  | 0.40281
0.29187 |  | 0.4028
0.29185 |  | 0.40279
0.29185 |  | 0.40277
0.29182 |  | 0.40273
0.29181 |  | 0.40271
0.29181 |  | 0.40268
0.29177 |  | 0.40268
0.29177 |  | 0.40264
0.29177 |  | 0.40264
0.29177 |  | 0.40262
0.29176 |  | 0.40258
0.29173 |  | 0.40254
0.29173 |  | 0.40254
0.29172 |  | 0.40254
0.29169 |  | 0.4025
0.29169 |  | 0.40248
0.29168 |  | 0.40243
0.29168 |  | 0.40242
0.29167 |  | 0.40239
0.29164 |  | 0.40235
0.29164 |  | 0.40234
0.29161 |  | 0.40231
0.29161 |  | 0.40229
0.2916 |  | 0.40229
0.29158 |  | 0.40229
0.29157 |  | 0.40223
0.29156 |  | 0.40222
0.29155 |  | 0.40218
0.29153 |  | 0.40217
0.29152 |  | 0.40214
0.29151 |  | 0.40213
0.29151 |  | 0.4021
0.2915 |  | 0.40206
0.29148 |  | 0.40206
0.29148 |  | 0.40203
0.29147 |  | 0.402
0.29145 |  | 0.40197
0.29144 |  | 0.40197
0.29144 |  | 0.40196
0.29143 |  | 0.40195
0.29143 |  | 0.40193
0.2914 |  | 0.40192
0.2914 |  | 0.40192
0.29139 |  | 0.40189
0.29139 |  | 0.40187
0.29138 |  | 0.40185
0.29135 |  | 0.40181
0.29135 |  | 0.4018
0.29135 |  | 0.40179
0.29135 |  | 0.40176
0.29135 |  | 0.40172
0.29133 |  | 0.40172
0.2913 |  | 0.40169
0.2913 |  | 0.40167
0.2913 |  | 0.40165
0.2913 |  | 0.40161
0.29126 |  | 0.4016
0.29124 |  | 0.40158
0.29124 |  | 0.40155
0.29124 |  | 0.40155
0.29123 |  | 0.40151
0.29122 |  | 0.4015
0.2912 |  | 0.40147
0.29119 |  | 0.40145
0.29119 |  | 0.40142
0.29116 |  | 0.40141
0.29114 |  | 0.40137
0.29114 |  | 0.40136
0.29114 |  | 0.40136
0.29114 |  | 0.40134
0.29114 |  | 0.4013
0.29107 |  | 0.40129
0.29107 |  | 0.40127
0.29107 |  | 0.40125
0.29106 |  | 0.40125
0.29103 |  | 0.4012
0.29103 |  | 0.40117
0.29103 |  | 0.40114
0.291 |  | 0.40112
0.29099 |  | 0.40109
0.29099 |  | 0.40107
0.29098 |  | 0.40107
0.29096 |  | 0.40104
0.29096 |  | 0.40101
0.29094 |  | 0.40099
0.29092 |  | 0.40096
0.29092 |  | 0.40095
0.29091 |  | 0.40092
0.2909 |  | 0.4009
0.2909 |  | 0.40087
0.29087 |  | 0.40083
0.29087 |  | 0.40083
0.29084 |  | 0.4008
0.29084 |  | 0.40079
0.29083 |  | 0.40078
0.2908 |  | 0.40075
0.2908 |  | 0.40073
0.29079 |  | 0.40073
0.29077 |  | 0.4007
0.29076 |  | 0.40067
0.29075 |  | 0.40067
0.29073 |  | 0.40062
0.29072 |  | 0.40062
0.29072 |  | 0.40061
0.29068 |  | 0.40058
0.29068 |  | 0.40055
0.29068 |  | 0.40053
0.29066 |  | 0.40049
0.29066 |  | 0.40049
0.29066 |  | 0.40047
0.29061 |  | 0.40045
0.29061 |  | 0.40045
0.29061 |  | 0.40042
0.2906 |  | 0.40038
0.2906 |  | 0.40037
0.29059 |  | 0.40031
0.29059 |  | 0.4003
0.29058 |  | 0.4003
0.29055 |  | 0.40029
0.29054 |  | 0.40026
0.29052 |  | 0.4002
0.29051 |  | 0.40017
0.29051 |  | 0.40017
0.29048 |  | 0.40012
0.29046 |  | 0.4001
0.29046 |  | 0.40009
0.29044 |  | 0.40006
0.29043 |  | 0.40005
0.29043 |  | 0.40004
0.29043 |  | 0.40002
0.29041 |  | 0.39998
0.29039 |  | 0.39997
0.29038 |  | 0.39996
0.29038 |  | 0.39993
0.29036 |  | 0.39992
0.29032 |  | 0.39988
0.29032 |  | 0.39988
0.29032 |  | 0.39987
0.2903 |  | 0.39984
0.29029 |  | 0.39983
0.29029 |  | 0.39979
0.29029 |  | 0.39976
0.29027 |  | 0.39976
0.29027 |  | 0.39974
0.29026 |  | 0.3997
0.29024 |  | 0.3997
0.29024 |  | 0.39966
0.29023 |  | 0.39964
0.29023 |  | 0.39963
0.29019 |  | 0.39959
0.29019 |  | 0.39956
0.29018 |  | 0.39952
0.29018 |  | 0.39951
0.29016 |  | 0.3995
0.29016 |  | 0.39947
0.29015 |  | 0.39943
0.29015 |  | 0.39942
0.29013 |  | 0.39941
0.29012 |  | 0.39939
0.29011 |  | 0.39937
0.29011 |  | 0.39934
0.2901 |  | 0.39931
0.29006 |  | 0.3993
0.29006 |  | 0.39927
0.29004 |  | 0.39924
0.29002 |  | 0.39923
0.29 |  | 0.39918
0.29 |  | 0.39917
0.28999 |  | 0.39915
0.28999 |  | 0.39915
0.28998 |  | 0.39911
0.28998 |  | 0.3991
0.28997 |  | 0.39906
0.28995 |  | 0.39905
0.28994 |  | 0.39901
0.28994 |  | 0.39899
0.28992 |  | 0.39898
0.28992 |  | 0.39894
0.28991 |  | 0.39891
0.28988 |  | 0.39888
0.28987 |  | 0.39886
0.28986 |  | 0.39885
0.28984 |  | 0.39885
0.28984 |  | 0.39884
0.28982 |  | 0.39881
0.2898 |  | 0.39879
0.2898 |  | 0.39875
0.2898 |  | 0.39873
0.28979 |  | 0.39869
0.28976 |  | 0.39868
0.28976 |  | 0.39865
0.28974 |  | 0.39862
0.28972 |  | 0.39858
0.28972 |  | 0.39857
0.28971 |  | 0.39854
0.28971 |  | 0.39853
0.28967 |  | 0.39852
0.28964 |  | 0.39849
0.28964 |  | 0.39846
0.28964 |  | 0.39846
0.28964 |  | 0.39842
0.28962 |  | 0.39841
0.28962 |  | 0.39841
0.2896 |  | 0.39838
0.28956 |  | 0.39837
0.28955 |  | 0.39836
0.28955 |  | 0.39833
0.28954 |  | 0.39833
0.28954 |  | 0.39832
0.28953 |  | 0.39826
0.2895 |  | 0.39824
0.28949 |  | 0.39822
0.28949 |  | 0.3982
0.28947 |  | 0.39817
0.28947 |  | 0.39817
0.28947 |  | 0.39817
0.28946 |  | 0.39812
0.28945 |  | 0.3981
0.28943 |  | 0.39808
0.28942 |  | 0.39805
0.28942 |  | 0.39805
0.28942 |  | 0.39802
0.28939 |  | 0.39802
0.28939 |  | 0.39799
0.28939 |  | 0.39799
0.28935 |  | 0.39799
0.28935 |  | 0.39792
0.28934 |  | 0.39792
0.28934 |  | 0.3979
0.28934 |  | 0.39787
0.28933 |  | 0.39783
0.28933 |  | 0.39783
0.28931 |  | 0.39782
0.2893 |  | 0.39779
0.2893 |  | 0.39779
0.28928 |  | 0.39776
0.28928 |  | 0.39775
0.28927 |  | 0.3977
0.28927 |  | 0.3977
0.28926 |  | 0.39767
0.28924 |  | 0.39764
0.28923 |  | 0.39762
0.28922 |  | 0.39761
0.28919 |  | 0.39758
0.28919 |  | 0.39755
0.28919 |  | 0.39755
0.28919 |  | 0.39754
0.28919 |  | 0.3975
0.28918 |  | 0.39746
0.28915 |  | 0.39743
0.28914 |  | 0.3974
0.28914 |  | 0.39739
0.28912 |  | 0.39738
0.28908 |  | 0.39734
0.28908 |  | 0.39731
0.28908 |  | 0.3973
0.28907 |  | 0.39727
0.28906 |  | 0.39723
0.28906 |  | 0.39721
0.28904 |  | 0.3972
0.28903 |  | 0.39717
0.28902 |  | 0.39714
0.289 |  | 0.39711
0.28899 |  | 0.39709
0.28896 |  | 0.39707
0.28896 |  | 0.39702
0.28895 |  | 0.39702
0.28895 |  | 0.39701
0.28895 |  | 0.39698
0.28894 |  | 0.39696
0.28891 |  | 0.39694
0.2889 |  | 0.39691
0.2889 |  | 0.3969
0.2889 |  | 0.39687
0.2889 |  | 0.39685
0.28886 |  | 0.39683
0.28886 |  | 0.39681
0.28886 |  | 0.39681
0.28886 |  | 0.39678
0.28886 |  | 0.39678
0.28881 |  | 0.39674
0.28881 |  | 0.39673
0.28881 |  | 0.39673
0.28878 |  | 0.39672
0.28878 |  | 0.3967
0.28878 |  | 0.39668
0.28877 |  | 0.39666
0.28877 |  | 0.39662
0.28874 |  | 0.39658
0.28873 |  | 0.39657
0.28873 |  | 0.39654
0.28873 |  | 0.39653
0.2887 |  | 0.39652
0.2887 |  | 0.39649
0.28869 |  | 0.39647
0.28869 |  | 0.39645
0.28866 |  | 0.39643
0.28865 |  | 0.3964
0.28865 |  | 0.3964
0.28863 |  | 0.39637
0.28863 |  | 0.39634
0.28861 |  | 0.39633
0.28861 |  | 0.39631
0.28861 |  | 0.39631
0.28861 |  | 0.39629
0.28858 |  | 0.39624
0.28857 |  | 0.39624
0.28855 |  | 0.39617
0.28855 |  | 0.39615
0.28853 |  | 0.39613
0.28853 |  | 0.39612
0.28853 |  | 0.39609
0.28851 |  | 0.39606
0.28851 |  | 0.39605
0.2885 |  | 0.39601
0.28849 |  | 0.39599
0.28846 |  | 0.39599
0.28843 |  | 0.39596
0.28843 |  | 0.39595
0.28843 |  | 0.39595
0.28843 |  | 0.39594
0.28842 |  | 0.3959
0.28838 |  | 0.39586
0.28838 |  | 0.3958
0.28838 |  | 0.3958
0.28835 |  | 0.39579
0.28831 |  | 0.39577
0.28831 |  | 0.39573
0.2883 |  | 0.3957
0.28827 |  | 0.39566
0.28827 |  | 0.39563
0.28825 |  | 0.39563
0.28825 |  | 0.39559
0.28823 |  | 0.39559
0.28823 |  | 0.39554
0.2882 |  | 0.39551
0.2882 |  | 0.39551
0.28819 |  | 0.39545
0.28818 |  | 0.39543
0.28815 |  | 0.39542
0.28815 |  | 0.39541
0.28814 |  | 0.39538
0.28814 |  | 0.39538
0.28814 |  | 0.39534
0.28812 |  | 0.39533
0.28811 |  | 0.39533
0.28809 |  | 0.39528
0.28809 |  | 0.39525
0.28807 |  | 0.39524
0.28807 |  | 0.39524
0.28806 |  | 0.3952
0.28803 |  | 0.39517
0.28801 |  | 0.39517
0.28799 |  | 0.39513
0.28799 |  | 0.3951
0.28798 |  | 0.39507
0.28797 |  | 0.39504
0.28797 |  | 0.39503
0.28797 |  | 0.39502
0.28795 |  | 0.395
0.28795 |  | 0.39496
0.28795 |  | 0.39495
0.28793 |  | 0.39494
0.2879 |  | 0.39491
0.2879 |  | 0.39491
0.28789 |  | 0.3949
0.28787 |  | 0.39486
0.28787 |  | 0.39482
0.28787 |  | 0.3948
0.28786 |  | 0.39478
0.28786 |  | 0.39476
0.28783 |  | 0.39474
0.28782 |  | 0.39473
0.28781 |  | 0.39469
0.28779 |  | 0.39468
0.28778 |  | 0.39462
0.28778 |  | 0.39458
0.28778 |  | 0.39457
0.28777 |  | 0.39455
0.28777 |  | 0.39452
0.28775 |  | 0.39452
0.28773 |  | 0.39447
0.28771 |  | 0.39444
0.2877 |  | 0.39444
0.2877 |  | 0.39444
0.28769 |  | 0.39439
0.28767 |  | 0.39437
0.28767 |  | 0.39432
0.28767 |  | 0.39432
0.28766 |  | 0.3943
0.28762 |  | 0.39427
0.28761 |  | 0.39424
0.28761 |  | 0.39424
0.28761 |  | 0.39423
0.28759 |  | 0.39419
0.28758 |  | 0.39415
0.28754 |  | 0.39412
0.28754 |  | 0.39408
0.28753 |  | 0.39407
0.28753 |  | 0.39404
0.28751 |  | 0.39404
0.28751 |  | 0.39399
0.28749 |  | 0.39398
0.28748 |  | 0.39398
0.28745 |  | 0.39395
0.28744 |  | 0.39394
0.28742 |  | 0.39392
0.28742 |  | 0.39391
0.28742 |  | 0.3939
0.28741 |  | 0.39387
0.28739 |  | 0.39387
0.28737 |  | 0.39385
0.28737 |  | 0.39385
0.28735 |  | 0.39379
0.28733 |  | 0.39379
0.28732 |  | 0.39374
0.28732 |  | 0.39373
0.2873 |  | 0.3937
0.28729 |  | 0.39369
0.28729 |  | 0.39369
0.28729 |  | 0.39366
0.28728 |  | 0.39365
0.28728 |  | 0.39365
0.28725 |  | 0.39362
0.28725 |  | 0.39361
0.28722 |  | 0.3936
0.28718 |  | 0.39358
0.28718 |  | 0.39353
0.28717 |  | 0.39353
0.28717 |  | 0.3935
0.28714 |  | 0.39347
0.28713 |  | 0.39347
0.28713 |  | 0.39347
0.28712 |  | 0.39345
0.2871 |  | 0.39341
0.2871 |  | 0.3934
0.2871 |  | 0.39338
0.28709 |  | 0.39334
0.28708 |  | 0.39331
0.28704 |  | 0.39331
0.28704 |  | 0.39327
0.28701 |  | 0.39327
0.28701 |  | 0.39323
0.287 |  | 0.39323
0.28698 |  | 0.3932
0.28698 |  | 0.39318
0.28698 |  | 0.39315
0.28698 |  | 0.39313
0.28698 |  | 0.39312
0.28697 |  | 0.39307
0.28696 |  | 0.39306
0.28694 |  | 0.39303
0.28692 |  | 0.393
0.2869 |  | 0.393
0.28687 |  | 0.39298
0.28687 |  | 0.39295
0.28686 |  | 0.39291
0.28685 |  | 0.3929
0.28685 |  | 0.3929
0.28684 |  | 0.39289
0.28684 |  | 0.39287
0.28681 |  | 0.39282
0.28681 |  | 0.39282
0.2868 |  | 0.39279
0.2868 |  | 0.39279
0.28678 |  | 0.39277
0.28677 |  | 0.39274
0.28674 |  | 0.39273
0.28673 |  | 0.39272
0.28673 |  | 0.39272
0.2867 |  | 0.3927
0.2867 |  | 0.39268
0.28666 |  | 0.39268
0.28666 |  | 0.39266
0.28666 |  | 0.39265
0.28664 |  | 0.39262
0.28664 |  | 0.3926
0.28664 |  | 0.39256
0.28661 |  | 0.39253
0.28661 |  | 0.39252
0.2866 |  | 0.3925
0.28658 |  | 0.39248
0.28657 |  | 0.39246
0.28656 |  | 0.39244
0.28654 |  | 0.39241
0.28652 |  | 0.39241
0.28652 |  | 0.39238
0.2865 |  | 0.39236
0.2865 |  | 0.39235
0.28649 |  | 0.39231
0.28649 |  | 0.39228
0.28649 |  | 0.39228
0.28648 |  | 0.39226
0.28646 |  | 0.39224
0.28645 |  | 0.39222
0.28645 |  | 0.39219
0.28645 |  | 0.39218
0.28644 |  | 0.39218
0.28642 |  | 0.39215
0.28642 |  | 0.39211
0.2864 |  | 0.39207
0.28637 |  | 0.39207
0.28637 |  | 0.39202
0.28637 |  | 0.39197
0.28636 |  | 0.39197
0.28636 |  | 0.39194
0.28634 |  | 0.39192
0.28633 |  | 0.39189
0.28633 |  | 0.39188
0.28633 |  | 0.39187
0.28632 |  | 0.39185
0.28629 |  | 0.39184
0.28629 |  | 0.39181
0.28626 |  | 0.39181
0.28626 |  | 0.39179
0.28626 |  | 0.39177
0.28626 |  | 0.39175
0.28625 |  | 0.39175
0.28625 |  | 0.39171
0.28624 |  | 0.39168
0.28621 |  | 0.39167
0.28621 |  | 0.39166
0.28621 |  | 0.39164
0.2862 |  | 0.3916
0.28618 |  | 0.39156
0.28618 |  | 0.39155
0.28617 |  | 0.39152
0.28617 |  | 0.3915
0.28616 |  | 0.39146
0.28614 |  | 0.39144
0.28613 |  | 0.39142
0.28613 |  | 0.3914
0.28611 |  | 0.3914
0.2861 |  | 0.39136
0.28609 |  | 0.39135
0.28609 |  | 0.39134
0.28606 |  | 0.39132
0.28605 |  | 0.39129
0.28604 |  | 0.39126
0.28604 |  | 0.39126
0.28602 |  | 0.39125
0.286 |  | 0.39123
0.286 |  | 0.39121
0.28598 |  | 0.39118
0.28598 |  | 0.39114
0.28598 |  | 0.39113
0.28598 |  | 0.39111
0.28598 |  | 0.3911
0.28598 |  | 0.39106
0.28596 |  | 0.39105
0.28593 |  | 0.39104
0.28592 |  | 0.39101
0.28592 |  | 0.39097
0.28592 |  | 0.39094
0.28589 |  | 0.39093
0.28589 |  | 0.39088
0.28586 |  | 0.39086
0.28586 |  | 0.39086
0.28585 |  | 0.39086
0.28583 |  | 0.39083
0.28583 |  | 0.39081
0.28583 |  | 0.39079
0.2858 |  | 0.39077
0.28578 |  | 0.39071
0.28578 |  | 0.3907
0.28575 |  | 0.39068
0.28574 |  | 0.39067
0.28574 |  | 0.39065
0.28571 |  | 0.39061
0.2857 |  | 0.3906
0.2857 |  | 0.39055
0.2857 |  | 0.39052
0.2857 |  | 0.39049
0.2857 |  | 0.39048
0.28569 |  | 0.39044
0.28566 |  | 0.39043
0.28566 |  | 0.39043
0.28566 |  | 0.39039
0.28565 |  | 0.39038
0.2856 |  | 0.39038
0.2856 |  | 0.39035
0.2856 |  | 0.3903
0.2856 |  | 0.3903
0.28558 |  | 0.39026
0.28556 |  | 0.39022
0.28553 |  | 0.39019
0.28553 |  | 0.39019
0.28553 |  | 0.39019
0.28552 |  | 0.39017
0.2855 |  | 0.39016
0.28549 |  | 0.39012
0.28549 |  | 0.3901
0.28549 |  | 0.39009
0.28547 |  | 0.39006
0.28547 |  | 0.39002
0.28547 |  | 0.39002
0.28545 |  | 0.39
0.28541 |  | 0.38998
0.28541 |  | 0.38997
0.28541 |  | 0.38993
0.2854 |  | 0.3899
0.28539 |  | 0.38988
0.28539 |  | 0.38987
0.28537 |  | 0.38985
0.28537 |  | 0.38984
0.28536 |  | 0.38983
0.28535 |  | 0.3898
0.28533 |  | 0.38979
0.28532 |  | 0.38975
0.28531 |  | 0.38972
0.28531 |  | 0.38972
0.28531 |  | 0.38965
0.28529 |  | 0.38963
0.28527 |  | 0.38959
0.28525 |  | 0.38959
0.28524 |  | 0.38958
0.28524 |  | 0.38955
0.28524 |  | 0.38954
0.28523 |  | 0.38948
0.28519 |  | 0.38947
0.28517 |  | 0.38944
0.28517 |  | 0.38942
0.28516 |  | 0.3894
0.28516 |  | 0.38939
0.28515 |  | 0.38936
0.28512 |  | 0.38935
0.2851 |  | 0.38935
0.2851 |  | 0.38932
0.2851 |  | 0.3893
0.28506 |  | 0.38925
0.28505 |  | 0.38923
0.28505 |  | 0.3892
0.28502 |  | 0.3892
0.28502 |  | 0.38918
0.28502 |  | 0.38915
0.28501 |  | 0.38915
0.285 |  | 0.38911
0.28498 |  | 0.38909
0.28498 |  | 0.38902
0.28496 |  | 0.38901
0.28493 |  | 0.38899
0.28493 |  | 0.38898
0.28491 |  | 0.38895
0.28491 |  | 0.38893
0.28491 |  | 0.3889
0.28488 |  | 0.38886
0.28485 |  | 0.38882
0.28485 |  | 0.38878
0.28484 |  | 0.38876
0.28484 |  | 0.38873
0.28484 |  | 0.38873
0.28483 |  | 0.38871
0.28481 |  | 0.38869
0.28481 |  | 0.38867
0.28481 |  | 0.38866
0.28481 |  | 0.38863
0.28481 |  | 0.38862
0.28478 |  | 0.3886
0.28477 |  | 0.38858
0.28477 |  | 0.38855
0.28476 |  | 0.38854
0.28476 |  | 0.38853
0.28476 |  | 0.3885
0.28473 |  | 0.38849
0.28472 |  | 0.38848
0.28472 |  | 0.38846
0.28471 |  | 0.38842
0.28469 |  | 0.38841
0.28469 |  | 0.38841
0.28468 |  | 0.3884
0.28465 |  | 0.38838
0.28465 |  | 0.38836
0.28464 |  | 0.38836
0.28463 |  | 0.38835
0.28463 |  | 0.38831
0.28461 |  | 0.38828
0.2846 |  | 0.38827
0.28458 |  | 0.38825
0.28458 |  | 0.38824
0.28458 |  | 0.38823
0.28455 |  | 0.38819
0.28455 |  | 0.38816
0.28453 |  | 0.38815
0.28451 |  | 0.38812
0.28451 |  | 0.38809
0.28449 |  | 0.38808
0.28448 |  | 0.38807
0.28447 |  | 0.38803
0.28447 |  | 0.388
0.28445 |  | 0.38799
0.28444 |  | 0.38799
0.28444 |  | 0.38795
0.28444 |  | 0.38795
0.28444 |  | 0.38791
0.28441 |  | 0.38791
0.28439 |  | 0.3879
0.28439 |  | 0.38786
0.28439 |  | 0.38786
0.28439 |  | 0.38783
0.28439 |  | 0.38779
0.28439 |  | 0.38779
0.28435 |  | 0.38777
0.28434 |  | 0.38774
0.28434 |  | 0.38771
0.28432 |  | 0.38768
0.28431 |  | 0.38764
0.28431 |  | 0.38762
0.28431 |  | 0.38762
0.28428 |  | 0.38762
0.28427 |  | 0.38759
0.28426 |  | 0.38756
0.28426 |  | 0.38753
0.28426 |  | 0.38753
0.28426 |  | 0.3875
0.28424 |  | 0.38746
0.28424 |  | 0.38744
0.2842 |  | 0.38741
0.2842 |  | 0.38738
0.2842 |  | 0.38738
0.28419 |  | 0.38738
0.28418 |  | 0.38734
0.28416 |  | 0.38734
0.28416 |  | 0.38732
0.28414 |  | 0.38728
0.28414 |  | 0.38724
0.28412 |  | 0.38724
0.28409 |  | 0.3872
0.28408 |  | 0.38715
0.28408 |  | 0.38711
0.28407 |  | 0.38711
0.28404 |  | 0.38711
0.28404 |  | 0.38707
0.28404 |  | 0.38704
0.28403 |  | 0.38703
0.28402 |  | 0.38702
0.284 |  | 0.38698
0.284 |  | 0.38695
0.28398 |  | 0.38692
0.28396 |  | 0.38691
0.28395 |  | 0.38688
0.28395 |  | 0.38687
0.28394 |  | 0.38682
0.28392 |  | 0.3868
0.28391 |  | 0.38676
0.2839 |  | 0.38675
0.28389 |  | 0.38671
0.28387 |  | 0.38667
0.28385 |  | 0.38667
0.28385 |  | 0.3866
0.28385 |  | 0.3866
0.28383 |  | 0.38656
0.28383 |  | 0.38654
0.2838 |  | 0.38652
0.28379 |  | 0.3865
0.28378 |  | 0.38649
0.28378 |  | 0.38647
0.28378 |  | 0.38646
0.28377 |  | 0.38646
0.28375 |  | 0.38642
0.28375 |  | 0.38641
0.28371 |  | 0.38638
0.28371 |  | 0.38634
0.28371 |  | 0.38632
0.28371 |  | 0.3863
0.2837 |  | 0.38628
0.28367 |  | 0.38626
0.28365 |  | 0.38626
0.28365 |  | 0.38622
0.28363 |  | 0.38621
0.28362 |  | 0.3862
0.2836 |  | 0.38618
0.2836 |  | 0.38618
0.28358 |  | 0.38613
0.28357 |  | 0.38612
0.28357 |  | 0.38609
0.28357 |  | 0.38609
0.28355 |  | 0.38607
0.28355 |  | 0.38607
0.28354 |  | 0.38604
0.28354 |  | 0.38603
0.28351 |  | 0.386
0.28351 |  | 0.38599
0.28349 |  | 0.38595
0.28349 |  | 0.38595
0.28347 |  | 0.38594
0.28345 |  | 0.38594
0.28345 |  | 0.38592
0.28343 |  | 0.3859
0.28342 |  | 0.38584
0.28339 |  | 0.3858
0.28339 |  | 0.3858
0.28339 |  | 0.38575
0.28338 |  | 0.38573
0.28337 |  | 0.38573
0.28335 |  | 0.38567
0.28334 |  | 0.38567
0.28334 |  | 0.38565
0.28334 |  | 0.38563
0.28331 |  | 0.38561
0.2833 |  | 0.38559
0.2833 |  | 0.38557
0.28327 |  | 0.38554
0.28327 |  | 0.38551
0.28327 |  | 0.3855
0.28326 |  | 0.38549
0.28326 |  | 0.38546
0.28322 |  | 0.38545
0.28322 |  | 0.38541
0.28321 |  | 0.38541
0.28321 |  | 0.38538
0.28321 |  | 0.38538
0.28321 |  | 0.38537
0.28319 |  | 0.38536
0.28318 |  | 0.38534
0.28315 |  | 0.38533
0.28315 |  | 0.38528
0.28314 |  | 0.38525
0.28313 |  | 0.38524
0.28311 |  | 0.38523
0.28311 |  | 0.38517
0.2831 |  | 0.38515
0.2831 |  | 0.38515
0.2831 |  | 0.38509
0.28309 |  | 0.38508
0.28307 |  | 0.38508
0.28306 |  | 0.38507
0.28303 |  | 0.38502
0.28302 |  | 0.385
0.28302 |  | 0.38496
0.28302 |  | 0.38495
0.28299 |  | 0.38491
0.28297 |  | 0.3849
0.28297 |  | 0.3849
0.28297 |  | 0.38487
0.28295 |  | 0.38487
0.28294 |  | 0.38484
0.28292 |  | 0.38483
0.2829 |  | 0.38479
0.2829 |  | 0.38478
0.2829 |  | 0.38476
0.2829 |  | 0.38476
0.28287 |  | 0.38474
0.28287 |  | 0.38471
0.28287 |  | 0.38468
0.28286 |  | 0.38468
0.28284 |  | 0.38464
0.28284 |  | 0.38461
0.28284 |  | 0.38461
0.28282 |  | 0.38458
0.28282 |  | 0.38454
0.28281 |  | 0.38451
0.28281 |  | 0.3845
0.28277 |  | 0.38449
0.28277 |  | 0.38447
0.28277 |  | 0.38447
0.28274 |  | 0.38444
0.28273 |  | 0.38439
0.28273 |  | 0.38437
0.2827 |  | 0.38436
0.28269 |  | 0.38433
0.28268 |  | 0.38432
0.28268 |  | 0.38427
0.28268 |  | 0.38427
0.28268 |  | 0.38424
0.28266 |  | 0.38423
0.28264 |  | 0.38423
0.28264 |  | 0.3842
0.28262 |  | 0.38418
0.28261 |  | 0.38415
0.2826 |  | 0.38412
0.2826 |  | 0.38409
0.2826 |  | 0.38407
0.28257 |  | 0.38406
0.28256 |  | 0.38404
0.28253 |  | 0.38403
0.28252 |  | 0.38397
0.2825 |  | 0.38395
0.28249 |  | 0.38392
0.28249 |  | 0.38392
0.28249 |  | 0.38388
0.28248 |  | 0.38384
0.28248 |  | 0.38384
0.28246 |  | 0.38382
0.28244 |  | 0.3838
0.28242 |  | 0.3838
0.28242 |  | 0.38375
0.2824 |  | 0.38371
0.28238 |  | 0.38368
0.28236 |  | 0.38364
0.28235 |  | 0.38363
0.28235 |  | 0.3836
0.28235 |  | 0.3836
0.28231 |  | 0.38358
0.28231 |  | 0.38356
0.28231 |  | 0.38353
0.28231 |  | 0.38353
0.28229 |  | 0.38349
0.28227 |  | 0.38349
0.28225 |  | 0.38347
0.28225 |  | 0.38342
0.28224 |  | 0.38342
0.28223 |  | 0.38338
0.2822 |  | 0.38338
0.2822 |  | 0.38336
0.28218 |  | 0.38333
0.28216 |  | 0.38332
0.28216 |  | 0.3833
0.28216 |  | 0.38327
0.28215 |  | 0.38325
0.28215 |  | 0.38321
0.28213 |  | 0.38317
0.28212 |  | 0.38316
0.28209 |  | 0.38316
0.28208 |  | 0.38314
0.28208 |  | 0.38313
0.28208 |  | 0.3831
0.28208 |  | 0.38308
0.28207 |  | 0.38302
0.28205 |  | 0.38299
0.28205 |  | 0.38299
0.28204 |  | 0.38296
0.28201 |  | 0.38296
0.28201 |  | 0.38295
0.28201 |  | 0.38294
0.28198 |  | 0.38291
0.28198 |  | 0.38288
0.28198 |  | 0.38288
0.28198 |  | 0.38287
0.28198 |  | 0.38286
0.28197 |  | 0.38286
0.28196 |  | 0.38284
0.28194 |  | 0.38282
0.28193 |  | 0.38278
0.28192 |  | 0.38276
0.28192 |  | 0.38276
0.2819 |  | 0.38275
0.28189 |  | 0.38272
0.28189 |  | 0.3827
0.28189 |  | 0.38267
0.28185 |  | 0.38267
0.28185 |  | 0.38263
0.28185 |  | 0.38259
0.28184 |  | 0.38258
0.28183 |  | 0.38257
0.28181 |  | 0.38253
0.2818 |  | 0.38247
0.2818 |  | 0.38246
0.2818 |  | 0.38243
0.28178 |  | 0.3824
0.28177 |  | 0.3824
0.28173 |  | 0.38236
0.28172 |  | 0.38234
0.28172 |  | 0.38234
0.28171 |  | 0.38233
0.28168 |  | 0.38231
0.28168 |  | 0.38227
0.28168 |  | 0.38226
0.28165 |  | 0.38224
0.28164 |  | 0.38222
0.28162 |  | 0.3822
0.28161 |  | 0.38217
0.2816 |  | 0.38215
0.28158 |  | 0.38214
0.28158 |  | 0.38213
0.28157 |  | 0.38212
0.28156 |  | 0.38209
0.28154 |  | 0.38206
0.28153 |  | 0.38206
0.2815 |  | 0.38204
0.28149 |  | 0.38201
0.28148 |  | 0.382
0.28148 |  | 0.38197
0.28146 |  | 0.38193
0.28146 |  | 0.38193
0.28146 |  | 0.3819
0.28145 |  | 0.38189
0.28142 |  | 0.38188
0.28141 |  | 0.38185
0.28141 |  | 0.38181
0.28141 |  | 0.3818
0.28141 |  | 0.38176
0.28141 |  | 0.38173
0.28137 |  | 0.38169
0.28137 |  | 0.38168
0.28135 |  | 0.38166
0.28133 |  | 0.38164
0.28132 |  | 0.38161
0.2813 |  | 0.3816
0.2813 |  | 0.38154
0.28129 |  | 0.38154
0.28129 |  | 0.38152
0.28129 |  | 0.38149
0.28125 |  | 0.38149
0.28124 |  | 0.38148
0.28122 |  | 0.38147
0.28122 |  | 0.38144
0.28122 |  | 0.38141
0.28118 |  | 0.3814
0.28117 |  | 0.3814
0.28116 |  | 0.38137
0.28114 |  | 0.38135
0.28113 |  | 0.38132
0.28113 |  | 0.38128
0.2811 |  | 0.38127
0.28109 |  | 0.38126
0.28109 |  | 0.38123
0.28106 |  | 0.38121
0.28106 |  | 0.3812
0.28106 |  | 0.38116
0.28105 |  | 0.38113
0.28105 |  | 0.38112
0.28103 |  | 0.38111
0.28102 |  | 0.38103
0.28099 |  | 0.38103
0.28097 |  | 0.381
0.28097 |  | 0.38096
0.28095 |  | 0.38093
0.28093 |  | 0.38089
0.2809 |  | 0.38087
0.2809 |  | 0.38084
0.2809 |  | 0.38083
0.28089 |  | 0.3808
0.28086 |  | 0.38079
0.28086 |  | 0.38076
0.28085 |  | 0.38075
0.28083 |  | 0.38074
0.28082 |  | 0.38074
0.28081 |  | 0.38068
0.28081 |  | 0.38063
0.28081 |  | 0.38063
0.2808 |  | 0.38062
0.28078 |  | 0.38055
0.28075 |  | 0.38054
0.28074 |  | 0.38053
0.28074 |  | 0.3805
0.28073 |  | 0.38049
0.28073 |  | 0.38047
0.28071 |  | 0.38047
0.2807 |  | 0.38043
0.28067 |  | 0.38039
0.28066 |  | 0.38037
0.28065 |  | 0.38034
0.28065 |  | 0.38033
0.28065 |  | 0.3803
0.28065 |  | 0.38027
0.28063 |  | 0.38023
0.28061 |  | 0.38022
0.28061 |  | 0.38021
0.28059 |  | 0.38019
0.28059 |  | 0.38019
0.28058 |  | 0.38015
0.28058 |  | 0.38013
0.28058 |  | 0.38011
0.28057 |  | 0.38011
0.28057 |  | 0.38007
0.28055 |  | 0.38006
0.28054 |  | 0.38005
0.28053 |  | 0.38002
0.28051 |  | 0.37998
0.28051 |  | 0.37995
0.28047 |  | 0.37993
0.28047 |  | 0.3799
0.28046 |  | 0.37987
0.28045 |  | 0.37985
0.28043 |  | 0.3798
0.28043 |  | 0.37979
0.28041 |  | 0.37976
0.28041 |  | 0.37973
0.28039 |  | 0.37971
0.28039 |  | 0.37969
0.28038 |  | 0.37967
0.28036 |  | 0.37962
0.28036 |  | 0.37959
0.28032 |  | 0.37956
0.28032 |  | 0.37956
0.28032 |  | 0.37954
0.2803 |  | 0.37951
0.28029 |  | 0.37948
0.28027 |  | 0.37946
0.28027 |  | 0.37943
0.28027 |  | 0.37942
0.28026 |  | 0.37938
0.28026 |  | 0.37936
0.28025 |  | 0.37935
0.28022 |  | 0.37932
0.28021 |  | 0.37931
0.28021 |  | 0.37928
0.28019 |  | 0.37928
0.28017 |  | 0.37926
0.28014 |  | 0.37924
0.28014 |  | 0.37922
0.28012 |  | 0.37919
0.28012 |  | 0.37917
0.28012 |  | 0.37915
0.2801 |  | 0.37913
0.28009 |  | 0.3791
0.28009 |  | 0.3791
0.28009 |  | 0.37909
0.28007 |  | 0.37906
0.28005 |  | 0.37903
0.28005 |  | 0.37902
0.28005 |  | 0.37899
0.28003 |  | 0.37898
0.28002 |  | 0.37894
0.28001 |  | 0.37892
0.28001 |  | 0.37891
0.28001 |  | 0.37888
0.27998 |  | 0.37888
0.27997 |  | 0.37885
0.27994 |  | 0.37882
0.27994 |  | 0.37879
0.27993 |  | 0.37877
0.27993 |  | 0.37876
0.2799 |  | 0.37876
0.27988 |  | 0.3787
0.27988 |  | 0.37868
0.27986 |  | 0.37868
0.27985 |  | 0.37867
0.27983 |  | 0.37867
0.27982 |  | 0.37863
0.2798 |  | 0.37861
0.2798 |  | 0.3786
0.27976 |  | 0.37856
0.27974 |  | 0.37853
0.27974 |  | 0.37852
0.27973 |  | 0.37851
0.27972 |  | 0.37849
0.2797 |  | 0.37849
0.2797 |  | 0.37845
0.27969 |  | 0.37844
0.27969 |  | 0.3784
0.27966 |  | 0.37837
0.27965 |  | 0.37835
0.27964 |  | 0.37832
0.27964 |  | 0.37831
0.27964 |  | 0.37828
0.27964 |  | 0.37825
0.27961 |  | 0.37824
0.27961 |  | 0.37824
0.2796 |  | 0.3782
0.27958 |  | 0.37818
0.27957 |  | 0.37815
0.27957 |  | 0.3781
0.27957 |  | 0.37809
0.27956 |  | 0.37808
0.27954 |  | 0.37804
0.27953 |  | 0.37803
0.2795 |  | 0.37801
0.2795 |  | 0.37799
0.27949 |  | 0.37797
0.27948 |  | 0.37792
0.27948 |  | 0.37792
0.27948 |  | 0.37786
0.27944 |  | 0.37783
0.27942 |  | 0.37783
0.27942 |  | 0.37778
0.27942 |  | 0.37775
0.27941 |  | 0.37771
0.27941 |  | 0.37771
0.27941 |  | 0.37769
0.27939 |  | 0.37766
0.27938 |  | 0.37766
0.27936 |  | 0.37765
0.27934 |  | 0.37763
0.27934 |  | 0.3776
0.27934 |  | 0.37759
0.27931 |  | 0.37758
0.27929 |  | 0.37757
0.27926 |  | 0.37755
0.27925 |  | 0.37753
0.27925 |  | 0.37751
0.27925 |  | 0.37749
0.27923 |  | 0.37745
0.27923 |  | 0.37745
0.27919 |  | 0.37743
0.27919 |  | 0.37742
0.27919 |  | 0.37738
0.27919 |  | 0.37735
0.27918 |  | 0.37733
0.27915 |  | 0.37731
0.27914 |  | 0.3773
0.27914 |  | 0.37729
0.27913 |  | 0.37728
0.27913 |  | 0.37724
0.2791 |  | 0.37722
0.2791 |  | 0.37722
0.27906 |  | 0.37718
0.27906 |  | 0.37714
0.27906 |  | 0.37713
0.27906 |  | 0.37712
0.27902 |  | 0.3771
0.27902 |  | 0.37705
0.27902 |  | 0.37702
0.27899 |  | 0.37698
0.27898 |  | 0.37693
0.27897 |  | 0.37692
0.27896 |  | 0.3769
0.27896 |  | 0.37688
0.27896 |  | 0.37682
0.27893 |  | 0.37682
0.2789 |  | 0.3768
0.2789 |  | 0.37678
0.27889 |  | 0.37676
0.27887 |  | 0.37673
0.27887 |  | 0.37672
0.27886 |  | 0.37668
0.27885 |  | 0.37665
0.27883 |  | 0.37663
0.27883 |  | 0.37661
0.27883 |  | 0.37657
0.27881 |  | 0.37656
0.27881 |  | 0.37655
0.2788 |  | 0.37652
0.2788 |  | 0.37649
0.27877 |  | 0.37647
0.27874 |  | 0.37645
0.27874 |  | 0.37643
0.27874 |  | 0.37643
0.2787 |  | 0.37643
0.2787 |  | 0.37639
0.2787 |  | 0.37636
0.27867 |  | 0.37633
0.27865 |  | 0.37632
0.27864 |  | 0.37631
0.27864 |  | 0.37625
0.27864 |  | 0.37623
0.27862 |  | 0.3762
0.27861 |  | 0.37619
0.2786 |  | 0.37614
0.2786 |  | 0.37614
0.2786 |  | 0.37611
0.27858 |  | 0.37611
0.27858 |  | 0.37606
0.27856 |  | 0.37606
0.27856 |  | 0.37603
0.27853 |  | 0.376
0.27853 |  | 0.37599
0.27853 |  | 0.37594
0.27853 |  | 0.37594
0.27852 |  | 0.37594
0.27852 |  | 0.37591
0.27849 |  | 0.37589
0.27847 |  | 0.37583
0.27846 |  | 0.37581
0.27846 |  | 0.3758
0.27843 |  | 0.37577
0.27843 |  | 0.37574
0.27842 |  | 0.37574
0.27841 |  | 0.37569
0.2784 |  | 0.37569
0.2784 |  | 0.37568
0.27838 |  | 0.37566
0.27838 |  | 0.37565
0.27835 |  | 0.37561
0.27834 |  | 0.37561
0.27834 |  | 0.37558
0.27834 |  | 0.37557
0.27831 |  | 0.37554
0.2783 |  | 0.37553
0.27829 |  | 0.37551
0.27827 |  | 0.37549
0.27826 |  | 0.37548
0.27825 |  | 0.37544
0.27823 |  | 0.37543
0.27823 |  | 0.3754
0.27822 |  | 0.37539
0.27821 |  | 0.37535
0.2782 |  | 0.37532
0.2782 |  | 0.37529
0.2782 |  | 0.37529
0.27818 |  | 0.37528
0.27817 |  | 0.37526
0.27815 |  | 0.37523
0.27812 |  | 0.3752
0.27812 |  | 0.37519
0.27812 |  | 0.37515
0.27808 |  | 0.37511
0.27808 |  | 0.37509
0.27808 |  | 0.37508
0.27808 |  | 0.37505
0.27808 |  | 0.37505
0.27805 |  | 0.37503
0.27805 |  | 0.37503
0.27805 |  | 0.375
0.27801 |  | 0.375
0.27801 |  | 0.37496
0.27798 |  | 0.37495
0.27798 |  | 0.37495
0.27797 |  | 0.37493
0.27797 |  | 0.37492
0.27797 |  | 0.37491
0.27797 |  | 0.37489
0.27794 |  | 0.37487
0.27793 |  | 0.37483
0.27793 |  | 0.37482
0.27792 |  | 0.3748
0.2779 |  | 0.37476
0.27788 |  | 0.37475
0.27788 |  | 0.37472
0.27788 |  | 0.37471
0.27785 |  | 0.37465
0.27784 |  | 0.37463
0.27784 |  | 0.37458
0.27782 |  | 0.37458
0.2778 |  | 0.37453
0.27777 |  | 0.37451
0.27777 |  | 0.37449
0.27777 |  | 0.37448
0.27774 |  | 0.37447
0.27774 |  | 0.37444
0.27773 |  | 0.37443
0.27773 |  | 0.37439
0.27773 |  | 0.37436
0.27771 |  | 0.37436
0.27769 |  | 0.37434
0.27768 |  | 0.37432
0.27766 |  | 0.37431
0.27766 |  | 0.37428
0.27765 |  | 0.37428
0.27764 |  | 0.37427
0.27763 |  | 0.37423
0.27763 |  | 0.37422
0.27761 |  | 0.37418
0.27758 |  | 0.37418
0.27757 |  | 0.37415
0.27757 |  | 0.37412
0.27756 |  | 0.3741
0.27756 |  | 0.37406
0.27753 |  | 0.37405
0.27753 |  | 0.37402
0.27752 |  | 0.37399
0.27749 |  | 0.37399
0.27749 |  | 0.37397
0.27749 |  | 0.37393
0.27748 |  | 0.37391
0.27748 |  | 0.37391
0.27745 |  | 0.3739
0.27745 |  | 0.37387
0.27742 |  | 0.37386
0.27741 |  | 0.37385
0.2774 |  | 0.37382
0.2774 |  | 0.3738
0.2774 |  | 0.37378
0.27737 |  | 0.37376
0.27737 |  | 0.37374
0.27737 |  | 0.37373
0.27737 |  | 0.3737
0.27737 |  | 0.37368
0.27734 |  | 0.37366
0.27734 |  | 0.37365
0.27734 |  | 0.37361
0.27732 |  | 0.3736
0.27731 |  | 0.37357
0.27731 |  | 0.37354
0.27729 |  | 0.37353
0.27729 |  | 0.37352
0.27727 |  | 0.37349
0.27724 |  | 0.37345
0.27722 |  | 0.37345
0.27722 |  | 0.37345
0.27722 |  | 0.3734
0.27721 |  | 0.37337
0.27718 |  | 0.37337
0.27718 |  | 0.37337
0.27716 |  | 0.37336
0.27714 |  | 0.37332
0.27713 |  | 0.37332
0.2771 |  | 0.37328
0.2771 |  | 0.37328
0.27709 |  | 0.37324
0.27708 |  | 0.37322
0.27708 |  | 0.3732
0.27708 |  | 0.37316
0.27705 |  | 0.37316
0.27704 |  | 0.37316
0.27701 |  | 0.37315
0.27701 |  | 0.37313
0.277 |  | 0.37309
0.277 |  | 0.37309
0.277 |  | 0.37306
0.27698 |  | 0.37305
0.27694 |  | 0.37304
0.27694 |  | 0.37301
0.27693 |  | 0.373
0.27691 |  | 0.37296
0.27689 |  | 0.37295
0.27689 |  | 0.37291
0.27688 |  | 0.37291
0.27686 |  | 0.37291
0.27686 |  | 0.37291
0.27685 |  | 0.37285
0.27684 |  | 0.37285
0.27683 |  | 0.37283
0.27683 |  | 0.37279
0.27683 |  | 0.37278
0.27683 |  | 0.37275
0.27681 |  | 0.37271
0.27679 |  | 0.3727
0.27677 |  | 0.37267
0.27674 |  | 0.37265
0.27674 |  | 0.37261
0.27673 |  | 0.37258
0.27673 |  | 0.37255
0.27672 |  | 0.37255
0.27671 |  | 0.37252
0.27669 |  | 0.37249
0.27668 |  | 0.37247
0.27666 |  | 0.37246
0.27666 |  | 0.37241
0.27665 |  | 0.37239
0.27664 |  | 0.37238
0.27664 |  | 0.37238
0.27663 |  | 0.37234
0.27663 |  | 0.37234
0.27663 |  | 0.37231
0.27661 |  | 0.37227
0.2766 |  | 0.37227
0.27657 |  | 0.37225
0.27657 |  | 0.37224
0.27657 |  | 0.37221
0.27657 |  | 0.37215
0.27656 |  | 0.37213
0.27653 |  | 0.37213
0.27652 |  | 0.37212
0.27651 |  | 0.37212
0.27649 |  | 0.37209
0.27647 |  | 0.37208
0.27645 |  | 0.37208
0.27645 |  | 0.37206
0.27645 |  | 0.37201
0.27644 |  | 0.37198
0.27644 |  | 0.37198
0.27641 |  | 0.37196
0.2764 |  | 0.37193
0.27638 |  | 0.3719
0.27636 |  | 0.37189
0.27636 |  | 0.37186
0.27636 |  | 0.37181
0.27636 |  | 0.3718
0.27632 |  | 0.3718
0.27631 |  | 0.37179
0.27629 |  | 0.37176
0.27629 |  | 0.37175
0.27629 |  | 0.37173
0.27629 |  | 0.37172
0.27627 |  | 0.37167
0.27627 |  | 0.37167
0.27627 |  | 0.37164
0.27624 |  | 0.37164
0.27624 |  | 0.37163
0.27623 |  | 0.37158
0.27623 |  | 0.37154
0.2762 |  | 0.37151
0.27617 |  | 0.37151
0.27617 |  | 0.3715
0.27616 |  | 0.37147
0.27616 |  | 0.37146
0.27616 |  | 0.37143
0.27612 |  | 0.3714
0.27611 |  | 0.37138
0.27611 |  | 0.37136
0.27607 |  | 0.37136
0.27607 |  | 0.37132
0.27607 |  | 0.3713
0.27606 |  | 0.37128
0.27604 |  | 0.37127
0.276 |  | 0.37124
0.27599 |  | 0.37123
0.27599 |  | 0.3712
0.27598 |  | 0.37119
0.27595 |  | 0.37118
0.27594 |  | 0.37116
0.27594 |  | 0.37112
0.27591 |  | 0.3711
0.2759 |  | 0.37109
0.2759 |  | 0.37106
0.27588 |  | 0.37103
0.27586 |  | 0.37103
0.27583 |  | 0.37101
0.27582 |  | 0.37098
0.27582 |  | 0.37097
0.27582 |  | 0.37093
0.2758 |  | 0.3709
0.2758 |  | 0.37089
0.27577 |  | 0.37085
0.27576 |  | 0.37084
0.27573 |  | 0.37078
0.27573 |  | 0.37078
0.27572 |  | 0.37077
0.27571 |  | 0.37077
0.27569 |  | 0.37076
0.27569 |  | 0.37071
0.27567 |  | 0.37069
0.27567 |  | 0.37067
0.27565 |  | 0.37064
0.27564 |  | 0.37062
0.27563 |  | 0.37062
0.2756 |  | 0.3706
0.27558 |  | 0.37056
0.27558 |  | 0.37055
0.27557 |  | 0.37055
0.27557 |  | 0.37052
0.27557 |  | 0.37049
0.27554 |  | 0.37045
0.27552 |  | 0.37045
0.27552 |  | 0.37044
0.27552 |  | 0.3704
0.27549 |  | 0.3704
0.27549 |  | 0.37037
0.27548 |  | 0.37036
0.27548 |  | 0.37033
0.27545 |  | 0.37032
0.27545 |  | 0.37027
0.27545 |  | 0.37022
0.27541 |  | 0.37022
0.27539 |  | 0.37019
0.27539 |  | 0.37017
0.27539 |  | 0.3701
0.27537 |  | 0.3701
0.27537 |  | 0.37009
0.27535 |  | 0.37005
0.27533 |  | 0.37004
0.27533 |  | 0.37002
0.27532 |  | 0.36998
0.27529 |  | 0.36996
0.27529 |  | 0.36996
0.27529 |  | 0.36996
0.27529 |  | 0.36993
0.27528 |  | 0.36989
0.27527 |  | 0.36989
0.27524 |  | 0.36987
0.27524 |  | 0.36984
0.27522 |  | 0.36984
0.27521 |  | 0.36984
0.27519 |  | 0.36981
0.27517 |  | 0.36981
0.27517 |  | 0.36979
0.27516 |  | 0.36976
0.27516 |  | 0.36975
0.27513 |  | 0.36974
0.27513 |  | 0.36972
0.27512 |  | 0.3697
0.27511 |  | 0.36968
0.27509 |  | 0.36964
0.27509 |  | 0.36962
0.27509 |  | 0.36962
0.27508 |  | 0.36959
0.27505 |  | 0.36958
0.27504 |  | 0.36958
0.27501 |  | 0.36952
0.27501 |  | 0.36951
0.275 |  | 0.3695
0.27498 |  | 0.36948
0.27497 |  | 0.36948
0.27496 |  | 0.36947
0.27496 |  | 0.36946
0.27493 |  | 0.36942
0.27492 |  | 0.36942
0.27492 |  | 0.36939
0.27492 |  | 0.36936
0.27492 |  | 0.36935
0.27489 |  | 0.36934
0.27488 |  | 0.36933
0.27485 |  | 0.36931
0.27485 |  | 0.3693
0.27484 |  | 0.36926
0.27482 |  | 0.36925
0.27482 |  | 0.36922
0.27481 |  | 0.36918
0.27481 |  | 0.36918
0.2748 |  | 0.36915
0.27478 |  | 0.36914
0.27476 |  | 0.36913
0.27472 |  | 0.36911
0.27472 |  | 0.36909
0.27472 |  | 0.36906
0.2747 |  | 0.36902
0.27469 |  | 0.36902
0.27468 |  | 0.36896
0.27466 |  | 0.36894
0.27466 |  | 0.36893
0.27465 |  | 0.36892
0.27464 |  | 0.36892
0.27462 |  | 0.3689
0.27462 |  | 0.36889
0.27462 |  | 0.36886
0.27458 |  | 0.36885
0.27458 |  | 0.36882
0.27457 |  | 0.36878
0.27456 |  | 0.36878
0.27456 |  | 0.36876
0.27456 |  | 0.36873
0.27454 |  | 0.3687
0.27454 |  | 0.36868
0.27452 |  | 0.36866
0.2745 |  | 0.36865
0.27448 |  | 0.36864
0.27448 |  | 0.36861
0.27448 |  | 0.3686
0.27448 |  | 0.36858
0.27446 |  | 0.36856
0.27442 |  | 0.36852
0.27441 |  | 0.3685
0.27441 |  | 0.36849
0.27441 |  | 0.36848
0.27436 |  | 0.36846
0.27436 |  | 0.36845
0.27436 |  | 0.36845
0.27434 |  | 0.36841
0.27433 |  | 0.3684
0.27433 |  | 0.36838
0.27432 |  | 0.36837
0.2743 |  | 0.36833
0.27429 |  | 0.36832
0.27427 |  | 0.36832
0.27426 |  | 0.3683
0.27425 |  | 0.36828
0.27424 |  | 0.36826
0.27422 |  | 0.36825
0.27422 |  | 0.36825
0.2742 |  | 0.36824
0.2742 |  | 0.3682
0.27418 |  | 0.36815
0.27414 |  | 0.36811
0.27414 |  | 0.3681
0.27414 |  | 0.36807
0.27412 |  | 0.36806
0.2741 |  | 0.36806
0.2741 |  | 0.36804
0.2741 |  | 0.36801
0.27409 |  | 0.36799
0.27406 |  | 0.36796
0.27405 |  | 0.36794
0.27405 |  | 0.36793
0.27404 |  | 0.36791
0.27401 |  | 0.36787
0.27401 |  | 0.36783
0.27401 |  | 0.36778
0.27398 |  | 0.36778
0.27397 |  | 0.36777
0.27397 |  | 0.36776
0.27395 |  | 0.36776
0.27394 |  | 0.36773
0.27392 |  | 0.36772
0.27392 |  | 0.36768
0.2739 |  | 0.36766
0.2739 |  | 0.36765
0.27387 |  | 0.36764
0.27386 |  | 0.36761
0.27385 |  | 0.3676
0.27382 |  | 0.3676
0.27381 |  | 0.36757
0.27379 |  | 0.36756
0.27379 |  | 0.36752
0.27378 |  | 0.36748
0.27378 |  | 0.36748
0.27377 |  | 0.36743
0.27374 |  | 0.3674
0.27373 |  | 0.36738
0.27373 |  | 0.36736
0.27373 |  | 0.36735
0.27372 |  | 0.36734
0.2737 |  | 0.3673
0.2737 |  | 0.36729
0.27369 |  | 0.36726
0.27368 |  | 0.36722
0.27366 |  | 0.36721
0.27365 |  | 0.36719
0.27365 |  | 0.36717
0.27364 |  | 0.36712
0.27359 |  | 0.36712
0.27359 |  | 0.3671
0.27359 |  | 0.36708
0.27357 |  | 0.36705
0.27354 |  | 0.36704
0.27354 |  | 0.367
0.27351 |  | 0.36698
0.27351 |  | 0.36696
0.27351 |  | 0.36694
0.2735 |  | 0.3669
0.2735 |  | 0.36688
0.2735 |  | 0.36686
0.27346 |  | 0.36685
0.27346 |  | 0.36684
0.27344 |  | 0.36681
0.27344 |  | 0.3668
0.27344 |  | 0.36677
0.27342 |  | 0.36676
0.27339 |  | 0.36674
0.27339 |  | 0.36669
0.27339 |  | 0.36669
0.27338 |  | 0.36665
0.27335 |  | 0.36663
0.27334 |  | 0.3666
0.27334 |  | 0.36659
0.27331 |  | 0.36656
0.27331 |  | 0.36656
0.2733 |  | 0.36656
0.2733 |  | 0.36651
0.27328 |  | 0.3665
0.27327 |  | 0.36648
0.27326 |  | 0.36648
0.27324 |  | 0.36645
0.27323 |  | 0.36642
0.27322 |  | 0.36641
0.2732 |  | 0.36641
0.2732 |  | 0.36637
0.27319 |  | 0.36635
0.27318 |  | 0.36634
0.27315 |  | 0.3663
0.27315 |  | 0.36629
0.27315 |  | 0.36629
0.27315 |  | 0.36627
0.2731 |  | 0.36623
0.27308 |  | 0.36621
0.27308 |  | 0.36619
0.27306 |  | 0.36617
0.27304 |  | 0.36615
0.27304 |  | 0.36615
0.27303 |  | 0.36615
0.27302 |  | 0.3661
0.273 |  | 0.36609
0.27297 |  | 0.36607
0.27295 |  | 0.36606
0.27295 |  | 0.36603
0.27295 |  | 0.36602
0.27295 |  | 0.36601
0.27294 |  | 0.36598
0.27291 |  | 0.36596
0.27291 |  | 0.36593
0.27291 |  | 0.3659
0.27291 |  | 0.36589
0.27289 |  | 0.36585
0.27288 |  | 0.36585
0.27287 |  | 0.36581
0.27285 |  | 0.3658
0.27284 |  | 0.36577
0.27283 |  | 0.36576
0.27282 |  | 0.36576
0.27281 |  | 0.36576
0.27281 |  | 0.36573
0.2728 |  | 0.36573
0.27279 |  | 0.36572
0.27276 |  | 0.3657
0.27275 |  | 0.36568
0.27275 |  | 0.36566
0.27274 |  | 0.36565
0.27274 |  | 0.36561
0.27272 |  | 0.36559
0.27271 |  | 0.36556
0.2727 |  | 0.36554
0.2727 |  | 0.36553
0.27268 |  | 0.36551
0.27266 |  | 0.36548
0.27266 |  | 0.36545
0.27266 |  | 0.36543
0.27264 |  | 0.36542
0.27264 |  | 0.36539
0.27263 |  | 0.36535
0.27263 |  | 0.36534
0.2726 |  | 0.36532
0.27259 |  | 0.3653
0.27258 |  | 0.3653
0.27255 |  | 0.36528
0.27255 |  | 0.36527
0.27255 |  | 0.36526
0.27255 |  | 0.36524
0.27255 |  | 0.36523
0.27251 |  | 0.3652
0.27251 |  | 0.36516
0.2725 |  | 0.36516
0.2725 |  | 0.3651
0.27248 |  | 0.3651
0.27248 |  | 0.36507
0.27247 |  | 0.36507
0.27244 |  | 0.36503
0.27243 |  | 0.36502
0.27242 |  | 0.365
0.27242 |  | 0.36498
0.27241 |  | 0.36494
0.27238 |  | 0.36493
0.27238 |  | 0.36491
0.27238 |  | 0.3649
0.27236 |  | 0.36485
0.27234 |  | 0.36482
0.27234 |  | 0.3648
0.27231 |  | 0.3648
0.27231 |  | 0.36478
0.27231 |  | 0.36477
0.27231 |  | 0.36474
0.27228 |  | 0.36472
0.27228 |  | 0.36469
0.27226 |  | 0.36469
0.27224 |  | 0.36468
0.27224 |  | 0.36465
0.27224 |  | 0.36464
0.27223 |  | 0.3646
0.27222 |  | 0.3646
0.2722 |  | 0.36456
0.2722 |  | 0.36454
0.2722 |  | 0.36453
0.2722 |  | 0.36452
0.27218 |  | 0.36449
0.27218 |  | 0.36448
0.27218 |  | 0.36444
0.27215 |  | 0.36441
0.27214 |  | 0.3644
0.27214 |  | 0.36438
0.27214 |  | 0.36435
0.27211 |  | 0.36433
0.2721 |  | 0.36432
0.2721 |  | 0.36432
0.27209 |  | 0.36428
0.27206 |  | 0.36424
0.27206 |  | 0.36421
0.27203 |  | 0.36418
0.27203 |  | 0.36418
0.27202 |  | 0.36417
0.27201 |  | 0.36417
0.27199 |  | 0.36412
0.27199 |  | 0.36411
0.27199 |  | 0.36409
0.27198 |  | 0.36405
0.27197 |  | 0.36402
0.27195 |  | 0.364
0.27194 |  | 0.36398
0.27191 |  | 0.36396
0.27191 |  | 0.36396
0.27191 |  | 0.36393
0.2719 |  | 0.36393
0.27189 |  | 0.3639
0.27187 |  | 0.36388
0.27187 |  | 0.36386
0.27184 |  | 0.36385
0.27182 |  | 0.36383
0.27182 |  | 0.36383
0.27182 |  | 0.36381
0.27182 |  | 0.36379
0.27182 |  | 0.36375
0.27181 |  | 0.36375
0.27179 |  | 0.36371
0.27177 |  | 0.36369
0.27177 |  | 0.36368
0.27177 |  | 0.36367
0.27176 |  | 0.36365
0.27175 |  | 0.36363
0.27174 |  | 0.36361
0.27171 |  | 0.36361
0.2717 |  | 0.3636
0.27169 |  | 0.36356
0.27169 |  | 0.36353
0.27169 |  | 0.36353
0.27167 |  | 0.36351
0.27167 |  | 0.36347
0.27166 |  | 0.36346
0.27165 |  | 0.36343
0.27163 |  | 0.36342
0.27162 |  | 0.3634
0.27161 |  | 0.36339
0.27159 |  | 0.36335
0.27158 |  | 0.36335
0.27157 |  | 0.3633
0.27157 |  | 0.36327
0.27156 |  | 0.36325
0.27154 |  | 0.36323
0.27154 |  | 0.3632
0.27153 |  | 0.36318
0.2715 |  | 0.36318
0.2715 |  | 0.36318
0.27149 |  | 0.36315
0.27146 |  | 0.3631
0.27146 |  | 0.36309
0.27144 |  | 0.36305
0.27144 |  | 0.36303
0.27142 |  | 0.36302
0.27141 |  | 0.363
0.27141 |  | 0.36298
0.27141 |  | 0.36297
0.27138 |  | 0.36293
0.27136 |  | 0.36292
0.27136 |  | 0.3629
0.27136 |  | 0.36288
0.27136 |  | 0.36287
0.27134 |  | 0.36285
0.27133 |  | 0.36284
0.2713 |  | 0.36282
0.27129 |  | 0.36282
0.27129 |  | 0.3628
0.27126 |  | 0.3628
0.27126 |  | 0.36276
0.27122 |  | 0.36276
0.2712 |  | 0.36275
0.2712 |  | 0.36271
0.27118 |  | 0.36268
0.27117 |  | 0.36265
0.27116 |  | 0.36264
0.27115 |  | 0.36263
0.27115 |  | 0.36261
0.27113 |  | 0.36258
0.27113 |  | 0.36254
0.27112 |  | 0.36252
0.27111 |  | 0.36251
0.27111 |  | 0.36248
0.27107 |  | 0.36244
0.27105 |  | 0.36243
0.27105 |  | 0.36242
0.27105 |  | 0.36242
0.27105 |  | 0.36239
0.27104 |  | 0.36236
0.27104 |  | 0.36235
0.271 |  | 0.36232
0.27099 |  | 0.36231
0.27099 |  | 0.36227
0.27097 |  | 0.36226
0.27096 |  | 0.36225
0.27096 |  | 0.36222
0.27095 |  | 0.36222
0.27092 |  | 0.36221
0.27091 |  | 0.36217
0.27091 |  | 0.36215
0.27088 |  | 0.3621
0.27087 |  | 0.3621
0.27086 |  | 0.36209
0.27084 |  | 0.36206
0.27081 |  | 0.36206
0.2708 |  | 0.36205
0.2708 |  | 0.36202
0.27079 |  | 0.362
0.27076 |  | 0.36198
0.27075 |  | 0.36197
0.27075 |  | 0.36194
0.27073 |  | 0.36192
0.27073 |  | 0.3619
0.27071 |  | 0.36189
0.27071 |  | 0.36186
0.27069 |  | 0.36186
0.27068 |  | 0.36183
0.27068 |  | 0.36182
0.27068 |  | 0.36177
0.27067 |  | 0.36174
0.27067 |  | 0.36173
0.27061 |  | 0.36173
0.27061 |  | 0.36169
0.2706 |  | 0.36169
0.2706 |  | 0.36166
0.27058 |  | 0.36165
0.27058 |  | 0.36164
0.27056 |  | 0.36163
0.27055 |  | 0.3616
0.27055 |  | 0.3616
0.27053 |  | 0.36159
0.27052 |  | 0.36156
0.2705 |  | 0.36155
0.27049 |  | 0.36152
0.27049 |  | 0.36148
0.27048 |  | 0.36146
0.27047 |  | 0.36143
0.27047 |  | 0.3614
0.27044 |  | 0.36136
0.27042 |  | 0.36134
0.27042 |  | 0.36134
0.27042 |  | 0.36134
0.27041 |  | 0.36131
0.27041 |  | 0.36129
0.27041 |  | 0.36129
0.27036 |  | 0.36129
0.27036 |  | 0.36127
0.27033 |  | 0.36123
0.27033 |  | 0.36122
0.27032 |  | 0.36122
0.27031 |  | 0.36118
0.27031 |  | 0.36113
0.27029 |  | 0.3611
0.27028 |  | 0.36109
0.27025 |  | 0.36109
0.27023 |  | 0.36107
0.27023 |  | 0.36107
0.27021 |  | 0.36102
0.2702 |  | 0.36101
0.27019 |  | 0.361
0.27019 |  | 0.36097
0.27019 |  | 0.36096
0.27017 |  | 0.36095
0.27016 |  | 0.36092
0.27016 |  | 0.36088
0.27016 |  | 0.36087
0.27015 |  | 0.36084
0.27013 |  | 0.36084
0.27011 |  | 0.36082
0.27011 |  | 0.36079
0.27009 |  | 0.36078
0.27009 |  | 0.36078
0.27007 |  | 0.36075
0.27005 |  | 0.36074
0.27005 |  | 0.36072
0.27002 |  | 0.36068
0.27002 |  | 0.36067
0.27001 |  | 0.36067
0.26998 |  | 0.36065
0.26998 |  | 0.36063
0.26998 |  | 0.36059
0.26997 |  | 0.36059
0.26996 |  | 0.36058
0.26994 |  | 0.36057
0.26993 |  | 0.36055
0.2699 |  | 0.36054
0.26988 |  | 0.36054
0.26986 |  | 0.36053
0.26986 |  | 0.36049
0.26986 |  | 0.36047
0.26986 |  | 0.36047
0.26982 |  | 0.36045
0.2698 |  | 0.36045
0.2698 |  | 0.36045
0.2698 |  | 0.36042
0.2698 |  | 0.36037
0.26977 |  | 0.36037
0.26976 |  | 0.36034
0.26976 |  | 0.36032
0.26976 |  | 0.3603
0.26976 |  | 0.36026
0.26972 |  | 0.36024
0.2697 |  | 0.36024
0.26969 |  | 0.36023
0.26969 |  | 0.36023
0.26969 |  | 0.3602
0.26968 |  | 0.3602
0.26967 |  | 0.36017
0.26964 |  | 0.36016
0.26964 |  | 0.36016
0.26962 |  | 0.36013
0.26962 |  | 0.36011
0.26961 |  | 0.36009
0.26961 |  | 0.36007
0.2696 |  | 0.36007
0.26956 |  | 0.36005
0.26956 |  | 0.36002
0.26956 |  | 0.35999
0.26954 |  | 0.35996
0.26953 |  | 0.35995
0.26953 |  | 0.35993
0.26953 |  | 0.35991
0.2695 |  | 0.35988
0.26949 |  | 0.35988
0.26948 |  | 0.35987
0.26948 |  | 0.35983
0.26947 |  | 0.35983
0.26945 |  | 0.35983
0.26944 |  | 0.35983
0.2694 |  | 0.35982
0.2694 |  | 0.35979
0.26939 |  | 0.35979
0.26934 |  | 0.35976
0.26934 |  | 0.35974
0.26934 |  | 0.35974
0.26933 |  | 0.35973
0.26932 |  | 0.3597
0.26931 |  | 0.35967
0.26929 |  | 0.35966
0.26928 |  | 0.35962
0.26928 |  | 0.35962
0.26928 |  | 0.35959
0.26925 |  | 0.35957
0.26925 |  | 0.35954
0.26923 |  | 0.35952
0.26923 |  | 0.35949
0.26921 |  | 0.35948
0.26921 |  | 0.35947
0.26919 |  | 0.35945
0.26919 |  | 0.35941
0.26916 |  | 0.35941
0.26916 |  | 0.35937
0.26916 |  | 0.35936
0.26915 |  | 0.35933
0.26915 |  | 0.3593
0.26913 |  | 0.35929
0.26912 |  | 0.35928
0.26911 |  | 0.35927
0.26909 |  | 0.35927
0.26908 |  | 0.35925
0.26908 |  | 0.35923
0.26908 |  | 0.3592
0.26905 |  | 0.35916
0.26905 |  | 0.35916
0.26903 |  | 0.35915
0.26901 |  | 0.35913
0.26901 |  | 0.35911
0.26897 |  | 0.3591
0.26897 |  | 0.3591
0.26896 |  | 0.35908
0.26895 |  | 0.35904
0.26893 |  | 0.35904
0.26893 |  | 0.35901
0.26893 |  | 0.35896
0.26893 |  | 0.35892
0.26892 |  | 0.3589
0.26888 |  | 0.35888
0.26886 |  | 0.35885
0.26883 |  | 0.35883
0.26883 |  | 0.35881
0.26883 |  | 0.35881
0.26882 |  | 0.35877
0.26882 |  | 0.35876
0.2688 |  | 0.35874
0.26878 |  | 0.35874
0.26876 |  | 0.35873
0.26875 |  | 0.35871
0.26874 |  | 0.35868
0.26874 |  | 0.35867
0.26868 |  | 0.35865
0.26868 |  | 0.35864
0.26866 |  | 0.35862
0.26864 |  | 0.35857
0.26863 |  | 0.35857
0.26863 |  | 0.35857
0.26863 |  | 0.35857
0.2686 |  | 0.35853
0.2686 |  | 0.35853
0.26856 |  | 0.35851
0.26856 |  | 0.35851
0.26856 |  | 0.35846
0.26855 |  | 0.35844
0.26852 |  | 0.35843
0.26852 |  | 0.35841
0.26852 |  | 0.3584
0.2685 |  | 0.3584
0.26848 |  | 0.35839
0.26846 |  | 0.35838
0.26846 |  | 0.35834
0.26846 |  | 0.35832
0.26846 |  | 0.35831
0.26846 |  | 0.35828
0.26843 |  | 0.35828
0.26842 |  | 0.35827
0.2684 |  | 0.35823
0.26839 |  | 0.3582
0.26838 |  | 0.3582
0.26837 |  | 0.35816
0.26835 |  | 0.35815
0.26834 |  | 0.35812
0.26832 |  | 0.35811
0.26831 |  | 0.3581
0.2683 |  | 0.35807
0.26829 |  | 0.35807
0.26827 |  | 0.35804
0.26826 |  | 0.35803
0.26825 |  | 0.35799
0.26823 |  | 0.35798
0.26821 |  | 0.35796
0.26821 |  | 0.35795
0.26819 |  | 0.35794
0.26818 |  | 0.35791
0.26818 |  | 0.3579
0.26818 |  | 0.35787
0.26815 |  | 0.35787
0.26811 |  | 0.35782
0.26811 |  | 0.35781
0.26811 |  | 0.35779
0.2681 |  | 0.35779
0.26807 |  | 0.35777
0.26807 |  | 0.35777
0.26806 |  | 0.35773
0.26806 |  | 0.3577
0.26799 |  | 0.3577
0.26799 |  | 0.35769
0.26796 |  | 0.35767
0.26795 |  | 0.35763
0.26792 |  | 0.35762
0.2679 |  | 0.35761
0.2679 |  | 0.35757
0.26788 |  | 0.35754
0.26788 |  | 0.35752
0.26787 |  | 0.35749
0.26786 |  | 0.35748
0.26784 |  | 0.35744
0.26783 |  | 0.35743
0.26783 |  | 0.35743
0.26782 |  | 0.35741
0.26782 |  | 0.35739
0.26782 |  | 0.35736
0.26782 |  | 0.35736
0.26781 |  | 0.35736
0.26778 |  | 0.35732
0.26776 |  | 0.35732
0.26775 |  | 0.35729
0.26775 |  | 0.35727
0.26775 |  | 0.35727
0.26775 |  | 0.35727
0.26771 |  | 0.35722
0.2677 |  | 0.35722
0.26768 |  | 0.35718
0.26768 |  | 0.35715
0.26767 |  | 0.35712
0.26766 |  | 0.3571
0.26766 |  | 0.3571
0.26766 |  | 0.35708
0.26763 |  | 0.35704
0.2676 |  | 0.35703
0.2676 |  | 0.35699
0.2676 |  | 0.35698
0.26759 |  | 0.35698
0.26759 |  | 0.35695
0.26758 |  | 0.35691
0.26755 |  | 0.3569
0.26753 |  | 0.3569
0.26753 |  | 0.35687
0.26753 |  | 0.35685
0.26752 |  | 0.35685
0.26752 |  | 0.35681
0.26751 |  | 0.3568
0.26747 |  | 0.35676
0.26747 |  | 0.35674
0.26747 |  | 0.35673
0.26747 |  | 0.35673
0.26746 |  | 0.35672
0.26746 |  | 0.35668
0.26742 |  | 0.35667
0.2674 |  | 0.35664
0.26738 |  | 0.35662
0.26736 |  | 0.35658
0.26736 |  | 0.35655
0.26734 |  | 0.35652
0.26732 |  | 0.3565
0.26732 |  | 0.35647
0.2673 |  | 0.35643
0.2673 |  | 0.35642
0.26726 |  | 0.35638
0.26724 |  | 0.35636
0.26724 |  | 0.35634
0.26724 |  | 0.35634
0.2672 |  | 0.35631
0.26719 |  | 0.35629
0.26716 |  | 0.35626
0.26716 |  | 0.35625
0.26715 |  | 0.35623
0.26714 |  | 0.3562
0.26714 |  | 0.35617
0.26712 |  | 0.35615
0.26711 |  | 0.3561
0.26709 |  | 0.3561
0.26708 |  | 0.35607
0.26704 |  | 0.35604
0.26703 |  | 0.356
0.26703 |  | 0.35597
0.26703 |  | 0.35596
0.26703 |  | 0.35593
0.26702 |  | 0.35592
0.267 |  | 0.35591
0.26699 |  | 0.35588
0.26696 |  | 0.35586
0.26696 |  | 0.35585
0.26695 |  | 0.35584
0.26694 |  | 0.3558
0.26692 |  | 0.3558
0.26692 |  | 0.35576
0.26692 |  | 0.35574
0.2669 |  | 0.35573
0.26688 |  | 0.35571
0.26687 |  | 0.35571
0.26687 |  | 0.35568
0.26686 |  | 0.35565
0.26683 |  | 0.35562
0.26683 |  | 0.35561
0.26683 |  | 0.35557
0.2668 |  | 0.35557
0.26678 |  | 0.35556
0.26678 |  | 0.35555
0.26676 |  | 0.35553
0.26676 |  | 0.3555
0.26675 |  | 0.35548
0.26674 |  | 0.35547
0.26673 |  | 0.35545
0.26671 |  | 0.35541
0.2667 |  | 0.35538
0.26667 |  | 0.35536
0.26667 |  | 0.35536
0.26666 |  | 0.35534
0.26666 |  | 0.35533
0.26663 |  | 0.35531
0.26662 |  | 0.3553
0.26661 |  | 0.35527
0.26659 |  | 0.35526
0.26659 |  | 0.35525
0.26659 |  | 0.35523
0.26658 |  | 0.35522
0.26657 |  | 0.35521
0.26655 |  | 0.35517
0.26655 |  | 0.35517
0.26655 |  | 0.35513
0.26653 |  | 0.35511
0.26652 |  | 0.35511
0.26649 |  | 0.3551
0.26646 |  | 0.35505
0.26646 |  | 0.35503
0.26645 |  | 0.355
0.26645 |  | 0.355
0.26645 |  | 0.35498
0.26644 |  | 0.35497
0.26642 |  | 0.35497
0.26641 |  | 0.35496
0.26638 |  | 0.35496
0.26637 |  | 0.35494
0.26637 |  | 0.35491
0.26634 |  | 0.35489
0.26633 |  | 0.35488
0.26632 |  | 0.35488
0.2663 |  | 0.35485
0.2663 |  | 0.35484
0.26627 |  | 0.35482
0.26625 |  | 0.3548
0.26625 |  | 0.35477
0.26624 |  | 0.35477
0.26621 |  | 0.35476
0.26621 |  | 0.35476
0.2662 |  | 0.35472
0.26615 |  | 0.35471
0.26615 |  | 0.35469
0.26613 |  | 0.35468
0.26613 |  | 0.35465
0.26612 |  | 0.35463
0.2661 |  | 0.3546
0.26608 |  | 0.35459
0.26608 |  | 0.35457
0.26608 |  | 0.35452
0.26607 |  | 0.35452
0.26605 |  | 0.35452
0.26605 |  | 0.3545
0.26603 |  | 0.35447
0.26603 |  | 0.35443
0.26602 |  | 0.35442
0.26602 |  | 0.35439
0.266 |  | 0.35436
0.26596 |  | 0.35434
0.26596 |  | 0.35434
0.26596 |  | 0.35433
0.26594 |  | 0.35431
0.26592 |  | 0.35429
0.26592 |  | 0.35426
0.26588 |  | 0.35423
0.26588 |  | 0.35423
0.26587 |  | 0.35421
0.26586 |  | 0.35418
0.26586 |  | 0.35417
0.26584 |  | 0.35417
0.26583 |  | 0.35415
0.26579 |  | 0.35414
0.26579 |  | 0.35413
0.26578 |  | 0.35412
0.26577 |  | 0.35409
0.26577 |  | 0.35406
0.26575 |  | 0.35404
0.26574 |  | 0.35402
0.26572 |  | 0.35401
0.2657 |  | 0.35397
0.2657 |  | 0.35397
0.2657 |  | 0.35397
0.26566 |  | 0.35394
0.26566 |  | 0.35393
0.26564 |  | 0.35391
0.26564 |  | 0.35389
0.26564 |  | 0.35385
0.26564 |  | 0.35383
0.26562 |  | 0.35381
0.26561 |  | 0.35381
0.26559 |  | 0.35379
0.26558 |  | 0.35376
0.26558 |  | 0.35375
0.26555 |  | 0.35373
0.26554 |  | 0.35373
0.26554 |  | 0.35371
0.26554 |  | 0.35369
0.2655 |  | 0.35368
0.2655 |  | 0.35367
0.2655 |  | 0.35364
0.26548 |  | 0.35363
0.26548 |  | 0.35359
0.26546 |  | 0.35357
0.26546 |  | 0.35357
0.26543 |  | 0.35357
0.26542 |  | 0.35354
0.2654 |  | 0.35349
0.2654 |  | 0.35349
0.26539 |  | 0.35348
0.26535 |  | 0.35346
0.26534 |  | 0.35343
0.26534 |  | 0.35343
0.26532 |  | 0.35339
0.26532 |  | 0.35339
0.26531 |  | 0.35338
0.2653 |  | 0.35335
0.2653 |  | 0.35334
0.26526 |  | 0.35333
0.26524 |  | 0.3533
0.26523 |  | 0.35326
0.26522 |  | 0.35326
0.26522 |  | 0.35325
0.26519 |  | 0.35323
0.26519 |  | 0.35322
0.26519 |  | 0.35318
0.26515 |  | 0.35315
0.26513 |  | 0.35314
0.26512 |  | 0.35313
0.26512 |  | 0.3531
0.26511 |  | 0.3531
0.26509 |  | 0.3531
0.26507 |  | 0.35307
0.26507 |  | 0.35305
0.26507 |  | 0.35305
0.26506 |  | 0.35301
0.26504 |  | 0.35301
0.26502 |  | 0.35301
0.26502 |  | 0.35297
0.26502 |  | 0.35294
0.265 |  | 0.35294
0.26499 |  | 0.35294
0.26497 |  | 0.35293
0.26497 |  | 0.3529
0.26497 |  | 0.35289
0.26495 |  | 0.35288
0.26495 |  | 0.35285
0.26495 |  | 0.35281
0.26491 |  | 0.3528
0.26489 |  | 0.35277
0.26489 |  | 0.35276
0.26488 |  | 0.35275
0.26488 |  | 0.35272
0.26487 |  | 0.35272
0.26487 |  | 0.35269
0.26484 |  | 0.35269
0.26484 |  | 0.35267
0.26483 |  | 0.35263
0.26482 |  | 0.35263
0.26482 |  | 0.35263
0.26482 |  | 0.35259
0.2648 |  | 0.35252
0.26479 |  | 0.35252
0.26479 |  | 0.3525
0.26477 |  | 0.35247
0.26476 |  | 0.35246
0.26475 |  | 0.35245
0.26473 |  | 0.35242
0.26473 |  | 0.35242
0.26472 |  | 0.35239
0.26471 |  | 0.35236
0.26468 |  | 0.35235
0.26468 |  | 0.35234
0.26467 |  | 0.35231
0.26467 |  | 0.35229
0.26465 |  | 0.35228
0.26462 |  | 0.35225
0.26462 |  | 0.35223
0.2646 |  | 0.35222
0.26459 |  | 0.3522
0.26456 |  | 0.35217
0.26455 |  | 0.35214
0.26451 |  | 0.35212
0.26451 |  | 0.35212
0.26448 |  | 0.3521
0.26448 |  | 0.35209
0.26447 |  | 0.35208
0.26445 |  | 0.35205
0.26445 |  | 0.35204
0.26444 |  | 0.35202
0.26443 |  | 0.35202
0.26443 |  | 0.352
0.2644 |  | 0.35196
0.26439 |  | 0.35196
0.26437 |  | 0.35195
0.26435 |  | 0.35192
0.26432 |  | 0.35188
0.26432 |  | 0.35187
0.26432 |  | 0.35183
0.2643 |  | 0.35179
0.26429 |  | 0.35178
0.26427 |  | 0.35176
0.26427 |  | 0.35176
0.26427 |  | 0.35173
0.26424 |  | 0.35172
0.26421 |  | 0.35172
0.26421 |  | 0.35166
0.26416 |  | 0.35164
0.26416 |  | 0.35162
0.26416 |  | 0.35159
0.26415 |  | 0.35159
0.26412 |  | 0.35158
0.26412 |  | 0.35154
0.26411 |  | 0.35154
0.26411 |  | 0.35151
0.26409 |  | 0.3515
0.26408 |  | 0.35146
0.26408 |  | 0.35145
0.26405 |  | 0.35143
0.26405 |  | 0.35142
0.26405 |  | 0.3514
0.26403 |  | 0.35137
0.26401 |  | 0.35136
0.26401 |  | 0.35133
0.26401 |  | 0.35131
0.264 |  | 0.35129
0.26398 |  | 0.35128
0.26396 |  | 0.35128
0.26395 |  | 0.35127
0.26393 |  | 0.35125
0.26392 |  | 0.35125
0.26392 |  | 0.35123
0.26391 |  | 0.3512
0.26389 |  | 0.35119
0.26387 |  | 0.35115
0.26385 |  | 0.35113
0.26385 |  | 0.3511
0.26385 |  | 0.35107
0.26382 |  | 0.35107
0.26381 |  | 0.35105
0.26381 |  | 0.35103
0.2638 |  | 0.35102
0.26377 |  | 0.351
0.26376 |  | 0.351
0.26376 |  | 0.351
0.26374 |  | 0.35099
0.26373 |  | 0.35095
0.2637 |  | 0.35094
0.2637 |  | 0.35093
0.26368 |  | 0.3509
0.26366 |  | 0.35087
0.26365 |  | 0.35086
0.26365 |  | 0.35082
0.26362 |  | 0.35079
0.26362 |  | 0.35074
0.2636 |  | 0.35074
0.26358 |  | 0.35073
0.26355 |  | 0.35072
0.26354 |  | 0.35069
0.26354 |  | 0.35068
0.26354 |  | 0.35065
0.26352 |  | 0.35063
0.2635 |  | 0.35062
0.2635 |  | 0.35059
0.26349 |  | 0.35058
0.26349 |  | 0.35054
0.26345 |  | 0.35052
0.26343 |  | 0.35049
0.26342 |  | 0.35048
0.26341 |  | 0.35046
0.26341 |  | 0.35042
0.26339 |  | 0.35038
0.26338 |  | 0.35037
0.26337 |  | 0.35035
0.26335 |  | 0.35034
0.26335 |  | 0.3503
0.26335 |  | 0.35029
0.26332 |  | 0.35029
0.26332 |  | 0.35026
0.2633 |  | 0.35025
0.26328 |  | 0.35023
0.26326 |  | 0.35022
0.26326 |  | 0.35021
0.26324 |  | 0.35017
0.26324 |  | 0.35016
0.26322 |  | 0.35014
0.26322 |  | 0.3501
0.26321 |  | 0.3501
0.2632 |  | 0.35009
0.26317 |  | 0.35006
0.26315 |  | 0.35006
0.26315 |  | 0.35006
0.26314 |  | 0.35005
0.26314 |  | 0.35004
0.26312 |  | 0.35001
0.2631 |  | 0.34998
0.26309 |  | 0.34997
0.26309 |  | 0.34996
0.26309 |  | 0.34993
0.26309 |  | 0.34991
0.26305 |  | 0.34987
0.26302 |  | 0.34986
0.26302 |  | 0.34984
0.26301 |  | 0.3498
0.26299 |  | 0.34979
0.26297 |  | 0.34976
0.26297 |  | 0.34975
0.26295 |  | 0.34973
0.26294 |  | 0.34973
0.26293 |  | 0.34972
0.26293 |  | 0.34972
0.26291 |  | 0.34967
0.2629 |  | 0.34966
0.26286 |  | 0.34964
0.26286 |  | 0.34962
0.26286 |  | 0.34961
0.26285 |  | 0.34959
0.26282 |  | 0.34958
0.26281 |  | 0.34958
0.26281 |  | 0.34954
0.26281 |  | 0.34951
0.26278 |  | 0.34951
0.26277 |  | 0.34951
0.26275 |  | 0.34947
0.26275 |  | 0.34947
0.26274 |  | 0.34947
0.26272 |  | 0.34944
0.26269 |  | 0.34939
0.26269 |  | 0.34938
0.26265 |  | 0.34937
0.26265 |  | 0.34935
0.26265 |  | 0.3493
0.26262 |  | 0.34926
0.26262 |  | 0.34925
0.26262 |  | 0.34924
0.26261 |  | 0.34922
0.26257 |  | 0.34922
0.26254 |  | 0.34919
0.26251 |  | 0.34917
0.26251 |  | 0.34917
0.26251 |  | 0.34914
0.2625 |  | 0.3491
0.26246 |  | 0.3491
0.26246 |  | 0.34906
0.26246 |  | 0.34905
0.26246 |  | 0.34901
0.26245 |  | 0.349
0.26243 |  | 0.34897
0.26243 |  | 0.34897
0.26243 |  | 0.34895
0.26242 |  | 0.34893
0.26241 |  | 0.34889
0.26241 |  | 0.34887
0.26238 |  | 0.34884
0.26237 |  | 0.34883
0.26234 |  | 0.34883
0.26233 |  | 0.34882
0.26231 |  | 0.34878
0.26231 |  | 0.34875
0.2623 |  | 0.34874
0.26229 |  | 0.3487
0.26226 |  | 0.34868
0.26226 |  | 0.34864
0.26226 |  | 0.34863
0.26225 |  | 0.34861
0.26223 |  | 0.34857
0.26223 |  | 0.34855
0.26222 |  | 0.34853
0.26221 |  | 0.34851
0.26217 |  | 0.3485
0.26217 |  | 0.3485
0.26217 |  | 0.34845
0.26214 |  | 0.34845
0.26213 |  | 0.34841
0.26213 |  | 0.3484
0.26211 |  | 0.3484
0.26211 |  | 0.34837
0.2621 |  | 0.34835
0.26209 |  | 0.34834
0.26208 |  | 0.34832
0.26208 |  | 0.34829
0.26206 |  | 0.34829
0.26205 |  | 0.34828
0.26204 |  | 0.34825
0.26202 |  | 0.34821
0.26201 |  | 0.3482
0.26201 |  | 0.34818
0.26198 |  | 0.34818
0.26198 |  | 0.34818
0.26197 |  | 0.34816
0.26197 |  | 0.34813
0.26194 |  | 0.34812
0.26192 |  | 0.34812
0.26192 |  | 0.34809
0.2619 |  | 0.34809
0.26189 |  | 0.34804
0.26189 |  | 0.34804
0.26188 |  | 0.34802
0.26185 |  | 0.34801
0.26184 |  | 0.34797
0.26184 |  | 0.34796
0.26182 |  | 0.34794
0.2618 |  | 0.34793
0.26178 |  | 0.34793
0.26177 |  | 0.3479
0.26175 |  | 0.34789
0.26174 |  | 0.34786
0.26174 |  | 0.34782
0.2617 |  | 0.34781
0.2617 |  | 0.34778
0.2617 |  | 0.34778
0.26169 |  | 0.34777
0.26168 |  | 0.34773
0.26168 |  | 0.34773
0.26166 |  | 0.34772
0.26166 |  | 0.34768
0.26165 |  | 0.34768
0.26164 |  | 0.34765
0.26162 |  | 0.34764
0.2616 |  | 0.34763
0.26158 |  | 0.3476
0.26158 |  | 0.34759
0.26157 |  | 0.34757
0.26157 |  | 0.34757
0.26157 |  | 0.34754
0.26154 |  | 0.34752
0.26153 |  | 0.34749
0.2615 |  | 0.34748
0.26149 |  | 0.34745
0.26146 |  | 0.34745
0.26145 |  | 0.34739
0.26145 |  | 0.34738
0.26143 |  | 0.34736
0.26143 |  | 0.34734
0.26141 |  | 0.3473
0.26141 |  | 0.3473
0.26139 |  | 0.34729
0.26138 |  | 0.34726
0.26138 |  | 0.34723
0.26136 |  | 0.34722
0.26136 |  | 0.34721
0.26136 |  | 0.34718
0.26134 |  | 0.34714
0.26132 |  | 0.3471
0.26128 |  | 0.3471
0.26128 |  | 0.34708
0.26128 |  | 0.34704
0.26126 |  | 0.34703
0.26126 |  | 0.347
0.26125 |  | 0.34698
0.26125 |  | 0.34698
0.26125 |  | 0.34697
0.26122 |  | 0.34696
0.26121 |  | 0.34695
0.2612 |  | 0.34692
0.2612 |  | 0.34692
0.26118 |  | 0.34688
0.26117 |  | 0.34687
0.26117 |  | 0.34684
0.26114 |  | 0.34681
0.26114 |  | 0.34681
0.26114 |  | 0.34681
0.26111 |  | 0.34679
0.26109 |  | 0.34679
0.26109 |  | 0.34673
0.26109 |  | 0.34672
0.26108 |  | 0.34668
0.26105 |  | 0.34668
0.26104 |  | 0.34664
0.26104 |  | 0.34663
0.26101 |  | 0.34663
0.26101 |  | 0.34661
0.26098 |  | 0.34661
0.26098 |  | 0.34658
0.26097 |  | 0.34657
0.26096 |  | 0.34653
0.26094 |  | 0.34653
0.26093 |  | 0.34651
0.26092 |  | 0.3465
0.26092 |  | 0.34649
0.2609 |  | 0.34648
0.26086 |  | 0.34645
0.26086 |  | 0.3464
0.26086 |  | 0.3464
0.26086 |  | 0.3464
0.26083 |  | 0.34638
0.26082 |  | 0.34637
0.26082 |  | 0.34633
0.2608 |  | 0.34631
0.26077 |  | 0.34628
0.26077 |  | 0.34628
0.26077 |  | 0.34627
0.26077 |  | 0.34625
0.26077 |  | 0.34623
0.26074 |  | 0.34621
0.26073 |  | 0.34621
0.26073 |  | 0.34618
0.26073 |  | 0.34618
0.26071 |  | 0.34614
0.26068 |  | 0.34613
0.26068 |  | 0.3461
0.26067 |  | 0.34609
0.26066 |  | 0.34606
0.26066 |  | 0.34605
0.26065 |  | 0.34598
0.26065 |  | 0.34598
0.26062 |  | 0.34598
0.26062 |  | 0.34593
0.26062 |  | 0.34593
0.26059 |  | 0.34589
0.26059 |  | 0.34586
0.26058 |  | 0.34586
0.26055 |  | 0.34582
0.26055 |  | 0.34582
0.26054 |  | 0.3458
0.26053 |  | 0.34577
0.26053 |  | 0.34577
0.26053 |  | 0.34575
0.26048 |  | 0.34573
0.26048 |  | 0.34569
0.26047 |  | 0.34567
0.26047 |  | 0.34566
0.26044 |  | 0.34564
0.26043 |  | 0.34561
0.26042 |  | 0.34559
0.26039 |  | 0.34558
0.26038 |  | 0.34554
0.26038 |  | 0.34554
0.26036 |  | 0.34552
0.26034 |  | 0.3455
0.26033 |  | 0.34548
0.26031 |  | 0.34546
0.2603 |  | 0.34545
0.26028 |  | 0.34541
0.26026 |  | 0.34539
0.26026 |  | 0.34539
0.26026 |  | 0.34537
0.26023 |  | 0.34536
0.2602 |  | 0.34535
0.26019 |  | 0.34535
0.26019 |  | 0.34529
0.26018 |  | 0.34527
0.26017 |  | 0.34527
0.26015 |  | 0.34527
0.26013 |  | 0.34523
0.26013 |  | 0.3452
0.2601 |  | 0.34517
0.2601 |  | 0.34515
0.26007 |  | 0.34514
0.26006 |  | 0.34514
0.26005 |  | 0.3451
0.26003 |  | 0.34506
0.26002 |  | 0.34506
0.26001 |  | 0.34503
0.26001 |  | 0.34501
0.25999 |  | 0.34501
0.25999 |  | 0.34498
0.25994 |  | 0.34495
0.25994 |  | 0.34494
0.25994 |  | 0.34493
0.25993 |  | 0.3449
0.25993 |  | 0.34488
0.25991 |  | 0.34485
0.25991 |  | 0.34484
0.25989 |  | 0.34482
0.25986 |  | 0.34481
0.25986 |  | 0.3448
0.25985 |  | 0.34478
0.25982 |  | 0.34477
0.2598 |  | 0.34476
0.25979 |  | 0.34476
0.25978 |  | 0.34473
0.25975 |  | 0.34472
0.25975 |  | 0.34472
0.25975 |  | 0.34471
0.25975 |  | 0.34471
0.25972 |  | 0.34467
0.25971 |  | 0.34467
0.25968 |  | 0.34467
0.25968 |  | 0.34464
0.25967 |  | 0.34464
0.25966 |  | 0.34463
0.25964 |  | 0.3446
0.25964 |  | 0.3446
0.25963 |  | 0.34455
0.2596 |  | 0.34455
0.2596 |  | 0.34452
0.25959 |  | 0.34452
0.25955 |  | 0.34452
0.25953 |  | 0.34449
0.25953 |  | 0.34446
0.25953 |  | 0.34446
0.25952 |  | 0.34442
0.25951 |  | 0.3444
0.25949 |  | 0.34438
0.25947 |  | 0.34438
0.25945 |  | 0.34434
0.25945 |  | 0.34434
0.25945 |  | 0.34432
0.25945 |  | 0.3443
0.25941 |  | 0.34429
0.25941 |  | 0.34422
0.25941 |  | 0.34422
0.25941 |  | 0.34422
0.25938 |  | 0.34421
0.25938 |  | 0.34418
0.25935 |  | 0.34417
0.25933 |  | 0.34413
0.25933 |  | 0.34411
0.25932 |  | 0.3441
0.25932 |  | 0.34409
0.25931 |  | 0.34408
0.2593 |  | 0.34406
0.25927 |  | 0.34404
0.25926 |  | 0.34401
0.25926 |  | 0.34401
0.25926 |  | 0.344
0.25923 |  | 0.34397
0.25919 |  | 0.34394
0.25919 |  | 0.34391
0.25919 |  | 0.34391
0.25918 |  | 0.34391
0.25915 |  | 0.34389
0.25913 |  | 0.34387
0.25911 |  | 0.34385
0.25911 |  | 0.34384
0.25911 |  | 0.34383
0.2591 |  | 0.34381
0.2591 |  | 0.34377
0.2591 |  | 0.34376
0.25906 |  | 0.34375
0.25903 |  | 0.34372
0.25903 |  | 0.3437
0.25903 |  | 0.34368
0.259 |  | 0.34365
0.25899 |  | 0.34363
0.25898 |  | 0.34362
0.25898 |  | 0.34356
0.25896 |  | 0.34354
0.25895 |  | 0.34352
0.25893 |  | 0.34349
0.25892 |  | 0.34347
0.25892 |  | 0.34346
0.25891 |  | 0.34341
0.2589 |  | 0.34339
0.25888 |  | 0.34338
0.25887 |  | 0.34337
0.25885 |  | 0.34335
0.25884 |  | 0.34333
0.25884 |  | 0.34329
0.25884 |  | 0.34327
0.25882 |  | 0.34327
0.2588 |  | 0.34325
0.25879 |  | 0.34324
0.25879 |  | 0.34321
0.25878 |  | 0.34321
0.25876 |  | 0.34317
0.25875 |  | 0.34317
0.25875 |  | 0.34314
0.25875 |  | 0.34314
0.25875 |  | 0.34313
0.25872 |  | 0.3431
0.25871 |  | 0.3431
0.25868 |  | 0.34305
0.25868 |  | 0.34304
0.25867 |  | 0.34304
0.25867 |  | 0.34301
0.25865 |  | 0.34296
0.25864 |  | 0.34296
0.25864 |  | 0.34296
0.25863 |  | 0.34295
0.25863 |  | 0.34291
0.25859 |  | 0.34288
0.25856 |  | 0.34287
0.25856 |  | 0.34286
0.25853 |  | 0.34283
0.25853 |  | 0.34281
0.25853 |  | 0.34279
0.25853 |  | 0.34275
0.25852 |  | 0.34274
0.25852 |  | 0.34271
0.25848 |  | 0.3427
0.25847 |  | 0.34267
0.25847 |  | 0.34263
0.25847 |  | 0.34263
0.25844 |  | 0.34258
0.25843 |  | 0.34257
0.25843 |  | 0.34257
0.25841 |  | 0.34256
0.2584 |  | 0.34252
0.2584 |  | 0.3425
0.25836 |  | 0.34246
0.25835 |  | 0.34246
0.25835 |  | 0.34242
0.25833 |  | 0.3424
0.25833 |  | 0.3424
0.25833 |  | 0.34238
0.25833 |  | 0.34236
0.2583 |  | 0.34235
0.2583 |  | 0.34235
0.2583 |  | 0.3423
0.25828 |  | 0.3423
0.25826 |  | 0.34227
0.25823 |  | 0.34223
0.25822 |  | 0.34221
0.2582 |  | 0.34221
0.2582 |  | 0.34217
0.25819 |  | 0.34211
0.25819 |  | 0.34211
0.25818 |  | 0.34209
0.25815 |  | 0.34208
0.25812 |  | 0.34206
0.25811 |  | 0.34205
0.2581 |  | 0.34204
0.25808 |  | 0.34201
0.25807 |  | 0.34197
0.25804 |  | 0.34197
0.25804 |  | 0.34197
0.25804 |  | 0.34194
0.25803 |  | 0.34192
0.25802 |  | 0.34189
0.25802 |  | 0.34186
0.25799 |  | 0.34184
0.25798 |  | 0.34182
0.25797 |  | 0.34179
0.25795 |  | 0.34177
0.25795 |  | 0.34177
0.25793 |  | 0.34173
0.25793 |  | 0.34173
0.25791 |  | 0.34169
0.2579 |  | 0.34163
0.25789 |  | 0.34163
0.25789 |  | 0.34161
0.25786 |  | 0.3416
0.25781 |  | 0.34157
0.25781 |  | 0.34154
0.25778 |  | 0.34152
0.25777 |  | 0.34151
0.25777 |  | 0.34148
0.25774 |  | 0.34146
0.25774 |  | 0.34144
0.25774 |  | 0.34143
0.25774 |  | 0.3414
0.25774 |  | 0.34139
0.25771 |  | 0.34135
0.25771 |  | 0.34135
0.25769 |  | 0.34132
0.25769 |  | 0.34131
0.25768 |  | 0.34127
0.25766 |  | 0.34126
0.25765 |  | 0.34126
0.25763 |  | 0.34124
0.25763 |  | 0.34123
0.25762 |  | 0.34121
0.25761 |  | 0.34115
0.25757 |  | 0.34114
0.25757 |  | 0.3411
0.25754 |  | 0.34107
0.25754 |  | 0.34106
0.25754 |  | 0.34105
0.25751 |  | 0.34103
0.25751 |  | 0.34102
0.2575 |  | 0.34101
0.2575 |  | 0.34098
0.25746 |  | 0.34096
0.25746 |  | 0.34094
0.25745 |  | 0.34093
0.25743 |  | 0.34092
0.25739 |  | 0.34089
0.25738 |  | 0.34089
0.25737 |  | 0.34088
0.25737 |  | 0.34086
0.25736 |  | 0.34083
0.25736 |  | 0.34081
0.25734 |  | 0.34077
0.25734 |  | 0.34076
0.25733 |  | 0.34075
0.25733 |  | 0.34075
0.2573 |  | 0.34069
0.25729 |  | 0.34067
0.25728 |  | 0.34067
0.25725 |  | 0.34067
0.25725 |  | 0.34066
0.25723 |  | 0.34063
0.25722 |  | 0.34061
0.25722 |  | 0.34061
0.25721 |  | 0.34056
0.25718 |  | 0.34056
0.25717 |  | 0.34055
0.25716 |  | 0.34051
0.25716 |  | 0.3405
0.25712 |  | 0.34048
0.2571 |  | 0.34044
0.2571 |  | 0.34044
0.25708 |  | 0.34042
0.25706 |  | 0.3404
0.25706 |  | 0.34039
0.25704 |  | 0.34038
0.25704 |  | 0.34038
0.25704 |  | 0.34038
0.25702 |  | 0.34037
0.25698 |  | 0.34034
0.25697 |  | 0.34034
0.25697 |  | 0.34032
0.25696 |  | 0.34031
0.25694 |  | 0.3403
0.25693 |  | 0.34026
0.25692 |  | 0.34023
0.25688 |  | 0.34022
0.25688 |  | 0.34021
0.25688 |  | 0.34017
0.25686 |  | 0.34014
0.25683 |  | 0.3401
0.25682 |  | 0.34009
0.25681 |  | 0.34007
0.25681 |  | 0.34004
0.25677 |  | 0.34004
0.25677 |  | 0.34002
0.25677 |  | 0.34001
0.25675 |  | 0.33999
0.25673 |  | 0.33997
0.25673 |  | 0.33994
0.2567 |  | 0.33993
0.2567 |  | 0.3399
0.25669 |  | 0.3399
0.25668 |  | 0.33986
0.25666 |  | 0.33985
0.25665 |  | 0.33985
0.25664 |  | 0.33982
0.25663 |  | 0.33981
0.25662 |  | 0.33981
0.25659 |  | 0.33977
0.25658 |  | 0.33975
0.25657 |  | 0.33974
0.25654 |  | 0.33973
0.25653 |  | 0.3397
0.25651 |  | 0.33969
0.25647 |  | 0.33969
0.25647 |  | 0.33966
0.25647 |  | 0.33966
0.25646 |  | 0.33962
0.25645 |  | 0.33961
0.25645 |  | 0.3396
0.25642 |  | 0.33958
0.25641 |  | 0.33956
0.25639 |  | 0.33953
0.25638 |  | 0.33952
0.25638 |  | 0.33951
0.25638 |  | 0.33944
0.25637 |  | 0.33943
0.25634 |  | 0.33942
0.25633 |  | 0.3394
0.25632 |  | 0.33939
0.25629 |  | 0.33936
0.25628 |  | 0.33933
0.25624 |  | 0.33933
0.25624 |  | 0.33929
0.25624 |  | 0.33928
0.25624 |  | 0.33928
0.25624 |  | 0.33923
0.25621 |  | 0.33921
0.25618 |  | 0.33921
0.25618 |  | 0.33921
0.25618 |  | 0.33919
0.25614 |  | 0.33919
0.25612 |  | 0.33914
0.25612 |  | 0.33914
0.25612 |  | 0.33913
0.2561 |  | 0.33909
0.25609 |  | 0.33909
0.25606 |  | 0.33902
0.25606 |  | 0.33902
0.25602 |  | 0.33899
0.25602 |  | 0.33897
0.25601 |  | 0.33894
0.256 |  | 0.33893
0.256 |  | 0.33892
0.25598 |  | 0.33889
0.25596 |  | 0.33889
0.25592 |  | 0.33885
0.25592 |  | 0.33883
0.25592 |  | 0.33881
0.25589 |  | 0.3388
0.25588 |  | 0.33879
0.25586 |  | 0.33875
0.25583 |  | 0.33872
0.25581 |  | 0.33872
0.2558 |  | 0.33868
0.2558 |  | 0.33866
0.2558 |  | 0.33865
0.25577 |  | 0.33862
0.25576 |  | 0.33862
0.25574 |  | 0.3386
0.25573 |  | 0.33858
0.25573 |  | 0.33855
0.25572 |  | 0.33852
0.25569 |  | 0.33849
0.25568 |  | 0.33848
0.25566 |  | 0.33848
0.25565 |  | 0.33844
0.25564 |  | 0.33841
0.25561 |  | 0.3384
0.2556 |  | 0.33839
0.2556 |  | 0.33835
0.25558 |  | 0.33834
0.25557 |  | 0.33829
0.25553 |  | 0.33829
0.25553 |  | 0.33827
0.25553 |  | 0.33826
0.25552 |  | 0.33826
0.25552 |  | 0.33819
0.25552 |  | 0.33819
0.25549 |  | 0.33819
0.25548 |  | 0.33814
0.25546 |  | 0.33814
0.25545 |  | 0.33813
0.25545 |  | 0.3381
0.25545 |  | 0.33807
0.25544 |  | 0.33807
0.25544 |  | 0.33805
0.2554 |  | 0.33799
0.25538 |  | 0.33799
0.25537 |  | 0.33795
0.25537 |  | 0.33795
0.25533 |  | 0.33792
0.25532 |  | 0.33789
0.25532 |  | 0.33788
0.25532 |  | 0.33786
0.25532 |  | 0.33784
0.2553 |  | 0.33782
0.25529 |  | 0.3378
0.25529 |  | 0.33777
0.25526 |  | 0.33775
0.25524 |  | 0.33769
0.25523 |  | 0.33768
0.25523 |  | 0.33767
0.25523 |  | 0.33765
0.2552 |  | 0.33764
0.25517 |  | 0.3376
0.25517 |  | 0.33759
0.25516 |  | 0.33757
0.25516 |  | 0.33756
0.25513 |  | 0.33755
0.25512 |  | 0.33755
0.25511 |  | 0.33753
0.25508 |  | 0.33752
0.25508 |  | 0.33751
0.25508 |  | 0.33748
0.25505 |  | 0.33745
0.25505 |  | 0.33745
0.25503 |  | 0.33744
0.25501 |  | 0.33741
0.25501 |  | 0.3374
0.25501 |  | 0.33736
0.25499 |  | 0.33734
0.25496 |  | 0.33733
0.25496 |  | 0.3373
0.25495 |  | 0.33729
0.25495 |  | 0.33725
0.25492 |  | 0.33725
0.25491 |  | 0.33723
0.25491 |  | 0.33721
0.25489 |  | 0.33718
0.25488 |  | 0.33716
0.25488 |  | 0.33713
0.25487 |  | 0.33712
0.25483 |  | 0.33712
0.25479 |  | 0.33712
0.25478 |  | 0.33709
0.25478 |  | 0.33705
0.25475 |  | 0.33705
0.25475 |  | 0.33705
0.25475 |  | 0.33701
0.25469 |  | 0.337
0.25468 |  | 0.33697
0.25468 |  | 0.33697
0.25466 |  | 0.33695
0.25466 |  | 0.33693
0.25464 |  | 0.33691
0.25463 |  | 0.33688
0.25459 |  | 0.33688
0.25458 |  | 0.33684
0.25458 |  | 0.33684
0.25456 |  | 0.3368
0.25452 |  | 0.33678
0.25452 |  | 0.33675
0.25451 |  | 0.33674
0.2545 |  | 0.33673
0.2545 |  | 0.3367
0.25446 |  | 0.33669
0.25446 |  | 0.33669
0.25446 |  | 0.33669
0.25444 |  | 0.33666
0.2544 |  | 0.33662
0.2544 |  | 0.33659
0.25439 |  | 0.33656
0.25438 |  | 0.33656
0.25437 |  | 0.33653
0.25435 |  | 0.33652
0.25434 |  | 0.33649
0.25432 |  | 0.33648
0.25432 |  | 0.33646
0.25431 |  | 0.33643
0.25431 |  | 0.33643
0.25429 |  | 0.3364
0.25429 |  | 0.33636
0.25424 |  | 0.33635
0.25424 |  | 0.33631
0.25424 |  | 0.33631
0.2542 |  | 0.3363
0.2542 |  | 0.33627
0.25418 |  | 0.33627
0.25418 |  | 0.33622
0.25418 |  | 0.33621
0.25418 |  | 0.33619
0.25416 |  | 0.33618
0.25411 |  | 0.33617
0.25411 |  | 0.33614
0.2541 |  | 0.33613
0.2541 |  | 0.33611
0.2541 |  | 0.33609
0.25409 |  | 0.33609
0.25407 |  | 0.33607
0.25406 |  | 0.33605
0.25403 |  | 0.33604
0.25403 |  | 0.33604
0.25402 |  | 0.33602
0.25401 |  | 0.33602
0.25401 |  | 0.33598
0.25399 |  | 0.33598
0.25399 |  | 0.33594
0.25398 |  | 0.33594
0.25397 |  | 0.3359
0.25397 |  | 0.33589
0.25396 |  | 0.33587
0.25394 |  | 0.33583
0.25394 |  | 0.33581
0.25393 |  | 0.3358
0.25391 |  | 0.33578
0.25391 |  | 0.33574
0.25391 |  | 0.33574
0.2539 |  | 0.33574
0.25389 |  | 0.33572
0.25386 |  | 0.33571
0.25386 |  | 0.33568
0.25386 |  | 0.33565
0.25385 |  | 0.33564
0.25385 |  | 0.33564
0.25382 |  | 0.3356
0.25381 |  | 0.33558
0.25381 |  | 0.33556
0.25381 |  | 0.33556
0.25379 |  | 0.33553
0.25377 |  | 0.33553
0.25375 |  | 0.3355
0.25375 |  | 0.33545
0.25375 |  | 0.33544
0.25374 |  | 0.33544
0.25374 |  | 0.33542
0.25371 |  | 0.33537
0.2537 |  | 0.33536
0.2537 |  | 0.33532
0.25369 |  | 0.33528
0.25369 |  | 0.33528
0.25369 |  | 0.33527
0.25366 |  | 0.33524
0.25366 |  | 0.33519
0.25363 |  | 0.33515
0.25362 |  | 0.33515
0.25361 |  | 0.33515
0.25361 |  | 0.33513
0.25358 |  | 0.33511
0.25358 |  | 0.33508
0.25358 |  | 0.33502
0.25354 |  | 0.33501
0.25353 |  | 0.335
0.25353 |  | 0.33497
0.25353 |  | 0.33495
0.25352 |  | 0.33495
0.25349 |  | 0.33492
0.25348 |  | 0.33492
0.25345 |  | 0.3349
0.25345 |  | 0.33487
0.25345 |  | 0.33487
0.25345 |  | 0.33483
0.25342 |  | 0.33481
0.25342 |  | 0.3348
0.25339 |  | 0.33479
0.25335 |  | 0.33476
0.25335 |  | 0.33474
0.25335 |  | 0.33472
0.25334 |  | 0.33471
0.25333 |  | 0.3347
0.2533 |  | 0.33468
0.25329 |  | 0.33468
0.25326 |  | 0.33467
0.25322 |  | 0.33464
0.25322 |  | 0.33461
0.2532 |  | 0.33458
0.25317 |  | 0.33458
0.25316 |  | 0.33453
0.25316 |  | 0.33453
0.25314 |  | 0.3345
0.25314 |  | 0.33446
0.25312 |  | 0.33446
0.2531 |  | 0.33446
0.25308 |  | 0.33441
0.25308 |  | 0.3344
0.25308 |  | 0.3344
0.25305 |  | 0.33438
0.25304 |  | 0.33437
0.25302 |  | 0.33436
0.253 |  | 0.33432
0.253 |  | 0.33431
0.25297 |  | 0.33428
0.25297 |  | 0.33426
0.25296 |  | 0.33425
0.25293 |  | 0.33424
0.25292 |  | 0.33424
0.2529 |  | 0.33421
0.2529 |  | 0.33417
0.2529 |  | 0.33417
0.25289 |  | 0.33416
0.25285 |  | 0.33412
0.25282 |  | 0.3341
0.25282 |  | 0.3341
0.25282 |  | 0.33407
0.25281 |  | 0.33404
0.2528 |  | 0.33403
0.25277 |  | 0.33403
0.25276 |  | 0.33399
0.25274 |  | 0.33395
0.25274 |  | 0.33392
0.25273 |  | 0.33392
0.25273 |  | 0.33391
0.25272 |  | 0.33389
0.25267 |  | 0.33386
0.25266 |  | 0.33385
0.25265 |  | 0.33383
0.25265 |  | 0.33383
0.25264 |  | 0.33382
0.25264 |  | 0.33381
0.25259 |  | 0.33378
0.25258 |  | 0.33377
0.25257 |  | 0.3337
0.25255 |  | 0.33368
0.25254 |  | 0.33365
0.25254 |  | 0.33365
0.25254 |  | 0.33365
0.25254 |  | 0.33363
0.2525 |  | 0.33362
0.25249 |  | 0.33362
0.25249 |  | 0.3336
0.25249 |  | 0.33358
0.25246 |  | 0.33358
0.25244 |  | 0.33354
0.25244 |  | 0.33352
0.25242 |  | 0.3335
0.25239 |  | 0.33347
0.25239 |  | 0.33346
0.25239 |  | 0.33345
0.25238 |  | 0.33343
0.25237 |  | 0.33341
0.25234 |  | 0.33339
0.25233 |  | 0.33337
0.25233 |  | 0.33334
0.25233 |  | 0.33333
0.25231 |  | 0.33332
0.2523 |  | 0.33329
0.25229 |  | 0.33329
0.25226 |  | 0.33328
0.25225 |  | 0.33324
0.25222 |  | 0.33321
0.25219 |  | 0.33319
0.25219 |  | 0.33317
0.25219 |  | 0.33316
0.25217 |  | 0.33315
0.25217 |  | 0.33313
0.25214 |  | 0.33309
0.25213 |  | 0.33307
0.25212 |  | 0.33304
0.2521 |  | 0.33303
0.2521 |  | 0.33301
0.25209 |  | 0.33298
0.25209 |  | 0.33297
0.25206 |  | 0.33296
0.25206 |  | 0.33295
0.25205 |  | 0.33292
0.25202 |  | 0.33291
0.252 |  | 0.33291
0.25197 |  | 0.33288
0.25197 |  | 0.33287
0.25196 |  | 0.33284
0.25194 |  | 0.33282
0.25193 |  | 0.3328
0.2519 |  | 0.33277
0.25187 |  | 0.33277
0.25186 |  | 0.33276
0.25184 |  | 0.33273
0.25183 |  | 0.33271
0.25182 |  | 0.33269
0.25182 |  | 0.33268
0.25178 |  | 0.33268
0.25177 |  | 0.33263
0.25177 |  | 0.33261
0.25175 |  | 0.33259
0.25174 |  | 0.33258
0.25171 |  | 0.33258
0.25171 |  | 0.33256
0.25169 |  | 0.33254
0.25169 |  | 0.33254
0.25166 |  | 0.33251
0.25166 |  | 0.33249
0.25166 |  | 0.33247
0.25162 |  | 0.33246
0.25161 |  | 0.33244
0.25161 |  | 0.33241
0.25161 |  | 0.33238
0.25157 |  | 0.33237
0.25157 |  | 0.33235
0.25157 |  | 0.33232
0.25154 |  | 0.33232
0.25153 |  | 0.33231
0.2515 |  | 0.33227
0.2515 |  | 0.33224
0.25148 |  | 0.3322
0.25147 |  | 0.33219
0.25146 |  | 0.33219
0.25145 |  | 0.33216
0.25143 |  | 0.33215
0.25143 |  | 0.33213
0.25141 |  | 0.33212
0.25141 |  | 0.33209
0.25139 |  | 0.33208
0.25138 |  | 0.33208
0.25137 |  | 0.33207
0.25134 |  | 0.33207
0.25133 |  | 0.33207
0.25133 |  | 0.33204
0.25133 |  | 0.33201
0.2513 |  | 0.33197
0.2513 |  | 0.33197
0.25129 |  | 0.33197
0.25126 |  | 0.33195
0.25126 |  | 0.33193
0.25125 |  | 0.3319
0.25125 |  | 0.33187
0.25124 |  | 0.33187
0.25122 |  | 0.33186
0.25121 |  | 0.33184
0.2512 |  | 0.33181
0.25118 |  | 0.33179
0.25115 |  | 0.33177
0.25115 |  | 0.33175
0.25114 |  | 0.33174
0.25114 |  | 0.33171
0.2511 |  | 0.33169
0.25109 |  | 0.33169
0.25109 |  | 0.33166
0.25109 |  | 0.33162
0.25109 |  | 0.33162
0.25108 |  | 0.33162
0.25108 |  | 0.33161
0.25103 |  | 0.33156
0.25099 |  | 0.33152
0.25099 |  | 0.33152
0.25099 |  | 0.3315
0.25097 |  | 0.3315
0.25097 |  | 0.33149
0.25095 |  | 0.33146
0.25094 |  | 0.33145
0.25091 |  | 0.33144
0.25091 |  | 0.3314
0.25088 |  | 0.33137
0.25087 |  | 0.33137
0.25084 |  | 0.33136
0.25083 |  | 0.33135
0.25083 |  | 0.33131
0.2508 |  | 0.33128
0.25079 |  | 0.33127
0.25079 |  | 0.33123
0.25077 |  | 0.33122
0.25075 |  | 0.33119
0.25073 |  | 0.33118
0.25069 |  | 0.33116
0.25069 |  | 0.33111
0.25069 |  | 0.33106
0.25069 |  | 0.33105
0.25069 |  | 0.33105
0.25067 |  | 0.33102
0.25066 |  | 0.33099
0.25063 |  | 0.33098
0.25063 |  | 0.33095
0.25061 |  | 0.33093
0.25057 |  | 0.33093
0.25055 |  | 0.3309
0.25055 |  | 0.33088
0.25053 |  | 0.33088
0.25051 |  | 0.33083
0.25049 |  | 0.33081
0.25049 |  | 0.33081
0.25048 |  | 0.3308
0.25045 |  | 0.3308
0.25044 |  | 0.33077
0.25043 |  | 0.33074
0.25041 |  | 0.33072
0.2504 |  | 0.33071
0.2504 |  | 0.33069
0.25039 |  | 0.33068
0.25039 |  | 0.33064
0.25036 |  | 0.33064
0.25035 |  | 0.33063
0.25033 |  | 0.33059
0.25032 |  | 0.33057
0.25029 |  | 0.33056
0.25028 |  | 0.33055
0.25027 |  | 0.33051
0.25027 |  | 0.3305
0.25023 |  | 0.33048
0.25023 |  | 0.33047
0.25023 |  | 0.33046
0.25021 |  | 0.33044
0.25019 |  | 0.33042
0.25019 |  | 0.33038
0.25015 |  | 0.33034
0.25014 |  | 0.33034
0.25012 |  | 0.33031
0.2501 |  | 0.3303
0.2501 |  | 0.33027
0.25006 |  | 0.33027
0.25004 |  | 0.33026
0.25003 |  | 0.33024
0.25003 |  | 0.3302
0.25003 |  | 0.33018
0.25003 |  | 0.33017
0.25003 |  | 0.33017
0.25002 |  | 0.33013
0.24998 |  | 0.33012
0.24996 |  | 0.3301
0.24996 |  | 0.33009
0.24995 |  | 0.33008
0.24993 |  | 0.33005
0.24991 |  | 0.33003
0.24988 |  | 0.33
0.24988 |  | 0.33
0.24988 |  | 0.32997
0.24988 |  | 0.32995
0.24987 |  | 0.32993
0.24987 |  | 0.32991
0.24985 |  | 0.3299
0.2498 |  | 0.32988
0.2498 |  | 0.32988
0.24979 |  | 0.32984
0.24977 |  | 0.32982
0.24976 |  | 0.32979
0.24974 |  | 0.32976
0.24972 |  | 0.32974
0.24972 |  | 0.32972
0.24972 |  | 0.32972
0.24972 |  | 0.32969
0.2497 |  | 0.32966
0.24969 |  | 0.32966
0.24966 |  | 0.32964
0.24966 |  | 0.32962
0.24966 |  | 0.32961
0.24964 |  | 0.3296
0.24962 |  | 0.32956
0.2496 |  | 0.32954
0.24959 |  | 0.32953
0.24959 |  | 0.32953
0.24959 |  | 0.32952
0.24956 |  | 0.32948
0.24956 |  | 0.32948
0.24954 |  | 0.32948
0.24952 |  | 0.32947
0.24951 |  | 0.32944
0.24947 |  | 0.32943
0.24947 |  | 0.3294
0.24946 |  | 0.32939
0.24946 |  | 0.32935
0.24943 |  | 0.32935
0.24943 |  | 0.32932
0.24941 |  | 0.3293
0.24939 |  | 0.32929
0.24938 |  | 0.32926
0.24938 |  | 0.32925
0.24936 |  | 0.32923
0.24933 |  | 0.3292
0.24933 |  | 0.32919
0.24932 |  | 0.32916
0.2493 |  | 0.32914
0.2493 |  | 0.32914
0.24928 |  | 0.32911
0.24926 |  | 0.32911
0.24926 |  | 0.32908
0.24924 |  | 0.32906
0.24924 |  | 0.32906
0.24924 |  | 0.32904
0.24923 |  | 0.32902
0.24922 |  | 0.329
0.24919 |  | 0.32898
0.24918 |  | 0.32894
0.24916 |  | 0.32894
0.24916 |  | 0.32894
0.24915 |  | 0.32891
0.24911 |  | 0.32889
0.24911 |  | 0.32889
0.2491 |  | 0.32886
0.2491 |  | 0.32886
0.24907 |  | 0.32881
0.24907 |  | 0.32878
0.24903 |  | 0.32878
0.24902 |  | 0.32875
0.24902 |  | 0.32874
0.249 |  | 0.32874
0.24898 |  | 0.3287
0.24896 |  | 0.32869
0.24895 |  | 0.32867
0.24895 |  | 0.32867
0.24892 |  | 0.32863
0.24891 |  | 0.3286
0.24889 |  | 0.32859
0.24887 |  | 0.32858
0.24887 |  | 0.32856
0.24887 |  | 0.32854
0.24887 |  | 0.3285
0.24885 |  | 0.32848
0.24883 |  | 0.32845
0.24883 |  | 0.32845
0.24881 |  | 0.32844
0.24879 |  | 0.32841
0.24879 |  | 0.3284
0.24879 |  | 0.32839
0.24877 |  | 0.32837
0.24876 |  | 0.32835
0.24873 |  | 0.32833
0.24872 |  | 0.32832
0.24872 |  | 0.32829
0.24871 |  | 0.32827
0.24869 |  | 0.32824
0.24868 |  | 0.32824
0.24868 |  | 0.32822
0.24865 |  | 0.32821
0.24865 |  | 0.32819
0.24863 |  | 0.32815
0.2486 |  | 0.32813
0.24859 |  | 0.3281
0.24856 |  | 0.32806
0.24855 |  | 0.32804
0.24853 |  | 0.32802
0.24852 |  | 0.32799
0.24851 |  | 0.32797
0.24848 |  | 0.32797
0.24845 |  | 0.32797
0.24843 |  | 0.32791
0.24843 |  | 0.32791
0.24843 |  | 0.32791
0.24843 |  | 0.32788
0.24841 |  | 0.32785
0.24839 |  | 0.32785
0.24837 |  | 0.32783
0.24836 |  | 0.32783
0.24836 |  | 0.3278
0.24833 |  | 0.3278
0.24832 |  | 0.32777
0.24832 |  | 0.32773
0.24832 |  | 0.32771
0.24832 |  | 0.32771
0.24829 |  | 0.32767
0.24828 |  | 0.32763
0.24827 |  | 0.32763
0.24824 |  | 0.3276
0.24824 |  | 0.3276
0.24822 |  | 0.32756
0.24821 |  | 0.32756
0.24821 |  | 0.32752
0.2482 |  | 0.32751
0.2482 |  | 0.3275
0.24817 |  | 0.32748
0.24813 |  | 0.32748
0.24812 |  | 0.32748
0.24809 |  | 0.32743
0.24809 |  | 0.32743
0.24808 |  | 0.32743
0.24807 |  | 0.32741
0.24805 |  | 0.32737
0.24804 |  | 0.32737
0.24803 |  | 0.32734
0.24803 |  | 0.32734
0.24801 |  | 0.32729
0.24801 |  | 0.32727
0.248 |  | 0.32723
0.24796 |  | 0.32722
0.24796 |  | 0.32722
0.24795 |  | 0.32722
0.24793 |  | 0.32721
0.24793 |  | 0.32717
0.24793 |  | 0.32714
0.24792 |  | 0.32713
0.24788 |  | 0.32712
0.24787 |  | 0.32709
0.24785 |  | 0.32709
0.24784 |  | 0.32705
0.24781 |  | 0.32705
0.24779 |  | 0.32704
0.24779 |  | 0.327
0.24777 |  | 0.32697
0.24775 |  | 0.32695
0.24775 |  | 0.32692
0.24773 |  | 0.32692
0.24772 |  | 0.32689
0.24772 |  | 0.32688
0.24767 |  | 0.32687
0.24765 |  | 0.32687
0.24765 |  | 0.32685
0.24765 |  | 0.32684
0.24764 |  | 0.3268
0.24763 |  | 0.32679
0.24761 |  | 0.32677
0.2476 |  | 0.32676
0.24759 |  | 0.32674
0.24757 |  | 0.32671
0.24757 |  | 0.3267
0.24755 |  | 0.32666
0.24755 |  | 0.32666
0.24751 |  | 0.32666
0.24751 |  | 0.32663
0.24751 |  | 0.32662
0.24749 |  | 0.32662
0.24748 |  | 0.32662
0.24747 |  | 0.32656
0.24745 |  | 0.32656
0.24745 |  | 0.32655
0.24743 |  | 0.32651
0.24741 |  | 0.32651
0.2474 |  | 0.32651
0.2474 |  | 0.32648
0.24739 |  | 0.32645
0.24737 |  | 0.32639
0.24736 |  | 0.32638
0.24733 |  | 0.32637
0.24731 |  | 0.32635
0.24728 |  | 0.32631
0.24728 |  | 0.3263
0.24728 |  | 0.32629
0.24728 |  | 0.32624
0.24725 |  | 0.32622
0.24725 |  | 0.32621
0.24722 |  | 0.32621
0.24721 |  | 0.3262
0.2472 |  | 0.32618
0.24717 |  | 0.32617
0.24717 |  | 0.32614
0.24717 |  | 0.32613
0.24717 |  | 0.32612
0.24716 |  | 0.32612
0.24712 |  | 0.3261
0.24712 |  | 0.32607
0.24711 |  | 0.32605
0.24711 |  | 0.32604
0.24709 |  | 0.32604
0.24708 |  | 0.32601
0.24707 |  | 0.32601
0.24705 |  | 0.32596
0.24704 |  | 0.32595
0.24703 |  | 0.32595
0.24702 |  | 0.32592
0.24702 |  | 0.3259
0.24699 |  | 0.32587
0.24699 |  | 0.32584
0.24698 |  | 0.32579
0.24693 |  | 0.32578
0.24693 |  | 0.32577
0.24693 |  | 0.32577
0.24688 |  | 0.32575
0.24688 |  | 0.32571
0.24688 |  | 0.3257
0.24686 |  | 0.32567
0.24684 |  | 0.32564
0.24684 |  | 0.32563
0.24681 |  | 0.3256
0.24678 |  | 0.32558
0.24678 |  | 0.32558
0.24678 |  | 0.32557
0.24678 |  | 0.32556
0.24675 |  | 0.32551
0.24675 |  | 0.32549
0.24675 |  | 0.32549
0.24674 |  | 0.32545
0.24671 |  | 0.32542
0.24671 |  | 0.32541
0.24671 |  | 0.32541
0.2467 |  | 0.32537
0.2467 |  | 0.32535
0.24668 |  | 0.32533
0.24667 |  | 0.32531
0.24663 |  | 0.32528
0.24662 |  | 0.32527
0.24662 |  | 0.32525
0.2466 |  | 0.32523
0.24658 |  | 0.3252
0.24657 |  | 0.32518
0.24657 |  | 0.32516
0.24654 |  | 0.32512
0.24651 |  | 0.3251
0.2465 |  | 0.32507
0.2465 |  | 0.32507
0.2465 |  | 0.32506
0.2465 |  | 0.32502
0.24648 |  | 0.32501
0.24644 |  | 0.32499
0.24642 |  | 0.32499
0.24642 |  | 0.32498
0.2464 |  | 0.32495
0.2464 |  | 0.32493
0.24639 |  | 0.3249
0.24639 |  | 0.32489
0.24638 |  | 0.32489
0.24638 |  | 0.32488
0.24632 |  | 0.32486
0.24631 |  | 0.32486
0.2463 |  | 0.32485
0.2463 |  | 0.32481
0.24629 |  | 0.32478
0.24626 |  | 0.32477
0.24626 |  | 0.32474
0.24623 |  | 0.3247
0.24623 |  | 0.32468
0.24621 |  | 0.32468
0.24621 |  | 0.32468
0.24616 |  | 0.32466
0.24616 |  | 0.32465
0.24614 |  | 0.32464
0.24614 |  | 0.32463
0.24613 |  | 0.32461
0.24611 |  | 0.32459
0.24611 |  | 0.32457
0.24608 |  | 0.32456
0.24608 |  | 0.32454
0.24607 |  | 0.32449
0.24607 |  | 0.32448
0.24602 |  | 0.32447
0.24601 |  | 0.32445
0.24601 |  | 0.32443
0.24601 |  | 0.32441
0.24599 |  | 0.32437
0.24596 |  | 0.32436
0.24595 |  | 0.32435
0.24594 |  | 0.32433
0.24591 |  | 0.32433
0.2459 |  | 0.32431
0.2459 |  | 0.32429
0.24588 |  | 0.32427
0.24588 |  | 0.32423
0.24587 |  | 0.32421
0.24586 |  | 0.32419
0.24582 |  | 0.32417
0.24582 |  | 0.32415
0.2458 |  | 0.32414
0.24579 |  | 0.32412
0.24578 |  | 0.3241
0.24576 |  | 0.32409
0.24575 |  | 0.32408
0.24575 |  | 0.32406
0.24572 |  | 0.32404
0.24572 |  | 0.32404
0.24571 |  | 0.32401
0.2457 |  | 0.32401
0.24567 |  | 0.324
0.24567 |  | 0.32397
0.24565 |  | 0.32394
0.24563 |  | 0.32394
0.2456 |  | 0.32392
0.2456 |  | 0.32392
0.24559 |  | 0.32391
0.24559 |  | 0.32386
0.24558 |  | 0.32385
0.24554 |  | 0.32383
0.24551 |  | 0.32383
0.24551 |  | 0.3238
0.2455 |  | 0.32379
0.24547 |  | 0.32379
0.24547 |  | 0.32376
0.24546 |  | 0.32375
0.24543 |  | 0.32375
0.24541 |  | 0.32373
0.2454 |  | 0.32371
0.24539 |  | 0.32368
0.24538 |  | 0.32367
0.24536 |  | 0.32364
0.24536 |  | 0.32362
0.24534 |  | 0.32359
0.24531 |  | 0.32358
0.24531 |  | 0.32356
0.24528 |  | 0.32354
0.24528 |  | 0.32354
0.24527 |  | 0.32352
0.24527 |  | 0.32348
0.24526 |  | 0.32344
0.24526 |  | 0.32344
0.24524 |  | 0.32343
0.24521 |  | 0.32339
0.24521 |  | 0.32338
0.24519 |  | 0.32338
0.24516 |  | 0.32335
0.24513 |  | 0.32334
0.24513 |  | 0.32334
0.24512 |  | 0.32331
0.2451 |  | 0.32328
0.2451 |  | 0.32327
0.24509 |  | 0.32325
0.24507 |  | 0.32323
0.24507 |  | 0.32319
0.24507 |  | 0.32317
0.24504 |  | 0.32313
0.24503 |  | 0.32313
0.24503 |  | 0.32313
0.24501 |  | 0.32309
0.24501 |  | 0.32307
0.245 |  | 0.32305
0.24497 |  | 0.32302
0.24495 |  | 0.32301
0.24493 |  | 0.32298
0.24493 |  | 0.32297
0.24491 |  | 0.32294
0.24491 |  | 0.32293
0.2449 |  | 0.32292
0.24488 |  | 0.32288
0.24485 |  | 0.32288
0.24484 |  | 0.32285
0.24483 |  | 0.32284
0.24483 |  | 0.3228
0.24482 |  | 0.32279
0.24482 |  | 0.32279
0.24482 |  | 0.32275
0.2448 |  | 0.32274
0.24477 |  | 0.32269
0.24477 |  | 0.32269
0.24477 |  | 0.32268
0.24475 |  | 0.32268
0.24474 |  | 0.32265
0.24472 |  | 0.32264
0.2447 |  | 0.32263
0.24468 |  | 0.3226
0.24468 |  | 0.32257
0.24467 |  | 0.32255
0.24467 |  | 0.32255
0.24466 |  | 0.32255
0.24466 |  | 0.32253
0.24464 |  | 0.32248
0.24462 |  | 0.32247
0.24462 |  | 0.32245
0.24459 |  | 0.32241
0.24459 |  | 0.32239
0.24459 |  | 0.32238
0.24458 |  | 0.32237
0.24457 |  | 0.32234
0.24454 |  | 0.3223
0.24452 |  | 0.32229
0.24452 |  | 0.32226
0.24451 |  | 0.32224
0.2445 |  | 0.32223
0.24448 |  | 0.32219
0.24448 |  | 0.32219
0.24447 |  | 0.32216
0.24447 |  | 0.32212
0.24446 |  | 0.32211
0.24443 |  | 0.32209
0.2444 |  | 0.32208
0.24438 |  | 0.32205
0.24438 |  | 0.32205
0.24436 |  | 0.32204
0.24435 |  | 0.322
0.24435 |  | 0.32199
0.24434 |  | 0.32198
0.24429 |  | 0.32198
0.24429 |  | 0.32196
0.24429 |  | 0.32195
0.24427 |  | 0.3219
0.24425 |  | 0.32187
0.24421 |  | 0.32187
0.24421 |  | 0.32186
0.24421 |  | 0.32185
0.24419 |  | 0.32182
0.24418 |  | 0.32181
0.24418 |  | 0.3218
0.24417 |  | 0.32176
0.24414 |  | 0.32174
0.24412 |  | 0.32171
0.24411 |  | 0.32171
0.2441 |  | 0.32169
0.24408 |  | 0.32166
0.24408 |  | 0.32166
0.24407 |  | 0.32166
0.24404 |  | 0.32166
0.24404 |  | 0.32165
0.24404 |  | 0.32159
0.244 |  | 0.32158
0.244 |  | 0.32158
0.244 |  | 0.32158
0.24399 |  | 0.32153
0.24399 |  | 0.32153
0.24398 |  | 0.32151
0.24398 |  | 0.32149
0.24396 |  | 0.32146
0.24392 |  | 0.32144
0.24392 |  | 0.32141
0.24392 |  | 0.3214
0.2439 |  | 0.32138
0.24387 |  | 0.32136
0.24385 |  | 0.32136
0.24385 |  | 0.32133
0.24384 |  | 0.32132
0.24384 |  | 0.32129
0.24382 |  | 0.32128
0.24379 |  | 0.32127
0.24377 |  | 0.32124
0.24377 |  | 0.32123
0.24376 |  | 0.3212
0.24375 |  | 0.32119
0.24374 |  | 0.32118
0.24372 |  | 0.32115
0.24371 |  | 0.32112
0.24371 |  | 0.32112
0.24368 |  | 0.32111
0.24367 |  | 0.32107
0.24367 |  | 0.32104
0.24366 |  | 0.32103
0.24364 |  | 0.32101
0.2436 |  | 0.32099
0.24359 |  | 0.32098
0.24358 |  | 0.32097
0.24355 |  | 0.32095
0.24354 |  | 0.32091
0.24354 |  | 0.3209
0.24352 |  | 0.32089
0.24352 |  | 0.32086
0.24349 |  | 0.32086
0.24347 |  | 0.32085
0.24347 |  | 0.32082
0.24347 |  | 0.32078
0.24347 |  | 0.32077
0.24343 |  | 0.32074
0.2434 |  | 0.32072
0.2434 |  | 0.32069
0.24339 |  | 0.32069
0.24338 |  | 0.32068
0.24336 |  | 0.32068
0.24335 |  | 0.32065
0.24334 |  | 0.32061
0.24332 |  | 0.32058
0.24332 |  | 0.32057
0.24331 |  | 0.32056
0.24328 |  | 0.32053
0.24327 |  | 0.32052
0.24327 |  | 0.32049
0.24323 |  | 0.32048
0.24323 |  | 0.32047
0.24322 |  | 0.32044
0.24319 |  | 0.32044
0.24317 |  | 0.32043
0.24316 |  | 0.32043
0.24314 |  | 0.32039
0.24314 |  | 0.32037
0.24311 |  | 0.32035
0.24311 |  | 0.32035
0.2431 |  | 0.32035
0.24307 |  | 0.32031
0.24306 |  | 0.32028
0.24306 |  | 0.32027
0.24306 |  | 0.32024
0.24303 |  | 0.3202
0.24302 |  | 0.32016
0.243 |  | 0.32015
0.24298 |  | 0.32014
0.24298 |  | 0.3201
0.24298 |  | 0.3201
0.24296 |  | 0.32008
0.24294 |  | 0.32007
0.24294 |  | 0.32004
0.24291 |  | 0.32003
0.24287 |  | 0.32002
0.24283 |  | 0.31999
0.24282 |  | 0.31998
0.24281 |  | 0.31994
0.24281 |  | 0.31992
0.24281 |  | 0.31991
0.24279 |  | 0.31991
0.24277 |  | 0.3199
0.24277 |  | 0.31987
0.24275 |  | 0.31983
0.24275 |  | 0.31982
0.24271 |  | 0.31982
0.24271 |  | 0.31978
0.24271 |  | 0.31978
0.24271 |  | 0.31977
0.24267 |  | 0.31976
0.24266 |  | 0.31974
0.24266 |  | 0.31971
0.24263 |  | 0.31969
0.24261 |  | 0.31967
0.24261 |  | 0.31965
0.24261 |  | 0.31963
0.24261 |  | 0.3196
0.24258 |  | 0.31959
0.24257 |  | 0.31956
0.24255 |  | 0.31956
0.24253 |  | 0.31951
0.24252 |  | 0.31951
0.2425 |  | 0.3195
0.24249 |  | 0.3195
0.24246 |  | 0.31949
0.24246 |  | 0.31946
0.24246 |  | 0.31943
0.24245 |  | 0.31943
0.24244 |  | 0.31942
0.24239 |  | 0.31941
0.24238 |  | 0.31938
0.24238 |  | 0.31936
0.24237 |  | 0.31934
0.24234 |  | 0.31933
0.24232 |  | 0.31933
0.2423 |  | 0.31932
0.24227 |  | 0.31928
0.24227 |  | 0.31928
0.24227 |  | 0.31927
0.24223 |  | 0.31924
0.24222 |  | 0.31922
0.24222 |  | 0.31921
0.2422 |  | 0.31918
0.24217 |  | 0.31917
0.24217 |  | 0.31914
0.24217 |  | 0.31913
0.24214 |  | 0.31912
0.24214 |  | 0.31909
0.24213 |  | 0.31905
0.24211 |  | 0.31905
0.24211 |  | 0.31903
0.24211 |  | 0.319
0.24211 |  | 0.319
0.24209 |  | 0.31897
0.24206 |  | 0.31895
0.24206 |  | 0.31893
0.24205 |  | 0.31893
0.24205 |  | 0.31891
0.24203 |  | 0.31891
0.24202 |  | 0.31888
0.24201 |  | 0.31888
0.24199 |  | 0.31885
0.24199 |  | 0.31883
0.24199 |  | 0.3188
0.24199 |  | 0.31879
0.24197 |  | 0.31879
0.24197 |  | 0.31877
0.24196 |  | 0.31877
0.24193 |  | 0.31875
0.24191 |  | 0.31873
0.24191 |  | 0.31871
0.2419 |  | 0.31871
0.24188 |  | 0.31868
0.24186 |  | 0.31867
0.24186 |  | 0.31864
0.24185 |  | 0.31862
0.24182 |  | 0.31859
0.24181 |  | 0.31858
0.24178 |  | 0.31858
0.24177 |  | 0.31855
0.24177 |  | 0.31853
0.24175 |  | 0.31851
0.24175 |  | 0.31847
0.24173 |  | 0.31847
0.2417 |  | 0.31844
0.24169 |  | 0.31844
0.24169 |  | 0.31841
0.24168 |  | 0.31837
0.24165 |  | 0.31837
0.24164 |  | 0.31833
0.24162 |  | 0.31833
0.24158 |  | 0.3183
0.24157 |  | 0.31828
0.24156 |  | 0.31825
0.24156 |  | 0.31823
0.24156 |  | 0.31823
0.24154 |  | 0.3182
0.24153 |  | 0.31819
0.2415 |  | 0.31815
0.24146 |  | 0.31812
0.24143 |  | 0.31812
0.24141 |  | 0.31809
0.24141 |  | 0.31808
0.24138 |  | 0.31807
0.24135 |  | 0.31807
0.24134 |  | 0.31805
0.24131 |  | 0.31801
0.24128 |  | 0.318
0.24128 |  | 0.31797
0.24126 |  | 0.31797
0.24126 |  | 0.31795
0.24124 |  | 0.31793
0.24122 |  | 0.3179
0.24122 |  | 0.31787
0.24119 |  | 0.31787
0.24119 |  | 0.31786
0.24116 |  | 0.31785
0.24116 |  | 0.31782
0.24114 |  | 0.31781
0.24113 |  | 0.31778
0.24111 |  | 0.31776
0.2411 |  | 0.31773
0.24107 |  | 0.31771
0.24106 |  | 0.31769
0.24104 |  | 0.31767
0.24103 |  | 0.31764
0.24103 |  | 0.31762
0.241 |  | 0.31759
0.24099 |  | 0.31754
0.24097 |  | 0.31754
0.24096 |  | 0.31753
0.24095 |  | 0.31753
0.24095 |  | 0.31753
0.24094 |  | 0.31747
0.24094 |  | 0.31746
0.24091 |  | 0.31745
0.24091 |  | 0.31745
0.24091 |  | 0.31742
0.24088 |  | 0.31739
0.24087 |  | 0.31738
0.24084 |  | 0.31735
0.24083 |  | 0.31733
0.2408 |  | 0.31731
0.24079 |  | 0.3173
0.24078 |  | 0.31729
0.24078 |  | 0.31729
0.24076 |  | 0.31726
0.24076 |  | 0.31723
0.24074 |  | 0.31721
0.24072 |  | 0.31718
0.24071 |  | 0.31716
0.24068 |  | 0.31715
0.24067 |  | 0.31713
0.24067 |  | 0.31711
0.24065 |  | 0.3171
0.24065 |  | 0.31707
0.24062 |  | 0.31707
0.2406 |  | 0.31707
0.2406 |  | 0.31705
0.24059 |  | 0.31705
0.24059 |  | 0.31702
0.24057 |  | 0.31702
0.24057 |  | 0.31699
0.24055 |  | 0.31699
0.24051 |  | 0.31697
0.24051 |  | 0.31693
0.24051 |  | 0.3169
0.24049 |  | 0.31688
0.24048 |  | 0.31688
0.24047 |  | 0.31685
0.24044 |  | 0.31684
0.24043 |  | 0.31683
0.24042 |  | 0.3168
0.24042 |  | 0.31679
0.2404 |  | 0.31675
0.2404 |  | 0.31671
0.24038 |  | 0.31671
0.24036 |  | 0.31668
0.24035 |  | 0.31666
0.24035 |  | 0.31664
0.24035 |  | 0.31663
0.24034 |  | 0.31662
0.24034 |  | 0.31661
0.24034 |  | 0.31657
0.24032 |  | 0.31657
0.2403 |  | 0.31655
0.24028 |  | 0.31651
0.24027 |  | 0.3165
0.24027 |  | 0.3165
0.24026 |  | 0.31649
0.24023 |  | 0.31649
0.24023 |  | 0.31646
0.24023 |  | 0.31642
0.24022 |  | 0.31641
0.24022 |  | 0.31638
0.24022 |  | 0.31636
0.24019 |  | 0.31634
0.24018 |  | 0.31634
0.24016 |  | 0.31632
0.24016 |  | 0.31629
0.24015 |  | 0.31629
0.24015 |  | 0.31624
0.2401 |  | 0.31622
0.2401 |  | 0.31621
0.2401 |  | 0.3162
0.24007 |  | 0.3162
0.24004 |  | 0.3162
0.24004 |  | 0.31617
0.24004 |  | 0.31613
0.24003 |  | 0.31613
0.24003 |  | 0.31611
0.24003 |  | 0.3161
0.24001 |  | 0.31608
0.23999 |  | 0.31608
0.23997 |  | 0.31607
0.23996 |  | 0.31603
0.23995 |  | 0.31596
0.23994 |  | 0.31596
0.23994 |  | 0.31594
0.23991 |  | 0.3159
0.23988 |  | 0.3159
0.23988 |  | 0.31587
0.23988 |  | 0.31586
0.23986 |  | 0.31583
0.23986 |  | 0.31579
0.23984 |  | 0.31579
0.23983 |  | 0.31577
0.23979 |  | 0.31577
0.23979 |  | 0.31573
0.23977 |  | 0.31571
0.23976 |  | 0.31571
0.23975 |  | 0.31571
0.23973 |  | 0.31569
0.23972 |  | 0.31566
0.23972 |  | 0.31565
0.23972 |  | 0.31561
0.23969 |  | 0.31558
0.23968 |  | 0.31557
0.23968 |  | 0.31557
0.23965 |  | 0.31557
0.23964 |  | 0.3155
0.23964 |  | 0.3155
0.2396 |  | 0.3155
0.2396 |  | 0.31546
0.23957 |  | 0.31546
0.23957 |  | 0.31545
0.23955 |  | 0.31544
0.23953 |  | 0.31541
0.23953 |  | 0.31541
0.23951 |  | 0.31537
0.23948 |  | 0.31534
0.23948 |  | 0.31533
0.23948 |  | 0.31532
0.23947 |  | 0.31531
0.23945 |  | 0.31527
0.23941 |  | 0.31527
0.23941 |  | 0.31524
0.23941 |  | 0.31521
0.23941 |  | 0.3152
0.23937 |  | 0.31519
0.23937 |  | 0.31519
0.23936 |  | 0.31517
0.23935 |  | 0.31513
0.23935 |  | 0.31513
0.23932 |  | 0.3151
0.23931 |  | 0.31507
0.23928 |  | 0.31505
0.23927 |  | 0.31505
0.23924 |  | 0.31504
0.23924 |  | 0.315
0.23924 |  | 0.31497
0.23921 |  | 0.31495
0.2392 |  | 0.31494
0.23917 |  | 0.31491
0.23917 |  | 0.3149
0.23915 |  | 0.31489
0.23913 |  | 0.31487
0.23912 |  | 0.31484
0.23912 |  | 0.31483
0.23911 |  | 0.31482
0.23908 |  | 0.31481
0.23908 |  | 0.31481
0.23907 |  | 0.31477
0.23905 |  | 0.31474
0.23904 |  | 0.31473
0.23903 |  | 0.31473
0.23901 |  | 0.31469
0.23899 |  | 0.31469
0.23897 |  | 0.31469
0.23896 |  | 0.31464
0.23894 |  | 0.31461
0.23892 |  | 0.31458
0.23892 |  | 0.31457
0.2389 |  | 0.31456
0.2389 |  | 0.31456
0.23886 |  | 0.31452
0.23884 |  | 0.31451
0.23883 |  | 0.31448
0.23882 |  | 0.31443
0.23879 |  | 0.31443
0.23878 |  | 0.31441
0.23876 |  | 0.31441
0.23875 |  | 0.31437
0.23875 |  | 0.31436
0.23875 |  | 0.31435
0.23875 |  | 0.31433
0.23872 |  | 0.31432
0.23871 |  | 0.31432
0.2387 |  | 0.31429
0.23867 |  | 0.31427
0.23866 |  | 0.31424
0.23866 |  | 0.31423
0.23864 |  | 0.31422
0.23862 |  | 0.31419
0.23862 |  | 0.31418
0.23859 |  | 0.31414
0.23858 |  | 0.31414
0.23855 |  | 0.3141
0.23852 |  | 0.31408
0.23852 |  | 0.31407
0.2385 |  | 0.31402
0.23847 |  | 0.31402
0.23844 |  | 0.314
0.23844 |  | 0.31399
0.23843 |  | 0.31398
0.23842 |  | 0.31396
0.23842 |  | 0.31396
0.23839 |  | 0.31395
0.23835 |  | 0.31394
0.23835 |  | 0.3139
0.23835 |  | 0.3139
0.23835 |  | 0.31389
0.23835 |  | 0.31389
0.23831 |  | 0.31383
0.2383 |  | 0.31383
0.23828 |  | 0.31381
0.23828 |  | 0.31379
0.23826 |  | 0.31379
0.23825 |  | 0.31378
0.23822 |  | 0.31374
0.23821 |  | 0.31373
0.23821 |  | 0.31373
0.23818 |  | 0.31372
0.23817 |  | 0.31368
0.23814 |  | 0.31365
0.23813 |  | 0.31364
0.23811 |  | 0.3136
0.2381 |  | 0.31357
0.2381 |  | 0.31356
0.23807 |  | 0.31352
0.23807 |  | 0.31352
0.23804 |  | 0.31352
0.23803 |  | 0.31352
0.23802 |  | 0.3135
0.23799 |  | 0.31348
0.23799 |  | 0.31347
0.23799 |  | 0.31345
0.23799 |  | 0.31343
0.23794 |  | 0.31341
0.23792 |  | 0.31338
0.23792 |  | 0.31338
0.2379 |  | 0.31335
0.2379 |  | 0.31335
0.2379 |  | 0.31331
0.23787 |  | 0.3133
0.23786 |  | 0.3133
0.23783 |  | 0.31329
0.23782 |  | 0.31325
0.2378 |  | 0.31324
0.23779 |  | 0.31322
0.23777 |  | 0.31321
0.23777 |  | 0.31321
0.23774 |  | 0.31317
0.23774 |  | 0.31316
0.23774 |  | 0.31316
0.23774 |  | 0.31312
0.23769 |  | 0.31312
0.23769 |  | 0.31308
0.23767 |  | 0.31305
0.23767 |  | 0.31304
0.23766 |  | 0.31304
0.23765 |  | 0.313
0.23765 |  | 0.31297
0.23765 |  | 0.31297
0.23763 |  | 0.31296
0.23762 |  | 0.31293
0.23762 |  | 0.31291
0.2376 |  | 0.31288
0.23758 |  | 0.31287
0.23758 |  | 0.31287
0.23757 |  | 0.31284
0.23753 |  | 0.3128
0.23753 |  | 0.31278
0.23751 |  | 0.31278
0.2375 |  | 0.31275
0.23748 |  | 0.31275
0.23746 |  | 0.31271
0.23744 |  | 0.31271
0.23744 |  | 0.31267
0.23744 |  | 0.31263
0.2374 |  | 0.31262
0.23738 |  | 0.31258
0.23738 |  | 0.31256
0.23737 |  | 0.31254
0.23737 |  | 0.31253
0.23734 |  | 0.3125
0.23731 |  | 0.31248
0.2373 |  | 0.31245
0.2373 |  | 0.31245
0.23727 |  | 0.31245
0.23726 |  | 0.31244
0.23725 |  | 0.31243
0.23725 |  | 0.31243
0.23723 |  | 0.3124
0.23721 |  | 0.31236
0.23718 |  | 0.31235
0.23716 |  | 0.31233
0.23715 |  | 0.31232
0.23714 |  | 0.31229
0.23714 |  | 0.31225
0.23714 |  | 0.31225
0.23711 |  | 0.31223
0.23707 |  | 0.31221
0.23706 |  | 0.31219
0.23706 |  | 0.31216
0.23704 |  | 0.31214
0.23703 |  | 0.31214
0.23702 |  | 0.31212
0.23699 |  | 0.31212
0.23699 |  | 0.31211
0.23698 |  | 0.31207
0.23698 |  | 0.31204
0.23698 |  | 0.31204
0.23692 |  | 0.31203
0.23692 |  | 0.31201
0.23692 |  | 0.31198
0.23691 |  | 0.31195
0.2369 |  | 0.31195
0.2369 |  | 0.31193
0.23687 |  | 0.31193
0.23687 |  | 0.31191
0.23687 |  | 0.31189
0.23683 |  | 0.31188
0.2368 |  | 0.31186
0.23679 |  | 0.31182
0.23677 |  | 0.31182
0.23675 |  | 0.31181
0.23673 |  | 0.31176
0.23671 |  | 0.31174
0.23671 |  | 0.31173
0.23669 |  | 0.31172
0.23667 |  | 0.31168
0.23667 |  | 0.31166
0.23667 |  | 0.31163
0.23665 |  | 0.31162
0.23664 |  | 0.31162
0.23661 |  | 0.31159
0.2366 |  | 0.31157
0.2366 |  | 0.31154
0.23659 |  | 0.31151
0.23655 |  | 0.31151
0.23655 |  | 0.31149
0.23652 |  | 0.31145
0.23652 |  | 0.31141
0.23652 |  | 0.3114
0.23649 |  | 0.31137
0.23646 |  | 0.31137
0.23644 |  | 0.31136
0.23644 |  | 0.31135
0.23641 |  | 0.31132
0.2364 |  | 0.31127
0.23638 |  | 0.31127
0.23635 |  | 0.31126
0.23634 |  | 0.31126
0.23633 |  | 0.31124
0.23632 |  | 0.31123
0.23632 |  | 0.3112
0.23632 |  | 0.31118
0.23629 |  | 0.31115
0.23629 |  | 0.31113
0.23625 |  | 0.31113
0.23622 |  | 0.31111
0.23621 |  | 0.31109
0.23621 |  | 0.31107
0.2362 |  | 0.31107
0.2362 |  | 0.31106
0.23616 |  | 0.31106
0.23614 |  | 0.31103
0.23613 |  | 0.31102
0.23613 |  | 0.31097
0.23612 |  | 0.31095
0.23609 |  | 0.31094
0.23608 |  | 0.31094
0.23605 |  | 0.31093
0.23603 |  | 0.3109
0.23602 |  | 0.31086
0.236 |  | 0.31084
0.23598 |  | 0.31082
0.23596 |  | 0.31081
0.23596 |  | 0.31078
0.23596 |  | 0.31077
0.23596 |  | 0.31076
0.23594 |  | 0.31076
0.2359 |  | 0.31073
0.23589 |  | 0.31072
0.23589 |  | 0.31069
0.23588 |  | 0.31068
0.23585 |  | 0.31064
0.23583 |  | 0.31064
0.23581 |  | 0.31062
0.2358 |  | 0.3106
0.2358 |  | 0.31056
0.23577 |  | 0.31055
0.23577 |  | 0.31055
0.23577 |  | 0.31051
0.23576 |  | 0.31049
0.23576 |  | 0.31048
0.23574 |  | 0.31044
0.23573 |  | 0.31043
0.23573 |  | 0.31041
0.23572 |  | 0.31039
0.23568 |  | 0.31038
0.23568 |  | 0.31035
0.23566 |  | 0.31034
0.23565 |  | 0.31031
0.23564 |  | 0.31031
0.23561 |  | 0.31031
0.23561 |  | 0.31029
0.23561 |  | 0.31026
0.2356 |  | 0.31026
0.2356 |  | 0.31023
0.23559 |  | 0.31022
0.23556 |  | 0.31019
0.23556 |  | 0.31019
0.23554 |  | 0.31019
0.23554 |  | 0.31017
0.23553 |  | 0.31014
0.23551 |  | 0.31013
0.23549 |  | 0.31013
0.23549 |  | 0.31013
0.23546 |  | 0.3101
0.23546 |  | 0.31008
0.23546 |  | 0.31005
0.23544 |  | 0.31005
0.23541 |  | 0.31004
0.23541 |  | 0.31002
0.23541 |  | 0.31002
0.23538 |  | 0.31
0.23538 |  | 0.30997
0.23538 |  | 0.30995
0.23536 |  | 0.30993
0.23534 |  | 0.30992
0.23534 |  | 0.30988
0.23533 |  | 0.30988
0.23531 |  | 0.30984
0.23529 |  | 0.30984
0.23526 |  | 0.3098
0.23525 |  | 0.30979
0.23522 |  | 0.30979
0.23521 |  | 0.30972
0.23519 |  | 0.30971
0.23518 |  | 0.30968
0.23518 |  | 0.30967
0.23518 |  | 0.30967
0.23515 |  | 0.30965
0.23514 |  | 0.30962
0.23514 |  | 0.30959
0.2351 |  | 0.30957
0.23509 |  | 0.30957
0.23507 |  | 0.30955
0.23506 |  | 0.30955
0.23505 |  | 0.30952
0.23505 |  | 0.30949
0.23505 |  | 0.30948
0.23501 |  | 0.30945
0.235 |  | 0.30944
0.23497 |  | 0.3094
0.23497 |  | 0.3094
0.23496 |  | 0.30937
0.23494 |  | 0.30934
0.23494 |  | 0.30933
0.23493 |  | 0.30933
0.23492 |  | 0.30929
0.2349 |  | 0.30927
0.23488 |  | 0.30924
0.23486 |  | 0.30921
0.23485 |  | 0.3092
0.23483 |  | 0.30919
0.23481 |  | 0.30917
0.2348 |  | 0.30916
0.23478 |  | 0.30912
0.23478 |  | 0.30912
0.23476 |  | 0.30911
0.23476 |  | 0.30909
0.23474 |  | 0.30909
0.23471 |  | 0.30907
0.2347 |  | 0.30903
0.2347 |  | 0.30902
0.2347 |  | 0.309
0.23468 |  | 0.30896
0.23468 |  | 0.30895
0.23468 |  | 0.30894
0.23466 |  | 0.30892
0.23465 |  | 0.30891
0.23462 |  | 0.3089
0.23461 |  | 0.30888
0.2346 |  | 0.30887
0.23458 |  | 0.30883
0.23457 |  | 0.3088
0.23456 |  | 0.3088
0.23456 |  | 0.30878
0.23453 |  | 0.30875
0.2345 |  | 0.30874
0.2345 |  | 0.30871
0.23448 |  | 0.30871
0.23448 |  | 0.3087
0.23448 |  | 0.30868
0.23444 |  | 0.30865
0.23444 |  | 0.30865
0.2344 |  | 0.30865
0.2344 |  | 0.30862
0.2344 |  | 0.3086
0.23437 |  | 0.30856
0.23434 |  | 0.30856
0.23433 |  | 0.30853
0.23431 |  | 0.30853
0.23431 |  | 0.30849
0.23429 |  | 0.30847
0.23429 |  | 0.30847
0.23426 |  | 0.30847
0.23426 |  | 0.30843
0.23425 |  | 0.30841
0.23424 |  | 0.30839
0.23421 |  | 0.30839
0.2342 |  | 0.30836
0.2342 |  | 0.30834
0.23415 |  | 0.30834
0.23415 |  | 0.3083
0.23414 |  | 0.30828
0.23412 |  | 0.30828
0.23412 |  | 0.30823
0.23408 |  | 0.3082
0.23405 |  | 0.30818
0.23405 |  | 0.30814
0.23404 |  | 0.30812
0.23404 |  | 0.30812
0.23401 |  | 0.30809
0.23401 |  | 0.30805
0.23398 |  | 0.30804
0.23397 |  | 0.30802
0.23396 |  | 0.308
0.23395 |  | 0.30799
0.23393 |  | 0.30796
0.23393 |  | 0.30793
0.2339 |  | 0.30792
0.23388 |  | 0.30788
0.23387 |  | 0.30787
0.23387 |  | 0.30787
0.23387 |  | 0.30784
0.23387 |  | 0.30784
0.23387 |  | 0.30781
0.23381 |  | 0.30779
0.23381 |  | 0.30779
0.2338 |  | 0.30776
0.2338 |  | 0.30771
0.23378 |  | 0.30771
0.23376 |  | 0.30771
0.23376 |  | 0.30768
0.23376 |  | 0.30766
0.23376 |  | 0.30764
0.2337 |  | 0.3076
0.2337 |  | 0.3076
0.2337 |  | 0.30755
0.2337 |  | 0.30755
0.2337 |  | 0.3075
0.23368 |  | 0.3075
0.23364 |  | 0.30746
0.23364 |  | 0.30744
0.2336 |  | 0.30743
0.2336 |  | 0.30742
0.2336 |  | 0.30739
0.23359 |  | 0.30736
0.23359 |  | 0.30734
0.23356 |  | 0.30734
0.23353 |  | 0.30731
0.23353 |  | 0.3073
0.23352 |  | 0.3073
0.2335 |  | 0.30727
0.23349 |  | 0.30725
0.23348 |  | 0.30723
0.23347 |  | 0.30721
0.23345 |  | 0.30718
0.23342 |  | 0.30718
0.2334 |  | 0.30717
0.2334 |  | 0.30714
0.23336 |  | 0.30714
0.23334 |  | 0.30711
0.23333 |  | 0.30709
0.23333 |  | 0.30706
0.23332 |  | 0.30702
0.23331 |  | 0.30701
0.23329 |  | 0.30701
0.23327 |  | 0.30696
0.23324 |  | 0.30695
0.23324 |  | 0.30692
0.23324 |  | 0.30692
0.23321 |  | 0.30691
0.23318 |  | 0.30691
0.23318 |  | 0.30686
0.23316 |  | 0.30686
0.23312 |  | 0.30683
0.23308 |  | 0.30682
0.23308 |  | 0.30682
0.23305 |  | 0.30679
0.23304 |  | 0.30678
0.23302 |  | 0.30675
0.23302 |  | 0.30675
0.23301 |  | 0.30674
0.23301 |  | 0.30671
0.233 |  | 0.3067
0.23298 |  | 0.30668
0.23296 |  | 0.30665
0.23296 |  | 0.30663
0.23293 |  | 0.30661
0.23292 |  | 0.30661
0.2329 |  | 0.30658
0.23289 |  | 0.30656
0.23285 |  | 0.30653
0.23285 |  | 0.30653
0.23285 |  | 0.30651
0.23285 |  | 0.30648
0.23282 |  | 0.30648
0.23282 |  | 0.30647
0.23282 |  | 0.30645
0.2328 |  | 0.30643
0.2328 |  | 0.30643
0.23278 |  | 0.30641
0.23277 |  | 0.30639
0.23275 |  | 0.30637
0.23275 |  | 0.30637
0.23274 |  | 0.30635
0.23273 |  | 0.30635
0.23271 |  | 0.30632
0.2327 |  | 0.30632
0.23267 |  | 0.30632
0.23266 |  | 0.3063
0.23265 |  | 0.30627
0.23265 |  | 0.30625
0.23264 |  | 0.30624
0.23261 |  | 0.30623
0.23259 |  | 0.3062
0.23258 |  | 0.30619
0.23258 |  | 0.30619
0.23255 |  | 0.30614
0.23253 |  | 0.30613
0.23253 |  | 0.30609
0.23253 |  | 0.30607
0.2325 |  | 0.30603
0.2325 |  | 0.30603
0.23249 |  | 0.30601
0.23248 |  | 0.30598
0.23246 |  | 0.30598
0.23244 |  | 0.30597
0.23242 |  | 0.30595
0.23242 |  | 0.30594
0.23242 |  | 0.30592
0.23239 |  | 0.30588
0.23236 |  | 0.30585
0.23234 |  | 0.30585
0.23232 |  | 0.30581
0.23232 |  | 0.30581
0.2323 |  | 0.30579
0.23228 |  | 0.30575
0.23226 |  | 0.30575
0.23225 |  | 0.30572
0.23224 |  | 0.30571
0.23221 |  | 0.3057
0.2322 |  | 0.30566
0.23218 |  | 0.30566
0.23217 |  | 0.30563
0.23214 |  | 0.30562
0.23213 |  | 0.30562
0.2321 |  | 0.30556
0.23209 |  | 0.30554
0.23208 |  | 0.30554
0.23205 |  | 0.30551
0.23205 |  | 0.30548
0.23205 |  | 0.30544
0.23205 |  | 0.30544
0.23204 |  | 0.30542
0.23202 |  | 0.3054
0.232 |  | 0.30539
0.23198 |  | 0.30538
0.23198 |  | 0.30536
0.23198 |  | 0.30534
0.23197 |  | 0.30533
0.23196 |  | 0.30533
0.23193 |  | 0.30528
0.23192 |  | 0.30527
0.23192 |  | 0.30526
0.2319 |  | 0.30526
0.2319 |  | 0.30523
0.23189 |  | 0.30521
0.23188 |  | 0.30521
0.23183 |  | 0.30521
0.23183 |  | 0.30518
0.2318 |  | 0.30518
0.2318 |  | 0.30517
0.2318 |  | 0.30513
0.23177 |  | 0.3051
0.23174 |  | 0.3051
0.23174 |  | 0.30509
0.23171 |  | 0.30507
0.23171 |  | 0.30505
0.23169 |  | 0.30501
0.23168 |  | 0.30501
0.23167 |  | 0.30498
0.23165 |  | 0.30497
0.23162 |  | 0.30496
0.23161 |  | 0.30494
0.23161 |  | 0.30492
0.23161 |  | 0.30489
0.2316 |  | 0.30486
0.23157 |  | 0.30485
0.23157 |  | 0.30483
0.23156 |  | 0.30481
0.23153 |  | 0.30481
0.23152 |  | 0.3048
0.23151 |  | 0.30476
0.23151 |  | 0.30473
0.23148 |  | 0.30472
0.23148 |  | 0.30472
0.23148 |  | 0.30472
0.23147 |  | 0.30468
0.23145 |  | 0.30466
0.23143 |  | 0.30462
0.23143 |  | 0.30461
0.23139 |  | 0.30458
0.23137 |  | 0.30458
0.23136 |  | 0.30455
0.23135 |  | 0.30453
0.23135 |  | 0.30451
0.23135 |  | 0.30449
0.23132 |  | 0.30446
0.23131 |  | 0.30445
0.23131 |  | 0.30444
0.23129 |  | 0.30444
0.23125 |  | 0.30441
0.23124 |  | 0.30438
0.23124 |  | 0.30434
0.23123 |  | 0.30432
0.23122 |  | 0.3043
0.23119 |  | 0.3043
0.23116 |  | 0.30425
0.23115 |  | 0.30424
0.23112 |  | 0.30421
0.23111 |  | 0.30421
0.23109 |  | 0.3042
0.23108 |  | 0.30419
0.23106 |  | 0.30417
0.23104 |  | 0.30416
0.23103 |  | 0.30416
0.23103 |  | 0.30415
0.231 |  | 0.30413
0.231 |  | 0.30411
0.23099 |  | 0.30408
0.23095 |  | 0.30408
0.23092 |  | 0.30405
0.23092 |  | 0.30404
0.23091 |  | 0.304
0.23088 |  | 0.304
0.23087 |  | 0.30398
0.23087 |  | 0.30395
0.23085 |  | 0.30395
0.23084 |  | 0.30391
0.23083 |  | 0.30387
0.23083 |  | 0.30387
0.23082 |  | 0.30387
0.23082 |  | 0.30386
0.23079 |  | 0.30383
0.23076 |  | 0.30381
0.23073 |  | 0.30379
0.23071 |  | 0.30378
0.2307 |  | 0.30375
0.23068 |  | 0.30375
0.23065 |  | 0.30373
0.23065 |  | 0.30371
0.23062 |  | 0.30368
0.23062 |  | 0.30368
0.23062 |  | 0.30365
0.2306 |  | 0.30364
0.2306 |  | 0.30362
0.23059 |  | 0.3036
0.23056 |  | 0.3036
0.23054 |  | 0.30358
0.23052 |  | 0.30356
0.2305 |  | 0.30354
0.2305 |  | 0.30352
0.2305 |  | 0.3035
0.23045 |  | 0.30348
0.23044 |  | 0.30345
0.23044 |  | 0.30343
0.23043 |  | 0.30341
0.23043 |  | 0.30337
0.23043 |  | 0.30336
0.23043 |  | 0.30335
0.23042 |  | 0.30332
0.2304 |  | 0.30331
0.23039 |  | 0.30327
0.23038 |  | 0.30325
0.23036 |  | 0.30324
0.23034 |  | 0.30323
0.23032 |  | 0.30321
0.23031 |  | 0.30321
0.23028 |  | 0.30315
0.23028 |  | 0.30312
0.23028 |  | 0.30312
0.23026 |  | 0.30311
0.23025 |  | 0.30307
0.23023 |  | 0.30306
0.23019 |  | 0.30304
0.23019 |  | 0.303
0.23019 |  | 0.30299
0.23019 |  | 0.30298
0.23017 |  | 0.30295
0.23012 |  | 0.30293
0.23012 |  | 0.3029
0.23007 |  | 0.30289
0.23006 |  | 0.30287
0.23006 |  | 0.30287
0.23006 |  | 0.30285
0.23003 |  | 0.30283
0.23002 |  | 0.30282
0.23 |  | 0.30281
0.22997 |  | 0.30279
0.22995 |  | 0.30277
0.22995 |  | 0.30277
0.22991 |  | 0.30274
0.2299 |  | 0.30273
0.22989 |  | 0.30272
0.22989 |  | 0.30268
0.22987 |  | 0.30266
0.22985 |  | 0.30266
0.22982 |  | 0.30264
0.22982 |  | 0.30261
0.22981 |  | 0.30257
0.22977 |  | 0.30256
0.22975 |  | 0.30253
0.22975 |  | 0.30253
0.22971 |  | 0.30252
0.22971 |  | 0.30249
0.2297 |  | 0.30249
0.2297 |  | 0.30247
0.22969 |  | 0.30245
0.22966 |  | 0.30244
0.22965 |  | 0.30243
0.22963 |  | 0.3024
0.22963 |  | 0.3024
0.22962 |  | 0.30236
0.22959 |  | 0.30235
0.22959 |  | 0.30235
0.22958 |  | 0.30232
0.22958 |  | 0.30231
0.22957 |  | 0.30228
0.22955 |  | 0.30227
0.22953 |  | 0.30224
0.22952 |  | 0.30221
0.2295 |  | 0.30221
0.2295 |  | 0.30219
0.22949 |  | 0.30215
0.22948 |  | 0.30215
0.22944 |  | 0.30213
0.22942 |  | 0.3021
0.22941 |  | 0.3021
0.22941 |  | 0.30208
0.22941 |  | 0.30207
0.22937 |  | 0.30207
0.22936 |  | 0.30206
0.22933 |  | 0.30203
0.22933 |  | 0.30199
0.22932 |  | 0.30197
0.22931 |  | 0.30195
0.22929 |  | 0.30192
0.22929 |  | 0.30189
0.22928 |  | 0.30186
0.22926 |  | 0.30185
0.22925 |  | 0.30183
0.22925 |  | 0.30182
0.22925 |  | 0.30179
0.22923 |  | 0.30178
0.2292 |  | 0.30177
0.22918 |  | 0.30174
0.22918 |  | 0.30173
0.22918 |  | 0.3017
0.22917 |  | 0.30169
0.22916 |  | 0.30167
0.22913 |  | 0.30165
0.2291 |  | 0.30165
0.22908 |  | 0.30158
0.22906 |  | 0.30158
0.22905 |  | 0.30156
0.22905 |  | 0.30152
0.22904 |  | 0.3015
0.22902 |  | 0.3015
0.229 |  | 0.30148
0.22897 |  | 0.30147
0.22896 |  | 0.30144
0.22893 |  | 0.30141
0.22893 |  | 0.30141
0.22893 |  | 0.3014
0.2289 |  | 0.30136
0.22889 |  | 0.30135
0.22889 |  | 0.30133
0.22889 |  | 0.30133
0.22887 |  | 0.30132
0.22884 |  | 0.30128
0.22884 |  | 0.30126
0.22884 |  | 0.30123
0.22884 |  | 0.30122
0.22881 |  | 0.30118
0.2288 |  | 0.30114
0.22877 |  | 0.30112
0.22873 |  | 0.3011
0.22873 |  | 0.30107
0.22873 |  | 0.30107
0.22872 |  | 0.30105
0.22871 |  | 0.30102
0.22868 |  | 0.30102
0.22866 |  | 0.30099
0.22865 |  | 0.30097
0.22865 |  | 0.30096
0.22865 |  | 0.30094
0.22864 |  | 0.30091
0.22861 |  | 0.30091
0.2286 |  | 0.30089
0.22856 |  | 0.30086
0.22854 |  | 0.30086
0.22854 |  | 0.30086
0.22852 |  | 0.30081
0.22852 |  | 0.30079
0.22852 |  | 0.30075
0.22852 |  | 0.30074
0.2285 |  | 0.30069
0.22847 |  | 0.30067
0.22846 |  | 0.30064
0.22846 |  | 0.30063
0.22845 |  | 0.3006
0.22841 |  | 0.3006
0.22841 |  | 0.30059
0.22841 |  | 0.30056
0.22841 |  | 0.30052
0.22841 |  | 0.30052
0.22838 |  | 0.30051
0.22838 |  | 0.30049
0.22837 |  | 0.30049
0.22835 |  | 0.30046
0.22833 |  | 0.30044
0.22833 |  | 0.30042
0.22831 |  | 0.30039
0.22829 |  | 0.30038
0.22829 |  | 0.30036
0.22827 |  | 0.30034
0.22826 |  | 0.30031
0.22825 |  | 0.30026
0.22825 |  | 0.30026
0.22822 |  | 0.30026
0.22822 |  | 0.30023
0.22822 |  | 0.30021
0.22822 |  | 0.30021
0.2282 |  | 0.30019
0.22818 |  | 0.30016
0.22816 |  | 0.30014
0.22816 |  | 0.30012
0.22816 |  | 0.3001
0.22816 |  | 0.30008
0.22813 |  | 0.30006
0.22813 |  | 0.30004
0.22812 |  | 0.30003
0.2281 |  | 0.3
0.22809 |  | 0.29995
0.22809 |  | 0.29995
0.22809 |  | 0.29992
0.22806 |  | 0.29991
0.22804 |  | 0.29988
0.22801 |  | 0.29988
0.22798 |  | 0.29986
0.22797 |  | 0.29984
0.22797 |  | 0.29983
0.22797 |  | 0.29981
0.22794 |  | 0.29979
0.22793 |  | 0.29975
0.2279 |  | 0.29974
0.22786 |  | 0.29974
0.22785 |  | 0.29972
0.22785 |  | 0.29969
0.22785 |  | 0.29966
0.22785 |  | 0.29966
0.22783 |  | 0.29962
0.22783 |  | 0.29962
0.22779 |  | 0.2996
0.22779 |  | 0.29956
0.22779 |  | 0.29955
0.22778 |  | 0.29952
0.22777 |  | 0.29949
0.22774 |  | 0.29948
0.22773 |  | 0.29945
0.2277 |  | 0.29944
0.22767 |  | 0.29939
0.22767 |  | 0.29939
0.22767 |  | 0.29935
0.22766 |  | 0.29935
0.22763 |  | 0.29934
0.22763 |  | 0.29928
0.22763 |  | 0.29927
0.22761 |  | 0.29923
0.22758 |  | 0.29923
0.22757 |  | 0.29918
0.22757 |  | 0.29916
0.22754 |  | 0.29914
0.22753 |  | 0.29913
0.22753 |  | 0.29913
0.2275 |  | 0.29913
0.2275 |  | 0.29909
0.2275 |  | 0.29905
0.2275 |  | 0.29904
0.22748 |  | 0.29901
0.22746 |  | 0.29901
0.22745 |  | 0.299
0.22743 |  | 0.29897
0.22743 |  | 0.29897
0.22742 |  | 0.29897
0.22741 |  | 0.29893
0.22739 |  | 0.29893
0.22739 |  | 0.29889
0.22737 |  | 0.29888
0.22731 |  | 0.29888
0.22731 |  | 0.29885
0.22731 |  | 0.29885
0.22728 |  | 0.29885
0.22725 |  | 0.29882
0.22723 |  | 0.29881
0.22723 |  | 0.29881
0.22719 |  | 0.29876
0.22719 |  | 0.29874
0.22719 |  | 0.29873
0.22719 |  | 0.2987
0.22719 |  | 0.29869
0.22718 |  | 0.29868
0.22714 |  | 0.29865
0.22713 |  | 0.29864
0.22713 |  | 0.2986
0.22711 |  | 0.29857
0.22709 |  | 0.29854
0.22709 |  | 0.29853
0.22706 |  | 0.29851
0.22706 |  | 0.29851
0.22706 |  | 0.29851
0.22703 |  | 0.29848
0.22702 |  | 0.29845
0.22701 |  | 0.29841
0.22698 |  | 0.2984
0.22698 |  | 0.29838
0.22698 |  | 0.29838
0.22697 |  | 0.29835
0.22697 |  | 0.29831
0.22697 |  | 0.2983
0.22695 |  | 0.29828
0.22694 |  | 0.29827
0.2269 |  | 0.29824
0.2269 |  | 0.29824
0.2269 |  | 0.29822
0.22688 |  | 0.29822
0.22686 |  | 0.29819
0.22685 |  | 0.29818
0.22683 |  | 0.29816
0.22682 |  | 0.29815
0.22682 |  | 0.29814
0.22679 |  | 0.29812
0.22678 |  | 0.29812
0.22677 |  | 0.2981
0.22675 |  | 0.29806
0.22674 |  | 0.29806
0.22673 |  | 0.29802
0.22671 |  | 0.29801
0.22671 |  | 0.29797
0.22671 |  | 0.29797
0.22669 |  | 0.29797
0.22669 |  | 0.29793
0.22667 |  | 0.2979
0.22663 |  | 0.29789
0.22662 |  | 0.29786
0.22662 |  | 0.29782
0.22658 |  | 0.29782
0.22656 |  | 0.29778
0.22656 |  | 0.29777
0.22655 |  | 0.29774
0.22654 |  | 0.29773
0.22652 |  | 0.29772
0.2265 |  | 0.29766
0.2265 |  | 0.29765
0.22647 |  | 0.29762
0.22647 |  | 0.29761
0.22644 |  | 0.29758
0.22643 |  | 0.29756
0.22641 |  | 0.29754
0.22637 |  | 0.29753
0.22637 |  | 0.29753
0.22637 |  | 0.2975
0.22637 |  | 0.2975
0.22634 |  | 0.29748
0.22632 |  | 0.29745
0.2263 |  | 0.29744
0.2263 |  | 0.2974
0.22627 |  | 0.29737
0.22626 |  | 0.29735
0.22626 |  | 0.29732
0.22625 |  | 0.29729
0.22623 |  | 0.29728
0.22622 |  | 0.29727
0.2262 |  | 0.29725
0.22618 |  | 0.29724
0.22617 |  | 0.29722
0.22617 |  | 0.29719
0.22615 |  | 0.29719
0.22613 |  | 0.29714
0.22613 |  | 0.29711
0.22613 |  | 0.2971
0.22613 |  | 0.29709
0.2261 |  | 0.29707
0.2261 |  | 0.29705
0.22606 |  | 0.29703
0.22605 |  | 0.29702
0.22605 |  | 0.29701
0.22605 |  | 0.29697
0.22603 |  | 0.29696
0.22602 |  | 0.29694
0.22599 |  | 0.29692
0.22597 |  | 0.29692
0.22597 |  | 0.2969
0.22597 |  | 0.29689
0.22597 |  | 0.29689
0.22591 |  | 0.29685
0.2259 |  | 0.29681
0.2259 |  | 0.29681
0.22588 |  | 0.29679
0.22587 |  | 0.29676
0.22586 |  | 0.29673
0.22586 |  | 0.29673
0.22583 |  | 0.29673
0.2258 |  | 0.29671
0.22579 |  | 0.29668
0.22578 |  | 0.29666
0.22578 |  | 0.29663
0.22578 |  | 0.29662
0.22576 |  | 0.29656
0.22575 |  | 0.29654
0.22572 |  | 0.29654
0.22571 |  | 0.2965
0.2257 |  | 0.2965
0.22568 |  | 0.29649
0.22566 |  | 0.29645
0.22566 |  | 0.29643
0.22564 |  | 0.29641
0.22562 |  | 0.29638
0.2256 |  | 0.29638
0.2256 |  | 0.29637
0.22559 |  | 0.29637
0.22554 |  | 0.29634
0.22554 |  | 0.29632
0.22552 |  | 0.29627
0.22551 |  | 0.29627
0.22548 |  | 0.29627
0.22548 |  | 0.29624
0.22548 |  | 0.29622
0.22547 |  | 0.29621
0.22545 |  | 0.2962
0.22544 |  | 0.29618
0.22541 |  | 0.29617
0.22541 |  | 0.29614
0.2254 |  | 0.29613
0.22537 |  | 0.29608
0.22537 |  | 0.29607
0.22537 |  | 0.29604
0.22535 |  | 0.29603
0.22532 |  | 0.296
0.22531 |  | 0.29597
0.22531 |  | 0.29594
0.2253 |  | 0.29594
0.2253 |  | 0.29593
0.22528 |  | 0.29589
0.22527 |  | 0.29587
0.22526 |  | 0.29582
0.22522 |  | 0.29579
0.22519 |  | 0.29578
0.22515 |  | 0.29577
0.22515 |  | 0.29573
0.22514 |  | 0.2957
0.22513 |  | 0.29568
0.2251 |  | 0.29562
0.2251 |  | 0.29562
0.22509 |  | 0.2956
0.22507 |  | 0.29557
0.22506 |  | 0.29555
0.22505 |  | 0.29553
0.22503 |  | 0.2955
0.22501 |  | 0.29548
0.22498 |  | 0.29548
0.22498 |  | 0.29546
0.22498 |  | 0.29545
0.22497 |  | 0.29545
0.22494 |  | 0.29544
0.22494 |  | 0.2954
0.22493 |  | 0.29538
0.2249 |  | 0.29534
0.2249 |  | 0.29533
0.2249 |  | 0.29533
0.2249 |  | 0.29532
0.2249 |  | 0.29529
0.22489 |  | 0.29529
0.22487 |  | 0.29524
0.22483 |  | 0.29524
0.22482 |  | 0.29521
0.22482 |  | 0.29519
0.22481 |  | 0.29518
0.22479 |  | 0.29515
0.22479 |  | 0.29513
0.22475 |  | 0.29511
0.22474 |  | 0.29511
0.22474 |  | 0.29509
0.22471 |  | 0.29509
0.22471 |  | 0.29504
0.2247 |  | 0.29501
0.22469 |  | 0.29498
0.22467 |  | 0.29498
0.22464 |  | 0.29495
0.22464 |  | 0.29493
0.22463 |  | 0.29491
0.22463 |  | 0.29489
0.22462 |  | 0.29486
0.22459 |  | 0.29483
0.22456 |  | 0.29482
0.22455 |  | 0.29481
0.22452 |  | 0.29479
0.22452 |  | 0.29475
0.22451 |  | 0.29474
0.2245 |  | 0.29471
0.22448 |  | 0.29469
0.22447 |  | 0.29467
0.22446 |  | 0.29467
0.22443 |  | 0.29464
0.22442 |  | 0.29461
0.2244 |  | 0.29461
0.22438 |  | 0.29457
0.22438 |  | 0.29456
0.22436 |  | 0.29454
0.22436 |  | 0.29453
0.22431 |  | 0.2945
0.2243 |  | 0.2945
0.2243 |  | 0.29449
0.22427 |  | 0.29448
0.22425 |  | 0.29448
0.22423 |  | 0.29443
0.22423 |  | 0.29443
0.22423 |  | 0.29439
0.2242 |  | 0.29436
0.22418 |  | 0.29433
0.22418 |  | 0.29431
0.22418 |  | 0.29429
0.22417 |  | 0.29426
0.22417 |  | 0.29425
0.22415 |  | 0.29423
0.22414 |  | 0.29423
0.22412 |  | 0.29423
0.22411 |  | 0.29419
0.22411 |  | 0.29417
0.2241 |  | 0.29413
0.22409 |  | 0.29412
0.22407 |  | 0.29411
0.22407 |  | 0.29408
0.22406 |  | 0.29406
0.22406 |  | 0.29405
0.22402 |  | 0.29399
0.22399 |  | 0.29399
0.22399 |  | 0.29398
0.22399 |  | 0.29394
0.22398 |  | 0.29393
0.22395 |  | 0.29389
0.22394 |  | 0.29387
0.22393 |  | 0.29386
0.22393 |  | 0.29384
0.2239 |  | 0.29382
0.22389 |  | 0.29382
0.22387 |  | 0.29381
0.22387 |  | 0.29378
0.22387 |  | 0.29377
0.22386 |  | 0.29375
0.22385 |  | 0.29368
0.22384 |  | 0.29364
0.22381 |  | 0.29362
0.22379 |  | 0.29361
0.22379 |  | 0.29358
0.22378 |  | 0.29358
0.22378 |  | 0.29354
0.22376 |  | 0.29353
0.22374 |  | 0.29352
0.22374 |  | 0.29349
0.22374 |  | 0.29348
0.2237 |  | 0.29348
0.22369 |  | 0.29345
0.22368 |  | 0.29343
0.22365 |  | 0.2934
0.22365 |  | 0.29337
0.22363 |  | 0.29337
0.22363 |  | 0.29336
0.22361 |  | 0.29335
0.22359 |  | 0.29331
0.22358 |  | 0.29331
0.22358 |  | 0.29325
0.22354 |  | 0.29323
0.22354 |  | 0.2932
0.22353 |  | 0.29316
0.22353 |  | 0.29311
0.22352 |  | 0.29311
0.22347 |  | 0.29307
0.22346 |  | 0.29304
0.22346 |  | 0.29302
0.22344 |  | 0.29298
0.22342 |  | 0.29296
0.22342 |  | 0.29292
0.22341 |  | 0.29292
0.22341 |  | 0.2929
0.22337 |  | 0.29288
0.22337 |  | 0.29287
0.22336 |  | 0.29284
0.22333 |  | 0.29282
0.2233 |  | 0.2928
0.2233 |  | 0.29278
0.22328 |  | 0.29276
0.22326 |  | 0.29276
0.22325 |  | 0.29275
0.22325 |  | 0.29271
0.22324 |  | 0.2927
0.22324 |  | 0.29267
0.22322 |  | 0.29267
0.22321 |  | 0.29262
0.22318 |  | 0.29262
0.22317 |  | 0.29259
0.22317 |  | 0.29255
0.22317 |  | 0.29254
0.22317 |  | 0.29254
0.22316 |  | 0.2925
0.22313 |  | 0.29249
0.2231 |  | 0.29244
0.22309 |  | 0.29242
0.22309 |  | 0.29238
0.22309 |  | 0.29236
0.22305 |  | 0.29236
0.22305 |  | 0.29233
0.22303 |  | 0.29229
0.22302 |  | 0.29228
0.22302 |  | 0.29228
0.22301 |  | 0.29226
0.22297 |  | 0.29224
0.22297 |  | 0.2922
0.22293 |  | 0.29219
0.22293 |  | 0.29216
0.22293 |  | 0.29213
0.22291 |  | 0.29211
0.2229 |  | 0.29209
0.22287 |  | 0.29208
0.22287 |  | 0.29204
0.22287 |  | 0.29203
0.22286 |  | 0.29203
0.22283 |  | 0.292
0.22283 |  | 0.29197
0.22282 |  | 0.29192
0.22281 |  | 0.29188
0.22281 |  | 0.29184
0.22279 |  | 0.29183
0.22279 |  | 0.29176
0.22275 |  | 0.29174
0.22275 |  | 0.29174
0.22274 |  | 0.29172
0.22274 |  | 0.29171
0.22272 |  | 0.2917
0.2227 |  | 0.29166
0.22269 |  | 0.29163
0.22267 |  | 0.29162
0.22267 |  | 0.29162
0.22265 |  | 0.29158
0.22263 |  | 0.29156
0.22263 |  | 0.29155
0.22261 |  | 0.29152
0.22259 |  | 0.2915
0.22258 |  | 0.29148
0.22255 |  | 0.29146
0.22255 |  | 0.2914
0.22254 |  | 0.29138
0.22254 |  | 0.29136
0.22254 |  | 0.29135
0.22252 |  | 0.29131
0.2225 |  | 0.29127
0.22247 |  | 0.29126
0.22246 |  | 0.29126
0.22242 |  | 0.29121
0.22242 |  | 0.2912
0.22242 |  | 0.29117
0.2224 |  | 0.29113
0.22238 |  | 0.29109
0.22237 |  | 0.29109
0.22237 |  | 0.29107
0.22234 |  | 0.29106
0.22233 |  | 0.29103
0.22232 |  | 0.29102
0.22232 |  | 0.29098
0.2223 |  | 0.29097
0.22227 |  | 0.29094
0.22226 |  | 0.29094
0.22225 |  | 0.29092
0.22221 |  | 0.29089
0.22219 |  | 0.29087
0.22219 |  | 0.29083
0.22218 |  | 0.29082
0.22217 |  | 0.2908
0.22215 |  | 0.29075
0.22215 |  | 0.29074
0.22215 |  | 0.29073
0.22213 |  | 0.29071
0.22211 |  | 0.29071
0.22209 |  | 0.29068
0.22209 |  | 0.29067
0.22209 |  | 0.29066
0.22209 |  | 0.29064
0.22207 |  | 0.29061
0.22203 |  | 0.2906
0.22203 |  | 0.29054
0.22202 |  | 0.29048
0.22202 |  | 0.29048
0.22201 |  | 0.29045
0.22199 |  | 0.29043
0.22198 |  | 0.29041
0.22198 |  | 0.2904
0.22198 |  | 0.29036
0.22196 |  | 0.29031
0.22194 |  | 0.29027
0.22191 |  | 0.29023
0.2219 |  | 0.29022
0.22189 |  | 0.29018
0.22187 |  | 0.29017
0.22186 |  | 0.29017
0.22185 |  | 0.29015
0.22182 |  | 0.29013
0.22181 |  | 0.29007
0.22178 |  | 0.29007
0.22178 |  | 0.29005
0.22178 |  | 0.29004
0.22176 |  | 0.29001
0.22173 |  | 0.28997
0.22173 |  | 0.28992
0.22173 |  | 0.28992
0.2217 |  | 0.2899
0.22169 |  | 0.28987
0.22169 |  | 0.28985
0.22167 |  | 0.28984
0.22165 |  | 0.28984
0.22165 |  | 0.28982
0.22163 |  | 0.28979
0.22161 |  | 0.28976
0.22159 |  | 0.28974
0.22158 |  | 0.28974
0.22157 |  | 0.28974
0.22157 |  | 0.28967
0.22155 |  | 0.28966
0.22155 |  | 0.28966
0.22154 |  | 0.28964
0.22154 |  | 0.28961
0.22151 |  | 0.28959
0.22148 |  | 0.28959
0.22146 |  | 0.28953
0.22144 |  | 0.28953
0.22143 |  | 0.28953
0.22142 |  | 0.28951
0.22142 |  | 0.28947
0.22142 |  | 0.28946
0.22139 |  | 0.28945
0.22136 |  | 0.28939
0.22136 |  | 0.28935
0.22135 |  | 0.28933
0.22135 |  | 0.2893
0.22134 |  | 0.28929
0.22131 |  | 0.28927
0.22131 |  | 0.28926
0.22128 |  | 0.28923
0.22126 |  | 0.28921
0.22124 |  | 0.28921
0.22124 |  | 0.28921
0.22119 |  | 0.28916
0.22119 |  | 0.28912
0.22117 |  | 0.28909
0.22116 |  | 0.28907
0.22114 |  | 0.28904
0.22112 |  | 0.28901
0.22111 |  | 0.289
0.22111 |  | 0.28894
0.22108 |  | 0.28892
0.22108 |  | 0.28891
0.22108 |  | 0.28886
0.22108 |  | 0.28884
0.22107 |  | 0.2888
0.22104 |  | 0.28879
0.22103 |  | 0.28878
0.22102 |  | 0.28875
0.22102 |  | 0.28873
0.22098 |  | 0.28872
0.22096 |  | 0.28869
0.22096 |  | 0.28867
0.22095 |  | 0.28863
0.22093 |  | 0.2886
0.22091 |  | 0.28857
0.22091 |  | 0.28853
0.22088 |  | 0.28849
0.22087 |  | 0.28847
0.22086 |  | 0.28845
0.22081 |  | 0.28843
0.2208 |  | 0.28839
0.22077 |  | 0.28839
0.22077 |  | 0.28836
0.22077 |  | 0.28832
0.22077 |  | 0.28829
0.22072 |  | 0.28829
0.22072 |  | 0.28825
0.22071 |  | 0.28821
0.22071 |  | 0.28819
0.22071 |  | 0.28815
0.22071 |  | 0.28812
0.22068 |  | 0.28809
0.22068 |  | 0.28807
0.22064 |  | 0.28804
0.22064 |  | 0.28799
0.22064 |  | 0.28799
0.22063 |  | 0.28797
0.22061 |  | 0.28794
0.22061 |  | 0.2879
0.2206 |  | 0.28788
0.22056 |  | 0.28782
0.22053 |  | 0.28779
0.22053 |  | 0.28778
0.2205 |  | 0.28778
0.22049 |  | 0.28777
0.22049 |  | 0.28777
0.22048 |  | 0.28771
0.22045 |  | 0.2877
0.22044 |  | 0.28769
0.22041 |  | 0.28766
0.22038 |  | 0.28762
0.22036 |  | 0.28761
0.22034 |  | 0.28758
0.22033 |  | 0.28755
0.22032 |  | 0.28753
0.22029 |  | 0.28749
0.22028 |  | 0.28746
0.22026 |  | 0.28745
0.22026 |  | 0.28741
0.22025 |  | 0.28741
0.22024 |  | 0.28738
0.22022 |  | 0.28732
0.22021 |  | 0.2873
0.2202 |  | 0.28728
0.2202 |  | 0.28726
0.2202 |  | 0.28726
0.22018 |  | 0.28726
0.22017 |  | 0.28722
0.22017 |  | 0.28721
0.22014 |  | 0.28717
0.22013 |  | 0.28716
0.22012 |  | 0.28713
0.2201 |  | 0.28712
0.22009 |  | 0.28709
0.22006 |  | 0.28707
0.22006 |  | 0.28707
0.22006 |  | 0.28704
0.22005 |  | 0.28701
0.22002 |  | 0.287
0.22001 |  | 0.28699
0.22 |  | 0.28696
0.21998 |  | 0.28695
0.21998 |  | 0.28692
0.21997 |  | 0.28689
0.21997 |  | 0.28687
0.21996 |  | 0.28684
0.21996 |  | 0.28684
0.21992 |  | 0.28681
0.21992 |  | 0.2868
0.21989 |  | 0.28676
0.21988 |  | 0.28673
0.21986 |  | 0.28672
0.21985 |  | 0.28669
0.21983 |  | 0.28667
0.21981 |  | 0.28665
0.2198 |  | 0.28662
0.21979 |  | 0.2866
0.21979 |  | 0.28657
0.21976 |  | 0.28655
0.21975 |  | 0.28651
0.21975 |  | 0.28651
0.21972 |  | 0.28648
0.21971 |  | 0.28643
0.21969 |  | 0.28642
0.21965 |  | 0.28639
0.21964 |  | 0.28636
0.21964 |  | 0.28634
0.21963 |  | 0.2863
0.21961 |  | 0.28628
0.21961 |  | 0.28628
0.21961 |  | 0.28624
0.21958 |  | 0.28623
0.21958 |  | 0.28619
0.21954 |  | 0.28614
0.21954 |  | 0.28614
0.21954 |  | 0.2861
0.21952 |  | 0.2861
0.21952 |  | 0.28607
0.21949 |  | 0.28604
0.21948 |  | 0.28604
0.21948 |  | 0.28602
0.21948 |  | 0.28598
0.21947 |  | 0.28597
0.21944 |  | 0.28596
0.21942 |  | 0.28594
0.2194 |  | 0.28585
0.21938 |  | 0.28582
0.21937 |  | 0.28581
0.21935 |  | 0.28578
0.21935 |  | 0.28576
0.21933 |  | 0.28574
0.21932 |  | 0.28572
0.21932 |  | 0.28569
0.21928 |  | 0.28566
0.21928 |  | 0.28562
0.21926 |  | 0.2856
0.21926 |  | 0.28557
0.21925 |  | 0.28553
0.21922 |  | 0.28552
0.2192 |  | 0.28549
0.2192 |  | 0.28547
0.21918 |  | 0.28543
0.21916 |  | 0.2854
0.21914 |  | 0.28537
0.21913 |  | 0.28537
0.21913 |  | 0.28535
0.21911 |  | 0.28535
0.2191 |  | 0.28533
0.21909 |  | 0.28531
0.21907 |  | 0.28528
0.21906 |  | 0.28527
0.21906 |  | 0.28525
0.21906 |  | 0.28523
0.21904 |  | 0.28521
0.21902 |  | 0.2852
0.21902 |  | 0.28515
0.21902 |  | 0.28515
0.21901 |  | 0.28514
0.219 |  | 0.2851
0.21898 |  | 0.2851
0.21897 |  | 0.28507
0.21893 |  | 0.28506
0.21893 |  | 0.28503
0.21893 |  | 0.28499
0.21893 |  | 0.28498
0.21893 |  | 0.28497
0.21893 |  | 0.28493
0.2189 |  | 0.28488
0.2189 |  | 0.28488
0.21889 |  | 0.28484
0.21886 |  | 0.28481
0.21885 |  | 0.2848
0.21883 |  | 0.28476
0.21882 |  | 0.28473
0.21882 |  | 0.28472
0.21882 |  | 0.28469
0.21878 |  | 0.28468
0.21877 |  | 0.28468
0.21876 |  | 0.28462
0.21876 |  | 0.2846
0.21874 |  | 0.28455
0.21874 |  | 0.28452
0.21874 |  | 0.28451
0.21871 |  | 0.28449
0.2187 |  | 0.28444
0.2187 |  | 0.28441
0.21869 |  | 0.28437
0.21869 |  | 0.28435
0.21868 |  | 0.28432
0.21868 |  | 0.28428
0.21866 |  | 0.28428
0.21864 |  | 0.28426
0.21862 |  | 0.28426
0.21862 |  | 0.28421
0.21861 |  | 0.28419
0.21861 |  | 0.28416
0.21861 |  | 0.28414
0.21858 |  | 0.28414
0.21857 |  | 0.28411
0.21854 |  | 0.2841
0.21854 |  | 0.28408
0.21853 |  | 0.28406
0.21849 |  | 0.28404
0.21849 |  | 0.28403
0.21848 |  | 0.284
0.21848 |  | 0.28398
0.21845 |  | 0.28398
0.21843 |  | 0.28395
0.21843 |  | 0.28392
0.21842 |  | 0.28391
0.2184 |  | 0.2839
0.21838 |  | 0.28383
0.21837 |  | 0.28382
0.21835 |  | 0.28382
0.21834 |  | 0.28379
0.21831 |  | 0.28374
0.21831 |  | 0.28373
0.21831 |  | 0.2837
0.21831 |  | 0.2837
0.21829 |  | 0.28365
0.21826 |  | 0.28362
0.21826 |  | 0.28359
0.21826 |  | 0.28358
0.21826 |  | 0.28357
0.21823 |  | 0.28353
0.21822 |  | 0.2835
0.21819 |  | 0.28345
0.21819 |  | 0.28341
0.21818 |  | 0.28341
0.21817 |  | 0.2834
0.21817 |  | 0.2834
0.21814 |  | 0.28336
0.21814 |  | 0.28333
0.21814 |  | 0.2833
0.21813 |  | 0.28324
0.21811 |  | 0.28322
0.21807 |  | 0.28319
0.21806 |  | 0.28315
0.21802 |  | 0.28315
0.21802 |  | 0.28314
0.21802 |  | 0.2831
0.218 |  | 0.28309
0.21796 |  | 0.28307
0.21795 |  | 0.28302
0.21795 |  | 0.28296
0.21792 |  | 0.28295
0.21791 |  | 0.28295
0.21788 |  | 0.2829
0.21787 |  | 0.28286
0.21787 |  | 0.28285
0.21786 |  | 0.28282
0.21786 |  | 0.2828
0.21784 |  | 0.2828
0.21783 |  | 0.28278
0.21783 |  | 0.28275
0.21782 |  | 0.28273
0.2178 |  | 0.2827
0.21778 |  | 0.28267
0.21775 |  | 0.28266
0.21775 |  | 0.28259
0.21772 |  | 0.28254
0.21772 |  | 0.28251
0.21772 |  | 0.28251
0.2177 |  | 0.2825
0.21768 |  | 0.28247
0.21767 |  | 0.28246
0.21765 |  | 0.28246
0.21764 |  | 0.28243
0.21764 |  | 0.28238
0.21762 |  | 0.28237
0.21762 |  | 0.28233
0.21759 |  | 0.28233
0.21759 |  | 0.28227
0.21758 |  | 0.28224
0.21756 |  | 0.28221
0.21754 |  | 0.2822
0.21754 |  | 0.28216
0.21752 |  | 0.28213
0.21751 |  | 0.28207
0.21748 |  | 0.28207
0.21745 |  | 0.28204
0.21745 |  | 0.28201
0.21743 |  | 0.28201
0.21741 |  | 0.28199
0.21741 |  | 0.28193
0.21739 |  | 0.28191
0.21737 |  | 0.28188
0.21737 |  | 0.2818
0.21736 |  | 0.2818
0.21733 |  | 0.28179
0.21731 |  | 0.28175
0.21731 |  | 0.28175
0.21729 |  | 0.28174
0.21727 |  | 0.28172
0.21725 |  | 0.28171
0.21725 |  | 0.2817
0.21725 |  | 0.28168
0.21724 |  | 0.28163
0.21721 |  | 0.28162
0.21721 |  | 0.28158
0.2172 |  | 0.28155
0.21719 |  | 0.28154
0.21717 |  | 0.28146
0.21717 |  | 0.28144
0.21716 |  | 0.28143
0.21713 |  | 0.2814
0.21711 |  | 0.28137
0.21709 |  | 0.28135
0.21708 |  | 0.28131
0.21708 |  | 0.28131
0.21705 |  | 0.28129
0.21704 |  | 0.28127
0.21702 |  | 0.28123
0.217 |  | 0.28122
0.217 |  | 0.2812
0.217 |  | 0.28118
0.21697 |  | 0.28113
0.21697 |  | 0.28113
0.21697 |  | 0.28113
0.21697 |  | 0.28112
0.21697 |  | 0.28111
0.21695 |  | 0.28107
0.21692 |  | 0.28105
0.21689 |  | 0.28101
0.21689 |  | 0.28099
0.21689 |  | 0.28096
0.21688 |  | 0.28092
0.21683 |  | 0.28089
0.21682 |  | 0.28083
0.21682 |  | 0.2808
0.21682 |  | 0.28079
0.21681 |  | 0.28076
0.2168 |  | 0.28075
0.21678 |  | 0.28071
0.21676 |  | 0.28068
0.21676 |  | 0.28065
0.21676 |  | 0.28064
0.21674 |  | 0.28063
0.21674 |  | 0.2806
0.21673 |  | 0.28059
0.21672 |  | 0.28055
0.2167 |  | 0.28052
0.21669 |  | 0.28051
0.21669 |  | 0.28048
0.21665 |  | 0.28047
0.21664 |  | 0.28045
0.21664 |  | 0.28044
0.21664 |  | 0.28039
0.21661 |  | 0.28038
0.21661 |  | 0.28036
0.21661 |  | 0.28034
0.21661 |  | 0.28031
0.21661 |  | 0.28027
0.21658 |  | 0.28025
0.21656 |  | 0.28024
0.21656 |  | 0.28021
0.21656 |  | 0.28018
0.21654 |  | 0.28018
0.21653 |  | 0.28012
0.21652 |  | 0.28011
0.21652 |  | 0.28008
0.21649 |  | 0.28007
0.21649 |  | 0.28003
0.21649 |  | 0.27999
0.21648 |  | 0.27995
0.21645 |  | 0.27993
0.21644 |  | 0.27989
0.21644 |  | 0.27988
0.21644 |  | 0.27982
0.21641 |  | 0.2798
0.2164 |  | 0.27978
0.21639 |  | 0.27974
0.21639 |  | 0.27972
0.21637 |  | 0.27966
0.21633 |  | 0.27966
0.21633 |  | 0.2796
0.21633 |  | 0.27957
0.21633 |  | 0.27956
0.21633 |  | 0.27955
0.21631 |  | 0.27952
0.21629 |  | 0.27948
0.21628 |  | 0.27948
0.21628 |  | 0.27945
0.21628 |  | 0.27944
0.21624 |  | 0.27938
0.21621 |  | 0.27935
0.21621 |  | 0.27935
0.21621 |  | 0.27931
0.21619 |  | 0.27928
0.21616 |  | 0.27927
0.21615 |  | 0.27924
0.21615 |  | 0.27923
0.21613 |  | 0.27919
0.21613 |  | 0.27916
0.2161 |  | 0.27915
0.2161 |  | 0.27914
0.2161 |  | 0.27912
0.21609 |  | 0.27911
0.21608 |  | 0.27907
0.21608 |  | 0.27906
0.21605 |  | 0.27906
0.21602 |  | 0.27903
0.21602 |  | 0.27901
0.21602 |  | 0.27898
0.21601 |  | 0.27894
0.216 |  | 0.27893
0.21598 |  | 0.27889
0.21598 |  | 0.27889
0.21597 |  | 0.27886
0.21597 |  | 0.27885
0.21596 |  | 0.27882
0.21594 |  | 0.27878
0.21593 |  | 0.27875
0.21593 |  | 0.2787
0.21592 |  | 0.27868
0.2159 |  | 0.27868
0.21589 |  | 0.27864
0.21589 |  | 0.27862
0.21588 |  | 0.2786
0.21585 |  | 0.27859
0.21585 |  | 0.27856
0.21585 |  | 0.27854
0.21585 |  | 0.27848
0.21585 |  | 0.27846
0.21582 |  | 0.27845
0.2158 |  | 0.27845
0.21577 |  | 0.27841
0.21577 |  | 0.27839
0.21577 |  | 0.27831
0.21574 |  | 0.27831
0.21574 |  | 0.27828
0.21574 |  | 0.27827
0.21573 |  | 0.27825
0.2157 |  | 0.27823
0.21569 |  | 0.27823
0.21569 |  | 0.2782
0.21569 |  | 0.27817
0.21565 |  | 0.27812
0.21563 |  | 0.27812
0.21563 |  | 0.27812
0.21563 |  | 0.27808
0.21562 |  | 0.27806
0.21561 |  | 0.27803
0.21558 |  | 0.27803
0.21558 |  | 0.27796
0.21558 |  | 0.27795
0.21558 |  | 0.27795
0.21557 |  | 0.27792
0.21553 |  | 0.2779
0.21551 |  | 0.27788
0.2155 |  | 0.27785
0.21549 |  | 0.2778
0.21549 |  | 0.27775
0.21547 |  | 0.27771
0.21546 |  | 0.2777
0.21546 |  | 0.27764
0.21543 |  | 0.27763
0.21542 |  | 0.27762
0.21541 |  | 0.27759
0.21541 |  | 0.27756
0.21539 |  | 0.27755
0.21537 |  | 0.2775
0.21537 |  | 0.27748
0.21534 |  | 0.27746
0.21534 |  | 0.27743
0.21531 |  | 0.27742
0.21531 |  | 0.27735
0.21529 |  | 0.27732
0.21527 |  | 0.2773
0.21526 |  | 0.27728
0.21525 |  | 0.27724
0.21523 |  | 0.27723
0.21523 |  | 0.27719
0.21522 |  | 0.27716
0.21521 |  | 0.27715
0.21519 |  | 0.27711
0.21518 |  | 0.27707
0.21518 |  | 0.27704
0.21518 |  | 0.27702
0.21516 |  | 0.27698
0.21514 |  | 0.27694
0.2151 |  | 0.2769
0.2151 |  | 0.27685
0.2151 |  | 0.27682
0.21507 |  | 0.27679
0.21506 |  | 0.27678
0.21506 |  | 0.27675
0.21505 |  | 0.27673
0.21504 |  | 0.2767
0.21501 |  | 0.27669
0.215 |  | 0.27662
0.21497 |  | 0.27661
0.21495 |  | 0.27659
0.21495 |  | 0.27658
0.21494 |  | 0.27654
0.21493 |  | 0.2765
0.21493 |  | 0.27649
0.21493 |  | 0.27645
0.21493 |  | 0.27645
0.21491 |  | 0.27644
0.2149 |  | 0.27642
0.2149 |  | 0.2764
0.21487 |  | 0.27636
0.21486 |  | 0.27634
0.21486 |  | 0.27634
0.21486 |  | 0.2763
0.21485 |  | 0.2763
0.21483 |  | 0.27626
0.21482 |  | 0.27625
0.21478 |  | 0.27622
0.21477 |  | 0.27621
0.21477 |  | 0.2762
0.21477 |  | 0.27614
0.21475 |  | 0.27613
0.21474 |  | 0.27613
0.21473 |  | 0.27611
0.21471 |  | 0.27608
0.21471 |  | 0.27603
0.21471 |  | 0.27599
0.21469 |  | 0.27599
0.21466 |  | 0.27594
0.21465 |  | 0.2759
0.21465 |  | 0.27589
0.21465 |  | 0.27585
0.21462 |  | 0.27583
0.2146 |  | 0.27579
0.21458 |  | 0.27575
0.21458 |  | 0.27575
0.21458 |  | 0.2757
0.21458 |  | 0.27567
0.21454 |  | 0.27565
0.21453 |  | 0.27565
0.21451 |  | 0.2756
0.21451 |  | 0.27558
0.21449 |  | 0.27554
0.21449 |  | 0.27552
0.21447 |  | 0.2755
0.21446 |  | 0.27548
0.21443 |  | 0.27546
0.21443 |  | 0.27545
0.21442 |  | 0.27541
0.21442 |  | 0.2754
0.21441 |  | 0.27537
0.21439 |  | 0.27531
0.21438 |  | 0.27529
0.21438 |  | 0.27523
0.21434 |  | 0.27522
0.21434 |  | 0.27519
0.21433 |  | 0.27518
0.21433 |  | 0.27516
0.2143 |  | 0.27514
0.2143 |  | 0.27511
0.21429 |  | 0.27505
0.21429 |  | 0.27501
0.21428 |  | 0.27497
0.21425 |  | 0.27494
0.21425 |  | 0.27492
0.21422 |  | 0.27491
0.21422 |  | 0.27485
0.21421 |  | 0.27485
0.2142 |  | 0.27482
0.21418 |  | 0.27479
0.21418 |  | 0.27477
0.21417 |  | 0.27476
0.21414 |  | 0.27474
0.21413 |  | 0.27471
0.21412 |  | 0.2747
0.2141 |  | 0.27468
0.2141 |  | 0.27464
0.2141 |  | 0.27462
0.2141 |  | 0.27458
0.21408 |  | 0.27448
0.21406 |  | 0.27447
0.21402 |  | 0.27444
0.21402 |  | 0.27442
0.214 |  | 0.27438
0.214 |  | 0.27434
0.21396 |  | 0.27434
0.21396 |  | 0.27428
0.21393 |  | 0.27428
0.21392 |  | 0.27427
0.21391 |  | 0.27423
0.21391 |  | 0.27421
0.21391 |  | 0.27416
0.2139 |  | 0.27414
0.21385 |  | 0.27411
0.21384 |  | 0.27408
0.21382 |  | 0.27407
0.21382 |  | 0.27402
0.21382 |  | 0.274
0.21379 |  | 0.27398
0.21376 |  | 0.27398
0.21376 |  | 0.27395
0.21375 |  | 0.27392
0.21372 |  | 0.2739
0.21371 |  | 0.27388
0.21371 |  | 0.27384
0.21371 |  | 0.27383
0.21371 |  | 0.2738
0.21368 |  | 0.27376
0.21364 |  | 0.27372
0.21363 |  | 0.27365
0.21363 |  | 0.27365
0.21363 |  | 0.27364
0.21361 |  | 0.27358
0.21359 |  | 0.27354
0.21359 |  | 0.27351
0.21356 |  | 0.27348
0.21356 |  | 0.27345
0.21355 |  | 0.27344
0.21353 |  | 0.27342
0.21352 |  | 0.27337
0.21352 |  | 0.27336
0.21352 |  | 0.27329
0.21349 |  | 0.27322
0.21348 |  | 0.27321
0.21347 |  | 0.27316
0.21345 |  | 0.27312
0.21344 |  | 0.27311
0.21343 |  | 0.27308
0.21341 |  | 0.27304
0.2134 |  | 0.27301
0.21339 |  | 0.273
0.21337 |  | 0.27299
0.21337 |  | 0.27295
0.21337 |  | 0.27292
0.21335 |  | 0.27289
0.21335 |  | 0.27284
0.21332 |  | 0.27281
0.21332 |  | 0.27278
0.21327 |  | 0.27273
0.21327 |  | 0.27269
0.21326 |  | 0.27268
0.21326 |  | 0.27265
0.21326 |  | 0.27261
0.2132 |  | 0.27257
0.21319 |  | 0.27254
0.21318 |  | 0.27249
0.21317 |  | 0.27249
0.21315 |  | 0.27246
0.21314 |  | 0.27243
0.21312 |  | 0.27241
0.21312 |  | 0.2724
0.21311 |  | 0.27237
0.21311 |  | 0.27235
0.21308 |  | 0.27231
0.21306 |  | 0.27227
0.21306 |  | 0.27223
0.21305 |  | 0.27223
0.21305 |  | 0.27218
0.21303 |  | 0.27215
0.21303 |  | 0.27214
0.21301 |  | 0.2721
0.21301 |  | 0.27207
0.21301 |  | 0.27204
0.21299 |  | 0.272
0.21295 |  | 0.27195
0.21295 |  | 0.2719
0.21295 |  | 0.27189
0.21292 |  | 0.27184
0.2129 |  | 0.27179
0.21289 |  | 0.27178
0.21289 |  | 0.27175
0.21289 |  | 0.27175
0.21287 |  | 0.27172
0.21286 |  | 0.27167
0.21283 |  | 0.27165
0.21283 |  | 0.27159
0.21283 |  | 0.27158
0.21282 |  | 0.27155
0.21281 |  | 0.2715
0.21277 |  | 0.27148
0.21277 |  | 0.27146
0.21277 |  | 0.27143
0.21274 |  | 0.2714
0.21273 |  | 0.27138
0.21273 |  | 0.27137
0.21272 |  | 0.27133
0.21272 |  | 0.2713
0.2127 |  | 0.27127
0.21268 |  | 0.27123
0.21266 |  | 0.27119
0.21266 |  | 0.27116
0.21265 |  | 0.27111
0.21265 |  | 0.27107
0.21262 |  | 0.27103
0.21262 |  | 0.27099
0.21261 |  | 0.27098
0.2126 |  | 0.27096
0.21257 |  | 0.27093
0.21254 |  | 0.27091
0.21254 |  | 0.27086
0.21254 |  | 0.27084
0.21253 |  | 0.2708
0.2125 |  | 0.27078
0.21249 |  | 0.27076
0.21249 |  | 0.27073
0.21249 |  | 0.27071
0.21247 |  | 0.2707
0.21247 |  | 0.27067
0.21245 |  | 0.27065
0.21245 |  | 0.27058
0.21243 |  | 0.27054
0.21243 |  | 0.27053
0.2124 |  | 0.27048
0.2124 |  | 0.27045
0.21239 |  | 0.27043
0.21239 |  | 0.27042
0.21236 |  | 0.27038
0.21233 |  | 0.27033
0.21233 |  | 0.27028
0.21232 |  | 0.27026
0.21232 |  | 0.27022
0.21231 |  | 0.27021
0.21231 |  | 0.27018
0.21229 |  | 0.27014
0.21227 |  | 0.27011
0.21227 |  | 0.27011
0.21225 |  | 0.2701
0.21224 |  | 0.27006
0.21223 |  | 0.27005
0.21222 |  | 0.27002
0.2122 |  | 0.26999
0.21219 |  | 0.26995
0.21218 |  | 0.26991
0.21218 |  | 0.26989
0.21216 |  | 0.26988
0.21215 |  | 0.26987
0.21212 |  | 0.26983
0.21211 |  | 0.2698
0.2121 |  | 0.26979
0.2121 |  | 0.26978
0.21208 |  | 0.26974
0.21207 |  | 0.26968
0.21206 |  | 0.26967
0.21204 |  | 0.26964
0.21204 |  | 0.26963
0.212 |  | 0.26959
0.21199 |  | 0.26958
0.21198 |  | 0.26957
0.21196 |  | 0.26952
0.21195 |  | 0.26948
0.21194 |  | 0.26945
0.21192 |  | 0.26943
0.21192 |  | 0.26941
0.21188 |  | 0.26935
0.21188 |  | 0.26934
0.21188 |  | 0.26934
0.21187 |  | 0.2693
0.21186 |  | 0.26927
0.21186 |  | 0.26926
0.21184 |  | 0.26924
0.21184 |  | 0.26921
0.21183 |  | 0.26918
0.21182 |  | 0.26917
0.21181 |  | 0.26914
0.21178 |  | 0.2691
0.21178 |  | 0.26906
0.21177 |  | 0.26905
0.21175 |  | 0.26901
0.21174 |  | 0.26898
0.21173 |  | 0.26897
0.21171 |  | 0.26894
0.21171 |  | 0.26889
0.2117 |  | 0.26887
0.2117 |  | 0.2688
0.2117 |  | 0.26878
0.21169 |  | 0.26876
0.21169 |  | 0.26871
0.21168 |  | 0.26868
0.21168 |  | 0.26867
0.21168 |  | 0.26865
0.21167 |  | 0.26862
0.21167 |  | 0.26858
0.21164 |  | 0.26856
0.21162 |  | 0.26852
0.21162 |  | 0.26851
0.21162 |  | 0.2685
0.21162 |  | 0.26847
0.21161 |  | 0.26843
0.21161 |  | 0.26839
0.2116 |  | 0.26839
0.2116 |  | 0.26839
0.2116 |  | 0.26834
0.21158 |  | 0.26826
0.21158 |  | 0.26825
0.21157 |  | 0.26822
0.21157 |  | 0.26821
0.21157 |  | 0.26813
0.21157 |  | 0.26809
0.21155 |  | 0.26806
0.21154 |  | 0.26806
0.21154 |  | 0.26803
0.21154 |  | 0.268
0.21152 |  | 0.26794
0.21151 |  | 0.2679
0.21151 |  | 0.26789
0.2115 |  | 0.26784
0.21149 |  | 0.26781
0.21149 |  | 0.26776
0.21147 |  | 0.26776
0.21146 |  | 0.26769
0.21145 |  | 0.26768
0.21145 |  | 0.26767
0.21144 |  | 0.26763
0.21144 |  | 0.2676
0.21144 |  | 0.2676
0.21143 |  | 0.26758
0.21141 |  | 0.26752
0.2114 |  | 0.26751
0.2114 |  | 0.26746
0.2114 |  | 0.26743
0.21139 |  | 0.26742
0.21139 |  | 0.26737
0.21139 |  | 0.26735
0.21137 |  | 0.26732
0.21134 |  | 0.26729
0.21133 |  | 0.26729
0.21133 |  | 0.26723
0.21131 |  | 0.26722
0.2113 |  | 0.26722
0.21128 |  | 0.26715
0.21128 |  | 0.26714
0.21127 |  | 0.2671
0.21126 |  | 0.26706
0.21124 |  | 0.26705
0.21124 |  | 0.267
0.21124 |  | 0.26697
0.21124 |  | 0.26694
0.21124 |  | 0.26686
0.21123 |  | 0.26685
0.21122 |  | 0.26682
0.21121 |  | 0.26678
0.21121 |  | 0.26673
0.2112 |  | 0.26668
0.21117 |  | 0.2666
0.21117 |  | 0.26659
0.21117 |  | 0.26657
0.21117 |  | 0.26651
0.21117 |  | 0.26647
0.21116 |  | 0.26643
0.21114 |  | 0.26639
0.21112 |  | 0.26635
0.21112 |  | 0.26631
0.21112 |  | 0.26628
0.21112 |  | 0.26624
0.2111 |  | 0.26624
0.2111 |  | 0.2662
0.2111 |  | 0.26612
0.21108 |  | 0.26611
0.21107 |  | 0.26603
0.21107 |  | 0.26599
0.21107 |  | 0.26592
0.21106 |  | 0.2659
0.21105 |  | 0.26589
0.21105 |  | 0.26586
0.21104 |  | 0.26585
0.21103 |  | 0.26581
0.21102 |  | 0.26578
0.21102 |  | 0.26574
0.211 |  | 0.2657
0.211 |  | 0.26565
0.21099 |  | 0.26563
0.21097 |  | 0.26563
0.21097 |  | 0.26561
0.21097 |  | 0.26559
0.21096 |  | 0.26557
0.21096 |  | 0.26553
0.21096 |  | 0.26549
0.21095 |  | 0.26549
0.21095 |  | 0.26548
0.21094 |  | 0.26543
0.21092 |  | 0.26542
0.21092 |  | 0.26539
0.21092 |  | 0.26534
0.2109 |  | 0.26531
0.2109 |  | 0.26527
0.21089 |  | 0.26525
0.21089 |  | 0.26522
0.21089 |  | 0.2652
0.21088 |  | 0.26517
0.21087 |  | 0.26514
0.21087 |  | 0.26514
0.21086 |  | 0.2651
0.21086 |  | 0.26508
0.21085 |  | 0.26504
0.21084 |  | 0.26502
0.21083 |  | 0.265
0.21082 |  | 0.26493
0.2108 |  | 0.2649
0.21079 |  | 0.26488
0.21079 |  | 0.26484
0.21079 |  | 0.26481
0.21079 |  | 0.26474
0.21078 |  | 0.26473
0.21077 |  | 0.26472
0.21076 |  | 0.26467
0.21075 |  | 0.26465
0.21075 |  | 0.26463
0.21075 |  | 0.26463
0.21073 |  | 0.26456
0.21072 |  | 0.26456
0.2107 |  | 0.26455
0.2107 |  | 0.26451
0.2107 |  | 0.26449
0.2107 |  | 0.26448
0.21068 |  | 0.26446
0.21067 |  | 0.2644
0.21067 |  | 0.26439
0.21066 |  | 0.26435
0.21066 |  | 0.26431
0.21065 |  | 0.26425
0.21064 |  | 0.26422
0.21064 |  | 0.26418
0.21062 |  | 0.26412
0.2106 |  | 0.26411
0.2106 |  | 0.26408
0.21059 |  | 0.26404
0.21058 |  | 0.26399
0.21058 |  | 0.26399
0.21057 |  | 0.26391
0.21055 |  | 0.26388
0.21054 |  | 0.26383
0.21053 |  | 0.26378
0.21052 |  | 0.26375
0.21051 |  | 0.2637
0.2105 |  | 0.26367
0.2105 |  | 0.26365
0.21049 |  | 0.26357
0.21047 |  | 0.26353
0.21046 |  | 0.2635
0.21045 |  | 0.26348
0.21045 |  | 0.26345
0.21044 |  | 0.26341
0.21043 |  | 0.26338
0.21041 |  | 0.26336
0.21041 |  | 0.26332
0.21039 |  | 0.26332
0.21039 |  | 0.26329
0.21039 |  | 0.26326
0.21039 |  | 0.26322
0.21038 |  | 0.26318
0.21037 |  | 0.26314
0.21037 |  | 0.2631
0.21036 |  | 0.26306
0.21034 |  | 0.26305
0.21033 |  | 0.263
0.21032 |  | 0.26297
0.21032 |  | 0.26293
0.2103 |  | 0.2629
0.2103 |  | 0.26287
0.21029 |  | 0.26283
0.21029 |  | 0.26278
0.21029 |  | 0.26273
0.21029 |  | 0.2627
0.21025 |  | 0.26267
0.21025 |  | 0.26265
0.21025 |  | 0.2626
0.21025 |  | 0.26256
0.21023 |  | 0.26252
0.21022 |  | 0.26249
0.21022 |  | 0.26247
0.21021 |  | 0.26241
0.21021 |  | 0.26237
0.21019 |  | 0.26234
0.21019 |  | 0.26231
0.21017 |  | 0.26226
0.21017 |  | 0.26224
0.21015 |  | 0.26219
0.21015 |  | 0.26215
0.21015 |  | 0.26214
0.21015 |  | 0.2621
0.21014 |  | 0.26207
0.21014 |  | 0.26206
0.21013 |  | 0.26202
0.21012 |  | 0.26197
0.21011 |  | 0.26194
0.21011 |  | 0.26189
0.21008 |  | 0.26187
0.21007 |  | 0.26185
0.21007 |  | 0.26179
0.21007 |  | 0.26174
0.21007 |  | 0.26171
0.21005 |  | 0.26167
0.21004 |  | 0.26167
0.21004 |  | 0.26163
0.21004 |  | 0.26159
0.21004 |  | 0.26156
0.21002 |  | 0.26151
0.21 |  | 0.26149
0.20998 |  | 0.26147
0.20998 |  | 0.26139
0.20998 |  | 0.26136
0.20998 |  | 0.26132
0.20998 |  | 0.26127
0.20997 |  | 0.26125
0.20995 |  | 0.26123
0.20994 |  | 0.26116
0.20994 |  | 0.26113
0.20994 |  | 0.2611
0.20992 |  | 0.26105
0.2099 |  | 0.26098
0.2099 |  | 0.26092
0.2099 |  | 0.26089
0.2099 |  | 0.26085
0.20989 |  | 0.26081
0.20989 |  | 0.26078
0.20988 |  | 0.26074
0.20988 |  | 0.26072
0.20987 |  | 0.26069
0.20985 |  | 0.26068
0.20984 |  | 0.26061
0.20984 |  | 0.26053
0.20983 |  | 0.26051
0.20983 |  | 0.26047
0.20982 |  | 0.26041
0.20982 |  | 0.26036
0.2098 |  | 0.26035
0.2098 |  | 0.26031
0.2098 |  | 0.26026
0.20978 |  | 0.26019
0.20977 |  | 0.26014
0.20977 |  | 0.2601
0.20977 |  | 0.26005
0.20976 |  | 0.26002
0.20975 |  | 0.25996
0.20973 |  | 0.25996
0.20973 |  | 0.25993
0.20973 |  | 0.25988
0.20972 |  | 0.25985
0.20971 |  | 0.25981
0.20971 |  | 0.25979
0.2097 |  | 0.25971
0.20968 |  | 0.25963
0.20968 |  | 0.25963
0.20966 |  | 0.25958
0.20966 |  | 0.25956
0.20966 |  | 0.25953
0.20966 |  | 0.25947
0.20965 |  | 0.25946
0.20964 |  | 0.25943
0.20962 |  | 0.2594
0.20962 |  | 0.25935
0.20961 |  | 0.25932
0.2096 |  | 0.2593
0.2096 |  | 0.25928
0.20958 |  | 0.25919
0.20958 |  | 0.25918
0.20958 |  | 0.25914
0.20957 |  | 0.25911
0.20956 |  | 0.25907
0.20955 |  | 0.25906
0.20953 |  | 0.259
0.20953 |  | 0.25895
0.20953 |  | 0.25891
0.20952 |  | 0.25888
0.2095 |  | 0.25885
0.20949 |  | 0.25883
0.20949 |  | 0.25879
0.20948 |  | 0.25872
0.20948 |  | 0.2587
0.20946 |  | 0.25864
0.20945 |  | 0.25863
0.20945 |  | 0.25856
0.20945 |  | 0.25854
0.20943 |  | 0.25848
0.20943 |  | 0.25845
0.20942 |  | 0.25842
0.20941 |  | 0.2584
0.2094 |  | 0.25835
0.20938 |  | 0.25831
0.20938 |  | 0.2583
0.20935 |  | 0.2582
0.20935 |  | 0.25815
0.20935 |  | 0.25806
0.20933 |  | 0.25806
0.20932 |  | 0.25803
0.2093 |  | 0.25798
0.20929 |  | 0.25798
0.20928 |  | 0.25798
0.20928 |  | 0.25792
0.20927 |  | 0.2579
0.20927 |  | 0.25789
0.20925 |  | 0.25784
0.20923 |  | 0.25782
0.20923 |  | 0.25777
0.20922 |  | 0.25774
0.20921 |  | 0.25772
0.2092 |  | 0.25768
0.20918 |  | 0.25766
0.20917 |  | 0.25764
0.20917 |  | 0.2576
0.20916 |  | 0.25758
0.20916 |  | 0.25754
0.20915 |  | 0.25753
0.20913 |  | 0.2575
0.20912 |  | 0.25748
0.2091 |  | 0.25741
0.2091 |  | 0.25734
0.20908 |  | 0.25729
0.20907 |  | 0.25728
0.20907 |  | 0.25725
0.20905 |  | 0.25724
0.20904 |  | 0.2572
0.20904 |  | 0.25715
0.20903 |  | 0.25712
0.20903 |  | 0.2571
0.20902 |  | 0.25708
0.20902 |  | 0.25703
0.20899 |  | 0.25699
0.20899 |  | 0.25697
0.20899 |  | 0.25693
0.20895 |  | 0.25688
0.20894 |  | 0.25686
0.20894 |  | 0.2568
0.20893 |  | 0.2568
0.20892 |  | 0.25671
0.20892 |  | 0.25668
0.20891 |  | 0.25659
0.2089 |  | 0.25653
0.2089 |  | 0.25652
0.20888 |  | 0.25645
0.20887 |  | 0.25643
0.20885 |  | 0.25639
0.20885 |  | 0.25631
0.20885 |  | 0.25627
0.20884 |  | 0.25623
0.20883 |  | 0.25617
0.20883 |  | 0.25613
0.20882 |  | 0.2561
0.20881 |  | 0.25605
0.20881 |  | 0.25602
0.20881 |  | 0.25599
0.2088 |  | 0.25598
0.2088 |  | 0.25596
0.20879 |  | 0.25593
0.20875 |  | 0.25592
0.20874 |  | 0.25589
0.20874 |  | 0.25586
0.20873 |  | 0.25583
0.20872 |  | 0.25578
0.20871 |  | 0.25574
0.2087 |  | 0.2557
0.2087 |  | 0.25564
0.2087 |  | 0.25564
0.2087 |  | 0.25559
0.2087 |  | 0.25558
0.20867 |  | 0.25558
0.20866 |  | 0.2555
0.20866 |  | 0.25547
0.20864 |  | 0.25546
0.20863 |  | 0.25545
0.20863 |  | 0.25542
0.20863 |  | 0.25542
0.20862 |  | 0.25538
0.20858 |  | 0.25533
0.20857 |  | 0.25527
0.20857 |  | 0.25522
0.20857 |  | 0.25521
0.20857 |  | 0.25518
0.20856 |  | 0.25514
0.20854 |  | 0.2551
0.20854 |  | 0.25509
0.20852 |  | 0.255
0.20851 |  | 0.25498
0.20851 |  | 0.25492
0.2085 |  | 0.25488
0.20849 |  | 0.25484
0.20849 |  | 0.25478
0.20849 |  | 0.25477
0.20848 |  | 0.25471
0.20847 |  | 0.25465
0.20847 |  | 0.25462
0.20846 |  | 0.25458
0.20845 |  | 0.25454
0.20845 |  | 0.2545
0.20845 |  | 0.25446
0.20844 |  | 0.25445
0.20843 |  | 0.2544
0.20842 |  | 0.25432
0.20841 |  | 0.25428
0.2084 |  | 0.25424
0.20839 |  | 0.25421
0.20838 |  | 0.25419
0.20837 |  | 0.25418
0.20836 |  | 0.25416
0.20834 |  | 0.2541
0.20834 |  | 0.25404
0.20834 |  | 0.25402
0.20833 |  | 0.25399
0.20833 |  | 0.25396
0.20832 |  | 0.25391
0.20832 |  | 0.25388
0.20831 |  | 0.25383
0.20829 |  | 0.25382
0.20829 |  | 0.25367
0.20827 |  | 0.25367
0.20826 |  | 0.25363
0.20825 |  | 0.25359
0.20825 |  | 0.25358
0.20824 |  | 0.25355
0.20824 |  | 0.25348
0.20824 |  | 0.25344
0.2082 |  | 0.2534
0.2082 |  | 0.2534
0.2082 |  | 0.25338
0.2082 |  | 0.25334
0.2082 |  | 0.2533
0.20817 |  | 0.25323
0.20815 |  | 0.25321
0.20815 |  | 0.25317
0.20815 |  | 0.25315
0.20814 |  | 0.25308
0.20813 |  | 0.25304
0.2081 |  | 0.25303
0.20809 |  | 0.25294
0.20809 |  | 0.25289
0.20809 |  | 0.2528
0.20807 |  | 0.25277
0.20805 |  | 0.25274
0.20805 |  | 0.2527
0.20804 |  | 0.25265
0.20803 |  | 0.2526
0.20802 |  | 0.25259
0.208 |  | 0.25257
0.208 |  | 0.25253
0.20799 |  | 0.25252
0.20797 |  | 0.25248
0.20797 |  | 0.25245
0.20796 |  | 0.25242
0.20795 |  | 0.25238
0.20794 |  | 0.25235
0.20793 |  | 0.25235
0.20793 |  | 0.25231
0.20792 |  | 0.2523
0.20791 |  | 0.25226
0.2079 |  | 0.2522
0.20789 |  | 0.2522
0.20788 |  | 0.25214
0.20788 |  | 0.2521
0.20787 |  | 0.25206
0.20786 |  | 0.25204
0.20786 |  | 0.25204
0.20784 |  | 0.25196
0.20784 |  | 0.25194
0.20783 |  | 0.25189
0.20782 |  | 0.25186
0.20781 |  | 0.25181
0.20779 |  | 0.25176
0.20779 |  | 0.25175
0.20779 |  | 0.25171
0.20776 |  | 0.25167
0.20775 |  | 0.25163
0.20775 |  | 0.25157
0.20772 |  | 0.25151
0.20772 |  | 0.25151
0.2077 |  | 0.25148
0.2077 |  | 0.25145
0.20768 |  | 0.25141
0.20767 |  | 0.25135
0.20765 |  | 0.25132
0.20764 |  | 0.2513
0.20764 |  | 0.25126
0.20763 |  | 0.25123
0.20763 |  | 0.25122
0.20762 |  | 0.25118
0.20761 |  | 0.25114
0.20761 |  | 0.2511
0.20761 |  | 0.25106
0.2076 |  | 0.25103
0.20758 |  | 0.25099
0.20758 |  | 0.25095
0.20757 |  | 0.25091
0.20755 |  | 0.25089
0.20755 |  | 0.25084
0.20755 |  | 0.25076
0.20755 |  | 0.25073
0.20753 |  | 0.25071
0.20752 |  | 0.25067
0.20751 |  | 0.25064
0.20751 |  | 0.25052
0.20749 |  | 0.25048
0.20746 |  | 0.25045
0.20745 |  | 0.2504
0.20745 |  | 0.25037
0.20742 |  | 0.2503
0.20742 |  | 0.25018
0.20742 |  | 0.25014
0.20741 |  | 0.2501
0.2074 |  | 0.25004
0.2074 |  | 0.25
0.20737 |  | 0.24998
0.20735 |  | 0.24994
0.20734 |  | 0.24983
0.20733 |  | 0.24979
0.20732 |  | 0.24977
0.2073 |  | 0.24973
0.2073 |  | 0.24966
0.20729 |  | 0.24959
0.20728 |  | 0.24951
0.20725 |  | 0.24947
0.20725 |  | 0.24944
0.20725 |  | 0.24935
0.20724 |  | 0.24933
0.20723 |  | 0.24927
0.20722 |  | 0.24922
0.20722 |  | 0.24921
0.20719 |  | 0.24917
0.20718 |  | 0.24915
0.20718 |  | 0.24912
0.20718 |  | 0.24906
0.20715 |  | 0.24897
0.20715 |  | 0.24892
0.20714 |  | 0.24886
0.20713 |  | 0.24884
0.20712 |  | 0.2488
0.20711 |  | 0.24874
0.2071 |  | 0.24871
0.2071 |  | 0.24867
0.20708 |  | 0.24864
0.20707 |  | 0.24861
0.20706 |  | 0.24853
0.20706 |  | 0.24851
0.20704 |  | 0.24844
0.20704 |  | 0.24839
0.20704 |  | 0.24829
0.20703 |  | 0.24828
0.20702 |  | 0.24823
0.20699 |  | 0.2482
0.20698 |  | 0.2481
0.20698 |  | 0.24804
0.20697 |  | 0.24797
0.20696 |  | 0.24795
0.20696 |  | 0.24795
0.20696 |  | 0.24792
0.20692 |  | 0.24782
0.20692 |  | 0.24781
0.20691 |  | 0.24773
0.20691 |  | 0.24766
0.20688 |  | 0.2476
0.20685 |  | 0.24756
0.20685 |  | 0.24753
0.20685 |  | 0.24751
0.20684 |  | 0.24745
0.20681 |  | 0.2474
0.2068 |  | 0.24738
0.2068 |  | 0.24733
0.20679 |  | 0.24729
0.20679 |  | 0.24725
0.20677 |  | 0.2472
0.20675 |  | 0.24719
0.20674 |  | 0.24713
0.20674 |  | 0.24712
0.20672 |  | 0.24706
0.20671 |  | 0.24704
0.20671 |  | 0.24703
0.2067 |  | 0.24698
0.20667 |  | 0.24696
0.20667 |  | 0.24692
0.20667 |  | 0.2469
0.20665 |  | 0.24685
0.20664 |  | 0.2468
0.20664 |  | 0.24679
0.20664 |  | 0.24676
0.20662 |  | 0.24672
0.20659 |  | 0.24666
0.20659 |  | 0.24656
0.20657 |  | 0.24654
0.20656 |  | 0.24651
0.20655 |  | 0.24648
0.20655 |  | 0.24646
0.20655 |  | 0.24637
0.20655 |  | 0.24631
0.20654 |  | 0.24628
0.20653 |  | 0.24626
0.2065 |  | 0.24621
0.20647 |  | 0.24618
0.20647 |  | 0.2461
0.20645 |  | 0.24609
0.20645 |  | 0.24601
0.20644 |  | 0.24597
0.20644 |  | 0.24595
0.20643 |  | 0.24588
0.20641 |  | 0.24583
0.20641 |  | 0.24576
0.2064 |  | 0.24571
0.2064 |  | 0.2457
0.20637 |  | 0.24566
0.20637 |  | 0.24563
0.20634 |  | 0.24552
0.20633 |  | 0.2455
0.20633 |  | 0.24547
0.20632 |  | 0.2454
0.20631 |  | 0.24538
0.20631 |  | 0.24532
0.20631 |  | 0.24527
0.20631 |  | 0.24526
0.2063 |  | 0.2452
0.20628 |  | 0.24516
0.20628 |  | 0.2451
0.20625 |  | 0.24505
0.20625 |  | 0.24499
0.20624 |  | 0.24492
0.20622 |  | 0.24488
0.20622 |  | 0.24482
0.2062 |  | 0.24471
0.20619 |  | 0.24468
0.20619 |  | 0.24466
0.20618 |  | 0.24461
0.20617 |  | 0.24458
0.20613 |  | 0.24457
0.20612 |  | 0.24453
0.2061 |  | 0.2445
0.2061 |  | 0.24446
0.20609 |  | 0.24441
0.20608 |  | 0.24436
0.20607 |  | 0.24429
0.20607 |  | 0.24422
0.20606 |  | 0.24422
0.20603 |  | 0.24417
0.20602 |  | 0.24402
0.20602 |  | 0.244
0.20602 |  | 0.24393
0.20598 |  | 0.24389
0.20597 |  | 0.24387
0.20597 |  | 0.24383
0.20597 |  | 0.24382
0.20595 |  | 0.24378
0.20595 |  | 0.24375
0.20594 |  | 0.2437
0.20593 |  | 0.24367
0.20592 |  | 0.24363
0.20591 |  | 0.24359
0.2059 |  | 0.24356
0.20585 |  | 0.2435
0.20584 |  | 0.24348
0.20584 |  | 0.24345
0.20583 |  | 0.24342
0.20582 |  | 0.24338
0.2058 |  | 0.24334
0.20579 |  | 0.24327
0.20577 |  | 0.24322
0.20577 |  | 0.24321
0.20577 |  | 0.24321
0.20574 |  | 0.24318
0.20572 |  | 0.24313
0.20572 |  | 0.24309
0.20571 |  | 0.24307
0.2057 |  | 0.24306
0.20569 |  | 0.24299
0.20568 |  | 0.24297
0.20567 |  | 0.24293
0.20564 |  | 0.24289
0.20563 |  | 0.24284
0.20562 |  | 0.2428
0.20559 |  | 0.24273
0.20558 |  | 0.24268
0.20557 |  | 0.24259
0.20556 |  | 0.24255
0.20555 |  | 0.24249
0.20554 |  | 0.24245
0.20552 |  | 0.24243
0.20552 |  | 0.24238
0.20549 |  | 0.24232
0.20547 |  | 0.2423
0.20547 |  | 0.24221
0.20545 |  | 0.24215
0.20544 |  | 0.24213
0.20544 |  | 0.24211
0.20542 |  | 0.24206
0.20541 |  | 0.24204
0.2054 |  | 0.242
0.20537 |  | 0.24194
0.20537 |  | 0.24181
0.20536 |  | 0.24177
0.20535 |  | 0.24172
0.20535 |  | 0.2417
0.20532 |  | 0.24169
0.20531 |  | 0.24161
0.20528 |  | 0.24159
0.20528 |  | 0.2415
0.20525 |  | 0.24143
0.20524 |  | 0.24139
0.20523 |  | 0.24132
0.20523 |  | 0.24127
0.20523 |  | 0.24122
0.20521 |  | 0.2412
0.20519 |  | 0.24116
0.20514 |  | 0.24112
0.20512 |  | 0.24107
0.20511 |  | 0.24104
0.2051 |  | 0.24098
0.2051 |  | 0.24094
0.20508 |  | 0.2409
0.20508 |  | 0.24083
0.20507 |  | 0.24077
0.20505 |  | 0.24073
0.20505 |  | 0.24067
0.20502 |  | 0.24061
0.20502 |  | 0.24056
0.20502 |  | 0.24051
0.20501 |  | 0.24048
0.20498 |  | 0.24038
0.20497 |  | 0.24031
0.20497 |  | 0.24029
0.20495 |  | 0.24023
0.20493 |  | 0.24013
0.20491 |  | 0.24011
0.20491 |  | 0.24004
0.20489 |  | 0.24
0.20489 |  | 0.23993
0.20486 |  | 0.23989
0.20486 |  | 0.23982
0.20485 |  | 0.23979
0.20485 |  | 0.23974
0.20483 |  | 0.23971
0.20483 |  | 0.23966
0.20482 |  | 0.23961
0.2048 |  | 0.23958
0.20479 |  | 0.23957
0.20477 |  | 0.23951
0.20476 |  | 0.23943
0.20471 |  | 0.2394
0.20467 |  | 0.23932
0.20467 |  | 0.23928
0.20466 |  | 0.23922
0.20465 |  | 0.23916
0.20462 |  | 0.2391
0.20461 |  | 0.2391
0.20461 |  | 0.23904
0.20458 |  | 0.23902
0.20456 |  | 0.23899
0.20456 |  | 0.23896
0.20454 |  | 0.23888
0.20453 |  | 0.23888
0.20453 |  | 0.23879
0.20453 |  | 0.23873
0.20451 |  | 0.23871
0.20447 |  | 0.23864
0.20447 |  | 0.2386
0.20446 |  | 0.23859
0.20445 |  | 0.23854
0.20444 |  | 0.23848
0.20442 |  | 0.23847
0.20442 |  | 0.23844
0.20437 |  | 0.23837
0.20436 |  | 0.23831
0.20435 |  | 0.23827
0.20432 |  | 0.23823
0.20432 |  | 0.23819
0.20431 |  | 0.23813
0.20431 |  | 0.23809
0.20429 |  | 0.23801
0.20427 |  | 0.23799
0.20426 |  | 0.23791
0.20422 |  | 0.23778
0.20421 |  | 0.23774
0.2042 |  | 0.23771
0.20416 |  | 0.23771
0.20412 |  | 0.23766
0.20411 |  | 0.23757
0.2041 |  | 0.23749
0.20409 |  | 0.23745
0.20407 |  | 0.23742
0.20405 |  | 0.23738
0.20405 |  | 0.2373
0.20404 |  | 0.23726
0.20404 |  | 0.23726
0.204 |  | 0.23722
0.204 |  | 0.23717
0.204 |  | 0.23713
0.20398 |  | 0.23705
0.20395 |  | 0.23699
0.20394 |  | 0.23696
0.20392 |  | 0.23689
0.2039 |  | 0.23687
0.2039 |  | 0.23681
0.20388 |  | 0.23677
0.20383 |  | 0.2367
0.20382 |  | 0.23665
0.20382 |  | 0.23663
0.20379 |  | 0.23659
0.20377 |  | 0.23656
0.20375 |  | 0.23652
0.20375 |  | 0.23648
0.20372 |  | 0.23642
0.2037 |  | 0.23639
0.20365 |  | 0.23634
0.20362 |  | 0.23631
0.2036 |  | 0.23628
0.20358 |  | 0.23622
0.20354 |  | 0.23621
0.20352 |  | 0.23617
0.2035 |  | 0.23612
0.20346 |  | 0.23602
0.20345 |  | 0.23595
0.20345 |  | 0.23591
0.20341 |  | 0.23585
0.20341 |  | 0.23577
0.2034 |  | 0.23572
0.20338 |  | 0.23565
0.20334 |  | 0.23559
0.20328 |  | 0.23551
0.20326 |  | 0.23548
0.20324 |  | 0.23539
0.20322 |  | 0.23532
0.20322 |  | 0.23529
0.20319 |  | 0.23525
0.20318 |  | 0.23524
0.20316 |  | 0.23517
0.20316 |  | 0.23513
0.20315 |  | 0.23504
0.20314 |  | 0.235
0.20311 |  | 0.23496
0.20309 |  | 0.23492
0.20306 |  | 0.23488
0.20304 |  | 0.23485
0.20304 |  | 0.23481
0.203 |  | 0.2348
0.203 |  | 0.23469
0.20297 |  | 0.23465
0.20297 |  | 0.2346
0.20296 |  | 0.23456
0.20292 |  | 0.23451
0.20289 |  | 0.23443
0.20285 |  | 0.23439
0.20284 |  | 0.23435
0.20282 |  | 0.23432
0.20281 |  | 0.23426
0.20274 |  | 0.23418
0.20274 |  | 0.23416
0.20272 |  | 0.23411
0.20266 |  | 0.23407
0.20265 |  | 0.23399
0.20263 |  | 0.23394
0.20263 |  | 0.23388
0.20262 |  | 0.23385
0.20259 |  | 0.23382
0.20258 |  | 0.23378
0.20255 |  | 0.23376
0.20251 |  | 0.23372
0.20247 |  | 0.23366
0.20246 |  | 0.23361
0.20243 |  | 0.23355
0.20241 |  | 0.23352
0.20237 |  | 0.23345
0.20237 |  | 0.2334
0.20236 |  | 0.23335
0.20229 |  | 0.23332
0.20227 |  | 0.2333
0.20226 |  | 0.23323
0.20224 |  | 0.23309
0.20223 |  | 0.23308
0.20219 |  | 0.23304
0.20216 |  | 0.233
0.20216 |  | 0.23287
0.20211 |  | 0.23282
0.20207 |  | 0.23273
0.20204 |  | 0.23268
0.20204 |  | 0.23263
0.20201 |  | 0.2326
0.202 |  | 0.23254
0.20197 |  | 0.23244
0.20188 |  | 0.23242
0.20175 |  | 0.23238
0.20172 |  | 0.23231
0.2016 |  | 0.23229
0.20158 |  | 0.23222
0.20156 |  | 0.2322
0.20152 |  | 0.23215
0.20146 |  | 0.23205
0.20142 |  | 0.23201
0.20139 |  | 0.23194
0.20137 |  | 0.23189
0.20136 |  | 0.23182
0.20126 |  | 0.23171
0.20119 |  | 0.23164
0.20116 |  | 0.23157
0.2011 |  | 0.23149
0.2011 |  | 0.23147
0.20106 |  | 0.2314
0.20103 |  | 0.23134
0.201 |  | 0.23128
0.20098 |  | 0.23122
0.20096 |  | 0.23115
0.20093 |  | 0.23109
0.20093 |  | 0.23105
0.20086 |  | 0.23097
0.20085 |  | 0.2309
0.20078 |  | 0.23083
0.20074 |  | 0.23078
0.20073 |  | 0.23071
0.20069 |  | 0.2306
0.20056 |  | 0.23053
0.20052 |  | 0.23046
0.20049 |  | 0.23038
0.20045 |  | 0.23028
0.20042 |  | 0.23019
0.2004 |  | 0.23016
0.20033 |  | 0.23011
0.20032 |  | 0.23007
0.20032 |  | 0.23002
0.20025 |  | 0.22996
0.20017 |  | 0.2299
0.2001 |  | 0.22987
0.20008 |  | 0.22983
0.20005 |  | 0.22981
0.20002 |  | 0.22977
0.19998 |  | 0.2297
0.19979 |  | 0.22964
0.19974 |  | 0.22959
0.19969 |  | 0.22956
0.19965 |  | 0.22953
0.19961 |  | 0.22949
0.19958 |  | 0.22939
0.19951 |  | 0.22937
0.19948 |  | 0.22933
0.19937 |  | 0.22933
0.1993 |  | 0.2292
0.19909 |  | 0.22913
0.19909 |  | 0.22906
0.19906 |  | 0.22902
0.19903 |  | 0.22898
0.19899 |  | 0.22889
0.19894 |  | 0.2288
0.19889 |  | 0.22875
0.19888 |  | 0.2287
0.19866 |  | 0.22863
0.19846 |  | 0.2286
0.19841 |  | 0.22846
0.1984 |  | 0.22841
0.19818 |  | 0.22833
0.19811 |  | 0.2283
0.19799 |  | 0.22816
0.19794 |  | 0.22807
0.1978 |  | 0.22799
0.19774 |  | 0.22795
0.19769 |  | 0.22784
0.19758 |  | 0.2278
0.19754 |  | 0.22772
0.1975 |  | 0.2277
0.19745 |  | 0.22759
0.19706 |  | 0.2275
0.19699 |  | 0.22745
0.19682 |  | 0.22739
0.19665 |  | 0.22735
0.19624 |  | 0.22724
0.19619 |  | 0.22715
0.19587 |  | 0.22713
0.19557 |  | 0.22706
0.19553 |  | 0.22702
0.19528 |  | 0.22696
0.19321 |  | 0.22683
0.19314 |  | 0.22668
0.19268 |  | 0.22659
0.1909 |  | 0.22648
0.19051 |  | 0.22631
0.1899 |  | 0.22626
0.18966 |  | 0.22609
0.18964 |  | 0.22603
0.18941 |  | 0.22601
0.18879 |  | 0.22593
0.18836 |  | 0.22584
0.18817 |  | 0.22576
0.18729 |  | 0.22564
0.18718 |  | 0.22553
0.18666 |  | 0.22546
0.18622 |  | 0.22539
0.18509 |  | 0.22531
0.18471 |  | 0.22518
0.18448 |  | 0.22512
0.18409 |  | 0.22505
0.18377 |  | 0.22497
0.18283 |  | 0.22492
0.18277 |  | 0.22485
0.18265 |  | 0.22471
0.18185 |  | 0.22467
0.1803 |  | 0.22458
0.17977 |  | 0.22453
0.17905 |  | 0.22445
0.17869 |  | 0.22444
0.17864 |  | 0.22438
0.17816 |  | 0.22438
0.17786 |  | 0.22426
0.17773 |  | 0.22421
0.17727 |  | 0.22417
0.17668 |  | 0.22402
0.17661 |  | 0.224
0.17648 |  | 0.22396
0.17602 |  | 0.22388
0.17595 |  | 0.22381
0.17426 |  | 0.22379
0.17293 |  | 0.22377
0.17232 |  | 0.22369
0.1719 |  | 0.22366
0.17157 |  | 0.2236
0.17062 |  | 0.22355
0.17017 |  | 0.22354
0.16973 |  | 0.22351
0.1693 |  | 0.22344
0.16905 |  | 0.22342
0.16897 |  | 0.22329
0.16773 |  | 0.22323
0.16765 |  | 0.22323
0.16736 |  | 0.22315
0.16726 |  | 0.22309
0.16694 |  | 0.22309
0.16681 |  | 0.22303
0.16672 |  | 0.22296
0.16669 |  | 0.22286
0.16662 |  | 0.22284
0.16649 |  | 0.2227
0.16638 |  | 0.2227
0.1661 |  | 0.22262
0.16599 |  | 0.22255
0.1657 |  | 0.22254
0.16559 |  | 0.2225
0.16527 |  | 0.22236
0.16516 |  | 0.22233
0.16434 |  | 0.22232
0.16427 |  | 0.22228
0.16325 |  | 0.22225
0.16219 |  | 0.22221
0.16192 |  | 0.22217
0.16121 |  | 0.22204
0.16114 |  | 0.22203
0.16073 |  | 0.22194
0.16036 |  | 0.22188
0.16002 |  | 0.22182
0.15924 |  | 0.22177
0.1589 |  | 0.22173
0.15826 |  | 0.22168
0.15815 |  | 0.22163
0.15748 |  | 0.2216
0.15738 |  | 0.22155
0.15694 |  | 0.22153
0.15681 |  | 0.22142
0.15589 |  | 0.22138
0.15544 |  | 0.22125
0.15537 |  | 0.22123
0.15517 |  | 0.22111
0.15497 |  | 0.22103
0.15483 |  | 0.22084
0.15436 |  | 0.2208
0.15372 |  | 0.22079
0.14229 |  | 0.22065
0 |  | 0.22063
0 |  | 0.22062
0 |  | 0.22053
0 |  | 0.22046
0 |  | 0.22033
0 |  | 0.22023
0 |  | 0.22013
0 |  | 0.22
0 |  | 0.21996
0 |  | 0.21985
0 |  | 0.21984
0 |  | 0.21983
0 |  | 0.21972
0 |  | 0.21968
0 |  | 0.21954
0 |  | 0.21947
0 |  | 0.21943
0 |  | 0.21929
0 |  | 0.2191
0 |  | 0.21902
0 |  | 0.21896
0 |  | 0.21892
0 |  | 0.21884
0 |  | 0.21874
0 |  | 0.21863
0 |  | 0.21858
0 |  | 0.21854
0 |  | 0.21853
0 |  | 0.21834
0 |  | 0.2183
0 |  | 0.21821
0 |  | 0.21811
0 |  | 0.218
0 |  | 0.21792
0 |  | 0.21775
0 |  | 0.2177
0 |  | 0.21759
0 |  | 0.21759
0 |  | 0.21748
0 |  | 0.2174
0 |  | 0.21729
0 |  | 0.21725
0 |  | 0.21719
0 |  | 0.21711
0 |  | 0.21684
0 |  | 0.21671
0 |  | 0.2166
0 |  | 0.21652
0 |  | 0.21645
0 |  | 0.2164
0 |  | 0.2163
0 |  | 0.21622
0 |  | 0.21609
0 |  | 0.21591
0 |  | 0.21583
0 |  | 0.21568
0 |  | 0.21562
0 |  | 0.21535
0 |  | 0.21527
0 |  | 0.21507
0 |  | 0.21501
0 |  | 0.21489
0 |  | 0.21485
0 |  | 0.21476
0 |  | 0.21473
0 |  | 0.21468
0 |  | 0.21451
0 |  | 0.21443
0 |  | 0.21428
0 |  | 0.21418
0 |  | 0.21407
0 |  | 0.21398
0 |  | 0.21379
0 |  | 0.21375
0 |  | 0.21358
0 |  | 0.21343
0 |  | 0.2133
0 |  | 0.21325
0 |  | 0.2132
0 |  | 0.21314
0 |  | 0.21295
0 |  | 0.21279
0 |  | 0.21277
0 |  | 0.21263
0 |  | 0.21223
0 |  | 0.21202
0 |  | 0.21192
0 |  | 0.21178
0 |  | 0.21164
0 |  | 0.21132
0 |  | 0.21123
0 |  | 0.21111
0 |  | 0.21107
0 |  | 0.21102
0 |  | 0.21088
0 |  | 0.21084
0 |  | 0.21069
0 |  | 0.2105
0 |  | 0.2094
0 |  | 0.20934
0 |  | 0.20913
0 |  | 0.20913
0 |  | 0.20906
0 |  | 0.20906
0 |  | 0.20906
0 |  | 0.20906
0 |  | 0.20906
0 |  | 0.20893
0 |  | 0.20893
0 |  | 0.20879
0 |  | 0.20872
0 |  | 0.20872
0 |  | 0.20851
0 |  | 0.20851
0 |  | 0.20851
0 |  | 0.2085
0 |  | 0.20844
0 |  | 0.2081
0 |  | 0.20776
0 |  | 0.20776
0 |  | 0.2077
0 |  | 0.20762
0 |  | 0.20748
0 |  | 0.20741
0 |  | 0.20735
0 |  | 0.2073
0 |  | 0.20728
0 |  | 0.20712
0 |  | 0.20708
0 |  | 0.20697
0 |  | 0.20687
0 |  | 0.20687
0 |  | 0.20683
0 |  | 0.20664
0 |  | 0.20659
0 |  | 0.20652
0 |  | 0.20652
0 |  | 0.20645
0 |  | 0.20639
0 |  | 0.20639
0 |  | 0.20628
0 |  | 0.20627
0 |  | 0.20611
0 |  | 0.20597
0 |  | 0.2059
0 |  | 0.20586
0 |  | 0.20584
0 |  | 0.20574
0 |  | 0.20549
0 |  | 0.20549
0 |  | 0.20549
0 |  | 0.20543
0 |  | 0.2053
0 |  | 0.20529
0 |  | 0.20529
0 |  | 0.20529
0 |  | 0.20522
0 |  | 0.20515
0 |  | 0.20508
0 |  | 0.20508
0 |  | 0.20508
0 |  | 0.20501
0 |  | 0.20494
0 |  | 0.20492
0 |  | 0.20487
0 |  | 0.20481
0 |  | 0.20481
0 |  | 0.20477
0 |  | 0.20473
0 |  | 0.20464
0 |  | 0.2046
0 |  | 0.20457
0 |  | 0.20453
0 |  | 0.20451
0 |  | 0.20446
0 |  | 0.20435
0 |  | 0.20426
0 |  | 0.20426
0 |  | 0.20421
0 |  | 0.20419
0 |  | 0.20412
0 |  | 0.20405
0 |  | 0.20401
0 |  | 0.20391
0 |  | 0.20391
0 |  | 0.20391
0 |  | 0.20385
0 |  | 0.20358
0 |  | 0.20349
0 |  | 0.20335
0 |  | 0.2033
0 |  | 0.20323
0 |  | 0.20316
0 |  | 0.20309
0 |  | 0.20309
0 |  | 0.20302
0 |  | 0.20288
0 |  | 0.20285
0 |  | 0.20281
0 |  | 0.20275
0 |  | 0.20275
0 |  | 0.20261
0 |  | 0.20247
0 |  | 0.20247
0 |  | 0.20237
0 |  | 0.2022
0 |  | 0.2022
0 |  | 0.20216
0 |  | 0.20213
0 |  | 0.20193
0 |  | 0.20191
0 |  | 0.20158
0 |  | 0.20158
0 |  | 0.20147
0 |  | 0.20124
0 |  | 0.20124
0 |  | 0.20123
0 |  | 0.2011
0 |  | 0.20107
0 |  | 0.20105
0 |  | 0.20089
0 |  | 0.20084
0 |  | 0.20082
0 |  | 0.20076
0 |  | 0.20069
0 |  | 0.20047
0 |  | 0.20028
0 |  | 0.20028
0 |  | 0.20014
0 |  | 0.20014
0 |  | 0.19999
0 |  | 0.19993
0 |  | 0.19973
0 |  | 0.19968
0 |  | 0.19966
0 |  | 0.19959
0 |  | 0.19945
0 |  | 0.19941
0 |  | 0.19938
0 |  | 0.19931
0 |  | 0.19931
0 |  | 0.19919
0 |  | 0.19911
0 |  | 0.19909
0 |  | 0.19904
0 |  | 0.19902
0 |  | 0.19885
0 |  | 0.19866
0 |  | 0.19861
0 |  | 0.19856
0 |  | 0.19844
0 |  | 0.19842
0 |  | 0.19838
0 |  | 0.19835
0 |  | 0.19833
0 |  | 0.19828
0 |  | 0.1982
0 |  | 0.19808
0 |  | 0.19801
0 |  | 0.19794
0 |  | 0.19785
0 |  | 0.19763
0 |  | 0.19754
0 |  | 0.19753
0 |  | 0.19732
0 |  | 0.19698
0 |  | 0.19677
0 |  | 0.19674
0 |  | 0.19666
0 |  | 0.19643
0 |  | 0.19643
0 |  | 0.19634
0 |  | 0.19629
0 |  | 0.19629
0 |  | 0.19562
0 |  | 0.19546
0 |  | 0.19536
0 |  | 0.19533
0 |  | 0.19522
0 |  | 0.19519
0 |  | 0.19505
0 |  | 0.19495
0 |  | 0.19486
0 |  | 0.19464
0 |  | 0.19458
0 |  | 0.19454
0 |  | 0.19437
0 |  | 0.19414
0 |  | 0.19396
0 |  | 0.19393
0 |  | 0.19379
0 |  | 0.19375
0 |  | 0.19348
0 |  | 0.19338
0 |  | 0.1933
0 |  | 0.19313
0 |  | 0.19308
0 |  | 0.19272
0 |  | 0.19245
0 |  | 0.19228
0 |  | 0.19224
0 |  | 0.19223
0 |  | 0.19191
0 |  | 0.19164
0 |  | 0.19142
0 |  | 0.19128
0 |  | 0.19123
0 |  | 0.19118
0 |  | 0.19084
0 |  | 0.19075
0 |  | 0.19061
0 |  | 0.19054
0 |  | 0.19031
0 |  | 0.19026
0 |  | 0.19003
0 |  | 0.18998
0 |  | 0.18969
0 |  | 0.18963
0 |  | 0.18942
0 |  | 0.18936
0 |  | 0.18922
0 |  | 0.18904
0 |  | 0.18895
0 |  | 0.18892
0 |  | 0.18849
0 |  | 0.18834
0 |  | 0.18772
0 |  | 0.18771
0 |  | 0.18764
0 |  | 0.18741
0 |  | 0.18732
0 |  | 0.18719
0 |  | 0.18705
0 |  | 0.18687
0 |  | 0.18675
0 |  | 0.18647
0 |  | 0.18606
0 |  | 0.18568
0 |  | 0.18544
0 |  | 0.18505
0 |  | 0.18496
0 |  | 0.18491
0 |  | 0.18422
0 |  | 0.18412
0 |  | 0.18343
0 |  | 0.18288
0 |  | 0.18089
0 |  | 0.17661
0 |  | 0.17596
0 |  | 0.17572
0 |  | 0.17535
0 |  | 0.17164
0 |  | 0.17086
0 |  | 0.16919
0 |  | 0.16115
0 |  | 0.15922
0 |  | 0.15608
0 |  | 0.1511
0 |  | 0.14511
0 |  | 0.14374
0 |  | 0.14022
0 |  | 0.13921
0 |  | 0.13749
0 |  | 0.13416
0 |  | 0.13189
0 |  | 0.12971
0 |  | 0
0 |  | 0
0 |  | 0
0 |  | 0
0 |  | 0
0 |  | 0
0 |  | 0
0 |  | 0
0 |  | 0
0 |  | 0
0 |  | 0
0 |  | 0
0 |  | 0
0 |  | 0
0 |  | 0
0 |  | 0
0 |  | 0
0 |  | 0
0 |  | 0
0 |  | 0
0 |  | 0
0 |  | 0
0 |  | 0
0 |  | 0
0 |  | 0
0 |  | 0
0 |  | 0
0 |  | 0
0 |  | 0
0 |  | 0
0 |  | 0
0 |  | 0
0 |  | 0
0 |  | 0
0 |  | 0
0 |  | 0
0 |  | 0
0 |  | 0
0 |  | 0
0 |  | 0
0 |  | 0
0 |  | 0
0 |  | 0
0 |  | 0
0 |  | 0
0 |  | 0
0 |  | 0
0 |  | 0
0 |  | 0
0 |  | 0
0 |  | 0
0 |  | 0
0 |  | 0
0 |  | 0
0 |  | 0
0 |  | 0
0 |  | 0
0 |  | 0
0 |  | 0
0 |  | 0
0 |  | 0
0 |  | 0
0 |  | 0
0 |  | 0
0 |  | 0
0 |  | 0
0 |  | 0
0 |  | 0
0 |  | 0
0 |  | 0
0 |  | 0
0 |  | 0
0 |  | 0
0 |  | 0
0 |  | 0
0 |  | 0
0 |  | 0
0 |  | 0
0 |  | 0

## EaR Opt3 AR010
CitiPower
Brunswick modernisation
CP
OUTPUT
Do nothing |  |  |  |  | 2024 | 2025 | 2026 | 2027 | 2028 | 2029 | 2030 | 2031 | 2032 | 2033 | 2034 | 2035 | 2036 | 2037 | 2038 | 2039 | 2040 | 2041 | 2042 | 2043 | 2044 | 2045 | 2046 | 2047 | 2048 | 2049 | 2050
50% PoE |  |  |  |  | 0 | 0 | 0 | 0 | 0 | 0.014755 | 1.1931 | 9.0737 | 36.4228 | 92.1923 | 170.0192 | 264.9472 | 264.9472 | 264.9472 | 264.9472 | 264.9472 | 264.9472 | 264.9472 | 264.9472 | 264.9472 | 264.9472 | 264.9472 | 264.9472 | 264.9472 | 264.9472 | 264.9472 | 264.9472
10% PoE |  |  |  |  | 0 | 0 | 0 | 0 | 0 | 0.47885 | 5.1318 | 25.2645 | 76.7154 | 165.1156 | 278.0758 | 409.1727 | 409.1727 | 409.1727 | 409.1727 | 409.1727 | 409.1727 | 409.1727 | 409.1727 | 409.1727 | 409.1727 | 409.1727 | 409.1727 | 409.1727 | 409.1727 | 409.1727 | 409.1727
OPTION 2 |  |  |  |  | 2024 | 2025 | 2026 | 2027 | 2028 | 2029 | 2030 | 2031 | 2032 | 2033 | 2034 | 2035 | 2036 | 2037 | 2038 | 2039 | 2040 | 2041 | 2042 | 2043 | 2044 | 2045 | 2046 | 2047 | 2048 | 2049 | 2050
50% PoE |  |  |  |  | 0 | 0 | 0 | 0 | 0 | 0 | 0 | 0 | 0 | 0 | 0 | 0.10732 | 0.10732 | 0.10732 | 0.10732 | 0.10732 | 0.10732 | 0.10732 | 0.10732 | 0.10732 | 0.10732 | 0.10732 | 0.10732 | 0.10732 | 0.10732 | 0.10732 | 0.10732
10% PoE |  |  |  |  | 0 | 0 | 0 | 0 | 0 | 0 | 0 | 0 | 0 | 0 | 0.15077 | 1.1495 | 1.1495 | 1.1495 | 1.1495 | 1.1495 | 1.1495 | 1.1495 | 1.1495 | 1.1495 | 1.1495 | 1.1495 | 1.1495 | 1.1495 | 1.1495 | 1.1495 | 1.1495
INPUT DATA
| ZSS/TS/Line |  |  |  | 2024: AR010
No Tx/Line | bar: 2024
[5 empty] | N Rating | N-1 Rating | Load Tan Phi (actual) | Load Tan Phi (forecast) | 10%/50% POE | Cap Bank (actual) | Cap Bank (forecast) | 2024 MVAR
| S |  |  |  | 2024: 5.71; 2025: 5.71; 2026: 0.0063451; 2027: 0.0063451; 2028: 1.1407; 2029: 0; 2030: 0; 2031: 0.025253
| W |  |  |  | 2024: 5.71; 2025: 5.71; 2026: 0.0065702; 2027: 0.0065702; 2028: 1.0521; 2029: 0; 2030: 0; 2031: 0.026478
| Interval |  |  |  | 2024: 15m
| Exposure |  |  |  | 2024: 3.744%
Do Nothing - 50% PoE Load Forecast |  |  |  |  | 2024 | 2025 | 2026 | 2027 | 2028 | 2029 | 2030 | 2031 | 2032 | 2033 | 2034 | 2035 | 2036 | 2037 | 2038 | 2039 | 2040 | 2041 | 2042 | 2043 | 2044 | 2045 | 2046 | 2047 | 2048 | 2049 | 2050
AR010 | S (MW) |  |  |  | 3.98 | 4.13 | 4.31 | 4.43 | 4.54 | 4.64 | 4.72 | 4.85 | 5.04 | 5.25 | 5.43 | 5.58 | 5.58 | 5.58 | 5.58 | 5.58 | 5.58 | 5.58 | 5.58 | 5.58 | 5.58 | 5.58 | 5.58 | 5.58 | 5.58 | 5.58 | 5.58
| W (MW) |  |  |  | 4.03 | 4.23 | 4.535 | 4.895 | 5.305 | 5.76 | 6.225 | 6.705 | 7.205 | 7.69 | 8.115 | 8.495 | 8.495 | 8.495 | 8.495 | 8.495 | 8.495 | 8.495 | 8.495 | 8.495 | 8.495 | 8.495 | 8.495 | 8.495 | 8.495 | 8.495 | 8.495
Transfers | S (MW) |  |  |  | 0 | 0 | 0 | 0 | 0 | 0 | 0 | 0 | 0 | 0 | 0 | 0 | 0 | 0 | 0 | 0 | 0 | 0 | 0 | 0 | 0 | 0 | 0 | 0 | 0 | 0 | 0
| W (MW) |  |  |  | 0 | 0 | 0 | 0 | 0 | 0 | 0 | 0 | 0 | 0 | 0 | 0 | 0 | 0 | 0 | 0 | 0 | 0 | 0 | 0 | 0 | 0 | 0 | 0 | 0 | 0 | 0
After TFs | S (MW) |  |  |  | 3.98 | 4.13 | 4.31 | 4.43 | 4.54 | 4.64 | 4.72 | 4.85 | 5.04 | 5.25 | 5.43 | 5.58 | 5.58 | 5.58 | 5.58 | 5.58 | 5.58 | 5.58 | 5.58 | 5.58 | 5.58 | 5.58 | 5.58 | 5.58 | 5.58 | 5.58 | 5.58
| W (MW) |  |  |  | 4.03 | 4.23 | 4.535 | 4.895 | 5.305 | 5.76 | 6.225 | 6.705 | 7.205 | 7.69 | 8.115 | 8.495 | 8.495 | 8.495 | 8.495 | 8.495 | 8.495 | 8.495 | 8.495 | 8.495 | 8.495 | 8.495 | 8.495 | 8.495 | 8.495 | 8.495 | 8.495
Option 1 - 50% PoE Load Forecast |  |  |  |  | 2024 | 2025 | 2026 | 2027 | 2028 | 2029 | 2030 | 2031 | 2032 | 2033 | 2034 | 2035 | 2036 | 2037 | 2038 | 2039 | 2040 | 2041 | 2042 | 2043 | 2044 | 2045 | 2046 | 2047 | 2048 | 2049 | 2050
AR010 | S (MW) |  |  |  | 3.98 | 4.13 | 4.31 | 4.43 | 4.54 | 4.64 | 4.72 | 4.85 | 5.04 | 5.25 | 5.43 | 5.58 | 5.58 | 5.58 | 5.58 | 5.58 | 5.58 | 5.58 | 5.58 | 5.58 | 5.58 | 5.58 | 5.58 | 5.58 | 5.58 | 5.58 | 5.58
| W (MW) |  |  |  | 4.03 | 4.23 | 4.535 | 4.895 | 5.305 | 5.76 | 6.225 | 6.705 | 7.205 | 7.69 | 8.115 | 8.495 | 8.495 | 8.495 | 8.495 | 8.495 | 8.495 | 8.495 | 8.495 | 8.495 | 8.495 | 8.495 | 8.495 | 8.495 | 8.495 | 8.495 | 8.495
Transfers | S (MW) |  |  |  | 0 | 0 | 0 | 0 | 0 | 0 | 0 | 0 | 0 | 0 | 0 | 0 | 0 | 0 | 0 | 0 | 0 | 0 | 0 | 0 | 0 | 0 | 0 | 0 | 0 | 0 | 0
| W (MW) |  |  |  | 0 | 0 | 0 | 0 | 0 | 0 | 0 | 0 | 0 | 0 | 0 | 0 | 0 | 0 | 0 | 0 | 0 | 0 | 0 | 0 | 0 | 0 | 0 | 0 | 0 | 0 | 0
After TFs | S (MW) |  |  |  | 3.98 | 4.13 | 4.31 | 4.43 | 4.54 | 4.64 | 4.72 | 4.85 | 5.04 | 5.25 | 5.43 | 5.58 | 5.58 | 5.58 | 5.58 | 5.58 | 5.58 | 5.58 | 5.58 | 5.58 | 5.58 | 5.58 | 5.58 | 5.58 | 5.58 | 5.58 | 5.58
| W (MW) |  |  |  | 4.03 | 4.23 | 4.535 | 4.895 | 5.305 | 5.76 | 6.225 | 6.705 | 7.205 | 7.69 | 8.115 | 8.495 | 8.495 | 8.495 | 8.495 | 8.495 | 8.495 | 8.495 | 8.495 | 8.495 | 8.495 | 8.495 | 8.495 | 8.495 | 8.495 | 8.495 | 8.495
Option 1 - Augmentation Details
N Rating | S (MVA) |  |  |  | 5.71 | 5.71 | 5.71 | 5.71 | 5.71 | 8.3 | 8.3 | 8.3 | 8.3 | 8.3 | 8.3 | 8.3 | 8.3 | 8.3 | 8.3 | 8.3 | 8.3 | 8.3 | 8.3 | 8.3 | 8.3 | 8.3 | 8.3 | 8.3 | 8.3 | 8.3 | 8.3
N-1 Rating | S (MVA) |  |  |  | 5.71 | 5.71 | 5.71 | 5.71 | 5.71 | 8.3 | 8.3 | 8.3 | 8.3 | 8.3 | 8.3 | 8.3 | 8.3 | 8.3 | 8.3 | 8.3 | 8.3 | 8.3 | 8.3 | 8.3 | 8.3 | 8.3 | 8.3 | 8.3 | 8.3 | 8.3 | 8.3
N Rating | W (MVA) |  |  |  | 5.71 | 5.71 | 5.71 | 5.71 | 5.71 | 8.3 | 8.3 | 8.3 | 8.3 | 8.3 | 8.3 | 8.3 | 8.3 | 8.3 | 8.3 | 8.3 | 8.3 | 8.3 | 8.3 | 8.3 | 8.3 | 8.3 | 8.3 | 8.3 | 8.3 | 8.3 | 8.3
N-1 Rating | W (MVA) |  |  |  | 5.71 | 5.71 | 5.71 | 5.71 | 5.71 | 8.3 | 8.3 | 8.3 | 8.3 | 8.3 | 8.3 | 8.3 | 8.3 | 8.3 | 8.3 | 8.3 | 8.3 | 8.3 | 8.3 | 8.3 | 8.3 | 8.3 | 8.3 | 8.3 | 8.3 | 8.3 | 8.3
No. Transformers/Lines | bar: 2024 to 2050
ENERGY AT RISK: DO NOTHING
[5 empty] | 2024 | 2025 | 2026 | 2027 | 2028 | 2029 | 2030 | 2031 | 2032 | 2033 | 2034 | 2035 | 2036 | 2037 | 2038 | 2039 | 2040 | 2041 | 2042 | 2043 | 2044 | 2045 | 2046 | 2047 | 2048 | 2049 | 2050
Summary
50% PoE | N |  |  | Total EatR, MWhrs | 0 | 0 | 0 | 0 | 0 | 0.014755 | 1.1931 | 9.0737 | 36.4228 | 92.1923 | 170.0192 | 264.9472 | 264.9472 | 264.9472 | 264.9472 | 264.9472 | 264.9472 | 264.9472 | 264.9472 | 264.9472 | 264.9472 | 264.9472 | 264.9472 | 264.9472 | 264.9472 | 264.9472 | 264.9472
50% PoE | N-1 |  |  | Total EatR, MWhrs | 0 | 0 | 0 | 0 | 0 | 0 | 0 | 0 | 0 | 0 | 0 | 0 | 0 | 0 | 0 | 0 | 0 | 0 | 0 | 0 | 0 | 0 | 0 | 0 | 0 | 0 | 0
10% LAR | N |  |  | Total EatR, MWhrs | 0 | 0 | 0 | 0 | 0 | 0.47885 | 5.1318 | 25.2644 | 76.7153 | 165.1155 | 278.0756 | 409.1724 | 409.1724 | 409.1724 | 409.1724 | 409.1724 | 409.1724 | 409.1724 | 409.1724 | 409.1724 | 409.1724 | 409.1724 | 409.1724 | 409.1724 | 409.1724 | 409.1724 | 409.1724
10% LAR | N-1 |  |  | Total EatR, MWhrs | 0 | 0 | 0 | 0 | 0 | 1.0335e-05 | 0.00011076 | 0.0005453 | 0.0016558 | 0.0035633 | 0.0060006 | 0.0088292 | 0.0088292 | 0.0088292 | 0.0088292 | 0.0088292 | 0.0088292 | 0.0088292 | 0.0088292 | 0.0088292 | 0.0088292 | 0.0088292 | 0.0088292 | 0.0088292 | 0.0088292 | 0.0088292 | 0.0088292
50% PoE | N |  |  | Total EEatR, MWhrs | 0 | 0 | 0 | 0 | 0 | 0.014755 | 1.1931 | 9.0737 | 36.4228 | 92.1923 | 170.0192 | 264.9472 | 264.9472 | 264.9472 | 264.9472 | 264.9472 | 264.9472 | 264.9472 | 264.9472 | 264.9472 | 264.9472 | 264.9472 | 264.9472 | 264.9472 | 264.9472 | 264.9472 | 264.9472
50% PoE | N-1 |  |  | Total EEatR, MWhrs | 0 | 0 | 0 | 0 | 0 | 0 | 0 | 0 | 0 | 0 | 0 | 0 | 0 | 0 | 0 | 0 | 0 | 0 | 0 | 0 | 0 | 0 | 0 | 0 | 0 | 0 | 0
10% LAR | N |  |  | Total EEatR, MWhrs | 0 | 0 | 0 | 0 | 0 | 0.47885 | 5.1318 | 25.2644 | 76.7153 | 165.1155 | 278.0756 | 409.1724 | 409.1724 | 409.1724 | 409.1724 | 409.1724 | 409.1724 | 409.1724 | 409.1724 | 409.1724 | 409.1724 | 409.1724 | 409.1724 | 409.1724 | 409.1724 | 409.1724 | 409.1724
10% LAR | N-1 |  |  | Total EEatR, MWhrs | 0 | 0 | 0 | 0 | 0 | 3.8699e-07 | 4.1473e-06 | 2.0418e-05 | 6.1997e-05 | 0.00013342 | 0.00022468 | 0.00033059 | 0.00033059 | 0.00033059 | 0.00033059 | 0.00033059 | 0.00033059 | 0.00033059 | 0.00033059 | 0.00033059 | 0.00033059 | 0.00033059 | 0.00033059 | 0.00033059 | 0.00033059 | 0.00033059 | 0.00033059
3.744%
Transfers | ON
MLN021 | 50% PoE | 3.12% |  | MW | 3.98 | 4.13 | 4.31 | 4.43 | 4.54 | 4.64 | 4.72 | 4.85 | 5.04 | 5.25 | 5.43 | 5.58 | 5.58 | 5.58 | 5.58 | 5.58 | 5.58 | 5.58 | 5.58 | 5.58 | 5.58 | 5.58 | 5.58 | 5.58 | 5.58 | 5.58 | 5.58
Summer | load pf | 0.99998 |  | MVAr | 0.025253 | 0.026205 | 0.027347 | 0.028109 | 0.028807 | 0.029441 | 0.029949 | 0.030773 | 0.031979 | 0.033312 | 0.034454 | 0.035405 | 0.035405 | 0.035405 | 0.035405 | 0.035405 | 0.035405 | 0.035405 | 0.035405 | 0.035405 | 0.035405 | 0.035405 | 0.035405 | 0.035405 | 0.035405 | 0.035405 | 0.035405
|  |  |  | MVA | 3.9801 | 4.1301 | 4.3101 | 4.4301 | 4.5401 | 4.6401 | 4.7201 | 4.8501 | 5.0401 | 5.2501 | 5.4301 | 5.5801 | 5.5801 | 5.5801 | 5.5801 | 5.5801 | 5.5801 | 5.5801 | 5.5801 | 5.5801 | 5.5801 | 5.5801 | 5.5801 | 5.5801 | 5.5801 | 5.5801 | 5.5801
|  |  |  | MVA | 3.9801 | 4.1301 | 4.3101 | 4.4301 | 4.5401 | 4.6401 | 4.7201 | 4.8501 | 5.0401 | 5.2501 | 5.4301 | 5.5801 | 5.5801 | 5.5801 | 5.5801 | 5.5801 | 5.5801 | 5.5801 | 5.5801 | 5.5801 | 5.5801 | 5.5801 | 5.5801 | 5.5801 | 5.5801 | 5.5801 | 5.5801
50% PoE | N | CR |  | MVA | 5.71 | 5.71 | 5.71 | 5.71 | 5.71 | 5.71 | 5.71 | 5.71 | 5.71 | 5.71 | 5.71 | 5.71 | 5.71 | 5.71 | 5.71 | 5.71 | 5.71 | 5.71 | 5.71 | 5.71 | 5.71 | 5.71 | 5.71 | 5.71 | 5.71 | 5.71 | 5.71
50% PoE | N-1 | CR |  | MVA | 5.71 | 5.71 | 5.71 | 5.71 | 5.71 | 5.71 | 5.71 | 5.71 | 5.71 | 5.71 | 5.71 | 5.71 | 5.71 | 5.71 | 5.71 | 5.71 | 5.71 | 5.71 | 5.71 | 5.71 | 5.71 | 5.71 | 5.71 | 5.71 | 5.71 | 5.71 | 5.71
50% LAR | N |  |  | Ratio Rating/Load | 1.4346 | 1.3825 | 1.3248 | 1.2889 | 1.2577 | 1.2306 | 1.2097 | 1.1773 | 1.1329 | 1.0876 | 1.0515 | 1.0233 | 1.0233 | 1.0233 | 1.0233 | 1.0233 | 1.0233 | 1.0233 | 1.0233 | 1.0233 | 1.0233 | 1.0233 | 1.0233 | 1.0233 | 1.0233 | 1.0233 | 1.0233
50% LAR | N-1 |  |  | Ratio Rating/Load | 1.4346 | 1.3825 | 1.3248 | 1.2889 | 1.2577 | 1.2306 | 1.2097 | 1.1773 | 1.1329 | 1.0876 | 1.0515 | 1.0233 | 1.0233 | 1.0233 | 1.0233 | 1.0233 | 1.0233 | 1.0233 | 1.0233 | 1.0233 | 1.0233 | 1.0233 | 1.0233 | 1.0233 | 1.0233 | 1.0233 | 1.0233
Load tan Phi |  | 0.0063451 |  |  | 0.0063451 | 0.0063451 | 0.0063451 | 0.0063451 | 0.0063451 | 0.0063451 | 0.0063451 | 0.0063451 | 0.0063451 | 0.0063451 | 0.0063451 | 0.0063451 | 0.0063451 | 0.0063451 | 0.0063451 | 0.0063451 | 0.0063451 | 0.0063451 | 0.0063451 | 0.0063451 | 0.0063451 | 0.0063451 | 0.0063451 | 0.0063451 | 0.0063451 | 0.0063451 | 0.0063451
Cap |  | 0 |  | MVAr | 0 | 0 | 0 | 0 | 0 | 0 | 0 | 0 | 0 | 0 | 0 | 0 | 0 | 0 | 0 | 0 | 0 | 0 | 0 | 0 | 0 | 0 | 0 | 0 | 0 | 0 | 0
10% PoE | 10%/50% | 1.1407 |  | MVA | 4.5401 | 4.7112 | 4.9165 | 5.0534 | 5.1789 | 5.2929 | 5.3842 | 5.5325 | 5.7492 | 5.9888 | 6.1941 | 6.3652 | 6.3652 | 6.3652 | 6.3652 | 6.3652 | 6.3652 | 6.3652 | 6.3652 | 6.3652 | 6.3652 | 6.3652 | 6.3652 | 6.3652 | 6.3652 | 6.3652 | 6.3652
10% PoE | N | CR |  | MVA | 5.71 | 5.71 | 5.71 | 5.71 | 5.71 | 5.71 | 5.71 | 5.71 | 5.71 | 5.71 | 5.71 | 5.71 | 5.71 | 5.71 | 5.71 | 5.71 | 5.71 | 5.71 | 5.71 | 5.71 | 5.71 | 5.71 | 5.71 | 5.71 | 5.71 | 5.71 | 5.71
10% PoE | N-1 | CR |  | MVA | 5.71 | 5.71 | 5.71 | 5.71 | 5.71 | 5.71 | 5.71 | 5.71 | 5.71 | 5.71 | 5.71 | 5.71 | 5.71 | 5.71 | 5.71 | 5.71 | 5.71 | 5.71 | 5.71 | 5.71 | 5.71 | 5.71 | 5.71 | 5.71 | 5.71 | 5.71 | 5.71
10% LAR | N |  |  | Ratio Rating/Load | 1.2577 | 1.212 | 1.1614 | 1.1299 | 1.1025 | 1.0788 | 1.0605 | 1.0321 | 0.99317 | 0.95345 | 0.92184 | 0.89706 | 0.89706 | 0.89706 | 0.89706 | 0.89706 | 0.89706 | 0.89706 | 0.89706 | 0.89706 | 0.89706 | 0.89706 | 0.89706 | 0.89706 | 0.89706 | 0.89706 | 0.89706
10% LAR | N-1 |  |  | Ratio Rating/Load | 1.2577 | 1.212 | 1.1614 | 1.1299 | 1.1025 | 1.0788 | 1.0605 | 1.0321 | 0.99317 | 0.95345 | 0.92184 | 0.89706 | 0.89706 | 0.89706 | 0.89706 | 0.89706 | 0.89706 | 0.89706 | 0.89706 | 0.89706 | 0.89706 | 0.89706 | 0.89706 | 0.89706 | 0.89706 | 0.89706 | 0.89706
50% PoE | N |  |  | EatR, MWhrs | 0 | 0 | 0 | 0 | 0 | 0 | 0 | 0 | 0 | 0 | 0 | 0 | 0 | 0 | 0 | 0 | 0 | 0 | 0 | 0 | 0 | 0 | 0 | 0 | 0 | 0 | 0
50% PoE | N-1 |  |  | EatR, MWhrs | 0 | 0 | 0 | 0 | 0 | 0 | 0 | 0 | 0 | 0 | 0 | 0 | 0 | 0 | 0 | 0 | 0 | 0 | 0 | 0 | 0 | 0 | 0 | 0 | 0 | 0 | 0
10% LAR | N |  |  | EatR, MWhrs | 0 | 0 | 0 | 0 | 0 | 0 | 0 | 0 | 0.047629 | 1.3364 | 3.6337 | 6.0864 | 6.0864 | 6.0864 | 6.0864 | 6.0864 | 6.0864 | 6.0864 | 6.0864 | 6.0864 | 6.0864 | 6.0864 | 6.0864 | 6.0864 | 6.0864 | 6.0864 | 6.0864
10% LAR | N-1 |  |  | EatR, MWhrs | 0 | 0 | 0 | 0 | 0 | 0 | 0 | 0 | 9.5876e-07 | 2.6901e-05 | 7.3144e-05 | 0.00012252 | 0.00012252 | 0.00012252 | 0.00012252 | 0.00012252 | 0.00012252 | 0.00012252 | 0.00012252 | 0.00012252 | 0.00012252 | 0.00012252 | 0.00012252 | 0.00012252 | 0.00012252 | 0.00012252 | 0.00012252
No of Tx | bar: 2024 to 2050
50% PoE | N | 1 |  | EEatR, MWhrs | 0 | 0 | 0 | 0 | 0 | 0 | 0 | 0 | 0 | 0 | 0 | 0 | 0 | 0 | 0 | 0 | 0 | 0 | 0 | 0 | 0 | 0 | 0 | 0 | 0 | 0 | 0
50% PoE | N-1 |  |  | EEatR, MWhrs | 0 | 0 | 0 | 0 | 0 | 0 | 0 | 0 | 0 | 0 | 0 | 0 | 0 | 0 | 0 | 0 | 0 | 0 | 0 | 0 | 0 | 0 | 0 | 0 | 0 | 0 | 0
10% LAR | N | 1 |  | EEatR, MWhrs | 0 | 0 | 0 | 0 | 0 | 0 | 0 | 0 | 0.047629 | 1.3364 | 3.6337 | 6.0864 | 6.0864 | 6.0864 | 6.0864 | 6.0864 | 6.0864 | 6.0864 | 6.0864 | 6.0864 | 6.0864 | 6.0864 | 6.0864 | 6.0864 | 6.0864 | 6.0864 | 6.0864
10% LAR | N-1 | 3.744% |  | EEatR, MWhrs | 0 | 0 | 0 | 0 | 0 | 0 | 0 | 0 | 3.5899e-08 | 1.0073e-06 | 2.7387e-06 | 4.5874e-06 | 4.5874e-06 | 4.5874e-06 | 4.5874e-06 | 4.5874e-06 | 4.5874e-06 | 4.5874e-06 | 4.5874e-06 | 4.5874e-06 | 4.5874e-06 | 4.5874e-06 | 4.5874e-06 | 4.5874e-06 | 4.5874e-06 | 4.5874e-06 | 4.5874e-06
MLN021 | 50% PoE | 7.014% |  | MW | 4.03 | 4.23 | 4.535 | 4.895 | 5.305 | 5.76 | 6.225 | 6.705 | 7.205 | 7.69 | 8.115 | 8.495 | 8.495 | 8.495 | 8.495 | 8.495 | 8.495 | 8.495 | 8.495 | 8.495 | 8.495 | 8.495 | 8.495 | 8.495 | 8.495 | 8.495 | 8.495
Winter | load pf | 0.99998 |  | MVAr | 0.026478 | 0.027792 | 0.029796 | 0.032161 | 0.034855 | 0.037844 | 0.0409 | 0.044053 | 0.047338 | 0.050525 | 0.053317 | 0.055814 | 0.055814 | 0.055814 | 0.055814 | 0.055814 | 0.055814 | 0.055814 | 0.055814 | 0.055814 | 0.055814 | 0.055814 | 0.055814 | 0.055814 | 0.055814 | 0.055814 | 0.055814
|  |  |  | MVA | 4.0301 | 4.2301 | 4.5351 | 4.8951 | 5.3051 | 5.7601 | 6.2251 | 6.7051 | 7.2052 | 7.6902 | 8.1152 | 8.4952 | 8.4952 | 8.4952 | 8.4952 | 8.4952 | 8.4952 | 8.4952 | 8.4952 | 8.4952 | 8.4952 | 8.4952 | 8.4952 | 8.4952 | 8.4952 | 8.4952 | 8.4952
|  |  |  | MVA | 4.0301 | 4.2301 | 4.5351 | 4.8951 | 5.3051 | 5.7601 | 6.2251 | 6.7051 | 7.2052 | 7.6902 | 8.1152 | 8.4952 | 8.4952 | 8.4952 | 8.4952 | 8.4952 | 8.4952 | 8.4952 | 8.4952 | 8.4952 | 8.4952 | 8.4952 | 8.4952 | 8.4952 | 8.4952 | 8.4952 | 8.4952
50% PoE | N | CR |  | MVA | 5.71 | 5.71 | 5.71 | 5.71 | 5.71 | 5.71 | 5.71 | 5.71 | 5.71 | 5.71 | 5.71 | 5.71 | 5.71 | 5.71 | 5.71 | 5.71 | 5.71 | 5.71 | 5.71 | 5.71 | 5.71 | 5.71 | 5.71 | 5.71 | 5.71 | 5.71 | 5.71
50% PoE | N-1 | CR |  | MVA | 5.71 | 5.71 | 5.71 | 5.71 | 5.71 | 5.71 | 5.71 | 5.71 | 5.71 | 5.71 | 5.71 | 5.71 | 5.71 | 5.71 | 5.71 | 5.71 | 5.71 | 5.71 | 5.71 | 5.71 | 5.71 | 5.71 | 5.71 | 5.71 | 5.71 | 5.71 | 5.71
50% LAR | N |  |  | Ratio Rating/Load | 1.4168 | 1.3498 | 1.2591 | 1.1665 | 1.0763 | 0.99129 | 0.91724 | 0.85158 | 0.79248 | 0.7425 | 0.70362 | 0.67214 | 0.67214 | 0.67214 | 0.67214 | 0.67214 | 0.67214 | 0.67214 | 0.67214 | 0.67214 | 0.67214 | 0.67214 | 0.67214 | 0.67214 | 0.67214 | 0.67214 | 0.67214
50% LAR | N-1 |  |  | Ratio Rating/Load | 1.4168 | 1.3498 | 1.2591 | 1.1665 | 1.0763 | 0.99129 | 0.91724 | 0.85158 | 0.79248 | 0.7425 | 0.70362 | 0.67214 | 0.67214 | 0.67214 | 0.67214 | 0.67214 | 0.67214 | 0.67214 | 0.67214 | 0.67214 | 0.67214 | 0.67214 | 0.67214 | 0.67214 | 0.67214 | 0.67214 | 0.67214
Load tan Phi |  | 0.0065702 |  | MVA | 0.0065702 | 0.0065702 | 0.0065702 | 0.0065702 | 0.0065702 | 0.0065702 | 0.0065702 | 0.0065702 | 0.0065702 | 0.0065702 | 0.0065702 | 0.0065702 | 0.0065702 | 0.0065702 | 0.0065702 | 0.0065702 | 0.0065702 | 0.0065702 | 0.0065702 | 0.0065702 | 0.0065702 | 0.0065702 | 0.0065702 | 0.0065702 | 0.0065702 | 0.0065702 | 0.0065702
Cap |  | 0 |  | MVAr | 0 | 0 | 0 | 0 | 0 | 0 | 0 | 0 | 0 | 0 | 0 | 0 | 0 | 0 | 0 | 0 | 0 | 0 | 0 | 0 | 0 | 0 | 0 | 0 | 0 | 0 | 0
10% PoE | 10%/50% | 1.0521 |  | MVA | 4.2401 | 4.4505 | 4.7714 | 5.1502 | 5.5815 | 6.0603 | 6.5495 | 7.0545 | 7.5806 | 8.0909 | 8.538 | 8.9378 | 8.9378 | 8.9378 | 8.9378 | 8.9378 | 8.9378 | 8.9378 | 8.9378 | 8.9378 | 8.9378 | 8.9378 | 8.9378 | 8.9378 | 8.9378 | 8.9378 | 8.9378
10% PoE | N | CR |  | MVA | 5.71 | 5.71 | 5.71 | 5.71 | 5.71 | 5.71 | 5.71 | 5.71 | 5.71 | 5.71 | 5.71 | 5.71 | 5.71 | 5.71 | 5.71 | 5.71 | 5.71 | 5.71 | 5.71 | 5.71 | 5.71 | 5.71 | 5.71 | 5.71 | 5.71 | 5.71 | 5.71
10% PoE | N-1 | CR |  | MVA | 5.71 | 5.71 | 5.71 | 5.71 | 5.71 | 5.71 | 5.71 | 5.71 | 5.71 | 5.71 | 5.71 | 5.71 | 5.71 | 5.71 | 5.71 | 5.71 | 5.71 | 5.71 | 5.71 | 5.71 | 5.71 | 5.71 | 5.71 | 5.71 | 5.71 | 5.71 | 5.71
10% LAR | N |  |  | Ratio Rating/Load | 1.3467 | 1.283 | 1.1967 | 1.1087 | 1.023 | 0.9422 | 0.87182 | 0.8094 | 0.75323 | 0.70573 | 0.66877 | 0.63885 | 0.63885 | 0.63885 | 0.63885 | 0.63885 | 0.63885 | 0.63885 | 0.63885 | 0.63885 | 0.63885 | 0.63885 | 0.63885 | 0.63885 | 0.63885 | 0.63885 | 0.63885
10% LAR | N-1 |  |  | Ratio Rating/Load | 1.3467 | 1.283 | 1.1967 | 1.1087 | 1.023 | 0.9422 | 0.87182 | 0.8094 | 0.75323 | 0.70573 | 0.66877 | 0.63885 | 0.63885 | 0.63885 | 0.63885 | 0.63885 | 0.63885 | 0.63885 | 0.63885 | 0.63885 | 0.63885 | 0.63885 | 0.63885 | 0.63885 | 0.63885 | 0.63885 | 0.63885
50% PoE | N |  |  | EatR, MWhrs | 0 | 0 | 0 | 0 | 0 | 0.059018 | 4.7725 | 36.2947 | 145.6914 | 368.7691 | 680.077 | 1059.789 | 1059.789 | 1059.789 | 1059.789 | 1059.789 | 1059.789 | 1059.789 | 1059.789 | 1059.789 | 1059.789 | 1059.789 | 1059.789 | 1059.789 | 1059.789 | 1059.789 | 1059.789
50% PoE | N-1 |  |  | EatR, MWhrs | 0 | 0 | 0 | 0 | 0 | 0 | 0 | 0 | 0 | 0 | 0 | 0 | 0 | 0 | 0 | 0 | 0 | 0 | 0 | 0 | 0 | 0 | 0 | 0 | 0 | 0 | 0
10% LAR | N |  |  | EatR, MWhrs | 0 | 0 | 0 | 0 | 0 | 1.9154 | 20.5271 | 101.0577 | 306.8137 | 659.1255 | 1108.6685 | 1630.603 | 1630.603 | 1630.603 | 1630.603 | 1630.603 | 1630.603 | 1630.603 | 1630.603 | 1630.603 | 1630.603 | 1630.603 | 1630.603 | 1630.603 | 1630.603 | 1630.603 | 1630.603
10% LAR | N-1 |  |  | EatR, MWhrs | 0 | 0 | 0 | 0 | 0 | 4.1342e-05 | 0.00044305 | 0.0021812 | 0.0066222 | 0.014226 | 0.023929 | 0.035194 | 0.035194 | 0.035194 | 0.035194 | 0.035194 | 0.035194 | 0.035194 | 0.035194 | 0.035194 | 0.035194 | 0.035194 | 0.035194 | 0.035194 | 0.035194 | 0.035194 | 0.035194
No of Tx | bar: 2024 to 2050
50% PoE | N | 1 |  | EEatR, MWhrs | 0 | 0 | 0 | 0 | 0 | 0.059018 | 4.7725 | 36.2947 | 145.6914 | 368.7691 | 680.077 | 1059.789 | 1059.789 | 1059.789 | 1059.789 | 1059.789 | 1059.789 | 1059.789 | 1059.789 | 1059.789 | 1059.789 | 1059.789 | 1059.789 | 1059.789 | 1059.789 | 1059.789 | 1059.789
50% PoE | N-1 | 3.744% |  | EEatR, MWhrs | 0 | 0 | 0 | 0 | 0 | 0 | 0 | 0 | 0 | 0 | 0 | 0 | 0 | 0 | 0 | 0 | 0 | 0 | 0 | 0 | 0 | 0 | 0 | 0 | 0 | 0 | 0
10% LAR | N | 1 |  | EEatR, MWhrs | 0 | 0 | 0 | 0 | 0 | 1.9154 | 20.5271 | 101.0577 | 306.8137 | 659.1255 | 1108.6685 | 1630.603 | 1630.603 | 1630.603 | 1630.603 | 1630.603 | 1630.603 | 1630.603 | 1630.603 | 1630.603 | 1630.603 | 1630.603 | 1630.603 | 1630.603 | 1630.603 | 1630.603 | 1630.603
10% LAR | N-1 | 3.744% |  | EEatR, MWhrs | 0 | 0 | 0 | 0 | 0 | 1.548e-06 | 1.6589e-05 | 8.167e-05 | 0.00024795 | 0.00053268 | 0.00089598 | 0.0013178 | 0.0013178 | 0.0013178 | 0.0013178 | 0.0013178 | 0.0013178 | 0.0013178 | 0.0013178 | 0.0013178 | 0.0013178 | 0.0013178 | 0.0013178 | 0.0013178 | 0.0013178 | 0.0013178 | 0.0013178
ENERGY AT RISK: CP
[5 empty] | 2024 | 2025 | 2026 | 2027 | 2028 | 2029 | 2030 | 2031 | 2032 | 2033 | 2034 | 2035 | 2036 | 2037 | 2038 | 2039 | 2040 | 2041 | 2042 | 2043 | 2044 | 2045 | 2046 | 2047 | 2048 | 2049 | 2050
Summary
50% PoE | N |  |  | Total EatR, MWhrs | 0 | 0 | 0 | 0 | 0 | 0 | 0 | 0 | 0 | 0 | 0 | 0.10732 | 0.10732 | 0.10732 | 0.10732 | 0.10732 | 0.10732 | 0.10732 | 0.10732 | 0.10732 | 0.10732 | 0.10732 | 0.10732 | 0.10732 | 0.10732 | 0.10732 | 0.10732
50% PoE | N-1 |  |  | Total EatR, MWhrs | 0 | 0 | 0 | 0 | 0 | 0 | 0 | 0 | 0 | 0 | 0 | 0 | 0 | 0 | 0 | 0 | 0 | 0 | 0 | 0 | 0 | 0 | 0 | 0 | 0 | 0 | 0
10% LAR | N |  |  | Total EatR, MWhrs | 0 | 0 | 0 | 0 | 0 | 0 | 0 | 0 | 0 | 0 | 0.15077 | 1.1495 | 1.1495 | 1.1495 | 1.1495 | 1.1495 | 1.1495 | 1.1495 | 1.1495 | 1.1495 | 1.1495 | 1.1495 | 1.1495 | 1.1495 | 1.1495 | 1.1495 | 1.1495
10% LAR | N-1 |  |  | Total EatR, MWhrs | 0 | 0 | 0 | 0 | 0 | 0 | 0 | 0 | 0 | 0 | 3.2541e-06 | 2.4811e-05 | 2.4811e-05 | 2.4811e-05 | 2.4811e-05 | 2.4811e-05 | 2.4811e-05 | 2.4811e-05 | 2.4811e-05 | 2.4811e-05 | 2.4811e-05 | 2.4811e-05 | 2.4811e-05 | 2.4811e-05 | 2.4811e-05 | 2.4811e-05 | 2.4811e-05
50% PoE | N |  |  | Total EEatR, MWhrs | 0 | 0 | 0 | 0 | 0 | 0 | 0 | 0 | 0 | 0 | 0 | 0.10732 | 0.10732 | 0.10732 | 0.10732 | 0.10732 | 0.10732 | 0.10732 | 0.10732 | 0.10732 | 0.10732 | 0.10732 | 0.10732 | 0.10732 | 0.10732 | 0.10732 | 0.10732
50% PoE | N-1 |  |  | Total EEatR, MWhrs | 0 | 0 | 0 | 0 | 0 | 0 | 0 | 0 | 0 | 0 | 0 | 0 | 0 | 0 | 0 | 0 | 0 | 0 | 0 | 0 | 0 | 0 | 0 | 0 | 0 | 0 | 0
10% LAR | N |  |  | Total EEatR, MWhrs | 0 | 0 | 0 | 0 | 0 | 0 | 0 | 0 | 0 | 0 | 0.15077 | 1.1495 | 1.1495 | 1.1495 | 1.1495 | 1.1495 | 1.1495 | 1.1495 | 1.1495 | 1.1495 | 1.1495 | 1.1495 | 1.1495 | 1.1495 | 1.1495 | 1.1495 | 1.1495
10% LAR | N-1 |  |  | Total EEatR, MWhrs | 0 | 0 | 0 | 0 | 0 | 0 | 0 | 0 | 0 | 0 | 1.2184e-07 | 9.2898e-07 | 9.2898e-07 | 9.2898e-07 | 9.2898e-07 | 9.2898e-07 | 9.2898e-07 | 9.2898e-07 | 9.2898e-07 | 9.2898e-07 | 9.2898e-07 | 9.2898e-07 | 9.2898e-07 | 9.2898e-07 | 9.2898e-07 | 9.2898e-07 | 9.2898e-07
3.744%
Transfers | ON
MLN021 | 50% PoE | 3.12% |  | MW | 3.98 | 4.13 | 4.31 | 4.43 | 4.54 | 4.64 | 4.72 | 4.85 | 5.04 | 5.25 | 5.43 | 5.58 | 5.58 | 5.58 | 5.58 | 5.58 | 5.58 | 5.58 | 5.58 | 5.58 | 5.58 | 5.58 | 5.58 | 5.58 | 5.58 | 5.58 | 5.58
Summer | load pf | 0.99998 |  | MVAr | 0.025253 | 0.026205 | 0.027347 | 0.028109 | 0.028807 | 0.029441 | 0.029949 | 0.030773 | 0.031979 | 0.033312 | 0.034454 | 0.035405 | 0.035405 | 0.035405 | 0.035405 | 0.035405 | 0.035405 | 0.035405 | 0.035405 | 0.035405 | 0.035405 | 0.035405 | 0.035405 | 0.035405 | 0.035405 | 0.035405 | 0.035405
|  |  |  | MVA | 3.9801 | 4.1301 | 4.3101 | 4.4301 | 4.5401 | 4.6401 | 4.7201 | 4.8501 | 5.0401 | 5.2501 | 5.4301 | 5.5801 | 5.5801 | 5.5801 | 5.5801 | 5.5801 | 5.5801 | 5.5801 | 5.5801 | 5.5801 | 5.5801 | 5.5801 | 5.5801 | 5.5801 | 5.5801 | 5.5801 | 5.5801
|  |  |  | MVA | 3.9801 | 4.1301 | 4.3101 | 4.4301 | 4.5401 | 4.6401 | 4.7201 | 4.8501 | 5.0401 | 5.2501 | 5.4301 | 5.5801 | 5.5801 | 5.5801 | 5.5801 | 5.5801 | 5.5801 | 5.5801 | 5.5801 | 5.5801 | 5.5801 | 5.5801 | 5.5801 | 5.5801 | 5.5801 | 5.5801 | 5.5801
50% PoE | N | CR |  | MVA | 5.71 | 5.71 | 5.71 | 5.71 | 5.71 | 8.3 | 8.3 | 8.3 | 8.3 | 8.3 | 8.3 | 8.3 | 8.3 | 8.3 | 8.3 | 8.3 | 8.3 | 8.3 | 8.3 | 8.3 | 8.3 | 8.3 | 8.3 | 8.3 | 8.3 | 8.3 | 8.3
50% PoE | N-1 | CR |  | MVA | 5.71 | 5.71 | 5.71 | 5.71 | 5.71 | 8.3 | 8.3 | 8.3 | 8.3 | 8.3 | 8.3 | 8.3 | 8.3 | 8.3 | 8.3 | 8.3 | 8.3 | 8.3 | 8.3 | 8.3 | 8.3 | 8.3 | 8.3 | 8.3 | 8.3 | 8.3 | 8.3
50% LAR | N |  |  | Ratio Rating/Load | 1.4346 | 1.3825 | 1.3248 | 1.2889 | 1.2577 | 1.7888 | 1.7584 | 1.7113 | 1.6468 | 1.5809 | 1.5285 | 1.4874 | 1.4874 | 1.4874 | 1.4874 | 1.4874 | 1.4874 | 1.4874 | 1.4874 | 1.4874 | 1.4874 | 1.4874 | 1.4874 | 1.4874 | 1.4874 | 1.4874 | 1.4874
50% LAR | N-1 |  |  | Ratio Rating/Load | 1.4346 | 1.3825 | 1.3248 | 1.2889 | 1.2577 | 1.7888 | 1.7584 | 1.7113 | 1.6468 | 1.5809 | 1.5285 | 1.4874 | 1.4874 | 1.4874 | 1.4874 | 1.4874 | 1.4874 | 1.4874 | 1.4874 | 1.4874 | 1.4874 | 1.4874 | 1.4874 | 1.4874 | 1.4874 | 1.4874 | 1.4874
Load tan Phi |  | 0.0063451 |  |  | 0.0063451 | 0.0063451 | 0.0063451 | 0.0063451 | 0.0063451 | 0.0063451 | 0.0063451 | 0.0063451 | 0.0063451 | 0.0063451 | 0.0063451 | 0.0063451 | 0.0063451 | 0.0063451 | 0.0063451 | 0.0063451 | 0.0063451 | 0.0063451 | 0.0063451 | 0.0063451 | 0.0063451 | 0.0063451 | 0.0063451 | 0.0063451 | 0.0063451 | 0.0063451 | 0.0063451
Cap |  | 0 |  | MVAr | 0 | 0 | 0 | 0 | 0 | 0 | 0 | 0 | 0 | 0 | 0 | 0 | 0 | 0 | 0 | 0 | 0 | 0 | 0 | 0 | 0 | 0 | 0 | 0 | 0 | 0 | 0
10% PoE | 10%/50% | 1.1407 |  | MVA | 4.5401 | 4.7112 | 4.9165 | 5.0534 | 5.1789 | 5.2929 | 5.3842 | 5.5325 | 5.7492 | 5.9888 | 6.1941 | 6.3652 | 6.3652 | 6.3652 | 6.3652 | 6.3652 | 6.3652 | 6.3652 | 6.3652 | 6.3652 | 6.3652 | 6.3652 | 6.3652 | 6.3652 | 6.3652 | 6.3652 | 6.3652
10% PoE | N | CR |  | MVA | 5.71 | 5.71 | 5.71 | 5.71 | 5.71 | 8.3 | 8.3 | 8.3 | 8.3 | 8.3 | 8.3 | 8.3 | 8.3 | 8.3 | 8.3 | 8.3 | 8.3 | 8.3 | 8.3 | 8.3 | 8.3 | 8.3 | 8.3 | 8.3 | 8.3 | 8.3 | 8.3
10% PoE | N-1 | CR |  | MVA | 5.71 | 5.71 | 5.71 | 5.71 | 5.71 | 8.3 | 8.3 | 8.3 | 8.3 | 8.3 | 8.3 | 8.3 | 8.3 | 8.3 | 8.3 | 8.3 | 8.3 | 8.3 | 8.3 | 8.3 | 8.3 | 8.3 | 8.3 | 8.3 | 8.3 | 8.3 | 8.3
10% LAR | N |  |  | Ratio Rating/Load | 1.2577 | 1.212 | 1.1614 | 1.1299 | 1.1025 | 1.5681 | 1.5415 | 1.5002 | 1.4437 | 1.3859 | 1.34 | 1.304 | 1.304 | 1.304 | 1.304 | 1.304 | 1.304 | 1.304 | 1.304 | 1.304 | 1.304 | 1.304 | 1.304 | 1.304 | 1.304 | 1.304 | 1.304
10% LAR | N-1 |  |  | Ratio Rating/Load | 1.2577 | 1.212 | 1.1614 | 1.1299 | 1.1025 | 1.5681 | 1.5415 | 1.5002 | 1.4437 | 1.3859 | 1.34 | 1.304 | 1.304 | 1.304 | 1.304 | 1.304 | 1.304 | 1.304 | 1.304 | 1.304 | 1.304 | 1.304 | 1.304 | 1.304 | 1.304 | 1.304 | 1.304
50% PoE | N |  |  | EatR, MWhrs | 0 | 0 | 0 | 0 | 0 | 0 | 0 | 0 | 0 | 0 | 0 | 0 | 0 | 0 | 0 | 0 | 0 | 0 | 0 | 0 | 0 | 0 | 0 | 0 | 0 | 0 | 0
50% PoE | N-1 |  |  | EatR, MWhrs | 0 | 0 | 0 | 0 | 0 | 0 | 0 | 0 | 0 | 0 | 0 | 0 | 0 | 0 | 0 | 0 | 0 | 0 | 0 | 0 | 0 | 0 | 0 | 0 | 0 | 0 | 0
10% LAR | N |  |  | EatR, MWhrs | 0 | 0 | 0 | 0 | 0 | 0 | 0 | 0 | 0 | 0 | 0 | 0 | 0 | 0 | 0 | 0 | 0 | 0 | 0 | 0 | 0 | 0 | 0 | 0 | 0 | 0 | 0
10% LAR | N-1 |  |  | EatR, MWhrs | 0 | 0 | 0 | 0 | 0 | 0 | 0 | 0 | 0 | 0 | 0 | 0 | 0 | 0 | 0 | 0 | 0 | 0 | 0 | 0 | 0 | 0 | 0 | 0 | 0 | 0 | 0
No of Tx | bar: 2024 to 2050
50% PoE | N | 1 |  | EEatR, MWhrs | 0 | 0 | 0 | 0 | 0 | 0 | 0 | 0 | 0 | 0 | 0 | 0 | 0 | 0 | 0 | 0 | 0 | 0 | 0 | 0 | 0 | 0 | 0 | 0 | 0 | 0 | 0
50% PoE | N-1 |  |  | EEatR, MWhrs | 0 | 0 | 0 | 0 | 0 | 0 | 0 | 0 | 0 | 0 | 0 | 0 | 0 | 0 | 0 | 0 | 0 | 0 | 0 | 0 | 0 | 0 | 0 | 0 | 0 | 0 | 0
10% LAR | N | 1 |  | EEatR, MWhrs | 0 | 0 | 0 | 0 | 0 | 0 | 0 | 0 | 0 | 0 | 0 | 0 | 0 | 0 | 0 | 0 | 0 | 0 | 0 | 0 | 0 | 0 | 0 | 0 | 0 | 0 | 0
10% LAR | N-1 | 3.744% |  | EEatR, MWhrs | 0 | 0 | 0 | 0 | 0 | 0 | 0 | 0 | 0 | 0 | 0 | 0 | 0 | 0 | 0 | 0 | 0 | 0 | 0 | 0 | 0 | 0 | 0 | 0 | 0 | 0 | 0
MLN021 | 50% PoE | 7.014% |  | MW | 4.03 | 4.23 | 4.535 | 4.895 | 5.305 | 5.76 | 6.225 | 6.705 | 7.205 | 7.69 | 8.115 | 8.495 | 8.495 | 8.495 | 8.495 | 8.495 | 8.495 | 8.495 | 8.495 | 8.495 | 8.495 | 8.495 | 8.495 | 8.495 | 8.495 | 8.495 | 8.495
Winter | load pf | 0.99998 |  | MVAr | 0.026478 | 0.027792 | 0.029796 | 0.032161 | 0.034855 | 0.037844 | 0.0409 | 0.044053 | 0.047338 | 0.050525 | 0.053317 | 0.055814 | 0.055814 | 0.055814 | 0.055814 | 0.055814 | 0.055814 | 0.055814 | 0.055814 | 0.055814 | 0.055814 | 0.055814 | 0.055814 | 0.055814 | 0.055814 | 0.055814 | 0.055814
|  |  |  | MVA | 4.0301 | 4.2301 | 4.5351 | 4.8951 | 5.3051 | 5.7601 | 6.2251 | 6.7051 | 7.2052 | 7.6902 | 8.1152 | 8.4952 | 8.4952 | 8.4952 | 8.4952 | 8.4952 | 8.4952 | 8.4952 | 8.4952 | 8.4952 | 8.4952 | 8.4952 | 8.4952 | 8.4952 | 8.4952 | 8.4952 | 8.4952
|  |  |  | MVA | 4.0301 | 4.2301 | 4.5351 | 4.8951 | 5.3051 | 5.7601 | 6.2251 | 6.7051 | 7.2052 | 7.6902 | 8.1152 | 8.4952 | 8.4952 | 8.4952 | 8.4952 | 8.4952 | 8.4952 | 8.4952 | 8.4952 | 8.4952 | 8.4952 | 8.4952 | 8.4952 | 8.4952 | 8.4952 | 8.4952 | 8.4952
50% PoE | N | CR |  | MVA | 5.71 | 5.71 | 5.71 | 5.71 | 5.71 | 8.3 | 8.3 | 8.3 | 8.3 | 8.3 | 8.3 | 8.3 | 8.3 | 8.3 | 8.3 | 8.3 | 8.3 | 8.3 | 8.3 | 8.3 | 8.3 | 8.3 | 8.3 | 8.3 | 8.3 | 8.3 | 8.3
50% PoE | N-1 | CR |  | MVA | 5.71 | 5.71 | 5.71 | 5.71 | 5.71 | 8.3 | 8.3 | 8.3 | 8.3 | 8.3 | 8.3 | 8.3 | 8.3 | 8.3 | 8.3 | 8.3 | 8.3 | 8.3 | 8.3 | 8.3 | 8.3 | 8.3 | 8.3 | 8.3 | 8.3 | 8.3 | 8.3
50% LAR | N |  |  | Ratio Rating/Load | 1.4168 | 1.3498 | 1.2591 | 1.1665 | 1.0763 | 1.4409 | 1.3333 | 1.2378 | 1.152 | 1.0793 | 1.0228 | 0.97702 | 0.97702 | 0.97702 | 0.97702 | 0.97702 | 0.97702 | 0.97702 | 0.97702 | 0.97702 | 0.97702 | 0.97702 | 0.97702 | 0.97702 | 0.97702 | 0.97702 | 0.97702
50% LAR | N-1 |  |  | Ratio Rating/Load | 1.4168 | 1.3498 | 1.2591 | 1.1665 | 1.0763 | 1.4409 | 1.3333 | 1.2378 | 1.152 | 1.0793 | 1.0228 | 0.97702 | 0.97702 | 0.97702 | 0.97702 | 0.97702 | 0.97702 | 0.97702 | 0.97702 | 0.97702 | 0.97702 | 0.97702 | 0.97702 | 0.97702 | 0.97702 | 0.97702 | 0.97702
Load tan Phi |  | 0.0065702 |  | MVA | 0.0065702 | 0.0065702 | 0.0065702 | 0.0065702 | 0.0065702 | 0.0065702 | 0.0065702 | 0.0065702 | 0.0065702 | 0.0065702 | 0.0065702 | 0.0065702 | 0.0065702 | 0.0065702 | 0.0065702 | 0.0065702 | 0.0065702 | 0.0065702 | 0.0065702 | 0.0065702 | 0.0065702 | 0.0065702 | 0.0065702 | 0.0065702 | 0.0065702 | 0.0065702 | 0.0065702
Cap |  | 0 |  | MVAr | 0 | 0 | 0 | 0 | 0 | 0 | 0 | 0 | 0 | 0 | 0 | 0 | 0 | 0 | 0 | 0 | 0 | 0 | 0 | 0 | 0 | 0 | 0 | 0 | 0 | 0 | 0
10% PoE | 10%/50% | 1.0521 |  | MVA | 4.2401 | 4.4505 | 4.7714 | 5.1502 | 5.5815 | 6.0603 | 6.5495 | 7.0545 | 7.5806 | 8.0909 | 8.538 | 8.9378 | 8.9378 | 8.9378 | 8.9378 | 8.9378 | 8.9378 | 8.9378 | 8.9378 | 8.9378 | 8.9378 | 8.9378 | 8.9378 | 8.9378 | 8.9378 | 8.9378 | 8.9378
10% PoE | N | CR |  | MVA | 5.71 | 5.71 | 5.71 | 5.71 | 5.71 | 8.3 | 8.3 | 8.3 | 8.3 | 8.3 | 8.3 | 8.3 | 8.3 | 8.3 | 8.3 | 8.3 | 8.3 | 8.3 | 8.3 | 8.3 | 8.3 | 8.3 | 8.3 | 8.3 | 8.3 | 8.3 | 8.3
10% PoE | N-1 | CR |  | MVA | 5.71 | 5.71 | 5.71 | 5.71 | 5.71 | 8.3 | 8.3 | 8.3 | 8.3 | 8.3 | 8.3 | 8.3 | 8.3 | 8.3 | 8.3 | 8.3 | 8.3 | 8.3 | 8.3 | 8.3 | 8.3 | 8.3 | 8.3 | 8.3 | 8.3 | 8.3 | 8.3
10% LAR | N |  |  | Ratio Rating/Load | 1.3467 | 1.283 | 1.1967 | 1.1087 | 1.023 | 1.3696 | 1.2673 | 1.1765 | 1.0949 | 1.0258 | 0.97212 | 0.92863 | 0.92863 | 0.92863 | 0.92863 | 0.92863 | 0.92863 | 0.92863 | 0.92863 | 0.92863 | 0.92863 | 0.92863 | 0.92863 | 0.92863 | 0.92863 | 0.92863 | 0.92863
10% LAR | N-1 |  |  | Ratio Rating/Load | 1.3467 | 1.283 | 1.1967 | 1.1087 | 1.023 | 1.3696 | 1.2673 | 1.1765 | 1.0949 | 1.0258 | 0.97212 | 0.92863 | 0.92863 | 0.92863 | 0.92863 | 0.92863 | 0.92863 | 0.92863 | 0.92863 | 0.92863 | 0.92863 | 0.92863 | 0.92863 | 0.92863 | 0.92863 | 0.92863 | 0.92863
50% PoE | N |  |  | EatR, MWhrs | 0 | 0 | 0 | 0 | 0 | 0 | 0 | 0 | 0 | 0 | 0 | 0.42928 | 0.42928 | 0.42928 | 0.42928 | 0.42928 | 0.42928 | 0.42928 | 0.42928 | 0.42928 | 0.42928 | 0.42928 | 0.42928 | 0.42928 | 0.42928 | 0.42928 | 0.42928
50% PoE | N-1 |  |  | EatR, MWhrs | 0 | 0 | 0 | 0 | 0 | 0 | 0 | 0 | 0 | 0 | 0 | 0 | 0 | 0 | 0 | 0 | 0 | 0 | 0 | 0 | 0 | 0 | 0 | 0 | 0 | 0 | 0
10% LAR | N |  |  | EatR, MWhrs | 0 | 0 | 0 | 0 | 0 | 0 | 0 | 0 | 0 | 0 | 0.60306 | 4.598 | 4.598 | 4.598 | 4.598 | 4.598 | 4.598 | 4.598 | 4.598 | 4.598 | 4.598 | 4.598 | 4.598 | 4.598 | 4.598 | 4.598 | 4.598
10% LAR | N-1 |  |  | EatR, MWhrs | 0 | 0 | 0 | 0 | 0 | 0 | 0 | 0 | 0 | 0 | 1.3016e-05 | 9.9242e-05 | 9.9242e-05 | 9.9242e-05 | 9.9242e-05 | 9.9242e-05 | 9.9242e-05 | 9.9242e-05 | 9.9242e-05 | 9.9242e-05 | 9.9242e-05 | 9.9242e-05 | 9.9242e-05 | 9.9242e-05 | 9.9242e-05 | 9.9242e-05 | 9.9242e-05
No of Tx | bar: 2024 to 2050
50% PoE | N | 1 |  | EEatR, MWhrs | 0 | 0 | 0 | 0 | 0 | 0 | 0 | 0 | 0 | 0 | 0 | 0.42928 | 0.42928 | 0.42928 | 0.42928 | 0.42928 | 0.42928 | 0.42928 | 0.42928 | 0.42928 | 0.42928 | 0.42928 | 0.42928 | 0.42928 | 0.42928 | 0.42928 | 0.42928
50% PoE | N-1 | 3.744% |  | EEatR, MWhrs | 0 | 0 | 0 | 0 | 0 | 0 | 0 | 0 | 0 | 0 | 0 | 0 | 0 | 0 | 0 | 0 | 0 | 0 | 0 | 0 | 0 | 0 | 0 | 0 | 0 | 0 | 0
10% LAR | N | 1 |  | EEatR, MWhrs | 0 | 0 | 0 | 0 | 0 | 0 | 0 | 0 | 0 | 0 | 0.60306 | 4.598 | 4.598 | 4.598 | 4.598 | 4.598 | 4.598 | 4.598 | 4.598 | 4.598 | 4.598 | 4.598 | 4.598 | 4.598 | 4.598 | 4.598 | 4.598
10% LAR | N-1 | 3.744% |  | EEatR, MWhrs | 0 | 0 | 0 | 0 | 0 | 0 | 0 | 0 | 0 | 0 | 4.8737e-07 | 3.7159e-06 | 3.7159e-06 | 3.7159e-06 | 3.7159e-06 | 3.7159e-06 | 3.7159e-06 | 3.7159e-06 | 3.7159e-06 | 3.7159e-06 | 3.7159e-06 | 3.7159e-06 | 3.7159e-06 | 3.7159e-06 | 3.7159e-06 | 3.7159e-06 | 3.7159e-06
LDC
Summer (Oct to Mar) |  | Winter (Apr to Sep)
MW pu | MVA pu | MW pu | MVA pu
1 |  | 1
0.99462 |  | 0.99283
0.98927 |  | 0.98662
0.98376 |  | 0.97917
0.97628 |  | 0.97262
0.97218 |  | 0.9652
0.96793 |  | 0.96229
0.96375 |  | 0.96061
0.95641 |  | 0.95763
0.95322 |  | 0.95322
0.94482 |  | 0.94812
0.93755 |  | 0.94417
0.93077 |  | 0.94062
0.91937 |  | 0.93764
0.91478 |  | 0.93582
0.90326 |  | 0.93302
0.89827 |  | 0.93146
0.89476 |  | 0.92876
0.88716 |  | 0.92766
0.88487 |  | 0.92673
0.87817 |  | 0.92515
0.87452 |  | 0.92398
0.87113 |  | 0.92318
0.86823 |  | 0.92147
0.864 |  | 0.91946
0.85715 |  | 0.91748
0.85298 |  | 0.9161
0.84954 |  | 0.9151
0.84555 |  | 0.91382
0.84041 |  | 0.91292
0.83942 |  | 0.91149
0.83727 |  | 0.91006
0.83576 |  | 0.90863
0.83414 |  | 0.90804
0.83351 |  | 0.90741
0.83212 |  | 0.9066
0.82926 |  | 0.90624
0.82772 |  | 0.90533
0.82522 |  | 0.90361
0.82288 |  | 0.9028
0.82183 |  | 0.90201
0.81981 |  | 0.90106
0.81655 |  | 0.89944
0.8146 |  | 0.89828
0.81386 |  | 0.89772
0.81185 |  | 0.89697
0.80978 |  | 0.89616
0.8093 |  | 0.89525
0.80748 |  | 0.89422
0.8064 |  | 0.89365
0.80554 |  | 0.89274
0.8052 |  | 0.89189
0.80354 |  | 0.89162
0.80158 |  | 0.89087
0.79995 |  | 0.89028
0.79807 |  | 0.8898
0.79638 |  | 0.8895
0.79452 |  | 0.88896
0.79371 |  | 0.88812
0.7928 |  | 0.88795
0.79083 |  | 0.88747
0.7899 |  | 0.88661
0.78836 |  | 0.88616
0.78758 |  | 0.8851
0.78652 |  | 0.88406
0.78513 |  | 0.88368
0.78357 |  | 0.88343
0.78295 |  | 0.88237
0.78219 |  | 0.88158
0.78116 |  | 0.88129
0.78009 |  | 0.88101
0.77868 |  | 0.88042
0.77833 |  | 0.88001
0.77715 |  | 0.87971
0.77631 |  | 0.8794
0.77521 |  | 0.87877
0.7731 |  | 0.8783
0.77227 |  | 0.87794
0.77077 |  | 0.87775
0.76964 |  | 0.87727
0.76843 |  | 0.87667
0.76644 |  | 0.8759
0.76528 |  | 0.87569
0.76367 |  | 0.87544
0.76289 |  | 0.87505
0.76198 |  | 0.87463
0.75977 |  | 0.87403
0.75871 |  | 0.8733
0.75802 |  | 0.8729
0.75704 |  | 0.87251
0.75625 |  | 0.8717
0.75552 |  | 0.87146
0.75414 |  | 0.87068
0.75223 |  | 0.87039
0.75119 |  | 0.86963
0.75061 |  | 0.86892
0.74957 |  | 0.86849
0.74858 |  | 0.86815
0.7474 |  | 0.86766
0.74652 |  | 0.86751
0.74545 |  | 0.86711
0.74495 |  | 0.86662
0.7442 |  | 0.86617
0.74323 |  | 0.86589
0.74202 |  | 0.86562
0.74132 |  | 0.86502
0.73991 |  | 0.86465
0.73888 |  | 0.86411
0.73747 |  | 0.86386
0.73682 |  | 0.86314
0.73595 |  | 0.86287
0.73457 |  | 0.86262
0.73379 |  | 0.86197
0.73319 |  | 0.86174
0.73156 |  | 0.86121
0.73032 |  | 0.86018
0.72981 |  | 0.85969
0.72862 |  | 0.85932
0.7282 |  | 0.85894
0.72763 |  | 0.85854
0.72571 |  | 0.8579
0.7248 |  | 0.8571
0.72429 |  | 0.85633
0.72383 |  | 0.85606
0.72298 |  | 0.85583
0.72256 |  | 0.85545
0.72152 |  | 0.85516
0.72086 |  | 0.85491
0.72058 |  | 0.85418
0.71908 |  | 0.85398
0.71855 |  | 0.85382
0.71768 |  | 0.8536
0.71706 |  | 0.85337
0.71615 |  | 0.85288
0.71551 |  | 0.85257
0.71431 |  | 0.85238
0.71378 |  | 0.85205
0.71293 |  | 0.85166
0.71245 |  | 0.85121
0.71122 |  | 0.85103
0.71028 |  | 0.85065
0.71008 |  | 0.85048
0.70943 |  | 0.85011
0.70818 |  | 0.84987
0.7074 |  | 0.84949
0.70664 |  | 0.84907
0.70569 |  | 0.84884
0.70517 |  | 0.84844
0.70432 |  | 0.84814
0.70406 |  | 0.84786
0.70306 |  | 0.84737
0.7025 |  | 0.84721
0.70156 |  | 0.84688
0.70092 |  | 0.84635
0.70063 |  | 0.84605
0.70012 |  | 0.84581
0.6993 |  | 0.84546
0.69872 |  | 0.84475
0.69827 |  | 0.84458
0.69781 |  | 0.8441
0.69719 |  | 0.84374
0.69664 |  | 0.84334
0.69619 |  | 0.84285
0.69571 |  | 0.84216
0.69472 |  | 0.84165
0.69406 |  | 0.84121
0.69354 |  | 0.84105
0.69259 |  | 0.84085
0.69222 |  | 0.8406
0.69179 |  | 0.84035
0.69128 |  | 0.83999
0.69002 |  | 0.83974
0.68942 |  | 0.83944
0.68881 |  | 0.83931
0.68826 |  | 0.83902
0.68764 |  | 0.83894
0.6866 |  | 0.83859
0.68568 |  | 0.83817
0.68508 |  | 0.83801
0.68462 |  | 0.8375
0.68406 |  | 0.83717
0.68354 |  | 0.83691
0.68317 |  | 0.83659
0.68287 |  | 0.83628
0.68251 |  | 0.83611
0.68201 |  | 0.83588
0.68147 |  | 0.83514
0.68079 |  | 0.83504
0.68048 |  | 0.83486
0.67983 |  | 0.83468
0.67921 |  | 0.83437
0.67876 |  | 0.83404
0.67775 |  | 0.83391
0.67687 |  | 0.83377
0.67659 |  | 0.8336
0.67571 |  | 0.8333
0.67508 |  | 0.83318
0.67485 |  | 0.8331
0.67398 |  | 0.83297
0.67361 |  | 0.83252
0.67298 |  | 0.83237
0.6723 |  | 0.83213
0.67136 |  | 0.83195
0.67116 |  | 0.83175
0.67085 |  | 0.8314
0.67056 |  | 0.83117
0.6702 |  | 0.83048
0.66989 |  | 0.83026
0.6695 |  | 0.83002
0.66867 |  | 0.82969
0.66818 |  | 0.82959
0.66781 |  | 0.82946
0.66755 |  | 0.82924
0.66723 |  | 0.82907
0.66611 |  | 0.82886
0.66565 |  | 0.82876
0.66549 |  | 0.82854
0.6644 |  | 0.82837
0.66359 |  | 0.82806
0.66299 |  | 0.82787
0.66203 |  | 0.82736
0.66166 |  | 0.82709
0.66092 |  | 0.82684
0.66006 |  | 0.82623
0.6592 |  | 0.82587
0.6585 |  | 0.82568
0.658 |  | 0.82555
0.65702 |  | 0.82533
0.65675 |  | 0.82505
0.65626 |  | 0.82489
0.65589 |  | 0.82469
0.65569 |  | 0.82449
0.65509 |  | 0.82423
0.65429 |  | 0.82417
0.65352 |  | 0.82406
0.65291 |  | 0.82369
0.65279 |  | 0.82346
0.65251 |  | 0.82321
0.65224 |  | 0.82285
0.65185 |  | 0.82241
0.65118 |  | 0.82213
0.65023 |  | 0.82193
0.64953 |  | 0.82176
0.64881 |  | 0.82143
0.64789 |  | 0.82122
0.64756 |  | 0.82116
0.64716 |  | 0.82095
0.64713 |  | 0.82063
0.64669 |  | 0.82018
0.64583 |  | 0.82008
0.64541 |  | 0.81993
0.64479 |  | 0.81971
0.64424 |  | 0.81947
0.64397 |  | 0.81935
0.64314 |  | 0.81923
0.64306 |  | 0.81888
0.64268 |  | 0.81874
0.64215 |  | 0.8186
0.64175 |  | 0.81834
0.64138 |  | 0.81821
0.64105 |  | 0.81796
0.6407 |  | 0.81783
0.64045 |  | 0.81756
0.63951 |  | 0.81734
0.63866 |  | 0.81699
0.63791 |  | 0.81684
0.63745 |  | 0.81642
0.63702 |  | 0.81627
0.63664 |  | 0.81611
0.63618 |  | 0.81581
0.63567 |  | 0.81561
0.63536 |  | 0.8154
0.63489 |  | 0.81511
0.63427 |  | 0.81487
0.63379 |  | 0.8148
0.63305 |  | 0.81464
0.63263 |  | 0.81448
0.63234 |  | 0.81426
0.63189 |  | 0.81407
0.63093 |  | 0.81394
0.63081 |  | 0.8138
0.63042 |  | 0.81361
0.6301 |  | 0.81347
0.62987 |  | 0.81317
0.62969 |  | 0.81305
0.62953 |  | 0.81278
0.62909 |  | 0.81259
0.62883 |  | 0.81239
0.62824 |  | 0.81227
0.62796 |  | 0.81204
0.62777 |  | 0.81194
0.62701 |  | 0.81179
0.62658 |  | 0.81174
0.62644 |  | 0.81166
0.62621 |  | 0.81147
0.62579 |  | 0.81133
0.62557 |  | 0.81117
0.62504 |  | 0.811
0.62448 |  | 0.81076
0.62427 |  | 0.81061
0.62382 |  | 0.81045
0.62347 |  | 0.81028
0.62324 |  | 0.8102
0.62278 |  | 0.80988
0.62226 |  | 0.80974
0.62182 |  | 0.80947
0.62154 |  | 0.80918
0.62098 |  | 0.80905
0.62045 |  | 0.80883
0.62017 |  | 0.80862
0.61967 |  | 0.80843
0.61947 |  | 0.80823
0.61926 |  | 0.80783
0.61912 |  | 0.80774
0.61867 |  | 0.80736
0.61847 |  | 0.80708
0.61788 |  | 0.80692
0.6177 |  | 0.80687
0.61704 |  | 0.80675
0.6168 |  | 0.80647
0.61649 |  | 0.80629
0.61632 |  | 0.80613
0.61608 |  | 0.806
0.61575 |  | 0.80582
0.61544 |  | 0.80559
0.61525 |  | 0.80544
0.61491 |  | 0.80504
0.61445 |  | 0.80482
0.61408 |  | 0.8046
0.61383 |  | 0.80439
0.61326 |  | 0.80421
0.6128 |  | 0.80399
0.61238 |  | 0.80375
0.61217 |  | 0.80356
0.61181 |  | 0.80331
0.61147 |  | 0.80325
0.61092 |  | 0.80303
0.61055 |  | 0.80274
0.61038 |  | 0.80255
0.60999 |  | 0.80233
0.60968 |  | 0.80215
0.60949 |  | 0.80205
0.60857 |  | 0.8019
0.60832 |  | 0.80171
0.60816 |  | 0.80158
0.60791 |  | 0.80153
0.60726 |  | 0.80122
0.60688 |  | 0.80099
0.60668 |  | 0.80071
0.60638 |  | 0.80045
0.60599 |  | 0.80028
0.60568 |  | 0.80013
0.60539 |  | 0.79974
0.60513 |  | 0.79969
0.60488 |  | 0.79952
0.60444 |  | 0.7994
0.60429 |  | 0.79915
0.60395 |  | 0.79898
0.60371 |  | 0.79891
0.60345 |  | 0.79878
0.60311 |  | 0.79874
0.6021 |  | 0.79854
0.60194 |  | 0.79842
0.60169 |  | 0.79831
0.60141 |  | 0.79814
0.60114 |  | 0.7979
0.60097 |  | 0.79752
0.60064 |  | 0.79736
0.60052 |  | 0.79717
0.60015 |  | 0.79699
0.60004 |  | 0.79687
0.59963 |  | 0.79674
0.59866 |  | 0.79648
0.59847 |  | 0.79629
0.59798 |  | 0.79617
0.59755 |  | 0.79581
0.59716 |  | 0.79549
0.59699 |  | 0.7954
0.59673 |  | 0.79522
0.5962 |  | 0.79497
0.59595 |  | 0.79479
0.5955 |  | 0.79467
0.59535 |  | 0.79445
0.59522 |  | 0.79434
0.59493 |  | 0.79422
0.59473 |  | 0.794
0.59432 |  | 0.79373
0.59384 |  | 0.79365
0.59363 |  | 0.79354
0.59347 |  | 0.79341
0.59297 |  | 0.79318
0.59282 |  | 0.79297
0.59243 |  | 0.79286
0.59232 |  | 0.7926
0.59197 |  | 0.79231
0.59176 |  | 0.79212
0.59166 |  | 0.79202
0.59116 |  | 0.79196
0.59038 |  | 0.79167
0.59029 |  | 0.7914
0.59007 |  | 0.79113
0.58938 |  | 0.791
0.58907 |  | 0.79072
0.58866 |  | 0.79062
0.58851 |  | 0.79044
0.58822 |  | 0.7902
0.58787 |  | 0.78996
0.58765 |  | 0.78974
0.5874 |  | 0.78964
0.58703 |  | 0.78956
0.58662 |  | 0.78935
0.5862 |  | 0.78922
0.5858 |  | 0.78914
0.58558 |  | 0.789
0.58544 |  | 0.78865
0.58518 |  | 0.7885
0.58477 |  | 0.78837
0.58454 |  | 0.78824
0.58447 |  | 0.78814
0.5843 |  | 0.78802
0.58413 |  | 0.78796
0.58366 |  | 0.78775
0.58349 |  | 0.78761
0.58343 |  | 0.78748
0.58308 |  | 0.78735
0.58287 |  | 0.78724
0.58273 |  | 0.78715
0.58252 |  | 0.78694
0.58215 |  | 0.78686
0.58181 |  | 0.7867
0.58168 |  | 0.78663
0.58137 |  | 0.78657
0.5811 |  | 0.7863
0.58095 |  | 0.78601
0.5808 |  | 0.78593
0.58048 |  | 0.78585
0.58028 |  | 0.78571
0.58012 |  | 0.78563
0.57995 |  | 0.78546
0.57948 |  | 0.78526
0.57923 |  | 0.785
0.57906 |  | 0.78488
0.57876 |  | 0.78478
0.57849 |  | 0.78469
0.57816 |  | 0.78462
0.57783 |  | 0.78448
0.5777 |  | 0.78433
0.57758 |  | 0.78422
0.57738 |  | 0.78404
0.57717 |  | 0.78383
0.57698 |  | 0.78361
0.57678 |  | 0.78326
0.57646 |  | 0.78304
0.57584 |  | 0.78287
0.57566 |  | 0.78278
0.57541 |  | 0.7824
0.57527 |  | 0.78227
0.57501 |  | 0.78213
0.57491 |  | 0.782
0.57482 |  | 0.78181
0.57455 |  | 0.78154
0.57439 |  | 0.78129
0.57429 |  | 0.78121
0.57419 |  | 0.78097
0.57385 |  | 0.78054
0.57379 |  | 0.78039
0.57347 |  | 0.78008
0.57333 |  | 0.78
0.57308 |  | 0.77993
0.57292 |  | 0.77973
0.57271 |  | 0.77955
0.57251 |  | 0.77938
0.57237 |  | 0.7792
0.57195 |  | 0.77906
0.5716 |  | 0.7786
0.57141 |  | 0.7783
0.57136 |  | 0.77821
0.57107 |  | 0.77814
0.57057 |  | 0.77795
0.57027 |  | 0.77787
0.57016 |  | 0.77754
0.56994 |  | 0.77745
0.5696 |  | 0.77715
0.5694 |  | 0.77698
0.56905 |  | 0.77683
0.5689 |  | 0.77671
0.56874 |  | 0.77652
0.56857 |  | 0.77651
0.56833 |  | 0.77635
0.56818 |  | 0.77621
0.56778 |  | 0.77608
0.56756 |  | 0.77598
0.5674 |  | 0.77585
0.56703 |  | 0.77562
0.56686 |  | 0.77554
0.56673 |  | 0.77541
0.56625 |  | 0.7752
0.56607 |  | 0.7751
0.56584 |  | 0.77476
0.56532 |  | 0.77471
0.56495 |  | 0.77445
0.56489 |  | 0.77436
0.56468 |  | 0.77425
0.5644 |  | 0.77406
0.56411 |  | 0.77392
0.56386 |  | 0.77357
0.56376 |  | 0.77353
0.56355 |  | 0.77348
0.56344 |  | 0.77321
0.56324 |  | 0.77305
0.56287 |  | 0.77287
0.56259 |  | 0.77283
0.56242 |  | 0.77271
0.56234 |  | 0.77263
0.56223 |  | 0.77226
0.56201 |  | 0.77218
0.5619 |  | 0.77205
0.56171 |  | 0.7719
0.56149 |  | 0.77159
0.56125 |  | 0.77142
0.56096 |  | 0.77127
0.56055 |  | 0.77123
0.56037 |  | 0.77111
0.56025 |  | 0.77093
0.56 |  | 0.77069
0.55982 |  | 0.77058
0.55953 |  | 0.7705
0.55925 |  | 0.77037
0.5591 |  | 0.7703
0.55875 |  | 0.77012
0.55846 |  | 0.77007
0.55822 |  | 0.76992
0.55785 |  | 0.76983
0.55766 |  | 0.76965
0.55747 |  | 0.76948
0.55724 |  | 0.7693
0.55709 |  | 0.76918
0.55697 |  | 0.76904
0.55669 |  | 0.76891
0.55619 |  | 0.76875
0.55614 |  | 0.76862
0.55588 |  | 0.7685
0.55556 |  | 0.76831
0.55525 |  | 0.76807
0.55518 |  | 0.7679
0.55499 |  | 0.76781
0.55478 |  | 0.76755
0.55461 |  | 0.76748
0.55449 |  | 0.7673
0.55433 |  | 0.76716
0.55415 |  | 0.767
0.55403 |  | 0.76681
0.55377 |  | 0.7667
0.55343 |  | 0.76662
0.55307 |  | 0.7664
0.55279 |  | 0.76624
0.55252 |  | 0.76609
0.5523 |  | 0.76591
0.55212 |  | 0.76576
0.5519 |  | 0.76561
0.55179 |  | 0.76544
0.55173 |  | 0.76534
0.55155 |  | 0.76523
0.55139 |  | 0.76508
0.55118 |  | 0.76483
0.55085 |  | 0.76469
0.5504 |  | 0.76451
0.55034 |  | 0.76439
0.55011 |  | 0.76429
0.5499 |  | 0.76409
0.54976 |  | 0.76404
0.5496 |  | 0.76375
0.54925 |  | 0.76356
0.54915 |  | 0.76342
0.54899 |  | 0.76337
0.54879 |  | 0.76328
0.54863 |  | 0.76313
0.54846 |  | 0.76294
0.54826 |  | 0.76284
0.54808 |  | 0.76273
0.54798 |  | 0.76254
0.54782 |  | 0.76248
0.5477 |  | 0.76234
0.54753 |  | 0.76224
0.54734 |  | 0.76213
0.54714 |  | 0.76204
0.54703 |  | 0.76199
0.54679 |  | 0.76191
0.54659 |  | 0.76175
0.5464 |  | 0.76163
0.54608 |  | 0.7615
0.54598 |  | 0.76139
0.54588 |  | 0.76123
0.54571 |  | 0.76109
0.54551 |  | 0.76093
0.54544 |  | 0.76074
0.54514 |  | 0.76059
0.545 |  | 0.76049
0.54494 |  | 0.76037
0.54473 |  | 0.76018
0.54458 |  | 0.76004
0.54445 |  | 0.75979
0.54425 |  | 0.7597
0.54412 |  | 0.7596
0.54386 |  | 0.75935
0.54361 |  | 0.75926
0.54339 |  | 0.75915
0.54321 |  | 0.75906
0.54312 |  | 0.75897
0.54288 |  | 0.7589
0.54274 |  | 0.75882
0.54264 |  | 0.7587
0.54256 |  | 0.75862
0.54241 |  | 0.75841
0.54225 |  | 0.75831
0.542 |  | 0.75815
0.54192 |  | 0.758
0.54165 |  | 0.75786
0.54151 |  | 0.75764
0.54128 |  | 0.75745
0.5412 |  | 0.75731
0.54111 |  | 0.75719
0.54086 |  | 0.75713
0.54076 |  | 0.75696
0.54061 |  | 0.75684
0.54037 |  | 0.75667
0.54016 |  | 0.75656
0.53989 |  | 0.75643
0.53972 |  | 0.75628
0.53963 |  | 0.75615
0.5394 |  | 0.75598
0.53922 |  | 0.75592
0.53915 |  | 0.75574
0.53897 |  | 0.75568
0.5385 |  | 0.75551
0.5383 |  | 0.75545
0.53817 |  | 0.75535
0.53798 |  | 0.75527
0.53786 |  | 0.75513
0.53762 |  | 0.75508
0.53751 |  | 0.75498
0.53733 |  | 0.75489
0.53704 |  | 0.75484
0.53678 |  | 0.75453
0.53653 |  | 0.75436
0.53629 |  | 0.75427
0.53609 |  | 0.75417
0.53581 |  | 0.75398
0.53555 |  | 0.75388
0.53538 |  | 0.75375
0.53522 |  | 0.75361
0.53514 |  | 0.75358
0.535 |  | 0.75346
0.53489 |  | 0.7533
0.53463 |  | 0.75321
0.53439 |  | 0.75308
0.53428 |  | 0.75295
0.53416 |  | 0.7527
0.53409 |  | 0.75265
0.53388 |  | 0.75238
0.53377 |  | 0.7523
0.53368 |  | 0.75224
0.53353 |  | 0.75214
0.53345 |  | 0.75196
0.53338 |  | 0.75185
0.53334 |  | 0.75173
0.53315 |  | 0.75167
0.53297 |  | 0.75152
0.53281 |  | 0.75136
0.53272 |  | 0.75125
0.53256 |  | 0.75107
0.53246 |  | 0.75094
0.53229 |  | 0.7508
0.53223 |  | 0.75068
0.5322 |  | 0.75057
0.53207 |  | 0.75051
0.5318 |  | 0.75045
0.53165 |  | 0.75034
0.53155 |  | 0.75012
0.53136 |  | 0.74994
0.53118 |  | 0.74984
0.53082 |  | 0.74969
0.53062 |  | 0.74957
0.53054 |  | 0.74947
0.53037 |  | 0.74936
0.53017 |  | 0.74914
0.53002 |  | 0.74901
0.5298 |  | 0.74889
0.52976 |  | 0.74878
0.52956 |  | 0.74868
0.52949 |  | 0.74855
0.52941 |  | 0.74847
0.52935 |  | 0.74823
0.52915 |  | 0.74802
0.52903 |  | 0.7479
0.52892 |  | 0.74784
0.5286 |  | 0.74769
0.5284 |  | 0.74755
0.52827 |  | 0.74747
0.52801 |  | 0.74736
0.52778 |  | 0.74727
0.52758 |  | 0.7472
0.5274 |  | 0.74707
0.52728 |  | 0.747
0.52713 |  | 0.7469
0.52694 |  | 0.7468
0.52673 |  | 0.74665
0.52662 |  | 0.74658
0.52649 |  | 0.74641
0.52625 |  | 0.74637
0.52611 |  | 0.74629
0.52598 |  | 0.74608
0.52565 |  | 0.74594
0.52554 |  | 0.74587
0.52542 |  | 0.74576
0.52532 |  | 0.7456
0.52517 |  | 0.74555
0.52509 |  | 0.7455
0.5249 |  | 0.74541
0.52471 |  | 0.74528
0.52461 |  | 0.74514
0.52437 |  | 0.74503
0.52423 |  | 0.74486
0.52397 |  | 0.74478
0.52383 |  | 0.74467
0.52378 |  | 0.74455
0.52355 |  | 0.74453
0.52339 |  | 0.74439
0.52323 |  | 0.74421
0.52304 |  | 0.74393
0.52295 |  | 0.74387
0.52275 |  | 0.74376
0.52265 |  | 0.74353
0.52253 |  | 0.74345
0.52247 |  | 0.74338
0.52222 |  | 0.74334
0.5221 |  | 0.74321
0.5218 |  | 0.7431
0.52171 |  | 0.74303
0.52149 |  | 0.74289
0.52133 |  | 0.74274
0.52122 |  | 0.74262
0.52108 |  | 0.74251
0.52095 |  | 0.74239
0.52085 |  | 0.74233
0.52065 |  | 0.74226
0.5205 |  | 0.74206
0.52035 |  | 0.74198
0.52027 |  | 0.74184
0.52009 |  | 0.74179
0.51999 |  | 0.74167
0.51978 |  | 0.74144
0.51964 |  | 0.74136
0.51954 |  | 0.74124
0.51948 |  | 0.74115
0.51935 |  | 0.74101
0.51931 |  | 0.74095
0.51917 |  | 0.74089
0.519 |  | 0.74078
0.51891 |  | 0.7407
0.51879 |  | 0.74065
0.51865 |  | 0.7405
0.51853 |  | 0.74035
0.5184 |  | 0.74026
0.51824 |  | 0.74013
0.51813 |  | 0.73997
0.51803 |  | 0.73992
0.51794 |  | 0.73978
0.51777 |  | 0.73963
0.51759 |  | 0.7395
0.51757 |  | 0.73941
0.51741 |  | 0.73928
0.5172 |  | 0.73907
0.51702 |  | 0.73898
0.51686 |  | 0.73895
0.51663 |  | 0.73888
0.51658 |  | 0.73878
0.51646 |  | 0.73861
0.5163 |  | 0.73853
0.5162 |  | 0.7384
0.51612 |  | 0.7382
0.51603 |  | 0.73809
0.51597 |  | 0.73786
0.5158 |  | 0.73776
0.51566 |  | 0.73767
0.51546 |  | 0.73756
0.51532 |  | 0.73748
0.51521 |  | 0.73736
0.51512 |  | 0.73721
0.51483 |  | 0.73709
0.51475 |  | 0.73694
0.5146 |  | 0.73684
0.51441 |  | 0.73677
0.51426 |  | 0.73668
0.51409 |  | 0.7365
0.51384 |  | 0.73641
0.51376 |  | 0.73623
0.51368 |  | 0.7362
0.5135 |  | 0.73596
0.51341 |  | 0.73581
0.51335 |  | 0.73577
0.51316 |  | 0.73568
0.51311 |  | 0.73564
0.51306 |  | 0.7355
0.51299 |  | 0.73534
0.51294 |  | 0.7352
0.51278 |  | 0.73505
0.5126 |  | 0.73497
0.5125 |  | 0.73477
0.51233 |  | 0.73463
0.51207 |  | 0.73448
0.51189 |  | 0.73439
0.51178 |  | 0.73433
0.51163 |  | 0.73423
0.5114 |  | 0.73409
0.51125 |  | 0.73392
0.51107 |  | 0.73376
0.5109 |  | 0.73367
0.51076 |  | 0.73354
0.5106 |  | 0.73336
0.51052 |  | 0.73326
0.51033 |  | 0.73313
0.5102 |  | 0.73299
0.51001 |  | 0.73294
0.50987 |  | 0.73283
0.50977 |  | 0.73264
0.50965 |  | 0.73254
0.50956 |  | 0.73238
0.50935 |  | 0.73234
0.50928 |  | 0.73218
0.50917 |  | 0.73214
0.50904 |  | 0.73197
0.50893 |  | 0.73183
0.50888 |  | 0.73178
0.50873 |  | 0.73173
0.50857 |  | 0.73166
0.50842 |  | 0.73154
0.5083 |  | 0.73132
0.50811 |  | 0.73094
0.50803 |  | 0.73085
0.50794 |  | 0.73071
0.50785 |  | 0.73065
0.50775 |  | 0.73056
0.50767 |  | 0.73055
0.5076 |  | 0.73051
0.50747 |  | 0.73035
0.5074 |  | 0.73025
0.50727 |  | 0.73019
0.50716 |  | 0.73
0.50701 |  | 0.72988
0.50671 |  | 0.72974
0.50656 |  | 0.72969
0.50641 |  | 0.7296
0.5063 |  | 0.72953
0.50608 |  | 0.72946
0.50596 |  | 0.72936
0.50588 |  | 0.72932
0.50578 |  | 0.72922
0.50569 |  | 0.72914
0.50553 |  | 0.72898
0.50543 |  | 0.72889
0.50536 |  | 0.72878
0.50521 |  | 0.72867
0.50502 |  | 0.72858
0.50494 |  | 0.72853
0.50473 |  | 0.72832
0.50457 |  | 0.72824
0.50448 |  | 0.72814
0.50437 |  | 0.72799
0.50423 |  | 0.72786
0.50416 |  | 0.72774
0.50397 |  | 0.72758
0.50384 |  | 0.72749
0.50375 |  | 0.72742
0.50353 |  | 0.72734
0.50349 |  | 0.72729
0.50326 |  | 0.7272
0.50304 |  | 0.72705
0.50288 |  | 0.72697
0.50274 |  | 0.72692
0.50271 |  | 0.72685
0.50256 |  | 0.72676
0.50242 |  | 0.72667
0.50222 |  | 0.72656
0.50218 |  | 0.72641
0.50206 |  | 0.72626
0.50199 |  | 0.72611
0.50175 |  | 0.72594
0.50164 |  | 0.72582
0.50154 |  | 0.72557
0.50143 |  | 0.72547
0.50121 |  | 0.72539
0.50113 |  | 0.72525
0.50102 |  | 0.72517
0.50093 |  | 0.72515
0.50078 |  | 0.72503
0.50067 |  | 0.72491
0.50056 |  | 0.72479
0.50046 |  | 0.72471
0.50042 |  | 0.72467
0.5003 |  | 0.72453
0.50021 |  | 0.72442
0.49995 |  | 0.72429
0.49987 |  | 0.72426
0.49971 |  | 0.72407
0.49962 |  | 0.72396
0.49946 |  | 0.72387
0.49931 |  | 0.72377
0.4991 |  | 0.72358
0.49898 |  | 0.72352
0.49885 |  | 0.72345
0.49881 |  | 0.72342
0.49872 |  | 0.72324
0.49861 |  | 0.72312
0.49844 |  | 0.723
0.49838 |  | 0.7228
0.49829 |  | 0.72265
0.49812 |  | 0.72261
0.49806 |  | 0.72243
0.49795 |  | 0.72237
0.4978 |  | 0.7223
0.49772 |  | 0.72218
0.49765 |  | 0.72212
0.49757 |  | 0.72201
0.49749 |  | 0.7219
0.4974 |  | 0.7219
0.49727 |  | 0.72179
0.49717 |  | 0.72173
0.49699 |  | 0.7217
0.49688 |  | 0.72164
0.49673 |  | 0.72153
0.49667 |  | 0.72148
0.49658 |  | 0.72139
0.49646 |  | 0.7212
0.49634 |  | 0.72109
0.49625 |  | 0.72105
0.49614 |  | 0.72101
0.49603 |  | 0.72097
0.49586 |  | 0.72089
0.49577 |  | 0.72073
0.49558 |  | 0.72063
0.49546 |  | 0.72053
0.49535 |  | 0.72037
0.49529 |  | 0.72026
0.4952 |  | 0.72019
0.49519 |  | 0.72014
0.49512 |  | 0.72007
0.49502 |  | 0.71999
0.49493 |  | 0.71991
0.49484 |  | 0.71975
0.49475 |  | 0.71969
0.49467 |  | 0.7196
0.49451 |  | 0.71944
0.49425 |  | 0.71938
0.49409 |  | 0.71926
0.49392 |  | 0.71918
0.49385 |  | 0.71907
0.49376 |  | 0.71901
0.49361 |  | 0.71891
0.49347 |  | 0.71885
0.49325 |  | 0.71874
0.4931 |  | 0.71863
0.49301 |  | 0.71849
0.49287 |  | 0.71839
0.49261 |  | 0.71827
0.49247 |  | 0.7182
0.49243 |  | 0.71812
0.49225 |  | 0.71804
0.49218 |  | 0.71801
0.49208 |  | 0.71793
0.49192 |  | 0.71785
0.49181 |  | 0.7178
0.49174 |  | 0.71767
0.49162 |  | 0.71761
0.49153 |  | 0.71751
0.49141 |  | 0.71742
0.49133 |  | 0.71738
0.49121 |  | 0.71731
0.49113 |  | 0.71717
0.49094 |  | 0.71709
0.49083 |  | 0.71705
0.49075 |  | 0.71687
0.49065 |  | 0.71683
0.49054 |  | 0.71678
0.4904 |  | 0.71672
0.49027 |  | 0.71661
0.49022 |  | 0.71649
0.49011 |  | 0.71639
0.48995 |  | 0.71628
0.48992 |  | 0.71616
0.48983 |  | 0.71609
0.48972 |  | 0.71591
0.48963 |  | 0.71583
0.48955 |  | 0.71578
0.48941 |  | 0.71575
0.48934 |  | 0.71563
0.48933 |  | 0.71555
0.48923 |  | 0.7154
0.48916 |  | 0.71532
0.48898 |  | 0.71515
0.48885 |  | 0.71506
0.48885 |  | 0.71495
0.48874 |  | 0.71486
0.48856 |  | 0.71479
0.48849 |  | 0.71462
0.48836 |  | 0.71452
0.48827 |  | 0.71447
0.48823 |  | 0.71434
0.48811 |  | 0.71424
0.48796 |  | 0.71419
0.48792 |  | 0.71405
0.48778 |  | 0.71394
0.48761 |  | 0.71388
0.48755 |  | 0.71375
0.48744 |  | 0.71363
0.4874 |  | 0.71359
0.48732 |  | 0.71353
0.48727 |  | 0.71347
0.48716 |  | 0.71341
0.48706 |  | 0.71333
0.48692 |  | 0.71325
0.48675 |  | 0.71316
0.48663 |  | 0.71305
0.48654 |  | 0.71292
0.48644 |  | 0.71287
0.48629 |  | 0.71278
0.48624 |  | 0.71264
0.48609 |  | 0.71239
0.48597 |  | 0.71229
0.48589 |  | 0.7122
0.48581 |  | 0.7121
0.48574 |  | 0.71201
0.48563 |  | 0.71192
0.48556 |  | 0.71184
0.4855 |  | 0.71178
0.4854 |  | 0.71166
0.48529 |  | 0.71157
0.48506 |  | 0.71143
0.48494 |  | 0.71133
0.48465 |  | 0.71126
0.48458 |  | 0.71118
0.4845 |  | 0.71112
0.48439 |  | 0.71105
0.48428 |  | 0.71097
0.48418 |  | 0.71085
0.48417 |  | 0.7108
0.48411 |  | 0.71063
0.48399 |  | 0.71048
0.48381 |  | 0.71031
0.48373 |  | 0.7102
0.48359 |  | 0.71004
0.48354 |  | 0.70991
0.48346 |  | 0.70983
0.48336 |  | 0.70975
0.48321 |  | 0.70971
0.4832 |  | 0.70961
0.48311 |  | 0.70955
0.48298 |  | 0.70949
0.48275 |  | 0.70945
0.48241 |  | 0.70928
0.48235 |  | 0.70924
0.48223 |  | 0.70916
0.48215 |  | 0.70907
0.48201 |  | 0.70892
0.48195 |  | 0.70876
0.48182 |  | 0.70863
0.48175 |  | 0.7085
0.48166 |  | 0.70845
0.48152 |  | 0.70839
0.48141 |  | 0.7083
0.48133 |  | 0.70822
0.48126 |  | 0.70815
0.48114 |  | 0.70804
0.48107 |  | 0.70792
0.48099 |  | 0.70786
0.4809 |  | 0.70772
0.48079 |  | 0.70767
0.48065 |  | 0.70756
0.48061 |  | 0.70749
0.48053 |  | 0.70736
0.48041 |  | 0.70724
0.48022 |  | 0.70719
0.4801 |  | 0.70711
0.48001 |  | 0.70704
0.47989 |  | 0.70697
0.47979 |  | 0.70679
0.47968 |  | 0.70667
0.47956 |  | 0.70656
0.47945 |  | 0.70648
0.47927 |  | 0.70637
0.47919 |  | 0.70622
0.4791 |  | 0.70615
0.47889 |  | 0.70609
0.4787 |  | 0.70599
0.47848 |  | 0.70588
0.47842 |  | 0.70583
0.4782 |  | 0.70574
0.47811 |  | 0.70564
0.47805 |  | 0.70555
0.47795 |  | 0.70552
0.47782 |  | 0.70541
0.4776 |  | 0.70528
0.47753 |  | 0.70522
0.47745 |  | 0.7051
0.47738 |  | 0.70498
0.47725 |  | 0.70487
0.47713 |  | 0.70478
0.47707 |  | 0.70473
0.477 |  | 0.70462
0.4769 |  | 0.7045
0.47684 |  | 0.70445
0.47678 |  | 0.7043
0.47674 |  | 0.70421
0.47667 |  | 0.70407
0.4766 |  | 0.70399
0.47648 |  | 0.70396
0.47642 |  | 0.70387
0.47632 |  | 0.70381
0.4762 |  | 0.70378
0.4762 |  | 0.70373
0.47608 |  | 0.70369
0.476 |  | 0.70359
0.47596 |  | 0.70351
0.47578 |  | 0.7034
0.47567 |  | 0.7033
0.47559 |  | 0.70314
0.47552 |  | 0.70311
0.4754 |  | 0.70303
0.47529 |  | 0.70285
0.47522 |  | 0.70273
0.47518 |  | 0.70266
0.47507 |  | 0.70258
0.47502 |  | 0.70244
0.47493 |  | 0.70242
0.47485 |  | 0.70233
0.47471 |  | 0.7022
0.47449 |  | 0.70211
0.47436 |  | 0.70204
0.47429 |  | 0.70195
0.47424 |  | 0.7019
0.47412 |  | 0.70183
0.47407 |  | 0.70171
0.47395 |  | 0.70158
0.47391 |  | 0.70146
0.47373 |  | 0.70142
0.47369 |  | 0.70138
0.47355 |  | 0.70121
0.47351 |  | 0.70116
0.47319 |  | 0.70108
0.47306 |  | 0.70105
0.47299 |  | 0.70097
0.47295 |  | 0.70092
0.47288 |  | 0.70083
0.47266 |  | 0.70075
0.47257 |  | 0.70068
0.47243 |  | 0.70056
0.47233 |  | 0.7005
0.47217 |  | 0.70047
0.4721 |  | 0.70039
0.472 |  | 0.70036
0.47191 |  | 0.70026
0.47187 |  | 0.7002
0.47179 |  | 0.70006
0.4717 |  | 0.69996
0.47157 |  | 0.69991
0.47142 |  | 0.69987
0.47137 |  | 0.69977
0.47133 |  | 0.69972
0.47122 |  | 0.69952
0.4711 |  | 0.69942
0.47104 |  | 0.69931
0.47097 |  | 0.69927
0.4709 |  | 0.69918
0.4708 |  | 0.69914
0.47069 |  | 0.69908
0.47059 |  | 0.69901
0.47054 |  | 0.69889
0.4704 |  | 0.69877
0.47029 |  | 0.69868
0.47022 |  | 0.69864
0.46999 |  | 0.69844
0.4699 |  | 0.69838
0.46986 |  | 0.69829
0.46973 |  | 0.69822
0.46966 |  | 0.69805
0.46961 |  | 0.69799
0.46954 |  | 0.69782
0.46948 |  | 0.69768
0.46941 |  | 0.6976
0.46932 |  | 0.69752
0.4693 |  | 0.69741
0.46919 |  | 0.69736
0.46912 |  | 0.69728
0.46904 |  | 0.69717
0.46898 |  | 0.69706
0.46891 |  | 0.69704
0.46888 |  | 0.69699
0.46876 |  | 0.69689
0.46869 |  | 0.69675
0.46858 |  | 0.69666
0.46852 |  | 0.6966
0.46834 |  | 0.69654
0.46821 |  | 0.69638
0.46818 |  | 0.69629
0.46812 |  | 0.69623
0.46802 |  | 0.69612
0.468 |  | 0.69599
0.46788 |  | 0.69575
0.46783 |  | 0.69572
0.46772 |  | 0.6956
0.46764 |  | 0.69555
0.46755 |  | 0.69548
0.46749 |  | 0.6954
0.4674 |  | 0.69528
0.4673 |  | 0.69521
0.46717 |  | 0.69508
0.46714 |  | 0.69496
0.4671 |  | 0.69489
0.46703 |  | 0.69481
0.46695 |  | 0.69476
0.46689 |  | 0.69464
0.46681 |  | 0.69458
0.46674 |  | 0.69445
0.46667 |  | 0.69437
0.46658 |  | 0.69429
0.46647 |  | 0.69419
0.46637 |  | 0.69402
0.46616 |  | 0.69389
0.46607 |  | 0.69376
0.46598 |  | 0.69362
0.4659 |  | 0.6935
0.4658 |  | 0.69338
0.46577 |  | 0.69332
0.46563 |  | 0.69327
0.46557 |  | 0.6932
0.46546 |  | 0.69313
0.46541 |  | 0.69301
0.4653 |  | 0.69296
0.46522 |  | 0.69279
0.46514 |  | 0.69261
0.46507 |  | 0.69255
0.46503 |  | 0.69244
0.46495 |  | 0.69236
0.46489 |  | 0.69227
0.46486 |  | 0.69224
0.46479 |  | 0.69213
0.46475 |  | 0.69204
0.46465 |  | 0.69191
0.46457 |  | 0.69182
0.46448 |  | 0.69174
0.4644 |  | 0.69166
0.46437 |  | 0.69159
0.46433 |  | 0.69154
0.46424 |  | 0.69147
0.46419 |  | 0.69135
0.46412 |  | 0.6913
0.46406 |  | 0.69123
0.46401 |  | 0.69119
0.46395 |  | 0.69115
0.46382 |  | 0.6911
0.46355 |  | 0.69104
0.46338 |  | 0.69099
0.46326 |  | 0.69092
0.46319 |  | 0.69085
0.46312 |  | 0.69078
0.46311 |  | 0.69071
0.46299 |  | 0.69059
0.46294 |  | 0.69051
0.46288 |  | 0.69047
0.46277 |  | 0.69036
0.46275 |  | 0.69023
0.46267 |  | 0.69019
0.46254 |  | 0.69015
0.46246 |  | 0.69005
0.46238 |  | 0.68994
0.46228 |  | 0.68985
0.46218 |  | 0.68971
0.46214 |  | 0.68962
0.4621 |  | 0.68954
0.46204 |  | 0.6895
0.46198 |  | 0.68931
0.46187 |  | 0.68925
0.46182 |  | 0.6892
0.46174 |  | 0.68914
0.4617 |  | 0.68907
0.46158 |  | 0.68898
0.46153 |  | 0.68892
0.46144 |  | 0.68879
0.46137 |  | 0.68869
0.46136 |  | 0.68862
0.46131 |  | 0.68852
0.46116 |  | 0.68844
0.46106 |  | 0.68839
0.46098 |  | 0.68828
0.46089 |  | 0.68817
0.46081 |  | 0.68812
0.4607 |  | 0.68795
0.46052 |  | 0.68784
0.46042 |  | 0.68777
0.46039 |  | 0.68767
0.46031 |  | 0.68759
0.46019 |  | 0.68749
0.46014 |  | 0.68744
0.46005 |  | 0.68731
0.45999 |  | 0.68724
0.45993 |  | 0.68712
0.45986 |  | 0.68704
0.4598 |  | 0.687
0.45968 |  | 0.68694
0.45967 |  | 0.68678
0.45952 |  | 0.68674
0.45945 |  | 0.68669
0.45933 |  | 0.68661
0.45926 |  | 0.68651
0.45921 |  | 0.68641
0.45911 |  | 0.68634
0.4591 |  | 0.68622
0.45906 |  | 0.68621
0.45898 |  | 0.68609
0.45885 |  | 0.68599
0.45881 |  | 0.68588
0.45873 |  | 0.68573
0.45859 |  | 0.68564
0.45851 |  | 0.68552
0.45842 |  | 0.68544
0.45836 |  | 0.68539
0.45819 |  | 0.68529
0.45814 |  | 0.68522
0.4581 |  | 0.68513
0.45801 |  | 0.68511
0.45796 |  | 0.68502
0.45787 |  | 0.68495
0.45784 |  | 0.6848
0.45774 |  | 0.6847
0.45769 |  | 0.68461
0.45762 |  | 0.68455
0.45752 |  | 0.68449
0.45741 |  | 0.68445
0.45728 |  | 0.68433
0.45724 |  | 0.68423
0.4572 |  | 0.68413
0.45712 |  | 0.68408
0.45704 |  | 0.68392
0.45701 |  | 0.68388
0.45694 |  | 0.68385
0.45689 |  | 0.6838
0.45686 |  | 0.68376
0.45674 |  | 0.68372
0.45657 |  | 0.68364
0.45652 |  | 0.68354
0.45647 |  | 0.6835
0.45641 |  | 0.68343
0.45635 |  | 0.68329
0.45622 |  | 0.68321
0.45612 |  | 0.68317
0.45602 |  | 0.6831
0.45597 |  | 0.68308
0.45594 |  | 0.68291
0.45583 |  | 0.68285
0.45578 |  | 0.68275
0.45574 |  | 0.68265
0.45566 |  | 0.68254
0.45557 |  | 0.68251
0.4555 |  | 0.68244
0.45542 |  | 0.68236
0.45536 |  | 0.6823
0.4553 |  | 0.68221
0.45525 |  | 0.68206
0.45519 |  | 0.68189
0.45516 |  | 0.68179
0.45515 |  | 0.68167
0.45502 |  | 0.68163
0.45493 |  | 0.68152
0.45489 |  | 0.68135
0.4548 |  | 0.6813
0.45475 |  | 0.68121
0.4546 |  | 0.68108
0.45451 |  | 0.68102
0.45441 |  | 0.68094
0.45433 |  | 0.68087
0.45424 |  | 0.68083
0.45417 |  | 0.68074
0.45416 |  | 0.68068
0.45411 |  | 0.68059
0.45407 |  | 0.68052
0.45403 |  | 0.68045
0.45392 |  | 0.68037
0.45388 |  | 0.68032
0.45384 |  | 0.68028
0.45369 |  | 0.68022
0.45362 |  | 0.68011
0.45359 |  | 0.68007
0.45353 |  | 0.68004
0.45347 |  | 0.68
0.45337 |  | 0.67991
0.45325 |  | 0.67984
0.45318 |  | 0.67975
0.4531 |  | 0.6797
0.45301 |  | 0.67966
0.4529 |  | 0.67962
0.45288 |  | 0.67956
0.45282 |  | 0.67952
0.45275 |  | 0.67939
0.45261 |  | 0.67927
0.45253 |  | 0.67922
0.45248 |  | 0.67916
0.45245 |  | 0.67909
0.45241 |  | 0.67901
0.4523 |  | 0.67886
0.45224 |  | 0.67878
0.45215 |  | 0.67867
0.45212 |  | 0.67854
0.45206 |  | 0.6785
0.45199 |  | 0.67846
0.45188 |  | 0.67837
0.45184 |  | 0.67831
0.45176 |  | 0.6782
0.45171 |  | 0.67813
0.45168 |  | 0.67807
0.45161 |  | 0.67802
0.45157 |  | 0.67792
0.45148 |  | 0.67782
0.4514 |  | 0.67772
0.45131 |  | 0.6776
0.45125 |  | 0.67753
0.45117 |  | 0.67749
0.4511 |  | 0.67742
0.45104 |  | 0.67738
0.451 |  | 0.67725
0.45097 |  | 0.67717
0.45091 |  | 0.67702
0.45079 |  | 0.67696
0.45075 |  | 0.67692
0.45066 |  | 0.67683
0.45055 |  | 0.67673
0.45045 |  | 0.67665
0.45033 |  | 0.67661
0.45032 |  | 0.67648
0.45028 |  | 0.67636
0.45024 |  | 0.67623
0.45013 |  | 0.67618
0.45007 |  | 0.67604
0.44996 |  | 0.67595
0.44989 |  | 0.67587
0.44982 |  | 0.67578
0.44973 |  | 0.67574
0.44962 |  | 0.6756
0.44954 |  | 0.67552
0.44944 |  | 0.67539
0.44933 |  | 0.67525
0.44925 |  | 0.67524
0.44917 |  | 0.67522
0.4491 |  | 0.67514
0.449 |  | 0.67511
0.44897 |  | 0.67507
0.44893 |  | 0.67496
0.44889 |  | 0.67487
0.44883 |  | 0.67476
0.44875 |  | 0.67472
0.44868 |  | 0.67464
0.44859 |  | 0.67453
0.44853 |  | 0.67449
0.44848 |  | 0.67444
0.44842 |  | 0.67441
0.44836 |  | 0.67436
0.4482 |  | 0.67429
0.44815 |  | 0.67417
0.4481 |  | 0.67403
0.44802 |  | 0.67396
0.44794 |  | 0.67386
0.44785 |  | 0.67382
0.44781 |  | 0.6737
0.44769 |  | 0.67358
0.44767 |  | 0.67351
0.44754 |  | 0.67331
0.44745 |  | 0.67323
0.4474 |  | 0.6732
0.44732 |  | 0.67312
0.44724 |  | 0.67309
0.44714 |  | 0.67297
0.44702 |  | 0.67291
0.447 |  | 0.67287
0.44694 |  | 0.67281
0.44685 |  | 0.67275
0.44681 |  | 0.67269
0.44675 |  | 0.67253
0.44668 |  | 0.6725
0.44661 |  | 0.67243
0.4466 |  | 0.67237
0.44654 |  | 0.67228
0.44647 |  | 0.67222
0.44638 |  | 0.67216
0.4463 |  | 0.67207
0.44623 |  | 0.67203
0.44617 |  | 0.67199
0.4461 |  | 0.67189
0.44607 |  | 0.67174
0.44603 |  | 0.67167
0.44599 |  | 0.67157
0.44592 |  | 0.67151
0.44588 |  | 0.67145
0.44582 |  | 0.67132
0.44571 |  | 0.67117
0.44567 |  | 0.67111
0.44558 |  | 0.67106
0.44554 |  | 0.67099
0.4455 |  | 0.67092
0.44542 |  | 0.67088
0.44535 |  | 0.6707
0.44528 |  | 0.67066
0.4452 |  | 0.67054
0.44517 |  | 0.67048
0.44515 |  | 0.67043
0.44507 |  | 0.67037
0.44497 |  | 0.67033
0.44492 |  | 0.67029
0.44488 |  | 0.67018
0.44478 |  | 0.67013
0.44477 |  | 0.67007
0.44469 |  | 0.67004
0.4446 |  | 0.66996
0.44449 |  | 0.66988
0.44446 |  | 0.66977
0.44436 |  | 0.66968
0.44433 |  | 0.66964
0.44429 |  | 0.66948
0.44428 |  | 0.66941
0.4442 |  | 0.66934
0.4441 |  | 0.6693
0.44403 |  | 0.66924
0.444 |  | 0.66914
0.44394 |  | 0.66909
0.44393 |  | 0.66898
0.44386 |  | 0.66884
0.44379 |  | 0.66874
0.44371 |  | 0.66866
0.44367 |  | 0.66858
0.44364 |  | 0.66843
0.44356 |  | 0.66841
0.44353 |  | 0.6683
0.44348 |  | 0.66825
0.44342 |  | 0.66815
0.44341 |  | 0.66806
0.44338 |  | 0.66801
0.44331 |  | 0.66793
0.44325 |  | 0.66788
0.44313 |  | 0.66782
0.44305 |  | 0.66776
0.44299 |  | 0.66771
0.44295 |  | 0.6676
0.44287 |  | 0.66758
0.44283 |  | 0.66744
0.44277 |  | 0.66734
0.44274 |  | 0.66729
0.44269 |  | 0.66723
0.44263 |  | 0.66709
0.44255 |  | 0.66705
0.4425 |  | 0.66699
0.44246 |  | 0.66692
0.44234 |  | 0.66685
0.44229 |  | 0.66677
0.44219 |  | 0.66677
0.44216 |  | 0.66671
0.44213 |  | 0.66665
0.44206 |  | 0.6666
0.44201 |  | 0.66655
0.44193 |  | 0.66648
0.44188 |  | 0.66642
0.44185 |  | 0.66634
0.44173 |  | 0.66628
0.44168 |  | 0.66625
0.4416 |  | 0.66619
0.44157 |  | 0.66616
0.44153 |  | 0.66605
0.44149 |  | 0.666
0.44144 |  | 0.66592
0.4414 |  | 0.66588
0.44135 |  | 0.66582
0.44128 |  | 0.66576
0.44127 |  | 0.66571
0.4412 |  | 0.66565
0.44118 |  | 0.66559
0.44109 |  | 0.66551
0.44105 |  | 0.66539
0.44102 |  | 0.66524
0.44092 |  | 0.66522
0.44087 |  | 0.66518
0.44078 |  | 0.66513
0.44068 |  | 0.66511
0.44065 |  | 0.66502
0.44056 |  | 0.66491
0.44046 |  | 0.66481
0.4404 |  | 0.66477
0.44025 |  | 0.66469
0.44015 |  | 0.66464
0.44006 |  | 0.6646
0.43999 |  | 0.66455
0.43994 |  | 0.66447
0.4399 |  | 0.66441
0.43987 |  | 0.66435
0.43983 |  | 0.66429
0.43979 |  | 0.66419
0.43976 |  | 0.66415
0.43969 |  | 0.6641
0.43959 |  | 0.66403
0.43955 |  | 0.66394
0.43948 |  | 0.66386
0.43944 |  | 0.66379
0.43933 |  | 0.66375
0.4393 |  | 0.66372
0.43923 |  | 0.66366
0.43916 |  | 0.6636
0.43909 |  | 0.66357
0.43903 |  | 0.66353
0.439 |  | 0.66347
0.43895 |  | 0.66339
0.43892 |  | 0.66335
0.43886 |  | 0.66326
0.43881 |  | 0.66322
0.43873 |  | 0.66316
0.43866 |  | 0.66311
0.4386 |  | 0.66303
0.43851 |  | 0.66294
0.43844 |  | 0.66291
0.43835 |  | 0.66287
0.4383 |  | 0.66282
0.43819 |  | 0.66277
0.4381 |  | 0.6627
0.4381 |  | 0.66252
0.43801 |  | 0.66244
0.43795 |  | 0.66232
0.43793 |  | 0.66224
0.43789 |  | 0.66219
0.43788 |  | 0.66215
0.43779 |  | 0.66213
0.43774 |  | 0.66205
0.43769 |  | 0.66203
0.4376 |  | 0.662
0.43757 |  | 0.66194
0.43748 |  | 0.66185
0.43739 |  | 0.66173
0.43731 |  | 0.66166
0.43727 |  | 0.6616
0.43718 |  | 0.66154
0.43716 |  | 0.66146
0.43709 |  | 0.66136
0.43705 |  | 0.66131
0.43693 |  | 0.66129
0.43685 |  | 0.66121
0.43682 |  | 0.66117
0.43676 |  | 0.66112
0.4367 |  | 0.66106
0.43664 |  | 0.66096
0.43661 |  | 0.66086
0.43648 |  | 0.66078
0.43643 |  | 0.66073
0.4364 |  | 0.66065
0.43636 |  | 0.66059
0.43623 |  | 0.66055
0.43618 |  | 0.66052
0.43612 |  | 0.66045
0.43609 |  | 0.66029
0.43602 |  | 0.66025
0.43597 |  | 0.66017
0.43595 |  | 0.66008
0.43586 |  | 0.66001
0.43578 |  | 0.65993
0.43573 |  | 0.65987
0.43567 |  | 0.65976
0.43565 |  | 0.6597
0.43562 |  | 0.65968
0.43562 |  | 0.65964
0.43559 |  | 0.65955
0.43551 |  | 0.65943
0.43548 |  | 0.65939
0.43541 |  | 0.65934
0.43533 |  | 0.65928
0.43524 |  | 0.65925
0.43522 |  | 0.6592
0.43512 |  | 0.65916
0.43509 |  | 0.65911
0.435 |  | 0.65901
0.43492 |  | 0.65899
0.43486 |  | 0.65892
0.43481 |  | 0.65884
0.43476 |  | 0.65877
0.43475 |  | 0.6587
0.43468 |  | 0.65867
0.4346 |  | 0.65859
0.43456 |  | 0.65854
0.43455 |  | 0.65845
0.43448 |  | 0.65837
0.43439 |  | 0.65832
0.43432 |  | 0.65828
0.43428 |  | 0.65822
0.43418 |  | 0.65814
0.43413 |  | 0.65807
0.4341 |  | 0.65799
0.43406 |  | 0.6579
0.43396 |  | 0.65786
0.43391 |  | 0.65781
0.43385 |  | 0.65777
0.43378 |  | 0.6577
0.43371 |  | 0.65766
0.4337 |  | 0.65758
0.43363 |  | 0.65751
0.43358 |  | 0.65742
0.43354 |  | 0.65734
0.43349 |  | 0.65729
0.43346 |  | 0.65722
0.43341 |  | 0.65718
0.4333 |  | 0.65704
0.43325 |  | 0.65698
0.43319 |  | 0.65697
0.43317 |  | 0.65693
0.43313 |  | 0.65688
0.4331 |  | 0.65679
0.43305 |  | 0.65672
0.43304 |  | 0.65667
0.43297 |  | 0.65663
0.43296 |  | 0.6565
0.43292 |  | 0.65648
0.43288 |  | 0.65642
0.43284 |  | 0.65634
0.43275 |  | 0.65629
0.43267 |  | 0.65626
0.43265 |  | 0.65616
0.4326 |  | 0.6561
0.43255 |  | 0.65604
0.43251 |  | 0.65601
0.43249 |  | 0.65599
0.4324 |  | 0.65584
0.43238 |  | 0.65577
0.43231 |  | 0.65571
0.43222 |  | 0.65563
0.43218 |  | 0.65558
0.43214 |  | 0.65551
0.43211 |  | 0.65546
0.43203 |  | 0.6553
0.43202 |  | 0.65527
0.43199 |  | 0.65517
0.43188 |  | 0.65509
0.43184 |  | 0.65506
0.43181 |  | 0.65494
0.43172 |  | 0.65489
0.43168 |  | 0.65482
0.43165 |  | 0.65473
0.4316 |  | 0.65466
0.43159 |  | 0.65458
0.43151 |  | 0.6545
0.43145 |  | 0.65443
0.4314 |  | 0.65439
0.43135 |  | 0.65427
0.43131 |  | 0.6542
0.43128 |  | 0.65415
0.43124 |  | 0.65406
0.43123 |  | 0.65401
0.43119 |  | 0.65393
0.43116 |  | 0.65385
0.43112 |  | 0.65372
0.43108 |  | 0.65367
0.43097 |  | 0.65363
0.43095 |  | 0.65355
0.43092 |  | 0.65346
0.43084 |  | 0.65339
0.43079 |  | 0.65334
0.43078 |  | 0.65329
0.43074 |  | 0.65324
0.43067 |  | 0.6532
0.43062 |  | 0.65314
0.43059 |  | 0.65306
0.43054 |  | 0.653
0.43046 |  | 0.65285
0.43035 |  | 0.65279
0.4303 |  | 0.65272
0.43021 |  | 0.65267
0.43013 |  | 0.65264
0.43011 |  | 0.65259
0.43008 |  | 0.65249
0.43 |  | 0.65244
0.42996 |  | 0.65228
0.42988 |  | 0.65222
0.4298 |  | 0.65215
0.42976 |  | 0.65203
0.42975 |  | 0.65192
0.42974 |  | 0.65187
0.42967 |  | 0.65181
0.42962 |  | 0.65176
0.42957 |  | 0.6517
0.42952 |  | 0.65162
0.42948 |  | 0.65156
0.42944 |  | 0.6515
0.42941 |  | 0.65146
0.4293 |  | 0.65144
0.42924 |  | 0.65137
0.42921 |  | 0.65132
0.42916 |  | 0.65127
0.42911 |  | 0.6512
0.42906 |  | 0.65114
0.42902 |  | 0.65112
0.42895 |  | 0.65103
0.42893 |  | 0.65094
0.42887 |  | 0.65086
0.42886 |  | 0.65074
0.42878 |  | 0.6507
0.4287 |  | 0.65063
0.42866 |  | 0.6505
0.42862 |  | 0.65041
0.42857 |  | 0.65028
0.42853 |  | 0.65026
0.42848 |  | 0.65022
0.42845 |  | 0.65009
0.42839 |  | 0.65005
0.42833 |  | 0.65001
0.42832 |  | 0.64996
0.42828 |  | 0.64983
0.42819 |  | 0.64979
0.42814 |  | 0.64973
0.42808 |  | 0.64961
0.428 |  | 0.64952
0.42794 |  | 0.64945
0.42792 |  | 0.6494
0.4279 |  | 0.64931
0.42785 |  | 0.64927
0.4278 |  | 0.64918
0.42776 |  | 0.64908
0.42771 |  | 0.64901
0.42765 |  | 0.64897
0.4276 |  | 0.64887
0.42757 |  | 0.6488
0.42753 |  | 0.64877
0.42745 |  | 0.6487
0.42737 |  | 0.64865
0.42731 |  | 0.64857
0.42727 |  | 0.64848
0.42722 |  | 0.64837
0.42717 |  | 0.64831
0.42713 |  | 0.64824
0.42712 |  | 0.64819
0.42701 |  | 0.64813
0.42698 |  | 0.64803
0.42694 |  | 0.64799
0.42688 |  | 0.6479
0.42684 |  | 0.64786
0.42679 |  | 0.64779
0.42669 |  | 0.64771
0.42666 |  | 0.64769
0.42664 |  | 0.64759
0.4266 |  | 0.64751
0.42656 |  | 0.64744
0.42648 |  | 0.64735
0.42643 |  | 0.64724
0.42639 |  | 0.64718
0.42636 |  | 0.64711
0.42632 |  | 0.64705
0.42629 |  | 0.64699
0.42623 |  | 0.64693
0.4262 |  | 0.64685
0.42612 |  | 0.64678
0.4261 |  | 0.64674
0.42607 |  | 0.64666
0.42604 |  | 0.64665
0.426 |  | 0.64659
0.42592 |  | 0.6465
0.42584 |  | 0.64649
0.42579 |  | 0.64641
0.42577 |  | 0.64638
0.42573 |  | 0.64631
0.42571 |  | 0.6463
0.42562 |  | 0.64626
0.42558 |  | 0.64613
0.42553 |  | 0.64603
0.42551 |  | 0.64595
0.42546 |  | 0.64588
0.42543 |  | 0.64581
0.42541 |  | 0.64574
0.42538 |  | 0.64564
0.42535 |  | 0.64556
0.42532 |  | 0.64545
0.4253 |  | 0.64541
0.42524 |  | 0.64535
0.42524 |  | 0.64522
0.42518 |  | 0.64515
0.42518 |  | 0.64508
0.4251 |  | 0.64508
0.42508 |  | 0.64501
0.42502 |  | 0.64489
0.425 |  | 0.64485
0.42497 |  | 0.64481
0.42492 |  | 0.64474
0.42491 |  | 0.64467
0.42489 |  | 0.64459
0.42485 |  | 0.6445
0.42482 |  | 0.64445
0.42475 |  | 0.64436
0.42474 |  | 0.64432
0.42472 |  | 0.64429
0.42468 |  | 0.64422
0.42467 |  | 0.6442
0.4246 |  | 0.64408
0.42459 |  | 0.64404
0.42455 |  | 0.64402
0.42452 |  | 0.64398
0.42444 |  | 0.64395
0.42442 |  | 0.64384
0.42436 |  | 0.64379
0.42431 |  | 0.64366
0.4243 |  | 0.64362
0.42426 |  | 0.64353
0.4242 |  | 0.6435
0.42415 |  | 0.64346
0.42411 |  | 0.64337
0.42402 |  | 0.64332
0.42397 |  | 0.64323
0.42393 |  | 0.64316
0.42389 |  | 0.64304
0.42381 |  | 0.64297
0.42377 |  | 0.64287
0.42368 |  | 0.6428
0.42364 |  | 0.64277
0.42359 |  | 0.64272
0.42356 |  | 0.64268
0.42351 |  | 0.64261
0.42348 |  | 0.64259
0.42343 |  | 0.64255
0.42339 |  | 0.64249
0.42332 |  | 0.64245
0.42329 |  | 0.64237
0.42319 |  | 0.64233
0.42315 |  | 0.64226
0.42312 |  | 0.6422
0.42309 |  | 0.64216
0.42308 |  | 0.64211
0.42305 |  | 0.64201
0.42301 |  | 0.64196
0.42299 |  | 0.64194
0.42295 |  | 0.64184
0.42288 |  | 0.64176
0.42276 |  | 0.64171
0.42271 |  | 0.6416
0.42271 |  | 0.64158
0.42267 |  | 0.64157
0.42259 |  | 0.6415
0.42257 |  | 0.64146
0.42254 |  | 0.64138
0.4225 |  | 0.64128
0.42247 |  | 0.64121
0.42246 |  | 0.64116
0.4224 |  | 0.64106
0.42239 |  | 0.64102
0.42234 |  | 0.64094
0.4223 |  | 0.64089
0.42226 |  | 0.64083
0.42224 |  | 0.64079
0.42221 |  | 0.64078
0.42218 |  | 0.64073
0.42214 |  | 0.6406
0.42206 |  | 0.64052
0.422 |  | 0.64051
0.42198 |  | 0.64042
0.42194 |  | 0.64034
0.42191 |  | 0.6403
0.42184 |  | 0.64025
0.4218 |  | 0.64021
0.42174 |  | 0.6402
0.42171 |  | 0.64016
0.42167 |  | 0.64009
0.42162 |  | 0.64005
0.42158 |  | 0.63998
0.42155 |  | 0.63986
0.42147 |  | 0.63982
0.42145 |  | 0.63976
0.42143 |  | 0.63973
0.42139 |  | 0.63962
0.42136 |  | 0.63953
0.42134 |  | 0.63949
0.42129 |  | 0.63942
0.42124 |  | 0.63938
0.42115 |  | 0.63935
0.42111 |  | 0.63929
0.42108 |  | 0.6392
0.42104 |  | 0.63919
0.42099 |  | 0.6391
0.42097 |  | 0.63903
0.42094 |  | 0.63902
0.42085 |  | 0.63895
0.42082 |  | 0.63887
0.42077 |  | 0.6388
0.42072 |  | 0.63871
0.42072 |  | 0.63865
0.42071 |  | 0.63857
0.42061 |  | 0.63851
0.42052 |  | 0.63842
0.42049 |  | 0.63834
0.42046 |  | 0.63823
0.42039 |  | 0.63818
0.42029 |  | 0.63814
0.42023 |  | 0.6381
0.42023 |  | 0.63792
0.42018 |  | 0.63783
0.42015 |  | 0.63778
0.42011 |  | 0.63778
0.42007 |  | 0.6377
0.42006 |  | 0.63763
0.42003 |  | 0.63755
0.41997 |  | 0.63744
0.41996 |  | 0.63735
0.4199 |  | 0.63731
0.41989 |  | 0.63723
0.41984 |  | 0.63717
0.41975 |  | 0.63711
0.41968 |  | 0.63706
0.41967 |  | 0.63698
0.41962 |  | 0.63694
0.41958 |  | 0.6369
0.41951 |  | 0.63683
0.4195 |  | 0.63676
0.41945 |  | 0.63671
0.41944 |  | 0.63664
0.41938 |  | 0.63661
0.41935 |  | 0.63656
0.41931 |  | 0.6365
0.41929 |  | 0.63645
0.41925 |  | 0.63642
0.41921 |  | 0.63633
0.41919 |  | 0.63628
0.41913 |  | 0.63624
0.41911 |  | 0.63619
0.41907 |  | 0.63608
0.41906 |  | 0.63602
0.41899 |  | 0.63602
0.41896 |  | 0.63597
0.4189 |  | 0.63591
0.41887 |  | 0.63587
0.41885 |  | 0.63582
0.41879 |  | 0.6358
0.41875 |  | 0.63573
0.41873 |  | 0.6356
0.41867 |  | 0.63553
0.41863 |  | 0.63544
0.41857 |  | 0.63541
0.41855 |  | 0.6354
0.41854 |  | 0.63536
0.41851 |  | 0.63528
0.41847 |  | 0.63521
0.41843 |  | 0.63516
0.4184 |  | 0.6351
0.41838 |  | 0.63505
0.41833 |  | 0.63498
0.41828 |  | 0.6349
0.41821 |  | 0.63485
0.41813 |  | 0.63475
0.4181 |  | 0.63469
0.41807 |  | 0.63465
0.41804 |  | 0.6346
0.418 |  | 0.63455
0.41799 |  | 0.63449
0.41791 |  | 0.63445
0.41786 |  | 0.63439
0.41782 |  | 0.63437
0.41778 |  | 0.63428
0.41771 |  | 0.63422
0.41771 |  | 0.63415
0.41765 |  | 0.63408
0.41764 |  | 0.63404
0.41761 |  | 0.63396
0.41755 |  | 0.63392
0.41754 |  | 0.63387
0.41751 |  | 0.63383
0.41744 |  | 0.63378
0.41741 |  | 0.63375
0.41735 |  | 0.63367
0.41729 |  | 0.6336
0.41728 |  | 0.63353
0.41722 |  | 0.63349
0.41719 |  | 0.63345
0.41713 |  | 0.63333
0.41707 |  | 0.63328
0.41703 |  | 0.63321
0.41702 |  | 0.63313
0.41698 |  | 0.63308
0.41693 |  | 0.63301
0.4169 |  | 0.63297
0.41688 |  | 0.63295
0.41682 |  | 0.63289
0.41681 |  | 0.63284
0.41673 |  | 0.63276
0.41672 |  | 0.63268
0.41669 |  | 0.63259
0.41662 |  | 0.63255
0.41658 |  | 0.63246
0.41656 |  | 0.63241
0.41651 |  | 0.63238
0.41645 |  | 0.63236
0.41642 |  | 0.63228
0.41637 |  | 0.6322
0.4163 |  | 0.63218
0.41628 |  | 0.63208
0.41626 |  | 0.63199
0.41622 |  | 0.63196
0.41618 |  | 0.63188
0.41614 |  | 0.63182
0.41612 |  | 0.63181
0.41608 |  | 0.63172
0.41608 |  | 0.6317
0.41602 |  | 0.63161
0.41599 |  | 0.63157
0.41598 |  | 0.63146
0.41595 |  | 0.63139
0.41593 |  | 0.63134
0.41586 |  | 0.63132
0.41582 |  | 0.63128
0.41577 |  | 0.63124
0.41575 |  | 0.63114
0.41574 |  | 0.63106
0.4157 |  | 0.63099
0.41566 |  | 0.63092
0.41559 |  | 0.6309
0.41556 |  | 0.6309
0.41553 |  | 0.63083
0.41551 |  | 0.63078
0.4155 |  | 0.63075
0.41546 |  | 0.63072
0.41539 |  | 0.63061
0.41535 |  | 0.63053
0.41528 |  | 0.63044
0.41527 |  | 0.63041
0.41519 |  | 0.63037
0.41514 |  | 0.63027
0.4151 |  | 0.63022
0.41507 |  | 0.63019
0.41501 |  | 0.63011
0.41498 |  | 0.63002
0.41493 |  | 0.62995
0.4149 |  | 0.62986
0.41485 |  | 0.6298
0.41482 |  | 0.62972
0.41479 |  | 0.62963
0.41474 |  | 0.62952
0.4147 |  | 0.6295
0.41469 |  | 0.62948
0.41466 |  | 0.62941
0.41462 |  | 0.62934
0.41455 |  | 0.62927
0.41451 |  | 0.62911
0.41442 |  | 0.62906
0.41435 |  | 0.62903
0.4143 |  | 0.62894
0.41424 |  | 0.6289
0.4142 |  | 0.62885
0.41416 |  | 0.62879
0.41413 |  | 0.62869
0.41409 |  | 0.62864
0.41403 |  | 0.62858
0.41399 |  | 0.62853
0.41396 |  | 0.62851
0.41392 |  | 0.62848
0.4139 |  | 0.62841
0.4139 |  | 0.62838
0.41387 |  | 0.62825
0.41384 |  | 0.62823
0.41378 |  | 0.62819
0.41372 |  | 0.62811
0.41371 |  | 0.62803
0.41366 |  | 0.62796
0.41364 |  | 0.62794
0.4136 |  | 0.6279
0.41359 |  | 0.62786
0.41355 |  | 0.6278
0.41351 |  | 0.62776
0.41347 |  | 0.62768
0.41342 |  | 0.62767
0.41336 |  | 0.62761
0.41335 |  | 0.6276
0.41331 |  | 0.62753
0.41327 |  | 0.62745
0.41326 |  | 0.6274
0.4132 |  | 0.62733
0.41318 |  | 0.62729
0.41318 |  | 0.62724
0.41312 |  | 0.62721
0.41304 |  | 0.62719
0.41302 |  | 0.62706
0.413 |  | 0.62698
0.41299 |  | 0.62692
0.41296 |  | 0.62684
0.41292 |  | 0.6268
0.41287 |  | 0.62674
0.41281 |  | 0.62672
0.4128 |  | 0.62664
0.41279 |  | 0.6266
0.41275 |  | 0.62657
0.41269 |  | 0.62653
0.41268 |  | 0.62647
0.41268 |  | 0.6264
0.41264 |  | 0.62634
0.41257 |  | 0.62627
0.41256 |  | 0.62622
0.41255 |  | 0.62613
0.41253 |  | 0.62605
0.41252 |  | 0.626
0.41248 |  | 0.62593
0.41248 |  | 0.62587
0.41244 |  | 0.62584
0.41236 |  | 0.62581
0.41235 |  | 0.62572
0.41229 |  | 0.62565
0.41224 |  | 0.62555
0.41221 |  | 0.6255
0.41213 |  | 0.6255
0.41206 |  | 0.62544
0.41205 |  | 0.62541
0.41198 |  | 0.62534
0.41194 |  | 0.62533
0.4119 |  | 0.6253
0.41189 |  | 0.62522
0.41185 |  | 0.62518
0.41182 |  | 0.62515
0.4118 |  | 0.62509
0.41176 |  | 0.62506
0.41173 |  | 0.625
0.41169 |  | 0.62496
0.41168 |  | 0.62495
0.41165 |  | 0.62488
0.41163 |  | 0.62486
0.4116 |  | 0.62482
0.41152 |  | 0.62474
0.41151 |  | 0.6247
0.41147 |  | 0.62467
0.41144 |  | 0.62461
0.41141 |  | 0.62454
0.41139 |  | 0.62447
0.41137 |  | 0.62441
0.41135 |  | 0.62437
0.41129 |  | 0.62434
0.41127 |  | 0.62425
0.41121 |  | 0.6242
0.4112 |  | 0.62416
0.41114 |  | 0.62415
0.41111 |  | 0.62405
0.41108 |  | 0.62401
0.41103 |  | 0.624
0.41101 |  | 0.62396
0.41097 |  | 0.62395
0.41091 |  | 0.62389
0.41089 |  | 0.62382
0.41087 |  | 0.6238
0.41083 |  | 0.62374
0.41078 |  | 0.62366
0.41076 |  | 0.62359
0.41072 |  | 0.6235
0.41064 |  | 0.62345
0.4106 |  | 0.62341
0.4106 |  | 0.62333
0.41058 |  | 0.62327
0.41056 |  | 0.62324
0.41053 |  | 0.62316
0.41049 |  | 0.62311
0.41048 |  | 0.62306
0.41045 |  | 0.62297
0.41042 |  | 0.62287
0.4104 |  | 0.62285
0.41039 |  | 0.62274
0.41035 |  | 0.62272
0.41032 |  | 0.62265
0.41028 |  | 0.62261
0.41024 |  | 0.62253
0.41023 |  | 0.62246
0.41016 |  | 0.6224
0.41013 |  | 0.62236
0.41008 |  | 0.6223
0.41007 |  | 0.62227
0.41005 |  | 0.62217
0.41 |  | 0.62213
0.40998 |  | 0.62211
0.40996 |  | 0.62203
0.40988 |  | 0.622
0.40985 |  | 0.62196
0.40985 |  | 0.62191
0.40983 |  | 0.62191
0.40978 |  | 0.62184
0.40976 |  | 0.62182
0.40975 |  | 0.62175
0.40971 |  | 0.62167
0.40968 |  | 0.62155
0.40964 |  | 0.62147
0.4096 |  | 0.62141
0.40957 |  | 0.62136
0.40956 |  | 0.62133
0.40953 |  | 0.6213
0.4095 |  | 0.62124
0.40946 |  | 0.62124
0.40942 |  | 0.62116
0.40938 |  | 0.62113
0.40933 |  | 0.62106
0.40931 |  | 0.621
0.40925 |  | 0.62098
0.40919 |  | 0.62095
0.40915 |  | 0.62092
0.40913 |  | 0.62092
0.4091 |  | 0.62088
0.40908 |  | 0.62079
0.40906 |  | 0.62071
0.40903 |  | 0.62063
0.40899 |  | 0.62062
0.40895 |  | 0.62051
0.4089 |  | 0.62045
0.40888 |  | 0.6204
0.40884 |  | 0.62031
0.40882 |  | 0.62022
0.40879 |  | 0.62018
0.40871 |  | 0.62011
0.40867 |  | 0.62003
0.40864 |  | 0.61999
0.40859 |  | 0.61987
0.40856 |  | 0.6198
0.40852 |  | 0.61971
0.40848 |  | 0.61966
0.40843 |  | 0.6196
0.40842 |  | 0.61954
0.40839 |  | 0.61951
0.4083 |  | 0.61946
0.40828 |  | 0.61938
0.40821 |  | 0.61928
0.4082 |  | 0.61926
0.40814 |  | 0.61918
0.40813 |  | 0.61913
0.40812 |  | 0.61906
0.40809 |  | 0.61899
0.40809 |  | 0.61891
0.40806 |  | 0.61884
0.40806 |  | 0.61882
0.40802 |  | 0.61875
0.40801 |  | 0.61869
0.40798 |  | 0.61862
0.40795 |  | 0.61849
0.40786 |  | 0.61844
0.40785 |  | 0.61839
0.40781 |  | 0.61836
0.4078 |  | 0.61826
0.40776 |  | 0.61815
0.40773 |  | 0.61809
0.40769 |  | 0.61804
0.40766 |  | 0.61804
0.40764 |  | 0.61796
0.40759 |  | 0.61792
0.40757 |  | 0.61786
0.40755 |  | 0.6178
0.40751 |  | 0.61773
0.40748 |  | 0.61771
0.40745 |  | 0.61768
0.40741 |  | 0.61761
0.4074 |  | 0.61755
0.40735 |  | 0.61751
0.40735 |  | 0.61748
0.40732 |  | 0.61738
0.40725 |  | 0.61736
0.40723 |  | 0.61729
0.40723 |  | 0.61727
0.40719 |  | 0.61725
0.40719 |  | 0.61716
0.40716 |  | 0.61712
0.40713 |  | 0.61706
0.40712 |  | 0.61702
0.40708 |  | 0.61699
0.40703 |  | 0.61695
0.40701 |  | 0.61689
0.40698 |  | 0.61681
0.40695 |  | 0.61675
0.40692 |  | 0.61666
0.40691 |  | 0.61659
0.40684 |  | 0.61654
0.4068 |  | 0.61644
0.40677 |  | 0.61637
0.40676 |  | 0.61628
0.40672 |  | 0.61623
0.40672 |  | 0.6162
0.40669 |  | 0.61615
0.40664 |  | 0.61607
0.4066 |  | 0.61601
0.40659 |  | 0.61595
0.40653 |  | 0.61594
0.40647 |  | 0.61591
0.40646 |  | 0.61586
0.40643 |  | 0.61579
0.40643 |  | 0.61574
0.40639 |  | 0.61566
0.40638 |  | 0.61566
0.40633 |  | 0.61562
0.40629 |  | 0.6156
0.40627 |  | 0.61556
0.40626 |  | 0.61553
0.40622 |  | 0.61552
0.40618 |  | 0.61543
0.40615 |  | 0.61535
0.40614 |  | 0.6153
0.40609 |  | 0.61525
0.40608 |  | 0.61519
0.40604 |  | 0.61513
0.40597 |  | 0.61512
0.40593 |  | 0.61501
0.40593 |  | 0.61499
0.40591 |  | 0.61496
0.40583 |  | 0.61495
0.40575 |  | 0.61492
0.40573 |  | 0.61487
0.40567 |  | 0.61482
0.40564 |  | 0.61478
0.4056 |  | 0.61476
0.40559 |  | 0.61472
0.40554 |  | 0.61461
0.40551 |  | 0.61456
0.40548 |  | 0.61453
0.40545 |  | 0.61448
0.40542 |  | 0.61445
0.4054 |  | 0.61436
0.40537 |  | 0.61432
0.40533 |  | 0.61428
0.40532 |  | 0.61425
0.40528 |  | 0.61419
0.40524 |  | 0.61408
0.40518 |  | 0.61399
0.40516 |  | 0.61395
0.40512 |  | 0.61387
0.40508 |  | 0.61384
0.40506 |  | 0.61379
0.40501 |  | 0.61374
0.40498 |  | 0.61368
0.40497 |  | 0.61361
0.40492 |  | 0.61355
0.40491 |  | 0.61349
0.40489 |  | 0.61342
0.40488 |  | 0.61338
0.40486 |  | 0.61331
0.40483 |  | 0.61329
0.40477 |  | 0.61326
0.40472 |  | 0.61322
0.40471 |  | 0.61317
0.40467 |  | 0.61313
0.40465 |  | 0.61306
0.40461 |  | 0.613
0.4046 |  | 0.61292
0.40455 |  | 0.61284
0.40452 |  | 0.61282
0.40446 |  | 0.61276
0.40444 |  | 0.61275
0.40441 |  | 0.61274
0.40436 |  | 0.61268
0.40433 |  | 0.61266
0.40429 |  | 0.61253
0.40429 |  | 0.61248
0.40425 |  | 0.61243
0.40418 |  | 0.6123
0.40413 |  | 0.61226
0.4041 |  | 0.61218
0.40403 |  | 0.61214
0.40401 |  | 0.61213
0.40401 |  | 0.61212
0.40396 |  | 0.61204
0.40389 |  | 0.61198
0.40388 |  | 0.61192
0.40385 |  | 0.61183
0.40384 |  | 0.61175
0.4038 |  | 0.61173
0.40379 |  | 0.61165
0.40379 |  | 0.61158
0.40376 |  | 0.61145
0.40375 |  | 0.61137
0.40369 |  | 0.61131
0.40368 |  | 0.61122
0.40364 |  | 0.6112
0.4036 |  | 0.6111
0.40358 |  | 0.61108
0.40354 |  | 0.611
0.40351 |  | 0.61096
0.40351 |  | 0.61093
0.40345 |  | 0.61088
0.40345 |  | 0.6108
0.40343 |  | 0.61074
0.40341 |  | 0.61069
0.40339 |  | 0.61063
0.40337 |  | 0.61055
0.40332 |  | 0.61049
0.40331 |  | 0.61046
0.40327 |  | 0.61042
0.40323 |  | 0.61034
0.40319 |  | 0.61029
0.40316 |  | 0.61029
0.40311 |  | 0.61023
0.40306 |  | 0.61015
0.40306 |  | 0.61009
0.40302 |  | 0.61007
0.40301 |  | 0.61
0.403 |  | 0.60996
0.40297 |  | 0.60995
0.40297 |  | 0.60989
0.40294 |  | 0.60985
0.4029 |  | 0.60979
0.40288 |  | 0.60976
0.40288 |  | 0.60974
0.40284 |  | 0.60966
0.40281 |  | 0.60964
0.40277 |  | 0.60956
0.40275 |  | 0.60953
0.4027 |  | 0.60952
0.40266 |  | 0.60943
0.40263 |  | 0.6094
0.40259 |  | 0.60936
0.40255 |  | 0.60933
0.40252 |  | 0.6093
0.40249 |  | 0.60924
0.40243 |  | 0.6092
0.40242 |  | 0.60918
0.40238 |  | 0.60914
0.40233 |  | 0.60907
0.40231 |  | 0.60904
0.40228 |  | 0.609
0.40227 |  | 0.60897
0.40224 |  | 0.60893
0.40224 |  | 0.60887
0.40218 |  | 0.60879
0.40215 |  | 0.60875
0.40213 |  | 0.6087
0.40211 |  | 0.60865
0.40204 |  | 0.60859
0.402 |  | 0.60857
0.40199 |  | 0.60854
0.40195 |  | 0.60849
0.4019 |  | 0.60842
0.40188 |  | 0.6084
0.40184 |  | 0.60836
0.40183 |  | 0.6083
0.40183 |  | 0.60827
0.40178 |  | 0.6082
0.40177 |  | 0.60815
0.40174 |  | 0.60809
0.40173 |  | 0.60809
0.40169 |  | 0.60807
0.40166 |  | 0.60799
0.40162 |  | 0.6079
0.40157 |  | 0.60784
0.40153 |  | 0.60783
0.40149 |  | 0.60778
0.40149 |  | 0.6077
0.40145 |  | 0.60765
0.40142 |  | 0.60762
0.40138 |  | 0.60757
0.40135 |  | 0.60752
0.40133 |  | 0.60745
0.4013 |  | 0.60741
0.40128 |  | 0.60739
0.40121 |  | 0.60733
0.4012 |  | 0.60731
0.40119 |  | 0.60726
0.40117 |  | 0.60723
0.40112 |  | 0.60715
0.40106 |  | 0.60712
0.40103 |  | 0.60708
0.40101 |  | 0.60702
0.40098 |  | 0.60698
0.40094 |  | 0.60694
0.40089 |  | 0.6069
0.40087 |  | 0.60686
0.40087 |  | 0.60681
0.40084 |  | 0.6067
0.40081 |  | 0.60669
0.40079 |  | 0.60658
0.40074 |  | 0.60655
0.40072 |  | 0.60652
0.40069 |  | 0.60647
0.40068 |  | 0.60643
0.40065 |  | 0.60637
0.40062 |  | 0.60633
0.40061 |  | 0.6063
0.40059 |  | 0.60622
0.40059 |  | 0.60619
0.40056 |  | 0.60611
0.40053 |  | 0.60609
0.40048 |  | 0.60603
0.40046 |  | 0.60598
0.40042 |  | 0.60594
0.40037 |  | 0.60587
0.40036 |  | 0.60583
0.40032 |  | 0.60582
0.4003 |  | 0.60569
0.40028 |  | 0.60567
0.40028 |  | 0.60562
0.40024 |  | 0.60558
0.40017 |  | 0.60554
0.40013 |  | 0.60551
0.40012 |  | 0.60548
0.40011 |  | 0.60545
0.40008 |  | 0.60542
0.40006 |  | 0.60535
0.40001 |  | 0.60532
0.39999 |  | 0.60525
0.39993 |  | 0.60522
0.39991 |  | 0.60515
0.39988 |  | 0.60508
0.39985 |  | 0.60506
0.39984 |  | 0.60495
0.3998 |  | 0.60492
0.39978 |  | 0.60487
0.39978 |  | 0.60484
0.39976 |  | 0.60478
0.39972 |  | 0.60474
0.39971 |  | 0.60466
0.39967 |  | 0.60457
0.39965 |  | 0.60448
0.39963 |  | 0.60443
0.3996 |  | 0.60438
0.39956 |  | 0.60434
0.39955 |  | 0.60428
0.39948 |  | 0.60422
0.39948 |  | 0.60417
0.39944 |  | 0.60408
0.3994 |  | 0.60403
0.39938 |  | 0.604
0.39937 |  | 0.60399
0.39933 |  | 0.60395
0.39929 |  | 0.60386
0.39927 |  | 0.60383
0.39924 |  | 0.60375
0.3992 |  | 0.60371
0.39917 |  | 0.60365
0.39916 |  | 0.6036
0.3991 |  | 0.60354
0.39909 |  | 0.60348
0.39904 |  | 0.60344
0.399 |  | 0.60338
0.39898 |  | 0.60333
0.39896 |  | 0.60325
0.39892 |  | 0.60324
0.3989 |  | 0.60313
0.3989 |  | 0.60305
0.39887 |  | 0.60297
0.39881 |  | 0.60294
0.3988 |  | 0.60292
0.39877 |  | 0.60289
0.39873 |  | 0.60284
0.3987 |  | 0.60279
0.39866 |  | 0.60274
0.39865 |  | 0.60271
0.39861 |  | 0.60265
0.39858 |  | 0.60263
0.39855 |  | 0.60255
0.39853 |  | 0.60252
0.3985 |  | 0.60245
0.3985 |  | 0.6024
0.39849 |  | 0.60236
0.39847 |  | 0.60231
0.39842 |  | 0.60227
0.39838 |  | 0.60224
0.39833 |  | 0.60217
0.39833 |  | 0.60216
0.39829 |  | 0.60215
0.39826 |  | 0.60211
0.39824 |  | 0.60206
0.39822 |  | 0.60197
0.39818 |  | 0.60193
0.39814 |  | 0.60192
0.39813 |  | 0.60188
0.3981 |  | 0.60185
0.39806 |  | 0.6018
0.39801 |  | 0.60175
0.39797 |  | 0.60172
0.39794 |  | 0.60169
0.39794 |  | 0.60163
0.39786 |  | 0.6016
0.39784 |  | 0.60155
0.3978 |  | 0.60151
0.39777 |  | 0.60148
0.39773 |  | 0.60141
0.39772 |  | 0.60136
0.3977 |  | 0.60131
0.39768 |  | 0.60125
0.39765 |  | 0.60113
0.39764 |  | 0.60108
0.39761 |  | 0.60103
0.39759 |  | 0.60101
0.39756 |  | 0.60099
0.39754 |  | 0.60091
0.39753 |  | 0.60087
0.3975 |  | 0.6008
0.39747 |  | 0.60075
0.39746 |  | 0.60067
0.39743 |  | 0.60064
0.39741 |  | 0.60058
0.39738 |  | 0.60056
0.39736 |  | 0.60054
0.39731 |  | 0.60048
0.39731 |  | 0.60043
0.39731 |  | 0.60038
0.39726 |  | 0.60035
0.39725 |  | 0.60033
0.39724 |  | 0.60024
0.39721 |  | 0.60019
0.39717 |  | 0.60015
0.39714 |  | 0.60006
0.39712 |  | 0.59999
0.39709 |  | 0.59994
0.39705 |  | 0.59991
0.39702 |  | 0.59988
0.397 |  | 0.59982
0.39694 |  | 0.59979
0.39692 |  | 0.59974
0.39689 |  | 0.59969
0.39687 |  | 0.59966
0.39685 |  | 0.59957
0.39683 |  | 0.59951
0.39679 |  | 0.59949
0.39677 |  | 0.59946
0.39674 |  | 0.59944
0.39672 |  | 0.59936
0.39669 |  | 0.5993
0.39666 |  | 0.59921
0.39664 |  | 0.59914
0.3966 |  | 0.59911
0.39658 |  | 0.59897
0.39656 |  | 0.59897
0.39656 |  | 0.59891
0.39649 |  | 0.59888
0.39649 |  | 0.59884
0.39646 |  | 0.59883
0.39643 |  | 0.59879
0.39641 |  | 0.59873
0.39641 |  | 0.59872
0.39637 |  | 0.59862
0.39635 |  | 0.59859
0.39632 |  | 0.59857
0.39629 |  | 0.5985
0.39627 |  | 0.59844
0.39624 |  | 0.59841
0.39618 |  | 0.59838
0.39615 |  | 0.59834
0.39611 |  | 0.59833
0.39607 |  | 0.59829
0.39605 |  | 0.59828
0.396 |  | 0.5982
0.39597 |  | 0.59818
0.39597 |  | 0.5981
0.39592 |  | 0.59807
0.39589 |  | 0.59802
0.39586 |  | 0.598
0.39583 |  | 0.59795
0.39583 |  | 0.5979
0.39578 |  | 0.59785
0.39577 |  | 0.59781
0.39576 |  | 0.59773
0.39574 |  | 0.59771
0.39568 |  | 0.59763
0.39568 |  | 0.59758
0.39562 |  | 0.59753
0.39561 |  | 0.59748
0.3956 |  | 0.59744
0.39556 |  | 0.59741
0.39552 |  | 0.59736
0.39552 |  | 0.59732
0.39551 |  | 0.59727
0.39549 |  | 0.59723
0.39545 |  | 0.59719
0.39544 |  | 0.59708
0.3954 |  | 0.59707
0.39536 |  | 0.59702
0.39535 |  | 0.59701
0.39531 |  | 0.59695
0.3953 |  | 0.5969
0.39528 |  | 0.59682
0.39528 |  | 0.59677
0.39523 |  | 0.59673
0.39519 |  | 0.59666
0.39518 |  | 0.59661
0.39516 |  | 0.59657
0.39513 |  | 0.59651
0.39509 |  | 0.59641
0.39507 |  | 0.5963
0.39503 |  | 0.59625
0.39501 |  | 0.5962
0.39499 |  | 0.59617
0.39496 |  | 0.5961
0.39494 |  | 0.59605
0.39494 |  | 0.59599
0.39488 |  | 0.59595
0.39484 |  | 0.59594
0.39482 |  | 0.59589
0.39482 |  | 0.59586
0.39477 |  | 0.59579
0.39474 |  | 0.59577
0.3947 |  | 0.59567
0.39467 |  | 0.59563
0.39464 |  | 0.59555
0.39461 |  | 0.59551
0.39459 |  | 0.59548
0.39455 |  | 0.59543
0.39453 |  | 0.59539
0.3945 |  | 0.59536
0.39449 |  | 0.59534
0.39447 |  | 0.59526
0.39445 |  | 0.5952
0.39442 |  | 0.59518
0.39441 |  | 0.59514
0.39436 |  | 0.59512
0.39431 |  | 0.59505
0.39428 |  | 0.595
0.39427 |  | 0.59496
0.39424 |  | 0.5949
0.39422 |  | 0.59484
0.3942 |  | 0.5948
0.39417 |  | 0.59472
0.39415 |  | 0.59466
0.3941 |  | 0.59464
0.39406 |  | 0.59456
0.39403 |  | 0.59452
0.39403 |  | 0.59446
0.39399 |  | 0.59444
0.39397 |  | 0.59442
0.39394 |  | 0.59436
0.39388 |  | 0.59431
0.39387 |  | 0.59428
0.39387 |  | 0.5942
0.39384 |  | 0.59416
0.39376 |  | 0.59412
0.39371 |  | 0.59408
0.39371 |  | 0.59404
0.39366 |  | 0.59399
0.39364 |  | 0.59398
0.3936 |  | 0.59395
0.39358 |  | 0.59387
0.39356 |  | 0.59384
0.39353 |  | 0.5938
0.39349 |  | 0.59373
0.39344 |  | 0.59373
0.3934 |  | 0.59369
0.39336 |  | 0.59365
0.39335 |  | 0.59357
0.3933 |  | 0.59355
0.39322 |  | 0.59351
0.39322 |  | 0.59349
0.39319 |  | 0.59343
0.39318 |  | 0.59336
0.39314 |  | 0.59331
0.39313 |  | 0.59327
0.39307 |  | 0.59319
0.39307 |  | 0.59314
0.39307 |  | 0.59313
0.39306 |  | 0.59307
0.39302 |  | 0.593
0.39301 |  | 0.59294
0.39298 |  | 0.59286
0.39295 |  | 0.59285
0.3929 |  | 0.59282
0.39286 |  | 0.59277
0.39283 |  | 0.59273
0.39279 |  | 0.59266
0.39278 |  | 0.59264
0.39276 |  | 0.59261
0.3927 |  | 0.59257
0.39267 |  | 0.59253
0.39267 |  | 0.59249
0.39262 |  | 0.59245
0.3926 |  | 0.59242
0.39258 |  | 0.59238
0.39255 |  | 0.59232
0.39252 |  | 0.59229
0.3925 |  | 0.59225
0.39249 |  | 0.5922
0.39247 |  | 0.59216
0.39242 |  | 0.59211
0.3924 |  | 0.59208
0.39239 |  | 0.59203
0.39233 |  | 0.59198
0.39231 |  | 0.59195
0.3923 |  | 0.59191
0.39226 |  | 0.59181
0.39226 |  | 0.59178
0.39222 |  | 0.59175
0.39218 |  | 0.59173
0.39215 |  | 0.59173
0.39212 |  | 0.59164
0.39207 |  | 0.59154
0.39206 |  | 0.5915
0.39206 |  | 0.59146
0.39202 |  | 0.59139
0.39195 |  | 0.59132
0.39195 |  | 0.59124
0.39192 |  | 0.5912
0.39191 |  | 0.5912
0.39184 |  | 0.59112
0.39181 |  | 0.59105
0.39177 |  | 0.591
0.39176 |  | 0.59095
0.39176 |  | 0.59092
0.39174 |  | 0.59089
0.39172 |  | 0.59085
0.39169 |  | 0.5908
0.39167 |  | 0.59079
0.39164 |  | 0.59075
0.39163 |  | 0.59073
0.39159 |  | 0.59066
0.39157 |  | 0.59065
0.39156 |  | 0.59058
0.39155 |  | 0.59049
0.39152 |  | 0.59045
0.39151 |  | 0.59041
0.39148 |  | 0.59035
0.39143 |  | 0.59033
0.39141 |  | 0.59031
0.39139 |  | 0.59023
0.39138 |  | 0.59022
0.39136 |  | 0.59018
0.39132 |  | 0.59015
0.39131 |  | 0.5901
0.39126 |  | 0.59006
0.39123 |  | 0.58998
0.3912 |  | 0.58997
0.39119 |  | 0.58996
0.39117 |  | 0.58987
0.39117 |  | 0.5898
0.39112 |  | 0.58975
0.39112 |  | 0.58972
0.39109 |  | 0.58968
0.39107 |  | 0.58965
0.39103 |  | 0.58958
0.39099 |  | 0.58957
0.39096 |  | 0.58954
0.39091 |  | 0.5895
0.39091 |  | 0.58949
0.39089 |  | 0.58945
0.39087 |  | 0.58943
0.39085 |  | 0.58935
0.39081 |  | 0.58928
0.39079 |  | 0.5892
0.39076 |  | 0.58919
0.39073 |  | 0.58914
0.39069 |  | 0.58913
0.39066 |  | 0.58903
0.39064 |  | 0.589
0.39059 |  | 0.58898
0.39057 |  | 0.58895
0.39053 |  | 0.5889
0.39052 |  | 0.58882
0.39049 |  | 0.5888
0.39045 |  | 0.58877
0.3904 |  | 0.58869
0.39038 |  | 0.58864
0.39033 |  | 0.58861
0.39033 |  | 0.58857
0.39029 |  | 0.58844
0.39026 |  | 0.58837
0.39025 |  | 0.58833
0.39019 |  | 0.58832
0.39015 |  | 0.58829
0.39011 |  | 0.58822
0.39007 |  | 0.58822
0.39005 |  | 0.58816
0.39003 |  | 0.58813
0.39002 |  | 0.58808
0.39 |  | 0.588
0.38999 |  | 0.588
0.38995 |  | 0.58796
0.38995 |  | 0.58792
0.38994 |  | 0.58788
0.38989 |  | 0.58782
0.38988 |  | 0.58776
0.38985 |  | 0.58774
0.38983 |  | 0.58771
0.38979 |  | 0.58768
0.38978 |  | 0.58762
0.38976 |  | 0.58758
0.38975 |  | 0.58753
0.38968 |  | 0.58749
0.38965 |  | 0.58742
0.3896 |  | 0.58738
0.38956 |  | 0.58733
0.38954 |  | 0.58725
0.38953 |  | 0.5872
0.38951 |  | 0.58713
0.3895 |  | 0.58705
0.38948 |  | 0.58704
0.38948 |  | 0.58698
0.38946 |  | 0.58694
0.38943 |  | 0.58685
0.38941 |  | 0.58681
0.38941 |  | 0.58676
0.38936 |  | 0.58673
0.38933 |  | 0.58668
0.38929 |  | 0.58664
0.38926 |  | 0.58661
0.38925 |  | 0.58659
0.38919 |  | 0.58655
0.38918 |  | 0.5865
0.38915 |  | 0.58648
0.38913 |  | 0.58645
0.3891 |  | 0.58639
0.38908 |  | 0.58633
0.38906 |  | 0.58632
0.38906 |  | 0.58629
0.38902 |  | 0.58626
0.389 |  | 0.5862
0.38895 |  | 0.58616
0.38889 |  | 0.58612
0.38887 |  | 0.58612
0.38885 |  | 0.58605
0.38884 |  | 0.58601
0.38879 |  | 0.58598
0.38876 |  | 0.58597
0.38873 |  | 0.58593
0.38868 |  | 0.58589
0.38867 |  | 0.58587
0.38866 |  | 0.58585
0.38866 |  | 0.58581
0.38862 |  | 0.58577
0.3886 |  | 0.58576
0.38859 |  | 0.58572
0.38856 |  | 0.58567
0.38851 |  | 0.58563
0.38849 |  | 0.58559
0.38849 |  | 0.58556
0.38845 |  | 0.58553
0.38841 |  | 0.58547
0.38837 |  | 0.58544
0.38836 |  | 0.58539
0.38836 |  | 0.58535
0.3883 |  | 0.58533
0.38828 |  | 0.58529
0.38828 |  | 0.58526
0.38827 |  | 0.58518
0.38824 |  | 0.58513
0.38821 |  | 0.58509
0.38819 |  | 0.58506
0.38814 |  | 0.58501
0.38814 |  | 0.58499
0.38813 |  | 0.58498
0.3881 |  | 0.58495
0.38808 |  | 0.58494
0.38806 |  | 0.5849
0.388 |  | 0.58485
0.38799 |  | 0.58481
0.38796 |  | 0.58478
0.38794 |  | 0.58474
0.38788 |  | 0.58469
0.38788 |  | 0.58469
0.38787 |  | 0.58461
0.38784 |  | 0.58459
0.38782 |  | 0.58453
0.3878 |  | 0.58447
0.38779 |  | 0.5844
0.38776 |  | 0.58435
0.38772 |  | 0.58431
0.38771 |  | 0.58423
0.3877 |  | 0.5842
0.38767 |  | 0.58417
0.38766 |  | 0.58409
0.3876 |  | 0.58405
0.38759 |  | 0.584
0.38758 |  | 0.58398
0.38755 |  | 0.58394
0.38754 |  | 0.58393
0.38751 |  | 0.58386
0.3875 |  | 0.58381
0.38747 |  | 0.58376
0.38745 |  | 0.58375
0.38742 |  | 0.58367
0.3874 |  | 0.58364
0.38738 |  | 0.5836
0.38736 |  | 0.58359
0.38734 |  | 0.58353
0.38733 |  | 0.58344
0.38727 |  | 0.58338
0.38726 |  | 0.58331
0.38722 |  | 0.58327
0.38717 |  | 0.58322
0.38716 |  | 0.58315
0.38713 |  | 0.58311
0.38711 |  | 0.58305
0.38709 |  | 0.58299
0.38709 |  | 0.58298
0.38708 |  | 0.58294
0.38707 |  | 0.58293
0.38703 |  | 0.58286
0.387 |  | 0.58277
0.38699 |  | 0.58277
0.38696 |  | 0.5827
0.38692 |  | 0.58265
0.38689 |  | 0.58265
0.38688 |  | 0.58262
0.38682 |  | 0.58254
0.3868 |  | 0.58251
0.38676 |  | 0.58251
0.38674 |  | 0.58245
0.38672 |  | 0.58242
0.38669 |  | 0.5824
0.38664 |  | 0.5823
0.38663 |  | 0.58226
0.38658 |  | 0.58224
0.38657 |  | 0.58221
0.38653 |  | 0.58215
0.38649 |  | 0.58213
0.38645 |  | 0.58206
0.38645 |  | 0.58205
0.3864 |  | 0.58202
0.38637 |  | 0.58197
0.38636 |  | 0.58197
0.38633 |  | 0.58191
0.38631 |  | 0.58186
0.38627 |  | 0.58184
0.38626 |  | 0.58179
0.38626 |  | 0.58174
0.38621 |  | 0.58169
0.38621 |  | 0.58168
0.38618 |  | 0.58163
0.38615 |  | 0.5816
0.38614 |  | 0.58158
0.38611 |  | 0.58154
0.38607 |  | 0.5815
0.38606 |  | 0.58138
0.38606 |  | 0.58135
0.38603 |  | 0.58132
0.38599 |  | 0.58127
0.38595 |  | 0.58122
0.38595 |  | 0.58116
0.38594 |  | 0.58105
0.3859 |  | 0.58098
0.38586 |  | 0.58093
0.38585 |  | 0.58089
0.3858 |  | 0.58084
0.38578 |  | 0.58081
0.38575 |  | 0.58075
0.38574 |  | 0.5807
0.38574 |  | 0.58067
0.38571 |  | 0.58063
0.38567 |  | 0.58062
0.38563 |  | 0.58056
0.38562 |  | 0.58052
0.38558 |  | 0.58045
0.38558 |  | 0.58042
0.38555 |  | 0.5804
0.38554 |  | 0.58037
0.38554 |  | 0.58036
0.38552 |  | 0.58035
0.38548 |  | 0.58028
0.38547 |  | 0.58021
0.38543 |  | 0.58021
0.38543 |  | 0.58018
0.38542 |  | 0.58013
0.38536 |  | 0.58007
0.38531 |  | 0.58007
0.38527 |  | 0.58001
0.38523 |  | 0.57995
0.38523 |  | 0.57991
0.38519 |  | 0.57987
0.38519 |  | 0.57983
0.38518 |  | 0.5798
0.38515 |  | 0.57976
0.3851 |  | 0.57974
0.38508 |  | 0.57971
0.38507 |  | 0.57965
0.38506 |  | 0.57961
0.38502 |  | 0.57957
0.38498 |  | 0.57954
0.38498 |  | 0.57948
0.38492 |  | 0.57944
0.38488 |  | 0.57938
0.38487 |  | 0.57933
0.38484 |  | 0.57932
0.3848 |  | 0.57924
0.38479 |  | 0.57922
0.38475 |  | 0.57916
0.38474 |  | 0.57907
0.3847 |  | 0.57906
0.3847 |  | 0.57902
0.38468 |  | 0.57898
0.38467 |  | 0.57889
0.38464 |  | 0.57884
0.3846 |  | 0.57884
0.38458 |  | 0.5788
0.38454 |  | 0.57873
0.38452 |  | 0.57867
0.3845 |  | 0.57861
0.38447 |  | 0.57856
0.38445 |  | 0.57853
0.38442 |  | 0.57845
0.38441 |  | 0.57843
0.38437 |  | 0.57839
0.38435 |  | 0.57832
0.3843 |  | 0.57825
0.38429 |  | 0.57818
0.38426 |  | 0.57812
0.38423 |  | 0.57807
0.38422 |  | 0.57804
0.38421 |  | 0.57799
0.38417 |  | 0.57796
0.38414 |  | 0.57792
0.38413 |  | 0.57789
0.3841 |  | 0.57785
0.38409 |  | 0.57782
0.38403 |  | 0.57779
0.38403 |  | 0.57773
0.384 |  | 0.5777
0.384 |  | 0.57766
0.38396 |  | 0.57761
0.38393 |  | 0.57758
0.38392 |  | 0.57755
0.38388 |  | 0.57751
0.38386 |  | 0.57746
0.38383 |  | 0.57746
0.38381 |  | 0.5774
0.38378 |  | 0.57738
0.38377 |  | 0.57734
0.38373 |  | 0.5773
0.38372 |  | 0.57726
0.38367 |  | 0.57716
0.38367 |  | 0.57715
0.38367 |  | 0.57711
0.38363 |  | 0.57709
0.38361 |  | 0.57705
0.3836 |  | 0.57699
0.38355 |  | 0.57699
0.38354 |  | 0.57692
0.3835 |  | 0.57688
0.38349 |  | 0.57686
0.38346 |  | 0.57684
0.38343 |  | 0.57679
0.3834 |  | 0.57677
0.3834 |  | 0.57677
0.38337 |  | 0.57665
0.38336 |  | 0.57663
0.38332 |  | 0.5766
0.3833 |  | 0.57653
0.38328 |  | 0.57647
0.38326 |  | 0.57647
0.38324 |  | 0.57643
0.38322 |  | 0.5764
0.38322 |  | 0.57634
0.38317 |  | 0.57632
0.38317 |  | 0.57626
0.38317 |  | 0.57622
0.38317 |  | 0.57618
0.38314 |  | 0.57615
0.38309 |  | 0.57611
0.38307 |  | 0.57605
0.38305 |  | 0.57601
0.38303 |  | 0.576
0.38302 |  | 0.57595
0.38298 |  | 0.57589
0.38295 |  | 0.57588
0.3829 |  | 0.57586
0.38287 |  | 0.57583
0.38286 |  | 0.57579
0.38286 |  | 0.57575
0.38285 |  | 0.57571
0.38283 |  | 0.57567
0.38281 |  | 0.57563
0.38279 |  | 0.57556
0.38278 |  | 0.5755
0.38273 |  | 0.57547
0.3827 |  | 0.57538
0.38267 |  | 0.57534
0.38265 |  | 0.57529
0.38265 |  | 0.57525
0.38262 |  | 0.57522
0.38261 |  | 0.57515
0.38257 |  | 0.57514
0.38254 |  | 0.57508
0.38252 |  | 0.57505
0.38247 |  | 0.57498
0.38246 |  | 0.57495
0.38244 |  | 0.57491
0.38241 |  | 0.57486
0.38239 |  | 0.57484
0.38238 |  | 0.57482
0.38233 |  | 0.57477
0.38232 |  | 0.57475
0.38229 |  | 0.57472
0.38227 |  | 0.57465
0.38226 |  | 0.57462
0.38225 |  | 0.57459
0.38222 |  | 0.5745
0.38222 |  | 0.5745
0.38221 |  | 0.57445
0.38214 |  | 0.5744
0.38213 |  | 0.57437
0.38212 |  | 0.57429
0.38212 |  | 0.57425
0.38208 |  | 0.57421
0.38205 |  | 0.57421
0.38202 |  | 0.57414
0.38201 |  | 0.57412
0.38198 |  | 0.5741
0.38195 |  | 0.57408
0.38194 |  | 0.57404
0.38189 |  | 0.574
0.38186 |  | 0.57398
0.38186 |  | 0.57396
0.38183 |  | 0.57393
0.38182 |  | 0.5739
0.38179 |  | 0.57387
0.38178 |  | 0.57382
0.38176 |  | 0.57379
0.38171 |  | 0.57375
0.38168 |  | 0.57371
0.38167 |  | 0.57364
0.38164 |  | 0.5736
0.38162 |  | 0.57355
0.38158 |  | 0.57352
0.38155 |  | 0.57346
0.38154 |  | 0.57342
0.38148 |  | 0.57339
0.38147 |  | 0.57337
0.38144 |  | 0.57333
0.38143 |  | 0.57326
0.3814 |  | 0.5732
0.38139 |  | 0.57318
0.38136 |  | 0.57313
0.38132 |  | 0.57312
0.38131 |  | 0.57307
0.38128 |  | 0.57306
0.38127 |  | 0.57302
0.38124 |  | 0.57296
0.38123 |  | 0.57296
0.38121 |  | 0.57288
0.38117 |  | 0.57287
0.38116 |  | 0.57281
0.38112 |  | 0.57279
0.3811 |  | 0.57275
0.38107 |  | 0.57272
0.38103 |  | 0.57269
0.38101 |  | 0.57269
0.38099 |  | 0.57264
0.38095 |  | 0.5726
0.38091 |  | 0.57255
0.38091 |  | 0.57251
0.38087 |  | 0.57247
0.38085 |  | 0.57244
0.38082 |  | 0.57242
0.38082 |  | 0.57235
0.3808 |  | 0.57228
0.38078 |  | 0.57223
0.38074 |  | 0.57219
0.38072 |  | 0.57206
0.38071 |  | 0.57203
0.3807 |  | 0.57202
0.3807 |  | 0.57198
0.38066 |  | 0.57197
0.38062 |  | 0.57194
0.38059 |  | 0.57192
0.38058 |  | 0.57185
0.38058 |  | 0.57185
0.38055 |  | 0.57181
0.38052 |  | 0.57178
0.38051 |  | 0.57173
0.38048 |  | 0.57171
0.38045 |  | 0.57168
0.38044 |  | 0.57162
0.38043 |  | 0.57159
0.38042 |  | 0.5715
0.3804 |  | 0.57149
0.38039 |  | 0.57143
0.38035 |  | 0.57141
0.38032 |  | 0.57134
0.38029 |  | 0.57129
0.38028 |  | 0.57125
0.38025 |  | 0.57118
0.38024 |  | 0.57114
0.3802 |  | 0.57112
0.38017 |  | 0.57109
0.38014 |  | 0.57104
0.3801 |  | 0.571
0.38008 |  | 0.57096
0.38005 |  | 0.57088
0.38001 |  | 0.57086
0.38 |  | 0.57082
0.37999 |  | 0.57076
0.37995 |  | 0.57072
0.37992 |  | 0.5707
0.37991 |  | 0.57061
0.37989 |  | 0.57056
0.37985 |  | 0.57054
0.37984 |  | 0.5705
0.37981 |  | 0.57043
0.37979 |  | 0.57037
0.37977 |  | 0.57034
0.37974 |  | 0.57033
0.37974 |  | 0.57027
0.37973 |  | 0.57025
0.37973 |  | 0.57019
0.37969 |  | 0.57017
0.37966 |  | 0.57014
0.37965 |  | 0.5701
0.37961 |  | 0.57009
0.37961 |  | 0.57005
0.37958 |  | 0.57002
0.37954 |  | 0.56999
0.37954 |  | 0.56995
0.37949 |  | 0.56994
0.37946 |  | 0.56989
0.37945 |  | 0.56986
0.37944 |  | 0.56983
0.37941 |  | 0.56977
0.37939 |  | 0.56977
0.37935 |  | 0.56973
0.37933 |  | 0.56969
0.37932 |  | 0.56964
0.37927 |  | 0.56962
0.37926 |  | 0.56962
0.37923 |  | 0.56959
0.37922 |  | 0.56951
0.3792 |  | 0.56943
0.37919 |  | 0.56934
0.37912 |  | 0.56932
0.37911 |  | 0.56929
0.3791 |  | 0.56925
0.37907 |  | 0.56921
0.37903 |  | 0.56917
0.37901 |  | 0.56911
0.37898 |  | 0.56909
0.37898 |  | 0.56906
0.37895 |  | 0.56902
0.37894 |  | 0.56899
0.37891 |  | 0.56895
0.37891 |  | 0.56891
0.37888 |  | 0.56888
0.37886 |  | 0.5688
0.37883 |  | 0.56873
0.3788 |  | 0.56871
0.3788 |  | 0.56863
0.37877 |  | 0.5686
0.37874 |  | 0.56858
0.37872 |  | 0.5685
0.37869 |  | 0.56846
0.37865 |  | 0.56845
0.37864 |  | 0.56834
0.37862 |  | 0.56824
0.3786 |  | 0.56818
0.3786 |  | 0.56815
0.37859 |  | 0.56811
0.37857 |  | 0.56807
0.37852 |  | 0.56801
0.37852 |  | 0.56799
0.37852 |  | 0.56795
0.37849 |  | 0.5679
0.37844 |  | 0.56785
0.37844 |  | 0.56781
0.37838 |  | 0.56776
0.37838 |  | 0.56773
0.37837 |  | 0.56768
0.37834 |  | 0.56764
0.37832 |  | 0.56759
0.3783 |  | 0.56757
0.37827 |  | 0.56751
0.37825 |  | 0.56746
0.37822 |  | 0.56739
0.37817 |  | 0.56737
0.37813 |  | 0.56732
0.37813 |  | 0.56728
0.37813 |  | 0.56724
0.3781 |  | 0.56722
0.37806 |  | 0.56718
0.37804 |  | 0.56714
0.37802 |  | 0.56713
0.378 |  | 0.56709
0.37798 |  | 0.56706
0.37796 |  | 0.56702
0.37791 |  | 0.567
0.37788 |  | 0.56694
0.37787 |  | 0.56692
0.37785 |  | 0.56685
0.37779 |  | 0.56682
0.37778 |  | 0.56677
0.37776 |  | 0.56672
0.37773 |  | 0.56669
0.37773 |  | 0.56668
0.37772 |  | 0.56664
0.37769 |  | 0.5666
0.37766 |  | 0.5666
0.37766 |  | 0.56655
0.37762 |  | 0.56649
0.37762 |  | 0.56648
0.3776 |  | 0.56645
0.37758 |  | 0.56641
0.37757 |  | 0.5664
0.37753 |  | 0.56634
0.37749 |  | 0.56625
0.37746 |  | 0.56622
0.37744 |  | 0.56617
0.37744 |  | 0.56611
0.37742 |  | 0.56606
0.37738 |  | 0.56603
0.37737 |  | 0.56597
0.37733 |  | 0.56595
0.3773 |  | 0.56594
0.37727 |  | 0.56591
0.37725 |  | 0.56585
0.37725 |  | 0.56581
0.37721 |  | 0.56573
0.37721 |  | 0.56572
0.37717 |  | 0.56568
0.37714 |  | 0.56561
0.37712 |  | 0.56559
0.37709 |  | 0.56556
0.37708 |  | 0.56552
0.37705 |  | 0.56551
0.37705 |  | 0.56549
0.37702 |  | 0.56544
0.37701 |  | 0.56543
0.37694 |  | 0.56539
0.37693 |  | 0.56538
0.37691 |  | 0.56536
0.37687 |  | 0.5653
0.37686 |  | 0.56528
0.37683 |  | 0.56525
0.37679 |  | 0.56522
0.37676 |  | 0.56514
0.37674 |  | 0.56514
0.37671 |  | 0.56511
0.3767 |  | 0.56506
0.37667 |  | 0.56504
0.37666 |  | 0.56495
0.37663 |  | 0.56489
0.3766 |  | 0.56486
0.37658 |  | 0.56484
0.37657 |  | 0.56477
0.37654 |  | 0.56477
0.37652 |  | 0.56476
0.37652 |  | 0.56468
0.3765 |  | 0.56467
0.37647 |  | 0.56465
0.37645 |  | 0.56459
0.37642 |  | 0.56456
0.37639 |  | 0.56455
0.37639 |  | 0.56451
0.37635 |  | 0.56448
0.37632 |  | 0.56444
0.37631 |  | 0.56441
0.37628 |  | 0.5644
0.37626 |  | 0.56434
0.37623 |  | 0.56426
0.37622 |  | 0.5642
0.3762 |  | 0.56417
0.37619 |  | 0.56417
0.37616 |  | 0.5641
0.37614 |  | 0.56406
0.37612 |  | 0.56405
0.3761 |  | 0.56401
0.37607 |  | 0.56397
0.37606 |  | 0.56391
0.37606 |  | 0.56388
0.37603 |  | 0.56381
0.37602 |  | 0.5638
0.37602 |  | 0.56374
0.37598 |  | 0.56372
0.37594 |  | 0.5637
0.37588 |  | 0.56365
0.37586 |  | 0.56364
0.37584 |  | 0.56355
0.37583 |  | 0.56355
0.37582 |  | 0.56353
0.37582 |  | 0.56351
0.3758 |  | 0.56347
0.37577 |  | 0.56347
0.37576 |  | 0.56345
0.37569 |  | 0.56344
0.37569 |  | 0.56333
0.37566 |  | 0.56333
0.37566 |  | 0.56331
0.37564 |  | 0.56329
0.3756 |  | 0.56323
0.3756 |  | 0.56319
0.37555 |  | 0.56317
0.37554 |  | 0.56316
0.37552 |  | 0.5631
0.37549 |  | 0.56307
0.37547 |  | 0.56301
0.37546 |  | 0.56291
0.37544 |  | 0.56287
0.37541 |  | 0.56284
0.37541 |  | 0.5628
0.37539 |  | 0.56279
0.37535 |  | 0.56275
0.37532 |  | 0.5627
0.37529 |  | 0.56268
0.37528 |  | 0.56264
0.37527 |  | 0.56263
0.37525 |  | 0.56259
0.37524 |  | 0.56257
0.37523 |  | 0.56254
0.3752 |  | 0.56247
0.37517 |  | 0.56246
0.37513 |  | 0.56241
0.37512 |  | 0.56233
0.37512 |  | 0.5623
0.37508 |  | 0.5623
0.37506 |  | 0.56226
0.37504 |  | 0.56221
0.37501 |  | 0.56218
0.375 |  | 0.56216
0.37498 |  | 0.56213
0.37496 |  | 0.56206
0.37495 |  | 0.56206
0.37492 |  | 0.56206
0.37491 |  | 0.56197
0.37491 |  | 0.56196
0.37485 |  | 0.56193
0.37485 |  | 0.5619
0.37483 |  | 0.56185
0.3748 |  | 0.56183
0.37479 |  | 0.5618
0.37475 |  | 0.56176
0.37475 |  | 0.56176
0.37473 |  | 0.56172
0.37471 |  | 0.56169
0.37471 |  | 0.56165
0.37465 |  | 0.56163
0.37464 |  | 0.5616
0.37464 |  | 0.56159
0.37461 |  | 0.5615
0.37457 |  | 0.56145
0.37455 |  | 0.56141
0.37455 |  | 0.56135
0.37452 |  | 0.56131
0.37451 |  | 0.56125
0.37447 |  | 0.56121
0.37447 |  | 0.56117
0.37443 |  | 0.56107
0.37441 |  | 0.56104
0.37439 |  | 0.561
0.37437 |  | 0.56097
0.37433 |  | 0.56092
0.37432 |  | 0.56089
0.37429 |  | 0.56083
0.37428 |  | 0.56079
0.37424 |  | 0.56076
0.37421 |  | 0.56075
0.37418 |  | 0.56074
0.37417 |  | 0.56072
0.37416 |  | 0.5607
0.37412 |  | 0.56068
0.3741 |  | 0.56064
0.37407 |  | 0.56062
0.37406 |  | 0.56056
0.37406 |  | 0.56052
0.37402 |  | 0.56048
0.37398 |  | 0.56047
0.37397 |  | 0.5604
0.37391 |  | 0.56039
0.37391 |  | 0.5603
0.37388 |  | 0.56029
0.37387 |  | 0.56026
0.37384 |  | 0.56022
0.37383 |  | 0.5602
0.3738 |  | 0.56018
0.37379 |  | 0.56007
0.37377 |  | 0.56005
0.37377 |  | 0.56002
0.37374 |  | 0.56
0.37372 |  | 0.55996
0.37371 |  | 0.55993
0.37371 |  | 0.55989
0.37367 |  | 0.55982
0.37364 |  | 0.55977
0.37363 |  | 0.55975
0.3736 |  | 0.55971
0.3736 |  | 0.55967
0.37355 |  | 0.55963
0.37353 |  | 0.5596
0.37353 |  | 0.55956
0.3735 |  | 0.55951
0.37346 |  | 0.55946
0.37345 |  | 0.55945
0.37338 |  | 0.55941
0.37338 |  | 0.55939
0.37336 |  | 0.55938
0.37336 |  | 0.55934
0.37333 |  | 0.55933
0.3733 |  | 0.55926
0.37327 |  | 0.5592
0.37327 |  | 0.55919
0.37327 |  | 0.55918
0.37323 |  | 0.55917
0.37322 |  | 0.55914
0.37322 |  | 0.55909
0.37321 |  | 0.55908
0.37318 |  | 0.55905
0.37317 |  | 0.55898
0.37314 |  | 0.55889
0.37313 |  | 0.55885
0.3731 |  | 0.5588
0.3731 |  | 0.5588
0.37306 |  | 0.55877
0.37306 |  | 0.55873
0.37302 |  | 0.55871
0.37301 |  | 0.55867
0.37301 |  | 0.5586
0.37298 |  | 0.55855
0.37294 |  | 0.55852
0.37293 |  | 0.55848
0.37289 |  | 0.55844
0.37289 |  | 0.55839
0.37283 |  | 0.55838
0.3728 |  | 0.55835
0.37279 |  | 0.55832
0.37277 |  | 0.55827
0.37277 |  | 0.55825
0.37274 |  | 0.55822
0.37274 |  | 0.55817
0.37271 |  | 0.55813
0.3727 |  | 0.55809
0.37267 |  | 0.55808
0.37266 |  | 0.55804
0.37263 |  | 0.55796
0.3726 |  | 0.55791
0.37257 |  | 0.55787
0.37255 |  | 0.55786
0.37254 |  | 0.55782
0.37251 |  | 0.5578
0.37251 |  | 0.55778
0.37244 |  | 0.55772
0.37243 |  | 0.5577
0.37239 |  | 0.55768
0.37238 |  | 0.55763
0.37235 |  | 0.55762
0.37231 |  | 0.55759
0.37231 |  | 0.55754
0.37229 |  | 0.55751
0.37227 |  | 0.55748
0.37224 |  | 0.55747
0.37224 |  | 0.55742
0.3722 |  | 0.55742
0.37216 |  | 0.55739
0.37214 |  | 0.55735
0.37214 |  | 0.55732
0.37207 |  | 0.5573
0.37207 |  | 0.55726
0.37203 |  | 0.55723
0.37202 |  | 0.55721
0.37202 |  | 0.55715
0.37201 |  | 0.55715
0.37198 |  | 0.55709
0.37194 |  | 0.55706
0.37194 |  | 0.55706
0.37188 |  | 0.55703
0.37184 |  | 0.55701
0.3718 |  | 0.55699
0.3718 |  | 0.55696
0.37179 |  | 0.55694
0.37175 |  | 0.55691
0.37171 |  | 0.5569
0.37171 |  | 0.55687
0.37168 |  | 0.55683
0.37167 |  | 0.55678
0.37163 |  | 0.55674
0.37163 |  | 0.5567
0.37159 |  | 0.55668
0.37155 |  | 0.55666
0.37152 |  | 0.55662
0.37151 |  | 0.55658
0.37151 |  | 0.55653
0.37146 |  | 0.55648
0.37141 |  | 0.55647
0.37138 |  | 0.55646
0.37137 |  | 0.55643
0.37133 |  | 0.55639
0.37133 |  | 0.55637
0.3713 |  | 0.55632
0.37128 |  | 0.55629
0.37126 |  | 0.55627
0.37124 |  | 0.55622
0.37121 |  | 0.55621
0.37118 |  | 0.55617
0.37114 |  | 0.55614
0.37114 |  | 0.55609
0.37112 |  | 0.55607
0.37112 |  | 0.55605
0.3711 |  | 0.556
0.37105 |  | 0.55597
0.37104 |  | 0.55597
0.371 |  | 0.55592
0.371 |  | 0.55589
0.37096 |  | 0.55589
0.37093 |  | 0.55589
0.37092 |  | 0.55579
0.3709 |  | 0.55579
0.3709 |  | 0.55574
0.37085 |  | 0.55573
0.37084 |  | 0.55571
0.37082 |  | 0.55566
0.3708 |  | 0.55564
0.3708 |  | 0.5556
0.37077 |  | 0.55554
0.37076 |  | 0.55552
0.37073 |  | 0.55551
0.37071 |  | 0.55549
0.37069 |  | 0.55543
0.37065 |  | 0.5554
0.37064 |  | 0.55536
0.37063 |  | 0.55535
0.37061 |  | 0.55531
0.37058 |  | 0.55528
0.37058 |  | 0.55525
0.37056 |  | 0.55524
0.37053 |  | 0.55519
0.3705 |  | 0.55515
0.37049 |  | 0.55509
0.37046 |  | 0.55507
0.37045 |  | 0.55506
0.37041 |  | 0.55503
0.37039 |  | 0.55498
0.37037 |  | 0.55495
0.37036 |  | 0.55494
0.37033 |  | 0.55492
0.3703 |  | 0.55488
0.3703 |  | 0.55484
0.37028 |  | 0.5548
0.37026 |  | 0.55472
0.37024 |  | 0.55472
0.37022 |  | 0.55464
0.37022 |  | 0.55461
0.37018 |  | 0.55459
0.37017 |  | 0.55454
0.37016 |  | 0.55452
0.3701 |  | 0.55451
0.3701 |  | 0.55443
0.37009 |  | 0.55442
0.37008 |  | 0.55439
0.37005 |  | 0.55436
0.37002 |  | 0.55434
0.36998 |  | 0.55431
0.36996 |  | 0.5543
0.36994 |  | 0.55427
0.36994 |  | 0.55424
0.36992 |  | 0.5542
0.36989 |  | 0.55418
0.36989 |  | 0.55417
0.36988 |  | 0.55415
0.36986 |  | 0.55408
0.36982 |  | 0.55406
0.3698 |  | 0.55403
0.36979 |  | 0.554
0.36979 |  | 0.55392
0.36977 |  | 0.55387
0.36976 |  | 0.55387
0.36973 |  | 0.55383
0.36969 |  | 0.5538
0.36965 |  | 0.55376
0.36965 |  | 0.55371
0.36961 |  | 0.55371
0.3696 |  | 0.55364
0.36957 |  | 0.55362
0.36953 |  | 0.5536
0.36952 |  | 0.55355
0.3695 |  | 0.55351
0.36947 |  | 0.55347
0.36946 |  | 0.55347
0.36943 |  | 0.55345
0.36943 |  | 0.55341
0.36942 |  | 0.55338
0.36941 |  | 0.55332
0.36935 |  | 0.55327
0.36935 |  | 0.55321
0.36935 |  | 0.55319
0.36933 |  | 0.55317
0.3693 |  | 0.55311
0.36927 |  | 0.55308
0.36926 |  | 0.55304
0.36923 |  | 0.55303
0.36918 |  | 0.55302
0.36917 |  | 0.55297
0.36916 |  | 0.55295
0.36913 |  | 0.55291
0.36913 |  | 0.55286
0.36909 |  | 0.55281
0.36905 |  | 0.55276
0.36905 |  | 0.55271
0.36903 |  | 0.55267
0.36898 |  | 0.55267
0.36898 |  | 0.55262
0.36894 |  | 0.55254
0.36893 |  | 0.55251
0.36891 |  | 0.55247
0.36891 |  | 0.55243
0.36889 |  | 0.55242
0.36885 |  | 0.55237
0.36885 |  | 0.55233
0.36882 |  | 0.55229
0.36878 |  | 0.55225
0.36877 |  | 0.55219
0.36872 |  | 0.55216
0.36872 |  | 0.55215
0.36869 |  | 0.55212
0.36866 |  | 0.55208
0.36864 |  | 0.55204
0.36864 |  | 0.55203
0.36861 |  | 0.552
0.3686 |  | 0.55199
0.36857 |  | 0.55196
0.36855 |  | 0.55192
0.36852 |  | 0.5519
0.36852 |  | 0.55186
0.36851 |  | 0.55181
0.36848 |  | 0.55178
0.36845 |  | 0.55177
0.36844 |  | 0.55172
0.36843 |  | 0.55169
0.36839 |  | 0.55164
0.36837 |  | 0.55163
0.36837 |  | 0.5516
0.36835 |  | 0.55157
0.36832 |  | 0.55155
0.36832 |  | 0.5515
0.36828 |  | 0.55145
0.36825 |  | 0.5514
0.36821 |  | 0.55136
0.36817 |  | 0.55136
0.36816 |  | 0.5513
0.36813 |  | 0.55129
0.36809 |  | 0.55127
0.36808 |  | 0.55123
0.36808 |  | 0.55116
0.36805 |  | 0.55115
0.36805 |  | 0.55111
0.36801 |  | 0.55107
0.368 |  | 0.55101
0.36797 |  | 0.55096
0.36797 |  | 0.55092
0.36794 |  | 0.5509
0.36793 |  | 0.55086
0.36791 |  | 0.55083
0.36788 |  | 0.55078
0.36785 |  | 0.55071
0.36783 |  | 0.55071
0.36783 |  | 0.55069
0.36781 |  | 0.55065
0.36776 |  | 0.55062
0.36775 |  | 0.5506
0.36775 |  | 0.55054
0.36775 |  | 0.55053
0.36771 |  | 0.55048
0.36769 |  | 0.55045
0.36765 |  | 0.55043
0.36765 |  | 0.55042
0.36764 |  | 0.55039
0.36764 |  | 0.55037
0.3676 |  | 0.55034
0.36757 |  | 0.5503
0.36757 |  | 0.55026
0.36755 |  | 0.55025
0.36753 |  | 0.55018
0.36749 |  | 0.55016
0.36748 |  | 0.55012
0.36745 |  | 0.55009
0.36744 |  | 0.55004
0.36742 |  | 0.54997
0.36742 |  | 0.54996
0.36741 |  | 0.54994
0.3674 |  | 0.54991
0.36737 |  | 0.54988
0.36736 |  | 0.54985
0.36733 |  | 0.54984
0.36731 |  | 0.54981
0.36729 |  | 0.54979
0.36727 |  | 0.54975
0.36725 |  | 0.54975
0.36724 |  | 0.54969
0.3672 |  | 0.54969
0.3672 |  | 0.54963
0.36717 |  | 0.5496
0.36717 |  | 0.54958
0.36712 |  | 0.54957
0.36712 |  | 0.54954
0.36707 |  | 0.54947
0.36705 |  | 0.54942
0.36703 |  | 0.54938
0.36702 |  | 0.54936
0.36701 |  | 0.54934
0.36694 |  | 0.54929
0.36691 |  | 0.54924
0.3669 |  | 0.54922
0.36689 |  | 0.54921
0.36685 |  | 0.54915
0.36685 |  | 0.54912
0.36683 |  | 0.54906
0.36681 |  | 0.54902
0.36681 |  | 0.54902
0.36678 |  | 0.549
0.36675 |  | 0.54893
0.36674 |  | 0.54892
0.36671 |  | 0.5489
0.36671 |  | 0.54886
0.36667 |  | 0.54881
0.36663 |  | 0.54876
0.36663 |  | 0.5487
0.3666 |  | 0.54867
0.36658 |  | 0.54862
0.36656 |  | 0.5486
0.36654 |  | 0.54856
0.36651 |  | 0.54855
0.3665 |  | 0.54851
0.36646 |  | 0.54849
0.36644 |  | 0.54843
0.36643 |  | 0.54842
0.36643 |  | 0.54839
0.36641 |  | 0.54835
0.36635 |  | 0.54833
0.36635 |  | 0.5483
0.36629 |  | 0.54827
0.36629 |  | 0.54823
0.36628 |  | 0.54813
0.36625 |  | 0.54811
0.36621 |  | 0.5481
0.36617 |  | 0.54805
0.36615 |  | 0.54799
0.36614 |  | 0.54794
0.36613 |  | 0.5479
0.3661 |  | 0.54788
0.3661 |  | 0.54784
0.36609 |  | 0.54778
0.36606 |  | 0.54775
0.36603 |  | 0.54772
0.36598 |  | 0.54769
0.36597 |  | 0.54762
0.36593 |  | 0.54762
0.36593 |  | 0.54757
0.36591 |  | 0.54754
0.36588 |  | 0.54753
0.36588 |  | 0.54753
0.36585 |  | 0.5475
0.36578 |  | 0.54746
0.36578 |  | 0.54742
0.36577 |  | 0.54742
0.36574 |  | 0.54738
0.36571 |  | 0.54733
0.36571 |  | 0.54729
0.36568 |  | 0.54727
0.36563 |  | 0.54725
0.3656 |  | 0.54722
0.36558 |  | 0.54718
0.36556 |  | 0.54713
0.36556 |  | 0.5471
0.36554 |  | 0.54704
0.36548 |  | 0.54702
0.36546 |  | 0.54701
0.36543 |  | 0.54698
0.36543 |  | 0.54695
0.36542 |  | 0.54695
0.36541 |  | 0.54693
0.36536 |  | 0.54689
0.36536 |  | 0.54686
0.36534 |  | 0.54685
0.36532 |  | 0.5468
0.36531 |  | 0.54677
0.36531 |  | 0.54673
0.36526 |  | 0.54672
0.36522 |  | 0.5467
0.3652 |  | 0.54668
0.36518 |  | 0.54665
0.36518 |  | 0.54661
0.36515 |  | 0.54658
0.36512 |  | 0.54655
0.36512 |  | 0.54652
0.3651 |  | 0.54648
0.36507 |  | 0.54646
0.36506 |  | 0.54643
0.36505 |  | 0.54634
0.36499 |  | 0.54629
0.36498 |  | 0.54626
0.36497 |  | 0.54621
0.36494 |  | 0.54617
0.36492 |  | 0.54617
0.3649 |  | 0.54613
0.3649 |  | 0.54609
0.36486 |  | 0.54605
0.36484 |  | 0.54602
0.36482 |  | 0.54598
0.36482 |  | 0.54591
0.3648 |  | 0.54587
0.36475 |  | 0.54585
0.36475 |  | 0.54584
0.36472 |  | 0.54582
0.36471 |  | 0.54579
0.36469 |  | 0.54572
0.36467 |  | 0.54571
0.36464 |  | 0.54567
0.36461 |  | 0.54566
0.36457 |  | 0.54561
0.36456 |  | 0.54558
0.36456 |  | 0.54555
0.36453 |  | 0.54552
0.36451 |  | 0.54551
0.36448 |  | 0.54547
0.36447 |  | 0.54542
0.36444 |  | 0.54538
0.36441 |  | 0.54537
0.3644 |  | 0.54531
0.36437 |  | 0.54525
0.36436 |  | 0.54522
0.36433 |  | 0.54518
0.36431 |  | 0.54517
0.36426 |  | 0.54513
0.36425 |  | 0.5451
0.36422 |  | 0.54505
0.36421 |  | 0.54502
0.36421 |  | 0.54502
0.36417 |  | 0.54502
0.36413 |  | 0.54494
0.36413 |  | 0.54493
0.3641 |  | 0.5449
0.36408 |  | 0.54489
0.36408 |  | 0.54481
0.36405 |  | 0.54475
0.36402 |  | 0.54468
0.36401 |  | 0.54465
0.36399 |  | 0.54464
0.36398 |  | 0.5446
0.36398 |  | 0.54459
0.36395 |  | 0.54455
0.36394 |  | 0.5445
0.36393 |  | 0.54447
0.36391 |  | 0.54439
0.36389 |  | 0.54435
0.36389 |  | 0.5443
0.36389 |  | 0.54427
0.36382 |  | 0.54423
0.36382 |  | 0.5442
0.36378 |  | 0.54416
0.36376 |  | 0.54413
0.36373 |  | 0.54406
0.36371 |  | 0.54402
0.36371 |  | 0.54401
0.36369 |  | 0.54397
0.36366 |  | 0.54396
0.36365 |  | 0.5439
0.36363 |  | 0.54389
0.36361 |  | 0.54387
0.36361 |  | 0.54384
0.36361 |  | 0.54379
0.36358 |  | 0.54373
0.36357 |  | 0.54368
0.36354 |  | 0.54365
0.36351 |  | 0.54364
0.3635 |  | 0.54363
0.36349 |  | 0.54357
0.36346 |  | 0.54356
0.36346 |  | 0.54352
0.36343 |  | 0.54352
0.36337 |  | 0.5435
0.36337 |  | 0.54346
0.36334 |  | 0.54343
0.36333 |  | 0.54337
0.36329 |  | 0.54333
0.36329 |  | 0.54329
0.36327 |  | 0.54328
0.36325 |  | 0.54325
0.36322 |  | 0.54317
0.36317 |  | 0.54314
0.36316 |  | 0.5431
0.36313 |  | 0.54309
0.36312 |  | 0.54305
0.36309 |  | 0.54304
0.36307 |  | 0.54301
0.36305 |  | 0.54298
0.36305 |  | 0.54294
0.36302 |  | 0.54292
0.36299 |  | 0.54289
0.36296 |  | 0.54285
0.36291 |  | 0.54283
0.36289 |  | 0.5428
0.36287 |  | 0.54276
0.36286 |  | 0.54273
0.36283 |  | 0.54269
0.36279 |  | 0.54265
0.36279 |  | 0.54264
0.36278 |  | 0.54262
0.36277 |  | 0.54259
0.36274 |  | 0.54252
0.36273 |  | 0.54249
0.36271 |  | 0.54247
0.36269 |  | 0.54246
0.36267 |  | 0.54241
0.36265 |  | 0.54235
0.36265 |  | 0.54233
0.36264 |  | 0.54229
0.36261 |  | 0.54226
0.36258 |  | 0.54225
0.36254 |  | 0.54221
0.36253 |  | 0.5422
0.36252 |  | 0.54216
0.36249 |  | 0.54213
0.36248 |  | 0.54212
0.36248 |  | 0.54208
0.36245 |  | 0.54205
0.36242 |  | 0.54204
0.36242 |  | 0.54197
0.3624 |  | 0.54193
0.36236 |  | 0.54189
0.36233 |  | 0.54188
0.3623 |  | 0.54184
0.3623 |  | 0.54179
0.36229 |  | 0.54176
0.36228 |  | 0.54172
0.36226 |  | 0.54167
0.36222 |  | 0.54163
0.36221 |  | 0.54157
0.3622 |  | 0.54155
0.36217 |  | 0.54153
0.36216 |  | 0.54149
0.36213 |  | 0.54147
0.3621 |  | 0.54144
0.36205 |  | 0.54141
0.36203 |  | 0.54136
0.36199 |  | 0.54133
0.36198 |  | 0.54128
0.36198 |  | 0.54126
0.36198 |  | 0.54121
0.36195 |  | 0.54114
0.3619 |  | 0.54113
0.36187 |  | 0.5411
0.36187 |  | 0.54107
0.36186 |  | 0.54104
0.36186 |  | 0.54104
0.36184 |  | 0.541
0.36178 |  | 0.54096
0.36178 |  | 0.54096
0.36177 |  | 0.54093
0.36175 |  | 0.54091
0.36173 |  | 0.5409
0.3617 |  | 0.54085
0.3617 |  | 0.54081
0.3617 |  | 0.54079
0.36166 |  | 0.54075
0.36163 |  | 0.54071
0.36163 |  | 0.5407
0.36161 |  | 0.54067
0.36158 |  | 0.54066
0.36157 |  | 0.54059
0.36154 |  | 0.54054
0.36151 |  | 0.54052
0.36151 |  | 0.5405
0.36149 |  | 0.54049
0.36146 |  | 0.54044
0.36145 |  | 0.54044
0.36142 |  | 0.5404
0.36139 |  | 0.5404
0.36138 |  | 0.54035
0.36136 |  | 0.54032
0.36135 |  | 0.54031
0.36129 |  | 0.54028
0.36129 |  | 0.54025
0.36127 |  | 0.54019
0.36127 |  | 0.54015
0.36124 |  | 0.54011
0.36123 |  | 0.54008
0.3612 |  | 0.54005
0.36116 |  | 0.54003
0.36113 |  | 0.54
0.36112 |  | 0.53996
0.36109 |  | 0.53994
0.36108 |  | 0.5399
0.36107 |  | 0.53989
0.36107 |  | 0.53986
0.36104 |  | 0.53982
0.36101 |  | 0.53977
0.361 |  | 0.53974
0.36099 |  | 0.53974
0.36096 |  | 0.53971
0.36093 |  | 0.53968
0.3609 |  | 0.53965
0.36087 |  | 0.53961
0.36085 |  | 0.53958
0.36081 |  | 0.53954
0.3608 |  | 0.53952
0.36077 |  | 0.53951
0.36076 |  | 0.53947
0.36074 |  | 0.53941
0.36072 |  | 0.53939
0.36069 |  | 0.53933
0.36069 |  | 0.5393
0.36068 |  | 0.53927
0.36068 |  | 0.53921
0.36064 |  | 0.53919
0.36061 |  | 0.53918
0.36059 |  | 0.53917
0.36057 |  | 0.5391
0.36056 |  | 0.53908
0.36054 |  | 0.53903
0.36053 |  | 0.53901
0.36047 |  | 0.539
0.36046 |  | 0.53897
0.36045 |  | 0.53894
0.36045 |  | 0.53891
0.36039 |  | 0.53887
0.36039 |  | 0.53883
0.36037 |  | 0.53878
0.36037 |  | 0.53875
0.36034 |  | 0.53873
0.36033 |  | 0.5387
0.36032 |  | 0.53868
0.36028 |  | 0.53865
0.36023 |  | 0.53862
0.36023 |  | 0.53857
0.36021 |  | 0.53854
0.3602 |  | 0.53849
0.36016 |  | 0.53848
0.36012 |  | 0.53843
0.3601 |  | 0.53837
0.36009 |  | 0.53837
0.36008 |  | 0.53836
0.36005 |  | 0.53828
0.36004 |  | 0.53825
0.36003 |  | 0.53821
0.36 |  | 0.5382
0.35996 |  | 0.53812
0.35994 |  | 0.53811
0.35994 |  | 0.53806
0.35993 |  | 0.53806
0.35991 |  | 0.53802
0.35991 |  | 0.53797
0.35985 |  | 0.53795
0.35982 |  | 0.53793
0.35982 |  | 0.5379
0.35982 |  | 0.53787
0.35977 |  | 0.53786
0.35976 |  | 0.53782
0.35974 |  | 0.53781
0.35972 |  | 0.53778
0.35972 |  | 0.53776
0.3597 |  | 0.53774
0.35969 |  | 0.5377
0.35968 |  | 0.53768
0.35961 |  | 0.53764
0.35961 |  | 0.53757
0.35959 |  | 0.53756
0.35959 |  | 0.53756
0.35959 |  | 0.53752
0.35957 |  | 0.5375
0.35954 |  | 0.53746
0.35952 |  | 0.53743
0.35949 |  | 0.53739
0.35944 |  | 0.53738
0.35944 |  | 0.53734
0.35944 |  | 0.5373
0.35942 |  | 0.53727
0.35942 |  | 0.53725
0.35939 |  | 0.53723
0.35937 |  | 0.53721
0.35935 |  | 0.53716
0.35933 |  | 0.53714
0.35933 |  | 0.53712
0.35931 |  | 0.53709
0.35929 |  | 0.53707
0.35927 |  | 0.53704
0.35923 |  | 0.537
0.3592 |  | 0.53699
0.35919 |  | 0.53695
0.35917 |  | 0.53694
0.35916 |  | 0.53687
0.35913 |  | 0.53685
0.35911 |  | 0.53678
0.35907 |  | 0.53676
0.35905 |  | 0.53674
0.35904 |  | 0.53669
0.35898 |  | 0.53665
0.35896 |  | 0.53658
0.35895 |  | 0.53657
0.35892 |  | 0.53651
0.35892 |  | 0.53648
0.3589 |  | 0.53644
0.35888 |  | 0.53639
0.35888 |  | 0.53639
0.35885 |  | 0.53634
0.35885 |  | 0.53633
0.35882 |  | 0.53629
0.35882 |  | 0.53626
0.35881 |  | 0.53622
0.35878 |  | 0.53617
0.35876 |  | 0.53614
0.35873 |  | 0.53606
0.35873 |  | 0.53603
0.35871 |  | 0.53599
0.3587 |  | 0.53596
0.35868 |  | 0.53593
0.35865 |  | 0.53593
0.35863 |  | 0.53586
0.35862 |  | 0.53583
0.35862 |  | 0.5358
0.35861 |  | 0.53575
0.35858 |  | 0.53572
0.35855 |  | 0.53568
0.35854 |  | 0.53565
0.35853 |  | 0.53561
0.3585 |  | 0.53559
0.35849 |  | 0.53555
0.35849 |  | 0.53552
0.35846 |  | 0.5355
0.35846 |  | 0.53547
0.35844 |  | 0.53544
0.3584 |  | 0.53542
0.3584 |  | 0.53533
0.35837 |  | 0.53532
0.35834 |  | 0.53528
0.35831 |  | 0.53526
0.3583 |  | 0.53522
0.35827 |  | 0.5352
0.35827 |  | 0.53518
0.35825 |  | 0.53516
0.35822 |  | 0.53513
0.3582 |  | 0.5351
0.35818 |  | 0.53507
0.35817 |  | 0.53505
0.35814 |  | 0.535
0.35813 |  | 0.53498
0.3581 |  | 0.53493
0.35809 |  | 0.53491
0.35806 |  | 0.53488
0.35805 |  | 0.53485
0.35802 |  | 0.53479
0.35802 |  | 0.53475
0.35798 |  | 0.53472
0.35797 |  | 0.53467
0.35793 |  | 0.53466
0.35791 |  | 0.53462
0.35789 |  | 0.5346
0.35786 |  | 0.53458
0.35785 |  | 0.53452
0.35785 |  | 0.5345
0.35783 |  | 0.53444
0.35781 |  | 0.5344
0.35779 |  | 0.53437
0.35779 |  | 0.53433
0.35778 |  | 0.5343
0.35774 |  | 0.53425
0.35771 |  | 0.5342
0.35771 |  | 0.5342
0.3577 |  | 0.53415
0.35767 |  | 0.5341
0.35766 |  | 0.53406
0.35764 |  | 0.53405
0.35762 |  | 0.53405
0.35759 |  | 0.53402
0.35759 |  | 0.53399
0.35758 |  | 0.53398
0.35755 |  | 0.53394
0.3575 |  | 0.53393
0.35749 |  | 0.5339
0.35747 |  | 0.53386
0.35745 |  | 0.53383
0.35743 |  | 0.53382
0.3574 |  | 0.53377
0.3574 |  | 0.53373
0.35739 |  | 0.5337
0.35736 |  | 0.53368
0.35734 |  | 0.53366
0.35732 |  | 0.53362
0.35731 |  | 0.53358
0.35728 |  | 0.53355
0.35727 |  | 0.53353
0.35724 |  | 0.5335
0.35723 |  | 0.53346
0.3572 |  | 0.53346
0.35719 |  | 0.53345
0.35716 |  | 0.53338
0.35715 |  | 0.53337
0.35715 |  | 0.53334
0.35712 |  | 0.5333
0.35708 |  | 0.53329
0.35708 |  | 0.53326
0.35705 |  | 0.53322
0.35705 |  | 0.53319
0.35702 |  | 0.53317
0.35702 |  | 0.53313
0.35699 |  | 0.5331
0.35696 |  | 0.53308
0.35695 |  | 0.53301
0.35693 |  | 0.533
0.35691 |  | 0.53297
0.35691 |  | 0.53293
0.35688 |  | 0.53289
0.35688 |  | 0.53286
0.35686 |  | 0.5328
0.35684 |  | 0.53277
0.35683 |  | 0.53274
0.35682 |  | 0.53272
0.35678 |  | 0.53269
0.35678 |  | 0.53267
0.35675 |  | 0.53263
0.35672 |  | 0.53261
0.35671 |  | 0.5326
0.35667 |  | 0.53256
0.35667 |  | 0.53252
0.35666 |  | 0.53249
0.35664 |  | 0.53248
0.35662 |  | 0.53245
0.35661 |  | 0.53243
0.35658 |  | 0.53233
0.35655 |  | 0.53232
0.35655 |  | 0.53229
0.35653 |  | 0.53229
0.3565 |  | 0.53228
0.35646 |  | 0.53222
0.35642 |  | 0.53221
0.35641 |  | 0.5322
0.35638 |  | 0.53217
0.35635 |  | 0.53214
0.35635 |  | 0.5321
0.35634 |  | 0.53209
0.35631 |  | 0.53204
0.35628 |  | 0.53202
0.35627 |  | 0.53201
0.35624 |  | 0.53199
0.35624 |  | 0.53196
0.35619 |  | 0.53193
0.35618 |  | 0.53193
0.35618 |  | 0.53188
0.35616 |  | 0.53186
0.35615 |  | 0.53181
0.35612 |  | 0.53177
0.3561 |  | 0.53175
0.35604 |  | 0.53172
0.356 |  | 0.53169
0.35599 |  | 0.53167
0.35597 |  | 0.53165
0.35597 |  | 0.53163
0.35593 |  | 0.53159
0.35592 |  | 0.53155
0.35592 |  | 0.53155
0.35591 |  | 0.53151
0.35591 |  | 0.53146
0.35587 |  | 0.53143
0.35587 |  | 0.53139
0.35583 |  | 0.53132
0.35582 |  | 0.53131
0.3558 |  | 0.53131
0.3558 |  | 0.5313
0.35579 |  | 0.53126
0.35578 |  | 0.53122
0.35576 |  | 0.53118
0.35575 |  | 0.53116
0.35572 |  | 0.53115
0.35572 |  | 0.53112
0.3557 |  | 0.5311
0.35568 |  | 0.53106
0.35567 |  | 0.53106
0.35567 |  | 0.53105
0.35564 |  | 0.53099
0.35564 |  | 0.53098
0.35563 |  | 0.53095
0.35561 |  | 0.53089
0.35559 |  | 0.53087
0.35559 |  | 0.53078
0.35559 |  | 0.53076
0.35555 |  | 0.53072
0.35552 |  | 0.53069
0.35551 |  | 0.53065
0.35548 |  | 0.53064
0.35548 |  | 0.53063
0.35546 |  | 0.5306
0.35544 |  | 0.53055
0.35541 |  | 0.5305
0.35541 |  | 0.53047
0.3554 |  | 0.53041
0.35535 |  | 0.53038
0.35532 |  | 0.53035
0.35529 |  | 0.53035
0.35527 |  | 0.53031
0.35525 |  | 0.53027
0.35521 |  | 0.53025
0.35518 |  | 0.53023
0.35517 |  | 0.5302
0.35517 |  | 0.53019
0.35514 |  | 0.53017
0.3551 |  | 0.53013
0.35509 |  | 0.53008
0.35509 |  | 0.53003
0.35509 |  | 0.52999
0.35508 |  | 0.52998
0.35506 |  | 0.52995
0.35501 |  | 0.52993
0.35501 |  | 0.52991
0.35501 |  | 0.52988
0.35497 |  | 0.52987
0.35494 |  | 0.52984
0.35491 |  | 0.52983
0.35489 |  | 0.52979
0.35486 |  | 0.52977
0.35485 |  | 0.52973
0.35483 |  | 0.52968
0.35483 |  | 0.52965
0.35481 |  | 0.52963
0.35478 |  | 0.52958
0.35476 |  | 0.52944
0.35476 |  | 0.52943
0.35473 |  | 0.52939
0.35472 |  | 0.52933
0.35465 |  | 0.52931
0.35463 |  | 0.5293
0.35461 |  | 0.5292
0.35458 |  | 0.52918
0.35456 |  | 0.52913
0.35453 |  | 0.5291
0.35453 |  | 0.52907
0.35452 |  | 0.52902
0.35452 |  | 0.529
0.35448 |  | 0.52894
0.35445 |  | 0.52889
0.35445 |  | 0.52885
0.35444 |  | 0.52882
0.35444 |  | 0.52878
0.35442 |  | 0.52877
0.35442 |  | 0.52873
0.35441 |  | 0.52868
0.35437 |  | 0.52868
0.35436 |  | 0.5286
0.35434 |  | 0.52856
0.35432 |  | 0.52853
0.3543 |  | 0.52849
0.35428 |  | 0.52846
0.35428 |  | 0.52843
0.35424 |  | 0.52838
0.35422 |  | 0.52835
0.3542 |  | 0.52834
0.3542 |  | 0.52834
0.35418 |  | 0.52829
0.35417 |  | 0.52823
0.35416 |  | 0.52823
0.35413 |  | 0.52819
0.35409 |  | 0.52814
0.35407 |  | 0.52814
0.35405 |  | 0.5281
0.35405 |  | 0.52807
0.35404 |  | 0.52806
0.35403 |  | 0.52803
0.35398 |  | 0.52802
0.35397 |  | 0.52798
0.35397 |  | 0.52798
0.35396 |  | 0.52798
0.35396 |  | 0.52794
0.35393 |  | 0.52792
0.35387 |  | 0.52786
0.35386 |  | 0.52784
0.35385 |  | 0.52782
0.35384 |  | 0.52778
0.35381 |  | 0.52774
0.35378 |  | 0.52771
0.35377 |  | 0.52769
0.35376 |  | 0.52766
0.35374 |  | 0.52766
0.35373 |  | 0.52762
0.35368 |  | 0.5276
0.35366 |  | 0.52757
0.35366 |  | 0.52756
0.35364 |  | 0.52748
0.35362 |  | 0.52745
0.3536 |  | 0.52743
0.3536 |  | 0.52741
0.35357 |  | 0.5274
0.35354 |  | 0.52737
0.35353 |  | 0.52733
0.35352 |  | 0.52731
0.35349 |  | 0.52726
0.35344 |  | 0.52718
0.35342 |  | 0.52718
0.35342 |  | 0.52715
0.35341 |  | 0.52713
0.35339 |  | 0.52708
0.35336 |  | 0.52706
0.35333 |  | 0.52702
0.35333 |  | 0.52697
0.35331 |  | 0.52697
0.35329 |  | 0.52693
0.35328 |  | 0.5269
0.35324 |  | 0.52686
0.35323 |  | 0.52682
0.35319 |  | 0.5268
0.35319 |  | 0.52675
0.35316 |  | 0.52668
0.35315 |  | 0.52662
0.35311 |  | 0.5266
0.35308 |  | 0.52658
0.35308 |  | 0.52654
0.35306 |  | 0.52647
0.35306 |  | 0.52642
0.35303 |  | 0.5264
0.35302 |  | 0.52637
0.353 |  | 0.52634
0.35296 |  | 0.52631
0.35292 |  | 0.52629
0.35291 |  | 0.52627
0.35291 |  | 0.52624
0.35289 |  | 0.52619
0.35287 |  | 0.52614
0.35282 |  | 0.52613
0.35282 |  | 0.52607
0.35281 |  | 0.52605
0.3528 |  | 0.52601
0.35276 |  | 0.526
0.35276 |  | 0.52597
0.35274 |  | 0.52593
0.35272 |  | 0.52592
0.3527 |  | 0.52588
0.35268 |  | 0.52587
0.35268 |  | 0.52587
0.35265 |  | 0.52581
0.35265 |  | 0.52577
0.35265 |  | 0.52575
0.35262 |  | 0.52573
0.35261 |  | 0.5257
0.3526 |  | 0.52565
0.35257 |  | 0.52561
0.35256 |  | 0.52561
0.35252 |  | 0.52559
0.35249 |  | 0.52554
0.35249 |  | 0.52551
0.35248 |  | 0.52548
0.35248 |  | 0.52545
0.35246 |  | 0.52545
0.35242 |  | 0.52544
0.35242 |  | 0.5254
0.35241 |  | 0.52536
0.35241 |  | 0.52533
0.35237 |  | 0.52533
0.35234 |  | 0.52529
0.35233 |  | 0.52527
0.35232 |  | 0.52522
0.3523 |  | 0.5252
0.3523 |  | 0.52519
0.35226 |  | 0.52517
0.35225 |  | 0.52513
0.35224 |  | 0.52509
0.35224 |  | 0.52507
0.35224 |  | 0.52503
0.35221 |  | 0.52501
0.35219 |  | 0.525
0.35219 |  | 0.52498
0.35218 |  | 0.52494
0.35217 |  | 0.52492
0.35214 |  | 0.52488
0.35213 |  | 0.52486
0.35211 |  | 0.5248
0.3521 |  | 0.52479
0.35207 |  | 0.52475
0.35203 |  | 0.52473
0.35202 |  | 0.5247
0.35199 |  | 0.52466
0.35197 |  | 0.52457
0.35194 |  | 0.52454
0.3519 |  | 0.52451
0.35187 |  | 0.52448
0.35186 |  | 0.52447
0.35185 |  | 0.52444
0.35183 |  | 0.52442
0.3518 |  | 0.52439
0.35178 |  | 0.52438
0.35177 |  | 0.52434
0.35175 |  | 0.52431
0.35175 |  | 0.5243
0.35173 |  | 0.52426
0.35171 |  | 0.52425
0.35171 |  | 0.5242
0.35169 |  | 0.52416
0.35167 |  | 0.52412
0.35166 |  | 0.5241
0.35163 |  | 0.52408
0.35161 |  | 0.52408
0.35158 |  | 0.52406
0.35158 |  | 0.52406
0.35157 |  | 0.524
0.35154 |  | 0.52399
0.35151 |  | 0.52394
0.3515 |  | 0.52391
0.35149 |  | 0.52386
0.35143 |  | 0.52384
0.35142 |  | 0.52379
0.35142 |  | 0.52378
0.35139 |  | 0.52374
0.35137 |  | 0.52372
0.35137 |  | 0.52369
0.35137 |  | 0.52366
0.35135 |  | 0.52362
0.35134 |  | 0.52357
0.35134 |  | 0.52354
0.35129 |  | 0.52352
0.35127 |  | 0.52349
0.35122 |  | 0.52348
0.35122 |  | 0.52345
0.3512 |  | 0.52341
0.35116 |  | 0.52341
0.35114 |  | 0.52338
0.35114 |  | 0.52334
0.35114 |  | 0.52333
0.35112 |  | 0.52327
0.35111 |  | 0.52326
0.35111 |  | 0.52325
0.35108 |  | 0.52323
0.35104 |  | 0.52321
0.35103 |  | 0.5232
0.35103 |  | 0.52314
0.35102 |  | 0.5231
0.351 |  | 0.52303
0.35099 |  | 0.523
0.35093 |  | 0.52297
0.35093 |  | 0.52296
0.35093 |  | 0.52294
0.35089 |  | 0.5229
0.35088 |  | 0.52286
0.35085 |  | 0.52285
0.35082 |  | 0.52282
0.35081 |  | 0.52281
0.35078 |  | 0.52274
0.35077 |  | 0.52273
0.35074 |  | 0.52272
0.35072 |  | 0.52269
0.3507 |  | 0.52264
0.35067 |  | 0.52258
0.35066 |  | 0.52258
0.35065 |  | 0.52256
0.35062 |  | 0.52252
0.35061 |  | 0.5225
0.35059 |  | 0.52248
0.35057 |  | 0.52245
0.35053 |  | 0.52244
0.35053 |  | 0.52243
0.35053 |  | 0.52239
0.35051 |  | 0.52236
0.35049 |  | 0.52234
0.35049 |  | 0.52234
0.35046 |  | 0.52229
0.35043 |  | 0.52226
0.35042 |  | 0.52223
0.35039 |  | 0.52222
0.35037 |  | 0.52218
0.35037 |  | 0.52213
0.35035 |  | 0.52213
0.35033 |  | 0.5221
0.35031 |  | 0.52205
0.35031 |  | 0.52201
0.35027 |  | 0.52201
0.35027 |  | 0.52198
0.35025 |  | 0.52193
0.35022 |  | 0.52191
0.3502 |  | 0.52184
0.35019 |  | 0.52178
0.35018 |  | 0.52176
0.35018 |  | 0.52173
0.35015 |  | 0.5217
0.35014 |  | 0.52163
0.3501 |  | 0.52159
0.35007 |  | 0.52154
0.35006 |  | 0.52151
0.35006 |  | 0.52147
0.35002 |  | 0.52145
0.35 |  | 0.52141
0.34999 |  | 0.52139
0.34998 |  | 0.52135
0.34997 |  | 0.52129
0.34992 |  | 0.52129
0.34991 |  | 0.52124
0.3499 |  | 0.52118
0.3499 |  | 0.52114
0.34989 |  | 0.52113
0.34987 |  | 0.52112
0.34985 |  | 0.52109
0.34983 |  | 0.52108
0.34982 |  | 0.52105
0.34982 |  | 0.52101
0.34978 |  | 0.52098
0.34977 |  | 0.52097
0.34974 |  | 0.52095
0.34974 |  | 0.52091
0.34974 |  | 0.52087
0.34971 |  | 0.52085
0.34969 |  | 0.52083
0.34967 |  | 0.52081
0.34967 |  | 0.5208
0.34966 |  | 0.52076
0.34961 |  | 0.52075
0.34961 |  | 0.5207
0.34958 |  | 0.52067
0.34955 |  | 0.52063
0.34954 |  | 0.52057
0.34952 |  | 0.52057
0.3495 |  | 0.52056
0.34949 |  | 0.52051
0.34947 |  | 0.52051
0.34946 |  | 0.52048
0.34943 |  | 0.52046
0.34942 |  | 0.52043
0.34942 |  | 0.5204
0.34938 |  | 0.52037
0.34938 |  | 0.52034
0.34935 |  | 0.52033
0.34934 |  | 0.52029
0.34934 |  | 0.52026
0.34933 |  | 0.52022
0.34928 |  | 0.52021
0.34927 |  | 0.52017
0.34923 |  | 0.52015
0.34923 |  | 0.52009
0.34919 |  | 0.52007
0.34919 |  | 0.52004
0.34917 |  | 0.52001
0.34917 |  | 0.52
0.34914 |  | 0.51995
0.34911 |  | 0.51992
0.3491 |  | 0.51989
0.34904 |  | 0.51989
0.34903 |  | 0.51987
0.34902 |  | 0.51986
0.34902 |  | 0.5198
0.34898 |  | 0.51978
0.34897 |  | 0.51975
0.34895 |  | 0.5197
0.34894 |  | 0.51966
0.34891 |  | 0.51964
0.34891 |  | 0.51962
0.3489 |  | 0.51962
0.3489 |  | 0.51954
0.34889 |  | 0.51954
0.34887 |  | 0.51951
0.34886 |  | 0.51948
0.34885 |  | 0.51942
0.34882 |  | 0.51938
0.34882 |  | 0.51936
0.34879 |  | 0.51933
0.34878 |  | 0.51932
0.34875 |  | 0.51929
0.34871 |  | 0.51926
0.3487 |  | 0.51921
0.34867 |  | 0.51918
0.34862 |  | 0.51914
0.34862 |  | 0.51912
0.34862 |  | 0.51909
0.3486 |  | 0.51906
0.34859 |  | 0.51903
0.34856 |  | 0.51899
0.34855 |  | 0.51896
0.34855 |  | 0.51893
0.34851 |  | 0.5189
0.34848 |  | 0.51888
0.34847 |  | 0.51886
0.34846 |  | 0.51879
0.34843 |  | 0.51878
0.34843 |  | 0.51875
0.34842 |  | 0.5187
0.3484 |  | 0.51866
0.34839 |  | 0.51865
0.34839 |  | 0.51862
0.34838 |  | 0.51858
0.34835 |  | 0.51855
0.34835 |  | 0.51853
0.34834 |  | 0.51852
0.34834 |  | 0.51848
0.34832 |  | 0.51842
0.34827 |  | 0.51839
0.34827 |  | 0.51837
0.34825 |  | 0.51833
0.34825 |  | 0.51831
0.34825 |  | 0.51825
0.34825 |  | 0.51824
0.34822 |  | 0.51821
0.34818 |  | 0.51819
0.34818 |  | 0.51817
0.34818 |  | 0.51814
0.34815 |  | 0.51814
0.34815 |  | 0.51808
0.34814 |  | 0.51806
0.34813 |  | 0.51803
0.34811 |  | 0.51802
0.34811 |  | 0.518
0.34806 |  | 0.51797
0.34806 |  | 0.51795
0.34805 |  | 0.51792
0.34805 |  | 0.51791
0.34802 |  | 0.51789
0.34801 |  | 0.51783
0.34798 |  | 0.51782
0.34798 |  | 0.51778
0.34795 |  | 0.51774
0.34794 |  | 0.51769
0.34793 |  | 0.51768
0.34791 |  | 0.51765
0.34788 |  | 0.51763
0.34787 |  | 0.51762
0.34786 |  | 0.51758
0.34784 |  | 0.51755
0.3478 |  | 0.51753
0.3478 |  | 0.51749
0.34778 |  | 0.51739
0.34778 |  | 0.51738
0.34775 |  | 0.51733
0.34774 |  | 0.5173
0.34771 |  | 0.51729
0.3477 |  | 0.51724
0.34767 |  | 0.51723
0.34765 |  | 0.51717
0.34761 |  | 0.51716
0.34761 |  | 0.51712
0.34757 |  | 0.51712
0.34756 |  | 0.51708
0.34755 |  | 0.51701
0.34751 |  | 0.51698
0.34748 |  | 0.51697
0.34747 |  | 0.51694
0.34747 |  | 0.51689
0.34746 |  | 0.51685
0.34743 |  | 0.51682
0.34743 |  | 0.5168
0.34743 |  | 0.51678
0.34737 |  | 0.51674
0.34737 |  | 0.5167
0.34734 |  | 0.5167
0.34734 |  | 0.51667
0.34734 |  | 0.51663
0.34732 |  | 0.51662
0.34729 |  | 0.51661
0.34729 |  | 0.51658
0.34727 |  | 0.51654
0.34723 |  | 0.5165
0.34722 |  | 0.51646
0.34722 |  | 0.51643
0.34722 |  | 0.5164
0.34722 |  | 0.5164
0.34719 |  | 0.51633
0.34715 |  | 0.5163
0.34715 |  | 0.51626
0.34715 |  | 0.51626
0.34714 |  | 0.51624
0.34712 |  | 0.51621
0.34707 |  | 0.51617
0.34707 |  | 0.51615
0.34707 |  | 0.51613
0.34706 |  | 0.51609
0.34703 |  | 0.51607
0.34702 |  | 0.51605
0.34701 |  | 0.51603
0.34699 |  | 0.51599
0.34698 |  | 0.51595
0.34696 |  | 0.51595
0.34696 |  | 0.51594
0.34695 |  | 0.51591
0.34694 |  | 0.51588
0.34691 |  | 0.51586
0.3469 |  | 0.5158
0.34688 |  | 0.51578
0.34686 |  | 0.51575
0.34686 |  | 0.51574
0.34683 |  | 0.5157
0.34683 |  | 0.51568
0.34679 |  | 0.51566
0.34676 |  | 0.51564
0.34676 |  | 0.51561
0.34674 |  | 0.51557
0.34673 |  | 0.51553
0.34673 |  | 0.51553
0.34669 |  | 0.51549
0.34667 |  | 0.51546
0.34665 |  | 0.51543
0.34663 |  | 0.5154
0.34663 |  | 0.51539
0.34661 |  | 0.51535
0.34658 |  | 0.51531
0.34656 |  | 0.51531
0.34656 |  | 0.51525
0.34653 |  | 0.51523
0.3465 |  | 0.51518
0.34648 |  | 0.51514
0.34646 |  | 0.51513
0.34645 |  | 0.5151
0.34643 |  | 0.51507
0.3464 |  | 0.51502
0.3464 |  | 0.51499
0.3464 |  | 0.51495
0.3464 |  | 0.51492
0.34638 |  | 0.51489
0.34635 |  | 0.51485
0.34633 |  | 0.51482
0.34632 |  | 0.51478
0.34629 |  | 0.51477
0.34629 |  | 0.51477
0.34628 |  | 0.51474
0.34623 |  | 0.51468
0.34623 |  | 0.51466
0.34623 |  | 0.51465
0.34619 |  | 0.51462
0.34618 |  | 0.51461
0.34618 |  | 0.51458
0.34618 |  | 0.51454
0.34616 |  | 0.51452
0.34614 |  | 0.51449
0.34614 |  | 0.51446
0.34609 |  | 0.51442
0.34608 |  | 0.51441
0.34606 |  | 0.51439
0.34605 |  | 0.51433
0.34601 |  | 0.51433
0.34601 |  | 0.51431
0.346 |  | 0.51431
0.346 |  | 0.51428
0.34597 |  | 0.51427
0.34597 |  | 0.51425
0.34596 |  | 0.51422
0.34594 |  | 0.51419
0.34593 |  | 0.51415
0.3459 |  | 0.51415
0.3459 |  | 0.51413
0.34587 |  | 0.51409
0.34585 |  | 0.51405
0.34584 |  | 0.51405
0.34584 |  | 0.514
0.34581 |  | 0.51399
0.34578 |  | 0.51396
0.34578 |  | 0.51396
0.34576 |  | 0.51389
0.34573 |  | 0.51386
0.34569 |  | 0.51384
0.34569 |  | 0.5138
0.34568 |  | 0.51375
0.34566 |  | 0.51375
0.34564 |  | 0.5137
0.34562 |  | 0.51368
0.3456 |  | 0.51363
0.34558 |  | 0.51362
0.34558 |  | 0.51357
0.34558 |  | 0.51353
0.34555 |  | 0.51351
0.34553 |  | 0.51351
0.3455 |  | 0.51348
0.3455 |  | 0.51345
0.34549 |  | 0.51341
0.34549 |  | 0.5134
0.34547 |  | 0.51339
0.34546 |  | 0.51339
0.34545 |  | 0.51337
0.34543 |  | 0.51335
0.34542 |  | 0.51332
0.34541 |  | 0.51332
0.34538 |  | 0.51329
0.34537 |  | 0.51327
0.34533 |  | 0.51321
0.34533 |  | 0.51321
0.34533 |  | 0.51318
0.34532 |  | 0.51316
0.34529 |  | 0.51315
0.34529 |  | 0.51312
0.34524 |  | 0.51307
0.34523 |  | 0.51304
0.34523 |  | 0.51303
0.34523 |  | 0.51302
0.34517 |  | 0.51297
0.34517 |  | 0.51295
0.34514 |  | 0.51293
0.34513 |  | 0.5129
0.34512 |  | 0.51286
0.3451 |  | 0.5128
0.3451 |  | 0.51278
0.34509 |  | 0.51277
0.34506 |  | 0.51273
0.34504 |  | 0.51271
0.34504 |  | 0.51271
0.34503 |  | 0.51268
0.345 |  | 0.51264
0.34498 |  | 0.51264
0.34496 |  | 0.51258
0.34496 |  | 0.51255
0.34494 |  | 0.51253
0.34494 |  | 0.5125
0.34493 |  | 0.51246
0.34489 |  | 0.51245
0.34486 |  | 0.51242
0.34483 |  | 0.51236
0.34482 |  | 0.51236
0.34479 |  | 0.51231
0.34479 |  | 0.51231
0.34477 |  | 0.51225
0.34477 |  | 0.51223
0.34474 |  | 0.51217
0.34473 |  | 0.51213
0.34473 |  | 0.51206
0.34469 |  | 0.51203
0.34469 |  | 0.51199
0.34466 |  | 0.51198
0.34466 |  | 0.51195
0.34462 |  | 0.51195
0.34461 |  | 0.5119
0.3446 |  | 0.51185
0.3446 |  | 0.51181
0.34457 |  | 0.51178
0.34454 |  | 0.51175
0.34454 |  | 0.51168
0.34453 |  | 0.51168
0.34452 |  | 0.51162
0.34448 |  | 0.5116
0.34448 |  | 0.5116
0.34448 |  | 0.51153
0.34447 |  | 0.51152
0.34442 |  | 0.5115
0.34442 |  | 0.51149
0.34441 |  | 0.51146
0.34438 |  | 0.51142
0.34437 |  | 0.51141
0.34437 |  | 0.51138
0.34434 |  | 0.51131
0.34432 |  | 0.5113
0.3443 |  | 0.51129
0.34429 |  | 0.51125
0.34429 |  | 0.51125
0.34427 |  | 0.51124
0.34426 |  | 0.51119
0.34425 |  | 0.51116
0.34424 |  | 0.51114
0.34424 |  | 0.51112
0.34421 |  | 0.5111
0.34418 |  | 0.5111
0.34415 |  | 0.51104
0.34415 |  | 0.51103
0.34414 |  | 0.51099
0.34413 |  | 0.51098
0.3441 |  | 0.51093
0.34409 |  | 0.51092
0.34406 |  | 0.51092
0.34405 |  | 0.51087
0.34402 |  | 0.51087
0.34401 |  | 0.51084
0.34399 |  | 0.5108
0.34395 |  | 0.51075
0.34394 |  | 0.51071
0.34394 |  | 0.5107
0.34392 |  | 0.51067
0.34389 |  | 0.51065
0.34387 |  | 0.51061
0.34386 |  | 0.5106
0.34385 |  | 0.51056
0.34384 |  | 0.51052
0.34384 |  | 0.5105
0.34379 |  | 0.51045
0.34378 |  | 0.51044
0.34375 |  | 0.51041
0.34372 |  | 0.51036
0.3437 |  | 0.51032
0.3437 |  | 0.51029
0.3437 |  | 0.51028
0.34368 |  | 0.51023
0.34366 |  | 0.51015
0.34363 |  | 0.51011
0.34363 |  | 0.51011
0.34359 |  | 0.51006
0.34358 |  | 0.51004
0.34357 |  | 0.51002
0.34355 |  | 0.51
0.34354 |  | 0.50998
0.34349 |  | 0.50993
0.34349 |  | 0.50993
0.34349 |  | 0.50991
0.34349 |  | 0.50988
0.34346 |  | 0.50985
0.34345 |  | 0.50982
0.34345 |  | 0.50982
0.34345 |  | 0.50977
0.34342 |  | 0.50975
0.34341 |  | 0.50973
0.34341 |  | 0.50972
0.34341 |  | 0.50968
0.3434 |  | 0.50966
0.34338 |  | 0.50962
0.34337 |  | 0.50958
0.34337 |  | 0.50957
0.34334 |  | 0.50953
0.3433 |  | 0.50948
0.34329 |  | 0.50946
0.34327 |  | 0.50945
0.34326 |  | 0.50945
0.34325 |  | 0.50945
0.34325 |  | 0.50941
0.34323 |  | 0.50934
0.34319 |  | 0.50929
0.34318 |  | 0.50928
0.34317 |  | 0.50926
0.34315 |  | 0.50924
0.34314 |  | 0.50921
0.34313 |  | 0.50919
0.3431 |  | 0.50915
0.34309 |  | 0.50912
0.34307 |  | 0.50908
0.34306 |  | 0.50907
0.34305 |  | 0.50907
0.34301 |  | 0.50904
0.34299 |  | 0.50902
0.34298 |  | 0.50897
0.34297 |  | 0.50892
0.34295 |  | 0.50889
0.34295 |  | 0.50888
0.34294 |  | 0.50885
0.34293 |  | 0.5088
0.3429 |  | 0.50879
0.34287 |  | 0.50876
0.34283 |  | 0.50873
0.34283 |  | 0.50873
0.34282 |  | 0.50868
0.34281 |  | 0.50863
0.34279 |  | 0.5086
0.34278 |  | 0.50856
0.34278 |  | 0.50851
0.34274 |  | 0.50847
0.34274 |  | 0.50846
0.34273 |  | 0.50843
0.3427 |  | 0.50837
0.34269 |  | 0.50835
0.34266 |  | 0.50831
0.34266 |  | 0.5083
0.34262 |  | 0.50827
0.34262 |  | 0.50825
0.34259 |  | 0.50823
0.34255 |  | 0.50819
0.34254 |  | 0.50817
0.34253 |  | 0.50813
0.34253 |  | 0.50813
0.34251 |  | 0.5081
0.34249 |  | 0.50806
0.34249 |  | 0.50805
0.34245 |  | 0.508
0.34245 |  | 0.50799
0.34241 |  | 0.50797
0.34238 |  | 0.50795
0.34238 |  | 0.5079
0.34237 |  | 0.50787
0.34235 |  | 0.50782
0.34235 |  | 0.50779
0.34234 |  | 0.50777
0.34233 |  | 0.50775
0.3423 |  | 0.50774
0.3423 |  | 0.50773
0.34229 |  | 0.50769
0.34226 |  | 0.50765
0.34225 |  | 0.50762
0.34224 |  | 0.50761
0.34221 |  | 0.50757
0.34217 |  | 0.50753
0.34215 |  | 0.50752
0.34215 |  | 0.50749
0.34214 |  | 0.50747
0.34213 |  | 0.50746
0.34213 |  | 0.50744
0.34212 |  | 0.50742
0.34208 |  | 0.50736
0.34206 |  | 0.50732
0.34205 |  | 0.50731
0.34204 |  | 0.50727
0.34202 |  | 0.50726
0.34198 |  | 0.50722
0.34197 |  | 0.50721
0.34193 |  | 0.50717
0.34193 |  | 0.50711
0.34192 |  | 0.50711
0.34192 |  | 0.50706
0.34188 |  | 0.50704
0.34187 |  | 0.50704
0.34184 |  | 0.50701
0.34182 |  | 0.50698
0.34181 |  | 0.5069
0.34178 |  | 0.5069
0.34177 |  | 0.50685
0.34175 |  | 0.50679
0.34175 |  | 0.50679
0.34171 |  | 0.50677
0.3417 |  | 0.50673
0.34168 |  | 0.50672
0.34166 |  | 0.50669
0.34165 |  | 0.50665
0.34163 |  | 0.50664
0.34161 |  | 0.5066
0.34159 |  | 0.5066
0.34157 |  | 0.50655
0.34154 |  | 0.50653
0.34153 |  | 0.5065
0.34151 |  | 0.50645
0.34151 |  | 0.50641
0.34147 |  | 0.5064
0.34147 |  | 0.50637
0.34146 |  | 0.50633
0.34145 |  | 0.50629
0.34142 |  | 0.50628
0.34142 |  | 0.50627
0.34139 |  | 0.50624
0.34139 |  | 0.50621
0.34139 |  | 0.50617
0.34136 |  | 0.50616
0.34135 |  | 0.50612
0.34134 |  | 0.50611
0.34132 |  | 0.50611
0.34131 |  | 0.50607
0.3413 |  | 0.50603
0.3413 |  | 0.506
0.34128 |  | 0.506
0.34124 |  | 0.50594
0.34123 |  | 0.50593
0.34119 |  | 0.50589
0.34118 |  | 0.50583
0.34118 |  | 0.50579
0.34118 |  | 0.50577
0.34115 |  | 0.50576
0.34111 |  | 0.5057
0.3411 |  | 0.50567
0.34107 |  | 0.50563
0.34106 |  | 0.50562
0.34102 |  | 0.50559
0.34102 |  | 0.50554
0.341 |  | 0.50553
0.34098 |  | 0.50552
0.34096 |  | 0.50547
0.34095 |  | 0.50547
0.34094 |  | 0.50543
0.34092 |  | 0.50542
0.34088 |  | 0.5054
0.34087 |  | 0.50537
0.34087 |  | 0.50537
0.34086 |  | 0.5053
0.34082 |  | 0.50527
0.34079 |  | 0.50527
0.34079 |  | 0.50527
0.34076 |  | 0.50525
0.34075 |  | 0.50519
0.34073 |  | 0.50518
0.34073 |  | 0.50514
0.34071 |  | 0.50508
0.34068 |  | 0.50508
0.34064 |  | 0.50505
0.34064 |  | 0.50504
0.34064 |  | 0.50501
0.34063 |  | 0.505
0.34059 |  | 0.50496
0.34058 |  | 0.50493
0.34055 |  | 0.50493
0.34053 |  | 0.50488
0.34052 |  | 0.50484
0.3405 |  | 0.50482
0.3405 |  | 0.5048
0.34046 |  | 0.50477
0.34044 |  | 0.50477
0.34042 |  | 0.50474
0.34042 |  | 0.50471
0.3404 |  | 0.50471
0.34035 |  | 0.50467
0.34035 |  | 0.50464
0.34034 |  | 0.50461
0.34034 |  | 0.50459
0.34032 |  | 0.50454
0.34032 |  | 0.50452
0.34028 |  | 0.50452
0.34028 |  | 0.5045
0.34025 |  | 0.50445
0.34025 |  | 0.50441
0.34025 |  | 0.5044
0.34024 |  | 0.50433
0.34022 |  | 0.50429
0.34021 |  | 0.50429
0.34021 |  | 0.50425
0.34018 |  | 0.50425
0.34017 |  | 0.50419
0.34013 |  | 0.50416
0.34013 |  | 0.50414
0.3401 |  | 0.50412
0.34009 |  | 0.5041
0.34006 |  | 0.50408
0.34005 |  | 0.50404
0.34005 |  | 0.50404
0.34002 |  | 0.50402
0.33999 |  | 0.50397
0.33998 |  | 0.50394
0.33998 |  | 0.50394
0.33997 |  | 0.5039
0.33995 |  | 0.50388
0.33995 |  | 0.50386
0.33995 |  | 0.50384
0.33994 |  | 0.50378
0.33993 |  | 0.50376
0.33991 |  | 0.50376
0.33991 |  | 0.50376
0.33989 |  | 0.50376
0.33989 |  | 0.50369
0.33988 |  | 0.50368
0.33986 |  | 0.50364
0.33985 |  | 0.5036
0.33982 |  | 0.50359
0.33981 |  | 0.50357
0.33979 |  | 0.50356
0.33975 |  | 0.50355
0.33975 |  | 0.50352
0.33971 |  | 0.50347
0.33969 |  | 0.50346
0.33969 |  | 0.50343
0.33967 |  | 0.50336
0.33966 |  | 0.50334
0.33966 |  | 0.50332
0.33963 |  | 0.5033
0.33963 |  | 0.50328
0.33961 |  | 0.50326
0.33959 |  | 0.50323
0.33956 |  | 0.5032
0.33955 |  | 0.50318
0.33954 |  | 0.50315
0.33953 |  | 0.50314
0.3395 |  | 0.50311
0.33947 |  | 0.5031
0.33946 |  | 0.50309
0.33943 |  | 0.50307
0.33942 |  | 0.50304
0.33942 |  | 0.50301
0.33939 |  | 0.50298
0.33938 |  | 0.50296
0.33934 |  | 0.50294
0.33934 |  | 0.50286
0.3393 |  | 0.50286
0.33929 |  | 0.50284
0.33927 |  | 0.5028
0.33925 |  | 0.50274
0.33923 |  | 0.50273
0.33922 |  | 0.50268
0.3392 |  | 0.50264
0.33918 |  | 0.50262
0.33918 |  | 0.50259
0.33915 |  | 0.50253
0.33913 |  | 0.50252
0.33913 |  | 0.5025
0.3391 |  | 0.50246
0.33909 |  | 0.50242
0.33909 |  | 0.50239
0.33909 |  | 0.50238
0.33904 |  | 0.50235
0.33901 |  | 0.5023
0.33899 |  | 0.50226
0.33899 |  | 0.50224
0.33899 |  | 0.50221
0.33898 |  | 0.50218
0.33897 |  | 0.50216
0.33895 |  | 0.5021
0.33892 |  | 0.50206
0.33892 |  | 0.50201
0.33888 |  | 0.50201
0.33888 |  | 0.50196
0.33886 |  | 0.50194
0.33885 |  | 0.50191
0.33882 |  | 0.50189
0.33881 |  | 0.50187
0.33881 |  | 0.50182
0.33881 |  | 0.50179
0.33879 |  | 0.50178
0.33877 |  | 0.5017
0.33875 |  | 0.50169
0.33875 |  | 0.50167
0.33875 |  | 0.50166
0.33875 |  | 0.50162
0.33871 |  | 0.50158
0.3387 |  | 0.50157
0.33868 |  | 0.50154
0.33864 |  | 0.5015
0.33863 |  | 0.50148
0.3386 |  | 0.50145
0.3386 |  | 0.50145
0.33859 |  | 0.50144
0.33857 |  | 0.50139
0.33857 |  | 0.50137
0.33854 |  | 0.50132
0.33851 |  | 0.50129
0.33851 |  | 0.50125
0.33851 |  | 0.50121
0.33849 |  | 0.50117
0.33847 |  | 0.50116
0.33847 |  | 0.50114
0.33845 |  | 0.50109
0.33843 |  | 0.50108
0.33842 |  | 0.50108
0.33842 |  | 0.50108
0.33841 |  | 0.50105
0.33839 |  | 0.50104
0.33838 |  | 0.50103
0.33838 |  | 0.50099
0.33837 |  | 0.50096
0.33834 |  | 0.50092
0.33831 |  | 0.50089
0.3383 |  | 0.50087
0.33828 |  | 0.50084
0.33826 |  | 0.5008
0.33823 |  | 0.5008
0.33822 |  | 0.50077
0.33821 |  | 0.50073
0.33819 |  | 0.50072
0.33819 |  | 0.50068
0.33818 |  | 0.50066
0.33815 |  | 0.50065
0.33815 |  | 0.50062
0.33814 |  | 0.50059
0.33813 |  | 0.50057
0.33812 |  | 0.50054
0.33809 |  | 0.50051
0.33807 |  | 0.5005
0.33807 |  | 0.50044
0.33806 |  | 0.50041
0.33805 |  | 0.50038
0.33803 |  | 0.5003
0.33802 |  | 0.5003
0.33798 |  | 0.50026
0.33795 |  | 0.50024
0.33795 |  | 0.50023
0.33795 |  | 0.50021
0.33795 |  | 0.5002
0.33792 |  | 0.50017
0.33792 |  | 0.50012
0.3379 |  | 0.50011
0.33788 |  | 0.50008
0.33788 |  | 0.50006
0.33787 |  | 0.50003
0.33787 |  | 0.49999
0.33786 |  | 0.49996
0.33782 |  | 0.49992
0.33781 |  | 0.49991
0.33778 |  | 0.49987
0.33777 |  | 0.49985
0.33774 |  | 0.49981
0.33774 |  | 0.49978
0.33774 |  | 0.49975
0.33772 |  | 0.49971
0.33771 |  | 0.49967
0.33768 |  | 0.49966
0.33765 |  | 0.49963
0.33765 |  | 0.49961
0.33762 |  | 0.49959
0.3376 |  | 0.49955
0.3376 |  | 0.49954
0.33759 |  | 0.49949
0.33757 |  | 0.49945
0.33755 |  | 0.4994
0.33753 |  | 0.49938
0.33753 |  | 0.49936
0.33751 |  | 0.49932
0.33751 |  | 0.49931
0.33751 |  | 0.49924
0.33747 |  | 0.49924
0.33747 |  | 0.49923
0.33747 |  | 0.4992
0.33745 |  | 0.49916
0.3374 |  | 0.49914
0.33739 |  | 0.49911
0.33737 |  | 0.49908
0.33737 |  | 0.49907
0.33736 |  | 0.49904
0.33735 |  | 0.49902
0.33735 |  | 0.49895
0.33733 |  | 0.49894
0.33731 |  | 0.4989
0.33728 |  | 0.49886
0.33728 |  | 0.4988
0.33728 |  | 0.49878
0.33725 |  | 0.49875
0.33724 |  | 0.49875
0.33722 |  | 0.49871
0.3372 |  | 0.49869
0.33717 |  | 0.49867
0.33716 |  | 0.49866
0.33716 |  | 0.49862
0.33713 |  | 0.4986
0.33712 |  | 0.49858
0.3371 |  | 0.49854
0.3371 |  | 0.4985
0.33708 |  | 0.4985
0.33707 |  | 0.49848
0.33705 |  | 0.49847
0.33704 |  | 0.49842
0.33702 |  | 0.49839
0.33702 |  | 0.49838
0.33701 |  | 0.49836
0.33701 |  | 0.49831
0.33697 |  | 0.49828
0.33696 |  | 0.49827
0.33694 |  | 0.49823
0.33691 |  | 0.49821
0.33691 |  | 0.49819
0.33691 |  | 0.49818
0.33688 |  | 0.49814
0.33687 |  | 0.49811
0.33687 |  | 0.49807
0.33685 |  | 0.49804
0.33684 |  | 0.49803
0.33681 |  | 0.49802
0.33681 |  | 0.49798
0.33679 |  | 0.49798
0.33677 |  | 0.49794
0.33677 |  | 0.49791
0.33676 |  | 0.49789
0.33673 |  | 0.49785
0.33673 |  | 0.49782
0.3367 |  | 0.49781
0.33668 |  | 0.49777
0.33666 |  | 0.49775
0.33663 |  | 0.49773
0.3366 |  | 0.49772
0.33659 |  | 0.4977
0.33658 |  | 0.49767
0.33658 |  | 0.49764
0.33658 |  | 0.49762
0.33655 |  | 0.49759
0.33652 |  | 0.49754
0.33651 |  | 0.49752
0.33651 |  | 0.49752
0.33651 |  | 0.4975
0.33648 |  | 0.49748
0.33648 |  | 0.49744
0.33647 |  | 0.49743
0.33644 |  | 0.49742
0.33644 |  | 0.49738
0.3364 |  | 0.49733
0.33639 |  | 0.49729
0.33639 |  | 0.49726
0.33638 |  | 0.49724
0.33638 |  | 0.49717
0.33635 |  | 0.49715
0.33634 |  | 0.49711
0.33631 |  | 0.49708
0.33628 |  | 0.49705
0.33628 |  | 0.49703
0.33625 |  | 0.49702
0.33623 |  | 0.497
0.33621 |  | 0.49698
0.3362 |  | 0.49691
0.33617 |  | 0.49688
0.33616 |  | 0.49684
0.33616 |  | 0.49679
0.33614 |  | 0.49676
0.33614 |  | 0.49676
0.33612 |  | 0.49672
0.33609 |  | 0.49669
0.33609 |  | 0.49667
0.33609 |  | 0.49661
0.33608 |  | 0.49661
0.33608 |  | 0.49657
0.33605 |  | 0.49656
0.33604 |  | 0.49655
0.33602 |  | 0.49653
0.33602 |  | 0.49651
0.33598 |  | 0.49649
0.33596 |  | 0.49645
0.33594 |  | 0.49644
0.33593 |  | 0.49643
0.33591 |  | 0.49641
0.33589 |  | 0.49637
0.33588 |  | 0.49632
0.33586 |  | 0.4963
0.33585 |  | 0.4963
0.33583 |  | 0.49629
0.33581 |  | 0.49628
0.33578 |  | 0.49621
0.33577 |  | 0.4962
0.33574 |  | 0.49615
0.33573 |  | 0.49612
0.33572 |  | 0.49611
0.33572 |  | 0.49607
0.33567 |  | 0.49603
0.33565 |  | 0.49602
0.33563 |  | 0.49597
0.33563 |  | 0.49596
0.33561 |  | 0.49594
0.33558 |  | 0.49591
0.33554 |  | 0.49587
0.33554 |  | 0.49586
0.33554 |  | 0.49584
0.33554 |  | 0.49578
0.33552 |  | 0.49575
0.33552 |  | 0.49574
0.33549 |  | 0.49572
0.33545 |  | 0.49568
0.33545 |  | 0.49562
0.33542 |  | 0.49559
0.33541 |  | 0.49555
0.3354 |  | 0.49553
0.33538 |  | 0.49549
0.33538 |  | 0.49547
0.33538 |  | 0.49545
0.33536 |  | 0.49543
0.33534 |  | 0.49539
0.33532 |  | 0.49537
0.3353 |  | 0.49535
0.33529 |  | 0.49531
0.33528 |  | 0.49528
0.33524 |  | 0.49524
0.33522 |  | 0.49523
0.33522 |  | 0.49522
0.33517 |  | 0.49522
0.33517 |  | 0.49518
0.33517 |  | 0.49515
0.33516 |  | 0.49514
0.33515 |  | 0.49509
0.33512 |  | 0.49505
0.33512 |  | 0.49502
0.3351 |  | 0.49498
0.33506 |  | 0.49497
0.33506 |  | 0.49495
0.33505 |  | 0.49493
0.33505 |  | 0.49489
0.33505 |  | 0.49487
0.33501 |  | 0.49485
0.33498 |  | 0.49481
0.33497 |  | 0.49478
0.33497 |  | 0.49477
0.33497 |  | 0.49476
0.33496 |  | 0.49472
0.33493 |  | 0.49469
0.33491 |  | 0.49466
0.33489 |  | 0.49465
0.33489 |  | 0.49462
0.33488 |  | 0.49458
0.33488 |  | 0.49458
0.33488 |  | 0.49456
0.33485 |  | 0.49454
0.33482 |  | 0.49452
0.33481 |  | 0.49446
0.33481 |  | 0.49446
0.33478 |  | 0.49445
0.33477 |  | 0.49441
0.33475 |  | 0.49439
0.33473 |  | 0.49437
0.33473 |  | 0.49437
0.33473 |  | 0.49435
0.33472 |  | 0.49431
0.3347 |  | 0.49431
0.33468 |  | 0.49427
0.33468 |  | 0.49422
0.33463 |  | 0.49421
0.33461 |  | 0.49417
0.3346 |  | 0.49414
0.3346 |  | 0.49411
0.3346 |  | 0.49404
0.33457 |  | 0.49404
0.33454 |  | 0.494
0.33453 |  | 0.49399
0.33448 |  | 0.49396
0.33448 |  | 0.49394
0.33448 |  | 0.49391
0.33446 |  | 0.49387
0.33444 |  | 0.49384
0.33444 |  | 0.49384
0.33441 |  | 0.49382
0.3344 |  | 0.49379
0.33438 |  | 0.49375
0.33437 |  | 0.49374
0.33434 |  | 0.49373
0.33433 |  | 0.4937
0.33433 |  | 0.49369
0.33432 |  | 0.49367
0.3343 |  | 0.49366
0.33429 |  | 0.49365
0.33427 |  | 0.49358
0.33426 |  | 0.49355
0.33426 |  | 0.4935
0.33426 |  | 0.49347
0.33422 |  | 0.49345
0.33421 |  | 0.49343
0.33419 |  | 0.49341
0.33418 |  | 0.49338
0.33418 |  | 0.49335
0.33415 |  | 0.49334
0.33413 |  | 0.49327
0.33412 |  | 0.49327
0.33409 |  | 0.49325
0.33409 |  | 0.49322
0.33407 |  | 0.49319
0.33405 |  | 0.49317
0.33402 |  | 0.49315
0.33401 |  | 0.49312
0.33399 |  | 0.49307
0.33398 |  | 0.49307
0.33398 |  | 0.49301
0.33396 |  | 0.49301
0.33394 |  | 0.493
0.33394 |  | 0.49295
0.33394 |  | 0.49293
0.33391 |  | 0.49287
0.33389 |  | 0.49282
0.33386 |  | 0.49279
0.33386 |  | 0.49276
0.33385 |  | 0.49274
0.33382 |  | 0.49271
0.33382 |  | 0.49269
0.33381 |  | 0.49269
0.33381 |  | 0.49266
0.33379 |  | 0.49264
0.33378 |  | 0.49261
0.33377 |  | 0.49259
0.33374 |  | 0.49258
0.33373 |  | 0.49253
0.33373 |  | 0.4925
0.33373 |  | 0.49248
0.3337 |  | 0.49246
0.33369 |  | 0.49241
0.33366 |  | 0.4924
0.33365 |  | 0.49235
0.33365 |  | 0.49233
0.33365 |  | 0.49232
0.33362 |  | 0.49229
0.33361 |  | 0.49225
0.33361 |  | 0.49221
0.33358 |  | 0.4922
0.33358 |  | 0.49216
0.33357 |  | 0.49216
0.33353 |  | 0.49212
0.33353 |  | 0.49209
0.3335 |  | 0.49208
0.33349 |  | 0.49205
0.33348 |  | 0.492
0.33344 |  | 0.49197
0.33344 |  | 0.49195
0.33344 |  | 0.49192
0.33338 |  | 0.49189
0.33337 |  | 0.49188
0.33336 |  | 0.49183
0.33336 |  | 0.4918
0.33335 |  | 0.49179
0.33333 |  | 0.49176
0.3333 |  | 0.49172
0.33329 |  | 0.49168
0.33329 |  | 0.49162
0.33329 |  | 0.4916
0.33326 |  | 0.49154
0.33325 |  | 0.49153
0.33324 |  | 0.49149
0.33322 |  | 0.49145
0.33321 |  | 0.49143
0.3332 |  | 0.4914
0.33318 |  | 0.49137
0.33317 |  | 0.49134
0.33317 |  | 0.49133
0.33314 |  | 0.49132
0.33314 |  | 0.49129
0.33311 |  | 0.49124
0.3331 |  | 0.49123
0.33308 |  | 0.49123
0.33306 |  | 0.49119
0.33305 |  | 0.49116
0.33305 |  | 0.49113
0.33302 |  | 0.49111
0.33302 |  | 0.49108
0.33301 |  | 0.49108
0.33298 |  | 0.49107
0.33297 |  | 0.49103
0.33295 |  | 0.491
0.33293 |  | 0.49098
0.33293 |  | 0.49094
0.3329 |  | 0.49092
0.3329 |  | 0.4909
0.3329 |  | 0.49087
0.33289 |  | 0.49083
0.33288 |  | 0.49083
0.33288 |  | 0.49079
0.33284 |  | 0.49077
0.33283 |  | 0.49075
0.33281 |  | 0.49073
0.33281 |  | 0.49067
0.33279 |  | 0.49065
0.33277 |  | 0.49063
0.33275 |  | 0.4906
0.33273 |  | 0.4906
0.33269 |  | 0.49053
0.33269 |  | 0.49052
0.33269 |  | 0.49049
0.33268 |  | 0.49044
0.33267 |  | 0.49044
0.33267 |  | 0.49043
0.33263 |  | 0.49039
0.33261 |  | 0.49039
0.3326 |  | 0.49036
0.33258 |  | 0.49032
0.33258 |  | 0.4903
0.33256 |  | 0.49028
0.33254 |  | 0.49027
0.33251 |  | 0.49023
0.3325 |  | 0.49022
0.3325 |  | 0.49019
0.33248 |  | 0.49018
0.33248 |  | 0.49016
0.33247 |  | 0.49014
0.33246 |  | 0.49012
0.33244 |  | 0.49011
0.33243 |  | 0.49007
0.33243 |  | 0.49003
0.33241 |  | 0.49
0.3324 |  | 0.48997
0.33238 |  | 0.48994
0.33238 |  | 0.48992
0.33236 |  | 0.4899
0.33234 |  | 0.48988
0.33234 |  | 0.48985
0.33232 |  | 0.4898
0.33232 |  | 0.48979
0.33228 |  | 0.48973
0.33227 |  | 0.4897
0.33226 |  | 0.48964
0.33226 |  | 0.48964
0.33223 |  | 0.4896
0.33223 |  | 0.48959
0.3322 |  | 0.48956
0.3322 |  | 0.48952
0.33219 |  | 0.48948
0.33216 |  | 0.48946
0.33216 |  | 0.48942
0.33215 |  | 0.4894
0.33211 |  | 0.4894
0.33211 |  | 0.48938
0.33208 |  | 0.48936
0.33208 |  | 0.48934
0.33207 |  | 0.4893
0.33203 |  | 0.48927
0.33203 |  | 0.48926
0.33202 |  | 0.48922
0.332 |  | 0.48921
0.33199 |  | 0.48916
0.33199 |  | 0.48916
0.33196 |  | 0.48914
0.33195 |  | 0.48909
0.33195 |  | 0.48908
0.33194 |  | 0.48905
0.33189 |  | 0.48902
0.33187 |  | 0.48897
0.33187 |  | 0.48893
0.33187 |  | 0.4889
0.33187 |  | 0.4889
0.33184 |  | 0.48888
0.33184 |  | 0.48886
0.3318 |  | 0.48882
0.33179 |  | 0.48877
0.33177 |  | 0.48877
0.33177 |  | 0.48873
0.33176 |  | 0.48868
0.33175 |  | 0.48868
0.33172 |  | 0.48861
0.33171 |  | 0.4886
0.33169 |  | 0.48856
0.33168 |  | 0.48853
0.33168 |  | 0.48853
0.33163 |  | 0.48849
0.33161 |  | 0.48848
0.33161 |  | 0.48843
0.33159 |  | 0.48837
0.33157 |  | 0.48836
0.33155 |  | 0.48836
0.33153 |  | 0.48836
0.33153 |  | 0.48832
0.33152 |  | 0.48829
0.33148 |  | 0.48821
0.33148 |  | 0.48819
0.33144 |  | 0.48814
0.33143 |  | 0.48813
0.33143 |  | 0.4881
0.33141 |  | 0.48808
0.33137 |  | 0.48805
0.33137 |  | 0.48801
0.33137 |  | 0.488
0.33137 |  | 0.48798
0.33136 |  | 0.48796
0.33133 |  | 0.48793
0.33133 |  | 0.48792
0.33132 |  | 0.48784
0.33128 |  | 0.48784
0.33125 |  | 0.4878
0.33124 |  | 0.48779
0.33123 |  | 0.48777
0.33122 |  | 0.48773
0.33119 |  | 0.48768
0.33119 |  | 0.48767
0.33118 |  | 0.48762
0.33116 |  | 0.48761
0.33115 |  | 0.48759
0.33115 |  | 0.48756
0.33112 |  | 0.48753
0.33112 |  | 0.48751
0.33111 |  | 0.48751
0.33111 |  | 0.48748
0.3311 |  | 0.48746
0.33106 |  | 0.48742
0.33101 |  | 0.48738
0.33101 |  | 0.48737
0.33101 |  | 0.48732
0.33101 |  | 0.48729
0.33098 |  | 0.48726
0.33098 |  | 0.48724
0.33094 |  | 0.4872
0.33091 |  | 0.48718
0.3309 |  | 0.48717
0.3309 |  | 0.48717
0.33087 |  | 0.48713
0.33086 |  | 0.4871
0.33085 |  | 0.48706
0.33082 |  | 0.48704
0.33081 |  | 0.48702
0.33079 |  | 0.48701
0.33079 |  | 0.48698
0.33079 |  | 0.48693
0.33079 |  | 0.48692
0.33078 |  | 0.48689
0.33074 |  | 0.48684
0.33072 |  | 0.48681
0.33072 |  | 0.48677
0.33071 |  | 0.48676
0.33069 |  | 0.48673
0.33067 |  | 0.48669
0.33067 |  | 0.48666
0.33066 |  | 0.4866
0.33066 |  | 0.48656
0.33065 |  | 0.48649
0.33065 |  | 0.48647
0.33062 |  | 0.48645
0.33059 |  | 0.48643
0.33059 |  | 0.48641
0.33059 |  | 0.48639
0.33059 |  | 0.48636
0.33056 |  | 0.48632
0.33055 |  | 0.48631
0.33052 |  | 0.48629
0.33051 |  | 0.48626
0.33048 |  | 0.48623
0.33047 |  | 0.48622
0.33044 |  | 0.48621
0.33044 |  | 0.48616
0.33043 |  | 0.48613
0.33043 |  | 0.48613
0.3304 |  | 0.48611
0.3304 |  | 0.4861
0.3304 |  | 0.48609
0.33039 |  | 0.48602
0.33038 |  | 0.48602
0.33036 |  | 0.48601
0.33035 |  | 0.48597
0.33034 |  | 0.48593
0.33032 |  | 0.48588
0.3303 |  | 0.48588
0.3303 |  | 0.48586
0.33028 |  | 0.48585
0.33028 |  | 0.48581
0.33026 |  | 0.48581
0.33024 |  | 0.48577
0.33022 |  | 0.48574
0.33021 |  | 0.48572
0.33019 |  | 0.48572
0.33019 |  | 0.48568
0.33016 |  | 0.48565
0.33015 |  | 0.48561
0.33014 |  | 0.48558
0.33012 |  | 0.48556
0.33011 |  | 0.48554
0.33011 |  | 0.48553
0.3301 |  | 0.48551
0.33007 |  | 0.48548
0.33006 |  | 0.48547
0.33001 |  | 0.48541
0.33001 |  | 0.4854
0.32999 |  | 0.4854
0.32999 |  | 0.48535
0.32999 |  | 0.48534
0.32995 |  | 0.48533
0.32994 |  | 0.48529
0.32994 |  | 0.48527
0.32991 |  | 0.48523
0.3299 |  | 0.48521
0.3299 |  | 0.48518
0.32989 |  | 0.48514
0.32987 |  | 0.48511
0.32987 |  | 0.48509
0.32985 |  | 0.48506
0.32984 |  | 0.48504
0.32982 |  | 0.48503
0.32982 |  | 0.48499
0.32981 |  | 0.48495
0.32979 |  | 0.48491
0.32977 |  | 0.48487
0.32974 |  | 0.48484
0.32971 |  | 0.48483
0.32971 |  | 0.4848
0.3297 |  | 0.48479
0.32969 |  | 0.48476
0.32969 |  | 0.48469
0.32968 |  | 0.48469
0.32966 |  | 0.48467
0.32965 |  | 0.48465
0.32963 |  | 0.48462
0.32963 |  | 0.48461
0.32963 |  | 0.48458
0.32962 |  | 0.48451
0.32961 |  | 0.48451
0.32961 |  | 0.48449
0.32958 |  | 0.48445
0.32957 |  | 0.48442
0.32957 |  | 0.48438
0.32957 |  | 0.48434
0.32954 |  | 0.48433
0.32951 |  | 0.48431
0.32949 |  | 0.48426
0.32948 |  | 0.48424
0.32948 |  | 0.48417
0.32945 |  | 0.48414
0.32942 |  | 0.48414
0.32942 |  | 0.48411
0.32942 |  | 0.48406
0.32939 |  | 0.48405
0.32938 |  | 0.48401
0.32937 |  | 0.484
0.32936 |  | 0.48394
0.32936 |  | 0.48393
0.32933 |  | 0.48393
0.32932 |  | 0.48389
0.3293 |  | 0.48388
0.32928 |  | 0.48382
0.32928 |  | 0.4838
0.32926 |  | 0.48376
0.32925 |  | 0.48373
0.32923 |  | 0.48371
0.32922 |  | 0.48366
0.32921 |  | 0.48363
0.32921 |  | 0.48359
0.32921 |  | 0.48357
0.32919 |  | 0.48353
0.32919 |  | 0.48353
0.32917 |  | 0.4835
0.32913 |  | 0.48348
0.32913 |  | 0.48346
0.32911 |  | 0.48344
0.32909 |  | 0.48342
0.32909 |  | 0.48339
0.32907 |  | 0.48336
0.32903 |  | 0.48336
0.32901 |  | 0.48331
0.32901 |  | 0.48331
0.32899 |  | 0.48324
0.32898 |  | 0.48323
0.32898 |  | 0.48319
0.32897 |  | 0.48317
0.32894 |  | 0.48315
0.32893 |  | 0.48311
0.32893 |  | 0.4831
0.3289 |  | 0.48303
0.32889 |  | 0.48303
0.32887 |  | 0.48302
0.32887 |  | 0.48299
0.32885 |  | 0.48295
0.32884 |  | 0.48292
0.32882 |  | 0.4829
0.32881 |  | 0.4829
0.32881 |  | 0.48286
0.32878 |  | 0.48282
0.32878 |  | 0.4828
0.32877 |  | 0.48278
0.32876 |  | 0.48274
0.32874 |  | 0.48271
0.32873 |  | 0.48268
0.32869 |  | 0.48265
0.32866 |  | 0.48265
0.32866 |  | 0.48263
0.32866 |  | 0.48259
0.32863 |  | 0.48256
0.32862 |  | 0.48252
0.32862 |  | 0.48252
0.32859 |  | 0.48251
0.32859 |  | 0.48251
0.32857 |  | 0.48247
0.32857 |  | 0.48244
0.32854 |  | 0.48239
0.32852 |  | 0.48237
0.3285 |  | 0.48234
0.32849 |  | 0.48229
0.32845 |  | 0.48228
0.32845 |  | 0.48222
0.32843 |  | 0.4822
0.32843 |  | 0.48217
0.32843 |  | 0.48215
0.32841 |  | 0.48213
0.32841 |  | 0.48212
0.32838 |  | 0.48209
0.32838 |  | 0.48206
0.32835 |  | 0.48205
0.32835 |  | 0.48202
0.32834 |  | 0.482
0.32834 |  | 0.48194
0.32833 |  | 0.48192
0.32832 |  | 0.4819
0.32826 |  | 0.48189
0.32826 |  | 0.48186
0.32826 |  | 0.48185
0.32826 |  | 0.48184
0.32823 |  | 0.48181
0.32821 |  | 0.48177
0.32821 |  | 0.48173
0.32818 |  | 0.48168
0.32817 |  | 0.48166
0.32815 |  | 0.48165
0.32815 |  | 0.48162
0.32814 |  | 0.48161
0.32811 |  | 0.48157
0.3281 |  | 0.48154
0.32807 |  | 0.4815
0.32807 |  | 0.48148
0.32806 |  | 0.48145
0.32806 |  | 0.48145
0.32805 |  | 0.4814
0.32804 |  | 0.4814
0.32799 |  | 0.48136
0.32799 |  | 0.48134
0.32798 |  | 0.48134
0.32795 |  | 0.48133
0.32795 |  | 0.48126
0.32793 |  | 0.48126
0.32793 |  | 0.48122
0.3279 |  | 0.48122
0.32789 |  | 0.48118
0.32786 |  | 0.48113
0.32783 |  | 0.48113
0.32782 |  | 0.48112
0.3278 |  | 0.4811
0.3278 |  | 0.48108
0.32778 |  | 0.48105
0.32778 |  | 0.48103
0.32775 |  | 0.48099
0.32774 |  | 0.48099
0.32773 |  | 0.48096
0.32773 |  | 0.48096
0.32771 |  | 0.48093
0.32771 |  | 0.4809
0.32769 |  | 0.48088
0.32768 |  | 0.48084
0.32766 |  | 0.48084
0.32764 |  | 0.48082
0.32761 |  | 0.48075
0.32761 |  | 0.48074
0.32761 |  | 0.48074
0.32758 |  | 0.4807
0.32757 |  | 0.48066
0.32755 |  | 0.48063
0.32755 |  | 0.48063
0.32753 |  | 0.4806
0.32753 |  | 0.48056
0.32752 |  | 0.48054
0.32749 |  | 0.48051
0.32749 |  | 0.48047
0.32749 |  | 0.48047
0.32748 |  | 0.48044
0.32746 |  | 0.48042
0.32746 |  | 0.48038
0.32742 |  | 0.48036
0.32742 |  | 0.48035
0.32741 |  | 0.48031
0.3274 |  | 0.48031
0.32739 |  | 0.48029
0.32737 |  | 0.48026
0.32736 |  | 0.48024
0.32733 |  | 0.48022
0.32732 |  | 0.48021
0.32732 |  | 0.48016
0.32729 |  | 0.48013
0.32729 |  | 0.4801
0.32725 |  | 0.48009
0.32724 |  | 0.48005
0.32721 |  | 0.48002
0.3272 |  | 0.47999
0.3272 |  | 0.47994
0.32718 |  | 0.47989
0.32715 |  | 0.47988
0.32714 |  | 0.47986
0.32714 |  | 0.47981
0.32711 |  | 0.47978
0.3271 |  | 0.47977
0.3271 |  | 0.47976
0.32709 |  | 0.47972
0.32709 |  | 0.47966
0.32707 |  | 0.47965
0.32706 |  | 0.47964
0.32705 |  | 0.4796
0.32702 |  | 0.4796
0.32702 |  | 0.47957
0.32701 |  | 0.47953
0.32699 |  | 0.47951
0.32697 |  | 0.47947
0.32697 |  | 0.47946
0.32694 |  | 0.47946
0.32693 |  | 0.47946
0.32693 |  | 0.47941
0.32693 |  | 0.47939
0.32693 |  | 0.47937
0.32689 |  | 0.47937
0.32688 |  | 0.47935
0.32686 |  | 0.47933
0.32686 |  | 0.47929
0.32685 |  | 0.47927
0.32685 |  | 0.47926
0.32684 |  | 0.47923
0.3268 |  | 0.47922
0.32678 |  | 0.47921
0.32677 |  | 0.47917
0.32677 |  | 0.47917
0.32676 |  | 0.47913
0.32674 |  | 0.47909
0.32673 |  | 0.47908
0.32672 |  | 0.47907
0.32672 |  | 0.47904
0.3267 |  | 0.47901
0.32669 |  | 0.47899
0.32668 |  | 0.47895
0.32668 |  | 0.47891
0.32664 |  | 0.47889
0.32662 |  | 0.47888
0.32662 |  | 0.47884
0.32661 |  | 0.47883
0.3266 |  | 0.47877
0.32659 |  | 0.47876
0.32657 |  | 0.47872
0.32656 |  | 0.47869
0.32656 |  | 0.47863
0.32656 |  | 0.47856
0.32653 |  | 0.47855
0.3265 |  | 0.47851
0.3265 |  | 0.47851
0.32649 |  | 0.47847
0.32648 |  | 0.47846
0.32646 |  | 0.47843
0.32645 |  | 0.47835
0.32645 |  | 0.47835
0.32643 |  | 0.47835
0.32643 |  | 0.47831
0.32643 |  | 0.47829
0.32642 |  | 0.47829
0.32639 |  | 0.47826
0.32638 |  | 0.47824
0.32637 |  | 0.47822
0.32635 |  | 0.4782
0.32634 |  | 0.47817
0.32633 |  | 0.47814
0.32632 |  | 0.47812
0.32629 |  | 0.47807
0.32629 |  | 0.47804
0.32629 |  | 0.47803
0.32626 |  | 0.47799
0.32626 |  | 0.47797
0.32623 |  | 0.47794
0.32622 |  | 0.47792
0.32622 |  | 0.47791
0.3262 |  | 0.47784
0.32618 |  | 0.47783
0.32618 |  | 0.47781
0.32618 |  | 0.47779
0.32614 |  | 0.47778
0.32614 |  | 0.47776
0.32614 |  | 0.47772
0.32613 |  | 0.47771
0.32612 |  | 0.47768
0.32612 |  | 0.47764
0.32612 |  | 0.47763
0.3261 |  | 0.47762
0.32609 |  | 0.47759
0.32606 |  | 0.47758
0.32605 |  | 0.47755
0.32605 |  | 0.47751
0.32604 |  | 0.4775
0.32604 |  | 0.47748
0.32604 |  | 0.47744
0.32602 |  | 0.47741
0.32601 |  | 0.4774
0.32598 |  | 0.47737
0.32598 |  | 0.47735
0.32597 |  | 0.47728
0.32597 |  | 0.47727
0.32596 |  | 0.47724
0.32596 |  | 0.47721
0.32593 |  | 0.47715
0.32592 |  | 0.47711
0.32589 |  | 0.47708
0.32589 |  | 0.47705
0.32585 |  | 0.47702
0.32584 |  | 0.47699
0.32584 |  | 0.47698
0.32581 |  | 0.47695
0.32578 |  | 0.47691
0.32578 |  | 0.47691
0.32577 |  | 0.47689
0.32575 |  | 0.47687
0.32573 |  | 0.47682
0.32573 |  | 0.47681
0.3257 |  | 0.4768
0.3257 |  | 0.47674
0.32568 |  | 0.47672
0.32568 |  | 0.47669
0.32565 |  | 0.47668
0.32565 |  | 0.47663
0.32563 |  | 0.47661
0.32561 |  | 0.4766
0.32561 |  | 0.47657
0.3256 |  | 0.47653
0.32559 |  | 0.47651
0.32557 |  | 0.47651
0.32557 |  | 0.47645
0.32555 |  | 0.47643
0.32555 |  | 0.47641
0.32555 |  | 0.4764
0.32555 |  | 0.47639
0.32553 |  | 0.47636
0.32552 |  | 0.47631
0.32551 |  | 0.47631
0.32549 |  | 0.47625
0.32546 |  | 0.47622
0.32545 |  | 0.47618
0.32544 |  | 0.47613
0.32544 |  | 0.47609
0.32544 |  | 0.47608
0.32542 |  | 0.47605
0.32541 |  | 0.47601
0.32541 |  | 0.476
0.32537 |  | 0.47596
0.32537 |  | 0.47593
0.32534 |  | 0.47592
0.32533 |  | 0.47586
0.3253 |  | 0.47585
0.3253 |  | 0.47581
0.3253 |  | 0.47579
0.32529 |  | 0.47577
0.32526 |  | 0.47575
0.32524 |  | 0.47573
0.32523 |  | 0.47572
0.32523 |  | 0.47568
0.32521 |  | 0.47566
0.32519 |  | 0.47563
0.32516 |  | 0.47558
0.32513 |  | 0.47554
0.32512 |  | 0.47551
0.3251 |  | 0.4755
0.32509 |  | 0.47547
0.32508 |  | 0.47545
0.32508 |  | 0.47542
0.32508 |  | 0.47539
0.32507 |  | 0.47536
0.32505 |  | 0.47533
0.32504 |  | 0.47532
0.32501 |  | 0.47528
0.32501 |  | 0.47528
0.325 |  | 0.47528
0.32497 |  | 0.47526
0.32496 |  | 0.47521
0.32494 |  | 0.47517
0.32494 |  | 0.47516
0.32493 |  | 0.47509
0.32492 |  | 0.47508
0.3249 |  | 0.47506
0.32488 |  | 0.47502
0.32488 |  | 0.47498
0.32486 |  | 0.47496
0.32486 |  | 0.47494
0.32482 |  | 0.47493
0.32481 |  | 0.4749
0.32481 |  | 0.47489
0.3248 |  | 0.47489
0.32478 |  | 0.47487
0.32477 |  | 0.47484
0.32475 |  | 0.47481
0.32473 |  | 0.4748
0.32473 |  | 0.47479
0.3247 |  | 0.47475
0.32469 |  | 0.47472
0.32468 |  | 0.47469
0.32466 |  | 0.47464
0.32466 |  | 0.47461
0.32466 |  | 0.47459
0.32465 |  | 0.47455
0.32465 |  | 0.47455
0.32463 |  | 0.47451
0.32462 |  | 0.47448
0.32462 |  | 0.47446
0.32458 |  | 0.47442
0.32457 |  | 0.4744
0.32453 |  | 0.47434
0.32453 |  | 0.47432
0.32453 |  | 0.47431
0.3245 |  | 0.47429
0.3245 |  | 0.47429
0.32449 |  | 0.47427
0.32449 |  | 0.47419
0.32449 |  | 0.47418
0.32446 |  | 0.47417
0.32445 |  | 0.47411
0.32441 |  | 0.47408
0.32441 |  | 0.47406
0.3244 |  | 0.47403
0.32438 |  | 0.47403
0.32435 |  | 0.47399
0.32435 |  | 0.47398
0.32434 |  | 0.47394
0.32433 |  | 0.47389
0.3243 |  | 0.47388
0.3243 |  | 0.47383
0.32428 |  | 0.47382
0.32428 |  | 0.47382
0.32425 |  | 0.47378
0.32425 |  | 0.47377
0.32422 |  | 0.47376
0.32421 |  | 0.47373
0.32421 |  | 0.4737
0.32418 |  | 0.47369
0.32417 |  | 0.47368
0.32417 |  | 0.47367
0.32414 |  | 0.47364
0.32413 |  | 0.4736
0.32413 |  | 0.47353
0.32411 |  | 0.47348
0.32409 |  | 0.47346
0.32409 |  | 0.47343
0.32406 |  | 0.47342
0.32404 |  | 0.4734
0.32404 |  | 0.47338
0.32402 |  | 0.47333
0.32402 |  | 0.4733
0.32401 |  | 0.47326
0.32401 |  | 0.47324
0.32397 |  | 0.47321
0.32397 |  | 0.4732
0.32396 |  | 0.47316
0.32393 |  | 0.47314
0.3239 |  | 0.47313
0.3239 |  | 0.47309
0.3239 |  | 0.47307
0.32388 |  | 0.47301
0.32388 |  | 0.473
0.32385 |  | 0.47298
0.32383 |  | 0.47297
0.32381 |  | 0.47293
0.32381 |  | 0.47292
0.32381 |  | 0.47291
0.32381 |  | 0.47288
0.32378 |  | 0.47287
0.32375 |  | 0.47283
0.32375 |  | 0.4728
0.32372 |  | 0.47277
0.32371 |  | 0.47275
0.3237 |  | 0.47273
0.32369 |  | 0.47268
0.32369 |  | 0.47264
0.32365 |  | 0.47263
0.32365 |  | 0.47262
0.32363 |  | 0.4726
0.32362 |  | 0.47257
0.32362 |  | 0.47254
0.32359 |  | 0.47252
0.32359 |  | 0.4725
0.32358 |  | 0.4725
0.32356 |  | 0.47248
0.32356 |  | 0.47245
0.32354 |  | 0.47243
0.32353 |  | 0.47242
0.32353 |  | 0.47239
0.32351 |  | 0.47235
0.32348 |  | 0.47232
0.32348 |  | 0.47231
0.32347 |  | 0.47231
0.32346 |  | 0.47228
0.32345 |  | 0.47223
0.32345 |  | 0.47222
0.32343 |  | 0.47219
0.32342 |  | 0.47218
0.32341 |  | 0.47213
0.32341 |  | 0.47211
0.32336 |  | 0.47208
0.32335 |  | 0.47207
0.32335 |  | 0.47203
0.32332 |  | 0.47203
0.32332 |  | 0.47197
0.32331 |  | 0.47195
0.32331 |  | 0.47192
0.32327 |  | 0.47188
0.32327 |  | 0.47184
0.32326 |  | 0.47183
0.32323 |  | 0.47182
0.32322 |  | 0.47179
0.3232 |  | 0.47176
0.3232 |  | 0.47172
0.3232 |  | 0.4717
0.32319 |  | 0.47167
0.32318 |  | 0.47163
0.32318 |  | 0.47163
0.32315 |  | 0.47162
0.32313 |  | 0.47158
0.32311 |  | 0.47155
0.3231 |  | 0.47152
0.3231 |  | 0.47151
0.32308 |  | 0.47147
0.32308 |  | 0.47145
0.32304 |  | 0.47141
0.32303 |  | 0.47138
0.32302 |  | 0.47137
0.32302 |  | 0.47134
0.323 |  | 0.47132
0.32299 |  | 0.47129
0.32297 |  | 0.47125
0.32297 |  | 0.47124
0.32294 |  | 0.47121
0.32293 |  | 0.47118
0.32291 |  | 0.47116
0.3229 |  | 0.47114
0.3229 |  | 0.47113
0.3229 |  | 0.47113
0.32289 |  | 0.47109
0.32286 |  | 0.47105
0.32286 |  | 0.47104
0.32284 |  | 0.47101
0.32282 |  | 0.471
0.32279 |  | 0.47097
0.32279 |  | 0.47093
0.32275 |  | 0.47091
0.32275 |  | 0.47086
0.32273 |  | 0.47084
0.3227 |  | 0.47081
0.3227 |  | 0.47076
0.32269 |  | 0.47075
0.32267 |  | 0.47073
0.32267 |  | 0.47071
0.32265 |  | 0.47068
0.32265 |  | 0.47063
0.32263 |  | 0.4706
0.32262 |  | 0.47059
0.32261 |  | 0.47056
0.32259 |  | 0.47053
0.32258 |  | 0.47052
0.32255 |  | 0.47048
0.32255 |  | 0.47046
0.3225 |  | 0.47042
0.3225 |  | 0.47039
0.3225 |  | 0.47037
0.32249 |  | 0.47034
0.32247 |  | 0.47032
0.32245 |  | 0.47027
0.32245 |  | 0.47027
0.32244 |  | 0.47023
0.32244 |  | 0.47022
0.32244 |  | 0.47018
0.32242 |  | 0.47015
0.32242 |  | 0.47015
0.32241 |  | 0.47015
0.32238 |  | 0.47013
0.32238 |  | 0.4701
0.32238 |  | 0.4701
0.32238 |  | 0.47005
0.32238 |  | 0.47001
0.32238 |  | 0.47
0.32236 |  | 0.46997
0.32233 |  | 0.46996
0.32232 |  | 0.46992
0.3223 |  | 0.46987
0.32228 |  | 0.46978
0.32228 |  | 0.46976
0.32228 |  | 0.46975
0.32228 |  | 0.46974
0.32228 |  | 0.46969
0.32228 |  | 0.46964
0.32224 |  | 0.46961
0.32222 |  | 0.46958
0.32222 |  | 0.46957
0.32221 |  | 0.46956
0.32221 |  | 0.46955
0.32217 |  | 0.46952
0.32217 |  | 0.46949
0.32216 |  | 0.46945
0.32213 |  | 0.46944
0.32212 |  | 0.46942
0.3221 |  | 0.4694
0.32208 |  | 0.46938
0.32208 |  | 0.46935
0.32208 |  | 0.46934
0.32205 |  | 0.4693
0.32205 |  | 0.46928
0.32204 |  | 0.46923
0.32204 |  | 0.46922
0.32202 |  | 0.46919
0.322 |  | 0.46916
0.322 |  | 0.46914
0.32198 |  | 0.46907
0.32198 |  | 0.46903
0.32198 |  | 0.46901
0.32197 |  | 0.46901
0.32196 |  | 0.46897
0.32194 |  | 0.46897
0.32193 |  | 0.46896
0.32193 |  | 0.46894
0.32188 |  | 0.46892
0.32186 |  | 0.46892
0.32184 |  | 0.46889
0.32181 |  | 0.46886
0.3218 |  | 0.46883
0.3218 |  | 0.4688
0.3218 |  | 0.46875
0.32178 |  | 0.46872
0.32176 |  | 0.46872
0.32174 |  | 0.4687
0.32172 |  | 0.4687
0.32172 |  | 0.46864
0.32169 |  | 0.46863
0.32168 |  | 0.46859
0.32168 |  | 0.46855
0.32165 |  | 0.46852
0.32163 |  | 0.46852
0.32163 |  | 0.46851
0.32163 |  | 0.46848
0.3216 |  | 0.46846
0.32157 |  | 0.46846
0.32155 |  | 0.46839
0.32155 |  | 0.46838
0.32153 |  | 0.46836
0.32152 |  | 0.46834
0.32152 |  | 0.4683
0.32149 |  | 0.46829
0.32148 |  | 0.46826
0.32147 |  | 0.46823
0.32145 |  | 0.46821
0.32144 |  | 0.46818
0.3214 |  | 0.46817
0.3214 |  | 0.46815
0.32139 |  | 0.46811
0.32139 |  | 0.46811
0.32137 |  | 0.46807
0.32136 |  | 0.46804
0.32132 |  | 0.46802
0.32132 |  | 0.46801
0.32132 |  | 0.46797
0.32129 |  | 0.46793
0.32128 |  | 0.4679
0.32127 |  | 0.4679
0.32127 |  | 0.46785
0.32125 |  | 0.46781
0.32125 |  | 0.4678
0.32123 |  | 0.46777
0.32123 |  | 0.46776
0.3212 |  | 0.46773
0.3212 |  | 0.46772
0.32119 |  | 0.46768
0.32117 |  | 0.46765
0.32116 |  | 0.4676
0.32116 |  | 0.4676
0.32116 |  | 0.4676
0.32115 |  | 0.46758
0.32115 |  | 0.46755
0.3211 |  | 0.46753
0.32108 |  | 0.46752
0.32108 |  | 0.4675
0.32106 |  | 0.46748
0.32106 |  | 0.46746
0.32106 |  | 0.46744
0.321 |  | 0.46742
0.32099 |  | 0.46742
0.32098 |  | 0.46737
0.32098 |  | 0.46737
0.32098 |  | 0.46737
0.32095 |  | 0.46733
0.32094 |  | 0.4673
0.32091 |  | 0.46727
0.3209 |  | 0.46725
0.32088 |  | 0.46722
0.32088 |  | 0.46719
0.32088 |  | 0.46718
0.32086 |  | 0.46718
0.32084 |  | 0.46714
0.32084 |  | 0.46713
0.32083 |  | 0.4671
0.32082 |  | 0.46708
0.3208 |  | 0.46706
0.32079 |  | 0.46703
0.32079 |  | 0.46701
0.32078 |  | 0.46699
0.32076 |  | 0.46697
0.32076 |  | 0.46697
0.32075 |  | 0.46692
0.32072 |  | 0.46688
0.32071 |  | 0.46684
0.32071 |  | 0.46683
0.32067 |  | 0.46678
0.32067 |  | 0.46677
0.32066 |  | 0.46675
0.32066 |  | 0.46673
0.32066 |  | 0.46671
0.32065 |  | 0.46667
0.32065 |  | 0.46667
0.32065 |  | 0.46664
0.3206 |  | 0.46659
0.32059 |  | 0.46659
0.32058 |  | 0.46657
0.32058 |  | 0.46655
0.32056 |  | 0.46653
0.32055 |  | 0.46651
0.32055 |  | 0.46648
0.32054 |  | 0.46645
0.32051 |  | 0.46643
0.32049 |  | 0.46641
0.32047 |  | 0.46638
0.32047 |  | 0.46636
0.32047 |  | 0.46633
0.32047 |  | 0.46631
0.32045 |  | 0.4663
0.32045 |  | 0.46626
0.32045 |  | 0.46623
0.32043 |  | 0.46619
0.32041 |  | 0.46615
0.32039 |  | 0.46612
0.32038 |  | 0.46612
0.32035 |  | 0.46609
0.32034 |  | 0.46607
0.32034 |  | 0.46605
0.32034 |  | 0.46603
0.32033 |  | 0.46599
0.32031 |  | 0.46597
0.3203 |  | 0.46596
0.32029 |  | 0.46593
0.32029 |  | 0.4659
0.32029 |  | 0.46586
0.32027 |  | 0.46584
0.32026 |  | 0.46582
0.32026 |  | 0.46576
0.32025 |  | 0.46573
0.32023 |  | 0.46572
0.32022 |  | 0.46568
0.32021 |  | 0.46568
0.32019 |  | 0.46564
0.32017 |  | 0.46562
0.32015 |  | 0.4656
0.32014 |  | 0.46556
0.32014 |  | 0.46553
0.32013 |  | 0.46548
0.32011 |  | 0.46546
0.32009 |  | 0.46544
0.32009 |  | 0.4654
0.32007 |  | 0.46537
0.32005 |  | 0.46535
0.32005 |  | 0.46534
0.32002 |  | 0.46529
0.32002 |  | 0.46527
0.31999 |  | 0.46522
0.31998 |  | 0.46519
0.31998 |  | 0.46519
0.31997 |  | 0.46519
0.31995 |  | 0.46515
0.31993 |  | 0.46511
0.31993 |  | 0.4651
0.31992 |  | 0.46508
0.31992 |  | 0.46506
0.31989 |  | 0.46499
0.31988 |  | 0.46498
0.31988 |  | 0.46495
0.31988 |  | 0.46493
0.31982 |  | 0.46491
0.31982 |  | 0.4649
0.31982 |  | 0.46488
0.31982 |  | 0.46485
0.31981 |  | 0.46482
0.3198 |  | 0.46481
0.3198 |  | 0.46477
0.31978 |  | 0.46475
0.31977 |  | 0.46472
0.31977 |  | 0.46468
0.31973 |  | 0.46465
0.31973 |  | 0.4646
0.31973 |  | 0.46459
0.31973 |  | 0.46455
0.31971 |  | 0.46453
0.31968 |  | 0.46449
0.31968 |  | 0.46449
0.31967 |  | 0.46448
0.31963 |  | 0.46447
0.31961 |  | 0.46443
0.31961 |  | 0.4644
0.31959 |  | 0.46438
0.31959 |  | 0.46433
0.31959 |  | 0.46431
0.31956 |  | 0.4643
0.31955 |  | 0.46427
0.31952 |  | 0.46424
0.31952 |  | 0.46423
0.31952 |  | 0.46419
0.31952 |  | 0.46418
0.31951 |  | 0.46415
0.31948 |  | 0.46415
0.31948 |  | 0.46414
0.31947 |  | 0.46411
0.31944 |  | 0.46409
0.31944 |  | 0.46407
0.31941 |  | 0.46404
0.31941 |  | 0.46402
0.3194 |  | 0.46399
0.31938 |  | 0.46396
0.31937 |  | 0.46394
0.31937 |  | 0.46392
0.31937 |  | 0.46388
0.31935 |  | 0.46387
0.31935 |  | 0.46384
0.31932 |  | 0.46379
0.31931 |  | 0.46374
0.31931 |  | 0.46373
0.31931 |  | 0.4637
0.31931 |  | 0.46369
0.31924 |  | 0.46365
0.31924 |  | 0.46364
0.31924 |  | 0.46361
0.31924 |  | 0.46359
0.31923 |  | 0.46356
0.31921 |  | 0.46353
0.3192 |  | 0.46351
0.31917 |  | 0.46348
0.31916 |  | 0.46345
0.31914 |  | 0.46341
0.31912 |  | 0.46337
0.31912 |  | 0.46337
0.31911 |  | 0.46336
0.3191 |  | 0.46332
0.3191 |  | 0.46329
0.3191 |  | 0.46327
0.31908 |  | 0.46326
0.31907 |  | 0.46326
0.31905 |  | 0.46324
0.31904 |  | 0.4632
0.31904 |  | 0.4632
0.31903 |  | 0.46315
0.31901 |  | 0.46313
0.31899 |  | 0.4631
0.31899 |  | 0.46307
0.31899 |  | 0.46305
0.31898 |  | 0.46303
0.31896 |  | 0.46298
0.31896 |  | 0.46297
0.31893 |  | 0.46295
0.31891 |  | 0.46289
0.3189 |  | 0.46289
0.31888 |  | 0.46286
0.31888 |  | 0.46283
0.31888 |  | 0.4628
0.31888 |  | 0.46278
0.31887 |  | 0.46276
0.31886 |  | 0.46271
0.31886 |  | 0.46271
0.31884 |  | 0.46266
0.31883 |  | 0.4626
0.31883 |  | 0.46258
0.31882 |  | 0.46256
0.3188 |  | 0.46254
0.31878 |  | 0.4625
0.31878 |  | 0.4625
0.31876 |  | 0.46249
0.31876 |  | 0.46247
0.31875 |  | 0.46242
0.31872 |  | 0.46239
0.31872 |  | 0.46238
0.31871 |  | 0.46238
0.3187 |  | 0.46235
0.31868 |  | 0.46231
0.31867 |  | 0.46229
0.31867 |  | 0.46227
0.31866 |  | 0.46226
0.31863 |  | 0.46225
0.31863 |  | 0.46221
0.31863 |  | 0.46218
0.3186 |  | 0.46217
0.3186 |  | 0.46215
0.3186 |  | 0.46213
0.31858 |  | 0.46209
0.31858 |  | 0.46208
0.31856 |  | 0.46207
0.31855 |  | 0.46205
0.31853 |  | 0.46203
0.31853 |  | 0.462
0.3185 |  | 0.462
0.31848 |  | 0.46194
0.31848 |  | 0.46193
0.31846 |  | 0.46192
0.31846 |  | 0.46188
0.31846 |  | 0.46186
0.31839 |  | 0.46186
0.31839 |  | 0.46184
0.31839 |  | 0.46182
0.31838 |  | 0.4618
0.31835 |  | 0.46176
0.31835 |  | 0.46175
0.31834 |  | 0.46173
0.31834 |  | 0.4617
0.31834 |  | 0.46167
0.31831 |  | 0.46165
0.31829 |  | 0.46161
0.31828 |  | 0.4616
0.31828 |  | 0.46156
0.31827 |  | 0.46155
0.31827 |  | 0.46155
0.31826 |  | 0.46152
0.31824 |  | 0.46148
0.31822 |  | 0.46146
0.31822 |  | 0.46146
0.3182 |  | 0.4614
0.3182 |  | 0.46137
0.31818 |  | 0.46136
0.31816 |  | 0.46135
0.31816 |  | 0.46134
0.31816 |  | 0.4613
0.31815 |  | 0.46127
0.31814 |  | 0.46119
0.31812 |  | 0.46118
0.31808 |  | 0.46117
0.31807 |  | 0.46115
0.31807 |  | 0.46114
0.31806 |  | 0.46113
0.31806 |  | 0.46107
0.31804 |  | 0.46106
0.31804 |  | 0.46101
0.31804 |  | 0.461
0.31804 |  | 0.46094
0.31801 |  | 0.46093
0.318 |  | 0.4609
0.31798 |  | 0.46087
0.31796 |  | 0.46085
0.31796 |  | 0.46081
0.31796 |  | 0.46079
0.31795 |  | 0.46078
0.31795 |  | 0.46078
0.31793 |  | 0.46071
0.31791 |  | 0.4607
0.31789 |  | 0.46065
0.31788 |  | 0.46062
0.31784 |  | 0.46059
0.31784 |  | 0.46057
0.31783 |  | 0.46054
0.31782 |  | 0.4605
0.3178 |  | 0.46047
0.3178 |  | 0.46045
0.31779 |  | 0.46035
0.31778 |  | 0.46034
0.31776 |  | 0.46032
0.31776 |  | 0.46029
0.31775 |  | 0.46026
0.31774 |  | 0.46026
0.31772 |  | 0.46024
0.31772 |  | 0.46022
0.31771 |  | 0.46017
0.3177 |  | 0.46014
0.31768 |  | 0.46013
0.31767 |  | 0.46011
0.31764 |  | 0.46011
0.31764 |  | 0.46007
0.31762 |  | 0.46005
0.3176 |  | 0.46003
0.31758 |  | 0.46001
0.31758 |  | 0.46
0.31756 |  | 0.45992
0.31755 |  | 0.45992
0.31755 |  | 0.4599
0.31754 |  | 0.4599
0.31754 |  | 0.45986
0.31751 |  | 0.45983
0.31749 |  | 0.45982
0.31749 |  | 0.45979
0.31749 |  | 0.45975
0.31748 |  | 0.45974
0.31746 |  | 0.4597
0.31744 |  | 0.45968
0.31744 |  | 0.45966
0.31743 |  | 0.45963
0.3174 |  | 0.45962
0.3174 |  | 0.45959
0.3174 |  | 0.45954
0.31736 |  | 0.45953
0.31735 |  | 0.4595
0.31735 |  | 0.45945
0.31731 |  | 0.45942
0.31731 |  | 0.45938
0.31728 |  | 0.45938
0.31727 |  | 0.45934
0.31725 |  | 0.45928
0.31723 |  | 0.45927
0.31721 |  | 0.45925
0.31721 |  | 0.45922
0.31719 |  | 0.45921
0.31719 |  | 0.45918
0.31719 |  | 0.45914
0.31717 |  | 0.45911
0.31716 |  | 0.4591
0.31716 |  | 0.45904
0.31716 |  | 0.45902
0.31715 |  | 0.45902
0.31713 |  | 0.459
0.31711 |  | 0.45897
0.31711 |  | 0.45893
0.31708 |  | 0.45889
0.31708 |  | 0.45886
0.31708 |  | 0.45884
0.31704 |  | 0.45881
0.31704 |  | 0.45878
0.31704 |  | 0.45874
0.31704 |  | 0.45872
0.317 |  | 0.45869
0.317 |  | 0.45867
0.31698 |  | 0.45864
0.31698 |  | 0.45863
0.31698 |  | 0.4586
0.31696 |  | 0.45859
0.31695 |  | 0.45855
0.31695 |  | 0.45852
0.31695 |  | 0.45849
0.31694 |  | 0.45847
0.31693 |  | 0.45843
0.31691 |  | 0.45836
0.3169 |  | 0.45836
0.31687 |  | 0.45835
0.31685 |  | 0.4583
0.31683 |  | 0.4583
0.31682 |  | 0.45825
0.31682 |  | 0.45825
0.31681 |  | 0.45824
0.31679 |  | 0.45821
0.31678 |  | 0.45817
0.31676 |  | 0.45816
0.31676 |  | 0.45816
0.31675 |  | 0.45812
0.31675 |  | 0.45811
0.31674 |  | 0.4581
0.31671 |  | 0.45808
0.3167 |  | 0.45804
0.31668 |  | 0.458
0.31668 |  | 0.45796
0.31666 |  | 0.45792
0.31666 |  | 0.4579
0.31663 |  | 0.45787
0.3166 |  | 0.45786
0.31659 |  | 0.45784
0.31659 |  | 0.45781
0.31656 |  | 0.4578
0.31656 |  | 0.45775
0.31656 |  | 0.45774
0.31655 |  | 0.45771
0.31654 |  | 0.45768
0.31651 |  | 0.45768
0.31649 |  | 0.45765
0.31649 |  | 0.45763
0.31646 |  | 0.45759
0.31645 |  | 0.45758
0.31642 |  | 0.45754
0.31642 |  | 0.45754
0.31641 |  | 0.4575
0.31639 |  | 0.45746
0.31638 |  | 0.45745
0.31638 |  | 0.45742
0.31637 |  | 0.45736
0.31637 |  | 0.45732
0.31635 |  | 0.45729
0.31635 |  | 0.45724
0.31633 |  | 0.45724
0.3163 |  | 0.4572
0.31628 |  | 0.45719
0.31628 |  | 0.45719
0.31627 |  | 0.45716
0.31625 |  | 0.45712
0.31625 |  | 0.45711
0.31623 |  | 0.45709
0.31623 |  | 0.45705
0.31623 |  | 0.45701
0.31621 |  | 0.45701
0.31619 |  | 0.457
0.31618 |  | 0.45697
0.31618 |  | 0.45695
0.31618 |  | 0.45692
0.31617 |  | 0.45688
0.31614 |  | 0.45685
0.31614 |  | 0.45683
0.31611 |  | 0.4568
0.31611 |  | 0.45676
0.31609 |  | 0.45675
0.31609 |  | 0.45675
0.31609 |  | 0.4567
0.31607 |  | 0.45667
0.31607 |  | 0.45666
0.31606 |  | 0.45665
0.31604 |  | 0.45659
0.31604 |  | 0.45659
0.31602 |  | 0.45656
0.31601 |  | 0.45652
0.31601 |  | 0.45647
0.31599 |  | 0.45645
0.31596 |  | 0.45644
0.31595 |  | 0.4564
0.31595 |  | 0.45637
0.31595 |  | 0.45635
0.31594 |  | 0.45632
0.31592 |  | 0.4563
0.31591 |  | 0.45626
0.31588 |  | 0.45626
0.31588 |  | 0.45622
0.31587 |  | 0.45618
0.31585 |  | 0.45616
0.31585 |  | 0.45611
0.31585 |  | 0.4561
0.31582 |  | 0.45606
0.3158 |  | 0.45602
0.31578 |  | 0.45602
0.31578 |  | 0.45597
0.31577 |  | 0.45596
0.31577 |  | 0.45592
0.31575 |  | 0.4559
0.31575 |  | 0.45588
0.31572 |  | 0.45585
0.31572 |  | 0.45583
0.3157 |  | 0.45578
0.31566 |  | 0.45576
0.31566 |  | 0.45572
0.31566 |  | 0.45571
0.31566 |  | 0.45568
0.31563 |  | 0.45565
0.31563 |  | 0.45561
0.31562 |  | 0.45557
0.31559 |  | 0.45554
0.31559 |  | 0.45552
0.31558 |  | 0.4555
0.31557 |  | 0.45546
0.31557 |  | 0.45542
0.31555 |  | 0.45539
0.31554 |  | 0.45538
0.31554 |  | 0.45534
0.31553 |  | 0.45529
0.31553 |  | 0.45523
0.31551 |  | 0.45522
0.3155 |  | 0.45522
0.31549 |  | 0.45521
0.31545 |  | 0.45519
0.31543 |  | 0.45514
0.31543 |  | 0.45514
0.31542 |  | 0.4551
0.31541 |  | 0.45509
0.31539 |  | 0.45508
0.31539 |  | 0.45504
0.31538 |  | 0.45501
0.31537 |  | 0.455
0.31535 |  | 0.45496
0.31534 |  | 0.45495
0.31534 |  | 0.45492
0.31534 |  | 0.45492
0.31533 |  | 0.45489
0.31529 |  | 0.45487
0.31529 |  | 0.45486
0.31529 |  | 0.45481
0.31529 |  | 0.45479
0.31526 |  | 0.45479
0.31523 |  | 0.45475
0.31521 |  | 0.45474
0.31521 |  | 0.45474
0.31521 |  | 0.45469
0.31519 |  | 0.45466
0.31518 |  | 0.45461
0.31517 |  | 0.4546
0.31512 |  | 0.45458
0.31511 |  | 0.45454
0.31509 |  | 0.45453
0.31509 |  | 0.45453
0.31507 |  | 0.45449
0.31506 |  | 0.45449
0.31503 |  | 0.45445
0.31503 |  | 0.45442
0.31503 |  | 0.4544
0.31501 |  | 0.4544
0.31499 |  | 0.45436
0.31498 |  | 0.45429
0.31497 |  | 0.45429
0.31495 |  | 0.45426
0.31494 |  | 0.45421
0.31493 |  | 0.45419
0.31491 |  | 0.45418
0.31491 |  | 0.45414
0.31491 |  | 0.45411
0.31489 |  | 0.4541
0.31487 |  | 0.45409
0.31486 |  | 0.45406
0.31485 |  | 0.45403
0.31485 |  | 0.45399
0.31485 |  | 0.45398
0.31485 |  | 0.45395
0.31481 |  | 0.45391
0.31481 |  | 0.45389
0.3148 |  | 0.45386
0.31478 |  | 0.45382
0.31477 |  | 0.45381
0.31477 |  | 0.45378
0.31473 |  | 0.45376
0.31473 |  | 0.45374
0.31473 |  | 0.45372
0.31473 |  | 0.45371
0.31473 |  | 0.45369
0.31469 |  | 0.45366
0.31468 |  | 0.45366
0.31466 |  | 0.45358
0.31465 |  | 0.45358
0.31461 |  | 0.45357
0.31461 |  | 0.45354
0.31461 |  | 0.4535
0.3146 |  | 0.45349
0.31458 |  | 0.45348
0.31457 |  | 0.45344
0.31456 |  | 0.45344
0.31454 |  | 0.45344
0.31453 |  | 0.45338
0.31452 |  | 0.45336
0.3145 |  | 0.45336
0.31449 |  | 0.45333
0.31446 |  | 0.4533
0.31444 |  | 0.45328
0.31444 |  | 0.45326
0.31444 |  | 0.45321
0.31444 |  | 0.4532
0.31441 |  | 0.45315
0.3144 |  | 0.45315
0.31438 |  | 0.45313
0.31438 |  | 0.45312
0.31437 |  | 0.45311
0.31437 |  | 0.45304
0.31437 |  | 0.45304
0.31433 |  | 0.45299
0.31433 |  | 0.45297
0.31431 |  | 0.45295
0.31428 |  | 0.45289
0.31428 |  | 0.45288
0.31428 |  | 0.45286
0.31428 |  | 0.45284
0.31426 |  | 0.4528
0.31423 |  | 0.45279
0.31423 |  | 0.45277
0.31423 |  | 0.45277
0.31422 |  | 0.45275
0.31421 |  | 0.45273
0.31418 |  | 0.45268
0.31418 |  | 0.45265
0.31417 |  | 0.45263
0.31417 |  | 0.45261
0.31413 |  | 0.45259
0.31412 |  | 0.45257
0.3141 |  | 0.45253
0.3141 |  | 0.4525
0.31409 |  | 0.4525
0.31406 |  | 0.45248
0.31404 |  | 0.45245
0.31404 |  | 0.45245
0.31402 |  | 0.45243
0.31402 |  | 0.4524
0.31401 |  | 0.45238
0.31397 |  | 0.45234
0.31394 |  | 0.45234
0.31394 |  | 0.45231
0.31394 |  | 0.45227
0.31393 |  | 0.45226
0.31391 |  | 0.45223
0.3139 |  | 0.45222
0.31389 |  | 0.45219
0.31388 |  | 0.45218
0.31388 |  | 0.45217
0.31386 |  | 0.45217
0.31386 |  | 0.45213
0.31385 |  | 0.45209
0.31382 |  | 0.45205
0.31379 |  | 0.45202
0.31377 |  | 0.45202
0.31377 |  | 0.45198
0.31375 |  | 0.45196
0.31375 |  | 0.45191
0.31374 |  | 0.45189
0.31374 |  | 0.45188
0.31374 |  | 0.45183
0.31371 |  | 0.45181
0.3137 |  | 0.45179
0.31369 |  | 0.45177
0.31367 |  | 0.45176
0.31367 |  | 0.45172
0.31367 |  | 0.45171
0.31366 |  | 0.45167
0.31366 |  | 0.45166
0.31366 |  | 0.45163
0.31364 |  | 0.45159
0.31362 |  | 0.45158
0.3136 |  | 0.45156
0.31359 |  | 0.45153
0.31356 |  | 0.45149
0.31356 |  | 0.45143
0.31355 |  | 0.45143
0.31355 |  | 0.45142
0.31355 |  | 0.45138
0.31354 |  | 0.45136
0.31354 |  | 0.45135
0.31354 |  | 0.45131
0.31352 |  | 0.4513
0.3135 |  | 0.45127
0.31348 |  | 0.45127
0.31348 |  | 0.45122
0.31345 |  | 0.4512
0.31345 |  | 0.45117
0.31344 |  | 0.45116
0.31343 |  | 0.45114
0.31343 |  | 0.4511
0.31341 |  | 0.4511
0.31339 |  | 0.4511
0.31337 |  | 0.45105
0.31336 |  | 0.45105
0.31336 |  | 0.45102
0.31336 |  | 0.45102
0.31334 |  | 0.45101
0.31332 |  | 0.45097
0.31332 |  | 0.45095
0.31332 |  | 0.45087
0.31328 |  | 0.45087
0.31328 |  | 0.45086
0.31326 |  | 0.45082
0.31326 |  | 0.4508
0.31326 |  | 0.45078
0.31323 |  | 0.45074
0.31323 |  | 0.45072
0.31323 |  | 0.4507
0.3132 |  | 0.45065
0.31319 |  | 0.45062
0.31319 |  | 0.45061
0.31316 |  | 0.45057
0.31315 |  | 0.4505
0.31313 |  | 0.45046
0.31313 |  | 0.45045
0.31312 |  | 0.45042
0.31312 |  | 0.45038
0.31311 |  | 0.45037
0.31311 |  | 0.45036
0.3131 |  | 0.45033
0.3131 |  | 0.4503
0.31308 |  | 0.4503
0.31307 |  | 0.45025
0.31306 |  | 0.45025
0.31303 |  | 0.45024
0.31303 |  | 0.45021
0.31303 |  | 0.45017
0.31303 |  | 0.45017
0.31302 |  | 0.45013
0.31302 |  | 0.45012
0.31302 |  | 0.4501
0.313 |  | 0.45009
0.313 |  | 0.45009
0.31296 |  | 0.45006
0.31296 |  | 0.45004
0.31295 |  | 0.45004
0.31292 |  | 0.45
0.3129 |  | 0.45
0.3129 |  | 0.44997
0.3129 |  | 0.44994
0.3129 |  | 0.44991
0.3129 |  | 0.4499
0.3129 |  | 0.44984
0.3129 |  | 0.44983
0.31287 |  | 0.44982
0.31287 |  | 0.44976
0.31284 |  | 0.44976
0.31283 |  | 0.44973
0.31282 |  | 0.44968
0.3128 |  | 0.44966
0.31279 |  | 0.44965
0.31278 |  | 0.44962
0.31275 |  | 0.44959
0.31275 |  | 0.44956
0.31275 |  | 0.44955
0.31275 |  | 0.44954
0.31274 |  | 0.44952
0.31273 |  | 0.44951
0.31273 |  | 0.4495
0.3127 |  | 0.44948
0.31268 |  | 0.44947
0.31267 |  | 0.44945
0.31266 |  | 0.44941
0.31265 |  | 0.44938
0.31265 |  | 0.44938
0.31263 |  | 0.44937
0.31262 |  | 0.44935
0.31262 |  | 0.44931
0.3126 |  | 0.4493
0.3126 |  | 0.44927
0.31258 |  | 0.44927
0.31257 |  | 0.44923
0.31257 |  | 0.44921
0.31254 |  | 0.44918
0.31252 |  | 0.44915
0.31252 |  | 0.44914
0.31252 |  | 0.44912
0.31251 |  | 0.44909
0.3125 |  | 0.44908
0.31248 |  | 0.44902
0.31247 |  | 0.44897
0.31246 |  | 0.44894
0.31246 |  | 0.44892
0.31243 |  | 0.4489
0.31243 |  | 0.44888
0.31243 |  | 0.44884
0.31242 |  | 0.44878
0.31242 |  | 0.44877
0.31238 |  | 0.44875
0.31238 |  | 0.44869
0.31238 |  | 0.44868
0.31235 |  | 0.44868
0.31234 |  | 0.44867
0.31234 |  | 0.44862
0.3123 |  | 0.44858
0.3123 |  | 0.44854
0.3123 |  | 0.44854
0.31228 |  | 0.44851
0.31228 |  | 0.44847
0.31227 |  | 0.44846
0.31225 |  | 0.44842
0.31223 |  | 0.44839
0.3122 |  | 0.44836
0.3122 |  | 0.44832
0.3122 |  | 0.44831
0.31218 |  | 0.44827
0.31218 |  | 0.44823
0.31218 |  | 0.44823
0.31215 |  | 0.44821
0.31214 |  | 0.44819
0.31214 |  | 0.44819
0.31214 |  | 0.44818
0.31214 |  | 0.44811
0.31212 |  | 0.44808
0.3121 |  | 0.44803
0.31209 |  | 0.44801
0.31206 |  | 0.44799
0.31206 |  | 0.44798
0.31206 |  | 0.44796
0.31204 |  | 0.44795
0.31202 |  | 0.44791
0.312 |  | 0.4479
0.31198 |  | 0.44788
0.31198 |  | 0.44786
0.31196 |  | 0.44782
0.31196 |  | 0.44781
0.31195 |  | 0.44781
0.31192 |  | 0.44778
0.31191 |  | 0.44774
0.31191 |  | 0.4477
0.31187 |  | 0.4477
0.31184 |  | 0.4477
0.31184 |  | 0.44767
0.31183 |  | 0.44766
0.31183 |  | 0.44761
0.31182 |  | 0.4476
0.31182 |  | 0.44756
0.31181 |  | 0.44754
0.31181 |  | 0.44752
0.31179 |  | 0.44748
0.31178 |  | 0.44748
0.31174 |  | 0.44745
0.31174 |  | 0.44744
0.31174 |  | 0.44741
0.31174 |  | 0.44736
0.31171 |  | 0.44736
0.3117 |  | 0.44734
0.3117 |  | 0.4473
0.31169 |  | 0.44728
0.31166 |  | 0.44726
0.31165 |  | 0.44723
0.31165 |  | 0.4472
0.31165 |  | 0.44716
0.31165 |  | 0.44712
0.31162 |  | 0.44712
0.31159 |  | 0.44711
0.31159 |  | 0.44707
0.31158 |  | 0.44704
0.31157 |  | 0.44703
0.31157 |  | 0.44702
0.31154 |  | 0.44699
0.31153 |  | 0.44696
0.31153 |  | 0.44696
0.31153 |  | 0.44693
0.31151 |  | 0.44686
0.31151 |  | 0.44685
0.31151 |  | 0.44683
0.3115 |  | 0.44679
0.31149 |  | 0.44678
0.31146 |  | 0.44677
0.31146 |  | 0.44677
0.31146 |  | 0.44675
0.31145 |  | 0.44667
0.31144 |  | 0.44667
0.31142 |  | 0.44665
0.31139 |  | 0.44662
0.31139 |  | 0.44661
0.31137 |  | 0.44656
0.31137 |  | 0.44656
0.31137 |  | 0.44649
0.31136 |  | 0.44648
0.31134 |  | 0.44644
0.31133 |  | 0.44643
0.3113 |  | 0.44639
0.3113 |  | 0.44639
0.3113 |  | 0.44635
0.31127 |  | 0.44633
0.31127 |  | 0.44632
0.31126 |  | 0.44629
0.31126 |  | 0.44627
0.31126 |  | 0.44624
0.31125 |  | 0.44624
0.31123 |  | 0.44621
0.31122 |  | 0.44618
0.31119 |  | 0.44616
0.31118 |  | 0.44613
0.31117 |  | 0.44612
0.31117 |  | 0.44609
0.31117 |  | 0.44605
0.31115 |  | 0.44605
0.31114 |  | 0.44602
0.31114 |  | 0.44599
0.31114 |  | 0.44593
0.31111 |  | 0.4459
0.31109 |  | 0.44588
0.31107 |  | 0.44586
0.31106 |  | 0.44584
0.31105 |  | 0.4458
0.31103 |  | 0.44577
0.31103 |  | 0.44573
0.31102 |  | 0.44571
0.31099 |  | 0.44569
0.31099 |  | 0.44567
0.31098 |  | 0.44566
0.31095 |  | 0.44563
0.31095 |  | 0.44562
0.31095 |  | 0.4456
0.31094 |  | 0.44558
0.31093 |  | 0.44556
0.31093 |  | 0.44552
0.3109 |  | 0.4455
0.31089 |  | 0.44547
0.31089 |  | 0.44546
0.31086 |  | 0.44541
0.31086 |  | 0.44541
0.31085 |  | 0.44538
0.31084 |  | 0.44535
0.31082 |  | 0.44535
0.3108 |  | 0.44531
0.31077 |  | 0.4453
0.31077 |  | 0.4453
0.31074 |  | 0.44526
0.31074 |  | 0.44525
0.31073 |  | 0.44523
0.31072 |  | 0.44518
0.31072 |  | 0.44518
0.3107 |  | 0.44514
0.3107 |  | 0.44514
0.31068 |  | 0.44511
0.31066 |  | 0.44509
0.31066 |  | 0.44506
0.31065 |  | 0.44503
0.31065 |  | 0.44501
0.31062 |  | 0.44497
0.31061 |  | 0.44497
0.3106 |  | 0.44492
0.31057 |  | 0.4449
0.31057 |  | 0.44489
0.31055 |  | 0.44488
0.31055 |  | 0.44486
0.31055 |  | 0.4448
0.31054 |  | 0.4448
0.31053 |  | 0.44475
0.3105 |  | 0.44473
0.3105 |  | 0.44472
0.31049 |  | 0.44467
0.31048 |  | 0.44466
0.31048 |  | 0.44463
0.31048 |  | 0.44459
0.31048 |  | 0.44456
0.31046 |  | 0.44454
0.31045 |  | 0.44454
0.31041 |  | 0.44451
0.31041 |  | 0.44446
0.31041 |  | 0.44443
0.31041 |  | 0.44442
0.31038 |  | 0.44441
0.31038 |  | 0.44439
0.31037 |  | 0.44434
0.31033 |  | 0.44431
0.31033 |  | 0.4443
0.31032 |  | 0.4443
0.31029 |  | 0.44423
0.31028 |  | 0.4442
0.31026 |  | 0.4442
0.31026 |  | 0.44418
0.31026 |  | 0.44416
0.31026 |  | 0.44415
0.31024 |  | 0.44413
0.31024 |  | 0.44411
0.31023 |  | 0.44408
0.31023 |  | 0.44407
0.31018 |  | 0.44403
0.31018 |  | 0.44401
0.31018 |  | 0.44398
0.31018 |  | 0.44396
0.31017 |  | 0.44394
0.31016 |  | 0.4439
0.31014 |  | 0.44388
0.31014 |  | 0.44384
0.31013 |  | 0.44381
0.3101 |  | 0.44379
0.31009 |  | 0.44379
0.31008 |  | 0.44376
0.31008 |  | 0.44375
0.31006 |  | 0.44374
0.31005 |  | 0.4437
0.31005 |  | 0.44366
0.31003 |  | 0.44365
0.31003 |  | 0.44361
0.31003 |  | 0.4436
0.31002 |  | 0.44357
0.30998 |  | 0.44357
0.30997 |  | 0.44354
0.30994 |  | 0.44353
0.30994 |  | 0.44352
0.30994 |  | 0.4435
0.30994 |  | 0.44348
0.3099 |  | 0.44343
0.30989 |  | 0.44339
0.30989 |  | 0.44339
0.30986 |  | 0.44333
0.30986 |  | 0.44327
0.30984 |  | 0.44324
0.30984 |  | 0.4432
0.30982 |  | 0.4432
0.30982 |  | 0.44317
0.3098 |  | 0.44314
0.3098 |  | 0.44312
0.3098 |  | 0.44311
0.30977 |  | 0.44306
0.30975 |  | 0.44303
0.30973 |  | 0.44302
0.30972 |  | 0.44298
0.30972 |  | 0.44297
0.3097 |  | 0.44293
0.30969 |  | 0.4429
0.30969 |  | 0.44289
0.30965 |  | 0.44288
0.30965 |  | 0.44285
0.30965 |  | 0.44281
0.30965 |  | 0.44277
0.3096 |  | 0.44277
0.3096 |  | 0.44275
0.3096 |  | 0.4427
0.3096 |  | 0.4427
0.30959 |  | 0.44265
0.30956 |  | 0.44264
0.30955 |  | 0.44261
0.30953 |  | 0.44258
0.30953 |  | 0.44256
0.30952 |  | 0.44253
0.30951 |  | 0.44251
0.30949 |  | 0.44247
0.30949 |  | 0.44244
0.30948 |  | 0.44242
0.30947 |  | 0.4424
0.30945 |  | 0.44237
0.30945 |  | 0.44233
0.30942 |  | 0.44233
0.3094 |  | 0.44232
0.30938 |  | 0.44231
0.30938 |  | 0.44227
0.30937 |  | 0.44221
0.30936 |  | 0.44219
0.30936 |  | 0.44217
0.30934 |  | 0.44215
0.30932 |  | 0.44212
0.30932 |  | 0.44203
0.30932 |  | 0.442
0.3093 |  | 0.44199
0.30928 |  | 0.44198
0.30928 |  | 0.44194
0.30928 |  | 0.4419
0.30926 |  | 0.44185
0.30925 |  | 0.44182
0.30925 |  | 0.44179
0.30925 |  | 0.44176
0.30921 |  | 0.44173
0.3092 |  | 0.44172
0.3092 |  | 0.44171
0.30918 |  | 0.44168
0.30917 |  | 0.44165
0.30917 |  | 0.44163
0.30916 |  | 0.44161
0.30914 |  | 0.44159
0.30913 |  | 0.44155
0.30913 |  | 0.44151
0.30911 |  | 0.44147
0.30909 |  | 0.44144
0.30909 |  | 0.44142
0.30909 |  | 0.4414
0.30908 |  | 0.44136
0.30905 |  | 0.44136
0.30905 |  | 0.44135
0.30904 |  | 0.44132
0.30901 |  | 0.4413
0.30901 |  | 0.44128
0.309 |  | 0.44126
0.30898 |  | 0.44124
0.30898 |  | 0.44124
0.30897 |  | 0.44122
0.30897 |  | 0.44119
0.30894 |  | 0.44116
0.30893 |  | 0.44114
0.30893 |  | 0.44114
0.30889 |  | 0.44114
0.30889 |  | 0.44107
0.30885 |  | 0.44106
0.30885 |  | 0.44106
0.30885 |  | 0.44103
0.30882 |  | 0.44099
0.30882 |  | 0.44099
0.30882 |  | 0.44094
0.30882 |  | 0.44094
0.3088 |  | 0.44091
0.30878 |  | 0.44087
0.30878 |  | 0.44086
0.30877 |  | 0.44082
0.30874 |  | 0.44081
0.30874 |  | 0.4408
0.30873 |  | 0.44077
0.30871 |  | 0.44077
0.30869 |  | 0.44073
0.30869 |  | 0.44069
0.30868 |  | 0.44069
0.30866 |  | 0.44068
0.30864 |  | 0.44063
0.30864 |  | 0.44063
0.30862 |  | 0.4406
0.30861 |  | 0.44057
0.3086 |  | 0.44056
0.3086 |  | 0.44055
0.3086 |  | 0.44052
0.30858 |  | 0.44051
0.30856 |  | 0.44048
0.30854 |  | 0.44048
0.30853 |  | 0.44044
0.30853 |  | 0.44042
0.30852 |  | 0.44039
0.30849 |  | 0.44034
0.30849 |  | 0.44033
0.30848 |  | 0.44031
0.30845 |  | 0.44031
0.30842 |  | 0.44028
0.30842 |  | 0.44027
0.30842 |  | 0.44024
0.30842 |  | 0.44018
0.3084 |  | 0.44017
0.3084 |  | 0.44013
0.30838 |  | 0.4401
0.30838 |  | 0.44009
0.30835 |  | 0.44007
0.30835 |  | 0.44001
0.30835 |  | 0.44001
0.30834 |  | 0.44
0.30831 |  | 0.43997
0.30831 |  | 0.43995
0.30831 |  | 0.43993
0.3083 |  | 0.43993
0.30827 |  | 0.43992
0.30827 |  | 0.4399
0.30826 |  | 0.43989
0.30826 |  | 0.43986
0.30825 |  | 0.43982
0.30825 |  | 0.4398
0.30823 |  | 0.43974
0.30821 |  | 0.43973
0.30821 |  | 0.43972
0.30819 |  | 0.43969
0.30818 |  | 0.43969
0.30815 |  | 0.43968
0.30814 |  | 0.43964
0.30814 |  | 0.43958
0.30814 |  | 0.43956
0.30811 |  | 0.4395
0.3081 |  | 0.43948
0.3081 |  | 0.43944
0.3081 |  | 0.43944
0.3081 |  | 0.43943
0.3081 |  | 0.43939
0.30806 |  | 0.43935
0.30803 |  | 0.43929
0.30803 |  | 0.43929
0.30803 |  | 0.43927
0.30803 |  | 0.4392
0.30803 |  | 0.4392
0.30803 |  | 0.43916
0.30802 |  | 0.43912
0.30802 |  | 0.43911
0.30801 |  | 0.43908
0.30798 |  | 0.43907
0.30797 |  | 0.43906
0.30797 |  | 0.43903
0.30797 |  | 0.43901
0.30797 |  | 0.43899
0.30797 |  | 0.43897
0.30795 |  | 0.43893
0.30795 |  | 0.43893
0.30794 |  | 0.43889
0.30794 |  | 0.43885
0.30791 |  | 0.43885
0.30791 |  | 0.43883
0.30789 |  | 0.4388
0.30789 |  | 0.43876
0.30789 |  | 0.43876
0.30786 |  | 0.43873
0.30783 |  | 0.43867
0.30783 |  | 0.43867
0.30782 |  | 0.43864
0.30782 |  | 0.43861
0.30782 |  | 0.43859
0.30781 |  | 0.43855
0.30779 |  | 0.43855
0.30778 |  | 0.43852
0.30777 |  | 0.4385
0.30777 |  | 0.43844
0.30775 |  | 0.43844
0.30775 |  | 0.43841
0.30773 |  | 0.43838
0.30771 |  | 0.43837
0.30771 |  | 0.43833
0.3077 |  | 0.43833
0.3077 |  | 0.43831
0.30769 |  | 0.43828
0.30767 |  | 0.43828
0.30767 |  | 0.43825
0.30766 |  | 0.43824
0.30766 |  | 0.43822
0.30765 |  | 0.43821
0.30763 |  | 0.43816
0.30762 |  | 0.43815
0.30762 |  | 0.43811
0.30759 |  | 0.43808
0.30758 |  | 0.43806
0.30758 |  | 0.43805
0.30757 |  | 0.43801
0.30755 |  | 0.438
0.30754 |  | 0.43796
0.30753 |  | 0.43794
0.30753 |  | 0.43794
0.30753 |  | 0.43794
0.30751 |  | 0.4379
0.30751 |  | 0.43789
0.3075 |  | 0.43789
0.30749 |  | 0.43786
0.30747 |  | 0.43782
0.30747 |  | 0.43781
0.30747 |  | 0.43777
0.30746 |  | 0.43776
0.30745 |  | 0.43773
0.30745 |  | 0.43772
0.30745 |  | 0.4377
0.30743 |  | 0.43768
0.30742 |  | 0.43766
0.30739 |  | 0.43763
0.30739 |  | 0.43762
0.30738 |  | 0.43758
0.30736 |  | 0.43757
0.30733 |  | 0.43755
0.30733 |  | 0.43754
0.30731 |  | 0.43751
0.30731 |  | 0.4375
0.30731 |  | 0.43745
0.3073 |  | 0.43744
0.30729 |  | 0.43741
0.30726 |  | 0.43737
0.30725 |  | 0.43736
0.30725 |  | 0.43733
0.30723 |  | 0.43732
0.30722 |  | 0.43728
0.30721 |  | 0.43728
0.30719 |  | 0.43724
0.30718 |  | 0.43721
0.30718 |  | 0.4372
0.30718 |  | 0.43717
0.30718 |  | 0.43715
0.30715 |  | 0.43712
0.30715 |  | 0.43712
0.30713 |  | 0.4371
0.30711 |  | 0.43707
0.30711 |  | 0.43704
0.30711 |  | 0.43702
0.30709 |  | 0.437
0.30709 |  | 0.43699
0.30707 |  | 0.43695
0.30706 |  | 0.43694
0.30706 |  | 0.43692
0.30705 |  | 0.43686
0.30703 |  | 0.43684
0.30702 |  | 0.4368
0.307 |  | 0.43672
0.307 |  | 0.43669
0.307 |  | 0.43666
0.307 |  | 0.43661
0.30695 |  | 0.4366
0.30694 |  | 0.43656
0.30694 |  | 0.43652
0.30693 |  | 0.4365
0.30693 |  | 0.43648
0.30692 |  | 0.43646
0.3069 |  | 0.43641
0.30689 |  | 0.43641
0.30689 |  | 0.43637
0.30688 |  | 0.43636
0.30685 |  | 0.4363
0.30685 |  | 0.43628
0.30685 |  | 0.43628
0.30681 |  | 0.43623
0.3068 |  | 0.43622
0.3068 |  | 0.43621
0.3068 |  | 0.43618
0.3068 |  | 0.43617
0.30675 |  | 0.43617
0.30673 |  | 0.43613
0.30673 |  | 0.43611
0.30673 |  | 0.43608
0.3067 |  | 0.43608
0.3067 |  | 0.43605
0.3067 |  | 0.43601
0.30669 |  | 0.436
0.30669 |  | 0.43597
0.30665 |  | 0.43591
0.30664 |  | 0.43589
0.30662 |  | 0.43588
0.30662 |  | 0.43588
0.30658 |  | 0.43585
0.30658 |  | 0.43582
0.30658 |  | 0.43581
0.30657 |  | 0.4358
0.30654 |  | 0.43578
0.30654 |  | 0.43575
0.30653 |  | 0.43571
0.30652 |  | 0.43569
0.30652 |  | 0.43568
0.30652 |  | 0.43564
0.30649 |  | 0.43564
0.30649 |  | 0.43561
0.30646 |  | 0.43559
0.30645 |  | 0.43556
0.30644 |  | 0.43553
0.30641 |  | 0.43553
0.3064 |  | 0.43548
0.30638 |  | 0.43547
0.30637 |  | 0.43543
0.30637 |  | 0.43541
0.30637 |  | 0.43539
0.30634 |  | 0.43536
0.30633 |  | 0.43534
0.30632 |  | 0.43532
0.30632 |  | 0.4353
0.3063 |  | 0.43526
0.30629 |  | 0.43523
0.30629 |  | 0.43522
0.30628 |  | 0.43519
0.30626 |  | 0.43515
0.30622 |  | 0.43514
0.30622 |  | 0.43513
0.30622 |  | 0.4351
0.30621 |  | 0.43509
0.3062 |  | 0.43507
0.30618 |  | 0.43504
0.30617 |  | 0.43503
0.30616 |  | 0.43501
0.30616 |  | 0.43498
0.30616 |  | 0.43494
0.30616 |  | 0.43491
0.30616 |  | 0.43491
0.30614 |  | 0.43487
0.30613 |  | 0.43483
0.30613 |  | 0.43482
0.30611 |  | 0.43477
0.30609 |  | 0.43475
0.30608 |  | 0.43474
0.30608 |  | 0.4347
0.30606 |  | 0.4347
0.30606 |  | 0.43468
0.30604 |  | 0.43465
0.30604 |  | 0.43462
0.30602 |  | 0.43457
0.30601 |  | 0.43453
0.306 |  | 0.43452
0.30598 |  | 0.43449
0.30598 |  | 0.43448
0.30597 |  | 0.43445
0.30597 |  | 0.43443
0.30596 |  | 0.43437
0.3059 |  | 0.43436
0.3059 |  | 0.43436
0.3059 |  | 0.43434
0.3059 |  | 0.43432
0.30588 |  | 0.43429
0.30584 |  | 0.43426
0.30584 |  | 0.43424
0.30584 |  | 0.43423
0.30583 |  | 0.43419
0.30583 |  | 0.43416
0.3058 |  | 0.43416
0.3058 |  | 0.4341
0.3058 |  | 0.4341
0.30578 |  | 0.43407
0.30576 |  | 0.43404
0.30576 |  | 0.43402
0.30576 |  | 0.43396
0.30573 |  | 0.43396
0.30573 |  | 0.43394
0.30573 |  | 0.43391
0.30573 |  | 0.4339
0.30572 |  | 0.43387
0.30572 |  | 0.43385
0.30569 |  | 0.43382
0.30569 |  | 0.43379
0.30568 |  | 0.43377
0.30567 |  | 0.43373
0.30567 |  | 0.43371
0.30567 |  | 0.43369
0.30565 |  | 0.43368
0.30565 |  | 0.43366
0.30564 |  | 0.43364
0.30564 |  | 0.43359
0.30563 |  | 0.43354
0.30561 |  | 0.43353
0.3056 |  | 0.4335
0.3056 |  | 0.43349
0.3056 |  | 0.43349
0.30557 |  | 0.43345
0.30557 |  | 0.43343
0.30555 |  | 0.4334
0.30555 |  | 0.43337
0.30552 |  | 0.43336
0.30552 |  | 0.43333
0.30551 |  | 0.43331
0.30549 |  | 0.43329
0.30548 |  | 0.43328
0.30546 |  | 0.43327
0.30546 |  | 0.43326
0.30544 |  | 0.43324
0.30543 |  | 0.43323
0.30543 |  | 0.43321
0.30541 |  | 0.4332
0.30541 |  | 0.43316
0.3054 |  | 0.43315
0.30537 |  | 0.43312
0.30536 |  | 0.43309
0.30536 |  | 0.43308
0.30535 |  | 0.43306
0.30535 |  | 0.43303
0.30532 |  | 0.433
0.30531 |  | 0.43296
0.30529 |  | 0.43296
0.30528 |  | 0.4329
0.30528 |  | 0.43288
0.30527 |  | 0.43286
0.30527 |  | 0.43282
0.30525 |  | 0.4328
0.30525 |  | 0.43278
0.30524 |  | 0.43276
0.30524 |  | 0.43274
0.30524 |  | 0.43273
0.3052 |  | 0.43269
0.30519 |  | 0.43269
0.30517 |  | 0.43269
0.30517 |  | 0.43266
0.30517 |  | 0.43262
0.30517 |  | 0.4326
0.30516 |  | 0.43259
0.30514 |  | 0.43259
0.30514 |  | 0.43255
0.30512 |  | 0.43252
0.30512 |  | 0.43249
0.30509 |  | 0.43249
0.30509 |  | 0.43244
0.30509 |  | 0.43241
0.30507 |  | 0.43241
0.30504 |  | 0.4324
0.30504 |  | 0.43239
0.30504 |  | 0.43236
0.30503 |  | 0.43233
0.30501 |  | 0.43231
0.30499 |  | 0.43231
0.30499 |  | 0.43228
0.30499 |  | 0.43225
0.30497 |  | 0.43225
0.30496 |  | 0.4322
0.30493 |  | 0.43217
0.30493 |  | 0.43217
0.30492 |  | 0.43215
0.30491 |  | 0.43212
0.30489 |  | 0.43212
0.30488 |  | 0.43209
0.30488 |  | 0.43207
0.30488 |  | 0.43203
0.30487 |  | 0.43201
0.30484 |  | 0.43198
0.30483 |  | 0.43193
0.30483 |  | 0.43188
0.30483 |  | 0.43184
0.30483 |  | 0.43181
0.30483 |  | 0.43179
0.30482 |  | 0.43177
0.30479 |  | 0.43176
0.30479 |  | 0.43173
0.30479 |  | 0.43171
0.30477 |  | 0.4317
0.30476 |  | 0.43166
0.30473 |  | 0.43161
0.30473 |  | 0.43159
0.30473 |  | 0.43156
0.30472 |  | 0.43154
0.3047 |  | 0.43152
0.30469 |  | 0.43151
0.30469 |  | 0.43149
0.30468 |  | 0.43147
0.30466 |  | 0.43146
0.30465 |  | 0.43143
0.30465 |  | 0.43139
0.30464 |  | 0.43137
0.30463 |  | 0.43133
0.30463 |  | 0.43133
0.30461 |  | 0.43129
0.3046 |  | 0.43127
0.3046 |  | 0.43123
0.3046 |  | 0.43122
0.30459 |  | 0.43119
0.30458 |  | 0.43118
0.30453 |  | 0.43112
0.30453 |  | 0.43112
0.30452 |  | 0.43109
0.30451 |  | 0.43106
0.3045 |  | 0.43105
0.30448 |  | 0.43104
0.30447 |  | 0.43102
0.30446 |  | 0.43101
0.30446 |  | 0.43097
0.30446 |  | 0.43096
0.30443 |  | 0.43095
0.30443 |  | 0.43092
0.30442 |  | 0.43092
0.30441 |  | 0.4309
0.30439 |  | 0.43088
0.30439 |  | 0.43084
0.30438 |  | 0.43083
0.30437 |  | 0.4308
0.30435 |  | 0.43078
0.30434 |  | 0.43074
0.30434 |  | 0.43072
0.30433 |  | 0.4307
0.30432 |  | 0.43067
0.30429 |  | 0.43063
0.30429 |  | 0.43061
0.30429 |  | 0.43056
0.30426 |  | 0.43055
0.30425 |  | 0.43054
0.30424 |  | 0.4305
0.30424 |  | 0.43048
0.30421 |  | 0.43044
0.30421 |  | 0.43041
0.30417 |  | 0.43041
0.30417 |  | 0.43041
0.30416 |  | 0.43039
0.30416 |  | 0.43037
0.30414 |  | 0.43033
0.30413 |  | 0.43031
0.30412 |  | 0.43029
0.30412 |  | 0.43027
0.30412 |  | 0.43023
0.30409 |  | 0.43019
0.30409 |  | 0.43019
0.30408 |  | 0.43019
0.30408 |  | 0.43015
0.30405 |  | 0.43008
0.30404 |  | 0.43007
0.30402 |  | 0.43004
0.30402 |  | 0.43
0.30401 |  | 0.42995
0.30401 |  | 0.42993
0.30401 |  | 0.42988
0.304 |  | 0.42987
0.30399 |  | 0.42987
0.30396 |  | 0.42983
0.30396 |  | 0.42983
0.30396 |  | 0.42983
0.30394 |  | 0.42979
0.30393 |  | 0.42977
0.30392 |  | 0.42975
0.30391 |  | 0.42972
0.30389 |  | 0.42971
0.30388 |  | 0.42969
0.30387 |  | 0.42964
0.30387 |  | 0.4296
0.30387 |  | 0.42959
0.30385 |  | 0.42959
0.30383 |  | 0.42954
0.30383 |  | 0.42954
0.30381 |  | 0.42951
0.3038 |  | 0.4295
0.3038 |  | 0.42947
0.30379 |  | 0.42947
0.30377 |  | 0.42943
0.30376 |  | 0.42942
0.30375 |  | 0.42941
0.30375 |  | 0.42937
0.30375 |  | 0.42934
0.30375 |  | 0.42934
0.30371 |  | 0.4293
0.30371 |  | 0.42928
0.30369 |  | 0.42926
0.30369 |  | 0.42924
0.30367 |  | 0.42921
0.30365 |  | 0.42919
0.30365 |  | 0.42917
0.30363 |  | 0.42915
0.30361 |  | 0.42912
0.30361 |  | 0.42911
0.30361 |  | 0.42911
0.3036 |  | 0.42907
0.3036 |  | 0.42905
0.3036 |  | 0.42904
0.30357 |  | 0.42903
0.30356 |  | 0.42896
0.30355 |  | 0.42895
0.30355 |  | 0.42891
0.30355 |  | 0.42891
0.30355 |  | 0.4289
0.30353 |  | 0.42887
0.30352 |  | 0.42884
0.30351 |  | 0.42883
0.30349 |  | 0.42882
0.30349 |  | 0.42879
0.30349 |  | 0.42877
0.30348 |  | 0.42877
0.30347 |  | 0.42873
0.30347 |  | 0.4287
0.30347 |  | 0.42868
0.30347 |  | 0.42865
0.30345 |  | 0.42864
0.30343 |  | 0.42863
0.30341 |  | 0.42856
0.30341 |  | 0.42855
0.30339 |  | 0.42853
0.30337 |  | 0.42849
0.30334 |  | 0.42849
0.30334 |  | 0.42846
0.30333 |  | 0.42843
0.30332 |  | 0.4284
0.30331 |  | 0.42837
0.30329 |  | 0.42835
0.30325 |  | 0.42835
0.30325 |  | 0.42827
0.30324 |  | 0.42827
0.30321 |  | 0.42827
0.30321 |  | 0.42826
0.30321 |  | 0.42823
0.3032 |  | 0.42822
0.30319 |  | 0.42819
0.30319 |  | 0.42818
0.30318 |  | 0.42813
0.30318 |  | 0.42813
0.30316 |  | 0.4281
0.30315 |  | 0.4281
0.30315 |  | 0.42806
0.30313 |  | 0.42805
0.30312 |  | 0.42803
0.30311 |  | 0.42802
0.3031 |  | 0.428
0.3031 |  | 0.42797
0.30308 |  | 0.42794
0.30305 |  | 0.42793
0.30305 |  | 0.4279
0.30305 |  | 0.42789
0.30305 |  | 0.42785
0.30303 |  | 0.42781
0.30302 |  | 0.4278
0.303 |  | 0.42778
0.30299 |  | 0.42777
0.30299 |  | 0.42774
0.30297 |  | 0.4277
0.30296 |  | 0.42768
0.30295 |  | 0.42768
0.30295 |  | 0.42766
0.30294 |  | 0.42761
0.30294 |  | 0.42761
0.30292 |  | 0.4276
0.30292 |  | 0.4276
0.30291 |  | 0.42756
0.3029 |  | 0.42754
0.3029 |  | 0.42753
0.30288 |  | 0.42749
0.30287 |  | 0.42745
0.30285 |  | 0.42739
0.30285 |  | 0.42736
0.30283 |  | 0.42736
0.30283 |  | 0.42731
0.30283 |  | 0.4273
0.30282 |  | 0.42728
0.3028 |  | 0.42727
0.30279 |  | 0.42723
0.30279 |  | 0.42722
0.30278 |  | 0.42718
0.30275 |  | 0.42713
0.30275 |  | 0.4271
0.30274 |  | 0.42707
0.30273 |  | 0.42706
0.30271 |  | 0.42706
0.3027 |  | 0.42702
0.30266 |  | 0.42699
0.30264 |  | 0.42695
0.30263 |  | 0.42694
0.30263 |  | 0.42691
0.30262 |  | 0.42686
0.3026 |  | 0.42686
0.30259 |  | 0.42682
0.30258 |  | 0.42678
0.30258 |  | 0.42676
0.30255 |  | 0.42676
0.30255 |  | 0.42672
0.30254 |  | 0.42671
0.30253 |  | 0.42668
0.30253 |  | 0.42664
0.30251 |  | 0.42662
0.30249 |  | 0.42659
0.30247 |  | 0.42657
0.30247 |  | 0.42654
0.30245 |  | 0.42651
0.30245 |  | 0.4265
0.30245 |  | 0.42647
0.30243 |  | 0.42646
0.30243 |  | 0.42646
0.30241 |  | 0.42641
0.30241 |  | 0.42639
0.30239 |  | 0.42639
0.30238 |  | 0.42637
0.30238 |  | 0.42634
0.30238 |  | 0.42633
0.30238 |  | 0.42628
0.30238 |  | 0.42628
0.30236 |  | 0.42624
0.30235 |  | 0.42624
0.30234 |  | 0.42619
0.3023 |  | 0.42619
0.3023 |  | 0.42617
0.3023 |  | 0.42616
0.30229 |  | 0.42616
0.30229 |  | 0.42615
0.30226 |  | 0.42611
0.30224 |  | 0.42608
0.30224 |  | 0.42607
0.30223 |  | 0.42601
0.30223 |  | 0.426
0.30223 |  | 0.42598
0.30222 |  | 0.42598
0.30221 |  | 0.42594
0.30221 |  | 0.42592
0.30221 |  | 0.4259
0.30216 |  | 0.42585
0.30215 |  | 0.42583
0.30215 |  | 0.42582
0.30215 |  | 0.42578
0.30214 |  | 0.42575
0.30212 |  | 0.42573
0.30211 |  | 0.42569
0.3021 |  | 0.42566
0.30209 |  | 0.42564
0.30206 |  | 0.42562
0.30206 |  | 0.4256
0.30203 |  | 0.42557
0.30203 |  | 0.42557
0.30202 |  | 0.42555
0.30199 |  | 0.42551
0.30199 |  | 0.42548
0.30199 |  | 0.42548
0.30198 |  | 0.42548
0.30196 |  | 0.42546
0.30195 |  | 0.42542
0.30195 |  | 0.42542
0.30194 |  | 0.4254
0.30194 |  | 0.42538
0.30191 |  | 0.42535
0.30191 |  | 0.42531
0.30191 |  | 0.42525
0.3019 |  | 0.42523
0.3019 |  | 0.4252
0.30189 |  | 0.42519
0.30189 |  | 0.42518
0.30187 |  | 0.42516
0.30185 |  | 0.42515
0.30183 |  | 0.42511
0.30183 |  | 0.4251
0.30183 |  | 0.42508
0.30182 |  | 0.42507
0.30182 |  | 0.42503
0.30181 |  | 0.42499
0.30178 |  | 0.42497
0.30178 |  | 0.42493
0.30178 |  | 0.42488
0.30178 |  | 0.42486
0.30176 |  | 0.42485
0.30172 |  | 0.42482
0.30171 |  | 0.42482
0.30171 |  | 0.42476
0.30171 |  | 0.42474
0.3017 |  | 0.42472
0.30168 |  | 0.4247
0.30167 |  | 0.42465
0.30166 |  | 0.42464
0.30166 |  | 0.42464
0.30164 |  | 0.42461
0.30162 |  | 0.42457
0.30162 |  | 0.42456
0.30162 |  | 0.42453
0.30159 |  | 0.42451
0.30159 |  | 0.42451
0.30156 |  | 0.42449
0.30155 |  | 0.42447
0.30155 |  | 0.42441
0.30155 |  | 0.4244
0.30154 |  | 0.4244
0.30153 |  | 0.42439
0.30153 |  | 0.42438
0.30153 |  | 0.42432
0.30151 |  | 0.42432
0.3015 |  | 0.4243
0.3015 |  | 0.42426
0.30147 |  | 0.42422
0.30147 |  | 0.42419
0.30145 |  | 0.42417
0.30143 |  | 0.42414
0.30143 |  | 0.42414
0.30143 |  | 0.42411
0.3014 |  | 0.42411
0.30138 |  | 0.42409
0.30138 |  | 0.42406
0.30137 |  | 0.42403
0.30137 |  | 0.42401
0.30137 |  | 0.42397
0.30135 |  | 0.42394
0.30134 |  | 0.42393
0.30133 |  | 0.42392
0.30129 |  | 0.42386
0.30129 |  | 0.42385
0.30129 |  | 0.42382
0.30127 |  | 0.4238
0.30126 |  | 0.42378
0.30126 |  | 0.42374
0.30125 |  | 0.42374
0.30123 |  | 0.42373
0.30123 |  | 0.42369
0.30121 |  | 0.42369
0.30119 |  | 0.42365
0.30119 |  | 0.42364
0.30117 |  | 0.42362
0.30117 |  | 0.4236
0.30115 |  | 0.42358
0.30115 |  | 0.42356
0.30115 |  | 0.42352
0.30114 |  | 0.42351
0.30113 |  | 0.4235
0.3011 |  | 0.42347
0.3011 |  | 0.42345
0.30109 |  | 0.42345
0.30106 |  | 0.42342
0.30105 |  | 0.42342
0.30105 |  | 0.42337
0.30103 |  | 0.42335
0.30102 |  | 0.42333
0.30102 |  | 0.42331
0.30101 |  | 0.42328
0.30101 |  | 0.42328
0.30098 |  | 0.42326
0.30096 |  | 0.42321
0.30094 |  | 0.42317
0.30094 |  | 0.42315
0.30094 |  | 0.42314
0.30094 |  | 0.42311
0.30091 |  | 0.42308
0.3009 |  | 0.42307
0.3009 |  | 0.42305
0.30089 |  | 0.42301
0.30087 |  | 0.42298
0.30086 |  | 0.42297
0.30083 |  | 0.42295
0.30083 |  | 0.42293
0.30083 |  | 0.42292
0.30082 |  | 0.4229
0.30081 |  | 0.42289
0.30081 |  | 0.42288
0.30081 |  | 0.42284
0.30079 |  | 0.42281
0.30078 |  | 0.42276
0.30075 |  | 0.42273
0.30074 |  | 0.42272
0.30074 |  | 0.42271
0.30073 |  | 0.42269
0.30073 |  | 0.42264
0.30073 |  | 0.42258
0.30073 |  | 0.42257
0.30073 |  | 0.42255
0.3007 |  | 0.42255
0.30067 |  | 0.42252
0.30066 |  | 0.42248
0.30066 |  | 0.42247
0.30066 |  | 0.42244
0.30064 |  | 0.42238
0.30064 |  | 0.42235
0.30062 |  | 0.42231
0.30061 |  | 0.42228
0.30059 |  | 0.42226
0.30058 |  | 0.42222
0.30058 |  | 0.4222
0.30058 |  | 0.42218
0.30058 |  | 0.42215
0.30056 |  | 0.42212
0.30054 |  | 0.42211
0.30052 |  | 0.42208
0.30052 |  | 0.42207
0.3005 |  | 0.42202
0.30049 |  | 0.422
0.30045 |  | 0.42199
0.30045 |  | 0.42195
0.30044 |  | 0.42193
0.30042 |  | 0.4219
0.30042 |  | 0.42189
0.3004 |  | 0.42189
0.3004 |  | 0.42189
0.3004 |  | 0.42186
0.30038 |  | 0.42185
0.30037 |  | 0.4218
0.30036 |  | 0.4218
0.30033 |  | 0.42177
0.30032 |  | 0.42176
0.30032 |  | 0.42172
0.3003 |  | 0.42169
0.3003 |  | 0.42168
0.30029 |  | 0.42165
0.30025 |  | 0.42164
0.30025 |  | 0.42161
0.30025 |  | 0.4216
0.30025 |  | 0.42157
0.30025 |  | 0.42155
0.30025 |  | 0.42151
0.30023 |  | 0.42145
0.30023 |  | 0.42144
0.30023 |  | 0.42143
0.30019 |  | 0.42138
0.30017 |  | 0.42138
0.30016 |  | 0.42136
0.30016 |  | 0.42135
0.30015 |  | 0.42132
0.30015 |  | 0.4213
0.30015 |  | 0.42128
0.30015 |  | 0.42128
0.30015 |  | 0.42126
0.30013 |  | 0.42124
0.30011 |  | 0.4212
0.30009 |  | 0.4212
0.30008 |  | 0.42116
0.30008 |  | 0.42114
0.30008 |  | 0.42111
0.30007 |  | 0.42108
0.30005 |  | 0.42103
0.30005 |  | 0.42099
0.30004 |  | 0.42097
0.30004 |  | 0.42097
0.30001 |  | 0.42092
0.3 |  | 0.4209
0.29999 |  | 0.42087
0.29997 |  | 0.42086
0.29997 |  | 0.42086
0.29997 |  | 0.42085
0.29996 |  | 0.42082
0.29995 |  | 0.4208
0.29993 |  | 0.42077
0.29993 |  | 0.42075
0.29993 |  | 0.42074
0.29992 |  | 0.4207
0.29988 |  | 0.42069
0.29987 |  | 0.42068
0.29987 |  | 0.42065
0.29985 |  | 0.42065
0.29985 |  | 0.42061
0.29983 |  | 0.42057
0.29981 |  | 0.42056
0.29981 |  | 0.42054
0.2998 |  | 0.42053
0.2998 |  | 0.42049
0.29979 |  | 0.42043
0.29977 |  | 0.4204
0.29977 |  | 0.42038
0.29977 |  | 0.42034
0.29975 |  | 0.42034
0.29975 |  | 0.42033
0.29975 |  | 0.42033
0.29971 |  | 0.42033
0.29969 |  | 0.42028
0.29968 |  | 0.42025
0.29967 |  | 0.42024
0.29967 |  | 0.42021
0.29965 |  | 0.4202
0.29965 |  | 0.42018
0.29964 |  | 0.42014
0.29963 |  | 0.42014
0.29963 |  | 0.42012
0.29961 |  | 0.42008
0.29959 |  | 0.42007
0.29957 |  | 0.42005
0.29956 |  | 0.42003
0.29956 |  | 0.42001
0.29955 |  | 0.41997
0.29954 |  | 0.41996
0.29952 |  | 0.41996
0.29952 |  | 0.41995
0.29948 |  | 0.41988
0.29948 |  | 0.41988
0.29948 |  | 0.41988
0.29947 |  | 0.41987
0.29947 |  | 0.41984
0.29947 |  | 0.41981
0.29947 |  | 0.41978
0.29943 |  | 0.41975
0.29943 |  | 0.41975
0.29942 |  | 0.41974
0.2994 |  | 0.41968
0.29939 |  | 0.41968
0.29939 |  | 0.41966
0.29939 |  | 0.41966
0.29939 |  | 0.41964
0.29938 |  | 0.41962
0.29936 |  | 0.4196
0.29934 |  | 0.41959
0.29934 |  | 0.41955
0.29931 |  | 0.41955
0.29931 |  | 0.41954
0.2993 |  | 0.41951
0.2993 |  | 0.4195
0.2993 |  | 0.41947
0.2993 |  | 0.41945
0.29927 |  | 0.41943
0.29926 |  | 0.41942
0.29925 |  | 0.41941
0.29921 |  | 0.41938
0.29921 |  | 0.41936
0.29921 |  | 0.41934
0.29921 |  | 0.41932
0.29921 |  | 0.4193
0.29919 |  | 0.41929
0.29918 |  | 0.41925
0.29915 |  | 0.41924
0.29915 |  | 0.41923
0.29914 |  | 0.41923
0.29914 |  | 0.41921
0.29912 |  | 0.41917
0.29912 |  | 0.41912
0.2991 |  | 0.41911
0.29907 |  | 0.41909
0.29907 |  | 0.41905
0.29907 |  | 0.41903
0.29907 |  | 0.41901
0.29906 |  | 0.41901
0.29902 |  | 0.419
0.29902 |  | 0.41899
0.299 |  | 0.41895
0.299 |  | 0.41893
0.299 |  | 0.41889
0.299 |  | 0.41888
0.29899 |  | 0.41887
0.29897 |  | 0.41884
0.29897 |  | 0.4188
0.29894 |  | 0.41879
0.29894 |  | 0.41877
0.29894 |  | 0.41875
0.29893 |  | 0.41871
0.2989 |  | 0.41869
0.2989 |  | 0.41869
0.29889 |  | 0.41859
0.29887 |  | 0.41855
0.29886 |  | 0.41854
0.29885 |  | 0.41851
0.29883 |  | 0.4185
0.29883 |  | 0.41847
0.29883 |  | 0.41847
0.29882 |  | 0.41843
0.29881 |  | 0.41842
0.29879 |  | 0.41838
0.29877 |  | 0.41838
0.29877 |  | 0.41837
0.29877 |  | 0.41837
0.29877 |  | 0.41834
0.29875 |  | 0.41833
0.29875 |  | 0.41828
0.29874 |  | 0.41828
0.29871 |  | 0.41826
0.2987 |  | 0.41823
0.2987 |  | 0.41821
0.2987 |  | 0.41818
0.29867 |  | 0.41816
0.29866 |  | 0.41814
0.29865 |  | 0.4181
0.29865 |  | 0.41809
0.29863 |  | 0.41806
0.29863 |  | 0.41805
0.29862 |  | 0.41801
0.2986 |  | 0.41801
0.29858 |  | 0.41798
0.29856 |  | 0.41796
0.29854 |  | 0.41796
0.29854 |  | 0.41793
0.29854 |  | 0.4179
0.29854 |  | 0.41789
0.29854 |  | 0.41788
0.29854 |  | 0.41784
0.29848 |  | 0.4178
0.29847 |  | 0.41777
0.29847 |  | 0.41772
0.29847 |  | 0.41771
0.29847 |  | 0.41768
0.29847 |  | 0.41768
0.29846 |  | 0.41764
0.29846 |  | 0.4176
0.29844 |  | 0.41759
0.29843 |  | 0.41757
0.29843 |  | 0.41757
0.29842 |  | 0.41751
0.29841 |  | 0.41749
0.29841 |  | 0.41746
0.29841 |  | 0.41746
0.29838 |  | 0.41741
0.29836 |  | 0.41738
0.29833 |  | 0.41736
0.29833 |  | 0.41735
0.29831 |  | 0.41731
0.2983 |  | 0.4173
0.29826 |  | 0.41726
0.29826 |  | 0.41724
0.29826 |  | 0.41722
0.29825 |  | 0.41714
0.29825 |  | 0.41713
0.29822 |  | 0.41706
0.29821 |  | 0.41706
0.29819 |  | 0.41704
0.29818 |  | 0.41701
0.29818 |  | 0.41701
0.29817 |  | 0.41699
0.29814 |  | 0.41693
0.29814 |  | 0.41691
0.29813 |  | 0.41688
0.29811 |  | 0.41688
0.29811 |  | 0.41685
0.29809 |  | 0.41683
0.29807 |  | 0.41683
0.29807 |  | 0.41681
0.29805 |  | 0.41678
0.29805 |  | 0.41674
0.29801 |  | 0.41672
0.29801 |  | 0.4167
0.29801 |  | 0.41666
0.29801 |  | 0.41664
0.29801 |  | 0.4166
0.29797 |  | 0.4166
0.29796 |  | 0.41659
0.29796 |  | 0.41659
0.29794 |  | 0.41654
0.29793 |  | 0.41648
0.29792 |  | 0.41647
0.29792 |  | 0.41646
0.29789 |  | 0.41643
0.29788 |  | 0.41641
0.29786 |  | 0.41638
0.29786 |  | 0.41638
0.29784 |  | 0.41637
0.29784 |  | 0.41633
0.29784 |  | 0.4163
0.29784 |  | 0.41629
0.29784 |  | 0.41629
0.29784 |  | 0.41626
0.29781 |  | 0.41625
0.29781 |  | 0.41622
0.29777 |  | 0.4162
0.29777 |  | 0.41618
0.29777 |  | 0.41617
0.29776 |  | 0.41616
0.29776 |  | 0.41613
0.29775 |  | 0.41612
0.29775 |  | 0.41609
0.29772 |  | 0.41607
0.2977 |  | 0.41603
0.2977 |  | 0.41599
0.2977 |  | 0.41596
0.29769 |  | 0.41594
0.29769 |  | 0.41591
0.29765 |  | 0.4159
0.29765 |  | 0.41588
0.29765 |  | 0.41581
0.29764 |  | 0.41578
0.29762 |  | 0.41577
0.29762 |  | 0.41574
0.2976 |  | 0.4157
0.29758 |  | 0.41569
0.29757 |  | 0.41566
0.29757 |  | 0.41562
0.29756 |  | 0.4156
0.29753 |  | 0.41558
0.29752 |  | 0.41554
0.2975 |  | 0.41552
0.29749 |  | 0.4155
0.29746 |  | 0.41548
0.29745 |  | 0.41548
0.29745 |  | 0.41544
0.29745 |  | 0.41542
0.29744 |  | 0.41541
0.29741 |  | 0.41538
0.2974 |  | 0.41536
0.2974 |  | 0.41533
0.29737 |  | 0.41532
0.29737 |  | 0.4153
0.29737 |  | 0.41525
0.29736 |  | 0.41524
0.29733 |  | 0.41524
0.29732 |  | 0.41522
0.29732 |  | 0.4152
0.29732 |  | 0.41517
0.29732 |  | 0.41517
0.29732 |  | 0.41514
0.29729 |  | 0.41514
0.29729 |  | 0.41509
0.29728 |  | 0.41508
0.29726 |  | 0.41505
0.29725 |  | 0.41503
0.29724 |  | 0.41503
0.29722 |  | 0.41499
0.29721 |  | 0.41496
0.2972 |  | 0.41495
0.29718 |  | 0.41495
0.29717 |  | 0.41493
0.29717 |  | 0.41489
0.29714 |  | 0.41488
0.29713 |  | 0.41487
0.29713 |  | 0.41484
0.29713 |  | 0.41481
0.29712 |  | 0.41479
0.29711 |  | 0.41476
0.29709 |  | 0.41473
0.29709 |  | 0.41473
0.29707 |  | 0.41471
0.29705 |  | 0.41467
0.29704 |  | 0.41465
0.29704 |  | 0.41464
0.29704 |  | 0.41461
0.29703 |  | 0.41461
0.29703 |  | 0.41457
0.29701 |  | 0.41457
0.29701 |  | 0.41455
0.29699 |  | 0.41454
0.29699 |  | 0.41451
0.29697 |  | 0.4145
0.29697 |  | 0.41447
0.29696 |  | 0.41444
0.29695 |  | 0.41442
0.29693 |  | 0.41436
0.29693 |  | 0.41435
0.29693 |  | 0.41432
0.29693 |  | 0.41426
0.29691 |  | 0.41423
0.29688 |  | 0.41422
0.29688 |  | 0.41418
0.29686 |  | 0.41415
0.29686 |  | 0.41414
0.29685 |  | 0.41412
0.29684 |  | 0.41406
0.29684 |  | 0.41403
0.29684 |  | 0.41402
0.29683 |  | 0.41399
0.2968 |  | 0.41399
0.2968 |  | 0.41396
0.29679 |  | 0.41394
0.29677 |  | 0.41394
0.29677 |  | 0.41391
0.29677 |  | 0.41389
0.29677 |  | 0.41384
0.29675 |  | 0.41382
0.29672 |  | 0.4138
0.29672 |  | 0.41378
0.2967 |  | 0.41374
0.29669 |  | 0.41372
0.29666 |  | 0.4137
0.29666 |  | 0.41369
0.29664 |  | 0.41364
0.29662 |  | 0.41361
0.29661 |  | 0.41359
0.29661 |  | 0.41355
0.2966 |  | 0.41353
0.29658 |  | 0.41348
0.29657 |  | 0.41347
0.29657 |  | 0.41344
0.29657 |  | 0.41342
0.29656 |  | 0.41339
0.29656 |  | 0.41339
0.29656 |  | 0.41337
0.29653 |  | 0.41331
0.29653 |  | 0.41327
0.29652 |  | 0.41326
0.29652 |  | 0.41325
0.2965 |  | 0.41322
0.2965 |  | 0.41322
0.29649 |  | 0.41318
0.29648 |  | 0.41318
0.29645 |  | 0.41315
0.29645 |  | 0.41312
0.29644 |  | 0.41309
0.29644 |  | 0.41306
0.29644 |  | 0.41305
0.29641 |  | 0.41305
0.2964 |  | 0.413
0.29638 |  | 0.41299
0.29637 |  | 0.41299
0.29637 |  | 0.41292
0.29637 |  | 0.41291
0.29634 |  | 0.41289
0.29633 |  | 0.41285
0.29632 |  | 0.41285
0.2963 |  | 0.41283
0.2963 |  | 0.41283
0.2963 |  | 0.41279
0.29629 |  | 0.41277
0.29629 |  | 0.41275
0.29629 |  | 0.41269
0.29628 |  | 0.41266
0.29626 |  | 0.41263
0.29624 |  | 0.41262
0.29623 |  | 0.41258
0.29623 |  | 0.41256
0.29623 |  | 0.41254
0.29623 |  | 0.41251
0.29621 |  | 0.4125
0.29621 |  | 0.41247
0.2962 |  | 0.41245
0.2962 |  | 0.41241
0.29618 |  | 0.4124
0.29616 |  | 0.41238
0.29616 |  | 0.41237
0.29614 |  | 0.41236
0.29613 |  | 0.41233
0.29613 |  | 0.4123
0.29613 |  | 0.41226
0.29613 |  | 0.41224
0.29612 |  | 0.41223
0.2961 |  | 0.41221
0.29609 |  | 0.41218
0.29609 |  | 0.41218
0.29607 |  | 0.41215
0.29605 |  | 0.41213
0.29602 |  | 0.41211
0.29602 |  | 0.41208
0.29601 |  | 0.41204
0.296 |  | 0.412
0.29598 |  | 0.41196
0.29598 |  | 0.41195
0.29598 |  | 0.41192
0.29595 |  | 0.41191
0.29594 |  | 0.41188
0.29593 |  | 0.41185
0.29591 |  | 0.41182
0.29591 |  | 0.4118
0.29591 |  | 0.41179
0.2959 |  | 0.41179
0.29589 |  | 0.41178
0.29589 |  | 0.41176
0.29587 |  | 0.41173
0.29587 |  | 0.41172
0.29586 |  | 0.4117
0.29586 |  | 0.41168
0.29585 |  | 0.41167
0.29585 |  | 0.41163
0.29585 |  | 0.4116
0.29585 |  | 0.41158
0.29581 |  | 0.41153
0.29581 |  | 0.41152
0.29579 |  | 0.41151
0.29575 |  | 0.41147
0.29575 |  | 0.41144
0.29574 |  | 0.41143
0.29574 |  | 0.41142
0.29574 |  | 0.41138
0.29573 |  | 0.41135
0.29571 |  | 0.41134
0.2957 |  | 0.41131
0.29569 |  | 0.41129
0.29569 |  | 0.41127
0.29569 |  | 0.41125
0.29567 |  | 0.41122
0.29567 |  | 0.41118
0.29566 |  | 0.41116
0.29565 |  | 0.41112
0.29564 |  | 0.41112
0.29564 |  | 0.41109
0.29562 |  | 0.41108
0.29562 |  | 0.41104
0.29562 |  | 0.411
0.29561 |  | 0.41099
0.2956 |  | 0.41096
0.2956 |  | 0.41095
0.29557 |  | 0.41093
0.29555 |  | 0.41089
0.29554 |  | 0.41088
0.29554 |  | 0.41088
0.29551 |  | 0.41087
0.29551 |  | 0.41086
0.2955 |  | 0.41083
0.29549 |  | 0.41082
0.29549 |  | 0.41079
0.29547 |  | 0.41076
0.29547 |  | 0.41074
0.29545 |  | 0.41071
0.29545 |  | 0.41067
0.29544 |  | 0.41063
0.29544 |  | 0.41061
0.29542 |  | 0.4106
0.29539 |  | 0.41058
0.29539 |  | 0.41052
0.29539 |  | 0.4105
0.29539 |  | 0.41049
0.29537 |  | 0.41045
0.29537 |  | 0.41045
0.29534 |  | 0.4104
0.29533 |  | 0.41036
0.29533 |  | 0.41033
0.29533 |  | 0.41032
0.29533 |  | 0.41029
0.29531 |  | 0.41028
0.29531 |  | 0.41025
0.2953 |  | 0.41024
0.29529 |  | 0.41021
0.29527 |  | 0.4102
0.29525 |  | 0.41019
0.29525 |  | 0.41013
0.29525 |  | 0.41012
0.29523 |  | 0.41008
0.29522 |  | 0.41007
0.29518 |  | 0.41004
0.29518 |  | 0.41001
0.29517 |  | 0.40997
0.29517 |  | 0.40997
0.29517 |  | 0.40995
0.29515 |  | 0.40992
0.29514 |  | 0.40988
0.2951 |  | 0.40986
0.2951 |  | 0.40986
0.2951 |  | 0.40985
0.2951 |  | 0.40983
0.2951 |  | 0.40981
0.29507 |  | 0.40978
0.29506 |  | 0.40975
0.29504 |  | 0.40974
0.29503 |  | 0.40969
0.29502 |  | 0.40967
0.29498 |  | 0.40967
0.29498 |  | 0.40965
0.29496 |  | 0.40961
0.29495 |  | 0.40957
0.29494 |  | 0.40954
0.29491 |  | 0.40952
0.29491 |  | 0.40946
0.2949 |  | 0.40946
0.2949 |  | 0.40942
0.29486 |  | 0.4094
0.29485 |  | 0.40936
0.29485 |  | 0.40933
0.29483 |  | 0.4093
0.29483 |  | 0.40925
0.29483 |  | 0.40923
0.29481 |  | 0.40923
0.29481 |  | 0.40919
0.29478 |  | 0.40916
0.29478 |  | 0.40915
0.29478 |  | 0.40912
0.29475 |  | 0.40911
0.29475 |  | 0.40908
0.29475 |  | 0.40903
0.29472 |  | 0.409
0.2947 |  | 0.40896
0.2947 |  | 0.40895
0.29469 |  | 0.40894
0.29467 |  | 0.40887
0.29465 |  | 0.40886
0.29465 |  | 0.40883
0.29463 |  | 0.40881
0.29462 |  | 0.40876
0.29462 |  | 0.40872
0.29461 |  | 0.40868
0.29461 |  | 0.40868
0.29459 |  | 0.40864
0.29457 |  | 0.40863
0.29454 |  | 0.40861
0.29453 |  | 0.40857
0.29453 |  | 0.40856
0.29453 |  | 0.40854
0.29452 |  | 0.40852
0.2945 |  | 0.4085
0.2945 |  | 0.40844
0.29447 |  | 0.4084
0.29447 |  | 0.40839
0.29446 |  | 0.40839
0.29446 |  | 0.40835
0.29445 |  | 0.40834
0.29444 |  | 0.4083
0.29444 |  | 0.40828
0.29442 |  | 0.40826
0.29442 |  | 0.40826
0.2944 |  | 0.40823
0.2944 |  | 0.40819
0.29438 |  | 0.40819
0.29438 |  | 0.40819
0.29438 |  | 0.40814
0.29434 |  | 0.40814
0.29434 |  | 0.40812
0.29434 |  | 0.40812
0.29434 |  | 0.40809
0.29433 |  | 0.40806
0.29432 |  | 0.40802
0.29429 |  | 0.40801
0.29429 |  | 0.40798
0.29427 |  | 0.40797
0.29426 |  | 0.40794
0.29425 |  | 0.40789
0.29424 |  | 0.40786
0.29422 |  | 0.40784
0.29422 |  | 0.40782
0.29421 |  | 0.40778
0.29421 |  | 0.40777
0.29421 |  | 0.40774
0.29419 |  | 0.4077
0.29419 |  | 0.40769
0.29415 |  | 0.40767
0.29414 |  | 0.40763
0.29414 |  | 0.40758
0.29414 |  | 0.40757
0.29413 |  | 0.40755
0.2941 |  | 0.40753
0.29407 |  | 0.40751
0.29407 |  | 0.40749
0.29407 |  | 0.40748
0.29404 |  | 0.40745
0.29403 |  | 0.40742
0.29403 |  | 0.40738
0.29403 |  | 0.40737
0.29403 |  | 0.40737
0.29402 |  | 0.40734
0.29399 |  | 0.4073
0.29398 |  | 0.40729
0.29398 |  | 0.40728
0.29396 |  | 0.40724
0.29395 |  | 0.40721
0.29394 |  | 0.4072
0.29392 |  | 0.4072
0.29392 |  | 0.40718
0.29392 |  | 0.40714
0.29391 |  | 0.40714
0.29391 |  | 0.40712
0.29387 |  | 0.40709
0.29386 |  | 0.40708
0.29384 |  | 0.40705
0.29384 |  | 0.40704
0.29384 |  | 0.407
0.29383 |  | 0.40696
0.29383 |  | 0.40692
0.29379 |  | 0.4069
0.29376 |  | 0.40687
0.29376 |  | 0.40684
0.29375 |  | 0.4068
0.29375 |  | 0.40679
0.29375 |  | 0.40675
0.29372 |  | 0.40673
0.29371 |  | 0.4067
0.2937 |  | 0.40669
0.2937 |  | 0.40669
0.29368 |  | 0.40666
0.29365 |  | 0.40664
0.29365 |  | 0.40662
0.29365 |  | 0.40658
0.29365 |  | 0.40657
0.29363 |  | 0.40656
0.29363 |  | 0.40653
0.29361 |  | 0.4065
0.2936 |  | 0.40648
0.2936 |  | 0.40647
0.29359 |  | 0.40647
0.29357 |  | 0.40641
0.29356 |  | 0.4064
0.29356 |  | 0.40639
0.29356 |  | 0.40635
0.29353 |  | 0.40635
0.29351 |  | 0.40632
0.29351 |  | 0.40628
0.29351 |  | 0.40623
0.29349 |  | 0.40623
0.29346 |  | 0.4062
0.29345 |  | 0.40619
0.29345 |  | 0.40616
0.29342 |  | 0.40613
0.29341 |  | 0.4061
0.2934 |  | 0.40607
0.29338 |  | 0.40606
0.29337 |  | 0.40601
0.29337 |  | 0.40597
0.29337 |  | 0.40593
0.29337 |  | 0.4059
0.29333 |  | 0.40585
0.29332 |  | 0.40583
0.29332 |  | 0.40579
0.2933 |  | 0.40578
0.2933 |  | 0.40574
0.2933 |  | 0.40572
0.29329 |  | 0.40566
0.29329 |  | 0.40565
0.29329 |  | 0.40564
0.29326 |  | 0.40561
0.29326 |  | 0.40561
0.29324 |  | 0.4056
0.29322 |  | 0.40559
0.29322 |  | 0.40553
0.2932 |  | 0.40553
0.29318 |  | 0.4055
0.29317 |  | 0.40546
0.29316 |  | 0.40544
0.29313 |  | 0.40544
0.29312 |  | 0.40542
0.29312 |  | 0.40539
0.2931 |  | 0.40538
0.29309 |  | 0.40534
0.29307 |  | 0.40526
0.29307 |  | 0.40526
0.29305 |  | 0.40523
0.29302 |  | 0.40521
0.29302 |  | 0.40518
0.29302 |  | 0.40515
0.29301 |  | 0.40513
0.29298 |  | 0.40508
0.29298 |  | 0.40505
0.29296 |  | 0.40504
0.29296 |  | 0.40502
0.29296 |  | 0.40497
0.29294 |  | 0.40496
0.29294 |  | 0.40494
0.29293 |  | 0.40493
0.29291 |  | 0.40492
0.2929 |  | 0.40491
0.2929 |  | 0.40488
0.2929 |  | 0.40486
0.29288 |  | 0.40485
0.29286 |  | 0.40481
0.29281 |  | 0.40481
0.29281 |  | 0.40477
0.29279 |  | 0.40475
0.29278 |  | 0.40475
0.29278 |  | 0.40472
0.29277 |  | 0.40469
0.29275 |  | 0.40468
0.29273 |  | 0.40466
0.29271 |  | 0.40463
0.2927 |  | 0.40458
0.2927 |  | 0.40458
0.2927 |  | 0.40456
0.2927 |  | 0.40455
0.29269 |  | 0.40452
0.29267 |  | 0.40448
0.29266 |  | 0.40447
0.29266 |  | 0.40444
0.29265 |  | 0.40443
0.29263 |  | 0.4044
0.29261 |  | 0.40435
0.29261 |  | 0.40432
0.29259 |  | 0.40431
0.29259 |  | 0.4043
0.29258 |  | 0.40429
0.29257 |  | 0.40423
0.29256 |  | 0.40423
0.29256 |  | 0.40423
0.29256 |  | 0.40421
0.29254 |  | 0.40418
0.29251 |  | 0.40415
0.29251 |  | 0.40414
0.29249 |  | 0.40413
0.29247 |  | 0.4041
0.29247 |  | 0.40406
0.29246 |  | 0.40404
0.29245 |  | 0.40402
0.29244 |  | 0.40401
0.29241 |  | 0.40398
0.29241 |  | 0.40396
0.29241 |  | 0.40394
0.29241 |  | 0.40392
0.29237 |  | 0.40387
0.29235 |  | 0.40384
0.29235 |  | 0.40384
0.29235 |  | 0.40379
0.29235 |  | 0.40376
0.29234 |  | 0.40371
0.29231 |  | 0.40371
0.2923 |  | 0.40371
0.2923 |  | 0.40365
0.29229 |  | 0.40359
0.29228 |  | 0.40356
0.29228 |  | 0.40355
0.29226 |  | 0.40355
0.29226 |  | 0.40354
0.29225 |  | 0.40351
0.29224 |  | 0.40347
0.29222 |  | 0.40346
0.2922 |  | 0.40344
0.29218 |  | 0.4034
0.29218 |  | 0.40339
0.29218 |  | 0.40336
0.29218 |  | 0.40334
0.29218 |  | 0.40331
0.29217 |  | 0.40328
0.29215 |  | 0.40327
0.29213 |  | 0.40326
0.29213 |  | 0.40323
0.29212 |  | 0.4032
0.2921 |  | 0.40318
0.29209 |  | 0.40314
0.29208 |  | 0.40314
0.29206 |  | 0.40314
0.29206 |  | 0.4031
0.29205 |  | 0.40307
0.29205 |  | 0.40306
0.29202 |  | 0.40305
0.29201 |  | 0.40304
0.29198 |  | 0.40301
0.29197 |  | 0.40298
0.29197 |  | 0.40297
0.29197 |  | 0.40293
0.29194 |  | 0.40292
0.29194 |  | 0.4029
0.29194 |  | 0.4029
0.29193 |  | 0.40288
0.2919 |  | 0.40286
0.2919 |  | 0.40283
0.29188 |  | 0.40281
0.29187 |  | 0.4028
0.29185 |  | 0.40279
0.29185 |  | 0.40277
0.29182 |  | 0.40273
0.29181 |  | 0.40271
0.29181 |  | 0.40268
0.29177 |  | 0.40268
0.29177 |  | 0.40264
0.29177 |  | 0.40264
0.29177 |  | 0.40262
0.29176 |  | 0.40258
0.29173 |  | 0.40254
0.29173 |  | 0.40254
0.29172 |  | 0.40254
0.29169 |  | 0.4025
0.29169 |  | 0.40248
0.29168 |  | 0.40243
0.29168 |  | 0.40242
0.29167 |  | 0.40239
0.29164 |  | 0.40235
0.29164 |  | 0.40234
0.29161 |  | 0.40231
0.29161 |  | 0.40229
0.2916 |  | 0.40229
0.29158 |  | 0.40229
0.29157 |  | 0.40223
0.29156 |  | 0.40222
0.29155 |  | 0.40218
0.29153 |  | 0.40217
0.29152 |  | 0.40214
0.29151 |  | 0.40213
0.29151 |  | 0.4021
0.2915 |  | 0.40206
0.29148 |  | 0.40206
0.29148 |  | 0.40203
0.29147 |  | 0.402
0.29145 |  | 0.40197
0.29144 |  | 0.40197
0.29144 |  | 0.40196
0.29143 |  | 0.40195
0.29143 |  | 0.40193
0.2914 |  | 0.40192
0.2914 |  | 0.40192
0.29139 |  | 0.40189
0.29139 |  | 0.40187
0.29138 |  | 0.40185
0.29135 |  | 0.40181
0.29135 |  | 0.4018
0.29135 |  | 0.40179
0.29135 |  | 0.40176
0.29135 |  | 0.40172
0.29133 |  | 0.40172
0.2913 |  | 0.40169
0.2913 |  | 0.40167
0.2913 |  | 0.40165
0.2913 |  | 0.40161
0.29126 |  | 0.4016
0.29124 |  | 0.40158
0.29124 |  | 0.40155
0.29124 |  | 0.40155
0.29123 |  | 0.40151
0.29122 |  | 0.4015
0.2912 |  | 0.40147
0.29119 |  | 0.40145
0.29119 |  | 0.40142
0.29116 |  | 0.40141
0.29114 |  | 0.40137
0.29114 |  | 0.40136
0.29114 |  | 0.40136
0.29114 |  | 0.40134
0.29114 |  | 0.4013
0.29107 |  | 0.40129
0.29107 |  | 0.40127
0.29107 |  | 0.40125
0.29106 |  | 0.40125
0.29103 |  | 0.4012
0.29103 |  | 0.40117
0.29103 |  | 0.40114
0.291 |  | 0.40112
0.29099 |  | 0.40109
0.29099 |  | 0.40107
0.29098 |  | 0.40107
0.29096 |  | 0.40104
0.29096 |  | 0.40101
0.29094 |  | 0.40099
0.29092 |  | 0.40096
0.29092 |  | 0.40095
0.29091 |  | 0.40092
0.2909 |  | 0.4009
0.2909 |  | 0.40087
0.29087 |  | 0.40083
0.29087 |  | 0.40083
0.29084 |  | 0.4008
0.29084 |  | 0.40079
0.29083 |  | 0.40078
0.2908 |  | 0.40075
0.2908 |  | 0.40073
0.29079 |  | 0.40073
0.29077 |  | 0.4007
0.29076 |  | 0.40067
0.29075 |  | 0.40067
0.29073 |  | 0.40062
0.29072 |  | 0.40062
0.29072 |  | 0.40061
0.29068 |  | 0.40058
0.29068 |  | 0.40055
0.29068 |  | 0.40053
0.29066 |  | 0.40049
0.29066 |  | 0.40049
0.29066 |  | 0.40047
0.29061 |  | 0.40045
0.29061 |  | 0.40045
0.29061 |  | 0.40042
0.2906 |  | 0.40038
0.2906 |  | 0.40037
0.29059 |  | 0.40031
0.29059 |  | 0.4003
0.29058 |  | 0.4003
0.29055 |  | 0.40029
0.29054 |  | 0.40026
0.29052 |  | 0.4002
0.29051 |  | 0.40017
0.29051 |  | 0.40017
0.29048 |  | 0.40012
0.29046 |  | 0.4001
0.29046 |  | 0.40009
0.29044 |  | 0.40006
0.29043 |  | 0.40005
0.29043 |  | 0.40004
0.29043 |  | 0.40002
0.29041 |  | 0.39998
0.29039 |  | 0.39997
0.29038 |  | 0.39996
0.29038 |  | 0.39993
0.29036 |  | 0.39992
0.29032 |  | 0.39988
0.29032 |  | 0.39988
0.29032 |  | 0.39987
0.2903 |  | 0.39984
0.29029 |  | 0.39983
0.29029 |  | 0.39979
0.29029 |  | 0.39976
0.29027 |  | 0.39976
0.29027 |  | 0.39974
0.29026 |  | 0.3997
0.29024 |  | 0.3997
0.29024 |  | 0.39966
0.29023 |  | 0.39964
0.29023 |  | 0.39963
0.29019 |  | 0.39959
0.29019 |  | 0.39956
0.29018 |  | 0.39952
0.29018 |  | 0.39951
0.29016 |  | 0.3995
0.29016 |  | 0.39947
0.29015 |  | 0.39943
0.29015 |  | 0.39942
0.29013 |  | 0.39941
0.29012 |  | 0.39939
0.29011 |  | 0.39937
0.29011 |  | 0.39934
0.2901 |  | 0.39931
0.29006 |  | 0.3993
0.29006 |  | 0.39927
0.29004 |  | 0.39924
0.29002 |  | 0.39923
0.29 |  | 0.39918
0.29 |  | 0.39917
0.28999 |  | 0.39915
0.28999 |  | 0.39915
0.28998 |  | 0.39911
0.28998 |  | 0.3991
0.28997 |  | 0.39906
0.28995 |  | 0.39905
0.28994 |  | 0.39901
0.28994 |  | 0.39899
0.28992 |  | 0.39898
0.28992 |  | 0.39894
0.28991 |  | 0.39891
0.28988 |  | 0.39888
0.28987 |  | 0.39886
0.28986 |  | 0.39885
0.28984 |  | 0.39885
0.28984 |  | 0.39884
0.28982 |  | 0.39881
0.2898 |  | 0.39879
0.2898 |  | 0.39875
0.2898 |  | 0.39873
0.28979 |  | 0.39869
0.28976 |  | 0.39868
0.28976 |  | 0.39865
0.28974 |  | 0.39862
0.28972 |  | 0.39858
0.28972 |  | 0.39857
0.28971 |  | 0.39854
0.28971 |  | 0.39853
0.28967 |  | 0.39852
0.28964 |  | 0.39849
0.28964 |  | 0.39846
0.28964 |  | 0.39846
0.28964 |  | 0.39842
0.28962 |  | 0.39841
0.28962 |  | 0.39841
0.2896 |  | 0.39838
0.28956 |  | 0.39837
0.28955 |  | 0.39836
0.28955 |  | 0.39833
0.28954 |  | 0.39833
0.28954 |  | 0.39832
0.28953 |  | 0.39826
0.2895 |  | 0.39824
0.28949 |  | 0.39822
0.28949 |  | 0.3982
0.28947 |  | 0.39817
0.28947 |  | 0.39817
0.28947 |  | 0.39817
0.28946 |  | 0.39812
0.28945 |  | 0.3981
0.28943 |  | 0.39808
0.28942 |  | 0.39805
0.28942 |  | 0.39805
0.28942 |  | 0.39802
0.28939 |  | 0.39802
0.28939 |  | 0.39799
0.28939 |  | 0.39799
0.28935 |  | 0.39799
0.28935 |  | 0.39792
0.28934 |  | 0.39792
0.28934 |  | 0.3979
0.28934 |  | 0.39787
0.28933 |  | 0.39783
0.28933 |  | 0.39783
0.28931 |  | 0.39782
0.2893 |  | 0.39779
0.2893 |  | 0.39779
0.28928 |  | 0.39776
0.28928 |  | 0.39775
0.28927 |  | 0.3977
0.28927 |  | 0.3977
0.28926 |  | 0.39767
0.28924 |  | 0.39764
0.28923 |  | 0.39762
0.28922 |  | 0.39761
0.28919 |  | 0.39758
0.28919 |  | 0.39755
0.28919 |  | 0.39755
0.28919 |  | 0.39754
0.28919 |  | 0.3975
0.28918 |  | 0.39746
0.28915 |  | 0.39743
0.28914 |  | 0.3974
0.28914 |  | 0.39739
0.28912 |  | 0.39738
0.28908 |  | 0.39734
0.28908 |  | 0.39731
0.28908 |  | 0.3973
0.28907 |  | 0.39727
0.28906 |  | 0.39723
0.28906 |  | 0.39721
0.28904 |  | 0.3972
0.28903 |  | 0.39717
0.28902 |  | 0.39714
0.289 |  | 0.39711
0.28899 |  | 0.39709
0.28896 |  | 0.39707
0.28896 |  | 0.39702
0.28895 |  | 0.39702
0.28895 |  | 0.39701
0.28895 |  | 0.39698
0.28894 |  | 0.39696
0.28891 |  | 0.39694
0.2889 |  | 0.39691
0.2889 |  | 0.3969
0.2889 |  | 0.39687
0.2889 |  | 0.39685
0.28886 |  | 0.39683
0.28886 |  | 0.39681
0.28886 |  | 0.39681
0.28886 |  | 0.39678
0.28886 |  | 0.39678
0.28881 |  | 0.39674
0.28881 |  | 0.39673
0.28881 |  | 0.39673
0.28878 |  | 0.39672
0.28878 |  | 0.3967
0.28878 |  | 0.39668
0.28877 |  | 0.39666
0.28877 |  | 0.39662
0.28874 |  | 0.39658
0.28873 |  | 0.39657
0.28873 |  | 0.39654
0.28873 |  | 0.39653
0.2887 |  | 0.39652
0.2887 |  | 0.39649
0.28869 |  | 0.39647
0.28869 |  | 0.39645
0.28866 |  | 0.39643
0.28865 |  | 0.3964
0.28865 |  | 0.3964
0.28863 |  | 0.39637
0.28863 |  | 0.39634
0.28861 |  | 0.39633
0.28861 |  | 0.39631
0.28861 |  | 0.39631
0.28861 |  | 0.39629
0.28858 |  | 0.39624
0.28857 |  | 0.39624
0.28855 |  | 0.39617
0.28855 |  | 0.39615
0.28853 |  | 0.39613
0.28853 |  | 0.39612
0.28853 |  | 0.39609
0.28851 |  | 0.39606
0.28851 |  | 0.39605
0.2885 |  | 0.39601
0.28849 |  | 0.39599
0.28846 |  | 0.39599
0.28843 |  | 0.39596
0.28843 |  | 0.39595
0.28843 |  | 0.39595
0.28843 |  | 0.39594
0.28842 |  | 0.3959
0.28838 |  | 0.39586
0.28838 |  | 0.3958
0.28838 |  | 0.3958
0.28835 |  | 0.39579
0.28831 |  | 0.39577
0.28831 |  | 0.39573
0.2883 |  | 0.3957
0.28827 |  | 0.39566
0.28827 |  | 0.39563
0.28825 |  | 0.39563
0.28825 |  | 0.39559
0.28823 |  | 0.39559
0.28823 |  | 0.39554
0.2882 |  | 0.39551
0.2882 |  | 0.39551
0.28819 |  | 0.39545
0.28818 |  | 0.39543
0.28815 |  | 0.39542
0.28815 |  | 0.39541
0.28814 |  | 0.39538
0.28814 |  | 0.39538
0.28814 |  | 0.39534
0.28812 |  | 0.39533
0.28811 |  | 0.39533
0.28809 |  | 0.39528
0.28809 |  | 0.39525
0.28807 |  | 0.39524
0.28807 |  | 0.39524
0.28806 |  | 0.3952
0.28803 |  | 0.39517
0.28801 |  | 0.39517
0.28799 |  | 0.39513
0.28799 |  | 0.3951
0.28798 |  | 0.39507
0.28797 |  | 0.39504
0.28797 |  | 0.39503
0.28797 |  | 0.39502
0.28795 |  | 0.395
0.28795 |  | 0.39496
0.28795 |  | 0.39495
0.28793 |  | 0.39494
0.2879 |  | 0.39491
0.2879 |  | 0.39491
0.28789 |  | 0.3949
0.28787 |  | 0.39486
0.28787 |  | 0.39482
0.28787 |  | 0.3948
0.28786 |  | 0.39478
0.28786 |  | 0.39476
0.28783 |  | 0.39474
0.28782 |  | 0.39473
0.28781 |  | 0.39469
0.28779 |  | 0.39468
0.28778 |  | 0.39462
0.28778 |  | 0.39458
0.28778 |  | 0.39457
0.28777 |  | 0.39455
0.28777 |  | 0.39452
0.28775 |  | 0.39452
0.28773 |  | 0.39447
0.28771 |  | 0.39444
0.2877 |  | 0.39444
0.2877 |  | 0.39444
0.28769 |  | 0.39439
0.28767 |  | 0.39437
0.28767 |  | 0.39432
0.28767 |  | 0.39432
0.28766 |  | 0.3943
0.28762 |  | 0.39427
0.28761 |  | 0.39424
0.28761 |  | 0.39424
0.28761 |  | 0.39423
0.28759 |  | 0.39419
0.28758 |  | 0.39415
0.28754 |  | 0.39412
0.28754 |  | 0.39408
0.28753 |  | 0.39407
0.28753 |  | 0.39404
0.28751 |  | 0.39404
0.28751 |  | 0.39399
0.28749 |  | 0.39398
0.28748 |  | 0.39398
0.28745 |  | 0.39395
0.28744 |  | 0.39394
0.28742 |  | 0.39392
0.28742 |  | 0.39391
0.28742 |  | 0.3939
0.28741 |  | 0.39387
0.28739 |  | 0.39387
0.28737 |  | 0.39385
0.28737 |  | 0.39385
0.28735 |  | 0.39379
0.28733 |  | 0.39379
0.28732 |  | 0.39374
0.28732 |  | 0.39373
0.2873 |  | 0.3937
0.28729 |  | 0.39369
0.28729 |  | 0.39369
0.28729 |  | 0.39366
0.28728 |  | 0.39365
0.28728 |  | 0.39365
0.28725 |  | 0.39362
0.28725 |  | 0.39361
0.28722 |  | 0.3936
0.28718 |  | 0.39358
0.28718 |  | 0.39353
0.28717 |  | 0.39353
0.28717 |  | 0.3935
0.28714 |  | 0.39347
0.28713 |  | 0.39347
0.28713 |  | 0.39347
0.28712 |  | 0.39345
0.2871 |  | 0.39341
0.2871 |  | 0.3934
0.2871 |  | 0.39338
0.28709 |  | 0.39334
0.28708 |  | 0.39331
0.28704 |  | 0.39331
0.28704 |  | 0.39327
0.28701 |  | 0.39327
0.28701 |  | 0.39323
0.287 |  | 0.39323
0.28698 |  | 0.3932
0.28698 |  | 0.39318
0.28698 |  | 0.39315
0.28698 |  | 0.39313
0.28698 |  | 0.39312
0.28697 |  | 0.39307
0.28696 |  | 0.39306
0.28694 |  | 0.39303
0.28692 |  | 0.393
0.2869 |  | 0.393
0.28687 |  | 0.39298
0.28687 |  | 0.39295
0.28686 |  | 0.39291
0.28685 |  | 0.3929
0.28685 |  | 0.3929
0.28684 |  | 0.39289
0.28684 |  | 0.39287
0.28681 |  | 0.39282
0.28681 |  | 0.39282
0.2868 |  | 0.39279
0.2868 |  | 0.39279
0.28678 |  | 0.39277
0.28677 |  | 0.39274
0.28674 |  | 0.39273
0.28673 |  | 0.39272
0.28673 |  | 0.39272
0.2867 |  | 0.3927
0.2867 |  | 0.39268
0.28666 |  | 0.39268
0.28666 |  | 0.39266
0.28666 |  | 0.39265
0.28664 |  | 0.39262
0.28664 |  | 0.3926
0.28664 |  | 0.39256
0.28661 |  | 0.39253
0.28661 |  | 0.39252
0.2866 |  | 0.3925
0.28658 |  | 0.39248
0.28657 |  | 0.39246
0.28656 |  | 0.39244
0.28654 |  | 0.39241
0.28652 |  | 0.39241
0.28652 |  | 0.39238
0.2865 |  | 0.39236
0.2865 |  | 0.39235
0.28649 |  | 0.39231
0.28649 |  | 0.39228
0.28649 |  | 0.39228
0.28648 |  | 0.39226
0.28646 |  | 0.39224
0.28645 |  | 0.39222
0.28645 |  | 0.39219
0.28645 |  | 0.39218
0.28644 |  | 0.39218
0.28642 |  | 0.39215
0.28642 |  | 0.39211
0.2864 |  | 0.39207
0.28637 |  | 0.39207
0.28637 |  | 0.39202
0.28637 |  | 0.39197
0.28636 |  | 0.39197
0.28636 |  | 0.39194
0.28634 |  | 0.39192
0.28633 |  | 0.39189
0.28633 |  | 0.39188
0.28633 |  | 0.39187
0.28632 |  | 0.39185
0.28629 |  | 0.39184
0.28629 |  | 0.39181
0.28626 |  | 0.39181
0.28626 |  | 0.39179
0.28626 |  | 0.39177
0.28626 |  | 0.39175
0.28625 |  | 0.39175
0.28625 |  | 0.39171
0.28624 |  | 0.39168
0.28621 |  | 0.39167
0.28621 |  | 0.39166
0.28621 |  | 0.39164
0.2862 |  | 0.3916
0.28618 |  | 0.39156
0.28618 |  | 0.39155
0.28617 |  | 0.39152
0.28617 |  | 0.3915
0.28616 |  | 0.39146
0.28614 |  | 0.39144
0.28613 |  | 0.39142
0.28613 |  | 0.3914
0.28611 |  | 0.3914
0.2861 |  | 0.39136
0.28609 |  | 0.39135
0.28609 |  | 0.39134
0.28606 |  | 0.39132
0.28605 |  | 0.39129
0.28604 |  | 0.39126
0.28604 |  | 0.39126
0.28602 |  | 0.39125
0.286 |  | 0.39123
0.286 |  | 0.39121
0.28598 |  | 0.39118
0.28598 |  | 0.39114
0.28598 |  | 0.39113
0.28598 |  | 0.39111
0.28598 |  | 0.3911
0.28598 |  | 0.39106
0.28596 |  | 0.39105
0.28593 |  | 0.39104
0.28592 |  | 0.39101
0.28592 |  | 0.39097
0.28592 |  | 0.39094
0.28589 |  | 0.39093
0.28589 |  | 0.39088
0.28586 |  | 0.39086
0.28586 |  | 0.39086
0.28585 |  | 0.39086
0.28583 |  | 0.39083
0.28583 |  | 0.39081
0.28583 |  | 0.39079
0.2858 |  | 0.39077
0.28578 |  | 0.39071
0.28578 |  | 0.3907
0.28575 |  | 0.39068
0.28574 |  | 0.39067
0.28574 |  | 0.39065
0.28571 |  | 0.39061
0.2857 |  | 0.3906
0.2857 |  | 0.39055
0.2857 |  | 0.39052
0.2857 |  | 0.39049
0.2857 |  | 0.39048
0.28569 |  | 0.39044
0.28566 |  | 0.39043
0.28566 |  | 0.39043
0.28566 |  | 0.39039
0.28565 |  | 0.39038
0.2856 |  | 0.39038
0.2856 |  | 0.39035
0.2856 |  | 0.3903
0.2856 |  | 0.3903
0.28558 |  | 0.39026
0.28556 |  | 0.39022
0.28553 |  | 0.39019
0.28553 |  | 0.39019
0.28553 |  | 0.39019
0.28552 |  | 0.39017
0.2855 |  | 0.39016
0.28549 |  | 0.39012
0.28549 |  | 0.3901
0.28549 |  | 0.39009
0.28547 |  | 0.39006
0.28547 |  | 0.39002
0.28547 |  | 0.39002
0.28545 |  | 0.39
0.28541 |  | 0.38998
0.28541 |  | 0.38997
0.28541 |  | 0.38993
0.2854 |  | 0.3899
0.28539 |  | 0.38988
0.28539 |  | 0.38987
0.28537 |  | 0.38985
0.28537 |  | 0.38984
0.28536 |  | 0.38983
0.28535 |  | 0.3898
0.28533 |  | 0.38979
0.28532 |  | 0.38975
0.28531 |  | 0.38972
0.28531 |  | 0.38972
0.28531 |  | 0.38965
0.28529 |  | 0.38963
0.28527 |  | 0.38959
0.28525 |  | 0.38959
0.28524 |  | 0.38958
0.28524 |  | 0.38955
0.28524 |  | 0.38954
0.28523 |  | 0.38948
0.28519 |  | 0.38947
0.28517 |  | 0.38944
0.28517 |  | 0.38942
0.28516 |  | 0.3894
0.28516 |  | 0.38939
0.28515 |  | 0.38936
0.28512 |  | 0.38935
0.2851 |  | 0.38935
0.2851 |  | 0.38932
0.2851 |  | 0.3893
0.28506 |  | 0.38925
0.28505 |  | 0.38923
0.28505 |  | 0.3892
0.28502 |  | 0.3892
0.28502 |  | 0.38918
0.28502 |  | 0.38915
0.28501 |  | 0.38915
0.285 |  | 0.38911
0.28498 |  | 0.38909
0.28498 |  | 0.38902
0.28496 |  | 0.38901
0.28493 |  | 0.38899
0.28493 |  | 0.38898
0.28491 |  | 0.38895
0.28491 |  | 0.38893
0.28491 |  | 0.3889
0.28488 |  | 0.38886
0.28485 |  | 0.38882
0.28485 |  | 0.38878
0.28484 |  | 0.38876
0.28484 |  | 0.38873
0.28484 |  | 0.38873
0.28483 |  | 0.38871
0.28481 |  | 0.38869
0.28481 |  | 0.38867
0.28481 |  | 0.38866
0.28481 |  | 0.38863
0.28481 |  | 0.38862
0.28478 |  | 0.3886
0.28477 |  | 0.38858
0.28477 |  | 0.38855
0.28476 |  | 0.38854
0.28476 |  | 0.38853
0.28476 |  | 0.3885
0.28473 |  | 0.38849
0.28472 |  | 0.38848
0.28472 |  | 0.38846
0.28471 |  | 0.38842
0.28469 |  | 0.38841
0.28469 |  | 0.38841
0.28468 |  | 0.3884
0.28465 |  | 0.38838
0.28465 |  | 0.38836
0.28464 |  | 0.38836
0.28463 |  | 0.38835
0.28463 |  | 0.38831
0.28461 |  | 0.38828
0.2846 |  | 0.38827
0.28458 |  | 0.38825
0.28458 |  | 0.38824
0.28458 |  | 0.38823
0.28455 |  | 0.38819
0.28455 |  | 0.38816
0.28453 |  | 0.38815
0.28451 |  | 0.38812
0.28451 |  | 0.38809
0.28449 |  | 0.38808
0.28448 |  | 0.38807
0.28447 |  | 0.38803
0.28447 |  | 0.388
0.28445 |  | 0.38799
0.28444 |  | 0.38799
0.28444 |  | 0.38795
0.28444 |  | 0.38795
0.28444 |  | 0.38791
0.28441 |  | 0.38791
0.28439 |  | 0.3879
0.28439 |  | 0.38786
0.28439 |  | 0.38786
0.28439 |  | 0.38783
0.28439 |  | 0.38779
0.28439 |  | 0.38779
0.28435 |  | 0.38777
0.28434 |  | 0.38774
0.28434 |  | 0.38771
0.28432 |  | 0.38768
0.28431 |  | 0.38764
0.28431 |  | 0.38762
0.28431 |  | 0.38762
0.28428 |  | 0.38762
0.28427 |  | 0.38759
0.28426 |  | 0.38756
0.28426 |  | 0.38753
0.28426 |  | 0.38753
0.28426 |  | 0.3875
0.28424 |  | 0.38746
0.28424 |  | 0.38744
0.2842 |  | 0.38741
0.2842 |  | 0.38738
0.2842 |  | 0.38738
0.28419 |  | 0.38738
0.28418 |  | 0.38734
0.28416 |  | 0.38734
0.28416 |  | 0.38732
0.28414 |  | 0.38728
0.28414 |  | 0.38724
0.28412 |  | 0.38724
0.28409 |  | 0.3872
0.28408 |  | 0.38715
0.28408 |  | 0.38711
0.28407 |  | 0.38711
0.28404 |  | 0.38711
0.28404 |  | 0.38707
0.28404 |  | 0.38704
0.28403 |  | 0.38703
0.28402 |  | 0.38702
0.284 |  | 0.38698
0.284 |  | 0.38695
0.28398 |  | 0.38692
0.28396 |  | 0.38691
0.28395 |  | 0.38688
0.28395 |  | 0.38687
0.28394 |  | 0.38682
0.28392 |  | 0.3868
0.28391 |  | 0.38676
0.2839 |  | 0.38675
0.28389 |  | 0.38671
0.28387 |  | 0.38667
0.28385 |  | 0.38667
0.28385 |  | 0.3866
0.28385 |  | 0.3866
0.28383 |  | 0.38656
0.28383 |  | 0.38654
0.2838 |  | 0.38652
0.28379 |  | 0.3865
0.28378 |  | 0.38649
0.28378 |  | 0.38647
0.28378 |  | 0.38646
0.28377 |  | 0.38646
0.28375 |  | 0.38642
0.28375 |  | 0.38641
0.28371 |  | 0.38638
0.28371 |  | 0.38634
0.28371 |  | 0.38632
0.28371 |  | 0.3863
0.2837 |  | 0.38628
0.28367 |  | 0.38626
0.28365 |  | 0.38626
0.28365 |  | 0.38622
0.28363 |  | 0.38621
0.28362 |  | 0.3862
0.2836 |  | 0.38618
0.2836 |  | 0.38618
0.28358 |  | 0.38613
0.28357 |  | 0.38612
0.28357 |  | 0.38609
0.28357 |  | 0.38609
0.28355 |  | 0.38607
0.28355 |  | 0.38607
0.28354 |  | 0.38604
0.28354 |  | 0.38603
0.28351 |  | 0.386
0.28351 |  | 0.38599
0.28349 |  | 0.38595
0.28349 |  | 0.38595
0.28347 |  | 0.38594
0.28345 |  | 0.38594
0.28345 |  | 0.38592
0.28343 |  | 0.3859
0.28342 |  | 0.38584
0.28339 |  | 0.3858
0.28339 |  | 0.3858
0.28339 |  | 0.38575
0.28338 |  | 0.38573
0.28337 |  | 0.38573
0.28335 |  | 0.38567
0.28334 |  | 0.38567
0.28334 |  | 0.38565
0.28334 |  | 0.38563
0.28331 |  | 0.38561
0.2833 |  | 0.38559
0.2833 |  | 0.38557
0.28327 |  | 0.38554
0.28327 |  | 0.38551
0.28327 |  | 0.3855
0.28326 |  | 0.38549
0.28326 |  | 0.38546
0.28322 |  | 0.38545
0.28322 |  | 0.38541
0.28321 |  | 0.38541
0.28321 |  | 0.38538
0.28321 |  | 0.38538
0.28321 |  | 0.38537
0.28319 |  | 0.38536
0.28318 |  | 0.38534
0.28315 |  | 0.38533
0.28315 |  | 0.38528
0.28314 |  | 0.38525
0.28313 |  | 0.38524
0.28311 |  | 0.38523
0.28311 |  | 0.38517
0.2831 |  | 0.38515
0.2831 |  | 0.38515
0.2831 |  | 0.38509
0.28309 |  | 0.38508
0.28307 |  | 0.38508
0.28306 |  | 0.38507
0.28303 |  | 0.38502
0.28302 |  | 0.385
0.28302 |  | 0.38496
0.28302 |  | 0.38495
0.28299 |  | 0.38491
0.28297 |  | 0.3849
0.28297 |  | 0.3849
0.28297 |  | 0.38487
0.28295 |  | 0.38487
0.28294 |  | 0.38484
0.28292 |  | 0.38483
0.2829 |  | 0.38479
0.2829 |  | 0.38478
0.2829 |  | 0.38476
0.2829 |  | 0.38476
0.28287 |  | 0.38474
0.28287 |  | 0.38471
0.28287 |  | 0.38468
0.28286 |  | 0.38468
0.28284 |  | 0.38464
0.28284 |  | 0.38461
0.28284 |  | 0.38461
0.28282 |  | 0.38458
0.28282 |  | 0.38454
0.28281 |  | 0.38451
0.28281 |  | 0.3845
0.28277 |  | 0.38449
0.28277 |  | 0.38447
0.28277 |  | 0.38447
0.28274 |  | 0.38444
0.28273 |  | 0.38439
0.28273 |  | 0.38437
0.2827 |  | 0.38436
0.28269 |  | 0.38433
0.28268 |  | 0.38432
0.28268 |  | 0.38427
0.28268 |  | 0.38427
0.28268 |  | 0.38424
0.28266 |  | 0.38423
0.28264 |  | 0.38423
0.28264 |  | 0.3842
0.28262 |  | 0.38418
0.28261 |  | 0.38415
0.2826 |  | 0.38412
0.2826 |  | 0.38409
0.2826 |  | 0.38407
0.28257 |  | 0.38406
0.28256 |  | 0.38404
0.28253 |  | 0.38403
0.28252 |  | 0.38397
0.2825 |  | 0.38395
0.28249 |  | 0.38392
0.28249 |  | 0.38392
0.28249 |  | 0.38388
0.28248 |  | 0.38384
0.28248 |  | 0.38384
0.28246 |  | 0.38382
0.28244 |  | 0.3838
0.28242 |  | 0.3838
0.28242 |  | 0.38375
0.2824 |  | 0.38371
0.28238 |  | 0.38368
0.28236 |  | 0.38364
0.28235 |  | 0.38363
0.28235 |  | 0.3836
0.28235 |  | 0.3836
0.28231 |  | 0.38358
0.28231 |  | 0.38356
0.28231 |  | 0.38353
0.28231 |  | 0.38353
0.28229 |  | 0.38349
0.28227 |  | 0.38349
0.28225 |  | 0.38347
0.28225 |  | 0.38342
0.28224 |  | 0.38342
0.28223 |  | 0.38338
0.2822 |  | 0.38338
0.2822 |  | 0.38336
0.28218 |  | 0.38333
0.28216 |  | 0.38332
0.28216 |  | 0.3833
0.28216 |  | 0.38327
0.28215 |  | 0.38325
0.28215 |  | 0.38321
0.28213 |  | 0.38317
0.28212 |  | 0.38316
0.28209 |  | 0.38316
0.28208 |  | 0.38314
0.28208 |  | 0.38313
0.28208 |  | 0.3831
0.28208 |  | 0.38308
0.28207 |  | 0.38302
0.28205 |  | 0.38299
0.28205 |  | 0.38299
0.28204 |  | 0.38296
0.28201 |  | 0.38296
0.28201 |  | 0.38295
0.28201 |  | 0.38294
0.28198 |  | 0.38291
0.28198 |  | 0.38288
0.28198 |  | 0.38288
0.28198 |  | 0.38287
0.28198 |  | 0.38286
0.28197 |  | 0.38286
0.28196 |  | 0.38284
0.28194 |  | 0.38282
0.28193 |  | 0.38278
0.28192 |  | 0.38276
0.28192 |  | 0.38276
0.2819 |  | 0.38275
0.28189 |  | 0.38272
0.28189 |  | 0.3827
0.28189 |  | 0.38267
0.28185 |  | 0.38267
0.28185 |  | 0.38263
0.28185 |  | 0.38259
0.28184 |  | 0.38258
0.28183 |  | 0.38257
0.28181 |  | 0.38253
0.2818 |  | 0.38247
0.2818 |  | 0.38246
0.2818 |  | 0.38243
0.28178 |  | 0.3824
0.28177 |  | 0.3824
0.28173 |  | 0.38236
0.28172 |  | 0.38234
0.28172 |  | 0.38234
0.28171 |  | 0.38233
0.28168 |  | 0.38231
0.28168 |  | 0.38227
0.28168 |  | 0.38226
0.28165 |  | 0.38224
0.28164 |  | 0.38222
0.28162 |  | 0.3822
0.28161 |  | 0.38217
0.2816 |  | 0.38215
0.28158 |  | 0.38214
0.28158 |  | 0.38213
0.28157 |  | 0.38212
0.28156 |  | 0.38209
0.28154 |  | 0.38206
0.28153 |  | 0.38206
0.2815 |  | 0.38204
0.28149 |  | 0.38201
0.28148 |  | 0.382
0.28148 |  | 0.38197
0.28146 |  | 0.38193
0.28146 |  | 0.38193
0.28146 |  | 0.3819
0.28145 |  | 0.38189
0.28142 |  | 0.38188
0.28141 |  | 0.38185
0.28141 |  | 0.38181
0.28141 |  | 0.3818
0.28141 |  | 0.38176
0.28141 |  | 0.38173
0.28137 |  | 0.38169
0.28137 |  | 0.38168
0.28135 |  | 0.38166
0.28133 |  | 0.38164
0.28132 |  | 0.38161
0.2813 |  | 0.3816
0.2813 |  | 0.38154
0.28129 |  | 0.38154
0.28129 |  | 0.38152
0.28129 |  | 0.38149
0.28125 |  | 0.38149
0.28124 |  | 0.38148
0.28122 |  | 0.38147
0.28122 |  | 0.38144
0.28122 |  | 0.38141
0.28118 |  | 0.3814
0.28117 |  | 0.3814
0.28116 |  | 0.38137
0.28114 |  | 0.38135
0.28113 |  | 0.38132
0.28113 |  | 0.38128
0.2811 |  | 0.38127
0.28109 |  | 0.38126
0.28109 |  | 0.38123
0.28106 |  | 0.38121
0.28106 |  | 0.3812
0.28106 |  | 0.38116
0.28105 |  | 0.38113
0.28105 |  | 0.38112
0.28103 |  | 0.38111
0.28102 |  | 0.38103
0.28099 |  | 0.38103
0.28097 |  | 0.381
0.28097 |  | 0.38096
0.28095 |  | 0.38093
0.28093 |  | 0.38089
0.2809 |  | 0.38087
0.2809 |  | 0.38084
0.2809 |  | 0.38083
0.28089 |  | 0.3808
0.28086 |  | 0.38079
0.28086 |  | 0.38076
0.28085 |  | 0.38075
0.28083 |  | 0.38074
0.28082 |  | 0.38074
0.28081 |  | 0.38068
0.28081 |  | 0.38063
0.28081 |  | 0.38063
0.2808 |  | 0.38062
0.28078 |  | 0.38055
0.28075 |  | 0.38054
0.28074 |  | 0.38053
0.28074 |  | 0.3805
0.28073 |  | 0.38049
0.28073 |  | 0.38047
0.28071 |  | 0.38047
0.2807 |  | 0.38043
0.28067 |  | 0.38039
0.28066 |  | 0.38037
0.28065 |  | 0.38034
0.28065 |  | 0.38033
0.28065 |  | 0.3803
0.28065 |  | 0.38027
0.28063 |  | 0.38023
0.28061 |  | 0.38022
0.28061 |  | 0.38021
0.28059 |  | 0.38019
0.28059 |  | 0.38019
0.28058 |  | 0.38015
0.28058 |  | 0.38013
0.28058 |  | 0.38011
0.28057 |  | 0.38011
0.28057 |  | 0.38007
0.28055 |  | 0.38006
0.28054 |  | 0.38005
0.28053 |  | 0.38002
0.28051 |  | 0.37998
0.28051 |  | 0.37995
0.28047 |  | 0.37993
0.28047 |  | 0.3799
0.28046 |  | 0.37987
0.28045 |  | 0.37985
0.28043 |  | 0.3798
0.28043 |  | 0.37979
0.28041 |  | 0.37976
0.28041 |  | 0.37973
0.28039 |  | 0.37971
0.28039 |  | 0.37969
0.28038 |  | 0.37967
0.28036 |  | 0.37962
0.28036 |  | 0.37959
0.28032 |  | 0.37956
0.28032 |  | 0.37956
0.28032 |  | 0.37954
0.2803 |  | 0.37951
0.28029 |  | 0.37948
0.28027 |  | 0.37946
0.28027 |  | 0.37943
0.28027 |  | 0.37942
0.28026 |  | 0.37938
0.28026 |  | 0.37936
0.28025 |  | 0.37935
0.28022 |  | 0.37932
0.28021 |  | 0.37931
0.28021 |  | 0.37928
0.28019 |  | 0.37928
0.28017 |  | 0.37926
0.28014 |  | 0.37924
0.28014 |  | 0.37922
0.28012 |  | 0.37919
0.28012 |  | 0.37917
0.28012 |  | 0.37915
0.2801 |  | 0.37913
0.28009 |  | 0.3791
0.28009 |  | 0.3791
0.28009 |  | 0.37909
0.28007 |  | 0.37906
0.28005 |  | 0.37903
0.28005 |  | 0.37902
0.28005 |  | 0.37899
0.28003 |  | 0.37898
0.28002 |  | 0.37894
0.28001 |  | 0.37892
0.28001 |  | 0.37891
0.28001 |  | 0.37888
0.27998 |  | 0.37888
0.27997 |  | 0.37885
0.27994 |  | 0.37882
0.27994 |  | 0.37879
0.27993 |  | 0.37877
0.27993 |  | 0.37876
0.2799 |  | 0.37876
0.27988 |  | 0.3787
0.27988 |  | 0.37868
0.27986 |  | 0.37868
0.27985 |  | 0.37867
0.27983 |  | 0.37867
0.27982 |  | 0.37863
0.2798 |  | 0.37861
0.2798 |  | 0.3786
0.27976 |  | 0.37856
0.27974 |  | 0.37853
0.27974 |  | 0.37852
0.27973 |  | 0.37851
0.27972 |  | 0.37849
0.2797 |  | 0.37849
0.2797 |  | 0.37845
0.27969 |  | 0.37844
0.27969 |  | 0.3784
0.27966 |  | 0.37837
0.27965 |  | 0.37835
0.27964 |  | 0.37832
0.27964 |  | 0.37831
0.27964 |  | 0.37828
0.27964 |  | 0.37825
0.27961 |  | 0.37824
0.27961 |  | 0.37824
0.2796 |  | 0.3782
0.27958 |  | 0.37818
0.27957 |  | 0.37815
0.27957 |  | 0.3781
0.27957 |  | 0.37809
0.27956 |  | 0.37808
0.27954 |  | 0.37804
0.27953 |  | 0.37803
0.2795 |  | 0.37801
0.2795 |  | 0.37799
0.27949 |  | 0.37797
0.27948 |  | 0.37792
0.27948 |  | 0.37792
0.27948 |  | 0.37786
0.27944 |  | 0.37783
0.27942 |  | 0.37783
0.27942 |  | 0.37778
0.27942 |  | 0.37775
0.27941 |  | 0.37771
0.27941 |  | 0.37771
0.27941 |  | 0.37769
0.27939 |  | 0.37766
0.27938 |  | 0.37766
0.27936 |  | 0.37765
0.27934 |  | 0.37763
0.27934 |  | 0.3776
0.27934 |  | 0.37759
0.27931 |  | 0.37758
0.27929 |  | 0.37757
0.27926 |  | 0.37755
0.27925 |  | 0.37753
0.27925 |  | 0.37751
0.27925 |  | 0.37749
0.27923 |  | 0.37745
0.27923 |  | 0.37745
0.27919 |  | 0.37743
0.27919 |  | 0.37742
0.27919 |  | 0.37738
0.27919 |  | 0.37735
0.27918 |  | 0.37733
0.27915 |  | 0.37731
0.27914 |  | 0.3773
0.27914 |  | 0.37729
0.27913 |  | 0.37728
0.27913 |  | 0.37724
0.2791 |  | 0.37722
0.2791 |  | 0.37722
0.27906 |  | 0.37718
0.27906 |  | 0.37714
0.27906 |  | 0.37713
0.27906 |  | 0.37712
0.27902 |  | 0.3771
0.27902 |  | 0.37705
0.27902 |  | 0.37702
0.27899 |  | 0.37698
0.27898 |  | 0.37693
0.27897 |  | 0.37692
0.27896 |  | 0.3769
0.27896 |  | 0.37688
0.27896 |  | 0.37682
0.27893 |  | 0.37682
0.2789 |  | 0.3768
0.2789 |  | 0.37678
0.27889 |  | 0.37676
0.27887 |  | 0.37673
0.27887 |  | 0.37672
0.27886 |  | 0.37668
0.27885 |  | 0.37665
0.27883 |  | 0.37663
0.27883 |  | 0.37661
0.27883 |  | 0.37657
0.27881 |  | 0.37656
0.27881 |  | 0.37655
0.2788 |  | 0.37652
0.2788 |  | 0.37649
0.27877 |  | 0.37647
0.27874 |  | 0.37645
0.27874 |  | 0.37643
0.27874 |  | 0.37643
0.2787 |  | 0.37643
0.2787 |  | 0.37639
0.2787 |  | 0.37636
0.27867 |  | 0.37633
0.27865 |  | 0.37632
0.27864 |  | 0.37631
0.27864 |  | 0.37625
0.27864 |  | 0.37623
0.27862 |  | 0.3762
0.27861 |  | 0.37619
0.2786 |  | 0.37614
0.2786 |  | 0.37614
0.2786 |  | 0.37611
0.27858 |  | 0.37611
0.27858 |  | 0.37606
0.27856 |  | 0.37606
0.27856 |  | 0.37603
0.27853 |  | 0.376
0.27853 |  | 0.37599
0.27853 |  | 0.37594
0.27853 |  | 0.37594
0.27852 |  | 0.37594
0.27852 |  | 0.37591
0.27849 |  | 0.37589
0.27847 |  | 0.37583
0.27846 |  | 0.37581
0.27846 |  | 0.3758
0.27843 |  | 0.37577
0.27843 |  | 0.37574
0.27842 |  | 0.37574
0.27841 |  | 0.37569
0.2784 |  | 0.37569
0.2784 |  | 0.37568
0.27838 |  | 0.37566
0.27838 |  | 0.37565
0.27835 |  | 0.37561
0.27834 |  | 0.37561
0.27834 |  | 0.37558
0.27834 |  | 0.37557
0.27831 |  | 0.37554
0.2783 |  | 0.37553
0.27829 |  | 0.37551
0.27827 |  | 0.37549
0.27826 |  | 0.37548
0.27825 |  | 0.37544
0.27823 |  | 0.37543
0.27823 |  | 0.3754
0.27822 |  | 0.37539
0.27821 |  | 0.37535
0.2782 |  | 0.37532
0.2782 |  | 0.37529
0.2782 |  | 0.37529
0.27818 |  | 0.37528
0.27817 |  | 0.37526
0.27815 |  | 0.37523
0.27812 |  | 0.3752
0.27812 |  | 0.37519
0.27812 |  | 0.37515
0.27808 |  | 0.37511
0.27808 |  | 0.37509
0.27808 |  | 0.37508
0.27808 |  | 0.37505
0.27808 |  | 0.37505
0.27805 |  | 0.37503
0.27805 |  | 0.37503
0.27805 |  | 0.375
0.27801 |  | 0.375
0.27801 |  | 0.37496
0.27798 |  | 0.37495
0.27798 |  | 0.37495
0.27797 |  | 0.37493
0.27797 |  | 0.37492
0.27797 |  | 0.37491
0.27797 |  | 0.37489
0.27794 |  | 0.37487
0.27793 |  | 0.37483
0.27793 |  | 0.37482
0.27792 |  | 0.3748
0.2779 |  | 0.37476
0.27788 |  | 0.37475
0.27788 |  | 0.37472
0.27788 |  | 0.37471
0.27785 |  | 0.37465
0.27784 |  | 0.37463
0.27784 |  | 0.37458
0.27782 |  | 0.37458
0.2778 |  | 0.37453
0.27777 |  | 0.37451
0.27777 |  | 0.37449
0.27777 |  | 0.37448
0.27774 |  | 0.37447
0.27774 |  | 0.37444
0.27773 |  | 0.37443
0.27773 |  | 0.37439
0.27773 |  | 0.37436
0.27771 |  | 0.37436
0.27769 |  | 0.37434
0.27768 |  | 0.37432
0.27766 |  | 0.37431
0.27766 |  | 0.37428
0.27765 |  | 0.37428
0.27764 |  | 0.37427
0.27763 |  | 0.37423
0.27763 |  | 0.37422
0.27761 |  | 0.37418
0.27758 |  | 0.37418
0.27757 |  | 0.37415
0.27757 |  | 0.37412
0.27756 |  | 0.3741
0.27756 |  | 0.37406
0.27753 |  | 0.37405
0.27753 |  | 0.37402
0.27752 |  | 0.37399
0.27749 |  | 0.37399
0.27749 |  | 0.37397
0.27749 |  | 0.37393
0.27748 |  | 0.37391
0.27748 |  | 0.37391
0.27745 |  | 0.3739
0.27745 |  | 0.37387
0.27742 |  | 0.37386
0.27741 |  | 0.37385
0.2774 |  | 0.37382
0.2774 |  | 0.3738
0.2774 |  | 0.37378
0.27737 |  | 0.37376
0.27737 |  | 0.37374
0.27737 |  | 0.37373
0.27737 |  | 0.3737
0.27737 |  | 0.37368
0.27734 |  | 0.37366
0.27734 |  | 0.37365
0.27734 |  | 0.37361
0.27732 |  | 0.3736
0.27731 |  | 0.37357
0.27731 |  | 0.37354
0.27729 |  | 0.37353
0.27729 |  | 0.37352
0.27727 |  | 0.37349
0.27724 |  | 0.37345
0.27722 |  | 0.37345
0.27722 |  | 0.37345
0.27722 |  | 0.3734
0.27721 |  | 0.37337
0.27718 |  | 0.37337
0.27718 |  | 0.37337
0.27716 |  | 0.37336
0.27714 |  | 0.37332
0.27713 |  | 0.37332
0.2771 |  | 0.37328
0.2771 |  | 0.37328
0.27709 |  | 0.37324
0.27708 |  | 0.37322
0.27708 |  | 0.3732
0.27708 |  | 0.37316
0.27705 |  | 0.37316
0.27704 |  | 0.37316
0.27701 |  | 0.37315
0.27701 |  | 0.37313
0.277 |  | 0.37309
0.277 |  | 0.37309
0.277 |  | 0.37306
0.27698 |  | 0.37305
0.27694 |  | 0.37304
0.27694 |  | 0.37301
0.27693 |  | 0.373
0.27691 |  | 0.37296
0.27689 |  | 0.37295
0.27689 |  | 0.37291
0.27688 |  | 0.37291
0.27686 |  | 0.37291
0.27686 |  | 0.37291
0.27685 |  | 0.37285
0.27684 |  | 0.37285
0.27683 |  | 0.37283
0.27683 |  | 0.37279
0.27683 |  | 0.37278
0.27683 |  | 0.37275
0.27681 |  | 0.37271
0.27679 |  | 0.3727
0.27677 |  | 0.37267
0.27674 |  | 0.37265
0.27674 |  | 0.37261
0.27673 |  | 0.37258
0.27673 |  | 0.37255
0.27672 |  | 0.37255
0.27671 |  | 0.37252
0.27669 |  | 0.37249
0.27668 |  | 0.37247
0.27666 |  | 0.37246
0.27666 |  | 0.37241
0.27665 |  | 0.37239
0.27664 |  | 0.37238
0.27664 |  | 0.37238
0.27663 |  | 0.37234
0.27663 |  | 0.37234
0.27663 |  | 0.37231
0.27661 |  | 0.37227
0.2766 |  | 0.37227
0.27657 |  | 0.37225
0.27657 |  | 0.37224
0.27657 |  | 0.37221
0.27657 |  | 0.37215
0.27656 |  | 0.37213
0.27653 |  | 0.37213
0.27652 |  | 0.37212
0.27651 |  | 0.37212
0.27649 |  | 0.37209
0.27647 |  | 0.37208
0.27645 |  | 0.37208
0.27645 |  | 0.37206
0.27645 |  | 0.37201
0.27644 |  | 0.37198
0.27644 |  | 0.37198
0.27641 |  | 0.37196
0.2764 |  | 0.37193
0.27638 |  | 0.3719
0.27636 |  | 0.37189
0.27636 |  | 0.37186
0.27636 |  | 0.37181
0.27636 |  | 0.3718
0.27632 |  | 0.3718
0.27631 |  | 0.37179
0.27629 |  | 0.37176
0.27629 |  | 0.37175
0.27629 |  | 0.37173
0.27629 |  | 0.37172
0.27627 |  | 0.37167
0.27627 |  | 0.37167
0.27627 |  | 0.37164
0.27624 |  | 0.37164
0.27624 |  | 0.37163
0.27623 |  | 0.37158
0.27623 |  | 0.37154
0.2762 |  | 0.37151
0.27617 |  | 0.37151
0.27617 |  | 0.3715
0.27616 |  | 0.37147
0.27616 |  | 0.37146
0.27616 |  | 0.37143
0.27612 |  | 0.3714
0.27611 |  | 0.37138
0.27611 |  | 0.37136
0.27607 |  | 0.37136
0.27607 |  | 0.37132
0.27607 |  | 0.3713
0.27606 |  | 0.37128
0.27604 |  | 0.37127
0.276 |  | 0.37124
0.27599 |  | 0.37123
0.27599 |  | 0.3712
0.27598 |  | 0.37119
0.27595 |  | 0.37118
0.27594 |  | 0.37116
0.27594 |  | 0.37112
0.27591 |  | 0.3711
0.2759 |  | 0.37109
0.2759 |  | 0.37106
0.27588 |  | 0.37103
0.27586 |  | 0.37103
0.27583 |  | 0.37101
0.27582 |  | 0.37098
0.27582 |  | 0.37097
0.27582 |  | 0.37093
0.2758 |  | 0.3709
0.2758 |  | 0.37089
0.27577 |  | 0.37085
0.27576 |  | 0.37084
0.27573 |  | 0.37078
0.27573 |  | 0.37078
0.27572 |  | 0.37077
0.27571 |  | 0.37077
0.27569 |  | 0.37076
0.27569 |  | 0.37071
0.27567 |  | 0.37069
0.27567 |  | 0.37067
0.27565 |  | 0.37064
0.27564 |  | 0.37062
0.27563 |  | 0.37062
0.2756 |  | 0.3706
0.27558 |  | 0.37056
0.27558 |  | 0.37055
0.27557 |  | 0.37055
0.27557 |  | 0.37052
0.27557 |  | 0.37049
0.27554 |  | 0.37045
0.27552 |  | 0.37045
0.27552 |  | 0.37044
0.27552 |  | 0.3704
0.27549 |  | 0.3704
0.27549 |  | 0.37037
0.27548 |  | 0.37036
0.27548 |  | 0.37033
0.27545 |  | 0.37032
0.27545 |  | 0.37027
0.27545 |  | 0.37022
0.27541 |  | 0.37022
0.27539 |  | 0.37019
0.27539 |  | 0.37017
0.27539 |  | 0.3701
0.27537 |  | 0.3701
0.27537 |  | 0.37009
0.27535 |  | 0.37005
0.27533 |  | 0.37004
0.27533 |  | 0.37002
0.27532 |  | 0.36998
0.27529 |  | 0.36996
0.27529 |  | 0.36996
0.27529 |  | 0.36996
0.27529 |  | 0.36993
0.27528 |  | 0.36989
0.27527 |  | 0.36989
0.27524 |  | 0.36987
0.27524 |  | 0.36984
0.27522 |  | 0.36984
0.27521 |  | 0.36984
0.27519 |  | 0.36981
0.27517 |  | 0.36981
0.27517 |  | 0.36979
0.27516 |  | 0.36976
0.27516 |  | 0.36975
0.27513 |  | 0.36974
0.27513 |  | 0.36972
0.27512 |  | 0.3697
0.27511 |  | 0.36968
0.27509 |  | 0.36964
0.27509 |  | 0.36962
0.27509 |  | 0.36962
0.27508 |  | 0.36959
0.27505 |  | 0.36958
0.27504 |  | 0.36958
0.27501 |  | 0.36952
0.27501 |  | 0.36951
0.275 |  | 0.3695
0.27498 |  | 0.36948
0.27497 |  | 0.36948
0.27496 |  | 0.36947
0.27496 |  | 0.36946
0.27493 |  | 0.36942
0.27492 |  | 0.36942
0.27492 |  | 0.36939
0.27492 |  | 0.36936
0.27492 |  | 0.36935
0.27489 |  | 0.36934
0.27488 |  | 0.36933
0.27485 |  | 0.36931
0.27485 |  | 0.3693
0.27484 |  | 0.36926
0.27482 |  | 0.36925
0.27482 |  | 0.36922
0.27481 |  | 0.36918
0.27481 |  | 0.36918
0.2748 |  | 0.36915
0.27478 |  | 0.36914
0.27476 |  | 0.36913
0.27472 |  | 0.36911
0.27472 |  | 0.36909
0.27472 |  | 0.36906
0.2747 |  | 0.36902
0.27469 |  | 0.36902
0.27468 |  | 0.36896
0.27466 |  | 0.36894
0.27466 |  | 0.36893
0.27465 |  | 0.36892
0.27464 |  | 0.36892
0.27462 |  | 0.3689
0.27462 |  | 0.36889
0.27462 |  | 0.36886
0.27458 |  | 0.36885
0.27458 |  | 0.36882
0.27457 |  | 0.36878
0.27456 |  | 0.36878
0.27456 |  | 0.36876
0.27456 |  | 0.36873
0.27454 |  | 0.3687
0.27454 |  | 0.36868
0.27452 |  | 0.36866
0.2745 |  | 0.36865
0.27448 |  | 0.36864
0.27448 |  | 0.36861
0.27448 |  | 0.3686
0.27448 |  | 0.36858
0.27446 |  | 0.36856
0.27442 |  | 0.36852
0.27441 |  | 0.3685
0.27441 |  | 0.36849
0.27441 |  | 0.36848
0.27436 |  | 0.36846
0.27436 |  | 0.36845
0.27436 |  | 0.36845
0.27434 |  | 0.36841
0.27433 |  | 0.3684
0.27433 |  | 0.36838
0.27432 |  | 0.36837
0.2743 |  | 0.36833
0.27429 |  | 0.36832
0.27427 |  | 0.36832
0.27426 |  | 0.3683
0.27425 |  | 0.36828
0.27424 |  | 0.36826
0.27422 |  | 0.36825
0.27422 |  | 0.36825
0.2742 |  | 0.36824
0.2742 |  | 0.3682
0.27418 |  | 0.36815
0.27414 |  | 0.36811
0.27414 |  | 0.3681
0.27414 |  | 0.36807
0.27412 |  | 0.36806
0.2741 |  | 0.36806
0.2741 |  | 0.36804
0.2741 |  | 0.36801
0.27409 |  | 0.36799
0.27406 |  | 0.36796
0.27405 |  | 0.36794
0.27405 |  | 0.36793
0.27404 |  | 0.36791
0.27401 |  | 0.36787
0.27401 |  | 0.36783
0.27401 |  | 0.36778
0.27398 |  | 0.36778
0.27397 |  | 0.36777
0.27397 |  | 0.36776
0.27395 |  | 0.36776
0.27394 |  | 0.36773
0.27392 |  | 0.36772
0.27392 |  | 0.36768
0.2739 |  | 0.36766
0.2739 |  | 0.36765
0.27387 |  | 0.36764
0.27386 |  | 0.36761
0.27385 |  | 0.3676
0.27382 |  | 0.3676
0.27381 |  | 0.36757
0.27379 |  | 0.36756
0.27379 |  | 0.36752
0.27378 |  | 0.36748
0.27378 |  | 0.36748
0.27377 |  | 0.36743
0.27374 |  | 0.3674
0.27373 |  | 0.36738
0.27373 |  | 0.36736
0.27373 |  | 0.36735
0.27372 |  | 0.36734
0.2737 |  | 0.3673
0.2737 |  | 0.36729
0.27369 |  | 0.36726
0.27368 |  | 0.36722
0.27366 |  | 0.36721
0.27365 |  | 0.36719
0.27365 |  | 0.36717
0.27364 |  | 0.36712
0.27359 |  | 0.36712
0.27359 |  | 0.3671
0.27359 |  | 0.36708
0.27357 |  | 0.36705
0.27354 |  | 0.36704
0.27354 |  | 0.367
0.27351 |  | 0.36698
0.27351 |  | 0.36696
0.27351 |  | 0.36694
0.2735 |  | 0.3669
0.2735 |  | 0.36688
0.2735 |  | 0.36686
0.27346 |  | 0.36685
0.27346 |  | 0.36684
0.27344 |  | 0.36681
0.27344 |  | 0.3668
0.27344 |  | 0.36677
0.27342 |  | 0.36676
0.27339 |  | 0.36674
0.27339 |  | 0.36669
0.27339 |  | 0.36669
0.27338 |  | 0.36665
0.27335 |  | 0.36663
0.27334 |  | 0.3666
0.27334 |  | 0.36659
0.27331 |  | 0.36656
0.27331 |  | 0.36656
0.2733 |  | 0.36656
0.2733 |  | 0.36651
0.27328 |  | 0.3665
0.27327 |  | 0.36648
0.27326 |  | 0.36648
0.27324 |  | 0.36645
0.27323 |  | 0.36642
0.27322 |  | 0.36641
0.2732 |  | 0.36641
0.2732 |  | 0.36637
0.27319 |  | 0.36635
0.27318 |  | 0.36634
0.27315 |  | 0.3663
0.27315 |  | 0.36629
0.27315 |  | 0.36629
0.27315 |  | 0.36627
0.2731 |  | 0.36623
0.27308 |  | 0.36621
0.27308 |  | 0.36619
0.27306 |  | 0.36617
0.27304 |  | 0.36615
0.27304 |  | 0.36615
0.27303 |  | 0.36615
0.27302 |  | 0.3661
0.273 |  | 0.36609
0.27297 |  | 0.36607
0.27295 |  | 0.36606
0.27295 |  | 0.36603
0.27295 |  | 0.36602
0.27295 |  | 0.36601
0.27294 |  | 0.36598
0.27291 |  | 0.36596
0.27291 |  | 0.36593
0.27291 |  | 0.3659
0.27291 |  | 0.36589
0.27289 |  | 0.36585
0.27288 |  | 0.36585
0.27287 |  | 0.36581
0.27285 |  | 0.3658
0.27284 |  | 0.36577
0.27283 |  | 0.36576
0.27282 |  | 0.36576
0.27281 |  | 0.36576
0.27281 |  | 0.36573
0.2728 |  | 0.36573
0.27279 |  | 0.36572
0.27276 |  | 0.3657
0.27275 |  | 0.36568
0.27275 |  | 0.36566
0.27274 |  | 0.36565
0.27274 |  | 0.36561
0.27272 |  | 0.36559
0.27271 |  | 0.36556
0.2727 |  | 0.36554
0.2727 |  | 0.36553
0.27268 |  | 0.36551
0.27266 |  | 0.36548
0.27266 |  | 0.36545
0.27266 |  | 0.36543
0.27264 |  | 0.36542
0.27264 |  | 0.36539
0.27263 |  | 0.36535
0.27263 |  | 0.36534
0.2726 |  | 0.36532
0.27259 |  | 0.3653
0.27258 |  | 0.3653
0.27255 |  | 0.36528
0.27255 |  | 0.36527
0.27255 |  | 0.36526
0.27255 |  | 0.36524
0.27255 |  | 0.36523
0.27251 |  | 0.3652
0.27251 |  | 0.36516
0.2725 |  | 0.36516
0.2725 |  | 0.3651
0.27248 |  | 0.3651
0.27248 |  | 0.36507
0.27247 |  | 0.36507
0.27244 |  | 0.36503
0.27243 |  | 0.36502
0.27242 |  | 0.365
0.27242 |  | 0.36498
0.27241 |  | 0.36494
0.27238 |  | 0.36493
0.27238 |  | 0.36491
0.27238 |  | 0.3649
0.27236 |  | 0.36485
0.27234 |  | 0.36482
0.27234 |  | 0.3648
0.27231 |  | 0.3648
0.27231 |  | 0.36478
0.27231 |  | 0.36477
0.27231 |  | 0.36474
0.27228 |  | 0.36472
0.27228 |  | 0.36469
0.27226 |  | 0.36469
0.27224 |  | 0.36468
0.27224 |  | 0.36465
0.27224 |  | 0.36464
0.27223 |  | 0.3646
0.27222 |  | 0.3646
0.2722 |  | 0.36456
0.2722 |  | 0.36454
0.2722 |  | 0.36453
0.2722 |  | 0.36452
0.27218 |  | 0.36449
0.27218 |  | 0.36448
0.27218 |  | 0.36444
0.27215 |  | 0.36441
0.27214 |  | 0.3644
0.27214 |  | 0.36438
0.27214 |  | 0.36435
0.27211 |  | 0.36433
0.2721 |  | 0.36432
0.2721 |  | 0.36432
0.27209 |  | 0.36428
0.27206 |  | 0.36424
0.27206 |  | 0.36421
0.27203 |  | 0.36418
0.27203 |  | 0.36418
0.27202 |  | 0.36417
0.27201 |  | 0.36417
0.27199 |  | 0.36412
0.27199 |  | 0.36411
0.27199 |  | 0.36409
0.27198 |  | 0.36405
0.27197 |  | 0.36402
0.27195 |  | 0.364
0.27194 |  | 0.36398
0.27191 |  | 0.36396
0.27191 |  | 0.36396
0.27191 |  | 0.36393
0.2719 |  | 0.36393
0.27189 |  | 0.3639
0.27187 |  | 0.36388
0.27187 |  | 0.36386
0.27184 |  | 0.36385
0.27182 |  | 0.36383
0.27182 |  | 0.36383
0.27182 |  | 0.36381
0.27182 |  | 0.36379
0.27182 |  | 0.36375
0.27181 |  | 0.36375
0.27179 |  | 0.36371
0.27177 |  | 0.36369
0.27177 |  | 0.36368
0.27177 |  | 0.36367
0.27176 |  | 0.36365
0.27175 |  | 0.36363
0.27174 |  | 0.36361
0.27171 |  | 0.36361
0.2717 |  | 0.3636
0.27169 |  | 0.36356
0.27169 |  | 0.36353
0.27169 |  | 0.36353
0.27167 |  | 0.36351
0.27167 |  | 0.36347
0.27166 |  | 0.36346
0.27165 |  | 0.36343
0.27163 |  | 0.36342
0.27162 |  | 0.3634
0.27161 |  | 0.36339
0.27159 |  | 0.36335
0.27158 |  | 0.36335
0.27157 |  | 0.3633
0.27157 |  | 0.36327
0.27156 |  | 0.36325
0.27154 |  | 0.36323
0.27154 |  | 0.3632
0.27153 |  | 0.36318
0.2715 |  | 0.36318
0.2715 |  | 0.36318
0.27149 |  | 0.36315
0.27146 |  | 0.3631
0.27146 |  | 0.36309
0.27144 |  | 0.36305
0.27144 |  | 0.36303
0.27142 |  | 0.36302
0.27141 |  | 0.363
0.27141 |  | 0.36298
0.27141 |  | 0.36297
0.27138 |  | 0.36293
0.27136 |  | 0.36292
0.27136 |  | 0.3629
0.27136 |  | 0.36288
0.27136 |  | 0.36287
0.27134 |  | 0.36285
0.27133 |  | 0.36284
0.2713 |  | 0.36282
0.27129 |  | 0.36282
0.27129 |  | 0.3628
0.27126 |  | 0.3628
0.27126 |  | 0.36276
0.27122 |  | 0.36276
0.2712 |  | 0.36275
0.2712 |  | 0.36271
0.27118 |  | 0.36268
0.27117 |  | 0.36265
0.27116 |  | 0.36264
0.27115 |  | 0.36263
0.27115 |  | 0.36261
0.27113 |  | 0.36258
0.27113 |  | 0.36254
0.27112 |  | 0.36252
0.27111 |  | 0.36251
0.27111 |  | 0.36248
0.27107 |  | 0.36244
0.27105 |  | 0.36243
0.27105 |  | 0.36242
0.27105 |  | 0.36242
0.27105 |  | 0.36239
0.27104 |  | 0.36236
0.27104 |  | 0.36235
0.271 |  | 0.36232
0.27099 |  | 0.36231
0.27099 |  | 0.36227
0.27097 |  | 0.36226
0.27096 |  | 0.36225
0.27096 |  | 0.36222
0.27095 |  | 0.36222
0.27092 |  | 0.36221
0.27091 |  | 0.36217
0.27091 |  | 0.36215
0.27088 |  | 0.3621
0.27087 |  | 0.3621
0.27086 |  | 0.36209
0.27084 |  | 0.36206
0.27081 |  | 0.36206
0.2708 |  | 0.36205
0.2708 |  | 0.36202
0.27079 |  | 0.362
0.27076 |  | 0.36198
0.27075 |  | 0.36197
0.27075 |  | 0.36194
0.27073 |  | 0.36192
0.27073 |  | 0.3619
0.27071 |  | 0.36189
0.27071 |  | 0.36186
0.27069 |  | 0.36186
0.27068 |  | 0.36183
0.27068 |  | 0.36182
0.27068 |  | 0.36177
0.27067 |  | 0.36174
0.27067 |  | 0.36173
0.27061 |  | 0.36173
0.27061 |  | 0.36169
0.2706 |  | 0.36169
0.2706 |  | 0.36166
0.27058 |  | 0.36165
0.27058 |  | 0.36164
0.27056 |  | 0.36163
0.27055 |  | 0.3616
0.27055 |  | 0.3616
0.27053 |  | 0.36159
0.27052 |  | 0.36156
0.2705 |  | 0.36155
0.27049 |  | 0.36152
0.27049 |  | 0.36148
0.27048 |  | 0.36146
0.27047 |  | 0.36143
0.27047 |  | 0.3614
0.27044 |  | 0.36136
0.27042 |  | 0.36134
0.27042 |  | 0.36134
0.27042 |  | 0.36134
0.27041 |  | 0.36131
0.27041 |  | 0.36129
0.27041 |  | 0.36129
0.27036 |  | 0.36129
0.27036 |  | 0.36127
0.27033 |  | 0.36123
0.27033 |  | 0.36122
0.27032 |  | 0.36122
0.27031 |  | 0.36118
0.27031 |  | 0.36113
0.27029 |  | 0.3611
0.27028 |  | 0.36109
0.27025 |  | 0.36109
0.27023 |  | 0.36107
0.27023 |  | 0.36107
0.27021 |  | 0.36102
0.2702 |  | 0.36101
0.27019 |  | 0.361
0.27019 |  | 0.36097
0.27019 |  | 0.36096
0.27017 |  | 0.36095
0.27016 |  | 0.36092
0.27016 |  | 0.36088
0.27016 |  | 0.36087
0.27015 |  | 0.36084
0.27013 |  | 0.36084
0.27011 |  | 0.36082
0.27011 |  | 0.36079
0.27009 |  | 0.36078
0.27009 |  | 0.36078
0.27007 |  | 0.36075
0.27005 |  | 0.36074
0.27005 |  | 0.36072
0.27002 |  | 0.36068
0.27002 |  | 0.36067
0.27001 |  | 0.36067
0.26998 |  | 0.36065
0.26998 |  | 0.36063
0.26998 |  | 0.36059
0.26997 |  | 0.36059
0.26996 |  | 0.36058
0.26994 |  | 0.36057
0.26993 |  | 0.36055
0.2699 |  | 0.36054
0.26988 |  | 0.36054
0.26986 |  | 0.36053
0.26986 |  | 0.36049
0.26986 |  | 0.36047
0.26986 |  | 0.36047
0.26982 |  | 0.36045
0.2698 |  | 0.36045
0.2698 |  | 0.36045
0.2698 |  | 0.36042
0.2698 |  | 0.36037
0.26977 |  | 0.36037
0.26976 |  | 0.36034
0.26976 |  | 0.36032
0.26976 |  | 0.3603
0.26976 |  | 0.36026
0.26972 |  | 0.36024
0.2697 |  | 0.36024
0.26969 |  | 0.36023
0.26969 |  | 0.36023
0.26969 |  | 0.3602
0.26968 |  | 0.3602
0.26967 |  | 0.36017
0.26964 |  | 0.36016
0.26964 |  | 0.36016
0.26962 |  | 0.36013
0.26962 |  | 0.36011
0.26961 |  | 0.36009
0.26961 |  | 0.36007
0.2696 |  | 0.36007
0.26956 |  | 0.36005
0.26956 |  | 0.36002
0.26956 |  | 0.35999
0.26954 |  | 0.35996
0.26953 |  | 0.35995
0.26953 |  | 0.35993
0.26953 |  | 0.35991
0.2695 |  | 0.35988
0.26949 |  | 0.35988
0.26948 |  | 0.35987
0.26948 |  | 0.35983
0.26947 |  | 0.35983
0.26945 |  | 0.35983
0.26944 |  | 0.35983
0.2694 |  | 0.35982
0.2694 |  | 0.35979
0.26939 |  | 0.35979
0.26934 |  | 0.35976
0.26934 |  | 0.35974
0.26934 |  | 0.35974
0.26933 |  | 0.35973
0.26932 |  | 0.3597
0.26931 |  | 0.35967
0.26929 |  | 0.35966
0.26928 |  | 0.35962
0.26928 |  | 0.35962
0.26928 |  | 0.35959
0.26925 |  | 0.35957
0.26925 |  | 0.35954
0.26923 |  | 0.35952
0.26923 |  | 0.35949
0.26921 |  | 0.35948
0.26921 |  | 0.35947
0.26919 |  | 0.35945
0.26919 |  | 0.35941
0.26916 |  | 0.35941
0.26916 |  | 0.35937
0.26916 |  | 0.35936
0.26915 |  | 0.35933
0.26915 |  | 0.3593
0.26913 |  | 0.35929
0.26912 |  | 0.35928
0.26911 |  | 0.35927
0.26909 |  | 0.35927
0.26908 |  | 0.35925
0.26908 |  | 0.35923
0.26908 |  | 0.3592
0.26905 |  | 0.35916
0.26905 |  | 0.35916
0.26903 |  | 0.35915
0.26901 |  | 0.35913
0.26901 |  | 0.35911
0.26897 |  | 0.3591
0.26897 |  | 0.3591
0.26896 |  | 0.35908
0.26895 |  | 0.35904
0.26893 |  | 0.35904
0.26893 |  | 0.35901
0.26893 |  | 0.35896
0.26893 |  | 0.35892
0.26892 |  | 0.3589
0.26888 |  | 0.35888
0.26886 |  | 0.35885
0.26883 |  | 0.35883
0.26883 |  | 0.35881
0.26883 |  | 0.35881
0.26882 |  | 0.35877
0.26882 |  | 0.35876
0.2688 |  | 0.35874
0.26878 |  | 0.35874
0.26876 |  | 0.35873
0.26875 |  | 0.35871
0.26874 |  | 0.35868
0.26874 |  | 0.35867
0.26868 |  | 0.35865
0.26868 |  | 0.35864
0.26866 |  | 0.35862
0.26864 |  | 0.35857
0.26863 |  | 0.35857
0.26863 |  | 0.35857
0.26863 |  | 0.35857
0.2686 |  | 0.35853
0.2686 |  | 0.35853
0.26856 |  | 0.35851
0.26856 |  | 0.35851
0.26856 |  | 0.35846
0.26855 |  | 0.35844
0.26852 |  | 0.35843
0.26852 |  | 0.35841
0.26852 |  | 0.3584
0.2685 |  | 0.3584
0.26848 |  | 0.35839
0.26846 |  | 0.35838
0.26846 |  | 0.35834
0.26846 |  | 0.35832
0.26846 |  | 0.35831
0.26846 |  | 0.35828
0.26843 |  | 0.35828
0.26842 |  | 0.35827
0.2684 |  | 0.35823
0.26839 |  | 0.3582
0.26838 |  | 0.3582
0.26837 |  | 0.35816
0.26835 |  | 0.35815
0.26834 |  | 0.35812
0.26832 |  | 0.35811
0.26831 |  | 0.3581
0.2683 |  | 0.35807
0.26829 |  | 0.35807
0.26827 |  | 0.35804
0.26826 |  | 0.35803
0.26825 |  | 0.35799
0.26823 |  | 0.35798
0.26821 |  | 0.35796
0.26821 |  | 0.35795
0.26819 |  | 0.35794
0.26818 |  | 0.35791
0.26818 |  | 0.3579
0.26818 |  | 0.35787
0.26815 |  | 0.35787
0.26811 |  | 0.35782
0.26811 |  | 0.35781
0.26811 |  | 0.35779
0.2681 |  | 0.35779
0.26807 |  | 0.35777
0.26807 |  | 0.35777
0.26806 |  | 0.35773
0.26806 |  | 0.3577
0.26799 |  | 0.3577
0.26799 |  | 0.35769
0.26796 |  | 0.35767
0.26795 |  | 0.35763
0.26792 |  | 0.35762
0.2679 |  | 0.35761
0.2679 |  | 0.35757
0.26788 |  | 0.35754
0.26788 |  | 0.35752
0.26787 |  | 0.35749
0.26786 |  | 0.35748
0.26784 |  | 0.35744
0.26783 |  | 0.35743
0.26783 |  | 0.35743
0.26782 |  | 0.35741
0.26782 |  | 0.35739
0.26782 |  | 0.35736
0.26782 |  | 0.35736
0.26781 |  | 0.35736
0.26778 |  | 0.35732
0.26776 |  | 0.35732
0.26775 |  | 0.35729
0.26775 |  | 0.35727
0.26775 |  | 0.35727
0.26775 |  | 0.35727
0.26771 |  | 0.35722
0.2677 |  | 0.35722
0.26768 |  | 0.35718
0.26768 |  | 0.35715
0.26767 |  | 0.35712
0.26766 |  | 0.3571
0.26766 |  | 0.3571
0.26766 |  | 0.35708
0.26763 |  | 0.35704
0.2676 |  | 0.35703
0.2676 |  | 0.35699
0.2676 |  | 0.35698
0.26759 |  | 0.35698
0.26759 |  | 0.35695
0.26758 |  | 0.35691
0.26755 |  | 0.3569
0.26753 |  | 0.3569
0.26753 |  | 0.35687
0.26753 |  | 0.35685
0.26752 |  | 0.35685
0.26752 |  | 0.35681
0.26751 |  | 0.3568
0.26747 |  | 0.35676
0.26747 |  | 0.35674
0.26747 |  | 0.35673
0.26747 |  | 0.35673
0.26746 |  | 0.35672
0.26746 |  | 0.35668
0.26742 |  | 0.35667
0.2674 |  | 0.35664
0.26738 |  | 0.35662
0.26736 |  | 0.35658
0.26736 |  | 0.35655
0.26734 |  | 0.35652
0.26732 |  | 0.3565
0.26732 |  | 0.35647
0.2673 |  | 0.35643
0.2673 |  | 0.35642
0.26726 |  | 0.35638
0.26724 |  | 0.35636
0.26724 |  | 0.35634
0.26724 |  | 0.35634
0.2672 |  | 0.35631
0.26719 |  | 0.35629
0.26716 |  | 0.35626
0.26716 |  | 0.35625
0.26715 |  | 0.35623
0.26714 |  | 0.3562
0.26714 |  | 0.35617
0.26712 |  | 0.35615
0.26711 |  | 0.3561
0.26709 |  | 0.3561
0.26708 |  | 0.35607
0.26704 |  | 0.35604
0.26703 |  | 0.356
0.26703 |  | 0.35597
0.26703 |  | 0.35596
0.26703 |  | 0.35593
0.26702 |  | 0.35592
0.267 |  | 0.35591
0.26699 |  | 0.35588
0.26696 |  | 0.35586
0.26696 |  | 0.35585
0.26695 |  | 0.35584
0.26694 |  | 0.3558
0.26692 |  | 0.3558
0.26692 |  | 0.35576
0.26692 |  | 0.35574
0.2669 |  | 0.35573
0.26688 |  | 0.35571
0.26687 |  | 0.35571
0.26687 |  | 0.35568
0.26686 |  | 0.35565
0.26683 |  | 0.35562
0.26683 |  | 0.35561
0.26683 |  | 0.35557
0.2668 |  | 0.35557
0.26678 |  | 0.35556
0.26678 |  | 0.35555
0.26676 |  | 0.35553
0.26676 |  | 0.3555
0.26675 |  | 0.35548
0.26674 |  | 0.35547
0.26673 |  | 0.35545
0.26671 |  | 0.35541
0.2667 |  | 0.35538
0.26667 |  | 0.35536
0.26667 |  | 0.35536
0.26666 |  | 0.35534
0.26666 |  | 0.35533
0.26663 |  | 0.35531
0.26662 |  | 0.3553
0.26661 |  | 0.35527
0.26659 |  | 0.35526
0.26659 |  | 0.35525
0.26659 |  | 0.35523
0.26658 |  | 0.35522
0.26657 |  | 0.35521
0.26655 |  | 0.35517
0.26655 |  | 0.35517
0.26655 |  | 0.35513
0.26653 |  | 0.35511
0.26652 |  | 0.35511
0.26649 |  | 0.3551
0.26646 |  | 0.35505
0.26646 |  | 0.35503
0.26645 |  | 0.355
0.26645 |  | 0.355
0.26645 |  | 0.35498
0.26644 |  | 0.35497
0.26642 |  | 0.35497
0.26641 |  | 0.35496
0.26638 |  | 0.35496
0.26637 |  | 0.35494
0.26637 |  | 0.35491
0.26634 |  | 0.35489
0.26633 |  | 0.35488
0.26632 |  | 0.35488
0.2663 |  | 0.35485
0.2663 |  | 0.35484
0.26627 |  | 0.35482
0.26625 |  | 0.3548
0.26625 |  | 0.35477
0.26624 |  | 0.35477
0.26621 |  | 0.35476
0.26621 |  | 0.35476
0.2662 |  | 0.35472
0.26615 |  | 0.35471
0.26615 |  | 0.35469
0.26613 |  | 0.35468
0.26613 |  | 0.35465
0.26612 |  | 0.35463
0.2661 |  | 0.3546
0.26608 |  | 0.35459
0.26608 |  | 0.35457
0.26608 |  | 0.35452
0.26607 |  | 0.35452
0.26605 |  | 0.35452
0.26605 |  | 0.3545
0.26603 |  | 0.35447
0.26603 |  | 0.35443
0.26602 |  | 0.35442
0.26602 |  | 0.35439
0.266 |  | 0.35436
0.26596 |  | 0.35434
0.26596 |  | 0.35434
0.26596 |  | 0.35433
0.26594 |  | 0.35431
0.26592 |  | 0.35429
0.26592 |  | 0.35426
0.26588 |  | 0.35423
0.26588 |  | 0.35423
0.26587 |  | 0.35421
0.26586 |  | 0.35418
0.26586 |  | 0.35417
0.26584 |  | 0.35417
0.26583 |  | 0.35415
0.26579 |  | 0.35414
0.26579 |  | 0.35413
0.26578 |  | 0.35412
0.26577 |  | 0.35409
0.26577 |  | 0.35406
0.26575 |  | 0.35404
0.26574 |  | 0.35402
0.26572 |  | 0.35401
0.2657 |  | 0.35397
0.2657 |  | 0.35397
0.2657 |  | 0.35397
0.26566 |  | 0.35394
0.26566 |  | 0.35393
0.26564 |  | 0.35391
0.26564 |  | 0.35389
0.26564 |  | 0.35385
0.26564 |  | 0.35383
0.26562 |  | 0.35381
0.26561 |  | 0.35381
0.26559 |  | 0.35379
0.26558 |  | 0.35376
0.26558 |  | 0.35375
0.26555 |  | 0.35373
0.26554 |  | 0.35373
0.26554 |  | 0.35371
0.26554 |  | 0.35369
0.2655 |  | 0.35368
0.2655 |  | 0.35367
0.2655 |  | 0.35364
0.26548 |  | 0.35363
0.26548 |  | 0.35359
0.26546 |  | 0.35357
0.26546 |  | 0.35357
0.26543 |  | 0.35357
0.26542 |  | 0.35354
0.2654 |  | 0.35349
0.2654 |  | 0.35349
0.26539 |  | 0.35348
0.26535 |  | 0.35346
0.26534 |  | 0.35343
0.26534 |  | 0.35343
0.26532 |  | 0.35339
0.26532 |  | 0.35339
0.26531 |  | 0.35338
0.2653 |  | 0.35335
0.2653 |  | 0.35334
0.26526 |  | 0.35333
0.26524 |  | 0.3533
0.26523 |  | 0.35326
0.26522 |  | 0.35326
0.26522 |  | 0.35325
0.26519 |  | 0.35323
0.26519 |  | 0.35322
0.26519 |  | 0.35318
0.26515 |  | 0.35315
0.26513 |  | 0.35314
0.26512 |  | 0.35313
0.26512 |  | 0.3531
0.26511 |  | 0.3531
0.26509 |  | 0.3531
0.26507 |  | 0.35307
0.26507 |  | 0.35305
0.26507 |  | 0.35305
0.26506 |  | 0.35301
0.26504 |  | 0.35301
0.26502 |  | 0.35301
0.26502 |  | 0.35297
0.26502 |  | 0.35294
0.265 |  | 0.35294
0.26499 |  | 0.35294
0.26497 |  | 0.35293
0.26497 |  | 0.3529
0.26497 |  | 0.35289
0.26495 |  | 0.35288
0.26495 |  | 0.35285
0.26495 |  | 0.35281
0.26491 |  | 0.3528
0.26489 |  | 0.35277
0.26489 |  | 0.35276
0.26488 |  | 0.35275
0.26488 |  | 0.35272
0.26487 |  | 0.35272
0.26487 |  | 0.35269
0.26484 |  | 0.35269
0.26484 |  | 0.35267
0.26483 |  | 0.35263
0.26482 |  | 0.35263
0.26482 |  | 0.35263
0.26482 |  | 0.35259
0.2648 |  | 0.35252
0.26479 |  | 0.35252
0.26479 |  | 0.3525
0.26477 |  | 0.35247
0.26476 |  | 0.35246
0.26475 |  | 0.35245
0.26473 |  | 0.35242
0.26473 |  | 0.35242
0.26472 |  | 0.35239
0.26471 |  | 0.35236
0.26468 |  | 0.35235
0.26468 |  | 0.35234
0.26467 |  | 0.35231
0.26467 |  | 0.35229
0.26465 |  | 0.35228
0.26462 |  | 0.35225
0.26462 |  | 0.35223
0.2646 |  | 0.35222
0.26459 |  | 0.3522
0.26456 |  | 0.35217
0.26455 |  | 0.35214
0.26451 |  | 0.35212
0.26451 |  | 0.35212
0.26448 |  | 0.3521
0.26448 |  | 0.35209
0.26447 |  | 0.35208
0.26445 |  | 0.35205
0.26445 |  | 0.35204
0.26444 |  | 0.35202
0.26443 |  | 0.35202
0.26443 |  | 0.352
0.2644 |  | 0.35196
0.26439 |  | 0.35196
0.26437 |  | 0.35195
0.26435 |  | 0.35192
0.26432 |  | 0.35188
0.26432 |  | 0.35187
0.26432 |  | 0.35183
0.2643 |  | 0.35179
0.26429 |  | 0.35178
0.26427 |  | 0.35176
0.26427 |  | 0.35176
0.26427 |  | 0.35173
0.26424 |  | 0.35172
0.26421 |  | 0.35172
0.26421 |  | 0.35166
0.26416 |  | 0.35164
0.26416 |  | 0.35162
0.26416 |  | 0.35159
0.26415 |  | 0.35159
0.26412 |  | 0.35158
0.26412 |  | 0.35154
0.26411 |  | 0.35154
0.26411 |  | 0.35151
0.26409 |  | 0.3515
0.26408 |  | 0.35146
0.26408 |  | 0.35145
0.26405 |  | 0.35143
0.26405 |  | 0.35142
0.26405 |  | 0.3514
0.26403 |  | 0.35137
0.26401 |  | 0.35136
0.26401 |  | 0.35133
0.26401 |  | 0.35131
0.264 |  | 0.35129
0.26398 |  | 0.35128
0.26396 |  | 0.35128
0.26395 |  | 0.35127
0.26393 |  | 0.35125
0.26392 |  | 0.35125
0.26392 |  | 0.35123
0.26391 |  | 0.3512
0.26389 |  | 0.35119
0.26387 |  | 0.35115
0.26385 |  | 0.35113
0.26385 |  | 0.3511
0.26385 |  | 0.35107
0.26382 |  | 0.35107
0.26381 |  | 0.35105
0.26381 |  | 0.35103
0.2638 |  | 0.35102
0.26377 |  | 0.351
0.26376 |  | 0.351
0.26376 |  | 0.351
0.26374 |  | 0.35099
0.26373 |  | 0.35095
0.2637 |  | 0.35094
0.2637 |  | 0.35093
0.26368 |  | 0.3509
0.26366 |  | 0.35087
0.26365 |  | 0.35086
0.26365 |  | 0.35082
0.26362 |  | 0.35079
0.26362 |  | 0.35074
0.2636 |  | 0.35074
0.26358 |  | 0.35073
0.26355 |  | 0.35072
0.26354 |  | 0.35069
0.26354 |  | 0.35068
0.26354 |  | 0.35065
0.26352 |  | 0.35063
0.2635 |  | 0.35062
0.2635 |  | 0.35059
0.26349 |  | 0.35058
0.26349 |  | 0.35054
0.26345 |  | 0.35052
0.26343 |  | 0.35049
0.26342 |  | 0.35048
0.26341 |  | 0.35046
0.26341 |  | 0.35042
0.26339 |  | 0.35038
0.26338 |  | 0.35037
0.26337 |  | 0.35035
0.26335 |  | 0.35034
0.26335 |  | 0.3503
0.26335 |  | 0.35029
0.26332 |  | 0.35029
0.26332 |  | 0.35026
0.2633 |  | 0.35025
0.26328 |  | 0.35023
0.26326 |  | 0.35022
0.26326 |  | 0.35021
0.26324 |  | 0.35017
0.26324 |  | 0.35016
0.26322 |  | 0.35014
0.26322 |  | 0.3501
0.26321 |  | 0.3501
0.2632 |  | 0.35009
0.26317 |  | 0.35006
0.26315 |  | 0.35006
0.26315 |  | 0.35006
0.26314 |  | 0.35005
0.26314 |  | 0.35004
0.26312 |  | 0.35001
0.2631 |  | 0.34998
0.26309 |  | 0.34997
0.26309 |  | 0.34996
0.26309 |  | 0.34993
0.26309 |  | 0.34991
0.26305 |  | 0.34987
0.26302 |  | 0.34986
0.26302 |  | 0.34984
0.26301 |  | 0.3498
0.26299 |  | 0.34979
0.26297 |  | 0.34976
0.26297 |  | 0.34975
0.26295 |  | 0.34973
0.26294 |  | 0.34973
0.26293 |  | 0.34972
0.26293 |  | 0.34972
0.26291 |  | 0.34967
0.2629 |  | 0.34966
0.26286 |  | 0.34964
0.26286 |  | 0.34962
0.26286 |  | 0.34961
0.26285 |  | 0.34959
0.26282 |  | 0.34958
0.26281 |  | 0.34958
0.26281 |  | 0.34954
0.26281 |  | 0.34951
0.26278 |  | 0.34951
0.26277 |  | 0.34951
0.26275 |  | 0.34947
0.26275 |  | 0.34947
0.26274 |  | 0.34947
0.26272 |  | 0.34944
0.26269 |  | 0.34939
0.26269 |  | 0.34938
0.26265 |  | 0.34937
0.26265 |  | 0.34935
0.26265 |  | 0.3493
0.26262 |  | 0.34926
0.26262 |  | 0.34925
0.26262 |  | 0.34924
0.26261 |  | 0.34922
0.26257 |  | 0.34922
0.26254 |  | 0.34919
0.26251 |  | 0.34917
0.26251 |  | 0.34917
0.26251 |  | 0.34914
0.2625 |  | 0.3491
0.26246 |  | 0.3491
0.26246 |  | 0.34906
0.26246 |  | 0.34905
0.26246 |  | 0.34901
0.26245 |  | 0.349
0.26243 |  | 0.34897
0.26243 |  | 0.34897
0.26243 |  | 0.34895
0.26242 |  | 0.34893
0.26241 |  | 0.34889
0.26241 |  | 0.34887
0.26238 |  | 0.34884
0.26237 |  | 0.34883
0.26234 |  | 0.34883
0.26233 |  | 0.34882
0.26231 |  | 0.34878
0.26231 |  | 0.34875
0.2623 |  | 0.34874
0.26229 |  | 0.3487
0.26226 |  | 0.34868
0.26226 |  | 0.34864
0.26226 |  | 0.34863
0.26225 |  | 0.34861
0.26223 |  | 0.34857
0.26223 |  | 0.34855
0.26222 |  | 0.34853
0.26221 |  | 0.34851
0.26217 |  | 0.3485
0.26217 |  | 0.3485
0.26217 |  | 0.34845
0.26214 |  | 0.34845
0.26213 |  | 0.34841
0.26213 |  | 0.3484
0.26211 |  | 0.3484
0.26211 |  | 0.34837
0.2621 |  | 0.34835
0.26209 |  | 0.34834
0.26208 |  | 0.34832
0.26208 |  | 0.34829
0.26206 |  | 0.34829
0.26205 |  | 0.34828
0.26204 |  | 0.34825
0.26202 |  | 0.34821
0.26201 |  | 0.3482
0.26201 |  | 0.34818
0.26198 |  | 0.34818
0.26198 |  | 0.34818
0.26197 |  | 0.34816
0.26197 |  | 0.34813
0.26194 |  | 0.34812
0.26192 |  | 0.34812
0.26192 |  | 0.34809
0.2619 |  | 0.34809
0.26189 |  | 0.34804
0.26189 |  | 0.34804
0.26188 |  | 0.34802
0.26185 |  | 0.34801
0.26184 |  | 0.34797
0.26184 |  | 0.34796
0.26182 |  | 0.34794
0.2618 |  | 0.34793
0.26178 |  | 0.34793
0.26177 |  | 0.3479
0.26175 |  | 0.34789
0.26174 |  | 0.34786
0.26174 |  | 0.34782
0.2617 |  | 0.34781
0.2617 |  | 0.34778
0.2617 |  | 0.34778
0.26169 |  | 0.34777
0.26168 |  | 0.34773
0.26168 |  | 0.34773
0.26166 |  | 0.34772
0.26166 |  | 0.34768
0.26165 |  | 0.34768
0.26164 |  | 0.34765
0.26162 |  | 0.34764
0.2616 |  | 0.34763
0.26158 |  | 0.3476
0.26158 |  | 0.34759
0.26157 |  | 0.34757
0.26157 |  | 0.34757
0.26157 |  | 0.34754
0.26154 |  | 0.34752
0.26153 |  | 0.34749
0.2615 |  | 0.34748
0.26149 |  | 0.34745
0.26146 |  | 0.34745
0.26145 |  | 0.34739
0.26145 |  | 0.34738
0.26143 |  | 0.34736
0.26143 |  | 0.34734
0.26141 |  | 0.3473
0.26141 |  | 0.3473
0.26139 |  | 0.34729
0.26138 |  | 0.34726
0.26138 |  | 0.34723
0.26136 |  | 0.34722
0.26136 |  | 0.34721
0.26136 |  | 0.34718
0.26134 |  | 0.34714
0.26132 |  | 0.3471
0.26128 |  | 0.3471
0.26128 |  | 0.34708
0.26128 |  | 0.34704
0.26126 |  | 0.34703
0.26126 |  | 0.347
0.26125 |  | 0.34698
0.26125 |  | 0.34698
0.26125 |  | 0.34697
0.26122 |  | 0.34696
0.26121 |  | 0.34695
0.2612 |  | 0.34692
0.2612 |  | 0.34692
0.26118 |  | 0.34688
0.26117 |  | 0.34687
0.26117 |  | 0.34684
0.26114 |  | 0.34681
0.26114 |  | 0.34681
0.26114 |  | 0.34681
0.26111 |  | 0.34679
0.26109 |  | 0.34679
0.26109 |  | 0.34673
0.26109 |  | 0.34672
0.26108 |  | 0.34668
0.26105 |  | 0.34668
0.26104 |  | 0.34664
0.26104 |  | 0.34663
0.26101 |  | 0.34663
0.26101 |  | 0.34661
0.26098 |  | 0.34661
0.26098 |  | 0.34658
0.26097 |  | 0.34657
0.26096 |  | 0.34653
0.26094 |  | 0.34653
0.26093 |  | 0.34651
0.26092 |  | 0.3465
0.26092 |  | 0.34649
0.2609 |  | 0.34648
0.26086 |  | 0.34645
0.26086 |  | 0.3464
0.26086 |  | 0.3464
0.26086 |  | 0.3464
0.26083 |  | 0.34638
0.26082 |  | 0.34637
0.26082 |  | 0.34633
0.2608 |  | 0.34631
0.26077 |  | 0.34628
0.26077 |  | 0.34628
0.26077 |  | 0.34627
0.26077 |  | 0.34625
0.26077 |  | 0.34623
0.26074 |  | 0.34621
0.26073 |  | 0.34621
0.26073 |  | 0.34618
0.26073 |  | 0.34618
0.26071 |  | 0.34614
0.26068 |  | 0.34613
0.26068 |  | 0.3461
0.26067 |  | 0.34609
0.26066 |  | 0.34606
0.26066 |  | 0.34605
0.26065 |  | 0.34598
0.26065 |  | 0.34598
0.26062 |  | 0.34598
0.26062 |  | 0.34593
0.26062 |  | 0.34593
0.26059 |  | 0.34589
0.26059 |  | 0.34586
0.26058 |  | 0.34586
0.26055 |  | 0.34582
0.26055 |  | 0.34582
0.26054 |  | 0.3458
0.26053 |  | 0.34577
0.26053 |  | 0.34577
0.26053 |  | 0.34575
0.26048 |  | 0.34573
0.26048 |  | 0.34569
0.26047 |  | 0.34567
0.26047 |  | 0.34566
0.26044 |  | 0.34564
0.26043 |  | 0.34561
0.26042 |  | 0.34559
0.26039 |  | 0.34558
0.26038 |  | 0.34554
0.26038 |  | 0.34554
0.26036 |  | 0.34552
0.26034 |  | 0.3455
0.26033 |  | 0.34548
0.26031 |  | 0.34546
0.2603 |  | 0.34545
0.26028 |  | 0.34541
0.26026 |  | 0.34539
0.26026 |  | 0.34539
0.26026 |  | 0.34537
0.26023 |  | 0.34536
0.2602 |  | 0.34535
0.26019 |  | 0.34535
0.26019 |  | 0.34529
0.26018 |  | 0.34527
0.26017 |  | 0.34527
0.26015 |  | 0.34527
0.26013 |  | 0.34523
0.26013 |  | 0.3452
0.2601 |  | 0.34517
0.2601 |  | 0.34515
0.26007 |  | 0.34514
0.26006 |  | 0.34514
0.26005 |  | 0.3451
0.26003 |  | 0.34506
0.26002 |  | 0.34506
0.26001 |  | 0.34503
0.26001 |  | 0.34501
0.25999 |  | 0.34501
0.25999 |  | 0.34498
0.25994 |  | 0.34495
0.25994 |  | 0.34494
0.25994 |  | 0.34493
0.25993 |  | 0.3449
0.25993 |  | 0.34488
0.25991 |  | 0.34485
0.25991 |  | 0.34484
0.25989 |  | 0.34482
0.25986 |  | 0.34481
0.25986 |  | 0.3448
0.25985 |  | 0.34478
0.25982 |  | 0.34477
0.2598 |  | 0.34476
0.25979 |  | 0.34476
0.25978 |  | 0.34473
0.25975 |  | 0.34472
0.25975 |  | 0.34472
0.25975 |  | 0.34471
0.25975 |  | 0.34471
0.25972 |  | 0.34467
0.25971 |  | 0.34467
0.25968 |  | 0.34467
0.25968 |  | 0.34464
0.25967 |  | 0.34464
0.25966 |  | 0.34463
0.25964 |  | 0.3446
0.25964 |  | 0.3446
0.25963 |  | 0.34455
0.2596 |  | 0.34455
0.2596 |  | 0.34452
0.25959 |  | 0.34452
0.25955 |  | 0.34452
0.25953 |  | 0.34449
0.25953 |  | 0.34446
0.25953 |  | 0.34446
0.25952 |  | 0.34442
0.25951 |  | 0.3444
0.25949 |  | 0.34438
0.25947 |  | 0.34438
0.25945 |  | 0.34434
0.25945 |  | 0.34434
0.25945 |  | 0.34432
0.25945 |  | 0.3443
0.25941 |  | 0.34429
0.25941 |  | 0.34422
0.25941 |  | 0.34422
0.25941 |  | 0.34422
0.25938 |  | 0.34421
0.25938 |  | 0.34418
0.25935 |  | 0.34417
0.25933 |  | 0.34413
0.25933 |  | 0.34411
0.25932 |  | 0.3441
0.25932 |  | 0.34409
0.25931 |  | 0.34408
0.2593 |  | 0.34406
0.25927 |  | 0.34404
0.25926 |  | 0.34401
0.25926 |  | 0.34401
0.25926 |  | 0.344
0.25923 |  | 0.34397
0.25919 |  | 0.34394
0.25919 |  | 0.34391
0.25919 |  | 0.34391
0.25918 |  | 0.34391
0.25915 |  | 0.34389
0.25913 |  | 0.34387
0.25911 |  | 0.34385
0.25911 |  | 0.34384
0.25911 |  | 0.34383
0.2591 |  | 0.34381
0.2591 |  | 0.34377
0.2591 |  | 0.34376
0.25906 |  | 0.34375
0.25903 |  | 0.34372
0.25903 |  | 0.3437
0.25903 |  | 0.34368
0.259 |  | 0.34365
0.25899 |  | 0.34363
0.25898 |  | 0.34362
0.25898 |  | 0.34356
0.25896 |  | 0.34354
0.25895 |  | 0.34352
0.25893 |  | 0.34349
0.25892 |  | 0.34347
0.25892 |  | 0.34346
0.25891 |  | 0.34341
0.2589 |  | 0.34339
0.25888 |  | 0.34338
0.25887 |  | 0.34337
0.25885 |  | 0.34335
0.25884 |  | 0.34333
0.25884 |  | 0.34329
0.25884 |  | 0.34327
0.25882 |  | 0.34327
0.2588 |  | 0.34325
0.25879 |  | 0.34324
0.25879 |  | 0.34321
0.25878 |  | 0.34321
0.25876 |  | 0.34317
0.25875 |  | 0.34317
0.25875 |  | 0.34314
0.25875 |  | 0.34314
0.25875 |  | 0.34313
0.25872 |  | 0.3431
0.25871 |  | 0.3431
0.25868 |  | 0.34305
0.25868 |  | 0.34304
0.25867 |  | 0.34304
0.25867 |  | 0.34301
0.25865 |  | 0.34296
0.25864 |  | 0.34296
0.25864 |  | 0.34296
0.25863 |  | 0.34295
0.25863 |  | 0.34291
0.25859 |  | 0.34288
0.25856 |  | 0.34287
0.25856 |  | 0.34286
0.25853 |  | 0.34283
0.25853 |  | 0.34281
0.25853 |  | 0.34279
0.25853 |  | 0.34275
0.25852 |  | 0.34274
0.25852 |  | 0.34271
0.25848 |  | 0.3427
0.25847 |  | 0.34267
0.25847 |  | 0.34263
0.25847 |  | 0.34263
0.25844 |  | 0.34258
0.25843 |  | 0.34257
0.25843 |  | 0.34257
0.25841 |  | 0.34256
0.2584 |  | 0.34252
0.2584 |  | 0.3425
0.25836 |  | 0.34246
0.25835 |  | 0.34246
0.25835 |  | 0.34242
0.25833 |  | 0.3424
0.25833 |  | 0.3424
0.25833 |  | 0.34238
0.25833 |  | 0.34236
0.2583 |  | 0.34235
0.2583 |  | 0.34235
0.2583 |  | 0.3423
0.25828 |  | 0.3423
0.25826 |  | 0.34227
0.25823 |  | 0.34223
0.25822 |  | 0.34221
0.2582 |  | 0.34221
0.2582 |  | 0.34217
0.25819 |  | 0.34211
0.25819 |  | 0.34211
0.25818 |  | 0.34209
0.25815 |  | 0.34208
0.25812 |  | 0.34206
0.25811 |  | 0.34205
0.2581 |  | 0.34204
0.25808 |  | 0.34201
0.25807 |  | 0.34197
0.25804 |  | 0.34197
0.25804 |  | 0.34197
0.25804 |  | 0.34194
0.25803 |  | 0.34192
0.25802 |  | 0.34189
0.25802 |  | 0.34186
0.25799 |  | 0.34184
0.25798 |  | 0.34182
0.25797 |  | 0.34179
0.25795 |  | 0.34177
0.25795 |  | 0.34177
0.25793 |  | 0.34173
0.25793 |  | 0.34173
0.25791 |  | 0.34169
0.2579 |  | 0.34163
0.25789 |  | 0.34163
0.25789 |  | 0.34161
0.25786 |  | 0.3416
0.25781 |  | 0.34157
0.25781 |  | 0.34154
0.25778 |  | 0.34152
0.25777 |  | 0.34151
0.25777 |  | 0.34148
0.25774 |  | 0.34146
0.25774 |  | 0.34144
0.25774 |  | 0.34143
0.25774 |  | 0.3414
0.25774 |  | 0.34139
0.25771 |  | 0.34135
0.25771 |  | 0.34135
0.25769 |  | 0.34132
0.25769 |  | 0.34131
0.25768 |  | 0.34127
0.25766 |  | 0.34126
0.25765 |  | 0.34126
0.25763 |  | 0.34124
0.25763 |  | 0.34123
0.25762 |  | 0.34121
0.25761 |  | 0.34115
0.25757 |  | 0.34114
0.25757 |  | 0.3411
0.25754 |  | 0.34107
0.25754 |  | 0.34106
0.25754 |  | 0.34105
0.25751 |  | 0.34103
0.25751 |  | 0.34102
0.2575 |  | 0.34101
0.2575 |  | 0.34098
0.25746 |  | 0.34096
0.25746 |  | 0.34094
0.25745 |  | 0.34093
0.25743 |  | 0.34092
0.25739 |  | 0.34089
0.25738 |  | 0.34089
0.25737 |  | 0.34088
0.25737 |  | 0.34086
0.25736 |  | 0.34083
0.25736 |  | 0.34081
0.25734 |  | 0.34077
0.25734 |  | 0.34076
0.25733 |  | 0.34075
0.25733 |  | 0.34075
0.2573 |  | 0.34069
0.25729 |  | 0.34067
0.25728 |  | 0.34067
0.25725 |  | 0.34067
0.25725 |  | 0.34066
0.25723 |  | 0.34063
0.25722 |  | 0.34061
0.25722 |  | 0.34061
0.25721 |  | 0.34056
0.25718 |  | 0.34056
0.25717 |  | 0.34055
0.25716 |  | 0.34051
0.25716 |  | 0.3405
0.25712 |  | 0.34048
0.2571 |  | 0.34044
0.2571 |  | 0.34044
0.25708 |  | 0.34042
0.25706 |  | 0.3404
0.25706 |  | 0.34039
0.25704 |  | 0.34038
0.25704 |  | 0.34038
0.25704 |  | 0.34038
0.25702 |  | 0.34037
0.25698 |  | 0.34034
0.25697 |  | 0.34034
0.25697 |  | 0.34032
0.25696 |  | 0.34031
0.25694 |  | 0.3403
0.25693 |  | 0.34026
0.25692 |  | 0.34023
0.25688 |  | 0.34022
0.25688 |  | 0.34021
0.25688 |  | 0.34017
0.25686 |  | 0.34014
0.25683 |  | 0.3401
0.25682 |  | 0.34009
0.25681 |  | 0.34007
0.25681 |  | 0.34004
0.25677 |  | 0.34004
0.25677 |  | 0.34002
0.25677 |  | 0.34001
0.25675 |  | 0.33999
0.25673 |  | 0.33997
0.25673 |  | 0.33994
0.2567 |  | 0.33993
0.2567 |  | 0.3399
0.25669 |  | 0.3399
0.25668 |  | 0.33986
0.25666 |  | 0.33985
0.25665 |  | 0.33985
0.25664 |  | 0.33982
0.25663 |  | 0.33981
0.25662 |  | 0.33981
0.25659 |  | 0.33977
0.25658 |  | 0.33975
0.25657 |  | 0.33974
0.25654 |  | 0.33973
0.25653 |  | 0.3397
0.25651 |  | 0.33969
0.25647 |  | 0.33969
0.25647 |  | 0.33966
0.25647 |  | 0.33966
0.25646 |  | 0.33962
0.25645 |  | 0.33961
0.25645 |  | 0.3396
0.25642 |  | 0.33958
0.25641 |  | 0.33956
0.25639 |  | 0.33953
0.25638 |  | 0.33952
0.25638 |  | 0.33951
0.25638 |  | 0.33944
0.25637 |  | 0.33943
0.25634 |  | 0.33942
0.25633 |  | 0.3394
0.25632 |  | 0.33939
0.25629 |  | 0.33936
0.25628 |  | 0.33933
0.25624 |  | 0.33933
0.25624 |  | 0.33929
0.25624 |  | 0.33928
0.25624 |  | 0.33928
0.25624 |  | 0.33923
0.25621 |  | 0.33921
0.25618 |  | 0.33921
0.25618 |  | 0.33921
0.25618 |  | 0.33919
0.25614 |  | 0.33919
0.25612 |  | 0.33914
0.25612 |  | 0.33914
0.25612 |  | 0.33913
0.2561 |  | 0.33909
0.25609 |  | 0.33909
0.25606 |  | 0.33902
0.25606 |  | 0.33902
0.25602 |  | 0.33899
0.25602 |  | 0.33897
0.25601 |  | 0.33894
0.256 |  | 0.33893
0.256 |  | 0.33892
0.25598 |  | 0.33889
0.25596 |  | 0.33889
0.25592 |  | 0.33885
0.25592 |  | 0.33883
0.25592 |  | 0.33881
0.25589 |  | 0.3388
0.25588 |  | 0.33879
0.25586 |  | 0.33875
0.25583 |  | 0.33872
0.25581 |  | 0.33872
0.2558 |  | 0.33868
0.2558 |  | 0.33866
0.2558 |  | 0.33865
0.25577 |  | 0.33862
0.25576 |  | 0.33862
0.25574 |  | 0.3386
0.25573 |  | 0.33858
0.25573 |  | 0.33855
0.25572 |  | 0.33852
0.25569 |  | 0.33849
0.25568 |  | 0.33848
0.25566 |  | 0.33848
0.25565 |  | 0.33844
0.25564 |  | 0.33841
0.25561 |  | 0.3384
0.2556 |  | 0.33839
0.2556 |  | 0.33835
0.25558 |  | 0.33834
0.25557 |  | 0.33829
0.25553 |  | 0.33829
0.25553 |  | 0.33827
0.25553 |  | 0.33826
0.25552 |  | 0.33826
0.25552 |  | 0.33819
0.25552 |  | 0.33819
0.25549 |  | 0.33819
0.25548 |  | 0.33814
0.25546 |  | 0.33814
0.25545 |  | 0.33813
0.25545 |  | 0.3381
0.25545 |  | 0.33807
0.25544 |  | 0.33807
0.25544 |  | 0.33805
0.2554 |  | 0.33799
0.25538 |  | 0.33799
0.25537 |  | 0.33795
0.25537 |  | 0.33795
0.25533 |  | 0.33792
0.25532 |  | 0.33789
0.25532 |  | 0.33788
0.25532 |  | 0.33786
0.25532 |  | 0.33784
0.2553 |  | 0.33782
0.25529 |  | 0.3378
0.25529 |  | 0.33777
0.25526 |  | 0.33775
0.25524 |  | 0.33769
0.25523 |  | 0.33768
0.25523 |  | 0.33767
0.25523 |  | 0.33765
0.2552 |  | 0.33764
0.25517 |  | 0.3376
0.25517 |  | 0.33759
0.25516 |  | 0.33757
0.25516 |  | 0.33756
0.25513 |  | 0.33755
0.25512 |  | 0.33755
0.25511 |  | 0.33753
0.25508 |  | 0.33752
0.25508 |  | 0.33751
0.25508 |  | 0.33748
0.25505 |  | 0.33745
0.25505 |  | 0.33745
0.25503 |  | 0.33744
0.25501 |  | 0.33741
0.25501 |  | 0.3374
0.25501 |  | 0.33736
0.25499 |  | 0.33734
0.25496 |  | 0.33733
0.25496 |  | 0.3373
0.25495 |  | 0.33729
0.25495 |  | 0.33725
0.25492 |  | 0.33725
0.25491 |  | 0.33723
0.25491 |  | 0.33721
0.25489 |  | 0.33718
0.25488 |  | 0.33716
0.25488 |  | 0.33713
0.25487 |  | 0.33712
0.25483 |  | 0.33712
0.25479 |  | 0.33712
0.25478 |  | 0.33709
0.25478 |  | 0.33705
0.25475 |  | 0.33705
0.25475 |  | 0.33705
0.25475 |  | 0.33701
0.25469 |  | 0.337
0.25468 |  | 0.33697
0.25468 |  | 0.33697
0.25466 |  | 0.33695
0.25466 |  | 0.33693
0.25464 |  | 0.33691
0.25463 |  | 0.33688
0.25459 |  | 0.33688
0.25458 |  | 0.33684
0.25458 |  | 0.33684
0.25456 |  | 0.3368
0.25452 |  | 0.33678
0.25452 |  | 0.33675
0.25451 |  | 0.33674
0.2545 |  | 0.33673
0.2545 |  | 0.3367
0.25446 |  | 0.33669
0.25446 |  | 0.33669
0.25446 |  | 0.33669
0.25444 |  | 0.33666
0.2544 |  | 0.33662
0.2544 |  | 0.33659
0.25439 |  | 0.33656
0.25438 |  | 0.33656
0.25437 |  | 0.33653
0.25435 |  | 0.33652
0.25434 |  | 0.33649
0.25432 |  | 0.33648
0.25432 |  | 0.33646
0.25431 |  | 0.33643
0.25431 |  | 0.33643
0.25429 |  | 0.3364
0.25429 |  | 0.33636
0.25424 |  | 0.33635
0.25424 |  | 0.33631
0.25424 |  | 0.33631
0.2542 |  | 0.3363
0.2542 |  | 0.33627
0.25418 |  | 0.33627
0.25418 |  | 0.33622
0.25418 |  | 0.33621
0.25418 |  | 0.33619
0.25416 |  | 0.33618
0.25411 |  | 0.33617
0.25411 |  | 0.33614
0.2541 |  | 0.33613
0.2541 |  | 0.33611
0.2541 |  | 0.33609
0.25409 |  | 0.33609
0.25407 |  | 0.33607
0.25406 |  | 0.33605
0.25403 |  | 0.33604
0.25403 |  | 0.33604
0.25402 |  | 0.33602
0.25401 |  | 0.33602
0.25401 |  | 0.33598
0.25399 |  | 0.33598
0.25399 |  | 0.33594
0.25398 |  | 0.33594
0.25397 |  | 0.3359
0.25397 |  | 0.33589
0.25396 |  | 0.33587
0.25394 |  | 0.33583
0.25394 |  | 0.33581
0.25393 |  | 0.3358
0.25391 |  | 0.33578
0.25391 |  | 0.33574
0.25391 |  | 0.33574
0.2539 |  | 0.33574
0.25389 |  | 0.33572
0.25386 |  | 0.33571
0.25386 |  | 0.33568
0.25386 |  | 0.33565
0.25385 |  | 0.33564
0.25385 |  | 0.33564
0.25382 |  | 0.3356
0.25381 |  | 0.33558
0.25381 |  | 0.33556
0.25381 |  | 0.33556
0.25379 |  | 0.33553
0.25377 |  | 0.33553
0.25375 |  | 0.3355
0.25375 |  | 0.33545
0.25375 |  | 0.33544
0.25374 |  | 0.33544
0.25374 |  | 0.33542
0.25371 |  | 0.33537
0.2537 |  | 0.33536
0.2537 |  | 0.33532
0.25369 |  | 0.33528
0.25369 |  | 0.33528
0.25369 |  | 0.33527
0.25366 |  | 0.33524
0.25366 |  | 0.33519
0.25363 |  | 0.33515
0.25362 |  | 0.33515
0.25361 |  | 0.33515
0.25361 |  | 0.33513
0.25358 |  | 0.33511
0.25358 |  | 0.33508
0.25358 |  | 0.33502
0.25354 |  | 0.33501
0.25353 |  | 0.335
0.25353 |  | 0.33497
0.25353 |  | 0.33495
0.25352 |  | 0.33495
0.25349 |  | 0.33492
0.25348 |  | 0.33492
0.25345 |  | 0.3349
0.25345 |  | 0.33487
0.25345 |  | 0.33487
0.25345 |  | 0.33483
0.25342 |  | 0.33481
0.25342 |  | 0.3348
0.25339 |  | 0.33479
0.25335 |  | 0.33476
0.25335 |  | 0.33474
0.25335 |  | 0.33472
0.25334 |  | 0.33471
0.25333 |  | 0.3347
0.2533 |  | 0.33468
0.25329 |  | 0.33468
0.25326 |  | 0.33467
0.25322 |  | 0.33464
0.25322 |  | 0.33461
0.2532 |  | 0.33458
0.25317 |  | 0.33458
0.25316 |  | 0.33453
0.25316 |  | 0.33453
0.25314 |  | 0.3345
0.25314 |  | 0.33446
0.25312 |  | 0.33446
0.2531 |  | 0.33446
0.25308 |  | 0.33441
0.25308 |  | 0.3344
0.25308 |  | 0.3344
0.25305 |  | 0.33438
0.25304 |  | 0.33437
0.25302 |  | 0.33436
0.253 |  | 0.33432
0.253 |  | 0.33431
0.25297 |  | 0.33428
0.25297 |  | 0.33426
0.25296 |  | 0.33425
0.25293 |  | 0.33424
0.25292 |  | 0.33424
0.2529 |  | 0.33421
0.2529 |  | 0.33417
0.2529 |  | 0.33417
0.25289 |  | 0.33416
0.25285 |  | 0.33412
0.25282 |  | 0.3341
0.25282 |  | 0.3341
0.25282 |  | 0.33407
0.25281 |  | 0.33404
0.2528 |  | 0.33403
0.25277 |  | 0.33403
0.25276 |  | 0.33399
0.25274 |  | 0.33395
0.25274 |  | 0.33392
0.25273 |  | 0.33392
0.25273 |  | 0.33391
0.25272 |  | 0.33389
0.25267 |  | 0.33386
0.25266 |  | 0.33385
0.25265 |  | 0.33383
0.25265 |  | 0.33383
0.25264 |  | 0.33382
0.25264 |  | 0.33381
0.25259 |  | 0.33378
0.25258 |  | 0.33377
0.25257 |  | 0.3337
0.25255 |  | 0.33368
0.25254 |  | 0.33365
0.25254 |  | 0.33365
0.25254 |  | 0.33365
0.25254 |  | 0.33363
0.2525 |  | 0.33362
0.25249 |  | 0.33362
0.25249 |  | 0.3336
0.25249 |  | 0.33358
0.25246 |  | 0.33358
0.25244 |  | 0.33354
0.25244 |  | 0.33352
0.25242 |  | 0.3335
0.25239 |  | 0.33347
0.25239 |  | 0.33346
0.25239 |  | 0.33345
0.25238 |  | 0.33343
0.25237 |  | 0.33341
0.25234 |  | 0.33339
0.25233 |  | 0.33337
0.25233 |  | 0.33334
0.25233 |  | 0.33333
0.25231 |  | 0.33332
0.2523 |  | 0.33329
0.25229 |  | 0.33329
0.25226 |  | 0.33328
0.25225 |  | 0.33324
0.25222 |  | 0.33321
0.25219 |  | 0.33319
0.25219 |  | 0.33317
0.25219 |  | 0.33316
0.25217 |  | 0.33315
0.25217 |  | 0.33313
0.25214 |  | 0.33309
0.25213 |  | 0.33307
0.25212 |  | 0.33304
0.2521 |  | 0.33303
0.2521 |  | 0.33301
0.25209 |  | 0.33298
0.25209 |  | 0.33297
0.25206 |  | 0.33296
0.25206 |  | 0.33295
0.25205 |  | 0.33292
0.25202 |  | 0.33291
0.252 |  | 0.33291
0.25197 |  | 0.33288
0.25197 |  | 0.33287
0.25196 |  | 0.33284
0.25194 |  | 0.33282
0.25193 |  | 0.3328
0.2519 |  | 0.33277
0.25187 |  | 0.33277
0.25186 |  | 0.33276
0.25184 |  | 0.33273
0.25183 |  | 0.33271
0.25182 |  | 0.33269
0.25182 |  | 0.33268
0.25178 |  | 0.33268
0.25177 |  | 0.33263
0.25177 |  | 0.33261
0.25175 |  | 0.33259
0.25174 |  | 0.33258
0.25171 |  | 0.33258
0.25171 |  | 0.33256
0.25169 |  | 0.33254
0.25169 |  | 0.33254
0.25166 |  | 0.33251
0.25166 |  | 0.33249
0.25166 |  | 0.33247
0.25162 |  | 0.33246
0.25161 |  | 0.33244
0.25161 |  | 0.33241
0.25161 |  | 0.33238
0.25157 |  | 0.33237
0.25157 |  | 0.33235
0.25157 |  | 0.33232
0.25154 |  | 0.33232
0.25153 |  | 0.33231
0.2515 |  | 0.33227
0.2515 |  | 0.33224
0.25148 |  | 0.3322
0.25147 |  | 0.33219
0.25146 |  | 0.33219
0.25145 |  | 0.33216
0.25143 |  | 0.33215
0.25143 |  | 0.33213
0.25141 |  | 0.33212
0.25141 |  | 0.33209
0.25139 |  | 0.33208
0.25138 |  | 0.33208
0.25137 |  | 0.33207
0.25134 |  | 0.33207
0.25133 |  | 0.33207
0.25133 |  | 0.33204
0.25133 |  | 0.33201
0.2513 |  | 0.33197
0.2513 |  | 0.33197
0.25129 |  | 0.33197
0.25126 |  | 0.33195
0.25126 |  | 0.33193
0.25125 |  | 0.3319
0.25125 |  | 0.33187
0.25124 |  | 0.33187
0.25122 |  | 0.33186
0.25121 |  | 0.33184
0.2512 |  | 0.33181
0.25118 |  | 0.33179
0.25115 |  | 0.33177
0.25115 |  | 0.33175
0.25114 |  | 0.33174
0.25114 |  | 0.33171
0.2511 |  | 0.33169
0.25109 |  | 0.33169
0.25109 |  | 0.33166
0.25109 |  | 0.33162
0.25109 |  | 0.33162
0.25108 |  | 0.33162
0.25108 |  | 0.33161
0.25103 |  | 0.33156
0.25099 |  | 0.33152
0.25099 |  | 0.33152
0.25099 |  | 0.3315
0.25097 |  | 0.3315
0.25097 |  | 0.33149
0.25095 |  | 0.33146
0.25094 |  | 0.33145
0.25091 |  | 0.33144
0.25091 |  | 0.3314
0.25088 |  | 0.33137
0.25087 |  | 0.33137
0.25084 |  | 0.33136
0.25083 |  | 0.33135
0.25083 |  | 0.33131
0.2508 |  | 0.33128
0.25079 |  | 0.33127
0.25079 |  | 0.33123
0.25077 |  | 0.33122
0.25075 |  | 0.33119
0.25073 |  | 0.33118
0.25069 |  | 0.33116
0.25069 |  | 0.33111
0.25069 |  | 0.33106
0.25069 |  | 0.33105
0.25069 |  | 0.33105
0.25067 |  | 0.33102
0.25066 |  | 0.33099
0.25063 |  | 0.33098
0.25063 |  | 0.33095
0.25061 |  | 0.33093
0.25057 |  | 0.33093
0.25055 |  | 0.3309
0.25055 |  | 0.33088
0.25053 |  | 0.33088
0.25051 |  | 0.33083
0.25049 |  | 0.33081
0.25049 |  | 0.33081
0.25048 |  | 0.3308
0.25045 |  | 0.3308
0.25044 |  | 0.33077
0.25043 |  | 0.33074
0.25041 |  | 0.33072
0.2504 |  | 0.33071
0.2504 |  | 0.33069
0.25039 |  | 0.33068
0.25039 |  | 0.33064
0.25036 |  | 0.33064
0.25035 |  | 0.33063
0.25033 |  | 0.33059
0.25032 |  | 0.33057
0.25029 |  | 0.33056
0.25028 |  | 0.33055
0.25027 |  | 0.33051
0.25027 |  | 0.3305
0.25023 |  | 0.33048
0.25023 |  | 0.33047
0.25023 |  | 0.33046
0.25021 |  | 0.33044
0.25019 |  | 0.33042
0.25019 |  | 0.33038
0.25015 |  | 0.33034
0.25014 |  | 0.33034
0.25012 |  | 0.33031
0.2501 |  | 0.3303
0.2501 |  | 0.33027
0.25006 |  | 0.33027
0.25004 |  | 0.33026
0.25003 |  | 0.33024
0.25003 |  | 0.3302
0.25003 |  | 0.33018
0.25003 |  | 0.33017
0.25003 |  | 0.33017
0.25002 |  | 0.33013
0.24998 |  | 0.33012
0.24996 |  | 0.3301
0.24996 |  | 0.33009
0.24995 |  | 0.33008
0.24993 |  | 0.33005
0.24991 |  | 0.33003
0.24988 |  | 0.33
0.24988 |  | 0.33
0.24988 |  | 0.32997
0.24988 |  | 0.32995
0.24987 |  | 0.32993
0.24987 |  | 0.32991
0.24985 |  | 0.3299
0.2498 |  | 0.32988
0.2498 |  | 0.32988
0.24979 |  | 0.32984
0.24977 |  | 0.32982
0.24976 |  | 0.32979
0.24974 |  | 0.32976
0.24972 |  | 0.32974
0.24972 |  | 0.32972
0.24972 |  | 0.32972
0.24972 |  | 0.32969
0.2497 |  | 0.32966
0.24969 |  | 0.32966
0.24966 |  | 0.32964
0.24966 |  | 0.32962
0.24966 |  | 0.32961
0.24964 |  | 0.3296
0.24962 |  | 0.32956
0.2496 |  | 0.32954
0.24959 |  | 0.32953
0.24959 |  | 0.32953
0.24959 |  | 0.32952
0.24956 |  | 0.32948
0.24956 |  | 0.32948
0.24954 |  | 0.32948
0.24952 |  | 0.32947
0.24951 |  | 0.32944
0.24947 |  | 0.32943
0.24947 |  | 0.3294
0.24946 |  | 0.32939
0.24946 |  | 0.32935
0.24943 |  | 0.32935
0.24943 |  | 0.32932
0.24941 |  | 0.3293
0.24939 |  | 0.32929
0.24938 |  | 0.32926
0.24938 |  | 0.32925
0.24936 |  | 0.32923
0.24933 |  | 0.3292
0.24933 |  | 0.32919
0.24932 |  | 0.32916
0.2493 |  | 0.32914
0.2493 |  | 0.32914
0.24928 |  | 0.32911
0.24926 |  | 0.32911
0.24926 |  | 0.32908
0.24924 |  | 0.32906
0.24924 |  | 0.32906
0.24924 |  | 0.32904
0.24923 |  | 0.32902
0.24922 |  | 0.329
0.24919 |  | 0.32898
0.24918 |  | 0.32894
0.24916 |  | 0.32894
0.24916 |  | 0.32894
0.24915 |  | 0.32891
0.24911 |  | 0.32889
0.24911 |  | 0.32889
0.2491 |  | 0.32886
0.2491 |  | 0.32886
0.24907 |  | 0.32881
0.24907 |  | 0.32878
0.24903 |  | 0.32878
0.24902 |  | 0.32875
0.24902 |  | 0.32874
0.249 |  | 0.32874
0.24898 |  | 0.3287
0.24896 |  | 0.32869
0.24895 |  | 0.32867
0.24895 |  | 0.32867
0.24892 |  | 0.32863
0.24891 |  | 0.3286
0.24889 |  | 0.32859
0.24887 |  | 0.32858
0.24887 |  | 0.32856
0.24887 |  | 0.32854
0.24887 |  | 0.3285
0.24885 |  | 0.32848
0.24883 |  | 0.32845
0.24883 |  | 0.32845
0.24881 |  | 0.32844
0.24879 |  | 0.32841
0.24879 |  | 0.3284
0.24879 |  | 0.32839
0.24877 |  | 0.32837
0.24876 |  | 0.32835
0.24873 |  | 0.32833
0.24872 |  | 0.32832
0.24872 |  | 0.32829
0.24871 |  | 0.32827
0.24869 |  | 0.32824
0.24868 |  | 0.32824
0.24868 |  | 0.32822
0.24865 |  | 0.32821
0.24865 |  | 0.32819
0.24863 |  | 0.32815
0.2486 |  | 0.32813
0.24859 |  | 0.3281
0.24856 |  | 0.32806
0.24855 |  | 0.32804
0.24853 |  | 0.32802
0.24852 |  | 0.32799
0.24851 |  | 0.32797
0.24848 |  | 0.32797
0.24845 |  | 0.32797
0.24843 |  | 0.32791
0.24843 |  | 0.32791
0.24843 |  | 0.32791
0.24843 |  | 0.32788
0.24841 |  | 0.32785
0.24839 |  | 0.32785
0.24837 |  | 0.32783
0.24836 |  | 0.32783
0.24836 |  | 0.3278
0.24833 |  | 0.3278
0.24832 |  | 0.32777
0.24832 |  | 0.32773
0.24832 |  | 0.32771
0.24832 |  | 0.32771
0.24829 |  | 0.32767
0.24828 |  | 0.32763
0.24827 |  | 0.32763
0.24824 |  | 0.3276
0.24824 |  | 0.3276
0.24822 |  | 0.32756
0.24821 |  | 0.32756
0.24821 |  | 0.32752
0.2482 |  | 0.32751
0.2482 |  | 0.3275
0.24817 |  | 0.32748
0.24813 |  | 0.32748
0.24812 |  | 0.32748
0.24809 |  | 0.32743
0.24809 |  | 0.32743
0.24808 |  | 0.32743
0.24807 |  | 0.32741
0.24805 |  | 0.32737
0.24804 |  | 0.32737
0.24803 |  | 0.32734
0.24803 |  | 0.32734
0.24801 |  | 0.32729
0.24801 |  | 0.32727
0.248 |  | 0.32723
0.24796 |  | 0.32722
0.24796 |  | 0.32722
0.24795 |  | 0.32722
0.24793 |  | 0.32721
0.24793 |  | 0.32717
0.24793 |  | 0.32714
0.24792 |  | 0.32713
0.24788 |  | 0.32712
0.24787 |  | 0.32709
0.24785 |  | 0.32709
0.24784 |  | 0.32705
0.24781 |  | 0.32705
0.24779 |  | 0.32704
0.24779 |  | 0.327
0.24777 |  | 0.32697
0.24775 |  | 0.32695
0.24775 |  | 0.32692
0.24773 |  | 0.32692
0.24772 |  | 0.32689
0.24772 |  | 0.32688
0.24767 |  | 0.32687
0.24765 |  | 0.32687
0.24765 |  | 0.32685
0.24765 |  | 0.32684
0.24764 |  | 0.3268
0.24763 |  | 0.32679
0.24761 |  | 0.32677
0.2476 |  | 0.32676
0.24759 |  | 0.32674
0.24757 |  | 0.32671
0.24757 |  | 0.3267
0.24755 |  | 0.32666
0.24755 |  | 0.32666
0.24751 |  | 0.32666
0.24751 |  | 0.32663
0.24751 |  | 0.32662
0.24749 |  | 0.32662
0.24748 |  | 0.32662
0.24747 |  | 0.32656
0.24745 |  | 0.32656
0.24745 |  | 0.32655
0.24743 |  | 0.32651
0.24741 |  | 0.32651
0.2474 |  | 0.32651
0.2474 |  | 0.32648
0.24739 |  | 0.32645
0.24737 |  | 0.32639
0.24736 |  | 0.32638
0.24733 |  | 0.32637
0.24731 |  | 0.32635
0.24728 |  | 0.32631
0.24728 |  | 0.3263
0.24728 |  | 0.32629
0.24728 |  | 0.32624
0.24725 |  | 0.32622
0.24725 |  | 0.32621
0.24722 |  | 0.32621
0.24721 |  | 0.3262
0.2472 |  | 0.32618
0.24717 |  | 0.32617
0.24717 |  | 0.32614
0.24717 |  | 0.32613
0.24717 |  | 0.32612
0.24716 |  | 0.32612
0.24712 |  | 0.3261
0.24712 |  | 0.32607
0.24711 |  | 0.32605
0.24711 |  | 0.32604
0.24709 |  | 0.32604
0.24708 |  | 0.32601
0.24707 |  | 0.32601
0.24705 |  | 0.32596
0.24704 |  | 0.32595
0.24703 |  | 0.32595
0.24702 |  | 0.32592
0.24702 |  | 0.3259
0.24699 |  | 0.32587
0.24699 |  | 0.32584
0.24698 |  | 0.32579
0.24693 |  | 0.32578
0.24693 |  | 0.32577
0.24693 |  | 0.32577
0.24688 |  | 0.32575
0.24688 |  | 0.32571
0.24688 |  | 0.3257
0.24686 |  | 0.32567
0.24684 |  | 0.32564
0.24684 |  | 0.32563
0.24681 |  | 0.3256
0.24678 |  | 0.32558
0.24678 |  | 0.32558
0.24678 |  | 0.32557
0.24678 |  | 0.32556
0.24675 |  | 0.32551
0.24675 |  | 0.32549
0.24675 |  | 0.32549
0.24674 |  | 0.32545
0.24671 |  | 0.32542
0.24671 |  | 0.32541
0.24671 |  | 0.32541
0.2467 |  | 0.32537
0.2467 |  | 0.32535
0.24668 |  | 0.32533
0.24667 |  | 0.32531
0.24663 |  | 0.32528
0.24662 |  | 0.32527
0.24662 |  | 0.32525
0.2466 |  | 0.32523
0.24658 |  | 0.3252
0.24657 |  | 0.32518
0.24657 |  | 0.32516
0.24654 |  | 0.32512
0.24651 |  | 0.3251
0.2465 |  | 0.32507
0.2465 |  | 0.32507
0.2465 |  | 0.32506
0.2465 |  | 0.32502
0.24648 |  | 0.32501
0.24644 |  | 0.32499
0.24642 |  | 0.32499
0.24642 |  | 0.32498
0.2464 |  | 0.32495
0.2464 |  | 0.32493
0.24639 |  | 0.3249
0.24639 |  | 0.32489
0.24638 |  | 0.32489
0.24638 |  | 0.32488
0.24632 |  | 0.32486
0.24631 |  | 0.32486
0.2463 |  | 0.32485
0.2463 |  | 0.32481
0.24629 |  | 0.32478
0.24626 |  | 0.32477
0.24626 |  | 0.32474
0.24623 |  | 0.3247
0.24623 |  | 0.32468
0.24621 |  | 0.32468
0.24621 |  | 0.32468
0.24616 |  | 0.32466
0.24616 |  | 0.32465
0.24614 |  | 0.32464
0.24614 |  | 0.32463
0.24613 |  | 0.32461
0.24611 |  | 0.32459
0.24611 |  | 0.32457
0.24608 |  | 0.32456
0.24608 |  | 0.32454
0.24607 |  | 0.32449
0.24607 |  | 0.32448
0.24602 |  | 0.32447
0.24601 |  | 0.32445
0.24601 |  | 0.32443
0.24601 |  | 0.32441
0.24599 |  | 0.32437
0.24596 |  | 0.32436
0.24595 |  | 0.32435
0.24594 |  | 0.32433
0.24591 |  | 0.32433
0.2459 |  | 0.32431
0.2459 |  | 0.32429
0.24588 |  | 0.32427
0.24588 |  | 0.32423
0.24587 |  | 0.32421
0.24586 |  | 0.32419
0.24582 |  | 0.32417
0.24582 |  | 0.32415
0.2458 |  | 0.32414
0.24579 |  | 0.32412
0.24578 |  | 0.3241
0.24576 |  | 0.32409
0.24575 |  | 0.32408
0.24575 |  | 0.32406
0.24572 |  | 0.32404
0.24572 |  | 0.32404
0.24571 |  | 0.32401
0.2457 |  | 0.32401
0.24567 |  | 0.324
0.24567 |  | 0.32397
0.24565 |  | 0.32394
0.24563 |  | 0.32394
0.2456 |  | 0.32392
0.2456 |  | 0.32392
0.24559 |  | 0.32391
0.24559 |  | 0.32386
0.24558 |  | 0.32385
0.24554 |  | 0.32383
0.24551 |  | 0.32383
0.24551 |  | 0.3238
0.2455 |  | 0.32379
0.24547 |  | 0.32379
0.24547 |  | 0.32376
0.24546 |  | 0.32375
0.24543 |  | 0.32375
0.24541 |  | 0.32373
0.2454 |  | 0.32371
0.24539 |  | 0.32368
0.24538 |  | 0.32367
0.24536 |  | 0.32364
0.24536 |  | 0.32362
0.24534 |  | 0.32359
0.24531 |  | 0.32358
0.24531 |  | 0.32356
0.24528 |  | 0.32354
0.24528 |  | 0.32354
0.24527 |  | 0.32352
0.24527 |  | 0.32348
0.24526 |  | 0.32344
0.24526 |  | 0.32344
0.24524 |  | 0.32343
0.24521 |  | 0.32339
0.24521 |  | 0.32338
0.24519 |  | 0.32338
0.24516 |  | 0.32335
0.24513 |  | 0.32334
0.24513 |  | 0.32334
0.24512 |  | 0.32331
0.2451 |  | 0.32328
0.2451 |  | 0.32327
0.24509 |  | 0.32325
0.24507 |  | 0.32323
0.24507 |  | 0.32319
0.24507 |  | 0.32317
0.24504 |  | 0.32313
0.24503 |  | 0.32313
0.24503 |  | 0.32313
0.24501 |  | 0.32309
0.24501 |  | 0.32307
0.245 |  | 0.32305
0.24497 |  | 0.32302
0.24495 |  | 0.32301
0.24493 |  | 0.32298
0.24493 |  | 0.32297
0.24491 |  | 0.32294
0.24491 |  | 0.32293
0.2449 |  | 0.32292
0.24488 |  | 0.32288
0.24485 |  | 0.32288
0.24484 |  | 0.32285
0.24483 |  | 0.32284
0.24483 |  | 0.3228
0.24482 |  | 0.32279
0.24482 |  | 0.32279
0.24482 |  | 0.32275
0.2448 |  | 0.32274
0.24477 |  | 0.32269
0.24477 |  | 0.32269
0.24477 |  | 0.32268
0.24475 |  | 0.32268
0.24474 |  | 0.32265
0.24472 |  | 0.32264
0.2447 |  | 0.32263
0.24468 |  | 0.3226
0.24468 |  | 0.32257
0.24467 |  | 0.32255
0.24467 |  | 0.32255
0.24466 |  | 0.32255
0.24466 |  | 0.32253
0.24464 |  | 0.32248
0.24462 |  | 0.32247
0.24462 |  | 0.32245
0.24459 |  | 0.32241
0.24459 |  | 0.32239
0.24459 |  | 0.32238
0.24458 |  | 0.32237
0.24457 |  | 0.32234
0.24454 |  | 0.3223
0.24452 |  | 0.32229
0.24452 |  | 0.32226
0.24451 |  | 0.32224
0.2445 |  | 0.32223
0.24448 |  | 0.32219
0.24448 |  | 0.32219
0.24447 |  | 0.32216
0.24447 |  | 0.32212
0.24446 |  | 0.32211
0.24443 |  | 0.32209
0.2444 |  | 0.32208
0.24438 |  | 0.32205
0.24438 |  | 0.32205
0.24436 |  | 0.32204
0.24435 |  | 0.322
0.24435 |  | 0.32199
0.24434 |  | 0.32198
0.24429 |  | 0.32198
0.24429 |  | 0.32196
0.24429 |  | 0.32195
0.24427 |  | 0.3219
0.24425 |  | 0.32187
0.24421 |  | 0.32187
0.24421 |  | 0.32186
0.24421 |  | 0.32185
0.24419 |  | 0.32182
0.24418 |  | 0.32181
0.24418 |  | 0.3218
0.24417 |  | 0.32176
0.24414 |  | 0.32174
0.24412 |  | 0.32171
0.24411 |  | 0.32171
0.2441 |  | 0.32169
0.24408 |  | 0.32166
0.24408 |  | 0.32166
0.24407 |  | 0.32166
0.24404 |  | 0.32166
0.24404 |  | 0.32165
0.24404 |  | 0.32159
0.244 |  | 0.32158
0.244 |  | 0.32158
0.244 |  | 0.32158
0.24399 |  | 0.32153
0.24399 |  | 0.32153
0.24398 |  | 0.32151
0.24398 |  | 0.32149
0.24396 |  | 0.32146
0.24392 |  | 0.32144
0.24392 |  | 0.32141
0.24392 |  | 0.3214
0.2439 |  | 0.32138
0.24387 |  | 0.32136
0.24385 |  | 0.32136
0.24385 |  | 0.32133
0.24384 |  | 0.32132
0.24384 |  | 0.32129
0.24382 |  | 0.32128
0.24379 |  | 0.32127
0.24377 |  | 0.32124
0.24377 |  | 0.32123
0.24376 |  | 0.3212
0.24375 |  | 0.32119
0.24374 |  | 0.32118
0.24372 |  | 0.32115
0.24371 |  | 0.32112
0.24371 |  | 0.32112
0.24368 |  | 0.32111
0.24367 |  | 0.32107
0.24367 |  | 0.32104
0.24366 |  | 0.32103
0.24364 |  | 0.32101
0.2436 |  | 0.32099
0.24359 |  | 0.32098
0.24358 |  | 0.32097
0.24355 |  | 0.32095
0.24354 |  | 0.32091
0.24354 |  | 0.3209
0.24352 |  | 0.32089
0.24352 |  | 0.32086
0.24349 |  | 0.32086
0.24347 |  | 0.32085
0.24347 |  | 0.32082
0.24347 |  | 0.32078
0.24347 |  | 0.32077
0.24343 |  | 0.32074
0.2434 |  | 0.32072
0.2434 |  | 0.32069
0.24339 |  | 0.32069
0.24338 |  | 0.32068
0.24336 |  | 0.32068
0.24335 |  | 0.32065
0.24334 |  | 0.32061
0.24332 |  | 0.32058
0.24332 |  | 0.32057
0.24331 |  | 0.32056
0.24328 |  | 0.32053
0.24327 |  | 0.32052
0.24327 |  | 0.32049
0.24323 |  | 0.32048
0.24323 |  | 0.32047
0.24322 |  | 0.32044
0.24319 |  | 0.32044
0.24317 |  | 0.32043
0.24316 |  | 0.32043
0.24314 |  | 0.32039
0.24314 |  | 0.32037
0.24311 |  | 0.32035
0.24311 |  | 0.32035
0.2431 |  | 0.32035
0.24307 |  | 0.32031
0.24306 |  | 0.32028
0.24306 |  | 0.32027
0.24306 |  | 0.32024
0.24303 |  | 0.3202
0.24302 |  | 0.32016
0.243 |  | 0.32015
0.24298 |  | 0.32014
0.24298 |  | 0.3201
0.24298 |  | 0.3201
0.24296 |  | 0.32008
0.24294 |  | 0.32007
0.24294 |  | 0.32004
0.24291 |  | 0.32003
0.24287 |  | 0.32002
0.24283 |  | 0.31999
0.24282 |  | 0.31998
0.24281 |  | 0.31994
0.24281 |  | 0.31992
0.24281 |  | 0.31991
0.24279 |  | 0.31991
0.24277 |  | 0.3199
0.24277 |  | 0.31987
0.24275 |  | 0.31983
0.24275 |  | 0.31982
0.24271 |  | 0.31982
0.24271 |  | 0.31978
0.24271 |  | 0.31978
0.24271 |  | 0.31977
0.24267 |  | 0.31976
0.24266 |  | 0.31974
0.24266 |  | 0.31971
0.24263 |  | 0.31969
0.24261 |  | 0.31967
0.24261 |  | 0.31965
0.24261 |  | 0.31963
0.24261 |  | 0.3196
0.24258 |  | 0.31959
0.24257 |  | 0.31956
0.24255 |  | 0.31956
0.24253 |  | 0.31951
0.24252 |  | 0.31951
0.2425 |  | 0.3195
0.24249 |  | 0.3195
0.24246 |  | 0.31949
0.24246 |  | 0.31946
0.24246 |  | 0.31943
0.24245 |  | 0.31943
0.24244 |  | 0.31942
0.24239 |  | 0.31941
0.24238 |  | 0.31938
0.24238 |  | 0.31936
0.24237 |  | 0.31934
0.24234 |  | 0.31933
0.24232 |  | 0.31933
0.2423 |  | 0.31932
0.24227 |  | 0.31928
0.24227 |  | 0.31928
0.24227 |  | 0.31927
0.24223 |  | 0.31924
0.24222 |  | 0.31922
0.24222 |  | 0.31921
0.2422 |  | 0.31918
0.24217 |  | 0.31917
0.24217 |  | 0.31914
0.24217 |  | 0.31913
0.24214 |  | 0.31912
0.24214 |  | 0.31909
0.24213 |  | 0.31905
0.24211 |  | 0.31905
0.24211 |  | 0.31903
0.24211 |  | 0.319
0.24211 |  | 0.319
0.24209 |  | 0.31897
0.24206 |  | 0.31895
0.24206 |  | 0.31893
0.24205 |  | 0.31893
0.24205 |  | 0.31891
0.24203 |  | 0.31891
0.24202 |  | 0.31888
0.24201 |  | 0.31888
0.24199 |  | 0.31885
0.24199 |  | 0.31883
0.24199 |  | 0.3188
0.24199 |  | 0.31879
0.24197 |  | 0.31879
0.24197 |  | 0.31877
0.24196 |  | 0.31877
0.24193 |  | 0.31875
0.24191 |  | 0.31873
0.24191 |  | 0.31871
0.2419 |  | 0.31871
0.24188 |  | 0.31868
0.24186 |  | 0.31867
0.24186 |  | 0.31864
0.24185 |  | 0.31862
0.24182 |  | 0.31859
0.24181 |  | 0.31858
0.24178 |  | 0.31858
0.24177 |  | 0.31855
0.24177 |  | 0.31853
0.24175 |  | 0.31851
0.24175 |  | 0.31847
0.24173 |  | 0.31847
0.2417 |  | 0.31844
0.24169 |  | 0.31844
0.24169 |  | 0.31841
0.24168 |  | 0.31837
0.24165 |  | 0.31837
0.24164 |  | 0.31833
0.24162 |  | 0.31833
0.24158 |  | 0.3183
0.24157 |  | 0.31828
0.24156 |  | 0.31825
0.24156 |  | 0.31823
0.24156 |  | 0.31823
0.24154 |  | 0.3182
0.24153 |  | 0.31819
0.2415 |  | 0.31815
0.24146 |  | 0.31812
0.24143 |  | 0.31812
0.24141 |  | 0.31809
0.24141 |  | 0.31808
0.24138 |  | 0.31807
0.24135 |  | 0.31807
0.24134 |  | 0.31805
0.24131 |  | 0.31801
0.24128 |  | 0.318
0.24128 |  | 0.31797
0.24126 |  | 0.31797
0.24126 |  | 0.31795
0.24124 |  | 0.31793
0.24122 |  | 0.3179
0.24122 |  | 0.31787
0.24119 |  | 0.31787
0.24119 |  | 0.31786
0.24116 |  | 0.31785
0.24116 |  | 0.31782
0.24114 |  | 0.31781
0.24113 |  | 0.31778
0.24111 |  | 0.31776
0.2411 |  | 0.31773
0.24107 |  | 0.31771
0.24106 |  | 0.31769
0.24104 |  | 0.31767
0.24103 |  | 0.31764
0.24103 |  | 0.31762
0.241 |  | 0.31759
0.24099 |  | 0.31754
0.24097 |  | 0.31754
0.24096 |  | 0.31753
0.24095 |  | 0.31753
0.24095 |  | 0.31753
0.24094 |  | 0.31747
0.24094 |  | 0.31746
0.24091 |  | 0.31745
0.24091 |  | 0.31745
0.24091 |  | 0.31742
0.24088 |  | 0.31739
0.24087 |  | 0.31738
0.24084 |  | 0.31735
0.24083 |  | 0.31733
0.2408 |  | 0.31731
0.24079 |  | 0.3173
0.24078 |  | 0.31729
0.24078 |  | 0.31729
0.24076 |  | 0.31726
0.24076 |  | 0.31723
0.24074 |  | 0.31721
0.24072 |  | 0.31718
0.24071 |  | 0.31716
0.24068 |  | 0.31715
0.24067 |  | 0.31713
0.24067 |  | 0.31711
0.24065 |  | 0.3171
0.24065 |  | 0.31707
0.24062 |  | 0.31707
0.2406 |  | 0.31707
0.2406 |  | 0.31705
0.24059 |  | 0.31705
0.24059 |  | 0.31702
0.24057 |  | 0.31702
0.24057 |  | 0.31699
0.24055 |  | 0.31699
0.24051 |  | 0.31697
0.24051 |  | 0.31693
0.24051 |  | 0.3169
0.24049 |  | 0.31688
0.24048 |  | 0.31688
0.24047 |  | 0.31685
0.24044 |  | 0.31684
0.24043 |  | 0.31683
0.24042 |  | 0.3168
0.24042 |  | 0.31679
0.2404 |  | 0.31675
0.2404 |  | 0.31671
0.24038 |  | 0.31671
0.24036 |  | 0.31668
0.24035 |  | 0.31666
0.24035 |  | 0.31664
0.24035 |  | 0.31663
0.24034 |  | 0.31662
0.24034 |  | 0.31661
0.24034 |  | 0.31657
0.24032 |  | 0.31657
0.2403 |  | 0.31655
0.24028 |  | 0.31651
0.24027 |  | 0.3165
0.24027 |  | 0.3165
0.24026 |  | 0.31649
0.24023 |  | 0.31649
0.24023 |  | 0.31646
0.24023 |  | 0.31642
0.24022 |  | 0.31641
0.24022 |  | 0.31638
0.24022 |  | 0.31636
0.24019 |  | 0.31634
0.24018 |  | 0.31634
0.24016 |  | 0.31632
0.24016 |  | 0.31629
0.24015 |  | 0.31629
0.24015 |  | 0.31624
0.2401 |  | 0.31622
0.2401 |  | 0.31621
0.2401 |  | 0.3162
0.24007 |  | 0.3162
0.24004 |  | 0.3162
0.24004 |  | 0.31617
0.24004 |  | 0.31613
0.24003 |  | 0.31613
0.24003 |  | 0.31611
0.24003 |  | 0.3161
0.24001 |  | 0.31608
0.23999 |  | 0.31608
0.23997 |  | 0.31607
0.23996 |  | 0.31603
0.23995 |  | 0.31596
0.23994 |  | 0.31596
0.23994 |  | 0.31594
0.23991 |  | 0.3159
0.23988 |  | 0.3159
0.23988 |  | 0.31587
0.23988 |  | 0.31586
0.23986 |  | 0.31583
0.23986 |  | 0.31579
0.23984 |  | 0.31579
0.23983 |  | 0.31577
0.23979 |  | 0.31577
0.23979 |  | 0.31573
0.23977 |  | 0.31571
0.23976 |  | 0.31571
0.23975 |  | 0.31571
0.23973 |  | 0.31569
0.23972 |  | 0.31566
0.23972 |  | 0.31565
0.23972 |  | 0.31561
0.23969 |  | 0.31558
0.23968 |  | 0.31557
0.23968 |  | 0.31557
0.23965 |  | 0.31557
0.23964 |  | 0.3155
0.23964 |  | 0.3155
0.2396 |  | 0.3155
0.2396 |  | 0.31546
0.23957 |  | 0.31546
0.23957 |  | 0.31545
0.23955 |  | 0.31544
0.23953 |  | 0.31541
0.23953 |  | 0.31541
0.23951 |  | 0.31537
0.23948 |  | 0.31534
0.23948 |  | 0.31533
0.23948 |  | 0.31532
0.23947 |  | 0.31531
0.23945 |  | 0.31527
0.23941 |  | 0.31527
0.23941 |  | 0.31524
0.23941 |  | 0.31521
0.23941 |  | 0.3152
0.23937 |  | 0.31519
0.23937 |  | 0.31519
0.23936 |  | 0.31517
0.23935 |  | 0.31513
0.23935 |  | 0.31513
0.23932 |  | 0.3151
0.23931 |  | 0.31507
0.23928 |  | 0.31505
0.23927 |  | 0.31505
0.23924 |  | 0.31504
0.23924 |  | 0.315
0.23924 |  | 0.31497
0.23921 |  | 0.31495
0.2392 |  | 0.31494
0.23917 |  | 0.31491
0.23917 |  | 0.3149
0.23915 |  | 0.31489
0.23913 |  | 0.31487
0.23912 |  | 0.31484
0.23912 |  | 0.31483
0.23911 |  | 0.31482
0.23908 |  | 0.31481
0.23908 |  | 0.31481
0.23907 |  | 0.31477
0.23905 |  | 0.31474
0.23904 |  | 0.31473
0.23903 |  | 0.31473
0.23901 |  | 0.31469
0.23899 |  | 0.31469
0.23897 |  | 0.31469
0.23896 |  | 0.31464
0.23894 |  | 0.31461
0.23892 |  | 0.31458
0.23892 |  | 0.31457
0.2389 |  | 0.31456
0.2389 |  | 0.31456
0.23886 |  | 0.31452
0.23884 |  | 0.31451
0.23883 |  | 0.31448
0.23882 |  | 0.31443
0.23879 |  | 0.31443
0.23878 |  | 0.31441
0.23876 |  | 0.31441
0.23875 |  | 0.31437
0.23875 |  | 0.31436
0.23875 |  | 0.31435
0.23875 |  | 0.31433
0.23872 |  | 0.31432
0.23871 |  | 0.31432
0.2387 |  | 0.31429
0.23867 |  | 0.31427
0.23866 |  | 0.31424
0.23866 |  | 0.31423
0.23864 |  | 0.31422
0.23862 |  | 0.31419
0.23862 |  | 0.31418
0.23859 |  | 0.31414
0.23858 |  | 0.31414
0.23855 |  | 0.3141
0.23852 |  | 0.31408
0.23852 |  | 0.31407
0.2385 |  | 0.31402
0.23847 |  | 0.31402
0.23844 |  | 0.314
0.23844 |  | 0.31399
0.23843 |  | 0.31398
0.23842 |  | 0.31396
0.23842 |  | 0.31396
0.23839 |  | 0.31395
0.23835 |  | 0.31394
0.23835 |  | 0.3139
0.23835 |  | 0.3139
0.23835 |  | 0.31389
0.23835 |  | 0.31389
0.23831 |  | 0.31383
0.2383 |  | 0.31383
0.23828 |  | 0.31381
0.23828 |  | 0.31379
0.23826 |  | 0.31379
0.23825 |  | 0.31378
0.23822 |  | 0.31374
0.23821 |  | 0.31373
0.23821 |  | 0.31373
0.23818 |  | 0.31372
0.23817 |  | 0.31368
0.23814 |  | 0.31365
0.23813 |  | 0.31364
0.23811 |  | 0.3136
0.2381 |  | 0.31357
0.2381 |  | 0.31356
0.23807 |  | 0.31352
0.23807 |  | 0.31352
0.23804 |  | 0.31352
0.23803 |  | 0.31352
0.23802 |  | 0.3135
0.23799 |  | 0.31348
0.23799 |  | 0.31347
0.23799 |  | 0.31345
0.23799 |  | 0.31343
0.23794 |  | 0.31341
0.23792 |  | 0.31338
0.23792 |  | 0.31338
0.2379 |  | 0.31335
0.2379 |  | 0.31335
0.2379 |  | 0.31331
0.23787 |  | 0.3133
0.23786 |  | 0.3133
0.23783 |  | 0.31329
0.23782 |  | 0.31325
0.2378 |  | 0.31324
0.23779 |  | 0.31322
0.23777 |  | 0.31321
0.23777 |  | 0.31321
0.23774 |  | 0.31317
0.23774 |  | 0.31316
0.23774 |  | 0.31316
0.23774 |  | 0.31312
0.23769 |  | 0.31312
0.23769 |  | 0.31308
0.23767 |  | 0.31305
0.23767 |  | 0.31304
0.23766 |  | 0.31304
0.23765 |  | 0.313
0.23765 |  | 0.31297
0.23765 |  | 0.31297
0.23763 |  | 0.31296
0.23762 |  | 0.31293
0.23762 |  | 0.31291
0.2376 |  | 0.31288
0.23758 |  | 0.31287
0.23758 |  | 0.31287
0.23757 |  | 0.31284
0.23753 |  | 0.3128
0.23753 |  | 0.31278
0.23751 |  | 0.31278
0.2375 |  | 0.31275
0.23748 |  | 0.31275
0.23746 |  | 0.31271
0.23744 |  | 0.31271
0.23744 |  | 0.31267
0.23744 |  | 0.31263
0.2374 |  | 0.31262
0.23738 |  | 0.31258
0.23738 |  | 0.31256
0.23737 |  | 0.31254
0.23737 |  | 0.31253
0.23734 |  | 0.3125
0.23731 |  | 0.31248
0.2373 |  | 0.31245
0.2373 |  | 0.31245
0.23727 |  | 0.31245
0.23726 |  | 0.31244
0.23725 |  | 0.31243
0.23725 |  | 0.31243
0.23723 |  | 0.3124
0.23721 |  | 0.31236
0.23718 |  | 0.31235
0.23716 |  | 0.31233
0.23715 |  | 0.31232
0.23714 |  | 0.31229
0.23714 |  | 0.31225
0.23714 |  | 0.31225
0.23711 |  | 0.31223
0.23707 |  | 0.31221
0.23706 |  | 0.31219
0.23706 |  | 0.31216
0.23704 |  | 0.31214
0.23703 |  | 0.31214
0.23702 |  | 0.31212
0.23699 |  | 0.31212
0.23699 |  | 0.31211
0.23698 |  | 0.31207
0.23698 |  | 0.31204
0.23698 |  | 0.31204
0.23692 |  | 0.31203
0.23692 |  | 0.31201
0.23692 |  | 0.31198
0.23691 |  | 0.31195
0.2369 |  | 0.31195
0.2369 |  | 0.31193
0.23687 |  | 0.31193
0.23687 |  | 0.31191
0.23687 |  | 0.31189
0.23683 |  | 0.31188
0.2368 |  | 0.31186
0.23679 |  | 0.31182
0.23677 |  | 0.31182
0.23675 |  | 0.31181
0.23673 |  | 0.31176
0.23671 |  | 0.31174
0.23671 |  | 0.31173
0.23669 |  | 0.31172
0.23667 |  | 0.31168
0.23667 |  | 0.31166
0.23667 |  | 0.31163
0.23665 |  | 0.31162
0.23664 |  | 0.31162
0.23661 |  | 0.31159
0.2366 |  | 0.31157
0.2366 |  | 0.31154
0.23659 |  | 0.31151
0.23655 |  | 0.31151
0.23655 |  | 0.31149
0.23652 |  | 0.31145
0.23652 |  | 0.31141
0.23652 |  | 0.3114
0.23649 |  | 0.31137
0.23646 |  | 0.31137
0.23644 |  | 0.31136
0.23644 |  | 0.31135
0.23641 |  | 0.31132
0.2364 |  | 0.31127
0.23638 |  | 0.31127
0.23635 |  | 0.31126
0.23634 |  | 0.31126
0.23633 |  | 0.31124
0.23632 |  | 0.31123
0.23632 |  | 0.3112
0.23632 |  | 0.31118
0.23629 |  | 0.31115
0.23629 |  | 0.31113
0.23625 |  | 0.31113
0.23622 |  | 0.31111
0.23621 |  | 0.31109
0.23621 |  | 0.31107
0.2362 |  | 0.31107
0.2362 |  | 0.31106
0.23616 |  | 0.31106
0.23614 |  | 0.31103
0.23613 |  | 0.31102
0.23613 |  | 0.31097
0.23612 |  | 0.31095
0.23609 |  | 0.31094
0.23608 |  | 0.31094
0.23605 |  | 0.31093
0.23603 |  | 0.3109
0.23602 |  | 0.31086
0.236 |  | 0.31084
0.23598 |  | 0.31082
0.23596 |  | 0.31081
0.23596 |  | 0.31078
0.23596 |  | 0.31077
0.23596 |  | 0.31076
0.23594 |  | 0.31076
0.2359 |  | 0.31073
0.23589 |  | 0.31072
0.23589 |  | 0.31069
0.23588 |  | 0.31068
0.23585 |  | 0.31064
0.23583 |  | 0.31064
0.23581 |  | 0.31062
0.2358 |  | 0.3106
0.2358 |  | 0.31056
0.23577 |  | 0.31055
0.23577 |  | 0.31055
0.23577 |  | 0.31051
0.23576 |  | 0.31049
0.23576 |  | 0.31048
0.23574 |  | 0.31044
0.23573 |  | 0.31043
0.23573 |  | 0.31041
0.23572 |  | 0.31039
0.23568 |  | 0.31038
0.23568 |  | 0.31035
0.23566 |  | 0.31034
0.23565 |  | 0.31031
0.23564 |  | 0.31031
0.23561 |  | 0.31031
0.23561 |  | 0.31029
0.23561 |  | 0.31026
0.2356 |  | 0.31026
0.2356 |  | 0.31023
0.23559 |  | 0.31022
0.23556 |  | 0.31019
0.23556 |  | 0.31019
0.23554 |  | 0.31019
0.23554 |  | 0.31017
0.23553 |  | 0.31014
0.23551 |  | 0.31013
0.23549 |  | 0.31013
0.23549 |  | 0.31013
0.23546 |  | 0.3101
0.23546 |  | 0.31008
0.23546 |  | 0.31005
0.23544 |  | 0.31005
0.23541 |  | 0.31004
0.23541 |  | 0.31002
0.23541 |  | 0.31002
0.23538 |  | 0.31
0.23538 |  | 0.30997
0.23538 |  | 0.30995
0.23536 |  | 0.30993
0.23534 |  | 0.30992
0.23534 |  | 0.30988
0.23533 |  | 0.30988
0.23531 |  | 0.30984
0.23529 |  | 0.30984
0.23526 |  | 0.3098
0.23525 |  | 0.30979
0.23522 |  | 0.30979
0.23521 |  | 0.30972
0.23519 |  | 0.30971
0.23518 |  | 0.30968
0.23518 |  | 0.30967
0.23518 |  | 0.30967
0.23515 |  | 0.30965
0.23514 |  | 0.30962
0.23514 |  | 0.30959
0.2351 |  | 0.30957
0.23509 |  | 0.30957
0.23507 |  | 0.30955
0.23506 |  | 0.30955
0.23505 |  | 0.30952
0.23505 |  | 0.30949
0.23505 |  | 0.30948
0.23501 |  | 0.30945
0.235 |  | 0.30944
0.23497 |  | 0.3094
0.23497 |  | 0.3094
0.23496 |  | 0.30937
0.23494 |  | 0.30934
0.23494 |  | 0.30933
0.23493 |  | 0.30933
0.23492 |  | 0.30929
0.2349 |  | 0.30927
0.23488 |  | 0.30924
0.23486 |  | 0.30921
0.23485 |  | 0.3092
0.23483 |  | 0.30919
0.23481 |  | 0.30917
0.2348 |  | 0.30916
0.23478 |  | 0.30912
0.23478 |  | 0.30912
0.23476 |  | 0.30911
0.23476 |  | 0.30909
0.23474 |  | 0.30909
0.23471 |  | 0.30907
0.2347 |  | 0.30903
0.2347 |  | 0.30902
0.2347 |  | 0.309
0.23468 |  | 0.30896
0.23468 |  | 0.30895
0.23468 |  | 0.30894
0.23466 |  | 0.30892
0.23465 |  | 0.30891
0.23462 |  | 0.3089
0.23461 |  | 0.30888
0.2346 |  | 0.30887
0.23458 |  | 0.30883
0.23457 |  | 0.3088
0.23456 |  | 0.3088
0.23456 |  | 0.30878
0.23453 |  | 0.30875
0.2345 |  | 0.30874
0.2345 |  | 0.30871
0.23448 |  | 0.30871
0.23448 |  | 0.3087
0.23448 |  | 0.30868
0.23444 |  | 0.30865
0.23444 |  | 0.30865
0.2344 |  | 0.30865
0.2344 |  | 0.30862
0.2344 |  | 0.3086
0.23437 |  | 0.30856
0.23434 |  | 0.30856
0.23433 |  | 0.30853
0.23431 |  | 0.30853
0.23431 |  | 0.30849
0.23429 |  | 0.30847
0.23429 |  | 0.30847
0.23426 |  | 0.30847
0.23426 |  | 0.30843
0.23425 |  | 0.30841
0.23424 |  | 0.30839
0.23421 |  | 0.30839
0.2342 |  | 0.30836
0.2342 |  | 0.30834
0.23415 |  | 0.30834
0.23415 |  | 0.3083
0.23414 |  | 0.30828
0.23412 |  | 0.30828
0.23412 |  | 0.30823
0.23408 |  | 0.3082
0.23405 |  | 0.30818
0.23405 |  | 0.30814
0.23404 |  | 0.30812
0.23404 |  | 0.30812
0.23401 |  | 0.30809
0.23401 |  | 0.30805
0.23398 |  | 0.30804
0.23397 |  | 0.30802
0.23396 |  | 0.308
0.23395 |  | 0.30799
0.23393 |  | 0.30796
0.23393 |  | 0.30793
0.2339 |  | 0.30792
0.23388 |  | 0.30788
0.23387 |  | 0.30787
0.23387 |  | 0.30787
0.23387 |  | 0.30784
0.23387 |  | 0.30784
0.23387 |  | 0.30781
0.23381 |  | 0.30779
0.23381 |  | 0.30779
0.2338 |  | 0.30776
0.2338 |  | 0.30771
0.23378 |  | 0.30771
0.23376 |  | 0.30771
0.23376 |  | 0.30768
0.23376 |  | 0.30766
0.23376 |  | 0.30764
0.2337 |  | 0.3076
0.2337 |  | 0.3076
0.2337 |  | 0.30755
0.2337 |  | 0.30755
0.2337 |  | 0.3075
0.23368 |  | 0.3075
0.23364 |  | 0.30746
0.23364 |  | 0.30744
0.2336 |  | 0.30743
0.2336 |  | 0.30742
0.2336 |  | 0.30739
0.23359 |  | 0.30736
0.23359 |  | 0.30734
0.23356 |  | 0.30734
0.23353 |  | 0.30731
0.23353 |  | 0.3073
0.23352 |  | 0.3073
0.2335 |  | 0.30727
0.23349 |  | 0.30725
0.23348 |  | 0.30723
0.23347 |  | 0.30721
0.23345 |  | 0.30718
0.23342 |  | 0.30718
0.2334 |  | 0.30717
0.2334 |  | 0.30714
0.23336 |  | 0.30714
0.23334 |  | 0.30711
0.23333 |  | 0.30709
0.23333 |  | 0.30706
0.23332 |  | 0.30702
0.23331 |  | 0.30701
0.23329 |  | 0.30701
0.23327 |  | 0.30696
0.23324 |  | 0.30695
0.23324 |  | 0.30692
0.23324 |  | 0.30692
0.23321 |  | 0.30691
0.23318 |  | 0.30691
0.23318 |  | 0.30686
0.23316 |  | 0.30686
0.23312 |  | 0.30683
0.23308 |  | 0.30682
0.23308 |  | 0.30682
0.23305 |  | 0.30679
0.23304 |  | 0.30678
0.23302 |  | 0.30675
0.23302 |  | 0.30675
0.23301 |  | 0.30674
0.23301 |  | 0.30671
0.233 |  | 0.3067
0.23298 |  | 0.30668
0.23296 |  | 0.30665
0.23296 |  | 0.30663
0.23293 |  | 0.30661
0.23292 |  | 0.30661
0.2329 |  | 0.30658
0.23289 |  | 0.30656
0.23285 |  | 0.30653
0.23285 |  | 0.30653
0.23285 |  | 0.30651
0.23285 |  | 0.30648
0.23282 |  | 0.30648
0.23282 |  | 0.30647
0.23282 |  | 0.30645
0.2328 |  | 0.30643
0.2328 |  | 0.30643
0.23278 |  | 0.30641
0.23277 |  | 0.30639
0.23275 |  | 0.30637
0.23275 |  | 0.30637
0.23274 |  | 0.30635
0.23273 |  | 0.30635
0.23271 |  | 0.30632
0.2327 |  | 0.30632
0.23267 |  | 0.30632
0.23266 |  | 0.3063
0.23265 |  | 0.30627
0.23265 |  | 0.30625
0.23264 |  | 0.30624
0.23261 |  | 0.30623
0.23259 |  | 0.3062
0.23258 |  | 0.30619
0.23258 |  | 0.30619
0.23255 |  | 0.30614
0.23253 |  | 0.30613
0.23253 |  | 0.30609
0.23253 |  | 0.30607
0.2325 |  | 0.30603
0.2325 |  | 0.30603
0.23249 |  | 0.30601
0.23248 |  | 0.30598
0.23246 |  | 0.30598
0.23244 |  | 0.30597
0.23242 |  | 0.30595
0.23242 |  | 0.30594
0.23242 |  | 0.30592
0.23239 |  | 0.30588
0.23236 |  | 0.30585
0.23234 |  | 0.30585
0.23232 |  | 0.30581
0.23232 |  | 0.30581
0.2323 |  | 0.30579
0.23228 |  | 0.30575
0.23226 |  | 0.30575
0.23225 |  | 0.30572
0.23224 |  | 0.30571
0.23221 |  | 0.3057
0.2322 |  | 0.30566
0.23218 |  | 0.30566
0.23217 |  | 0.30563
0.23214 |  | 0.30562
0.23213 |  | 0.30562
0.2321 |  | 0.30556
0.23209 |  | 0.30554
0.23208 |  | 0.30554
0.23205 |  | 0.30551
0.23205 |  | 0.30548
0.23205 |  | 0.30544
0.23205 |  | 0.30544
0.23204 |  | 0.30542
0.23202 |  | 0.3054
0.232 |  | 0.30539
0.23198 |  | 0.30538
0.23198 |  | 0.30536
0.23198 |  | 0.30534
0.23197 |  | 0.30533
0.23196 |  | 0.30533
0.23193 |  | 0.30528
0.23192 |  | 0.30527
0.23192 |  | 0.30526
0.2319 |  | 0.30526
0.2319 |  | 0.30523
0.23189 |  | 0.30521
0.23188 |  | 0.30521
0.23183 |  | 0.30521
0.23183 |  | 0.30518
0.2318 |  | 0.30518
0.2318 |  | 0.30517
0.2318 |  | 0.30513
0.23177 |  | 0.3051
0.23174 |  | 0.3051
0.23174 |  | 0.30509
0.23171 |  | 0.30507
0.23171 |  | 0.30505
0.23169 |  | 0.30501
0.23168 |  | 0.30501
0.23167 |  | 0.30498
0.23165 |  | 0.30497
0.23162 |  | 0.30496
0.23161 |  | 0.30494
0.23161 |  | 0.30492
0.23161 |  | 0.30489
0.2316 |  | 0.30486
0.23157 |  | 0.30485
0.23157 |  | 0.30483
0.23156 |  | 0.30481
0.23153 |  | 0.30481
0.23152 |  | 0.3048
0.23151 |  | 0.30476
0.23151 |  | 0.30473
0.23148 |  | 0.30472
0.23148 |  | 0.30472
0.23148 |  | 0.30472
0.23147 |  | 0.30468
0.23145 |  | 0.30466
0.23143 |  | 0.30462
0.23143 |  | 0.30461
0.23139 |  | 0.30458
0.23137 |  | 0.30458
0.23136 |  | 0.30455
0.23135 |  | 0.30453
0.23135 |  | 0.30451
0.23135 |  | 0.30449
0.23132 |  | 0.30446
0.23131 |  | 0.30445
0.23131 |  | 0.30444
0.23129 |  | 0.30444
0.23125 |  | 0.30441
0.23124 |  | 0.30438
0.23124 |  | 0.30434
0.23123 |  | 0.30432
0.23122 |  | 0.3043
0.23119 |  | 0.3043
0.23116 |  | 0.30425
0.23115 |  | 0.30424
0.23112 |  | 0.30421
0.23111 |  | 0.30421
0.23109 |  | 0.3042
0.23108 |  | 0.30419
0.23106 |  | 0.30417
0.23104 |  | 0.30416
0.23103 |  | 0.30416
0.23103 |  | 0.30415
0.231 |  | 0.30413
0.231 |  | 0.30411
0.23099 |  | 0.30408
0.23095 |  | 0.30408
0.23092 |  | 0.30405
0.23092 |  | 0.30404
0.23091 |  | 0.304
0.23088 |  | 0.304
0.23087 |  | 0.30398
0.23087 |  | 0.30395
0.23085 |  | 0.30395
0.23084 |  | 0.30391
0.23083 |  | 0.30387
0.23083 |  | 0.30387
0.23082 |  | 0.30387
0.23082 |  | 0.30386
0.23079 |  | 0.30383
0.23076 |  | 0.30381
0.23073 |  | 0.30379
0.23071 |  | 0.30378
0.2307 |  | 0.30375
0.23068 |  | 0.30375
0.23065 |  | 0.30373
0.23065 |  | 0.30371
0.23062 |  | 0.30368
0.23062 |  | 0.30368
0.23062 |  | 0.30365
0.2306 |  | 0.30364
0.2306 |  | 0.30362
0.23059 |  | 0.3036
0.23056 |  | 0.3036
0.23054 |  | 0.30358
0.23052 |  | 0.30356
0.2305 |  | 0.30354
0.2305 |  | 0.30352
0.2305 |  | 0.3035
0.23045 |  | 0.30348
0.23044 |  | 0.30345
0.23044 |  | 0.30343
0.23043 |  | 0.30341
0.23043 |  | 0.30337
0.23043 |  | 0.30336
0.23043 |  | 0.30335
0.23042 |  | 0.30332
0.2304 |  | 0.30331
0.23039 |  | 0.30327
0.23038 |  | 0.30325
0.23036 |  | 0.30324
0.23034 |  | 0.30323
0.23032 |  | 0.30321
0.23031 |  | 0.30321
0.23028 |  | 0.30315
0.23028 |  | 0.30312
0.23028 |  | 0.30312
0.23026 |  | 0.30311
0.23025 |  | 0.30307
0.23023 |  | 0.30306
0.23019 |  | 0.30304
0.23019 |  | 0.303
0.23019 |  | 0.30299
0.23019 |  | 0.30298
0.23017 |  | 0.30295
0.23012 |  | 0.30293
0.23012 |  | 0.3029
0.23007 |  | 0.30289
0.23006 |  | 0.30287
0.23006 |  | 0.30287
0.23006 |  | 0.30285
0.23003 |  | 0.30283
0.23002 |  | 0.30282
0.23 |  | 0.30281
0.22997 |  | 0.30279
0.22995 |  | 0.30277
0.22995 |  | 0.30277
0.22991 |  | 0.30274
0.2299 |  | 0.30273
0.22989 |  | 0.30272
0.22989 |  | 0.30268
0.22987 |  | 0.30266
0.22985 |  | 0.30266
0.22982 |  | 0.30264
0.22982 |  | 0.30261
0.22981 |  | 0.30257
0.22977 |  | 0.30256
0.22975 |  | 0.30253
0.22975 |  | 0.30253
0.22971 |  | 0.30252
0.22971 |  | 0.30249
0.2297 |  | 0.30249
0.2297 |  | 0.30247
0.22969 |  | 0.30245
0.22966 |  | 0.30244
0.22965 |  | 0.30243
0.22963 |  | 0.3024
0.22963 |  | 0.3024
0.22962 |  | 0.30236
0.22959 |  | 0.30235
0.22959 |  | 0.30235
0.22958 |  | 0.30232
0.22958 |  | 0.30231
0.22957 |  | 0.30228
0.22955 |  | 0.30227
0.22953 |  | 0.30224
0.22952 |  | 0.30221
0.2295 |  | 0.30221
0.2295 |  | 0.30219
0.22949 |  | 0.30215
0.22948 |  | 0.30215
0.22944 |  | 0.30213
0.22942 |  | 0.3021
0.22941 |  | 0.3021
0.22941 |  | 0.30208
0.22941 |  | 0.30207
0.22937 |  | 0.30207
0.22936 |  | 0.30206
0.22933 |  | 0.30203
0.22933 |  | 0.30199
0.22932 |  | 0.30197
0.22931 |  | 0.30195
0.22929 |  | 0.30192
0.22929 |  | 0.30189
0.22928 |  | 0.30186
0.22926 |  | 0.30185
0.22925 |  | 0.30183
0.22925 |  | 0.30182
0.22925 |  | 0.30179
0.22923 |  | 0.30178
0.2292 |  | 0.30177
0.22918 |  | 0.30174
0.22918 |  | 0.30173
0.22918 |  | 0.3017
0.22917 |  | 0.30169
0.22916 |  | 0.30167
0.22913 |  | 0.30165
0.2291 |  | 0.30165
0.22908 |  | 0.30158
0.22906 |  | 0.30158
0.22905 |  | 0.30156
0.22905 |  | 0.30152
0.22904 |  | 0.3015
0.22902 |  | 0.3015
0.229 |  | 0.30148
0.22897 |  | 0.30147
0.22896 |  | 0.30144
0.22893 |  | 0.30141
0.22893 |  | 0.30141
0.22893 |  | 0.3014
0.2289 |  | 0.30136
0.22889 |  | 0.30135
0.22889 |  | 0.30133
0.22889 |  | 0.30133
0.22887 |  | 0.30132
0.22884 |  | 0.30128
0.22884 |  | 0.30126
0.22884 |  | 0.30123
0.22884 |  | 0.30122
0.22881 |  | 0.30118
0.2288 |  | 0.30114
0.22877 |  | 0.30112
0.22873 |  | 0.3011
0.22873 |  | 0.30107
0.22873 |  | 0.30107
0.22872 |  | 0.30105
0.22871 |  | 0.30102
0.22868 |  | 0.30102
0.22866 |  | 0.30099
0.22865 |  | 0.30097
0.22865 |  | 0.30096
0.22865 |  | 0.30094
0.22864 |  | 0.30091
0.22861 |  | 0.30091
0.2286 |  | 0.30089
0.22856 |  | 0.30086
0.22854 |  | 0.30086
0.22854 |  | 0.30086
0.22852 |  | 0.30081
0.22852 |  | 0.30079
0.22852 |  | 0.30075
0.22852 |  | 0.30074
0.2285 |  | 0.30069
0.22847 |  | 0.30067
0.22846 |  | 0.30064
0.22846 |  | 0.30063
0.22845 |  | 0.3006
0.22841 |  | 0.3006
0.22841 |  | 0.30059
0.22841 |  | 0.30056
0.22841 |  | 0.30052
0.22841 |  | 0.30052
0.22838 |  | 0.30051
0.22838 |  | 0.30049
0.22837 |  | 0.30049
0.22835 |  | 0.30046
0.22833 |  | 0.30044
0.22833 |  | 0.30042
0.22831 |  | 0.30039
0.22829 |  | 0.30038
0.22829 |  | 0.30036
0.22827 |  | 0.30034
0.22826 |  | 0.30031
0.22825 |  | 0.30026
0.22825 |  | 0.30026
0.22822 |  | 0.30026
0.22822 |  | 0.30023
0.22822 |  | 0.30021
0.22822 |  | 0.30021
0.2282 |  | 0.30019
0.22818 |  | 0.30016
0.22816 |  | 0.30014
0.22816 |  | 0.30012
0.22816 |  | 0.3001
0.22816 |  | 0.30008
0.22813 |  | 0.30006
0.22813 |  | 0.30004
0.22812 |  | 0.30003
0.2281 |  | 0.3
0.22809 |  | 0.29995
0.22809 |  | 0.29995
0.22809 |  | 0.29992
0.22806 |  | 0.29991
0.22804 |  | 0.29988
0.22801 |  | 0.29988
0.22798 |  | 0.29986
0.22797 |  | 0.29984
0.22797 |  | 0.29983
0.22797 |  | 0.29981
0.22794 |  | 0.29979
0.22793 |  | 0.29975
0.2279 |  | 0.29974
0.22786 |  | 0.29974
0.22785 |  | 0.29972
0.22785 |  | 0.29969
0.22785 |  | 0.29966
0.22785 |  | 0.29966
0.22783 |  | 0.29962
0.22783 |  | 0.29962
0.22779 |  | 0.2996
0.22779 |  | 0.29956
0.22779 |  | 0.29955
0.22778 |  | 0.29952
0.22777 |  | 0.29949
0.22774 |  | 0.29948
0.22773 |  | 0.29945
0.2277 |  | 0.29944
0.22767 |  | 0.29939
0.22767 |  | 0.29939
0.22767 |  | 0.29935
0.22766 |  | 0.29935
0.22763 |  | 0.29934
0.22763 |  | 0.29928
0.22763 |  | 0.29927
0.22761 |  | 0.29923
0.22758 |  | 0.29923
0.22757 |  | 0.29918
0.22757 |  | 0.29916
0.22754 |  | 0.29914
0.22753 |  | 0.29913
0.22753 |  | 0.29913
0.2275 |  | 0.29913
0.2275 |  | 0.29909
0.2275 |  | 0.29905
0.2275 |  | 0.29904
0.22748 |  | 0.29901
0.22746 |  | 0.29901
0.22745 |  | 0.299
0.22743 |  | 0.29897
0.22743 |  | 0.29897
0.22742 |  | 0.29897
0.22741 |  | 0.29893
0.22739 |  | 0.29893
0.22739 |  | 0.29889
0.22737 |  | 0.29888
0.22731 |  | 0.29888
0.22731 |  | 0.29885
0.22731 |  | 0.29885
0.22728 |  | 0.29885
0.22725 |  | 0.29882
0.22723 |  | 0.29881
0.22723 |  | 0.29881
0.22719 |  | 0.29876
0.22719 |  | 0.29874
0.22719 |  | 0.29873
0.22719 |  | 0.2987
0.22719 |  | 0.29869
0.22718 |  | 0.29868
0.22714 |  | 0.29865
0.22713 |  | 0.29864
0.22713 |  | 0.2986
0.22711 |  | 0.29857
0.22709 |  | 0.29854
0.22709 |  | 0.29853
0.22706 |  | 0.29851
0.22706 |  | 0.29851
0.22706 |  | 0.29851
0.22703 |  | 0.29848
0.22702 |  | 0.29845
0.22701 |  | 0.29841
0.22698 |  | 0.2984
0.22698 |  | 0.29838
0.22698 |  | 0.29838
0.22697 |  | 0.29835
0.22697 |  | 0.29831
0.22697 |  | 0.2983
0.22695 |  | 0.29828
0.22694 |  | 0.29827
0.2269 |  | 0.29824
0.2269 |  | 0.29824
0.2269 |  | 0.29822
0.22688 |  | 0.29822
0.22686 |  | 0.29819
0.22685 |  | 0.29818
0.22683 |  | 0.29816
0.22682 |  | 0.29815
0.22682 |  | 0.29814
0.22679 |  | 0.29812
0.22678 |  | 0.29812
0.22677 |  | 0.2981
0.22675 |  | 0.29806
0.22674 |  | 0.29806
0.22673 |  | 0.29802
0.22671 |  | 0.29801
0.22671 |  | 0.29797
0.22671 |  | 0.29797
0.22669 |  | 0.29797
0.22669 |  | 0.29793
0.22667 |  | 0.2979
0.22663 |  | 0.29789
0.22662 |  | 0.29786
0.22662 |  | 0.29782
0.22658 |  | 0.29782
0.22656 |  | 0.29778
0.22656 |  | 0.29777
0.22655 |  | 0.29774
0.22654 |  | 0.29773
0.22652 |  | 0.29772
0.2265 |  | 0.29766
0.2265 |  | 0.29765
0.22647 |  | 0.29762
0.22647 |  | 0.29761
0.22644 |  | 0.29758
0.22643 |  | 0.29756
0.22641 |  | 0.29754
0.22637 |  | 0.29753
0.22637 |  | 0.29753
0.22637 |  | 0.2975
0.22637 |  | 0.2975
0.22634 |  | 0.29748
0.22632 |  | 0.29745
0.2263 |  | 0.29744
0.2263 |  | 0.2974
0.22627 |  | 0.29737
0.22626 |  | 0.29735
0.22626 |  | 0.29732
0.22625 |  | 0.29729
0.22623 |  | 0.29728
0.22622 |  | 0.29727
0.2262 |  | 0.29725
0.22618 |  | 0.29724
0.22617 |  | 0.29722
0.22617 |  | 0.29719
0.22615 |  | 0.29719
0.22613 |  | 0.29714
0.22613 |  | 0.29711
0.22613 |  | 0.2971
0.22613 |  | 0.29709
0.2261 |  | 0.29707
0.2261 |  | 0.29705
0.22606 |  | 0.29703
0.22605 |  | 0.29702
0.22605 |  | 0.29701
0.22605 |  | 0.29697
0.22603 |  | 0.29696
0.22602 |  | 0.29694
0.22599 |  | 0.29692
0.22597 |  | 0.29692
0.22597 |  | 0.2969
0.22597 |  | 0.29689
0.22597 |  | 0.29689
0.22591 |  | 0.29685
0.2259 |  | 0.29681
0.2259 |  | 0.29681
0.22588 |  | 0.29679
0.22587 |  | 0.29676
0.22586 |  | 0.29673
0.22586 |  | 0.29673
0.22583 |  | 0.29673
0.2258 |  | 0.29671
0.22579 |  | 0.29668
0.22578 |  | 0.29666
0.22578 |  | 0.29663
0.22578 |  | 0.29662
0.22576 |  | 0.29656
0.22575 |  | 0.29654
0.22572 |  | 0.29654
0.22571 |  | 0.2965
0.2257 |  | 0.2965
0.22568 |  | 0.29649
0.22566 |  | 0.29645
0.22566 |  | 0.29643
0.22564 |  | 0.29641
0.22562 |  | 0.29638
0.2256 |  | 0.29638
0.2256 |  | 0.29637
0.22559 |  | 0.29637
0.22554 |  | 0.29634
0.22554 |  | 0.29632
0.22552 |  | 0.29627
0.22551 |  | 0.29627
0.22548 |  | 0.29627
0.22548 |  | 0.29624
0.22548 |  | 0.29622
0.22547 |  | 0.29621
0.22545 |  | 0.2962
0.22544 |  | 0.29618
0.22541 |  | 0.29617
0.22541 |  | 0.29614
0.2254 |  | 0.29613
0.22537 |  | 0.29608
0.22537 |  | 0.29607
0.22537 |  | 0.29604
0.22535 |  | 0.29603
0.22532 |  | 0.296
0.22531 |  | 0.29597
0.22531 |  | 0.29594
0.2253 |  | 0.29594
0.2253 |  | 0.29593
0.22528 |  | 0.29589
0.22527 |  | 0.29587
0.22526 |  | 0.29582
0.22522 |  | 0.29579
0.22519 |  | 0.29578
0.22515 |  | 0.29577
0.22515 |  | 0.29573
0.22514 |  | 0.2957
0.22513 |  | 0.29568
0.2251 |  | 0.29562
0.2251 |  | 0.29562
0.22509 |  | 0.2956
0.22507 |  | 0.29557
0.22506 |  | 0.29555
0.22505 |  | 0.29553
0.22503 |  | 0.2955
0.22501 |  | 0.29548
0.22498 |  | 0.29548
0.22498 |  | 0.29546
0.22498 |  | 0.29545
0.22497 |  | 0.29545
0.22494 |  | 0.29544
0.22494 |  | 0.2954
0.22493 |  | 0.29538
0.2249 |  | 0.29534
0.2249 |  | 0.29533
0.2249 |  | 0.29533
0.2249 |  | 0.29532
0.2249 |  | 0.29529
0.22489 |  | 0.29529
0.22487 |  | 0.29524
0.22483 |  | 0.29524
0.22482 |  | 0.29521
0.22482 |  | 0.29519
0.22481 |  | 0.29518
0.22479 |  | 0.29515
0.22479 |  | 0.29513
0.22475 |  | 0.29511
0.22474 |  | 0.29511
0.22474 |  | 0.29509
0.22471 |  | 0.29509
0.22471 |  | 0.29504
0.2247 |  | 0.29501
0.22469 |  | 0.29498
0.22467 |  | 0.29498
0.22464 |  | 0.29495
0.22464 |  | 0.29493
0.22463 |  | 0.29491
0.22463 |  | 0.29489
0.22462 |  | 0.29486
0.22459 |  | 0.29483
0.22456 |  | 0.29482
0.22455 |  | 0.29481
0.22452 |  | 0.29479
0.22452 |  | 0.29475
0.22451 |  | 0.29474
0.2245 |  | 0.29471
0.22448 |  | 0.29469
0.22447 |  | 0.29467
0.22446 |  | 0.29467
0.22443 |  | 0.29464
0.22442 |  | 0.29461
0.2244 |  | 0.29461
0.22438 |  | 0.29457
0.22438 |  | 0.29456
0.22436 |  | 0.29454
0.22436 |  | 0.29453
0.22431 |  | 0.2945
0.2243 |  | 0.2945
0.2243 |  | 0.29449
0.22427 |  | 0.29448
0.22425 |  | 0.29448
0.22423 |  | 0.29443
0.22423 |  | 0.29443
0.22423 |  | 0.29439
0.2242 |  | 0.29436
0.22418 |  | 0.29433
0.22418 |  | 0.29431
0.22418 |  | 0.29429
0.22417 |  | 0.29426
0.22417 |  | 0.29425
0.22415 |  | 0.29423
0.22414 |  | 0.29423
0.22412 |  | 0.29423
0.22411 |  | 0.29419
0.22411 |  | 0.29417
0.2241 |  | 0.29413
0.22409 |  | 0.29412
0.22407 |  | 0.29411
0.22407 |  | 0.29408
0.22406 |  | 0.29406
0.22406 |  | 0.29405
0.22402 |  | 0.29399
0.22399 |  | 0.29399
0.22399 |  | 0.29398
0.22399 |  | 0.29394
0.22398 |  | 0.29393
0.22395 |  | 0.29389
0.22394 |  | 0.29387
0.22393 |  | 0.29386
0.22393 |  | 0.29384
0.2239 |  | 0.29382
0.22389 |  | 0.29382
0.22387 |  | 0.29381
0.22387 |  | 0.29378
0.22387 |  | 0.29377
0.22386 |  | 0.29375
0.22385 |  | 0.29368
0.22384 |  | 0.29364
0.22381 |  | 0.29362
0.22379 |  | 0.29361
0.22379 |  | 0.29358
0.22378 |  | 0.29358
0.22378 |  | 0.29354
0.22376 |  | 0.29353
0.22374 |  | 0.29352
0.22374 |  | 0.29349
0.22374 |  | 0.29348
0.2237 |  | 0.29348
0.22369 |  | 0.29345
0.22368 |  | 0.29343
0.22365 |  | 0.2934
0.22365 |  | 0.29337
0.22363 |  | 0.29337
0.22363 |  | 0.29336
0.22361 |  | 0.29335
0.22359 |  | 0.29331
0.22358 |  | 0.29331
0.22358 |  | 0.29325
0.22354 |  | 0.29323
0.22354 |  | 0.2932
0.22353 |  | 0.29316
0.22353 |  | 0.29311
0.22352 |  | 0.29311
0.22347 |  | 0.29307
0.22346 |  | 0.29304
0.22346 |  | 0.29302
0.22344 |  | 0.29298
0.22342 |  | 0.29296
0.22342 |  | 0.29292
0.22341 |  | 0.29292
0.22341 |  | 0.2929
0.22337 |  | 0.29288
0.22337 |  | 0.29287
0.22336 |  | 0.29284
0.22333 |  | 0.29282
0.2233 |  | 0.2928
0.2233 |  | 0.29278
0.22328 |  | 0.29276
0.22326 |  | 0.29276
0.22325 |  | 0.29275
0.22325 |  | 0.29271
0.22324 |  | 0.2927
0.22324 |  | 0.29267
0.22322 |  | 0.29267
0.22321 |  | 0.29262
0.22318 |  | 0.29262
0.22317 |  | 0.29259
0.22317 |  | 0.29255
0.22317 |  | 0.29254
0.22317 |  | 0.29254
0.22316 |  | 0.2925
0.22313 |  | 0.29249
0.2231 |  | 0.29244
0.22309 |  | 0.29242
0.22309 |  | 0.29238
0.22309 |  | 0.29236
0.22305 |  | 0.29236
0.22305 |  | 0.29233
0.22303 |  | 0.29229
0.22302 |  | 0.29228
0.22302 |  | 0.29228
0.22301 |  | 0.29226
0.22297 |  | 0.29224
0.22297 |  | 0.2922
0.22293 |  | 0.29219
0.22293 |  | 0.29216
0.22293 |  | 0.29213
0.22291 |  | 0.29211
0.2229 |  | 0.29209
0.22287 |  | 0.29208
0.22287 |  | 0.29204
0.22287 |  | 0.29203
0.22286 |  | 0.29203
0.22283 |  | 0.292
0.22283 |  | 0.29197
0.22282 |  | 0.29192
0.22281 |  | 0.29188
0.22281 |  | 0.29184
0.22279 |  | 0.29183
0.22279 |  | 0.29176
0.22275 |  | 0.29174
0.22275 |  | 0.29174
0.22274 |  | 0.29172
0.22274 |  | 0.29171
0.22272 |  | 0.2917
0.2227 |  | 0.29166
0.22269 |  | 0.29163
0.22267 |  | 0.29162
0.22267 |  | 0.29162
0.22265 |  | 0.29158
0.22263 |  | 0.29156
0.22263 |  | 0.29155
0.22261 |  | 0.29152
0.22259 |  | 0.2915
0.22258 |  | 0.29148
0.22255 |  | 0.29146
0.22255 |  | 0.2914
0.22254 |  | 0.29138
0.22254 |  | 0.29136
0.22254 |  | 0.29135
0.22252 |  | 0.29131
0.2225 |  | 0.29127
0.22247 |  | 0.29126
0.22246 |  | 0.29126
0.22242 |  | 0.29121
0.22242 |  | 0.2912
0.22242 |  | 0.29117
0.2224 |  | 0.29113
0.22238 |  | 0.29109
0.22237 |  | 0.29109
0.22237 |  | 0.29107
0.22234 |  | 0.29106
0.22233 |  | 0.29103
0.22232 |  | 0.29102
0.22232 |  | 0.29098
0.2223 |  | 0.29097
0.22227 |  | 0.29094
0.22226 |  | 0.29094
0.22225 |  | 0.29092
0.22221 |  | 0.29089
0.22219 |  | 0.29087
0.22219 |  | 0.29083
0.22218 |  | 0.29082
0.22217 |  | 0.2908
0.22215 |  | 0.29075
0.22215 |  | 0.29074
0.22215 |  | 0.29073
0.22213 |  | 0.29071
0.22211 |  | 0.29071
0.22209 |  | 0.29068
0.22209 |  | 0.29067
0.22209 |  | 0.29066
0.22209 |  | 0.29064
0.22207 |  | 0.29061
0.22203 |  | 0.2906
0.22203 |  | 0.29054
0.22202 |  | 0.29048
0.22202 |  | 0.29048
0.22201 |  | 0.29045
0.22199 |  | 0.29043
0.22198 |  | 0.29041
0.22198 |  | 0.2904
0.22198 |  | 0.29036
0.22196 |  | 0.29031
0.22194 |  | 0.29027
0.22191 |  | 0.29023
0.2219 |  | 0.29022
0.22189 |  | 0.29018
0.22187 |  | 0.29017
0.22186 |  | 0.29017
0.22185 |  | 0.29015
0.22182 |  | 0.29013
0.22181 |  | 0.29007
0.22178 |  | 0.29007
0.22178 |  | 0.29005
0.22178 |  | 0.29004
0.22176 |  | 0.29001
0.22173 |  | 0.28997
0.22173 |  | 0.28992
0.22173 |  | 0.28992
0.2217 |  | 0.2899
0.22169 |  | 0.28987
0.22169 |  | 0.28985
0.22167 |  | 0.28984
0.22165 |  | 0.28984
0.22165 |  | 0.28982
0.22163 |  | 0.28979
0.22161 |  | 0.28976
0.22159 |  | 0.28974
0.22158 |  | 0.28974
0.22157 |  | 0.28974
0.22157 |  | 0.28967
0.22155 |  | 0.28966
0.22155 |  | 0.28966
0.22154 |  | 0.28964
0.22154 |  | 0.28961
0.22151 |  | 0.28959
0.22148 |  | 0.28959
0.22146 |  | 0.28953
0.22144 |  | 0.28953
0.22143 |  | 0.28953
0.22142 |  | 0.28951
0.22142 |  | 0.28947
0.22142 |  | 0.28946
0.22139 |  | 0.28945
0.22136 |  | 0.28939
0.22136 |  | 0.28935
0.22135 |  | 0.28933
0.22135 |  | 0.2893
0.22134 |  | 0.28929
0.22131 |  | 0.28927
0.22131 |  | 0.28926
0.22128 |  | 0.28923
0.22126 |  | 0.28921
0.22124 |  | 0.28921
0.22124 |  | 0.28921
0.22119 |  | 0.28916
0.22119 |  | 0.28912
0.22117 |  | 0.28909
0.22116 |  | 0.28907
0.22114 |  | 0.28904
0.22112 |  | 0.28901
0.22111 |  | 0.289
0.22111 |  | 0.28894
0.22108 |  | 0.28892
0.22108 |  | 0.28891
0.22108 |  | 0.28886
0.22108 |  | 0.28884
0.22107 |  | 0.2888
0.22104 |  | 0.28879
0.22103 |  | 0.28878
0.22102 |  | 0.28875
0.22102 |  | 0.28873
0.22098 |  | 0.28872
0.22096 |  | 0.28869
0.22096 |  | 0.28867
0.22095 |  | 0.28863
0.22093 |  | 0.2886
0.22091 |  | 0.28857
0.22091 |  | 0.28853
0.22088 |  | 0.28849
0.22087 |  | 0.28847
0.22086 |  | 0.28845
0.22081 |  | 0.28843
0.2208 |  | 0.28839
0.22077 |  | 0.28839
0.22077 |  | 0.28836
0.22077 |  | 0.28832
0.22077 |  | 0.28829
0.22072 |  | 0.28829
0.22072 |  | 0.28825
0.22071 |  | 0.28821
0.22071 |  | 0.28819
0.22071 |  | 0.28815
0.22071 |  | 0.28812
0.22068 |  | 0.28809
0.22068 |  | 0.28807
0.22064 |  | 0.28804
0.22064 |  | 0.28799
0.22064 |  | 0.28799
0.22063 |  | 0.28797
0.22061 |  | 0.28794
0.22061 |  | 0.2879
0.2206 |  | 0.28788
0.22056 |  | 0.28782
0.22053 |  | 0.28779
0.22053 |  | 0.28778
0.2205 |  | 0.28778
0.22049 |  | 0.28777
0.22049 |  | 0.28777
0.22048 |  | 0.28771
0.22045 |  | 0.2877
0.22044 |  | 0.28769
0.22041 |  | 0.28766
0.22038 |  | 0.28762
0.22036 |  | 0.28761
0.22034 |  | 0.28758
0.22033 |  | 0.28755
0.22032 |  | 0.28753
0.22029 |  | 0.28749
0.22028 |  | 0.28746
0.22026 |  | 0.28745
0.22026 |  | 0.28741
0.22025 |  | 0.28741
0.22024 |  | 0.28738
0.22022 |  | 0.28732
0.22021 |  | 0.2873
0.2202 |  | 0.28728
0.2202 |  | 0.28726
0.2202 |  | 0.28726
0.22018 |  | 0.28726
0.22017 |  | 0.28722
0.22017 |  | 0.28721
0.22014 |  | 0.28717
0.22013 |  | 0.28716
0.22012 |  | 0.28713
0.2201 |  | 0.28712
0.22009 |  | 0.28709
0.22006 |  | 0.28707
0.22006 |  | 0.28707
0.22006 |  | 0.28704
0.22005 |  | 0.28701
0.22002 |  | 0.287
0.22001 |  | 0.28699
0.22 |  | 0.28696
0.21998 |  | 0.28695
0.21998 |  | 0.28692
0.21997 |  | 0.28689
0.21997 |  | 0.28687
0.21996 |  | 0.28684
0.21996 |  | 0.28684
0.21992 |  | 0.28681
0.21992 |  | 0.2868
0.21989 |  | 0.28676
0.21988 |  | 0.28673
0.21986 |  | 0.28672
0.21985 |  | 0.28669
0.21983 |  | 0.28667
0.21981 |  | 0.28665
0.2198 |  | 0.28662
0.21979 |  | 0.2866
0.21979 |  | 0.28657
0.21976 |  | 0.28655
0.21975 |  | 0.28651
0.21975 |  | 0.28651
0.21972 |  | 0.28648
0.21971 |  | 0.28643
0.21969 |  | 0.28642
0.21965 |  | 0.28639
0.21964 |  | 0.28636
0.21964 |  | 0.28634
0.21963 |  | 0.2863
0.21961 |  | 0.28628
0.21961 |  | 0.28628
0.21961 |  | 0.28624
0.21958 |  | 0.28623
0.21958 |  | 0.28619
0.21954 |  | 0.28614
0.21954 |  | 0.28614
0.21954 |  | 0.2861
0.21952 |  | 0.2861
0.21952 |  | 0.28607
0.21949 |  | 0.28604
0.21948 |  | 0.28604
0.21948 |  | 0.28602
0.21948 |  | 0.28598
0.21947 |  | 0.28597
0.21944 |  | 0.28596
0.21942 |  | 0.28594
0.2194 |  | 0.28585
0.21938 |  | 0.28582
0.21937 |  | 0.28581
0.21935 |  | 0.28578
0.21935 |  | 0.28576
0.21933 |  | 0.28574
0.21932 |  | 0.28572
0.21932 |  | 0.28569
0.21928 |  | 0.28566
0.21928 |  | 0.28562
0.21926 |  | 0.2856
0.21926 |  | 0.28557
0.21925 |  | 0.28553
0.21922 |  | 0.28552
0.2192 |  | 0.28549
0.2192 |  | 0.28547
0.21918 |  | 0.28543
0.21916 |  | 0.2854
0.21914 |  | 0.28537
0.21913 |  | 0.28537
0.21913 |  | 0.28535
0.21911 |  | 0.28535
0.2191 |  | 0.28533
0.21909 |  | 0.28531
0.21907 |  | 0.28528
0.21906 |  | 0.28527
0.21906 |  | 0.28525
0.21906 |  | 0.28523
0.21904 |  | 0.28521
0.21902 |  | 0.2852
0.21902 |  | 0.28515
0.21902 |  | 0.28515
0.21901 |  | 0.28514
0.219 |  | 0.2851
0.21898 |  | 0.2851
0.21897 |  | 0.28507
0.21893 |  | 0.28506
0.21893 |  | 0.28503
0.21893 |  | 0.28499
0.21893 |  | 0.28498
0.21893 |  | 0.28497
0.21893 |  | 0.28493
0.2189 |  | 0.28488
0.2189 |  | 0.28488
0.21889 |  | 0.28484
0.21886 |  | 0.28481
0.21885 |  | 0.2848
0.21883 |  | 0.28476
0.21882 |  | 0.28473
0.21882 |  | 0.28472
0.21882 |  | 0.28469
0.21878 |  | 0.28468
0.21877 |  | 0.28468
0.21876 |  | 0.28462
0.21876 |  | 0.2846
0.21874 |  | 0.28455
0.21874 |  | 0.28452
0.21874 |  | 0.28451
0.21871 |  | 0.28449
0.2187 |  | 0.28444
0.2187 |  | 0.28441
0.21869 |  | 0.28437
0.21869 |  | 0.28435
0.21868 |  | 0.28432
0.21868 |  | 0.28428
0.21866 |  | 0.28428
0.21864 |  | 0.28426
0.21862 |  | 0.28426
0.21862 |  | 0.28421
0.21861 |  | 0.28419
0.21861 |  | 0.28416
0.21861 |  | 0.28414
0.21858 |  | 0.28414
0.21857 |  | 0.28411
0.21854 |  | 0.2841
0.21854 |  | 0.28408
0.21853 |  | 0.28406
0.21849 |  | 0.28404
0.21849 |  | 0.28403
0.21848 |  | 0.284
0.21848 |  | 0.28398
0.21845 |  | 0.28398
0.21843 |  | 0.28395
0.21843 |  | 0.28392
0.21842 |  | 0.28391
0.2184 |  | 0.2839
0.21838 |  | 0.28383
0.21837 |  | 0.28382
0.21835 |  | 0.28382
0.21834 |  | 0.28379
0.21831 |  | 0.28374
0.21831 |  | 0.28373
0.21831 |  | 0.2837
0.21831 |  | 0.2837
0.21829 |  | 0.28365
0.21826 |  | 0.28362
0.21826 |  | 0.28359
0.21826 |  | 0.28358
0.21826 |  | 0.28357
0.21823 |  | 0.28353
0.21822 |  | 0.2835
0.21819 |  | 0.28345
0.21819 |  | 0.28341
0.21818 |  | 0.28341
0.21817 |  | 0.2834
0.21817 |  | 0.2834
0.21814 |  | 0.28336
0.21814 |  | 0.28333
0.21814 |  | 0.2833
0.21813 |  | 0.28324
0.21811 |  | 0.28322
0.21807 |  | 0.28319
0.21806 |  | 0.28315
0.21802 |  | 0.28315
0.21802 |  | 0.28314
0.21802 |  | 0.2831
0.218 |  | 0.28309
0.21796 |  | 0.28307
0.21795 |  | 0.28302
0.21795 |  | 0.28296
0.21792 |  | 0.28295
0.21791 |  | 0.28295
0.21788 |  | 0.2829
0.21787 |  | 0.28286
0.21787 |  | 0.28285
0.21786 |  | 0.28282
0.21786 |  | 0.2828
0.21784 |  | 0.2828
0.21783 |  | 0.28278
0.21783 |  | 0.28275
0.21782 |  | 0.28273
0.2178 |  | 0.2827
0.21778 |  | 0.28267
0.21775 |  | 0.28266
0.21775 |  | 0.28259
0.21772 |  | 0.28254
0.21772 |  | 0.28251
0.21772 |  | 0.28251
0.2177 |  | 0.2825
0.21768 |  | 0.28247
0.21767 |  | 0.28246
0.21765 |  | 0.28246
0.21764 |  | 0.28243
0.21764 |  | 0.28238
0.21762 |  | 0.28237
0.21762 |  | 0.28233
0.21759 |  | 0.28233
0.21759 |  | 0.28227
0.21758 |  | 0.28224
0.21756 |  | 0.28221
0.21754 |  | 0.2822
0.21754 |  | 0.28216
0.21752 |  | 0.28213
0.21751 |  | 0.28207
0.21748 |  | 0.28207
0.21745 |  | 0.28204
0.21745 |  | 0.28201
0.21743 |  | 0.28201
0.21741 |  | 0.28199
0.21741 |  | 0.28193
0.21739 |  | 0.28191
0.21737 |  | 0.28188
0.21737 |  | 0.2818
0.21736 |  | 0.2818
0.21733 |  | 0.28179
0.21731 |  | 0.28175
0.21731 |  | 0.28175
0.21729 |  | 0.28174
0.21727 |  | 0.28172
0.21725 |  | 0.28171
0.21725 |  | 0.2817
0.21725 |  | 0.28168
0.21724 |  | 0.28163
0.21721 |  | 0.28162
0.21721 |  | 0.28158
0.2172 |  | 0.28155
0.21719 |  | 0.28154
0.21717 |  | 0.28146
0.21717 |  | 0.28144
0.21716 |  | 0.28143
0.21713 |  | 0.2814
0.21711 |  | 0.28137
0.21709 |  | 0.28135
0.21708 |  | 0.28131
0.21708 |  | 0.28131
0.21705 |  | 0.28129
0.21704 |  | 0.28127
0.21702 |  | 0.28123
0.217 |  | 0.28122
0.217 |  | 0.2812
0.217 |  | 0.28118
0.21697 |  | 0.28113
0.21697 |  | 0.28113
0.21697 |  | 0.28113
0.21697 |  | 0.28112
0.21697 |  | 0.28111
0.21695 |  | 0.28107
0.21692 |  | 0.28105
0.21689 |  | 0.28101
0.21689 |  | 0.28099
0.21689 |  | 0.28096
0.21688 |  | 0.28092
0.21683 |  | 0.28089
0.21682 |  | 0.28083
0.21682 |  | 0.2808
0.21682 |  | 0.28079
0.21681 |  | 0.28076
0.2168 |  | 0.28075
0.21678 |  | 0.28071
0.21676 |  | 0.28068
0.21676 |  | 0.28065
0.21676 |  | 0.28064
0.21674 |  | 0.28063
0.21674 |  | 0.2806
0.21673 |  | 0.28059
0.21672 |  | 0.28055
0.2167 |  | 0.28052
0.21669 |  | 0.28051
0.21669 |  | 0.28048
0.21665 |  | 0.28047
0.21664 |  | 0.28045
0.21664 |  | 0.28044
0.21664 |  | 0.28039
0.21661 |  | 0.28038
0.21661 |  | 0.28036
0.21661 |  | 0.28034
0.21661 |  | 0.28031
0.21661 |  | 0.28027
0.21658 |  | 0.28025
0.21656 |  | 0.28024
0.21656 |  | 0.28021
0.21656 |  | 0.28018
0.21654 |  | 0.28018
0.21653 |  | 0.28012
0.21652 |  | 0.28011
0.21652 |  | 0.28008
0.21649 |  | 0.28007
0.21649 |  | 0.28003
0.21649 |  | 0.27999
0.21648 |  | 0.27995
0.21645 |  | 0.27993
0.21644 |  | 0.27989
0.21644 |  | 0.27988
0.21644 |  | 0.27982
0.21641 |  | 0.2798
0.2164 |  | 0.27978
0.21639 |  | 0.27974
0.21639 |  | 0.27972
0.21637 |  | 0.27966
0.21633 |  | 0.27966
0.21633 |  | 0.2796
0.21633 |  | 0.27957
0.21633 |  | 0.27956
0.21633 |  | 0.27955
0.21631 |  | 0.27952
0.21629 |  | 0.27948
0.21628 |  | 0.27948
0.21628 |  | 0.27945
0.21628 |  | 0.27944
0.21624 |  | 0.27938
0.21621 |  | 0.27935
0.21621 |  | 0.27935
0.21621 |  | 0.27931
0.21619 |  | 0.27928
0.21616 |  | 0.27927
0.21615 |  | 0.27924
0.21615 |  | 0.27923
0.21613 |  | 0.27919
0.21613 |  | 0.27916
0.2161 |  | 0.27915
0.2161 |  | 0.27914
0.2161 |  | 0.27912
0.21609 |  | 0.27911
0.21608 |  | 0.27907
0.21608 |  | 0.27906
0.21605 |  | 0.27906
0.21602 |  | 0.27903
0.21602 |  | 0.27901
0.21602 |  | 0.27898
0.21601 |  | 0.27894
0.216 |  | 0.27893
0.21598 |  | 0.27889
0.21598 |  | 0.27889
0.21597 |  | 0.27886
0.21597 |  | 0.27885
0.21596 |  | 0.27882
0.21594 |  | 0.27878
0.21593 |  | 0.27875
0.21593 |  | 0.2787
0.21592 |  | 0.27868
0.2159 |  | 0.27868
0.21589 |  | 0.27864
0.21589 |  | 0.27862
0.21588 |  | 0.2786
0.21585 |  | 0.27859
0.21585 |  | 0.27856
0.21585 |  | 0.27854
0.21585 |  | 0.27848
0.21585 |  | 0.27846
0.21582 |  | 0.27845
0.2158 |  | 0.27845
0.21577 |  | 0.27841
0.21577 |  | 0.27839
0.21577 |  | 0.27831
0.21574 |  | 0.27831
0.21574 |  | 0.27828
0.21574 |  | 0.27827
0.21573 |  | 0.27825
0.2157 |  | 0.27823
0.21569 |  | 0.27823
0.21569 |  | 0.2782
0.21569 |  | 0.27817
0.21565 |  | 0.27812
0.21563 |  | 0.27812
0.21563 |  | 0.27812
0.21563 |  | 0.27808
0.21562 |  | 0.27806
0.21561 |  | 0.27803
0.21558 |  | 0.27803
0.21558 |  | 0.27796
0.21558 |  | 0.27795
0.21558 |  | 0.27795
0.21557 |  | 0.27792
0.21553 |  | 0.2779
0.21551 |  | 0.27788
0.2155 |  | 0.27785
0.21549 |  | 0.2778
0.21549 |  | 0.27775
0.21547 |  | 0.27771
0.21546 |  | 0.2777
0.21546 |  | 0.27764
0.21543 |  | 0.27763
0.21542 |  | 0.27762
0.21541 |  | 0.27759
0.21541 |  | 0.27756
0.21539 |  | 0.27755
0.21537 |  | 0.2775
0.21537 |  | 0.27748
0.21534 |  | 0.27746
0.21534 |  | 0.27743
0.21531 |  | 0.27742
0.21531 |  | 0.27735
0.21529 |  | 0.27732
0.21527 |  | 0.2773
0.21526 |  | 0.27728
0.21525 |  | 0.27724
0.21523 |  | 0.27723
0.21523 |  | 0.27719
0.21522 |  | 0.27716
0.21521 |  | 0.27715
0.21519 |  | 0.27711
0.21518 |  | 0.27707
0.21518 |  | 0.27704
0.21518 |  | 0.27702
0.21516 |  | 0.27698
0.21514 |  | 0.27694
0.2151 |  | 0.2769
0.2151 |  | 0.27685
0.2151 |  | 0.27682
0.21507 |  | 0.27679
0.21506 |  | 0.27678
0.21506 |  | 0.27675
0.21505 |  | 0.27673
0.21504 |  | 0.2767
0.21501 |  | 0.27669
0.215 |  | 0.27662
0.21497 |  | 0.27661
0.21495 |  | 0.27659
0.21495 |  | 0.27658
0.21494 |  | 0.27654
0.21493 |  | 0.2765
0.21493 |  | 0.27649
0.21493 |  | 0.27645
0.21493 |  | 0.27645
0.21491 |  | 0.27644
0.2149 |  | 0.27642
0.2149 |  | 0.2764
0.21487 |  | 0.27636
0.21486 |  | 0.27634
0.21486 |  | 0.27634
0.21486 |  | 0.2763
0.21485 |  | 0.2763
0.21483 |  | 0.27626
0.21482 |  | 0.27625
0.21478 |  | 0.27622
0.21477 |  | 0.27621
0.21477 |  | 0.2762
0.21477 |  | 0.27614
0.21475 |  | 0.27613
0.21474 |  | 0.27613
0.21473 |  | 0.27611
0.21471 |  | 0.27608
0.21471 |  | 0.27603
0.21471 |  | 0.27599
0.21469 |  | 0.27599
0.21466 |  | 0.27594
0.21465 |  | 0.2759
0.21465 |  | 0.27589
0.21465 |  | 0.27585
0.21462 |  | 0.27583
0.2146 |  | 0.27579
0.21458 |  | 0.27575
0.21458 |  | 0.27575
0.21458 |  | 0.2757
0.21458 |  | 0.27567
0.21454 |  | 0.27565
0.21453 |  | 0.27565
0.21451 |  | 0.2756
0.21451 |  | 0.27558
0.21449 |  | 0.27554
0.21449 |  | 0.27552
0.21447 |  | 0.2755
0.21446 |  | 0.27548
0.21443 |  | 0.27546
0.21443 |  | 0.27545
0.21442 |  | 0.27541
0.21442 |  | 0.2754
0.21441 |  | 0.27537
0.21439 |  | 0.27531
0.21438 |  | 0.27529
0.21438 |  | 0.27523
0.21434 |  | 0.27522
0.21434 |  | 0.27519
0.21433 |  | 0.27518
0.21433 |  | 0.27516
0.2143 |  | 0.27514
0.2143 |  | 0.27511
0.21429 |  | 0.27505
0.21429 |  | 0.27501
0.21428 |  | 0.27497
0.21425 |  | 0.27494
0.21425 |  | 0.27492
0.21422 |  | 0.27491
0.21422 |  | 0.27485
0.21421 |  | 0.27485
0.2142 |  | 0.27482
0.21418 |  | 0.27479
0.21418 |  | 0.27477
0.21417 |  | 0.27476
0.21414 |  | 0.27474
0.21413 |  | 0.27471
0.21412 |  | 0.2747
0.2141 |  | 0.27468
0.2141 |  | 0.27464
0.2141 |  | 0.27462
0.2141 |  | 0.27458
0.21408 |  | 0.27448
0.21406 |  | 0.27447
0.21402 |  | 0.27444
0.21402 |  | 0.27442
0.214 |  | 0.27438
0.214 |  | 0.27434
0.21396 |  | 0.27434
0.21396 |  | 0.27428
0.21393 |  | 0.27428
0.21392 |  | 0.27427
0.21391 |  | 0.27423
0.21391 |  | 0.27421
0.21391 |  | 0.27416
0.2139 |  | 0.27414
0.21385 |  | 0.27411
0.21384 |  | 0.27408
0.21382 |  | 0.27407
0.21382 |  | 0.27402
0.21382 |  | 0.274
0.21379 |  | 0.27398
0.21376 |  | 0.27398
0.21376 |  | 0.27395
0.21375 |  | 0.27392
0.21372 |  | 0.2739
0.21371 |  | 0.27388
0.21371 |  | 0.27384
0.21371 |  | 0.27383
0.21371 |  | 0.2738
0.21368 |  | 0.27376
0.21364 |  | 0.27372
0.21363 |  | 0.27365
0.21363 |  | 0.27365
0.21363 |  | 0.27364
0.21361 |  | 0.27358
0.21359 |  | 0.27354
0.21359 |  | 0.27351
0.21356 |  | 0.27348
0.21356 |  | 0.27345
0.21355 |  | 0.27344
0.21353 |  | 0.27342
0.21352 |  | 0.27337
0.21352 |  | 0.27336
0.21352 |  | 0.27329
0.21349 |  | 0.27322
0.21348 |  | 0.27321
0.21347 |  | 0.27316
0.21345 |  | 0.27312
0.21344 |  | 0.27311
0.21343 |  | 0.27308
0.21341 |  | 0.27304
0.2134 |  | 0.27301
0.21339 |  | 0.273
0.21337 |  | 0.27299
0.21337 |  | 0.27295
0.21337 |  | 0.27292
0.21335 |  | 0.27289
0.21335 |  | 0.27284
0.21332 |  | 0.27281
0.21332 |  | 0.27278
0.21327 |  | 0.27273
0.21327 |  | 0.27269
0.21326 |  | 0.27268
0.21326 |  | 0.27265
0.21326 |  | 0.27261
0.2132 |  | 0.27257
0.21319 |  | 0.27254
0.21318 |  | 0.27249
0.21317 |  | 0.27249
0.21315 |  | 0.27246
0.21314 |  | 0.27243
0.21312 |  | 0.27241
0.21312 |  | 0.2724
0.21311 |  | 0.27237
0.21311 |  | 0.27235
0.21308 |  | 0.27231
0.21306 |  | 0.27227
0.21306 |  | 0.27223
0.21305 |  | 0.27223
0.21305 |  | 0.27218
0.21303 |  | 0.27215
0.21303 |  | 0.27214
0.21301 |  | 0.2721
0.21301 |  | 0.27207
0.21301 |  | 0.27204
0.21299 |  | 0.272
0.21295 |  | 0.27195
0.21295 |  | 0.2719
0.21295 |  | 0.27189
0.21292 |  | 0.27184
0.2129 |  | 0.27179
0.21289 |  | 0.27178
0.21289 |  | 0.27175
0.21289 |  | 0.27175
0.21287 |  | 0.27172
0.21286 |  | 0.27167
0.21283 |  | 0.27165
0.21283 |  | 0.27159
0.21283 |  | 0.27158
0.21282 |  | 0.27155
0.21281 |  | 0.2715
0.21277 |  | 0.27148
0.21277 |  | 0.27146
0.21277 |  | 0.27143
0.21274 |  | 0.2714
0.21273 |  | 0.27138
0.21273 |  | 0.27137
0.21272 |  | 0.27133
0.21272 |  | 0.2713
0.2127 |  | 0.27127
0.21268 |  | 0.27123
0.21266 |  | 0.27119
0.21266 |  | 0.27116
0.21265 |  | 0.27111
0.21265 |  | 0.27107
0.21262 |  | 0.27103
0.21262 |  | 0.27099
0.21261 |  | 0.27098
0.2126 |  | 0.27096
0.21257 |  | 0.27093
0.21254 |  | 0.27091
0.21254 |  | 0.27086
0.21254 |  | 0.27084
0.21253 |  | 0.2708
0.2125 |  | 0.27078
0.21249 |  | 0.27076
0.21249 |  | 0.27073
0.21249 |  | 0.27071
0.21247 |  | 0.2707
0.21247 |  | 0.27067
0.21245 |  | 0.27065
0.21245 |  | 0.27058
0.21243 |  | 0.27054
0.21243 |  | 0.27053
0.2124 |  | 0.27048
0.2124 |  | 0.27045
0.21239 |  | 0.27043
0.21239 |  | 0.27042
0.21236 |  | 0.27038
0.21233 |  | 0.27033
0.21233 |  | 0.27028
0.21232 |  | 0.27026
0.21232 |  | 0.27022
0.21231 |  | 0.27021
0.21231 |  | 0.27018
0.21229 |  | 0.27014
0.21227 |  | 0.27011
0.21227 |  | 0.27011
0.21225 |  | 0.2701
0.21224 |  | 0.27006
0.21223 |  | 0.27005
0.21222 |  | 0.27002
0.2122 |  | 0.26999
0.21219 |  | 0.26995
0.21218 |  | 0.26991
0.21218 |  | 0.26989
0.21216 |  | 0.26988
0.21215 |  | 0.26987
0.21212 |  | 0.26983
0.21211 |  | 0.2698
0.2121 |  | 0.26979
0.2121 |  | 0.26978
0.21208 |  | 0.26974
0.21207 |  | 0.26968
0.21206 |  | 0.26967
0.21204 |  | 0.26964
0.21204 |  | 0.26963
0.212 |  | 0.26959
0.21199 |  | 0.26958
0.21198 |  | 0.26957
0.21196 |  | 0.26952
0.21195 |  | 0.26948
0.21194 |  | 0.26945
0.21192 |  | 0.26943
0.21192 |  | 0.26941
0.21188 |  | 0.26935
0.21188 |  | 0.26934
0.21188 |  | 0.26934
0.21187 |  | 0.2693
0.21186 |  | 0.26927
0.21186 |  | 0.26926
0.21184 |  | 0.26924
0.21184 |  | 0.26921
0.21183 |  | 0.26918
0.21182 |  | 0.26917
0.21181 |  | 0.26914
0.21178 |  | 0.2691
0.21178 |  | 0.26906
0.21177 |  | 0.26905
0.21175 |  | 0.26901
0.21174 |  | 0.26898
0.21173 |  | 0.26897
0.21171 |  | 0.26894
0.21171 |  | 0.26889
0.2117 |  | 0.26887
0.2117 |  | 0.2688
0.2117 |  | 0.26878
0.21169 |  | 0.26876
0.21169 |  | 0.26871
0.21168 |  | 0.26868
0.21168 |  | 0.26867
0.21168 |  | 0.26865
0.21167 |  | 0.26862
0.21167 |  | 0.26858
0.21164 |  | 0.26856
0.21162 |  | 0.26852
0.21162 |  | 0.26851
0.21162 |  | 0.2685
0.21162 |  | 0.26847
0.21161 |  | 0.26843
0.21161 |  | 0.26839
0.2116 |  | 0.26839
0.2116 |  | 0.26839
0.2116 |  | 0.26834
0.21158 |  | 0.26826
0.21158 |  | 0.26825
0.21157 |  | 0.26822
0.21157 |  | 0.26821
0.21157 |  | 0.26813
0.21157 |  | 0.26809
0.21155 |  | 0.26806
0.21154 |  | 0.26806
0.21154 |  | 0.26803
0.21154 |  | 0.268
0.21152 |  | 0.26794
0.21151 |  | 0.2679
0.21151 |  | 0.26789
0.2115 |  | 0.26784
0.21149 |  | 0.26781
0.21149 |  | 0.26776
0.21147 |  | 0.26776
0.21146 |  | 0.26769
0.21145 |  | 0.26768
0.21145 |  | 0.26767
0.21144 |  | 0.26763
0.21144 |  | 0.2676
0.21144 |  | 0.2676
0.21143 |  | 0.26758
0.21141 |  | 0.26752
0.2114 |  | 0.26751
0.2114 |  | 0.26746
0.2114 |  | 0.26743
0.21139 |  | 0.26742
0.21139 |  | 0.26737
0.21139 |  | 0.26735
0.21137 |  | 0.26732
0.21134 |  | 0.26729
0.21133 |  | 0.26729
0.21133 |  | 0.26723
0.21131 |  | 0.26722
0.2113 |  | 0.26722
0.21128 |  | 0.26715
0.21128 |  | 0.26714
0.21127 |  | 0.2671
0.21126 |  | 0.26706
0.21124 |  | 0.26705
0.21124 |  | 0.267
0.21124 |  | 0.26697
0.21124 |  | 0.26694
0.21124 |  | 0.26686
0.21123 |  | 0.26685
0.21122 |  | 0.26682
0.21121 |  | 0.26678
0.21121 |  | 0.26673
0.2112 |  | 0.26668
0.21117 |  | 0.2666
0.21117 |  | 0.26659
0.21117 |  | 0.26657
0.21117 |  | 0.26651
0.21117 |  | 0.26647
0.21116 |  | 0.26643
0.21114 |  | 0.26639
0.21112 |  | 0.26635
0.21112 |  | 0.26631
0.21112 |  | 0.26628
0.21112 |  | 0.26624
0.2111 |  | 0.26624
0.2111 |  | 0.2662
0.2111 |  | 0.26612
0.21108 |  | 0.26611
0.21107 |  | 0.26603
0.21107 |  | 0.26599
0.21107 |  | 0.26592
0.21106 |  | 0.2659
0.21105 |  | 0.26589
0.21105 |  | 0.26586
0.21104 |  | 0.26585
0.21103 |  | 0.26581
0.21102 |  | 0.26578
0.21102 |  | 0.26574
0.211 |  | 0.2657
0.211 |  | 0.26565
0.21099 |  | 0.26563
0.21097 |  | 0.26563
0.21097 |  | 0.26561
0.21097 |  | 0.26559
0.21096 |  | 0.26557
0.21096 |  | 0.26553
0.21096 |  | 0.26549
0.21095 |  | 0.26549
0.21095 |  | 0.26548
0.21094 |  | 0.26543
0.21092 |  | 0.26542
0.21092 |  | 0.26539
0.21092 |  | 0.26534
0.2109 |  | 0.26531
0.2109 |  | 0.26527
0.21089 |  | 0.26525
0.21089 |  | 0.26522
0.21089 |  | 0.2652
0.21088 |  | 0.26517
0.21087 |  | 0.26514
0.21087 |  | 0.26514
0.21086 |  | 0.2651
0.21086 |  | 0.26508
0.21085 |  | 0.26504
0.21084 |  | 0.26502
0.21083 |  | 0.265
0.21082 |  | 0.26493
0.2108 |  | 0.2649
0.21079 |  | 0.26488
0.21079 |  | 0.26484
0.21079 |  | 0.26481
0.21079 |  | 0.26474
0.21078 |  | 0.26473
0.21077 |  | 0.26472
0.21076 |  | 0.26467
0.21075 |  | 0.26465
0.21075 |  | 0.26463
0.21075 |  | 0.26463
0.21073 |  | 0.26456
0.21072 |  | 0.26456
0.2107 |  | 0.26455
0.2107 |  | 0.26451
0.2107 |  | 0.26449
0.2107 |  | 0.26448
0.21068 |  | 0.26446
0.21067 |  | 0.2644
0.21067 |  | 0.26439
0.21066 |  | 0.26435
0.21066 |  | 0.26431
0.21065 |  | 0.26425
0.21064 |  | 0.26422
0.21064 |  | 0.26418
0.21062 |  | 0.26412
0.2106 |  | 0.26411
0.2106 |  | 0.26408
0.21059 |  | 0.26404
0.21058 |  | 0.26399
0.21058 |  | 0.26399
0.21057 |  | 0.26391
0.21055 |  | 0.26388
0.21054 |  | 0.26383
0.21053 |  | 0.26378
0.21052 |  | 0.26375
0.21051 |  | 0.2637
0.2105 |  | 0.26367
0.2105 |  | 0.26365
0.21049 |  | 0.26357
0.21047 |  | 0.26353
0.21046 |  | 0.2635
0.21045 |  | 0.26348
0.21045 |  | 0.26345
0.21044 |  | 0.26341
0.21043 |  | 0.26338
0.21041 |  | 0.26336
0.21041 |  | 0.26332
0.21039 |  | 0.26332
0.21039 |  | 0.26329
0.21039 |  | 0.26326
0.21039 |  | 0.26322
0.21038 |  | 0.26318
0.21037 |  | 0.26314
0.21037 |  | 0.2631
0.21036 |  | 0.26306
0.21034 |  | 0.26305
0.21033 |  | 0.263
0.21032 |  | 0.26297
0.21032 |  | 0.26293
0.2103 |  | 0.2629
0.2103 |  | 0.26287
0.21029 |  | 0.26283
0.21029 |  | 0.26278
0.21029 |  | 0.26273
0.21029 |  | 0.2627
0.21025 |  | 0.26267
0.21025 |  | 0.26265
0.21025 |  | 0.2626
0.21025 |  | 0.26256
0.21023 |  | 0.26252
0.21022 |  | 0.26249
0.21022 |  | 0.26247
0.21021 |  | 0.26241
0.21021 |  | 0.26237
0.21019 |  | 0.26234
0.21019 |  | 0.26231
0.21017 |  | 0.26226
0.21017 |  | 0.26224
0.21015 |  | 0.26219
0.21015 |  | 0.26215
0.21015 |  | 0.26214
0.21015 |  | 0.2621
0.21014 |  | 0.26207
0.21014 |  | 0.26206
0.21013 |  | 0.26202
0.21012 |  | 0.26197
0.21011 |  | 0.26194
0.21011 |  | 0.26189
0.21008 |  | 0.26187
0.21007 |  | 0.26185
0.21007 |  | 0.26179
0.21007 |  | 0.26174
0.21007 |  | 0.26171
0.21005 |  | 0.26167
0.21004 |  | 0.26167
0.21004 |  | 0.26163
0.21004 |  | 0.26159
0.21004 |  | 0.26156
0.21002 |  | 0.26151
0.21 |  | 0.26149
0.20998 |  | 0.26147
0.20998 |  | 0.26139
0.20998 |  | 0.26136
0.20998 |  | 0.26132
0.20998 |  | 0.26127
0.20997 |  | 0.26125
0.20995 |  | 0.26123
0.20994 |  | 0.26116
0.20994 |  | 0.26113
0.20994 |  | 0.2611
0.20992 |  | 0.26105
0.2099 |  | 0.26098
0.2099 |  | 0.26092
0.2099 |  | 0.26089
0.2099 |  | 0.26085
0.20989 |  | 0.26081
0.20989 |  | 0.26078
0.20988 |  | 0.26074
0.20988 |  | 0.26072
0.20987 |  | 0.26069
0.20985 |  | 0.26068
0.20984 |  | 0.26061
0.20984 |  | 0.26053
0.20983 |  | 0.26051
0.20983 |  | 0.26047
0.20982 |  | 0.26041
0.20982 |  | 0.26036
0.2098 |  | 0.26035
0.2098 |  | 0.26031
0.2098 |  | 0.26026
0.20978 |  | 0.26019
0.20977 |  | 0.26014
0.20977 |  | 0.2601
0.20977 |  | 0.26005
0.20976 |  | 0.26002
0.20975 |  | 0.25996
0.20973 |  | 0.25996
0.20973 |  | 0.25993
0.20973 |  | 0.25988
0.20972 |  | 0.25985
0.20971 |  | 0.25981
0.20971 |  | 0.25979
0.2097 |  | 0.25971
0.20968 |  | 0.25963
0.20968 |  | 0.25963
0.20966 |  | 0.25958
0.20966 |  | 0.25956
0.20966 |  | 0.25953
0.20966 |  | 0.25947
0.20965 |  | 0.25946
0.20964 |  | 0.25943
0.20962 |  | 0.2594
0.20962 |  | 0.25935
0.20961 |  | 0.25932
0.2096 |  | 0.2593
0.2096 |  | 0.25928
0.20958 |  | 0.25919
0.20958 |  | 0.25918
0.20958 |  | 0.25914
0.20957 |  | 0.25911
0.20956 |  | 0.25907
0.20955 |  | 0.25906
0.20953 |  | 0.259
0.20953 |  | 0.25895
0.20953 |  | 0.25891
0.20952 |  | 0.25888
0.2095 |  | 0.25885
0.20949 |  | 0.25883
0.20949 |  | 0.25879
0.20948 |  | 0.25872
0.20948 |  | 0.2587
0.20946 |  | 0.25864
0.20945 |  | 0.25863
0.20945 |  | 0.25856
0.20945 |  | 0.25854
0.20943 |  | 0.25848
0.20943 |  | 0.25845
0.20942 |  | 0.25842
0.20941 |  | 0.2584
0.2094 |  | 0.25835
0.20938 |  | 0.25831
0.20938 |  | 0.2583
0.20935 |  | 0.2582
0.20935 |  | 0.25815
0.20935 |  | 0.25806
0.20933 |  | 0.25806
0.20932 |  | 0.25803
0.2093 |  | 0.25798
0.20929 |  | 0.25798
0.20928 |  | 0.25798
0.20928 |  | 0.25792
0.20927 |  | 0.2579
0.20927 |  | 0.25789
0.20925 |  | 0.25784
0.20923 |  | 0.25782
0.20923 |  | 0.25777
0.20922 |  | 0.25774
0.20921 |  | 0.25772
0.2092 |  | 0.25768
0.20918 |  | 0.25766
0.20917 |  | 0.25764
0.20917 |  | 0.2576
0.20916 |  | 0.25758
0.20916 |  | 0.25754
0.20915 |  | 0.25753
0.20913 |  | 0.2575
0.20912 |  | 0.25748
0.2091 |  | 0.25741
0.2091 |  | 0.25734
0.20908 |  | 0.25729
0.20907 |  | 0.25728
0.20907 |  | 0.25725
0.20905 |  | 0.25724
0.20904 |  | 0.2572
0.20904 |  | 0.25715
0.20903 |  | 0.25712
0.20903 |  | 0.2571
0.20902 |  | 0.25708
0.20902 |  | 0.25703
0.20899 |  | 0.25699
0.20899 |  | 0.25697
0.20899 |  | 0.25693
0.20895 |  | 0.25688
0.20894 |  | 0.25686
0.20894 |  | 0.2568
0.20893 |  | 0.2568
0.20892 |  | 0.25671
0.20892 |  | 0.25668
0.20891 |  | 0.25659
0.2089 |  | 0.25653
0.2089 |  | 0.25652
0.20888 |  | 0.25645
0.20887 |  | 0.25643
0.20885 |  | 0.25639
0.20885 |  | 0.25631
0.20885 |  | 0.25627
0.20884 |  | 0.25623
0.20883 |  | 0.25617
0.20883 |  | 0.25613
0.20882 |  | 0.2561
0.20881 |  | 0.25605
0.20881 |  | 0.25602
0.20881 |  | 0.25599
0.2088 |  | 0.25598
0.2088 |  | 0.25596
0.20879 |  | 0.25593
0.20875 |  | 0.25592
0.20874 |  | 0.25589
0.20874 |  | 0.25586
0.20873 |  | 0.25583
0.20872 |  | 0.25578
0.20871 |  | 0.25574
0.2087 |  | 0.2557
0.2087 |  | 0.25564
0.2087 |  | 0.25564
0.2087 |  | 0.25559
0.2087 |  | 0.25558
0.20867 |  | 0.25558
0.20866 |  | 0.2555
0.20866 |  | 0.25547
0.20864 |  | 0.25546
0.20863 |  | 0.25545
0.20863 |  | 0.25542
0.20863 |  | 0.25542
0.20862 |  | 0.25538
0.20858 |  | 0.25533
0.20857 |  | 0.25527
0.20857 |  | 0.25522
0.20857 |  | 0.25521
0.20857 |  | 0.25518
0.20856 |  | 0.25514
0.20854 |  | 0.2551
0.20854 |  | 0.25509
0.20852 |  | 0.255
0.20851 |  | 0.25498
0.20851 |  | 0.25492
0.2085 |  | 0.25488
0.20849 |  | 0.25484
0.20849 |  | 0.25478
0.20849 |  | 0.25477
0.20848 |  | 0.25471
0.20847 |  | 0.25465
0.20847 |  | 0.25462
0.20846 |  | 0.25458
0.20845 |  | 0.25454
0.20845 |  | 0.2545
0.20845 |  | 0.25446
0.20844 |  | 0.25445
0.20843 |  | 0.2544
0.20842 |  | 0.25432
0.20841 |  | 0.25428
0.2084 |  | 0.25424
0.20839 |  | 0.25421
0.20838 |  | 0.25419
0.20837 |  | 0.25418
0.20836 |  | 0.25416
0.20834 |  | 0.2541
0.20834 |  | 0.25404
0.20834 |  | 0.25402
0.20833 |  | 0.25399
0.20833 |  | 0.25396
0.20832 |  | 0.25391
0.20832 |  | 0.25388
0.20831 |  | 0.25383
0.20829 |  | 0.25382
0.20829 |  | 0.25367
0.20827 |  | 0.25367
0.20826 |  | 0.25363
0.20825 |  | 0.25359
0.20825 |  | 0.25358
0.20824 |  | 0.25355
0.20824 |  | 0.25348
0.20824 |  | 0.25344
0.2082 |  | 0.2534
0.2082 |  | 0.2534
0.2082 |  | 0.25338
0.2082 |  | 0.25334
0.2082 |  | 0.2533
0.20817 |  | 0.25323
0.20815 |  | 0.25321
0.20815 |  | 0.25317
0.20815 |  | 0.25315
0.20814 |  | 0.25308
0.20813 |  | 0.25304
0.2081 |  | 0.25303
0.20809 |  | 0.25294
0.20809 |  | 0.25289
0.20809 |  | 0.2528
0.20807 |  | 0.25277
0.20805 |  | 0.25274
0.20805 |  | 0.2527
0.20804 |  | 0.25265
0.20803 |  | 0.2526
0.20802 |  | 0.25259
0.208 |  | 0.25257
0.208 |  | 0.25253
0.20799 |  | 0.25252
0.20797 |  | 0.25248
0.20797 |  | 0.25245
0.20796 |  | 0.25242
0.20795 |  | 0.25238
0.20794 |  | 0.25235
0.20793 |  | 0.25235
0.20793 |  | 0.25231
0.20792 |  | 0.2523
0.20791 |  | 0.25226
0.2079 |  | 0.2522
0.20789 |  | 0.2522
0.20788 |  | 0.25214
0.20788 |  | 0.2521
0.20787 |  | 0.25206
0.20786 |  | 0.25204
0.20786 |  | 0.25204
0.20784 |  | 0.25196
0.20784 |  | 0.25194
0.20783 |  | 0.25189
0.20782 |  | 0.25186
0.20781 |  | 0.25181
0.20779 |  | 0.25176
0.20779 |  | 0.25175
0.20779 |  | 0.25171
0.20776 |  | 0.25167
0.20775 |  | 0.25163
0.20775 |  | 0.25157
0.20772 |  | 0.25151
0.20772 |  | 0.25151
0.2077 |  | 0.25148
0.2077 |  | 0.25145
0.20768 |  | 0.25141
0.20767 |  | 0.25135
0.20765 |  | 0.25132
0.20764 |  | 0.2513
0.20764 |  | 0.25126
0.20763 |  | 0.25123
0.20763 |  | 0.25122
0.20762 |  | 0.25118
0.20761 |  | 0.25114
0.20761 |  | 0.2511
0.20761 |  | 0.25106
0.2076 |  | 0.25103
0.20758 |  | 0.25099
0.20758 |  | 0.25095
0.20757 |  | 0.25091
0.20755 |  | 0.25089
0.20755 |  | 0.25084
0.20755 |  | 0.25076
0.20755 |  | 0.25073
0.20753 |  | 0.25071
0.20752 |  | 0.25067
0.20751 |  | 0.25064
0.20751 |  | 0.25052
0.20749 |  | 0.25048
0.20746 |  | 0.25045
0.20745 |  | 0.2504
0.20745 |  | 0.25037
0.20742 |  | 0.2503
0.20742 |  | 0.25018
0.20742 |  | 0.25014
0.20741 |  | 0.2501
0.2074 |  | 0.25004
0.2074 |  | 0.25
0.20737 |  | 0.24998
0.20735 |  | 0.24994
0.20734 |  | 0.24983
0.20733 |  | 0.24979
0.20732 |  | 0.24977
0.2073 |  | 0.24973
0.2073 |  | 0.24966
0.20729 |  | 0.24959
0.20728 |  | 0.24951
0.20725 |  | 0.24947
0.20725 |  | 0.24944
0.20725 |  | 0.24935
0.20724 |  | 0.24933
0.20723 |  | 0.24927
0.20722 |  | 0.24922
0.20722 |  | 0.24921
0.20719 |  | 0.24917
0.20718 |  | 0.24915
0.20718 |  | 0.24912
0.20718 |  | 0.24906
0.20715 |  | 0.24897
0.20715 |  | 0.24892
0.20714 |  | 0.24886
0.20713 |  | 0.24884
0.20712 |  | 0.2488
0.20711 |  | 0.24874
0.2071 |  | 0.24871
0.2071 |  | 0.24867
0.20708 |  | 0.24864
0.20707 |  | 0.24861
0.20706 |  | 0.24853
0.20706 |  | 0.24851
0.20704 |  | 0.24844
0.20704 |  | 0.24839
0.20704 |  | 0.24829
0.20703 |  | 0.24828
0.20702 |  | 0.24823
0.20699 |  | 0.2482
0.20698 |  | 0.2481
0.20698 |  | 0.24804
0.20697 |  | 0.24797
0.20696 |  | 0.24795
0.20696 |  | 0.24795
0.20696 |  | 0.24792
0.20692 |  | 0.24782
0.20692 |  | 0.24781
0.20691 |  | 0.24773
0.20691 |  | 0.24766
0.20688 |  | 0.2476
0.20685 |  | 0.24756
0.20685 |  | 0.24753
0.20685 |  | 0.24751
0.20684 |  | 0.24745
0.20681 |  | 0.2474
0.2068 |  | 0.24738
0.2068 |  | 0.24733
0.20679 |  | 0.24729
0.20679 |  | 0.24725
0.20677 |  | 0.2472
0.20675 |  | 0.24719
0.20674 |  | 0.24713
0.20674 |  | 0.24712
0.20672 |  | 0.24706
0.20671 |  | 0.24704
0.20671 |  | 0.24703
0.2067 |  | 0.24698
0.20667 |  | 0.24696
0.20667 |  | 0.24692
0.20667 |  | 0.2469
0.20665 |  | 0.24685
0.20664 |  | 0.2468
0.20664 |  | 0.24679
0.20664 |  | 0.24676
0.20662 |  | 0.24672
0.20659 |  | 0.24666
0.20659 |  | 0.24656
0.20657 |  | 0.24654
0.20656 |  | 0.24651
0.20655 |  | 0.24648
0.20655 |  | 0.24646
0.20655 |  | 0.24637
0.20655 |  | 0.24631
0.20654 |  | 0.24628
0.20653 |  | 0.24626
0.2065 |  | 0.24621
0.20647 |  | 0.24618
0.20647 |  | 0.2461
0.20645 |  | 0.24609
0.20645 |  | 0.24601
0.20644 |  | 0.24597
0.20644 |  | 0.24595
0.20643 |  | 0.24588
0.20641 |  | 0.24583
0.20641 |  | 0.24576
0.2064 |  | 0.24571
0.2064 |  | 0.2457
0.20637 |  | 0.24566
0.20637 |  | 0.24563
0.20634 |  | 0.24552
0.20633 |  | 0.2455
0.20633 |  | 0.24547
0.20632 |  | 0.2454
0.20631 |  | 0.24538
0.20631 |  | 0.24532
0.20631 |  | 0.24527
0.20631 |  | 0.24526
0.2063 |  | 0.2452
0.20628 |  | 0.24516
0.20628 |  | 0.2451
0.20625 |  | 0.24505
0.20625 |  | 0.24499
0.20624 |  | 0.24492
0.20622 |  | 0.24488
0.20622 |  | 0.24482
0.2062 |  | 0.24471
0.20619 |  | 0.24468
0.20619 |  | 0.24466
0.20618 |  | 0.24461
0.20617 |  | 0.24458
0.20613 |  | 0.24457
0.20612 |  | 0.24453
0.2061 |  | 0.2445
0.2061 |  | 0.24446
0.20609 |  | 0.24441
0.20608 |  | 0.24436
0.20607 |  | 0.24429
0.20607 |  | 0.24422
0.20606 |  | 0.24422
0.20603 |  | 0.24417
0.20602 |  | 0.24402
0.20602 |  | 0.244
0.20602 |  | 0.24393
0.20598 |  | 0.24389
0.20597 |  | 0.24387
0.20597 |  | 0.24383
0.20597 |  | 0.24382
0.20595 |  | 0.24378
0.20595 |  | 0.24375
0.20594 |  | 0.2437
0.20593 |  | 0.24367
0.20592 |  | 0.24363
0.20591 |  | 0.24359
0.2059 |  | 0.24356
0.20585 |  | 0.2435
0.20584 |  | 0.24348
0.20584 |  | 0.24345
0.20583 |  | 0.24342
0.20582 |  | 0.24338
0.2058 |  | 0.24334
0.20579 |  | 0.24327
0.20577 |  | 0.24322
0.20577 |  | 0.24321
0.20577 |  | 0.24321
0.20574 |  | 0.24318
0.20572 |  | 0.24313
0.20572 |  | 0.24309
0.20571 |  | 0.24307
0.2057 |  | 0.24306
0.20569 |  | 0.24299
0.20568 |  | 0.24297
0.20567 |  | 0.24293
0.20564 |  | 0.24289
0.20563 |  | 0.24284
0.20562 |  | 0.2428
0.20559 |  | 0.24273
0.20558 |  | 0.24268
0.20557 |  | 0.24259
0.20556 |  | 0.24255
0.20555 |  | 0.24249
0.20554 |  | 0.24245
0.20552 |  | 0.24243
0.20552 |  | 0.24238
0.20549 |  | 0.24232
0.20547 |  | 0.2423
0.20547 |  | 0.24221
0.20545 |  | 0.24215
0.20544 |  | 0.24213
0.20544 |  | 0.24211
0.20542 |  | 0.24206
0.20541 |  | 0.24204
0.2054 |  | 0.242
0.20537 |  | 0.24194
0.20537 |  | 0.24181
0.20536 |  | 0.24177
0.20535 |  | 0.24172
0.20535 |  | 0.2417
0.20532 |  | 0.24169
0.20531 |  | 0.24161
0.20528 |  | 0.24159
0.20528 |  | 0.2415
0.20525 |  | 0.24143
0.20524 |  | 0.24139
0.20523 |  | 0.24132
0.20523 |  | 0.24127
0.20523 |  | 0.24122
0.20521 |  | 0.2412
0.20519 |  | 0.24116
0.20514 |  | 0.24112
0.20512 |  | 0.24107
0.20511 |  | 0.24104
0.2051 |  | 0.24098
0.2051 |  | 0.24094
0.20508 |  | 0.2409
0.20508 |  | 0.24083
0.20507 |  | 0.24077
0.20505 |  | 0.24073
0.20505 |  | 0.24067
0.20502 |  | 0.24061
0.20502 |  | 0.24056
0.20502 |  | 0.24051
0.20501 |  | 0.24048
0.20498 |  | 0.24038
0.20497 |  | 0.24031
0.20497 |  | 0.24029
0.20495 |  | 0.24023
0.20493 |  | 0.24013
0.20491 |  | 0.24011
0.20491 |  | 0.24004
0.20489 |  | 0.24
0.20489 |  | 0.23993
0.20486 |  | 0.23989
0.20486 |  | 0.23982
0.20485 |  | 0.23979
0.20485 |  | 0.23974
0.20483 |  | 0.23971
0.20483 |  | 0.23966
0.20482 |  | 0.23961
0.2048 |  | 0.23958
0.20479 |  | 0.23957
0.20477 |  | 0.23951
0.20476 |  | 0.23943
0.20471 |  | 0.2394
0.20467 |  | 0.23932
0.20467 |  | 0.23928
0.20466 |  | 0.23922
0.20465 |  | 0.23916
0.20462 |  | 0.2391
0.20461 |  | 0.2391
0.20461 |  | 0.23904
0.20458 |  | 0.23902
0.20456 |  | 0.23899
0.20456 |  | 0.23896
0.20454 |  | 0.23888
0.20453 |  | 0.23888
0.20453 |  | 0.23879
0.20453 |  | 0.23873
0.20451 |  | 0.23871
0.20447 |  | 0.23864
0.20447 |  | 0.2386
0.20446 |  | 0.23859
0.20445 |  | 0.23854
0.20444 |  | 0.23848
0.20442 |  | 0.23847
0.20442 |  | 0.23844
0.20437 |  | 0.23837
0.20436 |  | 0.23831
0.20435 |  | 0.23827
0.20432 |  | 0.23823
0.20432 |  | 0.23819
0.20431 |  | 0.23813
0.20431 |  | 0.23809
0.20429 |  | 0.23801
0.20427 |  | 0.23799
0.20426 |  | 0.23791
0.20422 |  | 0.23778
0.20421 |  | 0.23774
0.2042 |  | 0.23771
0.20416 |  | 0.23771
0.20412 |  | 0.23766
0.20411 |  | 0.23757
0.2041 |  | 0.23749
0.20409 |  | 0.23745
0.20407 |  | 0.23742
0.20405 |  | 0.23738
0.20405 |  | 0.2373
0.20404 |  | 0.23726
0.20404 |  | 0.23726
0.204 |  | 0.23722
0.204 |  | 0.23717
0.204 |  | 0.23713
0.20398 |  | 0.23705
0.20395 |  | 0.23699
0.20394 |  | 0.23696
0.20392 |  | 0.23689
0.2039 |  | 0.23687
0.2039 |  | 0.23681
0.20388 |  | 0.23677
0.20383 |  | 0.2367
0.20382 |  | 0.23665
0.20382 |  | 0.23663
0.20379 |  | 0.23659
0.20377 |  | 0.23656
0.20375 |  | 0.23652
0.20375 |  | 0.23648
0.20372 |  | 0.23642
0.2037 |  | 0.23639
0.20365 |  | 0.23634
0.20362 |  | 0.23631
0.2036 |  | 0.23628
0.20358 |  | 0.23622
0.20354 |  | 0.23621
0.20352 |  | 0.23617
0.2035 |  | 0.23612
0.20346 |  | 0.23602
0.20345 |  | 0.23595
0.20345 |  | 0.23591
0.20341 |  | 0.23585
0.20341 |  | 0.23577
0.2034 |  | 0.23572
0.20338 |  | 0.23565
0.20334 |  | 0.23559
0.20328 |  | 0.23551
0.20326 |  | 0.23548
0.20324 |  | 0.23539
0.20322 |  | 0.23532
0.20322 |  | 0.23529
0.20319 |  | 0.23525
0.20318 |  | 0.23524
0.20316 |  | 0.23517
0.20316 |  | 0.23513
0.20315 |  | 0.23504
0.20314 |  | 0.235
0.20311 |  | 0.23496
0.20309 |  | 0.23492
0.20306 |  | 0.23488
0.20304 |  | 0.23485
0.20304 |  | 0.23481
0.203 |  | 0.2348
0.203 |  | 0.23469
0.20297 |  | 0.23465
0.20297 |  | 0.2346
0.20296 |  | 0.23456
0.20292 |  | 0.23451
0.20289 |  | 0.23443
0.20285 |  | 0.23439
0.20284 |  | 0.23435
0.20282 |  | 0.23432
0.20281 |  | 0.23426
0.20274 |  | 0.23418
0.20274 |  | 0.23416
0.20272 |  | 0.23411
0.20266 |  | 0.23407
0.20265 |  | 0.23399
0.20263 |  | 0.23394
0.20263 |  | 0.23388
0.20262 |  | 0.23385
0.20259 |  | 0.23382
0.20258 |  | 0.23378
0.20255 |  | 0.23376
0.20251 |  | 0.23372
0.20247 |  | 0.23366
0.20246 |  | 0.23361
0.20243 |  | 0.23355
0.20241 |  | 0.23352
0.20237 |  | 0.23345
0.20237 |  | 0.2334
0.20236 |  | 0.23335
0.20229 |  | 0.23332
0.20227 |  | 0.2333
0.20226 |  | 0.23323
0.20224 |  | 0.23309
0.20223 |  | 0.23308
0.20219 |  | 0.23304
0.20216 |  | 0.233
0.20216 |  | 0.23287
0.20211 |  | 0.23282
0.20207 |  | 0.23273
0.20204 |  | 0.23268
0.20204 |  | 0.23263
0.20201 |  | 0.2326
0.202 |  | 0.23254
0.20197 |  | 0.23244
0.20188 |  | 0.23242
0.20175 |  | 0.23238
0.20172 |  | 0.23231
0.2016 |  | 0.23229
0.20158 |  | 0.23222
0.20156 |  | 0.2322
0.20152 |  | 0.23215
0.20146 |  | 0.23205
0.20142 |  | 0.23201
0.20139 |  | 0.23194
0.20137 |  | 0.23189
0.20136 |  | 0.23182
0.20126 |  | 0.23171
0.20119 |  | 0.23164
0.20116 |  | 0.23157
0.2011 |  | 0.23149
0.2011 |  | 0.23147
0.20106 |  | 0.2314
0.20103 |  | 0.23134
0.201 |  | 0.23128
0.20098 |  | 0.23122
0.20096 |  | 0.23115
0.20093 |  | 0.23109
0.20093 |  | 0.23105
0.20086 |  | 0.23097
0.20085 |  | 0.2309
0.20078 |  | 0.23083
0.20074 |  | 0.23078
0.20073 |  | 0.23071
0.20069 |  | 0.2306
0.20056 |  | 0.23053
0.20052 |  | 0.23046
0.20049 |  | 0.23038
0.20045 |  | 0.23028
0.20042 |  | 0.23019
0.2004 |  | 0.23016
0.20033 |  | 0.23011
0.20032 |  | 0.23007
0.20032 |  | 0.23002
0.20025 |  | 0.22996
0.20017 |  | 0.2299
0.2001 |  | 0.22987
0.20008 |  | 0.22983
0.20005 |  | 0.22981
0.20002 |  | 0.22977
0.19998 |  | 0.2297
0.19979 |  | 0.22964
0.19974 |  | 0.22959
0.19969 |  | 0.22956
0.19965 |  | 0.22953
0.19961 |  | 0.22949
0.19958 |  | 0.22939
0.19951 |  | 0.22937
0.19948 |  | 0.22933
0.19937 |  | 0.22933
0.1993 |  | 0.2292
0.19909 |  | 0.22913
0.19909 |  | 0.22906
0.19906 |  | 0.22902
0.19903 |  | 0.22898
0.19899 |  | 0.22889
0.19894 |  | 0.2288
0.19889 |  | 0.22875
0.19888 |  | 0.2287
0.19866 |  | 0.22863
0.19846 |  | 0.2286
0.19841 |  | 0.22846
0.1984 |  | 0.22841
0.19818 |  | 0.22833
0.19811 |  | 0.2283
0.19799 |  | 0.22816
0.19794 |  | 0.22807
0.1978 |  | 0.22799
0.19774 |  | 0.22795
0.19769 |  | 0.22784
0.19758 |  | 0.2278
0.19754 |  | 0.22772
0.1975 |  | 0.2277
0.19745 |  | 0.22759
0.19706 |  | 0.2275
0.19699 |  | 0.22745
0.19682 |  | 0.22739
0.19665 |  | 0.22735
0.19624 |  | 0.22724
0.19619 |  | 0.22715
0.19587 |  | 0.22713
0.19557 |  | 0.22706
0.19553 |  | 0.22702
0.19528 |  | 0.22696
0.19321 |  | 0.22683
0.19314 |  | 0.22668
0.19268 |  | 0.22659
0.1909 |  | 0.22648
0.19051 |  | 0.22631
0.1899 |  | 0.22626
0.18966 |  | 0.22609
0.18964 |  | 0.22603
0.18941 |  | 0.22601
0.18879 |  | 0.22593
0.18836 |  | 0.22584
0.18817 |  | 0.22576
0.18729 |  | 0.22564
0.18718 |  | 0.22553
0.18666 |  | 0.22546
0.18622 |  | 0.22539
0.18509 |  | 0.22531
0.18471 |  | 0.22518
0.18448 |  | 0.22512
0.18409 |  | 0.22505
0.18377 |  | 0.22497
0.18283 |  | 0.22492
0.18277 |  | 0.22485
0.18265 |  | 0.22471
0.18185 |  | 0.22467
0.1803 |  | 0.22458
0.17977 |  | 0.22453
0.17905 |  | 0.22445
0.17869 |  | 0.22444
0.17864 |  | 0.22438
0.17816 |  | 0.22438
0.17786 |  | 0.22426
0.17773 |  | 0.22421
0.17727 |  | 0.22417
0.17668 |  | 0.22402
0.17661 |  | 0.224
0.17648 |  | 0.22396
0.17602 |  | 0.22388
0.17595 |  | 0.22381
0.17426 |  | 0.22379
0.17293 |  | 0.22377
0.17232 |  | 0.22369
0.1719 |  | 0.22366
0.17157 |  | 0.2236
0.17062 |  | 0.22355
0.17017 |  | 0.22354
0.16973 |  | 0.22351
0.1693 |  | 0.22344
0.16905 |  | 0.22342
0.16897 |  | 0.22329
0.16773 |  | 0.22323
0.16765 |  | 0.22323
0.16736 |  | 0.22315
0.16726 |  | 0.22309
0.16694 |  | 0.22309
0.16681 |  | 0.22303
0.16672 |  | 0.22296
0.16669 |  | 0.22286
0.16662 |  | 0.22284
0.16649 |  | 0.2227
0.16638 |  | 0.2227
0.1661 |  | 0.22262
0.16599 |  | 0.22255
0.1657 |  | 0.22254
0.16559 |  | 0.2225
0.16527 |  | 0.22236
0.16516 |  | 0.22233
0.16434 |  | 0.22232
0.16427 |  | 0.22228
0.16325 |  | 0.22225
0.16219 |  | 0.22221
0.16192 |  | 0.22217
0.16121 |  | 0.22204
0.16114 |  | 0.22203
0.16073 |  | 0.22194
0.16036 |  | 0.22188
0.16002 |  | 0.22182
0.15924 |  | 0.22177
0.1589 |  | 0.22173
0.15826 |  | 0.22168
0.15815 |  | 0.22163
0.15748 |  | 0.2216
0.15738 |  | 0.22155
0.15694 |  | 0.22153
0.15681 |  | 0.22142
0.15589 |  | 0.22138
0.15544 |  | 0.22125
0.15537 |  | 0.22123
0.15517 |  | 0.22111
0.15497 |  | 0.22103
0.15483 |  | 0.22084
0.15436 |  | 0.2208
0.15372 |  | 0.22079
0.14229 |  | 0.22065
0 |  | 0.22063
0 |  | 0.22062
0 |  | 0.22053
0 |  | 0.22046
0 |  | 0.22033
0 |  | 0.22023
0 |  | 0.22013
0 |  | 0.22
0 |  | 0.21996
0 |  | 0.21985
0 |  | 0.21984
0 |  | 0.21983
0 |  | 0.21972
0 |  | 0.21968
0 |  | 0.21954
0 |  | 0.21947
0 |  | 0.21943
0 |  | 0.21929
0 |  | 0.2191
0 |  | 0.21902
0 |  | 0.21896
0 |  | 0.21892
0 |  | 0.21884
0 |  | 0.21874
0 |  | 0.21863
0 |  | 0.21858
0 |  | 0.21854
0 |  | 0.21853
0 |  | 0.21834
0 |  | 0.2183
0 |  | 0.21821
0 |  | 0.21811
0 |  | 0.218
0 |  | 0.21792
0 |  | 0.21775
0 |  | 0.2177
0 |  | 0.21759
0 |  | 0.21759
0 |  | 0.21748
0 |  | 0.2174
0 |  | 0.21729
0 |  | 0.21725
0 |  | 0.21719
0 |  | 0.21711
0 |  | 0.21684
0 |  | 0.21671
0 |  | 0.2166
0 |  | 0.21652
0 |  | 0.21645
0 |  | 0.2164
0 |  | 0.2163
0 |  | 0.21622
0 |  | 0.21609
0 |  | 0.21591
0 |  | 0.21583
0 |  | 0.21568
0 |  | 0.21562
0 |  | 0.21535
0 |  | 0.21527
0 |  | 0.21507
0 |  | 0.21501
0 |  | 0.21489
0 |  | 0.21485
0 |  | 0.21476
0 |  | 0.21473
0 |  | 0.21468
0 |  | 0.21451
0 |  | 0.21443
0 |  | 0.21428
0 |  | 0.21418
0 |  | 0.21407
0 |  | 0.21398
0 |  | 0.21379
0 |  | 0.21375
0 |  | 0.21358
0 |  | 0.21343
0 |  | 0.2133
0 |  | 0.21325
0 |  | 0.2132
0 |  | 0.21314
0 |  | 0.21295
0 |  | 0.21279
0 |  | 0.21277
0 |  | 0.21263
0 |  | 0.21223
0 |  | 0.21202
0 |  | 0.21192
0 |  | 0.21178
0 |  | 0.21164
0 |  | 0.21132
0 |  | 0.21123
0 |  | 0.21111
0 |  | 0.21107
0 |  | 0.21102
0 |  | 0.21088
0 |  | 0.21084
0 |  | 0.21069
0 |  | 0.2105
0 |  | 0.2094
0 |  | 0.20934
0 |  | 0.20913
0 |  | 0.20913
0 |  | 0.20906
0 |  | 0.20906
0 |  | 0.20906
0 |  | 0.20906
0 |  | 0.20906
0 |  | 0.20893
0 |  | 0.20893
0 |  | 0.20879
0 |  | 0.20872
0 |  | 0.20872
0 |  | 0.20851
0 |  | 0.20851
0 |  | 0.20851
0 |  | 0.2085
0 |  | 0.20844
0 |  | 0.2081
0 |  | 0.20776
0 |  | 0.20776
0 |  | 0.2077
0 |  | 0.20762
0 |  | 0.20748
0 |  | 0.20741
0 |  | 0.20735
0 |  | 0.2073
0 |  | 0.20728
0 |  | 0.20712
0 |  | 0.20708
0 |  | 0.20697
0 |  | 0.20687
0 |  | 0.20687
0 |  | 0.20683
0 |  | 0.20664
0 |  | 0.20659
0 |  | 0.20652
0 |  | 0.20652
0 |  | 0.20645
0 |  | 0.20639
0 |  | 0.20639
0 |  | 0.20628
0 |  | 0.20627
0 |  | 0.20611
0 |  | 0.20597
0 |  | 0.2059
0 |  | 0.20586
0 |  | 0.20584
0 |  | 0.20574
0 |  | 0.20549
0 |  | 0.20549
0 |  | 0.20549
0 |  | 0.20543
0 |  | 0.2053
0 |  | 0.20529
0 |  | 0.20529
0 |  | 0.20529
0 |  | 0.20522
0 |  | 0.20515
0 |  | 0.20508
0 |  | 0.20508
0 |  | 0.20508
0 |  | 0.20501
0 |  | 0.20494
0 |  | 0.20492
0 |  | 0.20487
0 |  | 0.20481
0 |  | 0.20481
0 |  | 0.20477
0 |  | 0.20473
0 |  | 0.20464
0 |  | 0.2046
0 |  | 0.20457
0 |  | 0.20453
0 |  | 0.20451
0 |  | 0.20446
0 |  | 0.20435
0 |  | 0.20426
0 |  | 0.20426
0 |  | 0.20421
0 |  | 0.20419
0 |  | 0.20412
0 |  | 0.20405
0 |  | 0.20401
0 |  | 0.20391
0 |  | 0.20391
0 |  | 0.20391
0 |  | 0.20385
0 |  | 0.20358
0 |  | 0.20349
0 |  | 0.20335
0 |  | 0.2033
0 |  | 0.20323
0 |  | 0.20316
0 |  | 0.20309
0 |  | 0.20309
0 |  | 0.20302
0 |  | 0.20288
0 |  | 0.20285
0 |  | 0.20281
0 |  | 0.20275
0 |  | 0.20275
0 |  | 0.20261
0 |  | 0.20247
0 |  | 0.20247
0 |  | 0.20237
0 |  | 0.2022
0 |  | 0.2022
0 |  | 0.20216
0 |  | 0.20213
0 |  | 0.20193
0 |  | 0.20191
0 |  | 0.20158
0 |  | 0.20158
0 |  | 0.20147
0 |  | 0.20124
0 |  | 0.20124
0 |  | 0.20123
0 |  | 0.2011
0 |  | 0.20107
0 |  | 0.20105
0 |  | 0.20089
0 |  | 0.20084
0 |  | 0.20082
0 |  | 0.20076
0 |  | 0.20069
0 |  | 0.20047
0 |  | 0.20028
0 |  | 0.20028
0 |  | 0.20014
0 |  | 0.20014
0 |  | 0.19999
0 |  | 0.19993
0 |  | 0.19973
0 |  | 0.19968
0 |  | 0.19966
0 |  | 0.19959
0 |  | 0.19945
0 |  | 0.19941
0 |  | 0.19938
0 |  | 0.19931
0 |  | 0.19931
0 |  | 0.19919
0 |  | 0.19911
0 |  | 0.19909
0 |  | 0.19904
0 |  | 0.19902
0 |  | 0.19885
0 |  | 0.19866
0 |  | 0.19861
0 |  | 0.19856
0 |  | 0.19844
0 |  | 0.19842
0 |  | 0.19838
0 |  | 0.19835
0 |  | 0.19833
0 |  | 0.19828
0 |  | 0.1982
0 |  | 0.19808
0 |  | 0.19801
0 |  | 0.19794
0 |  | 0.19785
0 |  | 0.19763
0 |  | 0.19754
0 |  | 0.19753
0 |  | 0.19732
0 |  | 0.19698
0 |  | 0.19677
0 |  | 0.19674
0 |  | 0.19666
0 |  | 0.19643
0 |  | 0.19643
0 |  | 0.19634
0 |  | 0.19629
0 |  | 0.19629
0 |  | 0.19562
0 |  | 0.19546
0 |  | 0.19536
0 |  | 0.19533
0 |  | 0.19522
0 |  | 0.19519
0 |  | 0.19505
0 |  | 0.19495
0 |  | 0.19486
0 |  | 0.19464
0 |  | 0.19458
0 |  | 0.19454
0 |  | 0.19437
0 |  | 0.19414
0 |  | 0.19396
0 |  | 0.19393
0 |  | 0.19379
0 |  | 0.19375
0 |  | 0.19348
0 |  | 0.19338
0 |  | 0.1933
0 |  | 0.19313
0 |  | 0.19308
0 |  | 0.19272
0 |  | 0.19245
0 |  | 0.19228
0 |  | 0.19224
0 |  | 0.19223
0 |  | 0.19191
0 |  | 0.19164
0 |  | 0.19142
0 |  | 0.19128
0 |  | 0.19123
0 |  | 0.19118
0 |  | 0.19084
0 |  | 0.19075
0 |  | 0.19061
0 |  | 0.19054
0 |  | 0.19031
0 |  | 0.19026
0 |  | 0.19003
0 |  | 0.18998
0 |  | 0.18969
0 |  | 0.18963
0 |  | 0.18942
0 |  | 0.18936
0 |  | 0.18922
0 |  | 0.18904
0 |  | 0.18895
0 |  | 0.18892
0 |  | 0.18849
0 |  | 0.18834
0 |  | 0.18772
0 |  | 0.18771
0 |  | 0.18764
0 |  | 0.18741
0 |  | 0.18732
0 |  | 0.18719
0 |  | 0.18705
0 |  | 0.18687
0 |  | 0.18675
0 |  | 0.18647
0 |  | 0.18606
0 |  | 0.18568
0 |  | 0.18544
0 |  | 0.18505
0 |  | 0.18496
0 |  | 0.18491
0 |  | 0.18422
0 |  | 0.18412
0 |  | 0.18343
0 |  | 0.18288
0 |  | 0.18089
0 |  | 0.17661
0 |  | 0.17596
0 |  | 0.17572
0 |  | 0.17535
0 |  | 0.17164
0 |  | 0.17086
0 |  | 0.16919
0 |  | 0.16115
0 |  | 0.15922
0 |  | 0.15608
0 |  | 0.1511
0 |  | 0.14511
0 |  | 0.14374
0 |  | 0.14022
0 |  | 0.13921
0 |  | 0.13749
0 |  | 0.13416
0 |  | 0.13189
0 |  | 0.12971
0 |  | 0
0 |  | 0
0 |  | 0
0 |  | 0
0 |  | 0
0 |  | 0
0 |  | 0
0 |  | 0
0 |  | 0
0 |  | 0
0 |  | 0
0 |  | 0
0 |  | 0
0 |  | 0
0 |  | 0
0 |  | 0
0 |  | 0
0 |  | 0
0 |  | 0
0 |  | 0
0 |  | 0
0 |  | 0
0 |  | 0
0 |  | 0
0 |  | 0
0 |  | 0
0 |  | 0
0 |  | 0
0 |  | 0
0 |  | 0
0 |  | 0
0 |  | 0
0 |  | 0
0 |  | 0
0 |  | 0
0 |  | 0
0 |  | 0
0 |  | 0
0 |  | 0
0 |  | 0
0 |  | 0
0 |  | 0
0 |  | 0
0 |  | 0
0 |  | 0
0 |  | 0
0 |  | 0
0 |  | 0
0 |  | 0
0 |  | 0
0 |  | 0
0 |  | 0
0 |  | 0
0 |  | 0
0 |  | 0
0 |  | 0
0 |  | 0
0 |  | 0
0 |  | 0
0 |  | 0
0 |  | 0
0 |  | 0
0 |  | 0
0 |  | 0
0 |  | 0
0 |  | 0
0 |  | 0
0 |  | 0
0 |  | 0
0 |  | 0
0 |  | 0
0 |  | 0
0 |  | 0
0 |  | 0
0 |  | 0
0 |  | 0
0 |  | 0
0 |  | 0
0 |  | 0

## Workings_costs
CitiPower
Armadale feeder: AR010
WORKINGS - COSTS
| Option 2 | BC012 upgrade feeder to transfer AR010 load
|  | Project components | Units | Quantity | Unit Rate ($2023) | Installed cost ($2023)
|  | Cost per span - 50m per span (Citipower only) | m | 15 | 15230.86 | 228462.9
|  | U/G cost per metre | m | 604 | 4032.75 | 2435781
|  | HV remote controlled switch | m |  | 93000 | 0
|  | Average cost per uprate (metre) | each | 381 | 64.22 | 24467.82
|  | Total |  |  |  | 2688711.72

## Sensitivity_calcs
CitiPower
Armadale feeder: AR010
SENSITIVITY CALCULATIONS
Discount factor | [6 empty] | 0 | 0.98295 | 0.94971 | 0.91759 | 0.88656 | 0.85658 | 0.82761 | 0.79963 | 0.77259 | 0.74646 | 0.72122 | 0.69683 | 0.67326 | 0.6505 | 0.6285 | 0.60725 | 0.58671 | 0.56687 | 0.5477 | 0.52918 | 0.51129 | 0.494 | 0.47729 | 0.46115 | 0.44556 | 0.43049
Count | [6 empty] | 0 | 1 | 2 | 3 | 4 | 5 | 6 | 7 | 8 | 9 | 10 | 11 | 12 | 13 | 14 | 15 | 16 | 17 | 18 | 19 | 20 | 21 | 22 | 23 | 24 | 25
Analysis period | [6 empty] | TRUE | TRUE | TRUE | TRUE | TRUE | TRUE | TRUE | TRUE | TRUE | TRUE | TRUE | TRUE | TRUE | TRUE | TRUE | TRUE | TRUE | TRUE | TRUE | TRUE | TRUE | TRUE | TRUE | FALSE | FALSE | FALSE
[7 empty] | 2026-06-30 | 2026-27 | 2027-28 | 2028-29 | 2029-30 | 2030-31 | 2031-32 | 2032-33 | 2033-34 | 2034-35 | 2035-36 | 2036-37 | 2037-38 | 2038-39 | 2039-40 | 2040-41 | 2041-42 | 2042-43 | 2043-44 | 2044-45 | 2045-46 | 2046-47 | 2047-48 | 2048-49 | 2049-50 | 2050-51
PV
[25 empty] | 12967981.898 | 12967981.898 | 12967981.898 | 12967981.898 | 0 | 0 | 0
OPTION 1 (base case) | NPV | Net benefits | OPTION 1 (base case)NPV |  | 0 |  | 0 | 0 | 0 | 0 | 0 | 0 | 0 | 0 | 0 | 0 | 0 | 0 | 0 | 0 | 0 | 0 | 0 | 0 | 0 | 0 | 0 | 0 | 0 | 0 | 0 | 0
OPTION 1 (base case) | sens1 | Capex 10% higher | OPTION 1 (base case)sens1 |  | 0 |  | 0 | 0 | 0 | 0 | 0 | 0 | 0 | 0 | 0 | 0 | 0 | 0 | 0 | 0 | 0 | 0 | 0 | 0 | 0 | 0 | 0 | 0 | 0 | 0 | 0 | 0
OPTION 1 (base case) | sens2 | Capex 10% lower | OPTION 1 (base case)sens2 |  | 0 |  | 0 | 0 | 0 | 0 | 0 | 0 | 0 | 0 | 0 | 0 | 0 | 0 | 0 | 0 | 0 | 0 | 0 | 0 | 0 | 0 | 0 | 0 | 0 | 0 | 0 | 0
OPTION 1 (base case) | sens3 | Total benefits 10% higher | OPTION 1 (base case)sens3 |  | 0 |  | 0 | 0 | 0 | 0 | 0 | 0 | 0 | 0 | 0 | 0 | 0 | 0 | 0 | 0 | 0 | 0 | 0 | 0 | 0 | 0 | 0 | 0 | 0 | 0 | 0 | 0
OPTION 1 (base case) | sens4 | Total benefits 10% lower | OPTION 1 (base case)sens4 |  | 0 |  | 0 | 0 | 0 | 0 | 0 | 0 | 0 | 0 | 0 | 0 | 0 | 0 | 0 | 0 | 0 | 0 | 0 | 0 | 0 | 0 | 0 | 0 | 0 | 0 | 0 | 0
OPTION 1 (base case) | sens5 | Capex 10% higher & Total benefits 10% lower | OPTION 1 (base case)sens5 |  | 0 |  | 0 | 0 | 0 | 0 | 0 | 0 | 0 | 0 | 0 | 0 | 0 | 0 | 0 | 0 | 0 | 0 | 0 | 0 | 0 | 0 | 0 | 0 | 0 | 0 | 0 | 0
OPTION 1 (base case) | sens | 0 | OPTION 1 (base case)sens |  | 0 |  | 0 | 0 | 0 | 0 | 0 | 0 | 0 | 0 | 0 | 0 | 0 | 0 | 0 | 0 | 0 | 0 | 0 | 0 | 0 | 0 | 0 | 0 | 0 | 0 | 0 | 0
OPTION 1 (base case) | sens | 0 | OPTION 1 (base case)sens |  | 0 |  | 0 | 0 | 0 | 0 | 0 | 0 | 0 | 0 | 0 | 0 | 0 | 0 | 0 | 0 | 0 | 0 | 0 | 0 | 0 | 0 | 0 | 0 | 0 | 0 | 0 | 0
OPTION 1 (base case) | sens | 0 | OPTION 1 (base case)sens |  | 0 |  | 0 | 0 | 0 | 0 | 0 | 0 | 0 | 0 | 0 | 0 | 0 | 0 | 0 | 0 | 0 | 0 | 0 | 0 | 0 | 0 | 0 | 0 | 0 | 0 | 0 | 0
Option 2 | NPV | Net benefits | Option 2NPV |  | 123094982.7254 |  | 0 | 0 | 0 | 0 | -7581.2589 | 572871.0242 | 2287882.7294 | 5365324.4031 | 9080809.4951 | 12967981.898 | 12967981.898 | 12967981.898 | 12967981.898 | 12967981.898 | 12967981.898 | 12967981.898 | 12967981.898 | 12967981.898 | 12967981.898 | 12967981.898 | 12967981.898 | 12967981.898 | 12967981.898 | 0 | 0 | 0
Option 2 | sens1 | Capex 10% higher | Option 2sens1 |  | 122935392.1303 |  | 0 | 0 | 0 | 0 | -20267.2927 | 560184.9905 | 2275196.6956 | 5352638.3693 | 9068123.4613 | 12955295.8642 | 12955295.8642 | 12955295.8642 | 12955295.8642 | 12955295.8642 | 12955295.8642 | 12955295.8642 | 12955295.8642 | 12955295.8642 | 12955295.8642 | 12955295.8642 | 12955295.8642 | 12955295.8642 | 12955295.8642 | 0 | 0 | 0
Option 2 | sens2 | Capex 10% lower | Option 2sens2 |  | 123254573.3204 |  | 0 | 0 | 0 | 0 | 5104.7749 | 585557.058 | 2300568.7632 | 5378010.4369 | 9093495.5289 | 12980667.9318 | 12980667.9318 | 12980667.9318 | 12980667.9318 | 12980667.9318 | 12980667.9318 | 12980667.9318 | 12980667.9318 | 12980667.9318 | 12980667.9318 | 12980667.9318 | 12980667.9318 | 12980667.9318 | 12980667.9318 | 0 | 0 | 0
Option 2 | sens3 | Total benefits 10% higher | Option 2sens3 |  | 135564071.593 |  | 0 | 0 | 0 | 0 | 4346.649 | 642844.1605 | 2529357.0361 | 5914542.8772 | 10001576.4784 | 14277466.1215 | 14277466.1215 | 14277466.1215 | 14277466.1215 | 14277466.1215 | 14277466.1215 | 14277466.1215 | 14277466.1215 | 14277466.1215 | 14277466.1215 | 14277466.1215 | 14277466.1215 | 14277466.1215 | 14277466.1215 | 0 | 0 | 0
Option 2 | sens4 | Total benefits 10% lower | Option 2sens4 |  | 110625893.8578 |  | 0 | 0 | 0 | 0 | -19509.1668 | 502897.888 | 2046408.4227 | 4816105.929 | 8160042.5118 | 11658497.6744 | 11658497.6744 | 11658497.6744 | 11658497.6744 | 11658497.6744 | 11658497.6744 | 11658497.6744 | 11658497.6744 | 11658497.6744 | 11658497.6744 | 11658497.6744 | 11658497.6744 | 11658497.6744 | 11658497.6744 | 0 | 0 | 0
Option 2 | sens5 | Capex 10% higher & Total benefits 10% lower | Option 2sens5 |  | 110466303.2627 |  | 0 | 0 | 0 | 0 | -32195.2006 | 490211.8542 | 2033722.3889 | 4803419.8952 | 8147356.478 | 11645811.6406 | 11645811.6406 | 11645811.6406 | 11645811.6406 | 11645811.6406 | 11645811.6406 | 11645811.6406 | 11645811.6406 | 11645811.6406 | 11645811.6406 | 11645811.6406 | 11645811.6406 | 11645811.6406 | 11645811.6406 | 0 | 0 | 0
Option 2 | sens | 0 | Option 2sens |  | 123094982.7254 |  | 0 | 0 | 0 | 0 | -7581.2589 | 572871.0242 | 2287882.7294 | 5365324.4031 | 9080809.4951 | 12967981.898 | 12967981.898 | 12967981.898 | 12967981.898 | 12967981.898 | 12967981.898 | 12967981.898 | 12967981.898 | 12967981.898 | 12967981.898 | 12967981.898 | 12967981.898 | 12967981.898 | 12967981.898 | 0 | 0 | 0
Option 2 | sens | 0 | Option 2sens |  | 123094982.7254 |  | 0 | 0 | 0 | 0 | -7581.2589 | 572871.0242 | 2287882.7294 | 5365324.4031 | 9080809.4951 | 12967981.898 | 12967981.898 | 12967981.898 | 12967981.898 | 12967981.898 | 12967981.898 | 12967981.898 | 12967981.898 | 12967981.898 | 12967981.898 | 12967981.898 | 12967981.898 | 12967981.898 | 12967981.898 | 0 | 0 | 0
Option 2 | sens | 0 | Option 2sens |  | 123094982.7254 |  | 0 | 0 | 0 | 0 | -7581.2589 | 572871.0242 | 2287882.7294 | 5365324.4031 | 9080809.4951 | 12967981.898 | 12967981.898 | 12967981.898 | 12967981.898 | 12967981.898 | 12967981.898 | 12967981.898 | 12967981.898 | 12967981.898 | 12967981.898 | 12967981.898 | 12967981.898 | 12967981.898 | 12967981.898 | 0 | 0 | 0
[7 empty] | 0 | 0 | 0 | 0 | 0 | 572871.0242 | 2309763.5052 | 5602689.0692 | 10038970.7757 | 15333270.9123 | 15333270.9123 | 15333270.9123 | 15333270.9123 | 15333270.9123 | 15333270.9123 | 15333270.9123 | 15333270.9123 | 15333270.9123 | 15333270.9123 | 15333270.9123 | 15333270.9123 | 15333270.9123 | 15333270.9123 | 0 | 0 | 0
Option 3 | NPV | Net benefits | Option 3NPV |  | 144005944.5627 |  | 0 | 0 | 0 | 0 | 0 | 572871.0242 | 2309763.5052 | 5602689.0692 | 10038970.7757 | 15333270.9123 | 15333270.9123 | 15333270.9123 | 15333270.9123 | 15333270.9123 | 15333270.9123 | 15333270.9123 | 15333270.9123 | 15333270.9123 | 15333270.9123 | 15333270.9123 | 15333270.9123 | 15333270.9123 | 15333270.9123 | 0 | 0 | 0
Option 3 | sens1 | Capex 10% higher | Option 3sens1 |  | 143857600.9145 |  | 0 | 0 | 0 | 0 | 0 | 560184.9905 | 2297077.4714 | 5590003.0354 | 10026284.7419 | 15320584.8786 | 15320584.8786 | 15320584.8786 | 15320584.8786 | 15320584.8786 | 15320584.8786 | 15320584.8786 | 15320584.8786 | 15320584.8786 | 15320584.8786 | 15320584.8786 | 15320584.8786 | 15320584.8786 | 15320584.8786 | 0 | 0 | 0
Option 3 | sens2 | Capex 10% lower | Option 3sens2 |  | 144154288.211 |  | 0 | 0 | 0 | 0 | 0 | 585557.058 | 2322449.539 | 5615375.103 | 10051656.8095 | 15345956.9461 | 15345956.9461 | 15345956.9461 | 15345956.9461 | 15345956.9461 | 15345956.9461 | 15345956.9461 | 15345956.9461 | 15345956.9461 | 15345956.9461 | 15345956.9461 | 15345956.9461 | 15345956.9461 | 15345956.9461 | 0 | 0 | 0
Option 3 | sens3 | Total benefits 10% higher | Option 3sens3 |  | 158554882.6673 |  | 0 | 0 | 0 | 0 | 0 | 642844.1605 | 2553425.8895 | 6175644.0099 | 11055553.8871 | 16879284.0374 | 16879284.0374 | 16879284.0374 | 16879284.0374 | 16879284.0374 | 16879284.0374 | 16879284.0374 | 16879284.0374 | 16879284.0374 | 16879284.0374 | 16879284.0374 | 16879284.0374 | 16879284.0374 | 16879284.0374 | 0 | 0 | 0
Option 3 | sens4 | Total benefits 10% lower | Option 3sens4 |  | 129457006.4582 |  | 0 | 0 | 0 | 0 | 0 | 502897.888 | 2066101.1209 | 5029734.1285 | 9022387.6644 | 13787257.7873 | 13787257.7873 | 13787257.7873 | 13787257.7873 | 13787257.7873 | 13787257.7873 | 13787257.7873 | 13787257.7873 | 13787257.7873 | 13787257.7873 | 13787257.7873 | 13787257.7873 | 13787257.7873 | 13787257.7873 | 0 | 0 | 0
Option 3 | sens5 | Capex 10% higher & Total benefits 10% lower | Option 3sens5 |  | 129308662.8099 |  | 0 | 0 | 0 | 0 | 0 | 490211.8542 | 2053415.0871 | 5017048.0947 | 9009701.6306 | 13774571.7535 | 13774571.7535 | 13774571.7535 | 13774571.7535 | 13774571.7535 | 13774571.7535 | 13774571.7535 | 13774571.7535 | 13774571.7535 | 13774571.7535 | 13774571.7535 | 13774571.7535 | 13774571.7535 | 13774571.7535 | 0 | 0 | 0
Option 3 | sens | 0 | Option 3sens |  | 144005944.5627 |  | 0 | 0 | 0 | 0 | 0 | 572871.0242 | 2309763.5052 | 5602689.0692 | 10038970.7757 | 15333270.9123 | 15333270.9123 | 15333270.9123 | 15333270.9123 | 15333270.9123 | 15333270.9123 | 15333270.9123 | 15333270.9123 | 15333270.9123 | 15333270.9123 | 15333270.9123 | 15333270.9123 | 15333270.9123 | 15333270.9123 | 0 | 0 | 0
Option 3 | sens | 0 | Option 3sens |  | 144005944.5627 |  | 0 | 0 | 0 | 0 | 0 | 572871.0242 | 2309763.5052 | 5602689.0692 | 10038970.7757 | 15333270.9123 | 15333270.9123 | 15333270.9123 | 15333270.9123 | 15333270.9123 | 15333270.9123 | 15333270.9123 | 15333270.9123 | 15333270.9123 | 15333270.9123 | 15333270.9123 | 15333270.9123 | 15333270.9123 | 15333270.9123 | 0 | 0 | 0
Option 3 | sens | 0 | Option 3sens |  | 144005944.5627 |  | 0 | 0 | 0 | 0 | 0 | 572871.0242 | 2309763.5052 | 5602689.0692 | 10038970.7757 | 15333270.9123 | 15333270.9123 | 15333270.9123 | 15333270.9123 | 15333270.9123 | 15333270.9123 | 15333270.9123 | 15333270.9123 | 15333270.9123 | 15333270.9123 | 15333270.9123 | 15333270.9123 | 15333270.9123 | 15333270.9123 | 0 | 0 | 0
Option 4 | NPV | Net benefits | Option 4NPV |  | 0 |  | 0 | 0 | 0 | 0 | 0 | 0 | 0 | 0 | 0 | 0 | 0 | 0 | 0 | 0 | 0 | 0 | 0 | 0 | 0 | 0 | 0 | 0 | 0 | 0 | 0 | 0
Option 4 | sens1 | Capex 10% higher | Option 4sens1 |  | 0 |  | 0 | 0 | 0 | 0 | 0 | 0 | 0 | 0 | 0 | 0 | 0 | 0 | 0 | 0 | 0 | 0 | 0 | 0 | 0 | 0 | 0 | 0 | 0 | 0 | 0 | 0
Option 4 | sens2 | Capex 10% lower | Option 4sens2 |  | 0 |  | 0 | 0 | 0 | 0 | 0 | 0 | 0 | 0 | 0 | 0 | 0 | 0 | 0 | 0 | 0 | 0 | 0 | 0 | 0 | 0 | 0 | 0 | 0 | 0 | 0 | 0
Option 4 | sens3 | Total benefits 10% higher | Option 4sens3 |  | 0 |  | 0 | 0 | 0 | 0 | 0 | 0 | 0 | 0 | 0 | 0 | 0 | 0 | 0 | 0 | 0 | 0 | 0 | 0 | 0 | 0 | 0 | 0 | 0 | 0 | 0 | 0
Option 4 | sens4 | Total benefits 10% lower | Option 4sens4 |  | 0 |  | 0 | 0 | 0 | 0 | 0 | 0 | 0 | 0 | 0 | 0 | 0 | 0 | 0 | 0 | 0 | 0 | 0 | 0 | 0 | 0 | 0 | 0 | 0 | 0 | 0 | 0
Option 4 | sens5 | Capex 10% higher & Total benefits 10% lower | Option 4sens5 |  | 0 |  | 0 | 0 | 0 | 0 | 0 | 0 | 0 | 0 | 0 | 0 | 0 | 0 | 0 | 0 | 0 | 0 | 0 | 0 | 0 | 0 | 0 | 0 | 0 | 0 | 0 | 0
Option 4 | sens | 0 | Option 4sens |  | 0 |  | 0 | 0 | 0 | 0 | 0 | 0 | 0 | 0 | 0 | 0 | 0 | 0 | 0 | 0 | 0 | 0 | 0 | 0 | 0 | 0 | 0 | 0 | 0 | 0 | 0 | 0
Option 4 | sens | 0 | Option 4sens |  | 0 |  | 0 | 0 | 0 | 0 | 0 | 0 | 0 | 0 | 0 | 0 | 0 | 0 | 0 | 0 | 0 | 0 | 0 | 0 | 0 | 0 | 0 | 0 | 0 | 0 | 0 | 0
Option 4 | sens | 0 | Option 4sens |  | 0 |  | 0 | 0 | 0 | 0 | 0 | 0 | 0 | 0 | 0 | 0 | 0 | 0 | 0 | 0 | 0 | 0 | 0 | 0 | 0 | 0 | 0 | 0 | 0 | 0 | 0 | 0
Option 5 | NPV | Net benefits | Option 5NPV |  | 0 |  | 0 | 0 | 0 | 0 | 0 | 0 | 0 | 0 | 0 | 0 | 0 | 0 | 0 | 0 | 0 | 0 | 0 | 0 | 0 | 0 | 0 | 0 | 0 | 0 | 0 | 0
Option 5 | sens1 | Capex 10% higher | Option 5sens1 |  | 0 |  | 0 | 0 | 0 | 0 | 0 | 0 | 0 | 0 | 0 | 0 | 0 | 0 | 0 | 0 | 0 | 0 | 0 | 0 | 0 | 0 | 0 | 0 | 0 | 0 | 0 | 0
Option 5 | sens2 | Capex 10% lower | Option 5sens2 |  | 0 |  | 0 | 0 | 0 | 0 | 0 | 0 | 0 | 0 | 0 | 0 | 0 | 0 | 0 | 0 | 0 | 0 | 0 | 0 | 0 | 0 | 0 | 0 | 0 | 0 | 0 | 0
Option 5 | sens3 | Total benefits 10% higher | Option 5sens3 |  | 0 |  | 0 | 0 | 0 | 0 | 0 | 0 | 0 | 0 | 0 | 0 | 0 | 0 | 0 | 0 | 0 | 0 | 0 | 0 | 0 | 0 | 0 | 0 | 0 | 0 | 0 | 0
Option 5 | sens4 | Total benefits 10% lower | Option 5sens4 |  | 0 |  | 0 | 0 | 0 | 0 | 0 | 0 | 0 | 0 | 0 | 0 | 0 | 0 | 0 | 0 | 0 | 0 | 0 | 0 | 0 | 0 | 0 | 0 | 0 | 0 | 0 | 0
Option 5 | sens5 | Capex 10% higher & Total benefits 10% lower | Option 5sens5 |  | 0 |  | 0 | 0 | 0 | 0 | 0 | 0 | 0 | 0 | 0 | 0 | 0 | 0 | 0 | 0 | 0 | 0 | 0 | 0 | 0 | 0 | 0 | 0 | 0 | 0 | 0 | 0
Option 5 | sens | 0 | Option 5sens |  | 0 |  | 0 | 0 | 0 | 0 | 0 | 0 | 0 | 0 | 0 | 0 | 0 | 0 | 0 | 0 | 0 | 0 | 0 | 0 | 0 | 0 | 0 | 0 | 0 | 0 | 0 | 0
Option 5 | sens | 0 | Option 5sens |  | 0 |  | 0 | 0 | 0 | 0 | 0 | 0 | 0 | 0 | 0 | 0 | 0 | 0 | 0 | 0 | 0 | 0 | 0 | 0 | 0 | 0 | 0 | 0 | 0 | 0 | 0 | 0
Option 5 | sens | 0 | Option 5sens |  | 0 |  | 0 | 0 | 0 | 0 | 0 | 0 | 0 | 0 | 0 | 0 | 0 | 0 | 0 | 0 | 0 | 0 | 0 | 0 | 0 | 0 | 0 | 0 | 0 | 0 | 0 | 0
RESULTS
|  | FALSE | FALSE | FALSE | TRUE | TRUE |  | 2028-29: FALSE
|  | Option 1 (base case) | Option 2 | Option 3 | Option 4 | Option 5 |  | 2026-27: Max; 2028-29: Preferred
NPV | None | 0 | 123.095 | 144.0059 |  |  |  | 2026-27: 144.0059; 2028-29: Option 3
sens1 | Capex 10% higher | 0 | 122.9354 | 143.8576 |  |  |  | 2026-27: 143.8576; 2028-29: Option 3
sens2 | Capex 10% lower | 0 | 123.2546 | 144.1543 |  |  |  | 2026-27: 144.1543; 2028-29: Option 3
sens3 | Total benefits 10% higher | 0 | 135.5641 | 158.5549 |  |  |  | 2026-27: 158.5549; 2028-29: Option 3
sens4 | Total benefits 10% lower | 0 | 110.6259 | 129.457 |  |  |  | 2026-27: 129.457; 2028-29: Option 3
sens5 | Capex 10% higher & Total benefits 10% lower | 0 | 110.4663 | 129.3087 |  |  |  | 2026-27: 129.3087; 2028-29: Option 3
sens | 0 | [6 empty] | 2026-27: 0
sens | 0 | [6 empty] | 2026-27: 0
sens | 0 | [6 empty] | 2026-27: 0

## Misc_calcs
CitiPower
Armadale feeder: AR010
ESCALATION & OTHER
| Year end |  |  | 2021-06-30 | 2022-06-30 | 2023-06-30 | 2024-06-30 | 2025-06-30 | 2026-06-30
| Actual/forecast CPI (June to June) |  |  | 0% | 0.8606% | 3.498% | 7.832% | 4.052% | 2.425%
| HY ending |  |  | 2021-06-30 | 2021-12-31 | 2022-06-30 | 2022-12-31 | 2023-06-30 | 2023-12-31 | 2024-06-30 | 2024-12-31 | 2025-06-30 | 2025-12-31 | 2026-06-30
| FY ending |  |  | 2021-06-30 | 2022-06-30 | 2022-06-30 | 2023-06-30 | 2023-06-30 | 2024-06-30 | 2024-06-30 | 2025-06-30 | 2025-06-30 | 2026-06-30 | 2026-06-30
| Actual/forecast CPI (June to June) |  |  | 0% | 0.8606% | 0.8606% | 3.498% | 3.498% | 7.832% | 7.832% | 4.052% | 4.052% | 2.425% | 2.425%
| Actual cumulative HY escalation |  |  | 1 | 1.0043 | 1.0086 | 1.0261 | 1.0439 | 1.084 | 1.1256 | 1.1482 | 1.1713 | 1.1854 | 1.1997
| Convert from input dollars | 2023-12-31 | 1.084
| To output dollars | 2026-06-30 | 1.1997
| Conversion from input dollars to output dollars |  | 1.1067
| Convert from VCR date | 2024-12-31 | 1.1482
| To input dollars | 2023-12-31 | 1.084
| VCR escalation |  | 0.94406
| Start_year | 2026-27
FIRST YEAR
| Option | First year | Option included
| Option 2 | 3 | TRUE
| Option 3 | 4 | TRUE
| Option 4 | Not used | FALSE
| Option 5 | Not used | FALSE
| First year | 3
!

## Data
CitiPower
Armadale feeder: AR010
DATA
Options
|  | Not used | Text |  | Flags for compliance project
Option1 | Option 1 (base case) | FALSE |  | Option 1 (base case): No change to existing practices | FALSE
Option2 | Option 2 | FALSE |  |  | FALSE
Option3 | Option 3 | FALSE |  |  | FALSE
Option4 | Option 4 | TRUE | Not used |  | TRUE
Option5 | Option 5 | TRUE | Not used |  | TRUE
Compliance project |  |  | Yes | FALSE
No change to existing practices
Not applicable (compliance)
For conditional formatting of preferred option on Summary :
< Enter description >
Categories
Short categ
| Capital expenditure | -1
| Annualised capex | -1
| Operating expenditure | -1
| Risk mitigated | 1
| Other benefits value | 1
| Net benefits | 1
| Total risk cost | 1
Benefits
|  | Short categ | Flag to include | Units | Defined value
1 | Unserved energy | Energy | FALSE | MWh | FALSE
2 | Safety | Safety | FALSE | $ | TRUE
3 | Unplanned replacement | UnRepl | FALSE | $ | TRUE
4 | Bushfire | Fire | FALSE | $ | TRUE
5 | Reduction in CO2 emissions | Carbon | TRUE | MWh | FALSE
6 | Reliability in worst-served areas | Other | TRUE | MWh | FALSE
7 | Network resilience | Other | TRUE | MWh | FALSE
8 | Enabling solar exports | Other | TRUE | MWh | FALSE
9 | Aesthetics | Other | TRUE | Customers impacted | FALSE
10 | Customer value of time - residential | Other | TRUE | Customer minutes | FALSE
11 | Customer value of time - business | Other | TRUE | Customer minutes | FALSE
12 | Communication | Other | TRUE | Customers impacted | FALSE
13 | Information accessibility | Other | TRUE | Customers impacted | FALSE
Value of benefits
CitiPower
| Reliability in worst-served areas | per MWh | 0
| Network resilience | per MWh | 0
| Enabling solar exports | per MWh | 4220.9954
| Aesthetics | per customer impacted | 0
| Customer value of time - residential | per minute customer time | 0.54769
| Customer value of time - business | per minute customer time | 0.54769
| Communication | per customer impacted | 0
| Information accessibility | per customer impacted | 0
Conversions
| thous_conv | 1000
| mill_conv | 1000000
Message
| Message | Enter asset life
Error message |  | Remove inputs prior to start year
Disproportionate factors applied to various bushfire and other risk valuations
| - Select - |  |  |  | 0
| Harm to property from network |  |  |  | 1
| Harm to property from bushfire |  |  |  | 1
| Harm to environment |  |  |  | 1
| Safety - Public trespass |  |  |  | 1
| Safety - Single fatality or serious injury ^ |  |  |  | 3
| Safety from bushfire in HBRA |  |  |  | 3
| Safety - Multiple fatality or serious injury ^ |  |  |  | 6
| Safety from bushfire (REFCL declared areas) |  |  |  | 6
| Safety from bushfire (electric line construction areas) |  |  |  | 10
Total annualised capex
Energy at risk value
Total other benefits
DROPDOWN LISTS
| Business |  |  |  | Type | Include | Dollar inputs - month |  |  | Not used options | Dollar inputs - year | Compliance | Capex first year
| CitiPower | CP | CP: |  | - Select - | FALSE | June | 6 | CY | Not used | 2026 | No | 2026-27
| Powercor | PA | PAL: |  | Capex | TRUE | December | 12 | FY |  | 2025 | Yes | 2025-26
| United Energy | UE | UE: |  | Opex | [5 empty] | 2024 |  | 2024-25
2023
2022
2021
2020