## Cover
CitiPower
Revised regulatory proposal 2026-31
Balaclava feeder: BC013
| Model number: | 3.3.05
2025-12-01
14
2025-05-12

## Summary
CitiPower
Balaclava feeder: BC013
SUMMARY
RESULTS
|  |  |  | PV of costs | PV of benefits | NPV
| Option |  |  | 2026-06-30 | 2026-06-30 | 2026-06-30
| Option 1 (base case) | No change to existing practices |  | 0 | 0 | 0
| Option 2 | BC013 feeder exit and cable upgrade |  | -1.0999 | 68.8018 | 67.7019
| Option 3 | BC015 upgrade feeder |  | -1.7205 | 68.8018 | 67.0813
| Option 4 | 0
| Option 5 | 0
NPV
| Preferred option: |  |  | 2026-06-30
| Option 2 | BC013 feeder exit and cable upgrade |  | 67.7019
PREFERRED OPTION
Preferred Option
Option 2
| Expenditure forecast | 2026-06-30 | 2026-27 | 2027-28 | 2028-29 | 2029-30 | 2030-31 |  | Total
| Capital expenditure |  | 0 | 0 | 0 | 2.1225 | 0 |  | 2.1225
| Operating expenditure |  | 0 | 0 | 0 | 0 | 0 |  | 0
CHART
| Capex and risk ($M, 2026) |  | Value of expected unserved energy ($M, 2026)
SENSITIVITIES
| Sensitivity | 2026-06-30 | Option 1 (base case) | Option 2 | Option 3 | Option 4 | Option 5 |  | Preferred option
| None |  | 0 | 67.7019 | 67.0813 |  |  |  | Option 2
| Capex 10% higher |  | 0 | 67.5919 | 66.9093 |  |  |  | Option 2
| Capex 10% lower |  | 0 | 67.8119 | 67.2534 |  |  |  | Option 2
| Total benefits 10% higher |  | 0 | 74.5821 | 73.9615 |  |  |  | Option 2
| Total benefits 10% lower |  | 0 | 60.8217 | 60.2011 |  |  |  | Option 2
| Capex 10% higher & Total benefits 10% lower |  | 0 | 60.7117 | 60.0291 |  |  |  | Option 2
0
| 0 | [6 empty] | 0
0
0

## Assumptions
CitiPower
Balaclava feeder: BC013
Project
|  | Business: |  | CitiPower
|  | Descripton: |  | Balaclava feeder: BC013
|  | Date of cost inputs: |  | December |  | 2023
|  | Option |  | Description
|  | Option 1 (base case) |  | No change to existing practices
|  | Option 2 |  | BC013 feeder exit and cable upgrade
|  | Option 3 |  | BC015 upgrade feeder
Option 4
Option 5
|  | Compliance project |  | No
|  | Expenditure starts |  | 2026-27 | [start]
Timing & WACC
|  | Input dollars |  |  |  | 2023-12-31 | [input_dollars]
|  | Pre-tax real WACC |  |  |  | 3.5% | [real_disc]
|  | VCR date |  |  |  | 2024-12-31 | [vcr_date]
|  | Analysis period (years) |  |  |  | 20 | [years]\
|  | Output dollars |  |  |  | 2026-06-30 | [output_dollars]
|  | Other benefits date |  |  |  | 2023-12-31 | [custval_date]
|  | Value of CO2 reductions input date |  |  |  | 2023-06-30
VCR
|  | Enter ZSS code >> | eg. AR | Balaclava |  | BC | 42818.09 | 2024 VCR ($/MWh)
Risks
SAFETY
|  | Value of statistical life |  |  |  | 5400000 | 2023-06-30
|  | Value of injury |  |  |  | 0 | 2023-12-31
Disproportionate factors applied to various bushfire and other risk valuations
|  | Harm to property from network |  |  |  | 1
|  | Harm to property from bushfire |  |  |  | 1
|  | Harm to environment |  |  |  | 1
|  | Safety - Public trespass |  |  |  | 1
|  | Safety - Single fatality or serious injury ^ |  |  |  | 3
|  | Safety from bushfire in HBRA |  |  |  | 3
|  | Safety - Multiple fatality or serious injury ^ |  |  |  | 6
|  | Safety from bushfire (REFCL declared areas) |  |  |  | 6
|  | Safety from bushfire (electric line construction areas) |  |  |  | 10
^ Public or employee
|  | Incident type |  |  |  | Value | Probability | DF selected | Description/comment
|  | Safety (fatality) |  |  |  | 5607473.5197 | 0 | 0 | 0
|  | Safety (injury) |  |  |  | 0 | 0 | 0 | 0
UNPLANNED REPLACEMENT/REPAIR
|  | Major failure (replace) |  |  |  | 0 | 2023-12-31
|  | Minor failure (repair) |  |  |  | 0 | 2023-12-31
|  | Premium for failure |  |  |  | 20%
Other benefits
| ENVIRONMENTAL | [8 empty] | 2026-27 | 2027-28 | 2028-29 | 2029-30 | 2030-31 | 2031-32
|  | Value of CO2 reductions |  |  |  |  | 2023-06-30 | $/kWh |  | 0.02473 | 0.022341 | 0.020196 | 0.018063 | 0.015913 | 0.013715
| CUSTOMER VALUE |  |  |  |  | Value
|  | Reliability in worst-served areas |  |  |  | 0 | 2023-12-31 | per MWh
|  | Network resilience |  |  |  | 0 | 2023-12-31 | per MWh
|  | Enabling solar exports |  |  |  | 4220.9954 | 2023-12-31 | per MWh
|  | Aesthetics |  |  |  | 0 | 2023-12-31 | per customer
|  | Customer value of time - residential |  |  |  | 0.54769 | 2023-12-31 | per customer minute
|  | Customer value of time - business |  |  |  | 0.54769 | 2023-12-31 | per customer minute
|  | Communication |  |  |  | 0 | 2023-12-31 | per customer
|  | Information accessibility |  |  |  | 0 | 2023-12-31 | per customer
Sensitivities
[6 empty] | Capex | Total benefits
| 1 | Capex 10% higher |  |  |  | 10% | 0%
| 2 | Capex 10% lower |  |  |  | -10% | 0%
| 3 | Total benefits 10% higher |  |  |  | 0% | 10%
| 4 | Total benefits 10% lower |  |  |  | 0% | -10%
| 5 | Capex 10% higher & Total benefits 10% lower |  |  |  | 10% | -10%

## Option1 (base case)
CitiPower
Balaclava feeder: BC013
OPTION 1 (base case)
Count |  |  |  |  | 0 | 1 | 2 | 3 | 4 | 5 | 6 | 7 | 8 | 9 | 10 | 11 | 12 | 13 | 14 | 15 | 16 | 17 | 18 | 19 | 20 | 21 | 22 | 23 | 24 | 25
Value of CO2 reductions |  |  |  | $/MWh |  | 24.7305 | 22.3407 | 20.1963 | 18.0629 | 15.9134 | 13.7151 | 13.7151 | 13.7151 | 13.7151 | 13.7151 | 13.7151 | 13.7151 | 13.7151 | 13.7151 | 13.7151 | 13.7151 | 13.7151 | 13.7151 | 13.7151 | 13.7151 | 13.7151 | 13.7151 | 13.7151 | 13.7151 | 13.7151
|  |  |  | Units | 2026-06-30 | 2026-27 | 2027-28 | 2028-29 | 2029-30 | 2030-31 | 2031-32 | 2032-33 | 2033-34 | 2034-35 | 2035-36 | 2036-37 | 2037-38 | 2038-39 | 2039-40 | 2040-41 | 2041-42 | 2042-43 | 2043-44 | 2044-45 | 2045-46 | 2046-47 | 2047-48 | 2048-49 | 2049-50 | 2050-51
INVESTMENT & OPERATING COST
| Capex |  | Asset life (yrs)
| < Enter description > |  | 0 | 2023-12-31 |  | 0 | 0 | 0 | 0 | 0 | 0 | 0 | 0 | 0 | 0 | 0 | 0 | 0 | 0 | 0 | 0 | 0 | 0 | 0 | 0 | 0 | 0 | 0 | 0 | 0
| < Enter description > |  | 0 | 2023-12-31 |  | 0 | 0 | 0 | 0 | 0 | 0 | 0 | 0 | 0 | 0 | 0 | 0 | 0 | 0 | 0 | 0 | 0 | 0 | 0 | 0 | 0 | 0 | 0 | 0 | 0
| < Enter description > |  | 0 | 2023-12-31 |  | 0 | 0 | 0 | 0 | 0 | 0 | 0 | 0 | 0 | 0 | 0 | 0 | 0 | 0 | 0 | 0 | 0 | 0 | 0 | 0 | 0 | 0 | 0 | 0 | 0
| Capital expenditure |  |  | 2023-12-31 |  | 0 | 0 | 0 | 0 | 0 | 0 | 0 | 0 | 0 | 0 | 0 | 0 | 0 | 0 | 0 | 0 | 0 | 0 | 0 | 0 | 0 | 0 | 0 | 0 | 0
| Operating expenditure |  |  | 2023-12-31 |  | 0 | 0 | 0 | 0 | 0 | 0 | 0 | 0 | 0 | 0 | 0 | 0 | 0 | 0 | 0 | 0 | 0 | 0 | 0 | 0 | 0 | 0 | 0 | 0 | 0
RISK ASSUMPTIONS
| PoF (major) |  |  |  |  | 0 | 0 | 0 | 0 | 0 | 0 | 0 | 0 | 0 | 0 | 0 | 0 | 0 | 0 | 0 | 0 | 0 | 0 | 0 | 0 | 0 | 0 | 0 | 0 | 0
| PoF (reparable) |  |  |  |  | 0 | 0 | 0 | 0 | 0 | 0 | 0 | 0 | 0 | 0 | 0 | 0 | 0 | 0 | 0 | 0 | 0 | 0 | 0 | 0 | 0 | 0 | 0 | 0 | 0
| Energy at risk 10% PoE |  | 30% | MWh |  | 0 | 0 | 0.22324 | 2.1503 | 10.1315 | 34.1101 | 77.9719 | 135.212 | 201.8956 | 201.8956 | 201.8956 | 201.8956 | 201.8956 | 201.8956 | 201.8956 | 201.8956 | 201.8956 | 201.8956 | 201.8956 | 201.8956 | 201.8956 | 201.8956 | 201.8956 | 201.8955 | 201.8955
| Energy at risk 50% PoE |  | 70% | MWh |  | 0 | 0 | 0.0062803 | 0.67384 | 4.3642 | 17.5655 | 46.3587 | 86.9475 | 136.8043 | 136.8043 | 136.8043 | 136.8043 | 136.8043 | 136.8043 | 136.8043 | 136.8043 | 136.8043 | 136.8043 | 136.8043 | 136.8043 | 136.8043 | 136.8043 | 136.8043 | 136.8043 | 136.8043
| Energy at risk (weighted) |  |  | MWh |  | 0 | 0 | 0.071368 | 1.1168 | 6.0944 | 22.5289 | 55.8427 | 101.4269 | 156.3317 | 156.3317 | 156.3317 | 156.3317 | 156.3317 | 156.3317 | 156.3317 | 156.3317 | 156.3317 | 156.3317 | 156.3317 | 156.3317 | 156.3317 | 156.3317 | 156.3317 | 156.3316 | 156.3316
| Energy at risk value | $/MWh | 40423.0081 | 2023-12-31 |  | 0 | 0 | 2884.9174 | 45143.3 | 246353.7471 | 910686.5153 | 2257329.0814 | 4099979.4668 | 6319396.482 | 6319396.482 | 6319396.482 | 6319396.482 | 6319396.482 | 6319396.482 | 6319396.482 | 6319396.482 | 6319396.482 | 6319396.482 | 6319396.482 | 6319396.482 | 6319396.482 | 6319396.482 | 6319396.482 | 6319394.9628 | 6319394.9628
| Safety consequence | (after DF) |  | 2023-12-31 |  | 0 | 0 | 0 | 0 | 0 | 0 | 0 | 0 | 0 | 0 | 0 | 0 | 0 | 0 | 0 | 0 | 0 | 0 | 0 | 0 | 0 | 0 | 0 | 0 | 0
| Unplanned replacements |  |  | 2023-12-31 |  | 0 | 0 | 0 | 0 | 0 | 0 | 0 | 0 | 0 | 0 | 0 | 0 | 0 | 0 | 0 | 0 | 0 | 0 | 0 | 0 | 0 | 0 | 0 | 0 | 0
| Environmental consequence | (after DF) |  | 2023-12-31 |  | 0 | 0 | 0 | 0 | 0 | 0 | 0 | 0 | 0 | 0 | 0 | 0 | 0 | 0 | 0 | 0 | 0 | 0 | 0 | 0 | 0 | 0 | 0 | 0 | 0
| < Other risk - enter description > |  |  | 2023-12-31 |  | 0 | 0 | 0 | 0 | 0 | 0 | 0 | 0 | 0 | 0 | 0 | 0 | 0 | 0 | 0 | 0 | 0 | 0 | 0 | 0 | 0 | 0 | 0 | 0 | 0
| < Other risk - enter description > |  |  | 2023-12-31 |  | 0 | 0 | 0 | 0 | 0 | 0 | 0 | 0 | 0 | 0 | 0 | 0 | 0 | 0 | 0 | 0 | 0 | 0 | 0 | 0 | 0 | 0 | 0 | 0 | 0
| Total risk cost |  |  |  |  | 0 | 0 | 2884.9174 | 45143.3 | 246353.7471 | 910686.5153 | 2257329.0814 | 4099979.4668 | 6319396.482 | 6319396.482 | 6319396.482 | 6319396.482 | 6319396.482 | 6319396.482 | 6319396.482 | 6319396.482 | 6319396.482 | 6319396.482 | 6319396.482 | 6319396.482 | 6319396.482 | 6319396.482 | 6319396.482 | 6319394.9628 | 6319394.9628
OTHER BENEFITS
| Reduction in CO2 emissions |  |  | MWh |  | 0 | 0 | 0 | 0 | 0 | 0 | 0 | 0 | 0 | 0 | 0 | 0 | 0 | 0 | 0 | 0 | 0 | 0 | 0 | 0 | 0 | 0 | 0 | 0 | 0
| Value of reduction in CO2 emissions |  |  | $ |  | 0 | 0 | 0 | 0 | 0 | 0 | 0 | 0 | 0 | 0 | 0 | 0 | 0 | 0 | 0 | 0 | 0 | 0 | 0 | 0 | 0 | 0 | 0 | 0 | 0
| Reliability in worst-served areas | $/MWh | 0 | MWh |  | 0 | 0 | 0 | 0 | 0 | 0 | 0 | 0 | 0 | 0 | 0 | 0 | 0 | 0 | 0 | 0 | 0 | 0 | 0 | 0 | 0 | 0 | 0 | 0 | 0
| Network resilience | $/MWh | 0 | MWh |  | 0 | 0 | 0 | 0 | 0 | 0 | 0 | 0 | 0 | 0 | 0 | 0 | 0 | 0 | 0 | 0 | 0 | 0 | 0 | 0 | 0 | 0 | 0 | 0 | 0
| Enabling solar exports | $/MWh | 4220.9954 | MWh |  | 0 | 0 | 0 | 0 | 0 | 0 | 0 | 0 | 0 | 0 | 0 | 0 | 0 | 0 | 0 | 0 | 0 | 0 | 0 | 0 | 0 | 0 | 0 | 0 | 0
| Aesthetics | $/customer | 0 | customers |  | 0 | 0 | 0 | 0 | 0 | 0 | 0 | 0 | 0 | 0 | 0 | 0 | 0 | 0 | 0 | 0 | 0 | 0 | 0 | 0 | 0 | 0 | 0 | 0 | 0
| Customer value of time (res) | $/customer min | 0.54769 | mins |  | 0 | 0 | 0 | 0 | 0 | 0 | 0 | 0 | 0 | 0 | 0 | 0 | 0 | 0 | 0 | 0 | 0 | 0 | 0 | 0 | 0 | 0 | 0 | 0 | 0
| Customer value of time (bus) | $/customer min | 0.54769 | mins |  | 0 | 0 | 0 | 0 | 0 | 0 | 0 | 0 | 0 | 0 | 0 | 0 | 0 | 0 | 0 | 0 | 0 | 0 | 0 | 0 | 0 | 0 | 0 | 0 | 0
| Communication | $/customer | 0 | customers |  | 0 | 0 | 0 | 0 | 0 | 0 | 0 | 0 | 0 | 0 | 0 | 0 | 0 | 0 | 0 | 0 | 0 | 0 | 0 | 0 | 0 | 0 | 0 | 0 | 0
| Information accessibility | $/customer | 0 | customers |  | 0 | 0 | 0 | 0 | 0 | 0 | 0 | 0 | 0 | 0 | 0 | 0 | 0 | 0 | 0 | 0 | 0 | 0 | 0 | 0 | 0 | 0 | 0 | 0 | 0
| Other benefits 1 |  |  | 2023-12-31 |  | 0 | 0 | 0 | 0 | 0 | 0 | 0 | 0 | 0 | 0 | 0 | 0 | 0 | 0 | 0 | 0 | 0 | 0 | 0 | 0 | 0 | 0 | 0 | 0 | 0
| Other benefits 2 |  |  | 2023-12-31 |  | 0 | 0 | 0 | 0 | 0 | 0 | 0 | 0 | 0 | 0 | 0 | 0 | 0 | 0 | 0 | 0 | 0 | 0 | 0 | 0 | 0 | 0 | 0 | 0 | 0
| Total other benefits |  |  | 2023-12-31 |  | 0 | 0 | 0 | 0 | 0 | 0 | 0 | 0 | 0 | 0 | 0 | 0 | 0 | 0 | 0 | 0 | 0 | 0 | 0 | 0 | 0 | 0 | 0 | 0 | 0
SUMMARY
| Risks mitigated vs base case |  |  | 2023-12-31
Capital expenditure
| < Enter description > |  |  | 2023-12-31 |  | 0 | 0 | 0 | 0 | 0 | 0 | 0 | 0 | 0 | 0 | 0 | 0 | 0 | 0 | 0 | 0 | 0 | 0 | 0 | 0 | 0 | 0 | 0 | 0 | 0
| < Enter description > |  |  | 2023-12-31 |  | 0 | 0 | 0 | 0 | 0 | 0 | 0 | 0 | 0 | 0 | 0 | 0 | 0 | 0 | 0 | 0 | 0 | 0 | 0 | 0 | 0 | 0 | 0 | 0 | 0
| < Enter description > |  |  | 2023-12-31 |  | 0 | 0 | 0 | 0 | 0 | 0 | 0 | 0 | 0 | 0 | 0 | 0 | 0 | 0 | 0 | 0 | 0 | 0 | 0 | 0 | 0 | 0 | 0 | 0 | 0
Cumulative capex
| < Enter description > |  |  | 2023-12-31 |  | 0 | 0 | 0 | 0 | 0 | 0 | 0 | 0 | 0 | 0 | 0 | 0 | 0 | 0 | 0 | 0 | 0 | 0 | 0 | 0 | 0 | 0 | 0 | 0 | 0
| < Enter description > |  |  | 2023-12-31 |  | 0 | 0 | 0 | 0 | 0 | 0 | 0 | 0 | 0 | 0 | 0 | 0 | 0 | 0 | 0 | 0 | 0 | 0 | 0 | 0 | 0 | 0 | 0 | 0 | 0
| < Enter description > |  |  | 2023-12-31 |  | 0 | 0 | 0 | 0 | 0 | 0 | 0 | 0 | 0 | 0 | 0 | 0 | 0 | 0 | 0 | 0 | 0 | 0 | 0 | 0 | 0 | 0 | 0 | 0 | 0
Annualised capex
| Annualised capex - < Enter description > |  |  | 2023-12-31 |  | 0 | 0 | 0 | 0 | 0 | 0 | 0 | 0 | 0 | 0 | 0 | 0 | 0 | 0 | 0 | 0 | 0 | 0 | 0 | 0 | 0 | 0 | 0 | 0 | 0
| Annualised capex - < Enter description > |  |  | 2023-12-31 |  | 0 | 0 | 0 | 0 | 0 | 0 | 0 | 0 | 0 | 0 | 0 | 0 | 0 | 0 | 0 | 0 | 0 | 0 | 0 | 0 | 0 | 0 | 0 | 0 | 0
| Annualised capex - < Enter description > |  |  | 2023-12-31 |  | 0 | 0 | 0 | 0 | 0 | 0 | 0 | 0 | 0 | 0 | 0 | 0 | 0 | 0 | 0 | 0 | 0 | 0 | 0 | 0 | 0 | 0 | 0 | 0 | 0
| Total annualised capex |  |  | 2023-12-31 |  | 0 | 0 | 0 | 0 | 0 | 0 | 0 | 0 | 0 | 0 | 0 | 0 | 0 | 0 | 0 | 0 | 0 | 0 | 0 | 0 | 0 | 0 | 0 | 0 | 0
| Annualised capex |  |  | 2023-12-31 |  | 0 | 0 | 0 | 0 | 0 | 0 | 0 | 0 | 0 | 0 | 0 | 0 | 0 | 0 | 0 | 0 | 0 | 0 | 0 | 0 | 0 | 0 | 0 | 0 | 0
| Operating expenditure |  |  | 2023-12-31 |  | 0 | 0 | 0 | 0 | 0 | 0 | 0 | 0 | 0 | 0 | 0 | 0 | 0 | 0 | 0 | 0 | 0 | 0 | 0 | 0 | 0 | 0 | 0 | 0 | 0
| Risk mitigated |  |  | 2023-12-31 |  | 0 | 0 | 0 | 0 | 0 | 0 | 0 | 0 | 0 | 0 | 0 | 0 | 0 | 0 | 0 | 0 | 0 | 0 | 0 | 0 | 0 | 0 | 0 | 0 | 0
| Other benefits value |  |  | 2023-12-31 |  | 0 | 0 | 0 | 0 | 0 | 0 | 0 | 0 | 0 | 0 | 0 | 0 | 0 | 0 | 0 | 0 | 0 | 0 | 0 | 0 | 0 | 0 | 0 | 0 | 0
| Net benefits |  |  | 2023-12-31 |  | 0 | 0 | 0 | 0 | 0 | 0 | 0 | 0 | 0 | 0 | 0 | 0 | 0 | 0 | 0 | 0 | 0 | 0 | 0 | 0 | 0 | 0 | 0 | 0 | 0
SENSITIVITIES
NPV | Net benefits |  |  | Option 1 (Base Case)NPV |  | 0 | 0 | 0 | 0 | 0 | 0 | 0 | 0 | 0 | 0 | 0 | 0 | 0 | 0 | 0 | 0 | 0 | 0 | 0 | 0 | 0 | 0 | 0 | 0 | 0
| Total annualised capex |  |  |  |  | 0 | 0 | 0 | 0 | 0 | 0 | 0 | 0 | 0 | 0 | 0 | 0 | 0 | 0 | 0 | 0 | 0 | 0 | 0 | 0 | 0 | 0 | 0 | 0 | 0
| Total benefits |  |  |  |  | 0 | 0 | 0 | 0 | 0 | 0 | 0 | 0 | 0 | 0 | 0 | 0 | 0 | 0 | 0 | 0 | 0 | 0 | 0 | 0 | 0 | 0 | 0 | 0 | 0
|  | Capex | Total benefits
sens1 | Capex 10% higher | 10% | 0% | Option 1 (Base Case)sens1 |  | 0 | 0 | 0 | 0 | 0 | 0 | 0 | 0 | 0 | 0 | 0 | 0 | 0 | 0 | 0 | 0 | 0 | 0 | 0 | 0 | 0 | 0 | 0 | 0 | 0
sens2 | Capex 10% lower | -10% | 0% | Option 1 (Base Case)sens2 |  | 0 | 0 | 0 | 0 | 0 | 0 | 0 | 0 | 0 | 0 | 0 | 0 | 0 | 0 | 0 | 0 | 0 | 0 | 0 | 0 | 0 | 0 | 0 | 0 | 0
sens3 | Total benefits 10% higher | 0% | 10% | Option 1 (Base Case)sens3 |  | 0 | 0 | 0 | 0 | 0 | 0 | 0 | 0 | 0 | 0 | 0 | 0 | 0 | 0 | 0 | 0 | 0 | 0 | 0 | 0 | 0 | 0 | 0 | 0 | 0
sens4 | Total benefits 10% lower | 0% | -10% | Option 1 (Base Case)sens4 |  | 0 | 0 | 0 | 0 | 0 | 0 | 0 | 0 | 0 | 0 | 0 | 0 | 0 | 0 | 0 | 0 | 0 | 0 | 0 | 0 | 0 | 0 | 0 | 0 | 0
sens5 | Capex 10% higher & Total benefits 10% lower | 10% | -10% | Option 1 (Base Case)sens5 |  | 0 | 0 | 0 | 0 | 0 | 0 | 0 | 0 | 0 | 0 | 0 | 0 | 0 | 0 | 0 | 0 | 0 | 0 | 0 | 0 | 0 | 0 | 0 | 0 | 0
sens | 0 | 0% | 0% | Option 1 (Base Case)sens |  | 0 | 0 | 0 | 0 | 0 | 0 | 0 | 0 | 0 | 0 | 0 | 0 | 0 | 0 | 0 | 0 | 0 | 0 | 0 | 0 | 0 | 0 | 0 | 0 | 0
sens | 0 | 0% | 0% | Option 1 (Base Case)sens |  | 0 | 0 | 0 | 0 | 0 | 0 | 0 | 0 | 0 | 0 | 0 | 0 | 0 | 0 | 0 | 0 | 0 | 0 | 0 | 0 | 0 | 0 | 0 | 0 | 0
sens | 0 | 0% | 0% | Option 1 (Base Case)sens |  | 0 | 0 | 0 | 0 | 0 | 0 | 0 | 0 | 0 | 0 | 0 | 0 | 0 | 0 | 0 | 0 | 0 | 0 | 0 | 0 | 0 | 0 | 0 | 0 | 0

## Option2
CitiPower
Balaclava feeder: BC013
OPTION 2 | BC013 feeder exit and cable upgrade
Count |  |  |  |  | 1 | 2 | 3 | 4 | 5 | 6 | 7 | 8 | 9 | 10 | 11 | 12 | 13 | 14 | 15 | 16 | 17 | 18 | 19 | 20 | 21 | 22 | 23 | 24 | 25
Value of CO2 reductions |  |  |  | $/MWh | 24.7305 | 22.3407 | 20.1963 | 18.0629 | 15.9134 | 13.7151 | 13.7151 | 13.7151 | 13.7151 | 13.7151 | 13.7151 | 13.7151 | 13.7151 | 13.7151 | 13.7151 | 13.7151 | 13.7151 | 13.7151 | 13.7151 | 13.7151 | 13.7151 | 13.7151 | 13.7151 | 13.7151 | 13.7151
[5 empty] | 2027 | 2028 | 2029 | 2030 | 2031 | 2032 | 2033 | 2034 | 2035 | 2036 | 2037 | 2038 | 2039 | 2040 | 2041 | 2042 | 2043 | 2044 | 2045 | 2046 | 2047 | 2048 | 2049 | 2050 | 2051
|  |  |  | Units | 2026-27 | 2027-28 | 2028-29 | 2029-30 | 2030-31 | 2031-32 | 2032-33 | 2033-34 | 2034-35 | 2035-36 | 2036-37 | 2037-38 | 2038-39 | 2039-40 | 2040-41 | 2041-42 | 2042-43 | 2043-44 | 2044-45 | 2045-46 | 2046-47 | 2047-48 | 2048-49 | 2049-50 | 2050-51
INVESTMENT & OPERATING COST
| Capex |  | Asset life (yrs)
| Upgrade BC013 exit and uprate backbone |  | 50 | 2023-12-31 | 0 | 0 | 0 | 1917869.5 | 0 | 0 | 0 | 0 | 0 | 0 | 0 | 0 | 0 | 0 | 0 | 0 | 0 | 0 | 0 | 0 | 0 | 0 | 0 | 0 | 0
|  |  | 0 | 2023-12-31 | 0 | 0 | 0 | 0 | 0 | 0 | 0 | 0 | 0 | 0 | 0 | 0 | 0 | 0 | 0 | 0 | 0 | 0 | 0 | 0 | 0 | 0 | 0 | 0 | 0
|  |  | 0 | 2023-12-31 | 0 | 0 | 0 | 0 | 0 | 0 | 0 | 0 | 0 | 0 | 0 | 0 | 0 | 0 | 0 | 0 | 0 | 0 | 0 | 0 | 0 | 0 | 0 | 0 | 0
| Capital expenditure |  |  | 2023-12-31 | 0 | 0 | 0 | 1917869.5 | 0 | 0 | 0 | 0 | 0 | 0 | 0 | 0 | 0 | 0 | 0 | 0 | 0 | 0 | 0 | 0 | 0 | 0 | 0 | 0 | 0
| Operating expenditure |  |  | 2023-12-31 | 0 | 0 | 0 | 0 | 0 | 0 | 0 | 0 | 0 | 0 | 0 | 0 | 0 | 0 | 0 | 0 | 0 | 0 | 0 | 0 | 0 | 0 | 0 | 0 | 0
RISK ASSUMPTIONS
| PoF (major) |  |  |  | 0 | 0 | 0 | 0 | 0 | 0 | 0 | 0 | 0 | 0 | 0 | 0 | 0 | 0 | 0 | 0 | 0 | 0 | 0 | 0 | 0 | 0 | 0 | 0 | 0
| PoF (reparable) |  |  |  | 0 | 0 | 0 | 0 | 0 | 0 | 0 | 0 | 0 | 0 | 0 | 0 | 0 | 0 | 0 | 0 | 0 | 0 | 0 | 0 | 0 | 0 | 0 | 0 | 0
| Const end date |  | 2030
| Energy at risk 10% PoE |  | 30% | MWh | 0 | 0 | 0.22324 | 2.1503 | 0 | 0 | 0 | 0 | 0 | 0 | 0 | 0 | 0 | 0 | 0 | 0 | 0 | 0 | 0 | 0 | 0 | 0 | 0 | 0 | 0
| Energy at risk 50% PoE |  | 70% | MWh | 0 | 0 | 0.0062803 | 0.67384 | 0 | 0 | 0 | 0 | 0 | 0 | 0 | 0 | 0 | 0 | 0 | 0 | 0 | 0 | 0 | 0 | 0 | 0 | 0 | 0 | 0
| Energy at risk (weighted) |  |  | MWh | 0 | 0 | 0.071368 | 1.1168 | 0 | 0 | 0 | 0 | 0 | 0 | 0 | 0 | 0 | 0 | 0 | 0 | 0 | 0 | 0 | 0 | 0 | 0 | 0 | 0 | 0
| Energy at risk value | $/MWh | 40423.0081 | 2023-12-31 | 0 | 0 | 2884.9174 | 45143.3 | 0 | 0 | 0 | 0 | 0 | 0 | 0 | 0 | 0 | 0 | 0 | 0 | 0 | 0 | 0 | 0 | 0 | 0 | 0 | 0 | 0
| Safety consequence | (after DF) |  | 2023-12-31 | 0 | 0 | 0 | 0 | 0 | 0 | 0 | 0 | 0 | 0 | 0 | 0 | 0 | 0 | 0 | 0 | 0 | 0 | 0 | 0 | 0 | 0 | 0 | 0 | 0
| Unplanned replacements |  |  | 2023-12-31 | 0 | 0 | 0 | 0 | 0 | 0 | 0 | 0 | 0 | 0 | 0 | 0 | 0 | 0 | 0 | 0 | 0 | 0 | 0 | 0 | 0 | 0 | 0 | 0 | 0
| Environmental consequence | (after DF) |  | 2023-12-31 | 0 | 0 | 0 | 0 | 0 | 0 | 0 | 0 | 0 | 0 | 0 | 0 | 0 | 0 | 0 | 0 | 0 | 0 | 0 | 0 | 0 | 0 | 0 | 0 | 0
| < Other risk - enter description > |  |  | 2023-12-31 | 0 | 0 | 0 | 0 | 0 | 0 | 0 | 0 | 0 | 0 | 0 | 0 | 0 | 0 | 0 | 0 | 0 | 0 | 0 | 0 | 0 | 0 | 0 | 0 | 0
| < Other risk - enter description > |  |  | 2023-12-31 | 0 | 0 | 0 | 0 | 0 | 0 | 0 | 0 | 0 | 0 | 0 | 0 | 0 | 0 | 0 | 0 | 0 | 0 | 0 | 0 | 0 | 0 | 0 | 0 | 0
| Total risk cost |  |  |  | 0 | 0 | 2884.9174 | 45143.3 | 0 | 0 | 0 | 0 | 0 | 0 | 0 | 0 | 0 | 0 | 0 | 0 | 0 | 0 | 0 | 0 | 0 | 0 | 0 | 0 | 0
OTHER BENEFITS
| Reduction in CO2 emissions |  |  | MWh | 0 | 0 | 0 | 0 | 0 | 0 | 0 | 0 | 0 | 0 | 0 | 0 | 0 | 0 | 0 | 0 | 0 | 0 | 0 | 0 | 0 | 0 | 0 | 0 | 0
| Value of reduction in CO2 emissions |  |  | $ | 0 | 0 | 0 | 0 | 0 | 0 | 0 | 0 | 0 | 0 | 0 | 0 | 0 | 0 | 0 | 0 | 0 | 0 | 0 | 0 | 0 | 0 | 0 | 0 | 0
| Reliability in worst-served areas | $/MWh | 0 | MWh | 0 | 0 | 0 | 0 | 0 | 0 | 0 | 0 | 0 | 0 | 0 | 0 | 0 | 0 | 0 | 0 | 0 | 0 | 0 | 0 | 0 | 0 | 0 | 0 | 0
| Network resilience | $/MWh | 0 | MWh | 0 | 0 | 0 | 0 | 0 | 0 | 0 | 0 | 0 | 0 | 0 | 0 | 0 | 0 | 0 | 0 | 0 | 0 | 0 | 0 | 0 | 0 | 0 | 0 | 0
| Enabling solar exports | $/MWh | 4220.9954 | MWh | 0 | 0 | 0 | 0 | 0 | 0 | 0 | 0 | 0 | 0 | 0 | 0 | 0 | 0 | 0 | 0 | 0 | 0 | 0 | 0 | 0 | 0 | 0 | 0 | 0
| Aesthetics | $/customer | 0 | customers | 0 | 0 | 0 | 0 | 0 | 0 | 0 | 0 | 0 | 0 | 0 | 0 | 0 | 0 | 0 | 0 | 0 | 0 | 0 | 0 | 0 | 0 | 0 | 0 | 0
| Customer value of time - residential | $/customer min | 0.54769 | mins | 0 | 0 | 0 | 0 | 0 | 0 | 0 | 0 | 0 | 0 | 0 | 0 | 0 | 0 | 0 | 0 | 0 | 0 | 0 | 0 | 0 | 0 | 0 | 0 | 0
| Customer value of time - business | $/customer min | 0.54769 | mins | 0 | 0 | 0 | 0 | 0 | 0 | 0 | 0 | 0 | 0 | 0 | 0 | 0 | 0 | 0 | 0 | 0 | 0 | 0 | 0 | 0 | 0 | 0 | 0 | 0
| Communication | $/customer | 0 | customers | 0 | 0 | 0 | 0 | 0 | 0 | 0 | 0 | 0 | 0 | 0 | 0 | 0 | 0 | 0 | 0 | 0 | 0 | 0 | 0 | 0 | 0 | 0 | 0 | 0
| Information accessibility | $/customer | 0 | customers | 0 | 0 | 0 | 0 | 0 | 0 | 0 | 0 | 0 | 0 | 0 | 0 | 0 | 0 | 0 | 0 | 0 | 0 | 0 | 0 | 0 | 0 | 0 | 0 | 0
| Other benefits 1 |  |  | 2023-12-31 | 0 | 0 | 0 | 0 | 0 | 0 | 0 | 0 | 0 | 0 | 0 | 0 | 0 | 0 | 0 | 0 | 0 | 0 | 0 | 0 | 0 | 0 | 0 | 0 | 0
| Other benefits 2 |  |  | 2023-12-31 | 0 | 0 | 0 | 0 | 0 | 0 | 0 | 0 | 0 | 0 | 0 | 0 | 0 | 0 | 0 | 0 | 0 | 0 | 0 | 0 | 0 | 0 | 0 | 0 | 0
| Total other benefits |  |  | 2023-12-31 | 0 | 0 | 0 | 0 | 0 | 0 | 0 | 0 | 0 | 0 | 0 | 0 | 0 | 0 | 0 | 0 | 0 | 0 | 0 | 0 | 0 | 0 | 0 | 0 | 0
SUMMARY
| Risks mitigated vs base case |  |  | 2023-12-31 | 0 | 0 | 0 | 0 | 246353.7471 | 910686.5153 | 2257329.0814 | 4099979.4668 | 6319396.482 | 6319396.482 | 6319396.482 | 6319396.482 | 6319396.482 | 6319396.482 | 6319396.482 | 6319396.482 | 6319396.482 | 6319396.482 | 6319396.482 | 6319396.482 | 6319396.482 | 6319396.482 | 6319396.482 | 6319394.9628 | 6319394.9628
Capital expenditure
| Upgrade BC013 exit and uprate backbone |  |  | 2023-12-31 | 0 | 0 | 0 | -1917869.5 | 0 | 0 | 0 | 0 | 0 | 0 | 0 | 0 | 0 | 0 | 0 | 0 | 0 | 0 | 0 | 0 | 0 | 0 | 0 | 0 | 0
| 0 |  |  | 2023-12-31 | 0 | 0 | 0 | 0 | 0 | 0 | 0 | 0 | 0 | 0 | 0 | 0 | 0 | 0 | 0 | 0 | 0 | 0 | 0 | 0 | 0 | 0 | 0 | 0 | 0
| 0 |  |  | 2023-12-31 | 0 | 0 | 0 | 0 | 0 | 0 | 0 | 0 | 0 | 0 | 0 | 0 | 0 | 0 | 0 | 0 | 0 | 0 | 0 | 0 | 0 | 0 | 0 | 0 | 0
Cumulative capex
| Upgrade BC013 exit and uprate backbone |  |  | 2023-12-31 | 0 | 0 | 0 | -1917869.5 | -1917869.5 | -1917869.5 | -1917869.5 | -1917869.5 | -1917869.5 | -1917869.5 | -1917869.5 | -1917869.5 | -1917869.5 | -1917869.5 | -1917869.5 | -1917869.5 | -1917869.5 | -1917869.5 | -1917869.5 | -1917869.5 | -1917869.5 | -1917869.5 | -1917869.5 | -1917869.5 | -1917869.5
| 0 |  |  | 2023-12-31 | 0 | 0 | 0 | 0 | 0 | 0 | 0 | 0 | 0 | 0 | 0 | 0 | 0 | 0 | 0 | 0 | 0 | 0 | 0 | 0 | 0 | 0 | 0 | 0 | 0
| 0 |  |  | 2023-12-31 | 0 | 0 | 0 | 0 | 0 | 0 | 0 | 0 | 0 | 0 | 0 | 0 | 0 | 0 | 0 | 0 | 0 | 0 | 0 | 0 | 0 | 0 | 0 | 0 | 0
Annualised capex
| Annualised capex - Upgrade BC013 exit and uprate backbone |  |  | 2023-12-31 | 0 | 0 | 0 | 0 | -81765.8912 | -81765.8912 | -81765.8912 | -81765.8912 | -81765.8912 | -81765.8912 | -81765.8912 | -81765.8912 | -81765.8912 | -81765.8912 | -81765.8912 | -81765.8912 | -81765.8912 | -81765.8912 | -81765.8912 | -81765.8912 | -81765.8912 | -81765.8912 | -81765.8912 | -81765.8912 | -81765.8912
| Annualised capex - |  |  | 2023-12-31 | 0 | 0 | 0 | 0 | 0 | 0 | 0 | 0 | 0 | 0 | 0 | 0 | 0 | 0 | 0 | 0 | 0 | 0 | 0 | 0 | 0 | 0 | 0 | 0 | 0
| Annualised capex - |  |  | 2023-12-31 | 0 | 0 | 0 | 0 | 0 | 0 | 0 | 0 | 0 | 0 | 0 | 0 | 0 | 0 | 0 | 0 | 0 | 0 | 0 | 0 | 0 | 0 | 0 | 0 | 0
| Total annualised capex |  |  | 2023-12-31 | 0 | 0 | 0 | 0 | -81765.8912 | -81765.8912 | -81765.8912 | -81765.8912 | -81765.8912 | -81765.8912 | -81765.8912 | -81765.8912 | -81765.8912 | -81765.8912 | -81765.8912 | -81765.8912 | -81765.8912 | -81765.8912 | -81765.8912 | -81765.8912 | -81765.8912 | -81765.8912 | -81765.8912 | -81765.8912 | -81765.8912
| Annualised capex |  |  | 2023-12-31 | 0 | 0 | 0 | 0 | -81765.8912 | -81765.8912 | -81765.8912 | -81765.8912 | -81765.8912 | -81765.8912 | -81765.8912 | -81765.8912 | -81765.8912 | -81765.8912 | -81765.8912 | -81765.8912 | -81765.8912 | -81765.8912 | -81765.8912 | -81765.8912 | -81765.8912 | -81765.8912 | -81765.8912 | -81765.8912 | -81765.8912
| Operating expenditure |  |  | 2023-12-31 | 0 | 0 | 0 | 0 | 0 | 0 | 0 | 0 | 0 | 0 | 0 | 0 | 0 | 0 | 0 | 0 | 0 | 0 | 0 | 0 | 0 | 0 | 0 | 0 | 0
| Risk mitigated |  |  | 2023-12-31 | 0 | 0 | 0 | 0 | 246353.7471 | 910686.5153 | 2257329.0814 | 4099979.4668 | 6319396.482 | 6319396.482 | 6319396.482 | 6319396.482 | 6319396.482 | 6319396.482 | 6319396.482 | 6319396.482 | 6319396.482 | 6319396.482 | 6319396.482 | 6319396.482 | 6319396.482 | 6319396.482 | 6319396.482 | 6319394.9628 | 6319394.9628
| Other benefits value |  |  | 2023-12-31 | 0 | 0 | 0 | 0 | 0 | 0 | 0 | 0 | 0 | 0 | 0 | 0 | 0 | 0 | 0 | 0 | 0 | 0 | 0 | 0 | 0 | 0 | 0 | 0 | 0
| Net benefits |  |  | 2023-12-31 | 0 | 0 | 0 | 0 | 164587.8558 | 828920.624 | 2175563.1901 | 4018213.5756 | 6237630.5907 | 6237630.5907 | 6237630.5907 | 6237630.5907 | 6237630.5907 | 6237630.5907 | 6237630.5907 | 6237630.5907 | 6237630.5907 | 6237630.5907 | 6237630.5907 | 6237630.5907 | 6237630.5907 | 6237630.5907 | 6237630.5907 | 6237629.0716 | 6237629.0716
| First capex year |  |  | 4
| First year |  |  | 4
SENSITIVITIES
NPV | Net benefits |  |  | Option 2NPV | 0 | 0 | 0 | 0 | 164587.8558 | 828920.624 | 2175563.1901 | 4018213.5756 | 6237630.5907 | 6237630.5907 | 6237630.5907 | 6237630.5907 | 6237630.5907 | 6237630.5907 | 6237630.5907 | 6237630.5907 | 6237630.5907 | 6237630.5907 | 6237630.5907 | 6237630.5907 | 6237630.5907 | 6237630.5907 | 6237630.5907 | 6237629.0716 | 6237629.0716
| Total annualised capex |  |  |  | 0 | 0 | 0 | 0 | -81765.8912 | -81765.8912 | -81765.8912 | -81765.8912 | -81765.8912 | -81765.8912 | -81765.8912 | -81765.8912 | -81765.8912 | -81765.8912 | -81765.8912 | -81765.8912 | -81765.8912 | -81765.8912 | -81765.8912 | -81765.8912 | -81765.8912 | -81765.8912 | -81765.8912 | -81765.8912 | -81765.8912
| Total benefits |  |  |  | 0 | 0 | 0 | 0 | 246353.7471 | 910686.5153 | 2257329.0814 | 4099979.4668 | 6319396.482 | 6319396.482 | 6319396.482 | 6319396.482 | 6319396.482 | 6319396.482 | 6319396.482 | 6319396.482 | 6319396.482 | 6319396.482 | 6319396.482 | 6319396.482 | 6319396.482 | 6319396.482 | 6319396.482 | 6319394.9628 | 6319394.9628
|  | Capex | Total benefits
sens1 | Capex 10% higher | 10% | 0% | Option 2sens1 | 0 | 0 | 0 | 0 | 156411.2667 | 820744.0349 | 2167386.601 | 4010036.9864 | 6229454.0016 | 6229454.0016 | 6229454.0016 | 6229454.0016 | 6229454.0016 | 6229454.0016 | 6229454.0016 | 6229454.0016 | 6229454.0016 | 6229454.0016 | 6229454.0016 | 6229454.0016 | 6229454.0016 | 6229454.0016 | 6229454.0016 | 6229452.4825 | 6229452.4825
sens2 | Capex 10% lower | -10% | 0% | Option 2sens2 | 0 | 0 | 0 | 0 | 172764.4449 | 837097.2132 | 2183739.7793 | 4026390.1647 | 6245807.1798 | 6245807.1798 | 6245807.1798 | 6245807.1798 | 6245807.1798 | 6245807.1798 | 6245807.1798 | 6245807.1798 | 6245807.1798 | 6245807.1798 | 6245807.1798 | 6245807.1798 | 6245807.1798 | 6245807.1798 | 6245807.1798 | 6245805.6607 | 6245805.6607
sens3 | Total benefits 10% higher | 0% | 10% | Option 2sens3 | 0 | 0 | 0 | 0 | 189223.2305 | 919989.2756 | 2401296.0983 | 4428211.5223 | 6869570.2389 | 6869570.2389 | 6869570.2389 | 6869570.2389 | 6869570.2389 | 6869570.2389 | 6869570.2389 | 6869570.2389 | 6869570.2389 | 6869570.2389 | 6869570.2389 | 6869570.2389 | 6869570.2389 | 6869570.2389 | 6869570.2389 | 6869568.5679 | 6869568.5679
sens4 | Total benefits 10% lower | 0% | -10% | Option 2sens4 | 0 | 0 | 0 | 0 | 139952.4811 | 737851.9725 | 1949830.282 | 3608215.6289 | 5605690.9425 | 5605690.9425 | 5605690.9425 | 5605690.9425 | 5605690.9425 | 5605690.9425 | 5605690.9425 | 5605690.9425 | 5605690.9425 | 5605690.9425 | 5605690.9425 | 5605690.9425 | 5605690.9425 | 5605690.9425 | 5605690.9425 | 5605689.5753 | 5605689.5753
sens5 | Capex 10% higher & Total benefits 10% lower | 10% | -10% | Option 2sens5 | 0 | 0 | 0 | 0 | 131775.892 | 729675.3834 | 1941653.6929 | 3600039.0398 | 5597514.3534 | 5597514.3534 | 5597514.3534 | 5597514.3534 | 5597514.3534 | 5597514.3534 | 5597514.3534 | 5597514.3534 | 5597514.3534 | 5597514.3534 | 5597514.3534 | 5597514.3534 | 5597514.3534 | 5597514.3534 | 5597514.3534 | 5597512.9862 | 5597512.9862
sens | 0 | 0% | 0% | Option 2sens | 0 | 0 | 0 | 0 | 164587.8558 | 828920.624 | 2175563.1901 | 4018213.5756 | 6237630.5907 | 6237630.5907 | 6237630.5907 | 6237630.5907 | 6237630.5907 | 6237630.5907 | 6237630.5907 | 6237630.5907 | 6237630.5907 | 6237630.5907 | 6237630.5907 | 6237630.5907 | 6237630.5907 | 6237630.5907 | 6237630.5907 | 6237629.0716 | 6237629.0716
sens | 0 | 0% | 0% | Option 2sens | 0 | 0 | 0 | 0 | 164587.8558 | 828920.624 | 2175563.1901 | 4018213.5756 | 6237630.5907 | 6237630.5907 | 6237630.5907 | 6237630.5907 | 6237630.5907 | 6237630.5907 | 6237630.5907 | 6237630.5907 | 6237630.5907 | 6237630.5907 | 6237630.5907 | 6237630.5907 | 6237630.5907 | 6237630.5907 | 6237630.5907 | 6237629.0716 | 6237629.0716
sens | 0 | 0% | 0% | Option 2sens | 0 | 0 | 0 | 0 | 164587.8558 | 828920.624 | 2175563.1901 | 4018213.5756 | 6237630.5907 | 6237630.5907 | 6237630.5907 | 6237630.5907 | 6237630.5907 | 6237630.5907 | 6237630.5907 | 6237630.5907 | 6237630.5907 | 6237630.5907 | 6237630.5907 | 6237630.5907 | 6237630.5907 | 6237630.5907 | 6237630.5907 | 6237629.0716 | 6237629.0716

## Option3
CitiPower
Balaclava feeder: BC013
OPTION 3 | BC015 upgrade feeder
Count |  |  |  |  | 1 | 2 | 3 | 4 | 5 | 6 | 7 | 8 | 9 | 10 | 11 | 12 | 13 | 14 | 15 | 16 | 17 | 18 | 19 | 20 | 21 | 22 | 23 | 24 | 25
Value of CO2 reductions |  |  |  | $/MWh | 24.7305 | 22.3407 | 20.1963 | 18.0629 | 15.9134 | 13.7151 | 13.7151 | 13.7151 | 13.7151 | 13.7151 | 13.7151 | 13.7151 | 13.7151 | 13.7151 | 13.7151 | 13.7151 | 13.7151 | 13.7151 | 13.7151 | 13.7151 | 13.7151 | 13.7151 | 13.7151 | 13.7151 | 13.7151
[5 empty] | 2027 | 2028 | 2029 | 2030 | 2031 | 2032 | 2033 | 2034 | 2035 | 2036 | 2037 | 2038 | 2039 | 2040 | 2041 | 2042 | 2043 | 2044 | 2045 | 2046 | 2047 | 2048 | 2049 | 2050 | 2051
|  |  |  | Units | 2026-27 | 2027-28 | 2028-29 | 2029-30 | 2030-31 | 2031-32 | 2032-33 | 2033-34 | 2034-35 | 2035-36 | 2036-37 | 2037-38 | 2038-39 | 2039-40 | 2040-41 | 2041-42 | 2042-43 | 2043-44 | 2044-45 | 2045-46 | 2046-47 | 2047-48 | 2048-49 | 2049-50 | 2050-51
INVESTMENT & OPERATING COST
| Capex |  | Asset life (yrs)
| < Enter description > |  | 50 | 2023-12-31 | 0 | 0 | 0 | 3000000 | 0 | 0 | 0 | 0 | 0 | 0 | 0 | 0 | 0 | 0 | 0 | 0 | 0 | 0 | 0 | 0 | 0 | 0 | 0 | 0 | 0
| < Enter description > |  | 0 | 2023-12-31 | 0 | 0 | 0 | 0 | 0 | 0 | 0 | 0 | 0 | 0 | 0 | 0 | 0 | 0 | 0 | 0 | 0 | 0 | 0 | 0 | 0 | 0 | 0 | 0 | 0
| < Enter description > |  | 0 | 2023-12-31 | 0 | 0 | 0 | 0 | 0 | 0 | 0 | 0 | 0 | 0 | 0 | 0 | 0 | 0 | 0 | 0 | 0 | 0 | 0 | 0 | 0 | 0 | 0 | 0 | 0
| Capital expenditure |  |  | 2023-12-31 | 0 | 0 | 0 | 3000000 | 0 | 0 | 0 | 0 | 0 | 0 | 0 | 0 | 0 | 0 | 0 | 0 | 0 | 0 | 0 | 0 | 0 | 0 | 0 | 0 | 0
| Operating expenditure |  |  | 2023-12-31 | 0 | 0 | 0 | 0 | 0 | 0 | 0 | 0 | 0 | 0 | 0 | 0 | 0 | 0 | 0 | 0 | 0 | 0 | 0 | 0 | 0 | 0 | 0 | 0 | 0
RISK ASSUMPTIONS
| PoF (major) |  |  |  | 0 | 0 | 0 | 0 | 0 | 0 | 0 | 0 | 0 | 0 | 0 | 0 | 0 | 0 | 0 | 0 | 0 | 0 | 0 | 0 | 0 | 0 | 0 | 0 | 0
| PoF (reparable) |  |  |  | 0 | 0 | 0 | 0 | 0 | 0 | 0 | 0 | 0 | 0 | 0 | 0 | 0 | 0 | 0 | 0 | 0 | 0 | 0 | 0 | 0 | 0 | 0 | 0 | 0
| Const end date |  | 2030
| Energy at risk 10% PoE |  | 30% | MWh | 0 | 0 | 0.22324 | 2.1503 | 0 | 0 | 0 | 0 | 0 | 0 | 0 | 0 | 0 | 0 | 0 | 0 | 0 | 0 | 0 | 0 | 0 | 0 | 0 | 0 | 0
| Energy at risk 50% PoE |  | 70% | MWh | 0 | 0 | 0.0062803 | 0.67384 | 0 | 0 | 0 | 0 | 0 | 0 | 0 | 0 | 0 | 0 | 0 | 0 | 0 | 0 | 0 | 0 | 0 | 0 | 0 | 0 | 0
| Energy at risk (weighted) |  |  | MWh | 0 | 0 | 0.071368 | 1.1168 | 0 | 0 | 0 | 0 | 0 | 0 | 0 | 0 | 0 | 0 | 0 | 0 | 0 | 0 | 0 | 0 | 0 | 0 | 0 | 0 | 0
| Energy at risk value | $/MWh | 40423.0081 | 2023-12-31 | 0 | 0 | 2884.9174 | 45143.3 | 0 | 0 | 0 | 0 | 0 | 0 | 0 | 0 | 0 | 0 | 0 | 0 | 0 | 0 | 0 | 0 | 0 | 0 | 0 | 0 | 0
| Safety consequence | (after DF) |  | 2023-12-31 | 0 | 0 | 0 | 0 | 0 | 0 | 0 | 0 | 0 | 0 | 0 | 0 | 0 | 0 | 0 | 0 | 0 | 0 | 0 | 0 | 0 | 0 | 0 | 0 | 0
| Unplanned replacements |  |  | 2023-12-31 | 0 | 0 | 0 | 0 | 0 | 0 | 0 | 0 | 0 | 0 | 0 | 0 | 0 | 0 | 0 | 0 | 0 | 0 | 0 | 0 | 0 | 0 | 0 | 0 | 0
| Environmental consequence | (after DF) |  | 2023-12-31 | 0 | 0 | 0 | 0 | 0 | 0 | 0 | 0 | 0 | 0 | 0 | 0 | 0 | 0 | 0 | 0 | 0 | 0 | 0 | 0 | 0 | 0 | 0 | 0 | 0
| < Other risk - enter description > |  |  | 2023-12-31 | 0 | 0 | 0 | 0 | 0 | 0 | 0 | 0 | 0 | 0 | 0 | 0 | 0 | 0 | 0 | 0 | 0 | 0 | 0 | 0 | 0 | 0 | 0 | 0 | 0
| < Other risk - enter description > |  |  | 2023-12-31 | 0 | 0 | 0 | 0 | 0 | 0 | 0 | 0 | 0 | 0 | 0 | 0 | 0 | 0 | 0 | 0 | 0 | 0 | 0 | 0 | 0 | 0 | 0 | 0 | 0
| Total risk cost |  |  |  | 0 | 0 | 2884.9174 | 45143.3 | 0 | 0 | 0 | 0 | 0 | 0 | 0 | 0 | 0 | 0 | 0 | 0 | 0 | 0 | 0 | 0 | 0 | 0 | 0 | 0 | 0
OTHER BENEFITS
| Reduction in CO2 emissions |  |  | MWh | 0 | 0 | 0 | 0 | 0 | 0 | 0 | 0 | 0 | 0 | 0 | 0 | 0 | 0 | 0 | 0 | 0 | 0 | 0 | 0 | 0 | 0 | 0 | 0 | 0
| Value of reduction in CO2 emissions |  |  | $ | 0 | 0 | 0 | 0 | 0 | 0 | 0 | 0 | 0 | 0 | 0 | 0 | 0 | 0 | 0 | 0 | 0 | 0 | 0 | 0 | 0 | 0 | 0 | 0 | 0
| Reliability in worst-served areas | $/MWh | 0 | MWh | 0 | 0 | 0 | 0 | 0 | 0 | 0 | 0 | 0 | 0 | 0 | 0 | 0 | 0 | 0 | 0 | 0 | 0 | 0 | 0 | 0 | 0 | 0 | 0 | 0
| Network resilience | $/MWh | 0 | MWh | 0 | 0 | 0 | 0 | 0 | 0 | 0 | 0 | 0 | 0 | 0 | 0 | 0 | 0 | 0 | 0 | 0 | 0 | 0 | 0 | 0 | 0 | 0 | 0 | 0
| Enabling solar exports | $/MWh | 4220.9954 | MWh | 0 | 0 | 0 | 0 | 0 | 0 | 0 | 0 | 0 | 0 | 0 | 0 | 0 | 0 | 0 | 0 | 0 | 0 | 0 | 0 | 0 | 0 | 0 | 0 | 0
| Aesthetics | $/customer | 0 | customers | 0 | 0 | 0 | 0 | 0 | 0 | 0 | 0 | 0 | 0 | 0 | 0 | 0 | 0 | 0 | 0 | 0 | 0 | 0 | 0 | 0 | 0 | 0 | 0 | 0
| Customer value of time (res) | $/customer min | 0.54769 | mins | 0 | 0 | 0 | 0 | 0 | 0 | 0 | 0 | 0 | 0 | 0 | 0 | 0 | 0 | 0 | 0 | 0 | 0 | 0 | 0 | 0 | 0 | 0 | 0 | 0
| Customer value of time (bus) | $/customer min | 0.54769 | mins | 0 | 0 | 0 | 0 | 0 | 0 | 0 | 0 | 0 | 0 | 0 | 0 | 0 | 0 | 0 | 0 | 0 | 0 | 0 | 0 | 0 | 0 | 0 | 0 | 0
| Communication | $/customer | 0 | customers | 0 | 0 | 0 | 0 | 0 | 0 | 0 | 0 | 0 | 0 | 0 | 0 | 0 | 0 | 0 | 0 | 0 | 0 | 0 | 0 | 0 | 0 | 0 | 0 | 0
| Information accessibility | $/customer | 0 | customers | 0 | 0 | 0 | 0 | 0 | 0 | 0 | 0 | 0 | 0 | 0 | 0 | 0 | 0 | 0 | 0 | 0 | 0 | 0 | 0 | 0 | 0 | 0 | 0 | 0
| Other benefits 1 |  |  | 2023-12-31 | 0 | 0 | 0 | 0 | 0 | 0 | 0 | 0 | 0 | 0 | 0 | 0 | 0 | 0 | 0 | 0 | 0 | 0 | 0 | 0 | 0 | 0 | 0 | 0 | 0
| Other benefits 2 |  |  | 2023-12-31 | 0 | 0 | 0 | 0 | 0 | 0 | 0 | 0 | 0 | 0 | 0 | 0 | 0 | 0 | 0 | 0 | 0 | 0 | 0 | 0 | 0 | 0 | 0 | 0 | 0
| Total other benefits |  |  | 2023-12-31 | 0 | 0 | 0 | 0 | 0 | 0 | 0 | 0 | 0 | 0 | 0 | 0 | 0 | 0 | 0 | 0 | 0 | 0 | 0 | 0 | 0 | 0 | 0 | 0 | 0
SUMMARY
| Risks mitigated vs base case |  |  | 2023-12-31 | 0 | 0 | 0 | 0 | 246353.7471 | 910686.5153 | 2257329.0814 | 4099979.4668 | 6319396.482 | 6319396.482 | 6319396.482 | 6319396.482 | 6319396.482 | 6319396.482 | 6319396.482 | 6319396.482 | 6319396.482 | 6319396.482 | 6319396.482 | 6319396.482 | 6319396.482 | 6319396.482 | 6319396.482 | 6319394.9628 | 6319394.9628
Capital expenditure
| < Enter description > |  |  | 2023-12-31 | 0 | 0 | 0 | -3000000 | 0 | 0 | 0 | 0 | 0 | 0 | 0 | 0 | 0 | 0 | 0 | 0 | 0 | 0 | 0 | 0 | 0 | 0 | 0 | 0 | 0
| < Enter description > |  |  | 2023-12-31 | 0 | 0 | 0 | 0 | 0 | 0 | 0 | 0 | 0 | 0 | 0 | 0 | 0 | 0 | 0 | 0 | 0 | 0 | 0 | 0 | 0 | 0 | 0 | 0 | 0
| < Enter description > |  |  | 2023-12-31 | 0 | 0 | 0 | 0 | 0 | 0 | 0 | 0 | 0 | 0 | 0 | 0 | 0 | 0 | 0 | 0 | 0 | 0 | 0 | 0 | 0 | 0 | 0 | 0 | 0
Cumulative capex
| < Enter description > |  |  | 2023-12-31 | 0 | 0 | 0 | -3000000 | -3000000 | -3000000 | -3000000 | -3000000 | -3000000 | -3000000 | -3000000 | -3000000 | -3000000 | -3000000 | -3000000 | -3000000 | -3000000 | -3000000 | -3000000 | -3000000 | -3000000 | -3000000 | -3000000 | -3000000 | -3000000
| < Enter description > |  |  | 2023-12-31 | 0 | 0 | 0 | 0 | 0 | 0 | 0 | 0 | 0 | 0 | 0 | 0 | 0 | 0 | 0 | 0 | 0 | 0 | 0 | 0 | 0 | 0 | 0 | 0 | 0
| < Enter description > |  |  | 2023-12-31 | 0 | 0 | 0 | 0 | 0 | 0 | 0 | 0 | 0 | 0 | 0 | 0 | 0 | 0 | 0 | 0 | 0 | 0 | 0 | 0 | 0 | 0 | 0 | 0 | 0
Annualised capex
| Annualised capex - < Enter description > |  |  | 2023-12-31 | 0 | 0 | 0 | 0 | -127901.1287 | -127901.1287 | -127901.1287 | -127901.1287 | -127901.1287 | -127901.1287 | -127901.1287 | -127901.1287 | -127901.1287 | -127901.1287 | -127901.1287 | -127901.1287 | -127901.1287 | -127901.1287 | -127901.1287 | -127901.1287 | -127901.1287 | -127901.1287 | -127901.1287 | -127901.1287 | -127901.1287
| Annualised capex - < Enter description > |  |  | 2023-12-31 | 0 | 0 | 0 | 0 | 0 | 0 | 0 | 0 | 0 | 0 | 0 | 0 | 0 | 0 | 0 | 0 | 0 | 0 | 0 | 0 | 0 | 0 | 0 | 0 | 0
| Annualised capex - < Enter description > |  |  | 2023-12-31 | 0 | 0 | 0 | 0 | 0 | 0 | 0 | 0 | 0 | 0 | 0 | 0 | 0 | 0 | 0 | 0 | 0 | 0 | 0 | 0 | 0 | 0 | 0 | 0 | 0
| Total annualised capex |  |  | 2023-12-31 | 0 | 0 | 0 | 0 | -127901.1287 | -127901.1287 | -127901.1287 | -127901.1287 | -127901.1287 | -127901.1287 | -127901.1287 | -127901.1287 | -127901.1287 | -127901.1287 | -127901.1287 | -127901.1287 | -127901.1287 | -127901.1287 | -127901.1287 | -127901.1287 | -127901.1287 | -127901.1287 | -127901.1287 | -127901.1287 | -127901.1287
| Annualised capex |  |  | 2023-12-31 | 0 | 0 | 0 | 0 | -127901.1287 | -127901.1287 | -127901.1287 | -127901.1287 | -127901.1287 | -127901.1287 | -127901.1287 | -127901.1287 | -127901.1287 | -127901.1287 | -127901.1287 | -127901.1287 | -127901.1287 | -127901.1287 | -127901.1287 | -127901.1287 | -127901.1287 | -127901.1287 | -127901.1287 | -127901.1287 | -127901.1287
| Operating expenditure |  |  | 2023-12-31 | 0 | 0 | 0 | 0 | 0 | 0 | 0 | 0 | 0 | 0 | 0 | 0 | 0 | 0 | 0 | 0 | 0 | 0 | 0 | 0 | 0 | 0 | 0 | 0 | 0
| Risk mitigated |  |  | 2023-12-31 | 0 | 0 | 0 | 0 | 246353.7471 | 910686.5153 | 2257329.0814 | 4099979.4668 | 6319396.482 | 6319396.482 | 6319396.482 | 6319396.482 | 6319396.482 | 6319396.482 | 6319396.482 | 6319396.482 | 6319396.482 | 6319396.482 | 6319396.482 | 6319396.482 | 6319396.482 | 6319396.482 | 6319396.482 | 6319394.9628 | 6319394.9628
| Other benefits value |  |  | 2023-12-31 | 0 | 0 | 0 | 0 | 0 | 0 | 0 | 0 | 0 | 0 | 0 | 0 | 0 | 0 | 0 | 0 | 0 | 0 | 0 | 0 | 0 | 0 | 0 | 0 | 0
| Net benefits |  |  | 2023-12-31 | 0 | 0 | 0 | 0 | 118452.6184 | 782785.3866 | 2129427.9527 | 3972078.3381 | 6191495.3533 | 6191495.3533 | 6191495.3533 | 6191495.3533 | 6191495.3533 | 6191495.3533 | 6191495.3533 | 6191495.3533 | 6191495.3533 | 6191495.3533 | 6191495.3533 | 6191495.3533 | 6191495.3533 | 6191495.3533 | 6191495.3533 | 6191493.8341 | 6191493.8341
| First capex year |  |  | 4
| First year |  |  | 4
SENSITIVITIES
NPV | Net benefits |  |  | Option 3NPV | 0 | 0 | 0 | 0 | 118452.6184 | 782785.3866 | 2129427.9527 | 3972078.3381 | 6191495.3533 | 6191495.3533 | 6191495.3533 | 6191495.3533 | 6191495.3533 | 6191495.3533 | 6191495.3533 | 6191495.3533 | 6191495.3533 | 6191495.3533 | 6191495.3533 | 6191495.3533 | 6191495.3533 | 6191495.3533 | 6191495.3533 | 6191493.8341 | 6191493.8341
| Total annualised capex |  |  |  | 0 | 0 | 0 | 0 | -127901.1287 | -127901.1287 | -127901.1287 | -127901.1287 | -127901.1287 | -127901.1287 | -127901.1287 | -127901.1287 | -127901.1287 | -127901.1287 | -127901.1287 | -127901.1287 | -127901.1287 | -127901.1287 | -127901.1287 | -127901.1287 | -127901.1287 | -127901.1287 | -127901.1287 | -127901.1287 | -127901.1287
| Total benefits |  |  |  | 0 | 0 | 0 | 0 | 246353.7471 | 910686.5153 | 2257329.0814 | 4099979.4668 | 6319396.482 | 6319396.482 | 6319396.482 | 6319396.482 | 6319396.482 | 6319396.482 | 6319396.482 | 6319396.482 | 6319396.482 | 6319396.482 | 6319396.482 | 6319396.482 | 6319396.482 | 6319396.482 | 6319396.482 | 6319394.9628 | 6319394.9628
|  | Capex | Total benefits
sens1 | Capex 10% higher | 10% | 0% | Option 3sens1 | 0 | 0 | 0 | 0 | 105662.5055 | 769995.2737 | 2116637.8398 | 3959288.2253 | 6178705.2404 | 6178705.2404 | 6178705.2404 | 6178705.2404 | 6178705.2404 | 6178705.2404 | 6178705.2404 | 6178705.2404 | 6178705.2404 | 6178705.2404 | 6178705.2404 | 6178705.2404 | 6178705.2404 | 6178705.2404 | 6178705.2404 | 6178703.7213 | 6178703.7213
sens2 | Capex 10% lower | -10% | 0% | Option 3sens2 | 0 | 0 | 0 | 0 | 131242.7312 | 795575.4995 | 2142218.0655 | 3984868.451 | 6204285.4661 | 6204285.4661 | 6204285.4661 | 6204285.4661 | 6204285.4661 | 6204285.4661 | 6204285.4661 | 6204285.4661 | 6204285.4661 | 6204285.4661 | 6204285.4661 | 6204285.4661 | 6204285.4661 | 6204285.4661 | 6204285.4661 | 6204283.947 | 6204283.947
sens3 | Total benefits 10% higher | 0% | 10% | Option 3sens3 | 0 | 0 | 0 | 0 | 143087.9931 | 873854.0381 | 2355160.8608 | 4382076.2848 | 6823435.0014 | 6823435.0014 | 6823435.0014 | 6823435.0014 | 6823435.0014 | 6823435.0014 | 6823435.0014 | 6823435.0014 | 6823435.0014 | 6823435.0014 | 6823435.0014 | 6823435.0014 | 6823435.0014 | 6823435.0014 | 6823435.0014 | 6823433.3304 | 6823433.3304
sens4 | Total benefits 10% lower | 0% | -10% | Option 3sens4 | 0 | 0 | 0 | 0 | 93817.2437 | 691716.7351 | 1903695.0445 | 3562080.3914 | 5559555.7051 | 5559555.7051 | 5559555.7051 | 5559555.7051 | 5559555.7051 | 5559555.7051 | 5559555.7051 | 5559555.7051 | 5559555.7051 | 5559555.7051 | 5559555.7051 | 5559555.7051 | 5559555.7051 | 5559555.7051 | 5559555.7051 | 5559554.3379 | 5559554.3379
sens5 | Capex 10% higher & Total benefits 10% lower | 10% | -10% | Option 3sens5 | 0 | 0 | 0 | 0 | 81027.1308 | 678926.6222 | 1890904.9317 | 3549290.2786 | 5546765.5922 | 5546765.5922 | 5546765.5922 | 5546765.5922 | 5546765.5922 | 5546765.5922 | 5546765.5922 | 5546765.5922 | 5546765.5922 | 5546765.5922 | 5546765.5922 | 5546765.5922 | 5546765.5922 | 5546765.5922 | 5546765.5922 | 5546764.225 | 5546764.225
sens | 0 | 0% | 0% | Option 3sens | 0 | 0 | 0 | 0 | 118452.6184 | 782785.3866 | 2129427.9527 | 3972078.3381 | 6191495.3533 | 6191495.3533 | 6191495.3533 | 6191495.3533 | 6191495.3533 | 6191495.3533 | 6191495.3533 | 6191495.3533 | 6191495.3533 | 6191495.3533 | 6191495.3533 | 6191495.3533 | 6191495.3533 | 6191495.3533 | 6191495.3533 | 6191493.8341 | 6191493.8341
sens | 0 | 0% | 0% | Option 3sens | 0 | 0 | 0 | 0 | 118452.6184 | 782785.3866 | 2129427.9527 | 3972078.3381 | 6191495.3533 | 6191495.3533 | 6191495.3533 | 6191495.3533 | 6191495.3533 | 6191495.3533 | 6191495.3533 | 6191495.3533 | 6191495.3533 | 6191495.3533 | 6191495.3533 | 6191495.3533 | 6191495.3533 | 6191495.3533 | 6191495.3533 | 6191493.8341 | 6191493.8341
sens | 0 | 0% | 0% | Option 3sens | 0 | 0 | 0 | 0 | 118452.6184 | 782785.3866 | 2129427.9527 | 3972078.3381 | 6191495.3533 | 6191495.3533 | 6191495.3533 | 6191495.3533 | 6191495.3533 | 6191495.3533 | 6191495.3533 | 6191495.3533 | 6191495.3533 | 6191495.3533 | 6191495.3533 | 6191495.3533 | 6191495.3533 | 6191495.3533 | 6191495.3533 | 6191493.8341 | 6191493.8341

## Option4
CitiPower
Balaclava feeder: BC013
OPTION 4 | 0
Not used
Count |  |  |  |  | 1 | 2 | 3 | 4 | 5 | 6 | 7 | 8 | 9 | 10 | 11 | 12 | 13 | 14 | 15 | 16 | 17 | 18 | 19 | 20 | 21 | 22 | 23 | 24 | 25
Value of CO2 reductions |  |  |  | $/MWh | 24.7305 | 22.3407 | 20.1963 | 18.0629 | 15.9134 | 13.7151 | 13.7151 | 13.7151 | 13.7151 | 13.7151 | 13.7151 | 13.7151 | 13.7151 | 13.7151 | 13.7151 | 13.7151 | 13.7151 | 13.7151 | 13.7151 | 13.7151 | 13.7151 | 13.7151 | 13.7151 | 13.7151 | 13.7151
[5 empty] | 2027 | 2028 | 2029 | 2030 | 2031 | 2032 | 2033 | 2034 | 2035 | 2036 | 2037 | 2038 | 2039 | 2040 | 2041 | 2042 | 2043 | 2044 | 2045 | 2046 | 2047 | 2048 | 2049 | 2050 | 2051
|  |  |  | Units | 2026-27 | 2027-28 | 2028-29 | 2029-30 | 2030-31 | 2031-32 | 2032-33 | 2033-34 | 2034-35 | 2035-36 | 2036-37 | 2037-38 | 2038-39 | 2039-40 | 2040-41 | 2041-42 | 2042-43 | 2043-44 | 2044-45 | 2045-46 | 2046-47 | 2047-48 | 2048-49 | 2049-50 | 2050-51
INVESTMENT & OPERATING COST
| Capex |  | Asset life (yrs)
| < Enter description > |  | 0 | 2023-12-31 | 0 | 0 | 0 | 0 | 0 | 0 | 0 | 0 | 0 | 0 | 0 | 0 | 0 | 0 | 0 | 0 | 0 | 0 | 0 | 0 | 0 | 0 | 0 | 0 | 0
| < Enter description > |  | 0 | 2023-12-31 | 0 | 0 | 0 | 0 | 0 | 0 | 0 | 0 | 0 | 0 | 0 | 0 | 0 | 0 | 0 | 0 | 0 | 0 | 0 | 0 | 0 | 0 | 0 | 0 | 0
| < Enter description > |  | 0 | 2023-12-31 | 0 | 0 | 0 | 0 | 0 | 0 | 0 | 0 | 0 | 0 | 0 | 0 | 0 | 0 | 0 | 0 | 0 | 0 | 0 | 0 | 0 | 0 | 0 | 0 | 0
| Capital expenditure |  |  | 2023-12-31 | 0 | 0 | 0 | 0 | 0 | 0 | 0 | 0 | 0 | 0 | 0 | 0 | 0 | 0 | 0 | 0 | 0 | 0 | 0 | 0 | 0 | 0 | 0 | 0 | 0
| Operating expenditure |  |  | 2023-12-31 | 0 | 0 | 0 | 0 | 0 | 0 | 0 | 0 | 0 | 0 | 0 | 0 | 0 | 0 | 0 | 0 | 0 | 0 | 0 | 0 | 0 | 0 | 0 | 0 | 0
RISK ASSUMPTIONS
| PoF (major) |  |  |  | 0 | 0 | 0 | 0 | 0 | 0 | 0 | 0 | 0 | 0 | 0 | 0 | 0 | 0 | 0 | 0 | 0 | 0 | 0 | 0 | 0 | 0 | 0 | 0 | 0
| PoF (reparable) |  |  |  | 0 | 0 | 0 | 0 | 0 | 0 | 0 | 0 | 0 | 0 | 0 | 0 | 0 | 0 | 0 | 0 | 0 | 0 | 0 | 0 | 0 | 0 | 0 | 0 | 0
| Const end date |  | 2028
| Energy at risk 10% PoE |  | 30% | MWh | 0 | 0 | 0 | 0 | 0 | 0 | 0 | 0 | 0 | 0 | 0 | 0 | 0 | 0 | 0 | 0 | 0 | 0 | 0 | 0 | 0 | 0 | 0 | 0 | 0
| Energy at risk 50% PoE |  | 70% | MWh | 0 | 0 | 0 | 0 | 0 | 0 | 0 | 0 | 0 | 0 | 0 | 0 | 0 | 0 | 0 | 0 | 0 | 0 | 0 | 0 | 0 | 0 | 0 | 0 | 0
| Energy at risk (weighted) |  |  | MWh | 0 | 0 | 0 | 0 | 0 | 0 | 0 | 0 | 0 | 0 | 0 | 0 | 0 | 0 | 0 | 0 | 0 | 0 | 0 | 0 | 0 | 0 | 0 | 0 | 0
| Energy at risk value | $/MWh | 40423.0081 | 2023-12-31 | 0 | 0 | 0 | 0 | 0 | 0 | 0 | 0 | 0 | 0 | 0 | 0 | 0 | 0 | 0 | 0 | 0 | 0 | 0 | 0 | 0 | 0 | 0 | 0 | 0
| Safety consequence | (after DF) |  | 2023-12-31 | 0 | 0 | 0 | 0 | 0 | 0 | 0 | 0 | 0 | 0 | 0 | 0 | 0 | 0 | 0 | 0 | 0 | 0 | 0 | 0 | 0 | 0 | 0 | 0 | 0
| Unplanned replacements |  |  | 2023-12-31 | 0 | 0 | 0 | 0 | 0 | 0 | 0 | 0 | 0 | 0 | 0 | 0 | 0 | 0 | 0 | 0 | 0 | 0 | 0 | 0 | 0 | 0 | 0 | 0 | 0
| Environmental consequence | (after DF) |  | 2023-12-31 | 0 | 0 | 0 | 0 | 0 | 0 | 0 | 0 | 0 | 0 | 0 | 0 | 0 | 0 | 0 | 0 | 0 | 0 | 0 | 0 | 0 | 0 | 0 | 0 | 0
| < Other risk - enter description > |  |  | 2023-12-31 | 0 | 0 | 0 | 0 | 0 | 0 | 0 | 0 | 0 | 0 | 0 | 0 | 0 | 0 | 0 | 0 | 0 | 0 | 0 | 0 | 0 | 0 | 0 | 0 | 0
| < Other risk - enter description > |  |  | 2023-12-31 | 0 | 0 | 0 | 0 | 0 | 0 | 0 | 0 | 0 | 0 | 0 | 0 | 0 | 0 | 0 | 0 | 0 | 0 | 0 | 0 | 0 | 0 | 0 | 0 | 0
| Total risk cost |  |  |  | 0 | 0 | 0 | 0 | 0 | 0 | 0 | 0 | 0 | 0 | 0 | 0 | 0 | 0 | 0 | 0 | 0 | 0 | 0 | 0 | 0 | 0 | 0 | 0 | 0
OTHER BENEFITS
| Reduction in CO2 emissions |  |  | MWh | 0 | 0 | 0 | 0 | 0 | 0 | 0 | 0 | 0 | 0 | 0 | 0 | 0 | 0 | 0 | 0 | 0 | 0 | 0 | 0 | 0 | 0 | 0 | 0 | 0
| Value of reduction in CO2 emissions |  |  | $ | 0 | 0 | 0 | 0 | 0 | 0 | 0 | 0 | 0 | 0 | 0 | 0 | 0 | 0 | 0 | 0 | 0 | 0 | 0 | 0 | 0 | 0 | 0 | 0 | 0
| Reliability in worst-served areas | $/MWh | 0 | MWh | 0 | 0 | 0 | 0 | 0 | 0 | 0 | 0 | 0 | 0 | 0 | 0 | 0 | 0 | 0 | 0 | 0 | 0 | 0 | 0 | 0 | 0 | 0 | 0 | 0
| Network resilience | $/MWh | 0 | MWh | 0 | 0 | 0 | 0 | 0 | 0 | 0 | 0 | 0 | 0 | 0 | 0 | 0 | 0 | 0 | 0 | 0 | 0 | 0 | 0 | 0 | 0 | 0 | 0 | 0
| Enabling solar exports | $/MWh | 4220.9954 | MWh | 0 | 0 | 0 | 0 | 0 | 0 | 0 | 0 | 0 | 0 | 0 | 0 | 0 | 0 | 0 | 0 | 0 | 0 | 0 | 0 | 0 | 0 | 0 | 0 | 0
| Aesthetics | $/customer | 0 | customers | 0 | 0 | 0 | 0 | 0 | 0 | 0 | 0 | 0 | 0 | 0 | 0 | 0 | 0 | 0 | 0 | 0 | 0 | 0 | 0 | 0 | 0 | 0 | 0 | 0
| Customer value of time (res) | $/customer min | 0.54769 | mins | 0 | 0 | 0 | 0 | 0 | 0 | 0 | 0 | 0 | 0 | 0 | 0 | 0 | 0 | 0 | 0 | 0 | 0 | 0 | 0 | 0 | 0 | 0 | 0 | 0
| Customer value of time (bus) | $/customer min | 0.54769 | mins | 0 | 0 | 0 | 0 | 0 | 0 | 0 | 0 | 0 | 0 | 0 | 0 | 0 | 0 | 0 | 0 | 0 | 0 | 0 | 0 | 0 | 0 | 0 | 0 | 0
| Communication | $/customer | 0 | customers | 0 | 0 | 0 | 0 | 0 | 0 | 0 | 0 | 0 | 0 | 0 | 0 | 0 | 0 | 0 | 0 | 0 | 0 | 0 | 0 | 0 | 0 | 0 | 0 | 0
| Information accessibility | $/customer | 0 | customers | 0 | 0 | 0 | 0 | 0 | 0 | 0 | 0 | 0 | 0 | 0 | 0 | 0 | 0 | 0 | 0 | 0 | 0 | 0 | 0 | 0 | 0 | 0 | 0 | 0
| Other benefits 1 |  |  | 2023-12-31 | 0 | 0 | 0 | 0 | 0 | 0 | 0 | 0 | 0 | 0 | 0 | 0 | 0 | 0 | 0 | 0 | 0 | 0 | 0 | 0 | 0 | 0 | 0 | 0 | 0
| Other benefits 2 |  |  | 2023-12-31 | 0 | 0 | 0 | 0 | 0 | 0 | 0 | 0 | 0 | 0 | 0 | 0 | 0 | 0 | 0 | 0 | 0 | 0 | 0 | 0 | 0 | 0 | 0 | 0 | 0
| Total other benefits |  |  | 2023-12-31 | 0 | 0 | 0 | 0 | 0 | 0 | 0 | 0 | 0 | 0 | 0 | 0 | 0 | 0 | 0 | 0 | 0 | 0 | 0 | 0 | 0 | 0 | 0 | 0 | 0
SUMMARY
| Risks mitigated vs base case |  |  | 2023-12-31 | 0 | 0 | 0 | 0 | 0 | 0 | 0 | 0 | 0 | 0 | 0 | 0 | 0 | 0 | 0 | 0 | 0 | 0 | 0 | 0 | 0 | 0 | 0 | 0 | 0
Capital expenditure
| < Enter description > |  |  | 2023-12-31 | 0 | 0 | 0 | 0 | 0 | 0 | 0 | 0 | 0 | 0 | 0 | 0 | 0 | 0 | 0 | 0 | 0 | 0 | 0 | 0 | 0 | 0 | 0 | 0 | 0
| < Enter description > |  |  | 2023-12-31 | 0 | 0 | 0 | 0 | 0 | 0 | 0 | 0 | 0 | 0 | 0 | 0 | 0 | 0 | 0 | 0 | 0 | 0 | 0 | 0 | 0 | 0 | 0 | 0 | 0
| < Enter description > |  |  | 2023-12-31 | 0 | 0 | 0 | 0 | 0 | 0 | 0 | 0 | 0 | 0 | 0 | 0 | 0 | 0 | 0 | 0 | 0 | 0 | 0 | 0 | 0 | 0 | 0 | 0 | 0
Cumulative capex
| < Enter description > |  |  | 2023-12-31 | 0 | 0 | 0 | 0 | 0 | 0 | 0 | 0 | 0 | 0 | 0 | 0 | 0 | 0 | 0 | 0 | 0 | 0 | 0 | 0 | 0 | 0 | 0 | 0 | 0
| < Enter description > |  |  | 2023-12-31 | 0 | 0 | 0 | 0 | 0 | 0 | 0 | 0 | 0 | 0 | 0 | 0 | 0 | 0 | 0 | 0 | 0 | 0 | 0 | 0 | 0 | 0 | 0 | 0 | 0
| < Enter description > |  |  | 2023-12-31 | 0 | 0 | 0 | 0 | 0 | 0 | 0 | 0 | 0 | 0 | 0 | 0 | 0 | 0 | 0 | 0 | 0 | 0 | 0 | 0 | 0 | 0 | 0 | 0 | 0
Annualised capex
| Annualised capex - < Enter description > |  |  | 2023-12-31 | 0 | 0 | 0 | 0 | 0 | 0 | 0 | 0 | 0 | 0 | 0 | 0 | 0 | 0 | 0 | 0 | 0 | 0 | 0 | 0 | 0 | 0 | 0 | 0 | 0
| Annualised capex - < Enter description > |  |  | 2023-12-31 | 0 | 0 | 0 | 0 | 0 | 0 | 0 | 0 | 0 | 0 | 0 | 0 | 0 | 0 | 0 | 0 | 0 | 0 | 0 | 0 | 0 | 0 | 0 | 0 | 0
| Annualised capex - < Enter description > |  |  | 2023-12-31 | 0 | 0 | 0 | 0 | 0 | 0 | 0 | 0 | 0 | 0 | 0 | 0 | 0 | 0 | 0 | 0 | 0 | 0 | 0 | 0 | 0 | 0 | 0 | 0 | 0
| Total annualised capex |  |  | 2023-12-31 | 0 | 0 | 0 | 0 | 0 | 0 | 0 | 0 | 0 | 0 | 0 | 0 | 0 | 0 | 0 | 0 | 0 | 0 | 0 | 0 | 0 | 0 | 0 | 0 | 0
| Annualised capex |  |  | 2023-12-31 | 0 | 0 | 0 | 0 | 0 | 0 | 0 | 0 | 0 | 0 | 0 | 0 | 0 | 0 | 0 | 0 | 0 | 0 | 0 | 0 | 0 | 0 | 0 | 0 | 0
| Operating expenditure |  |  | 2023-12-31 | 0 | 0 | 0 | 0 | 0 | 0 | 0 | 0 | 0 | 0 | 0 | 0 | 0 | 0 | 0 | 0 | 0 | 0 | 0 | 0 | 0 | 0 | 0 | 0 | 0
| Risk mitigated |  |  | 2023-12-31 | 0 | 0 | 0 | 0 | 0 | 0 | 0 | 0 | 0 | 0 | 0 | 0 | 0 | 0 | 0 | 0 | 0 | 0 | 0 | 0 | 0 | 0 | 0 | 0 | 0
| Other benefits value |  |  | 2023-12-31 | 0 | 0 | 0 | 0 | 0 | 0 | 0 | 0 | 0 | 0 | 0 | 0 | 0 | 0 | 0 | 0 | 0 | 0 | 0 | 0 | 0 | 0 | 0 | 0 | 0
| Net benefits |  |  | 2023-12-31 | 0 | 0 | 0 | 0 | 0 | 0 | 0 | 0 | 0 | 0 | 0 | 0 | 0 | 0 | 0 | 0 | 0 | 0 | 0 | 0 | 0 | 0 | 0 | 0 | 0
| First capex year |  |  | 0
| First year |  |  | Not used
SENSITIVITIES
NPV | Net benefits |  |  | Option 4NPV | 0 | 0 | 0 | 0 | 0 | 0 | 0 | 0 | 0 | 0 | 0 | 0 | 0 | 0 | 0 | 0 | 0 | 0 | 0 | 0 | 0 | 0 | 0 | 0 | 0
| Total annualised capex |  |  |  | 0 | 0 | 0 | 0 | 0 | 0 | 0 | 0 | 0 | 0 | 0 | 0 | 0 | 0 | 0 | 0 | 0 | 0 | 0 | 0 | 0 | 0 | 0 | 0 | 0
| Total benefits |  |  |  | 0 | 0 | 0 | 0 | 0 | 0 | 0 | 0 | 0 | 0 | 0 | 0 | 0 | 0 | 0 | 0 | 0 | 0 | 0 | 0 | 0 | 0 | 0 | 0 | 0
|  | Capex | Total benefits
sens1 | Capex 10% higher | 10% | 0% | Option 4sens1 | 0 | 0 | 0 | 0 | 0 | 0 | 0 | 0 | 0 | 0 | 0 | 0 | 0 | 0 | 0 | 0 | 0 | 0 | 0 | 0 | 0 | 0 | 0 | 0 | 0
sens2 | Capex 10% lower | -10% | 0% | Option 4sens2 | 0 | 0 | 0 | 0 | 0 | 0 | 0 | 0 | 0 | 0 | 0 | 0 | 0 | 0 | 0 | 0 | 0 | 0 | 0 | 0 | 0 | 0 | 0 | 0 | 0
sens3 | Total benefits 10% higher | 0% | 10% | Option 4sens3 | 0 | 0 | 0 | 0 | 0 | 0 | 0 | 0 | 0 | 0 | 0 | 0 | 0 | 0 | 0 | 0 | 0 | 0 | 0 | 0 | 0 | 0 | 0 | 0 | 0
sens4 | Total benefits 10% lower | 0% | -10% | Option 4sens4 | 0 | 0 | 0 | 0 | 0 | 0 | 0 | 0 | 0 | 0 | 0 | 0 | 0 | 0 | 0 | 0 | 0 | 0 | 0 | 0 | 0 | 0 | 0 | 0 | 0
sens5 | Capex 10% higher & Total benefits 10% lower | 10% | -10% | Option 4sens5 | 0 | 0 | 0 | 0 | 0 | 0 | 0 | 0 | 0 | 0 | 0 | 0 | 0 | 0 | 0 | 0 | 0 | 0 | 0 | 0 | 0 | 0 | 0 | 0 | 0
sens | 0 | 0% | 0% | Option 4sens | 0 | 0 | 0 | 0 | 0 | 0 | 0 | 0 | 0 | 0 | 0 | 0 | 0 | 0 | 0 | 0 | 0 | 0 | 0 | 0 | 0 | 0 | 0 | 0 | 0
sens | 0 | 0% | 0% | Option 4sens | 0 | 0 | 0 | 0 | 0 | 0 | 0 | 0 | 0 | 0 | 0 | 0 | 0 | 0 | 0 | 0 | 0 | 0 | 0 | 0 | 0 | 0 | 0 | 0 | 0
sens | 0 | 0% | 0% | Option 4sens | 0 | 0 | 0 | 0 | 0 | 0 | 0 | 0 | 0 | 0 | 0 | 0 | 0 | 0 | 0 | 0 | 0 | 0 | 0 | 0 | 0 | 0 | 0 | 0 | 0

## Option5
CitiPower
Balaclava feeder: BC013
OPTION 5 | 0
Not used
Count |  |  |  |  | 1 | 2 | 3 | 4 | 5 | 6 | 7 | 8 | 9 | 10 | 11 | 12 | 13 | 14 | 15 | 16 | 17 | 18 | 19 | 20 | 21 | 22 | 23 | 24 | 25
Value of CO2 reductions |  |  |  | $/MWh | 24.7305 | 22.3407 | 20.1963 | 18.0629 | 15.9134 | 13.7151 | 13.7151 | 13.7151 | 13.7151 | 13.7151 | 13.7151 | 13.7151 | 13.7151 | 13.7151 | 13.7151 | 13.7151 | 13.7151 | 13.7151 | 13.7151 | 13.7151 | 13.7151 | 13.7151 | 13.7151 | 13.7151 | 13.7151
[5 empty] | 2027 | 2028 | 2029 | 2030 | 2031 | 2032 | 2033 | 2034 | 2035 | 2036 | 2037 | 2038 | 2039 | 2040 | 2041 | 2042 | 2043 | 2044 | 2045 | 2046 | 2047 | 2048 | 2049 | 2050 | 2051
|  |  |  | Units | 2026-27 | 2027-28 | 2028-29 | 2029-30 | 2030-31 | 2031-32 | 2032-33 | 2033-34 | 2034-35 | 2035-36 | 2036-37 | 2037-38 | 2038-39 | 2039-40 | 2040-41 | 2041-42 | 2042-43 | 2043-44 | 2044-45 | 2045-46 | 2046-47 | 2047-48 | 2048-49 | 2049-50 | 2050-51
INVESTMENT & OPERATING COST
| Capex |  | Asset life (yrs)
| < Enter description > |  | 0 | 2023-12-31 | 0 | 0 | 0 | 0 | 0 | 0 | 0 | 0 | 0 | 0 | 0 | 0 | 0 | 0 | 0 | 0 | 0 | 0 | 0 | 0 | 0 | 0 | 0 | 0 | 0
| < Enter description > |  | 0 | 2023-12-31 | 0 | 0 | 0 | 0 | 0 | 0 | 0 | 0 | 0 | 0 | 0 | 0 | 0 | 0 | 0 | 0 | 0 | 0 | 0 | 0 | 0 | 0 | 0 | 0 | 0
| < Enter description > |  | 0 | 2023-12-31 | 0 | 0 | 0 | 0 | 0 | 0 | 0 | 0 | 0 | 0 | 0 | 0 | 0 | 0 | 0 | 0 | 0 | 0 | 0 | 0 | 0 | 0 | 0 | 0 | 0
| Capital expenditure |  |  | 2023-12-31 | 0 | 0 | 0 | 0 | 0 | 0 | 0 | 0 | 0 | 0 | 0 | 0 | 0 | 0 | 0 | 0 | 0 | 0 | 0 | 0 | 0 | 0 | 0 | 0 | 0
| Operating expenditure |  |  | 2023-12-31 | 0 | 0 | 0 | 0 | 0 | 0 | 0 | 0 | 0 | 0 | 0 | 0 | 0 | 0 | 0 | 0 | 0 | 0 | 0 | 0 | 0 | 0 | 0 | 0 | 0
RISK ASSUMPTIONS
| PoF (major) |  |  |  | 0 | 0 | 0 | 0 | 0 | 0 | 0 | 0 | 0 | 0 | 0 | 0 | 0 | 0 | 0 | 0 | 0 | 0 | 0 | 0 | 0 | 0 | 0 | 0 | 0
| PoF (reparable) |  |  |  | 0 | 0 | 0 | 0 | 0 | 0 | 0 | 0 | 0 | 0 | 0 | 0 | 0 | 0 | 0 | 0 | 0 | 0 | 0 | 0 | 0 | 0 | 0 | 0 | 0
| Const end date |  | 2027
| Energy at risk 10% PoE |  | 30% | MWh | 0 | 0 | 0 | 0 | 0 | 0 | 0 | 0 | 0 | 0 | 0 | 0 | 0 | 0 | 0 | 0 | 0 | 0 | 0 | 0 | 0 | 0 | 0 | 0 | 0
| Energy at risk 50% PoE |  | 70% | MWh | 0 | 0 | 0 | 0 | 0 | 0 | 0 | 0 | 0 | 0 | 0 | 0 | 0 | 0 | 0 | 0 | 0 | 0 | 0 | 0 | 0 | 0 | 0 | 0 | 0
| Energy at risk (weighted) |  |  | MWh | 0 | 0 | 0 | 0 | 0 | 0 | 0 | 0 | 0 | 0 | 0 | 0 | 0 | 0 | 0 | 0 | 0 | 0 | 0 | 0 | 0 | 0 | 0 | 0 | 0
| Energy at risk value | $/MWh | 40423.0081 | 2023-12-31 | 0 | 0 | 0 | 0 | 0 | 0 | 0 | 0 | 0 | 0 | 0 | 0 | 0 | 0 | 0 | 0 | 0 | 0 | 0 | 0 | 0 | 0 | 0 | 0 | 0
| Safety consequence | (after DF) |  | 2023-12-31 | 0 | 0 | 0 | 0 | 0 | 0 | 0 | 0 | 0 | 0 | 0 | 0 | 0 | 0 | 0 | 0 | 0 | 0 | 0 | 0 | 0 | 0 | 0 | 0 | 0
| Unplanned replacements |  |  | 2023-12-31 | 0 | 0 | 0 | 0 | 0 | 0 | 0 | 0 | 0 | 0 | 0 | 0 | 0 | 0 | 0 | 0 | 0 | 0 | 0 | 0 | 0 | 0 | 0 | 0 | 0
| Environmental consequence | (after DF) |  | 2023-12-31 | 0 | 0 | 0 | 0 | 0 | 0 | 0 | 0 | 0 | 0 | 0 | 0 | 0 | 0 | 0 | 0 | 0 | 0 | 0 | 0 | 0 | 0 | 0 | 0 | 0
| < Other risk - enter description > |  |  | 2023-12-31 | 0 | 0 | 0 | 0 | 0 | 0 | 0 | 0 | 0 | 0 | 0 | 0 | 0 | 0 | 0 | 0 | 0 | 0 | 0 | 0 | 0 | 0 | 0 | 0 | 0
| < Other risk - enter description > |  |  | 2023-12-31 | 0 | 0 | 0 | 0 | 0 | 0 | 0 | 0 | 0 | 0 | 0 | 0 | 0 | 0 | 0 | 0 | 0 | 0 | 0 | 0 | 0 | 0 | 0 | 0 | 0
| Total risk cost |  |  |  | 0 | 0 | 0 | 0 | 0 | 0 | 0 | 0 | 0 | 0 | 0 | 0 | 0 | 0 | 0 | 0 | 0 | 0 | 0 | 0 | 0 | 0 | 0 | 0 | 0
OTHER BENEFITS
| Reduction in CO2 emissions |  |  | MWh | 0 | 0 | 0 | 0 | 0 | 0 | 0 | 0 | 0 | 0 | 0 | 0 | 0 | 0 | 0 | 0 | 0 | 0 | 0 | 0 | 0 | 0 | 0 | 0 | 0
| Value of reduction in CO2 emissions |  |  | $ | 0 | 0 | 0 | 0 | 0 | 0 | 0 | 0 | 0 | 0 | 0 | 0 | 0 | 0 | 0 | 0 | 0 | 0 | 0 | 0 | 0 | 0 | 0 | 0 | 0
| Reliability in worst-served areas | $/MWh | 0 | MWh | 0 | 0 | 0 | 0 | 0 | 0 | 0 | 0 | 0 | 0 | 0 | 0 | 0 | 0 | 0 | 0 | 0 | 0 | 0 | 0 | 0 | 0 | 0 | 0 | 0
| Network resilience | $/MWh | 0 | MWh | 0 | 0 | 0 | 0 | 0 | 0 | 0 | 0 | 0 | 0 | 0 | 0 | 0 | 0 | 0 | 0 | 0 | 0 | 0 | 0 | 0 | 0 | 0 | 0 | 0
| Enabling solar exports | $/MWh | 4220.9954 | MWh | 0 | 0 | 0 | 0 | 0 | 0 | 0 | 0 | 0 | 0 | 0 | 0 | 0 | 0 | 0 | 0 | 0 | 0 | 0 | 0 | 0 | 0 | 0 | 0 | 0
| Aesthetics | $/customer | 0 | customers | 0 | 0 | 0 | 0 | 0 | 0 | 0 | 0 | 0 | 0 | 0 | 0 | 0 | 0 | 0 | 0 | 0 | 0 | 0 | 0 | 0 | 0 | 0 | 0 | 0
| Customer value of time (res) | $/customer min | 0.54769 | mins | 0 | 0 | 0 | 0 | 0 | 0 | 0 | 0 | 0 | 0 | 0 | 0 | 0 | 0 | 0 | 0 | 0 | 0 | 0 | 0 | 0 | 0 | 0 | 0 | 0
| Customer value of time (bus) | $/customer min | 0.54769 | mins | 0 | 0 | 0 | 0 | 0 | 0 | 0 | 0 | 0 | 0 | 0 | 0 | 0 | 0 | 0 | 0 | 0 | 0 | 0 | 0 | 0 | 0 | 0 | 0 | 0
| Communication | $/customer | 0 | customers | 0 | 0 | 0 | 0 | 0 | 0 | 0 | 0 | 0 | 0 | 0 | 0 | 0 | 0 | 0 | 0 | 0 | 0 | 0 | 0 | 0 | 0 | 0 | 0 | 0
| Information accessibility | $/customer | 0 | customers | 0 | 0 | 0 | 0 | 0 | 0 | 0 | 0 | 0 | 0 | 0 | 0 | 0 | 0 | 0 | 0 | 0 | 0 | 0 | 0 | 0 | 0 | 0 | 0 | 0
| Other benefits 1 |  |  | 2023-12-31 | 0 | 0 | 0 | 0 | 0 | 0 | 0 | 0 | 0 | 0 | 0 | 0 | 0 | 0 | 0 | 0 | 0 | 0 | 0 | 0 | 0 | 0 | 0 | 0 | 0
| Other benefits 2 |  |  | 2023-12-31 | 0 | 0 | 0 | 0 | 0 | 0 | 0 | 0 | 0 | 0 | 0 | 0 | 0 | 0 | 0 | 0 | 0 | 0 | 0 | 0 | 0 | 0 | 0 | 0 | 0
| Total other benefits |  |  | 2023-12-31 | 0 | 0 | 0 | 0 | 0 | 0 | 0 | 0 | 0 | 0 | 0 | 0 | 0 | 0 | 0 | 0 | 0 | 0 | 0 | 0 | 0 | 0 | 0 | 0 | 0
SUMMARY
| Risks mitigated vs base case |  |  | 2023-12-31 | 0 | 0 | 0 | 0 | 0 | 0 | 0 | 0 | 0 | 0 | 0 | 0 | 0 | 0 | 0 | 0 | 0 | 0 | 0 | 0 | 0 | 0 | 0 | 0 | 0
Capital expenditure
| < Enter description > |  |  | 2023-12-31 | 0 | 0 | 0 | 0 | 0 | 0 | 0 | 0 | 0 | 0 | 0 | 0 | 0 | 0 | 0 | 0 | 0 | 0 | 0 | 0 | 0 | 0 | 0 | 0 | 0
| < Enter description > |  |  | 2023-12-31 | 0 | 0 | 0 | 0 | 0 | 0 | 0 | 0 | 0 | 0 | 0 | 0 | 0 | 0 | 0 | 0 | 0 | 0 | 0 | 0 | 0 | 0 | 0 | 0 | 0
| < Enter description > |  |  | 2023-12-31 | 0 | 0 | 0 | 0 | 0 | 0 | 0 | 0 | 0 | 0 | 0 | 0 | 0 | 0 | 0 | 0 | 0 | 0 | 0 | 0 | 0 | 0 | 0 | 0 | 0
Cumulative capex
| < Enter description > |  |  | 2023-12-31 | 0 | 0 | 0 | 0 | 0 | 0 | 0 | 0 | 0 | 0 | 0 | 0 | 0 | 0 | 0 | 0 | 0 | 0 | 0 | 0 | 0 | 0 | 0 | 0 | 0
| < Enter description > |  |  | 2023-12-31 | 0 | 0 | 0 | 0 | 0 | 0 | 0 | 0 | 0 | 0 | 0 | 0 | 0 | 0 | 0 | 0 | 0 | 0 | 0 | 0 | 0 | 0 | 0 | 0 | 0
| < Enter description > |  |  | 2023-12-31 | 0 | 0 | 0 | 0 | 0 | 0 | 0 | 0 | 0 | 0 | 0 | 0 | 0 | 0 | 0 | 0 | 0 | 0 | 0 | 0 | 0 | 0 | 0 | 0 | 0
Annualised capex
| Annualised capex - < Enter description > |  |  | 2023-12-31 | 0 | 0 | 0 | 0 | 0 | 0 | 0 | 0 | 0 | 0 | 0 | 0 | 0 | 0 | 0 | 0 | 0 | 0 | 0 | 0 | 0 | 0 | 0 | 0 | 0
| Annualised capex - < Enter description > |  |  | 2023-12-31 | 0 | 0 | 0 | 0 | 0 | 0 | 0 | 0 | 0 | 0 | 0 | 0 | 0 | 0 | 0 | 0 | 0 | 0 | 0 | 0 | 0 | 0 | 0 | 0 | 0
| Annualised capex - < Enter description > |  |  | 2023-12-31 | 0 | 0 | 0 | 0 | 0 | 0 | 0 | 0 | 0 | 0 | 0 | 0 | 0 | 0 | 0 | 0 | 0 | 0 | 0 | 0 | 0 | 0 | 0 | 0 | 0
| Total annualised capex |  |  | 2023-12-31 | 0 | 0 | 0 | 0 | 0 | 0 | 0 | 0 | 0 | 0 | 0 | 0 | 0 | 0 | 0 | 0 | 0 | 0 | 0 | 0 | 0 | 0 | 0 | 0 | 0
| Annualised capex |  |  | 2023-12-31 | 0 | 0 | 0 | 0 | 0 | 0 | 0 | 0 | 0 | 0 | 0 | 0 | 0 | 0 | 0 | 0 | 0 | 0 | 0 | 0 | 0 | 0 | 0 | 0 | 0
| Operating expenditure |  |  | 2023-12-31 | 0 | 0 | 0 | 0 | 0 | 0 | 0 | 0 | 0 | 0 | 0 | 0 | 0 | 0 | 0 | 0 | 0 | 0 | 0 | 0 | 0 | 0 | 0 | 0 | 0
| Risk mitigated |  |  | 2023-12-31 | 0 | 0 | 0 | 0 | 0 | 0 | 0 | 0 | 0 | 0 | 0 | 0 | 0 | 0 | 0 | 0 | 0 | 0 | 0 | 0 | 0 | 0 | 0 | 0 | 0
| Other benefits value |  |  | 2023-12-31 | 0 | 0 | 0 | 0 | 0 | 0 | 0 | 0 | 0 | 0 | 0 | 0 | 0 | 0 | 0 | 0 | 0 | 0 | 0 | 0 | 0 | 0 | 0 | 0 | 0
| Net benefits |  |  | 2023-12-31 | 0 | 0 | 0 | 0 | 0 | 0 | 0 | 0 | 0 | 0 | 0 | 0 | 0 | 0 | 0 | 0 | 0 | 0 | 0 | 0 | 0 | 0 | 0 | 0 | 0
| First capex year |  |  | 0
| First year |  |  | Not used
SENSITIVITIES
NPV | Net benefits |  |  | Option 5NPV | 0 | 0 | 0 | 0 | 0 | 0 | 0 | 0 | 0 | 0 | 0 | 0 | 0 | 0 | 0 | 0 | 0 | 0 | 0 | 0 | 0 | 0 | 0 | 0 | 0
| Total annualised capex |  |  |  | 0 | 0 | 0 | 0 | 0 | 0 | 0 | 0 | 0 | 0 | 0 | 0 | 0 | 0 | 0 | 0 | 0 | 0 | 0 | 0 | 0 | 0 | 0 | 0 | 0
| Total benefits |  |  |  | 0 | 0 | 0 | 0 | 0 | 0 | 0 | 0 | 0 | 0 | 0 | 0 | 0 | 0 | 0 | 0 | 0 | 0 | 0 | 0 | 0 | 0 | 0 | 0 | 0
|  | Capex | Total benefits
sens1 | Capex 10% higher | 10% | 0% | Option 5sens1 | 0 | 0 | 0 | 0 | 0 | 0 | 0 | 0 | 0 | 0 | 0 | 0 | 0 | 0 | 0 | 0 | 0 | 0 | 0 | 0 | 0 | 0 | 0 | 0 | 0
sens2 | Capex 10% lower | -10% | 0% | Option 5sens2 | 0 | 0 | 0 | 0 | 0 | 0 | 0 | 0 | 0 | 0 | 0 | 0 | 0 | 0 | 0 | 0 | 0 | 0 | 0 | 0 | 0 | 0 | 0 | 0 | 0
sens3 | Total benefits 10% higher | 0% | 10% | Option 5sens3 | 0 | 0 | 0 | 0 | 0 | 0 | 0 | 0 | 0 | 0 | 0 | 0 | 0 | 0 | 0 | 0 | 0 | 0 | 0 | 0 | 0 | 0 | 0 | 0 | 0
sens4 | Total benefits 10% lower | 0% | -10% | Option 5sens4 | 0 | 0 | 0 | 0 | 0 | 0 | 0 | 0 | 0 | 0 | 0 | 0 | 0 | 0 | 0 | 0 | 0 | 0 | 0 | 0 | 0 | 0 | 0 | 0 | 0
sens5 | Capex 10% higher & Total benefits 10% lower | 10% | -10% | Option 5sens5 | 0 | 0 | 0 | 0 | 0 | 0 | 0 | 0 | 0 | 0 | 0 | 0 | 0 | 0 | 0 | 0 | 0 | 0 | 0 | 0 | 0 | 0 | 0 | 0 | 0
sens | 0 | 0% | 0% | Option 5sens | 0 | 0 | 0 | 0 | 0 | 0 | 0 | 0 | 0 | 0 | 0 | 0 | 0 | 0 | 0 | 0 | 0 | 0 | 0 | 0 | 0 | 0 | 0 | 0 | 0
sens | 0 | 0% | 0% | Option 5sens | 0 | 0 | 0 | 0 | 0 | 0 | 0 | 0 | 0 | 0 | 0 | 0 | 0 | 0 | 0 | 0 | 0 | 0 | 0 | 0 | 0 | 0 | 0 | 0 | 0
sens | 0 | 0% | 0% | Option 5sens | 0 | 0 | 0 | 0 | 0 | 0 | 0 | 0 | 0 | 0 | 0 | 0 | 0 | 0 | 0 | 0 | 0 | 0 | 0 | 0 | 0 | 0 | 0 | 0 | 0

## Consol
CitiPower
Balaclava feeder: BC013
CONSOLIDATED
Discount factor |  |  |  |  | 0 | 0.98295 | 0.94971 | 0.91759 | 0.88656 | 0.85658 | 0.82761 | 0.79963 | 0.77259 | 0.74646 | 0.72122 | 0.69683 | 0.67326 | 0.6505 | 0.6285 | 0.60725 | 0.58671 | 0.56687 | 0.5477 | 0.52918 | 0.51129 | 0.494 | 0.47729 | 0.46115 | 0.44556 | 0.43049
Count |  |  |  |  | 0 | 1 | 2 | 3 | 4 | 5 | 6 | 7 | 8 | 9 | 10 | 11 | 12 | 13 | 14 | 15 | 16 | 17 | 18 | 19 | 20 | 21 | 22 | 23 | 24 | 25
Analysis period |  |  |  |  | TRUE | TRUE | TRUE | TRUE | TRUE | TRUE | TRUE | TRUE | TRUE | TRUE | TRUE | TRUE | TRUE | TRUE | TRUE | TRUE | TRUE | TRUE | TRUE | TRUE | TRUE | TRUE | TRUE | TRUE | FALSE | FALSE
[5 empty] | 2026-06-30 | 2026-27 | 2027-28 | 2028-29 | 2029-30 | 2030-31 | 2031-32 | 2032-33 | 2033-34 | 2034-35 | 2035-36 | 2036-37 | 2037-38 | 2038-39 | 2039-40 | 2040-41 | 2041-42 | 2042-43 | 2043-44 | 2044-45 | 2045-46 | 2046-47 | 2047-48 | 2048-49 | 2049-50 | 2050-51
COSTS |  |  | PV
Option 1 (base case) | Energy at risk value | Option 1 (base case)Energy at risk value | 74975729.5786 | 2026-06-30 |  | 0 | 0 | 3192.7277 | 49959.9281 | 272638.8076 | 1007853.4975 | 2498177.9916 | 4537432.559 | 6993653.403 | 6993653.403 | 6993653.403 | 6993653.403 | 6993653.403 | 6993653.403 | 6993653.403 | 6993653.403 | 6993653.403 | 6993653.403 | 6993653.403 | 6993653.403 | 6993653.403 | 6993653.403 | 6993653.403 | 6993651.7218 | 6993651.7218
Option 1 (base case) | Capital expenditure | Option 1 (base case)Capital expenditure | 0 | 2026-06-30 |  | 0 | 0 | 0 | 0 | 0 | 0 | 0 | 0 | 0 | 0 | 0 | 0 | 0 | 0 | 0 | 0 | 0 | 0 | 0 | 0 | 0 | 0 | 0 | 0 | 0
Option 1 (base case) | Total risk cost | Option 1 (base case)Total risk cost | 68848984.0199 | 2026-06-30 |  | 0 | 0 | 3192.7277 | 49959.9281 | 272638.8076 | 1007853.4975 | 2498177.9916 | 4537432.559 | 6993653.403 | 6993653.403 | 6993653.403 | 6993653.403 | 6993653.403 | 6993653.403 | 6993653.403 | 6993653.403 | 6993653.403 | 6993653.403 | 6993653.403 | 6993653.403 | 6993653.403 | 6993653.403 | 6993653.403 | 6993651.7218 | 6993651.7218
Option 1 (base case) |  | Option 1 (base case)
Option 1 (base case) | Annualised capex | Option 1 (base case)Annualised capex | 0 | 2026-06-30 |  | 0 | 0 | 0 | 0 | 0 | 0 | 0 | 0 | 0 | 0 | 0 | 0 | 0 | 0 | 0 | 0 | 0 | 0 | 0 | 0 | 0 | 0 | 0 | 0 | 0
Option 1 (base case) | Operating expenditure | Option 1 (base case)Operating expenditure | 0 | 2026-06-30 |  | 0 | 0 | 0 | 0 | 0 | 0 | 0 | 0 | 0 | 0 | 0 | 0 | 0 | 0 | 0 | 0 | 0 | 0 | 0 | 0 | 0 | 0 | 0 | 0 | 0
Option 1 (base case) | Risk mitigated | Option 1 (base case)Risk mitigated | 0 | 2026-06-30 |  | 0 | 0 | 0 | 0 | 0 | 0 | 0 | 0 | 0 | 0 | 0 | 0 | 0 | 0 | 0 | 0 | 0 | 0 | 0 | 0 | 0 | 0 | 0 | 0 | 0
Option 1 (base case) | Other benefits value | Option 1 (base case)Other benefits value | 0 | 2026-06-30 |  | 0 | 0 | 0 | 0 | 0 | 0 | 0 | 0 | 0 | 0 | 0 | 0 | 0 | 0 | 0 | 0 | 0 | 0 | 0 | 0 | 0 | 0 | 0 | 0 | 0
Option 1 (base case) | Net benefits | Option 1 (base case)Net benefits |  | 2026-06-30 |  | 0 | 0 | 0 | 0 | 0 | 0 | 0 | 0 | 0 | 0 | 0 | 0 | 0 | 0 | 0 | 0 | 0 | 0 | 0 | 0 | 0 | 0 | 0 | 0 | 0
Option 1 (base case) | NPV | Option 1 (base case)NPV | 0 | 2026-06-30
Option 1 (base case) | PV of costs | Option 1 (base case)PV of costs | 0 | 2026-06-30
Option 1 (base case) | PV of benefits | Option 1 (base case)PV of benefits | 0 | 2026-06-30
Option 2 | Energy at risk value | Option 2Energy at risk value | 47222.1575 | 2026-06-30 |  | 0 | 0 | 3192.7277 | 49959.9281 | 0 | 0 | 0 | 0 | 0 | 0 | 0 | 0 | 0 | 0 | 0 | 0 | 0 | 0 | 0 | 0 | 0 | 0 | 0 | 0 | 0
Option 2 | Capital expenditure | Option 2Capital expenditure | -1881725.7574 | 2026-06-30 |  | 0 | 0 | 0 | -2122499.2914 | 0 | 0 | 0 | 0 | 0 | 0 | 0 | 0 | 0 | 0 | 0 | 0 | 0 | 0 | 0 | 0 | 0 | 0 | 0 | 0 | 0
Option 2 | Total risk cost | Option 2Total risk cost | 47222.1575 | 2026-06-30 |  | 0 | 0 | 3192.7277 | 49959.9281 | 0 | 0 | 0 | 0 | 0 | 0 | 0 | 0 | 0 | 0 | 0 | 0 | 0 | 0 | 0 | 0 | 0 | 0 | 0 | 0 | 0
Option 2 |  | Option 2
Option 2 | Annualised capex | Option 2Annualised capex | -1099871.0135 | 2026-06-30 |  | 0 | 0 | 0 | 0 | -90490.0183 | -90490.0183 | -90490.0183 | -90490.0183 | -90490.0183 | -90490.0183 | -90490.0183 | -90490.0183 | -90490.0183 | -90490.0183 | -90490.0183 | -90490.0183 | -90490.0183 | -90490.0183 | -90490.0183 | -90490.0183 | -90490.0183 | -90490.0183 | -90490.0183 | 0 | 0
Option 2 | Operating expenditure | Option 2Operating expenditure | 0 | 2026-06-30 |  | 0 | 0 | 0 | 0 | 0 | 0 | 0 | 0 | 0 | 0 | 0 | 0 | 0 | 0 | 0 | 0 | 0 | 0 | 0 | 0 | 0 | 0 | 0 | 0 | 0
Option 2 | Risk mitigated | Option 2Risk mitigated | 68801761.8624 | 2026-06-30 |  | 0 | 0 | 0 | 0 | 272638.8076 | 1007853.4975 | 2498177.9916 | 4537432.559 | 6993653.403 | 6993653.403 | 6993653.403 | 6993653.403 | 6993653.403 | 6993653.403 | 6993653.403 | 6993653.403 | 6993653.403 | 6993653.403 | 6993653.403 | 6993653.403 | 6993653.403 | 6993653.403 | 6993653.403 | 0 | 0
Option 2 | Other benefits value | Option 2Other benefits value | 0 | 2026-06-30 |  | 0 | 0 | 0 | 0 | 0 | 0 | 0 | 0 | 0 | 0 | 0 | 0 | 0 | 0 | 0 | 0 | 0 | 0 | 0 | 0 | 0 | 0 | 0 | 0 | 0
Option 2 | Net benefits | Option 2Net benefits |  | 2026-06-30 |  | 0 | 0 | 0 | 0 | 182148.7892 | 917363.4792 | 2407687.9733 | 4446942.5406 | 6903163.3846 | 6903163.3846 | 6903163.3846 | 6903163.3846 | 6903163.3846 | 6903163.3846 | 6903163.3846 | 6903163.3846 | 6903163.3846 | 6903163.3846 | 6903163.3846 | 6903163.3846 | 6903163.3846 | 6903163.3846 | 6903163.3846 | 0 | 0
Option 2 | NPV | Option 2NPV | 67701890.8489 | 2026-06-30
Option 2 | PV of costs | Option 2PV of costs | -1099871.0135 | 2026-06-30
Option 2 | PV of benefits | Option 2PV of benefits | 68801761.8624 | 2026-06-30
Option 3 | Energy at risk value | Option 3Energy at risk value | 47222.1575 | 2026-06-30 |  | 0 | 0 | 3192.7277 | 49959.9281 | 0 | 0 | 0 | 0 | 0 | 0 | 0 | 0 | 0 | 0 | 0 | 0 | 0 | 0 | 0 | 0 | 0 | 0 | 0 | 0 | 0
Option 3 | Capital expenditure | Option 3Capital expenditure | -2943462.6664 | 2026-06-30 |  | 0 | 0 | 0 | -3320089.2314 | 0 | 0 | 0 | 0 | 0 | 0 | 0 | 0 | 0 | 0 | 0 | 0 | 0 | 0 | 0 | 0 | 0 | 0 | 0 | 0 | 0
Option 3 | Total risk cost | Option 3Total risk cost | 47222.1575 | 2026-06-30 |  | 0 | 0 | 3192.7277 | 49959.9281 | 0 | 0 | 0 | 0 | 0 | 0 | 0 | 0 | 0 | 0 | 0 | 0 | 0 | 0 | 0 | 0 | 0 | 0 | 0 | 0 | 0
Option 3
Option 3 | Annualised capex | Option 3Annualised capex | -1720457.5391 | 2026-06-30 |  | 0 | 0 | 0 | 0 | -141547.72 | -141547.72 | -141547.72 | -141547.72 | -141547.72 | -141547.72 | -141547.72 | -141547.72 | -141547.72 | -141547.72 | -141547.72 | -141547.72 | -141547.72 | -141547.72 | -141547.72 | -141547.72 | -141547.72 | -141547.72 | -141547.72 | 0 | 0
Option 3 | Operating expenditure | Option 3Operating expenditure | 0 | 2026-06-30 |  | 0 | 0 | 0 | 0 | 0 | 0 | 0 | 0 | 0 | 0 | 0 | 0 | 0 | 0 | 0 | 0 | 0 | 0 | 0 | 0 | 0 | 0 | 0 | 0 | 0
Option 3 | Risk mitigated | Option 3Risk mitigated | 68801761.8624 | 2026-06-30 |  | 0 | 0 | 0 | 0 | 272638.8076 | 1007853.4975 | 2498177.9916 | 4537432.559 | 6993653.403 | 6993653.403 | 6993653.403 | 6993653.403 | 6993653.403 | 6993653.403 | 6993653.403 | 6993653.403 | 6993653.403 | 6993653.403 | 6993653.403 | 6993653.403 | 6993653.403 | 6993653.403 | 6993653.403 | 0 | 0
Option 3 | Other benefits value | Option 3Other benefits value | 0 | 2026-06-30 |  | 0 | 0 | 0 | 0 | 0 | 0 | 0 | 0 | 0 | 0 | 0 | 0 | 0 | 0 | 0 | 0 | 0 | 0 | 0 | 0 | 0 | 0 | 0 | 0 | 0
Option 3 | Net benefits | Option 3Net benefits |  | 2026-06-30 |  | 0 | 0 | 0 | 0 | 131091.0876 | 866305.7775 | 2356630.2716 | 4395884.8389 | 6852105.683 | 6852105.683 | 6852105.683 | 6852105.683 | 6852105.683 | 6852105.683 | 6852105.683 | 6852105.683 | 6852105.683 | 6852105.683 | 6852105.683 | 6852105.683 | 6852105.683 | 6852105.683 | 6852105.683 | 0 | 0
Option 3 | NPV | Option 3NPV | 67081304.3232 | 2026-06-30
Option 3 | PV of costs | Option 3PV of costs | -1720457.5391 | 2026-06-30
Option 3 | PV of benefits | Option 3PV of benefits | 68801761.8624 | 2026-06-30
Option 4 | Energy at risk value | Option 4Energy at risk value | 0 | 2026-06-30 |  | 0 | 0 | 0 | 0 | 0 | 0 | 0 | 0 | 0 | 0 | 0 | 0 | 0 | 0 | 0 | 0 | 0 | 0 | 0 | 0 | 0 | 0 | 0 | 0 | 0
Option 4 | Capital expenditure | Option 4Capital expenditure | 0 | 2026-06-30 |  | 0 | 0 | 0 | 0 | 0 | 0 | 0 | 0 | 0 | 0 | 0 | 0 | 0 | 0 | 0 | 0 | 0 | 0 | 0 | 0 | 0 | 0 | 0 | 0 | 0
Option 4 | Total risk cost | Option 4Total risk cost | 0 | 2026-06-30 |  | 0 | 0 | 0 | 0 | 0 | 0 | 0 | 0 | 0 | 0 | 0 | 0 | 0 | 0 | 0 | 0 | 0 | 0 | 0 | 0 | 0 | 0 | 0 | 0 | 0
Option 4 |  | Option 4
Option 4 | Annualised capex | Option 4Annualised capex | 0 | 2026-06-30 |  | 0 | 0 | 0 | 0 | 0 | 0 | 0 | 0 | 0 | 0 | 0 | 0 | 0 | 0 | 0 | 0 | 0 | 0 | 0 | 0 | 0 | 0 | 0 | 0 | 0
Option 4 | Operating expenditure | Option 4Operating expenditure | 0 | 2026-06-30 |  | 0 | 0 | 0 | 0 | 0 | 0 | 0 | 0 | 0 | 0 | 0 | 0 | 0 | 0 | 0 | 0 | 0 | 0 | 0 | 0 | 0 | 0 | 0 | 0 | 0
Option 4 | Risk mitigated | Option 4Risk mitigated | 0 | 2026-06-30 |  | 0 | 0 | 0 | 0 | 0 | 0 | 0 | 0 | 0 | 0 | 0 | 0 | 0 | 0 | 0 | 0 | 0 | 0 | 0 | 0 | 0 | 0 | 0 | 0 | 0
Option 4 | Other benefits value | Option 4Other benefits value | 0 | 2026-06-30 |  | 0 | 0 | 0 | 0 | 0 | 0 | 0 | 0 | 0 | 0 | 0 | 0 | 0 | 0 | 0 | 0 | 0 | 0 | 0 | 0 | 0 | 0 | 0 | 0 | 0
Option 4 | Net benefits | Option 4Net benefits |  | 2026-06-30 |  | 0 | 0 | 0 | 0 | 0 | 0 | 0 | 0 | 0 | 0 | 0 | 0 | 0 | 0 | 0 | 0 | 0 | 0 | 0 | 0 | 0 | 0 | 0 | 0 | 0
Option 4 | NPV | Option 4NPV | 0 | 2026-06-30
Option 4 | PV of costs | Option 4PV of costs | 0 | 2026-06-30
Option 4 | PV of benefits | Option 4PV of benefits | 0 | 2026-06-30
Option 5 | Energy at risk value | Option 5Energy at risk value | 0 | 2026-06-30 |  | 0 | 0 | 0 | 0 | 0 | 0 | 0 | 0 | 0 | 0 | 0 | 0 | 0 | 0 | 0 | 0 | 0 | 0 | 0 | 0 | 0 | 0 | 0 | 0 | 0
Option 5 | Capital expenditure | Option 5Capital expenditure | 0 | 2026-06-30 |  | 0 | 0 | 0 | 0 | 0 | 0 | 0 | 0 | 0 | 0 | 0 | 0 | 0 | 0 | 0 | 0 | 0 | 0 | 0 | 0 | 0 | 0 | 0 | 0 | 0
Option 5 | Total risk cost | Option 5Total risk cost | 0 | 2026-06-30 |  | 0 | 0 | 0 | 0 | 0 | 0 | 0 | 0 | 0 | 0 | 0 | 0 | 0 | 0 | 0 | 0 | 0 | 0 | 0 | 0 | 0 | 0 | 0 | 0 | 0
Option 5 |  | Option 5
Option 5 | Annualised capex | Option 5Annualised capex | 0 | 2026-06-30 |  | 0 | 0 | 0 | 0 | 0 | 0 | 0 | 0 | 0 | 0 | 0 | 0 | 0 | 0 | 0 | 0 | 0 | 0 | 0 | 0 | 0 | 0 | 0 | 0 | 0
Option 5 | Operating expenditure | Option 5Operating expenditure | 0 | 2026-06-30 |  | 0 | 0 | 0 | 0 | 0 | 0 | 0 | 0 | 0 | 0 | 0 | 0 | 0 | 0 | 0 | 0 | 0 | 0 | 0 | 0 | 0 | 0 | 0 | 0 | 0
Option 5 | Risk mitigated | Option 5Risk mitigated | 0 | 2026-06-30 |  | 0 | 0 | 0 | 0 | 0 | 0 | 0 | 0 | 0 | 0 | 0 | 0 | 0 | 0 | 0 | 0 | 0 | 0 | 0 | 0 | 0 | 0 | 0 | 0 | 0
Option 5 | Other benefits value | Option 5Other benefits value | 0 | 2026-06-30 |  | 0 | 0 | 0 | 0 | 0 | 0 | 0 | 0 | 0 | 0 | 0 | 0 | 0 | 0 | 0 | 0 | 0 | 0 | 0 | 0 | 0 | 0 | 0 | 0 | 0
Option 5 | Net benefits | Option 5Net benefits |  | 2026-06-30 |  | 0 | 0 | 0 | 0 | 0 | 0 | 0 | 0 | 0 | 0 | 0 | 0 | 0 | 0 | 0 | 0 | 0 | 0 | 0 | 0 | 0 | 0 | 0 | 0 | 0
Option 5 | NPV | Option 5NPV | 0 | 2026-06-30
Option 5 | PV of costs | Option 5PV of costs | 0 | 2026-06-30
Option 5 | PV of benefits | Option 5PV of benefits | 0 | 2026-06-30
CHART DATA | [5 empty] | FY27 | FY28 | FY29 | FY30 | FY31 | FY32 | FY33 | FY34 | FY35 | FY36 | FY37 | FY38 | FY39 | FY40 | FY41 | FY42 | FY43 | FY44 | FY45 | FY46 | FY47 | FY48 | FY49 | FY50 | FY51
Option 2 | Annualised capex | -1 |  |  | Option 2 annualised capex | 0.09049 | 0.09049 | 0.09049 | 0.09049 | 0.09049 | 0.09049 | 0.09049 | 0.09049 | 0.09049 | 0.09049 | 0.09049 | 0.09049 | 0.09049 | 0.09049 | 0.09049 | 0.09049 | 0.09049 | 0.09049 | 0.09049 | 0.09049 | 0.09049 | 0.09049 | 0.09049 | 0 | 0
Option 1 (base case) | Total risk cost | 1 |  |  | Option 1 (base case) risk cost | 0 | 0 | 0.0031927 | 0.04996 | 0.27264 | 1.0079 | 2.4982 | 4.5374 | 6.9937 | 6.9937 | 6.9937 | 6.9937 | 6.9937 | 6.9937 | 6.9937 | 6.9937 | 6.9937 | 6.9937 | 6.9937 | 6.9937 | 6.9937 | 6.9937 | 6.9937 | 6.9937 | 6.9937
[6 empty] | FY27 | FY28 | FY29 | FY30 | FY31 | FY32 | FY33 | FY34 | FY35 | FY36 | FY37 | FY38 | FY39 | FY40 | FY41 | FY42 | FY43 | FY44 | FY45 | FY46 | FY47 | FY48 | FY49 | FY50 | FY51
Energy at risk | Energy at risk (weighted) | 156.3317 |  |  | Energy at risk energy at risk (weighted) | 0 | 0 | 0.071368 | 1.1168 | 6.0944 | 22.5289 | 55.8427 | 101.4269 | 156.3317 | 156.3317 | 156.3317 | 156.3317 | 156.3317 | 156.3317 | 156.3317 | 156.3317 | 156.3317 | 156.3317 | 156.3317 | 156.3317 | 156.3317 | 156.3317 | 156.3317 | 156.3316 | 156.3316
Option 1 (base case) | Energy at risk value | 6.3194 |  |  | Option 1 (base case) risk cost | 0 | 0 | 0.0028849 | 0.045143 | 0.24635 | 0.91069 | 2.2573 | 4.1 | 6.3194 | 6.3194 | 6.3194 | 6.3194 | 6.3194 | 6.3194 | 6.3194 | 6.3194 | 6.3194 | 6.3194 | 6.3194 | 6.3194 | 6.3194 | 6.3194 | 6.3194 | 6.3194 | 6.3194

## EaR BC013
Powercor
BC013
CP
OUTPUT
Do nothing |  |  |  |  | 2024 | 2025 | 2026 | 2027 | 2028 | 2029 | 2030 | 2031 | 2032 | 2033 | 2034 | 2035 | 2036 | 2037 | 2038 | 2039 | 2040 | 2041 | 2042 | 2043 | 2044 | 2045 | 2046 | 2047 | 2048 | 2049
50% PoE |  |  |  |  | 0 | 0 | 0 | 0 | 0 | 0.0062803 | 0.67384 | 4.3642 | 17.5655 | 46.3587 | 86.9475 | 136.8043 | 136.8043 | 136.8043 | 136.8043 | 136.8043 | 136.8043 | 136.8043 | 136.8043 | 136.8043 | 136.8043 | 136.8043 | 136.8043 | 136.8043 | 136.8043 | 136.8043
10% PoE |  |  |  |  | 0 | 0 | 0 | 0 | 0 | 0.22324 | 2.1503 | 10.1315 | 34.1101 | 77.9719 | 135.212 | 201.8956 | 201.8956 | 201.8956 | 201.8956 | 201.8956 | 201.8956 | 201.8956 | 201.8956 | 201.8956 | 201.8956 | 201.8956 | 201.8956 | 201.8956 | 201.8956 | 201.8956
OPTION 2 |  |  |  |  | 2024 | 2025 | 2026 | 2027 | 2028 | 2029 | 2030 | 2031 | 2032 | 2033 | 2034 | 2035 | 2036 | 2037 | 2038 | 2039 | 2040 | 2041 | 2042 | 2043 | 2044 | 2045 | 2046 | 2047 | 2048 | 2049
50% PoE |  |  |  |  | 0 | 0 | 0 | 0 | 0 | 0.0062803 | 0 | 0 | 0 | 0 | 0 | 0 | 0 | 0 | 0 | 0 | 0 | 0 | 0 | 0 | 0 | 0 | 0 | 0 | 0 | 0
10% PoE |  |  |  |  | 0 | 0 | 0 | 0 | 0 | 0.22324 | 0 | 0 | 0 | 0 | 0 | 0 | 0 | 0 | 0 | 0 | 0 | 0 | 0 | 0 | 0 | 0 | 0 | 0 | 0 | 0
INPUT DATA
| ZSS/TS/Line |  |  |  | 2024: 0
No Tx/Line | bar: 2024
[5 empty] | N Rating | N-1 Rating | Load Tan Phi (actual) | Load Tan Phi (forecast) | 10%/50% POE | Cap Bank (actual) | Cap Bank (forecast) | 2024 MVAR
| S |  |  |  | 2024: 5.05; 2025: 5.05; 2026: 0.0061139; 2027: 0.0061139; 2028: 1.0929; 2029: 0; 2030: 0; 2031: 0.019748
| W |  |  |  | 2024: 5.05; 2025: 5.05; 2026: 0.0057569; 2027: 0.0057569; 2028: 1.0389; 2029: 0; 2030: 0; 2031: 0.021473
| Interval |  |  |  | 2024: 15m
| Exposure |  |  |  | 2024: 3.744%
Do Nothing - 50% PoE Load Forecast |  |  |  |  | 2024 | 2025 | 2026 | 2027 | 2028 | 2029 | 2030 | 2031 | 2032 | 2033 | 2034 | 2035 | 2036 | 2037 | 2038 | 2039 | 2040 | 2041 | 2042 | 2043 | 2044 | 2045 | 2046 | 2047 | 2048 | 2049 | 2050
0 | S (MW) |  |  |  | 3.23 | 3.35 | 3.48 | 3.56 | 3.62 | 3.71 | 3.79 | 3.86 | 3.94 | 4.06 | 4.17 | 4.28 | 4.28 | 4.28 | 4.28 | 4.28 | 4.28 | 4.28 | 4.28 | 4.28 | 4.28 | 4.28 | 4.28 | 4.28 | 4.28 | 4.28 | 4.28
| W (MW) |  |  |  | 3.73 | 3.9 | 4.15 | 4.43 | 4.735 | 5.075 | 5.425 | 5.795 | 6.19 | 6.56 | 6.875 | 7.15 | 7.15 | 7.15 | 7.15 | 7.15 | 7.15 | 7.15 | 7.15 | 7.15 | 7.15 | 7.15 | 7.15 | 7.15 | 7.15 | 7.15 | 7.15
Transfers | S (MW) |  |  |  | 0 | 0 | 0 | 0 | 0 | 0 | 0 | 0 | 0 | 0 | 0 | 0 | 0 | 0 | 0 | 0 | 0 | 0 | 0 | 0 | 0 | 0 | 0 | 0 | 0 | 0 | 0
| W (MW) |  |  |  | 0 | 0 | 0 | 0 | 0 | 0 | 0 | 0 | 0 | 0 | 0 | 0 | 0 | 0 | 0 | 0 | 0 | 0 | 0 | 0 | 0 | 0 | 0 | 0 | 0 | 0 | 0
After TFs | S (MW) |  |  |  | 3.23 | 3.35 | 3.48 | 3.56 | 3.62 | 3.71 | 3.79 | 3.86 | 3.94 | 4.06 | 4.17 | 4.28 | 4.28 | 4.28 | 4.28 | 4.28 | 4.28 | 4.28 | 4.28 | 4.28 | 4.28 | 4.28 | 4.28 | 4.28 | 4.28 | 4.28 | 4.28
| W (MW) |  |  |  | 3.73 | 3.9 | 4.15 | 4.43 | 4.735 | 5.075 | 5.425 | 5.795 | 6.19 | 6.56 | 6.875 | 7.15 | 7.15 | 7.15 | 7.15 | 7.15 | 7.15 | 7.15 | 7.15 | 7.15 | 7.15 | 7.15 | 7.15 | 7.15 | 7.15 | 7.15 | 7.15
Option 1 - 50% PoE Load Forecast |  |  |  |  | 2024 | 2025 | 2026 | 2027 | 2028 | 2029 | 2030 | 2031 | 2032 | 2033 | 2034 | 2035 | 2036 | 2037 | 2038 | 2039 | 2040 | 2041 | 2042 | 2043 | 2044 | 2045 | 2046 | 2047 | 2048 | 2049 | 2050
0 | S (MW) |  |  |  | 3.23 | 3.35 | 3.48 | 3.56 | 3.62 | 3.71 | 3.79 | 3.86 | 3.94 | 4.06 | 4.17 | 4.28 | 4.28 | 4.28 | 4.28 | 4.28 | 4.28 | 4.28 | 4.28 | 4.28 | 4.28 | 4.28 | 4.28 | 4.28 | 4.28 | 4.28 | 4.28
| W (MW) |  |  |  | 3.73 | 3.9 | 4.15 | 4.43 | 4.735 | 5.075 | 5.425 | 5.795 | 6.19 | 6.56 | 6.875 | 7.15 | 7.15 | 7.15 | 7.15 | 7.15 | 7.15 | 7.15 | 7.15 | 7.15 | 7.15 | 7.15 | 7.15 | 7.15 | 7.15 | 7.15 | 7.15
Transfers | S (MW) |  |  |  | 0 | 0 | 0 | 0 | 0 | 0 | 0 | 0 | 0 | 0 | 0 | 0 | 0 | 0 | 0 | 0 | 0 | 0 | 0 | 0 | 0 | 0 | 0 | 0 | 0 | 0 | 0
| W (MW) |  |  |  | 0 | 0 | 0 | 0 | 0 | 0 | 0 | 0 | 0 | 0 | 0 | 0 | 0 | 0 | 0 | 0 | 0 | 0 | 0 | 0 | 0 | 0 | 0 | 0 | 0 | 0 | 0
After TFs | S (MW) |  |  |  | 3.23 | 3.35 | 3.48 | 3.56 | 3.62 | 3.71 | 3.79 | 3.86 | 3.94 | 4.06 | 4.17 | 4.28 | 4.28 | 4.28 | 4.28 | 4.28 | 4.28 | 4.28 | 4.28 | 4.28 | 4.28 | 4.28 | 4.28 | 4.28 | 4.28 | 4.28 | 4.28
| W (MW) |  |  |  | 3.73 | 3.9 | 4.15 | 4.43 | 4.735 | 5.075 | 5.425 | 5.795 | 6.19 | 6.56 | 6.875 | 7.15 | 7.15 | 7.15 | 7.15 | 7.15 | 7.15 | 7.15 | 7.15 | 7.15 | 7.15 | 7.15 | 7.15 | 7.15 | 7.15 | 7.15 | 7.15
Option 1 - Augmentation Details
N Rating | S (MVA) |  |  |  | 5.05 | 5.05 | 5.05 | 5.05 | 5.05 | 5.05 | 8.3 | 8.3 | 8.3 | 8.3 | 8.3 | 8.3 | 8.3 | 8.3 | 8.3 | 8.3 | 8.3 | 8.3 | 8.3 | 8.3 | 8.3 | 8.3 | 8.3 | 8.3 | 8.3 | 8.3 | 8.3
N-1 Rating | S (MVA) |  |  |  | 5.05 | 5.05 | 5.05 | 5.05 | 5.05 | 5.05 | 8.3 | 8.3 | 8.3 | 8.3 | 8.3 | 8.3 | 8.3 | 8.3 | 8.3 | 8.3 | 8.3 | 8.3 | 8.3 | 8.3 | 8.3 | 8.3 | 8.3 | 8.3 | 8.3 | 8.3 | 8.3
N Rating | W (MVA) |  |  |  | 5.05 | 5.05 | 5.05 | 5.05 | 5.05 | 5.05 | 8.3 | 8.3 | 8.3 | 8.3 | 8.3 | 8.3 | 8.3 | 8.3 | 8.3 | 8.3 | 8.3 | 8.3 | 8.3 | 8.3 | 8.3 | 8.3 | 8.3 | 8.3 | 8.3 | 8.3 | 8.3
N-1 Rating | W (MVA) |  |  |  | 5.05 | 5.05 | 5.05 | 5.05 | 5.05 | 5.05 | 8.3 | 8.3 | 8.3 | 8.3 | 8.3 | 8.3 | 8.3 | 8.3 | 8.3 | 8.3 | 8.3 | 8.3 | 8.3 | 8.3 | 8.3 | 8.3 | 8.3 | 8.3 | 8.3 | 8.3 | 8.3
No. Transformers/Lines | bar: 2024 to 2050
ENERGY AT RISK: DO NOTHING
[5 empty] | 2024 | 2025 | 2026 | 2027 | 2028 | 2029 | 2030 | 2031 | 2032 | 2033 | 2034 | 2035 | 2036 | 2037 | 2038 | 2039 | 2040 | 2041 | 2042 | 2043 | 2044 | 2045 | 2046 | 2047 | 2048 | 2049 | 2050
Summary
50% PoE | N |  |  | Total EatR, MWhrs | 0 | 0 | 0 | 0 | 0 | 0.0062803 | 0.67384 | 4.3642 | 17.5655 | 46.3587 | 86.9475 | 136.8043 | 136.8043 | 136.8043 | 136.8043 | 136.8043 | 136.8043 | 136.8043 | 136.8043 | 136.8043 | 136.8043 | 136.8043 | 136.8043 | 136.8043 | 136.8043 | 136.8043 | 136.8043
50% PoE | N-1 |  |  | Total EatR, MWhrs | 0 | 0 | 0 | 0 | 0 | 0 | 0 | 0 | 0 | 0 | 0 | 0 | 0 | 0 | 0 | 0 | 0 | 0 | 0 | 0 | 0 | 0 | 0 | 0 | 0 | 0 | 0
10% LAR | N |  |  | Total EatR, MWhrs | 0 | 0 | 0 | 0 | 0 | 0.22324 | 2.1503 | 10.1315 | 34.1101 | 77.9719 | 135.2119 | 201.8955 | 201.8955 | 201.8955 | 201.8955 | 201.8955 | 201.8955 | 201.8955 | 201.8955 | 201.8955 | 201.8955 | 201.8955 | 201.8955 | 201.8955 | 201.8955 | 201.8955 | 201.8955
10% LAR | N-1 |  |  | Total EatR, MWhrs | 0 | 0 | 0 | 0 | 0 | 3.6993e-06 | 3.5632e-05 | 0.00016789 | 0.00056523 | 0.0012921 | 0.0022406 | 0.0033456 | 0.0033456 | 0.0033456 | 0.0033456 | 0.0033456 | 0.0033456 | 0.0033456 | 0.0033456 | 0.0033456 | 0.0033456 | 0.0033456 | 0.0033456 | 0.0033456 | 0.0033456 | 0.0033456 | 0.0033456
50% PoE | N |  |  | Total EEatR, MWhrs | 0 | 0 | 0 | 0 | 0 | 0.0062803 | 0.67384 | 4.3642 | 17.5655 | 46.3587 | 86.9475 | 136.8043 | 136.8043 | 136.8043 | 136.8043 | 136.8043 | 136.8043 | 136.8043 | 136.8043 | 136.8043 | 136.8043 | 136.8043 | 136.8043 | 136.8043 | 136.8043 | 136.8043 | 136.8043
50% PoE | N-1 |  |  | Total EEatR, MWhrs | 0 | 0 | 0 | 0 | 0 | 0 | 0 | 0 | 0 | 0 | 0 | 0 | 0 | 0 | 0 | 0 | 0 | 0 | 0 | 0 | 0 | 0 | 0 | 0 | 0 | 0 | 0
10% LAR | N |  |  | Total EEatR, MWhrs | 0 | 0 | 0 | 0 | 0 | 0.22324 | 2.1503 | 10.1315 | 34.1101 | 77.9719 | 135.2119 | 201.8955 | 201.8955 | 201.8955 | 201.8955 | 201.8955 | 201.8955 | 201.8955 | 201.8955 | 201.8955 | 201.8955 | 201.8955 | 201.8955 | 201.8955 | 201.8955 | 201.8955 | 201.8955
10% LAR | N-1 |  |  | Total EEatR, MWhrs | 0 | 0 | 0 | 0 | 0 | 1.3851e-07 | 1.3342e-06 | 6.2862e-06 | 2.1164e-05 | 4.8378e-05 | 8.3894e-05 | 0.00012527 | 0.00012527 | 0.00012527 | 0.00012527 | 0.00012527 | 0.00012527 | 0.00012527 | 0.00012527 | 0.00012527 | 0.00012527 | 0.00012527 | 0.00012527 | 0.00012527 | 0.00012527 | 0.00012527 | 0.00012527
3.744%
Transfers | ON
MLN021 | 50% PoE | 2.592% |  | MW | 3.23 | 3.35 | 3.48 | 3.56 | 3.62 | 3.71 | 3.79 | 3.86 | 3.94 | 4.06 | 4.17 | 4.28 | 4.28 | 4.28 | 4.28 | 4.28 | 4.28 | 4.28 | 4.28 | 4.28 | 4.28 | 4.28 | 4.28 | 4.28 | 4.28 | 4.28 | 4.28
Summer | load pf | 0.99998 |  | MVAr | 0.019748 | 0.020482 | 0.021276 | 0.021766 | 0.022132 | 0.022683 | 0.023172 | 0.0236 | 0.024089 | 0.024822 | 0.025495 | 0.026168 | 0.026168 | 0.026168 | 0.026168 | 0.026168 | 0.026168 | 0.026168 | 0.026168 | 0.026168 | 0.026168 | 0.026168 | 0.026168 | 0.026168 | 0.026168 | 0.026168 | 0.026168
|  |  |  | MVA | 3.2301 | 3.3501 | 3.4801 | 3.5601 | 3.6201 | 3.7101 | 3.7901 | 3.8601 | 3.9401 | 4.0601 | 4.1701 | 4.2801 | 4.2801 | 4.2801 | 4.2801 | 4.2801 | 4.2801 | 4.2801 | 4.2801 | 4.2801 | 4.2801 | 4.2801 | 4.2801 | 4.2801 | 4.2801 | 4.2801 | 4.2801
|  |  |  | MVA | 3.2301 | 3.3501 | 3.4801 | 3.5601 | 3.6201 | 3.7101 | 3.7901 | 3.8601 | 3.9401 | 4.0601 | 4.1701 | 4.2801 | 4.2801 | 4.2801 | 4.2801 | 4.2801 | 4.2801 | 4.2801 | 4.2801 | 4.2801 | 4.2801 | 4.2801 | 4.2801 | 4.2801 | 4.2801 | 4.2801 | 4.2801
50% PoE | N | CR |  | MVA | 5.05 | 5.05 | 5.05 | 5.05 | 5.05 | 5.05 | 5.05 | 5.05 | 5.05 | 5.05 | 5.05 | 5.05 | 5.05 | 5.05 | 5.05 | 5.05 | 5.05 | 5.05 | 5.05 | 5.05 | 5.05 | 5.05 | 5.05 | 5.05 | 5.05 | 5.05 | 5.05
50% PoE | N-1 | CR |  | MVA | 5.05 | 5.05 | 5.05 | 5.05 | 5.05 | 5.05 | 5.05 | 5.05 | 5.05 | 5.05 | 5.05 | 5.05 | 5.05 | 5.05 | 5.05 | 5.05 | 5.05 | 5.05 | 5.05 | 5.05 | 5.05 | 5.05 | 5.05 | 5.05 | 5.05 | 5.05 | 5.05
50% LAR | N |  |  | Ratio Rating/Load | 1.5634 | 1.5074 | 1.4511 | 1.4185 | 1.395 | 1.3612 | 1.3324 | 1.3083 | 1.2817 | 1.2438 | 1.211 | 1.1799 | 1.1799 | 1.1799 | 1.1799 | 1.1799 | 1.1799 | 1.1799 | 1.1799 | 1.1799 | 1.1799 | 1.1799 | 1.1799 | 1.1799 | 1.1799 | 1.1799 | 1.1799
50% LAR | N-1 |  |  | Ratio Rating/Load | 1.5634 | 1.5074 | 1.4511 | 1.4185 | 1.395 | 1.3612 | 1.3324 | 1.3083 | 1.2817 | 1.2438 | 1.211 | 1.1799 | 1.1799 | 1.1799 | 1.1799 | 1.1799 | 1.1799 | 1.1799 | 1.1799 | 1.1799 | 1.1799 | 1.1799 | 1.1799 | 1.1799 | 1.1799 | 1.1799 | 1.1799
Load tan Phi |  | 0.0061139 |  |  | 0.0061139 | 0.0061139 | 0.0061139 | 0.0061139 | 0.0061139 | 0.0061139 | 0.0061139 | 0.0061139 | 0.0061139 | 0.0061139 | 0.0061139 | 0.0061139 | 0.0061139 | 0.0061139 | 0.0061139 | 0.0061139 | 0.0061139 | 0.0061139 | 0.0061139 | 0.0061139 | 0.0061139 | 0.0061139 | 0.0061139 | 0.0061139 | 0.0061139 | 0.0061139 | 0.0061139
Cap |  | 0 |  | MVAr | 0 | 0 | 0 | 0 | 0 | 0 | 0 | 0 | 0 | 0 | 0 | 0 | 0 | 0 | 0 | 0 | 0 | 0 | 0 | 0 | 0 | 0 | 0 | 0 | 0 | 0 | 0
10% PoE | 10%/50% | 1.0929 |  | MVA | 3.5301 | 3.6612 | 3.8033 | 3.8907 | 3.9563 | 4.0546 | 4.1421 | 4.2186 | 4.306 | 4.4372 | 4.5574 | 4.6776 | 4.6776 | 4.6776 | 4.6776 | 4.6776 | 4.6776 | 4.6776 | 4.6776 | 4.6776 | 4.6776 | 4.6776 | 4.6776 | 4.6776 | 4.6776 | 4.6776 | 4.6776
10% PoE | N | CR |  | MVA | 5.05 | 5.05 | 5.05 | 5.05 | 5.05 | 5.05 | 5.05 | 5.05 | 5.05 | 5.05 | 5.05 | 5.05 | 5.05 | 5.05 | 5.05 | 5.05 | 5.05 | 5.05 | 5.05 | 5.05 | 5.05 | 5.05 | 5.05 | 5.05 | 5.05 | 5.05 | 5.05
10% PoE | N-1 | CR |  | MVA | 5.05 | 5.05 | 5.05 | 5.05 | 5.05 | 5.05 | 5.05 | 5.05 | 5.05 | 5.05 | 5.05 | 5.05 | 5.05 | 5.05 | 5.05 | 5.05 | 5.05 | 5.05 | 5.05 | 5.05 | 5.05 | 5.05 | 5.05 | 5.05 | 5.05 | 5.05 | 5.05
10% LAR | N |  |  | Ratio Rating/Load | 1.4306 | 1.3793 | 1.3278 | 1.298 | 1.2765 | 1.2455 | 1.2192 | 1.1971 | 1.1728 | 1.1381 | 1.1081 | 1.0796 | 1.0796 | 1.0796 | 1.0796 | 1.0796 | 1.0796 | 1.0796 | 1.0796 | 1.0796 | 1.0796 | 1.0796 | 1.0796 | 1.0796 | 1.0796 | 1.0796 | 1.0796
10% LAR | N-1 |  |  | Ratio Rating/Load | 1.4306 | 1.3793 | 1.3278 | 1.298 | 1.2765 | 1.2455 | 1.2192 | 1.1971 | 1.1728 | 1.1381 | 1.1081 | 1.0796 | 1.0796 | 1.0796 | 1.0796 | 1.0796 | 1.0796 | 1.0796 | 1.0796 | 1.0796 | 1.0796 | 1.0796 | 1.0796 | 1.0796 | 1.0796 | 1.0796 | 1.0796
50% PoE | N |  |  | EatR, MWhrs | 0 | 0 | 0 | 0 | 0 | 0 | 0 | 0 | 0 | 0 | 0 | 0 | 0 | 0 | 0 | 0 | 0 | 0 | 0 | 0 | 0 | 0 | 0 | 0 | 0 | 0 | 0
50% PoE | N-1 |  |  | EatR, MWhrs | 0 | 0 | 0 | 0 | 0 | 0 | 0 | 0 | 0 | 0 | 0 | 0 | 0 | 0 | 0 | 0 | 0 | 0 | 0 | 0 | 0 | 0 | 0 | 0 | 0 | 0 | 0
10% LAR | N |  |  | EatR, MWhrs | 0 | 0 | 0 | 0 | 0 | 0 | 0 | 0 | 0 | 0 | 0 | 0 | 0 | 0 | 0 | 0 | 0 | 0 | 0 | 0 | 0 | 0 | 0 | 0 | 0 | 0 | 0
10% LAR | N-1 |  |  | EatR, MWhrs | 0 | 0 | 0 | 0 | 0 | 0 | 0 | 0 | 0 | 0 | 0 | 0 | 0 | 0 | 0 | 0 | 0 | 0 | 0 | 0 | 0 | 0 | 0 | 0 | 0 | 0 | 0
No of Tx | bar: 2024 to 2050
50% PoE | N | 1 |  | EEatR, MWhrs | 0 | 0 | 0 | 0 | 0 | 0 | 0 | 0 | 0 | 0 | 0 | 0 | 0 | 0 | 0 | 0 | 0 | 0 | 0 | 0 | 0 | 0 | 0 | 0 | 0 | 0 | 0
50% PoE | N-1 |  |  | EEatR, MWhrs | 0 | 0 | 0 | 0 | 0 | 0 | 0 | 0 | 0 | 0 | 0 | 0 | 0 | 0 | 0 | 0 | 0 | 0 | 0 | 0 | 0 | 0 | 0 | 0 | 0 | 0 | 0
10% LAR | N | 1 |  | EEatR, MWhrs | 0 | 0 | 0 | 0 | 0 | 0 | 0 | 0 | 0 | 0 | 0 | 0 | 0 | 0 | 0 | 0 | 0 | 0 | 0 | 0 | 0 | 0 | 0 | 0 | 0 | 0 | 0
10% LAR | N-1 | 3.744% |  | EEatR, MWhrs | 0 | 0 | 0 | 0 | 0 | 0 | 0 | 0 | 0 | 0 | 0 | 0 | 0 | 0 | 0 | 0 | 0 | 0 | 0 | 0 | 0 | 0 | 0 | 0 | 0 | 0 | 0
MLN021 | 50% PoE | 6.094% |  | MW | 3.73 | 3.9 | 4.15 | 4.43 | 4.735 | 5.075 | 5.425 | 5.795 | 6.19 | 6.56 | 6.875 | 7.15 | 7.15 | 7.15 | 7.15 | 7.15 | 7.15 | 7.15 | 7.15 | 7.15 | 7.15 | 7.15 | 7.15 | 7.15 | 7.15 | 7.15 | 7.15
Winter | load pf | 0.99998 |  | MVAr | 0.021473 | 0.022452 | 0.023891 | 0.025503 | 0.027259 | 0.029216 | 0.031231 | 0.033361 | 0.035635 | 0.037765 | 0.039579 | 0.041162 | 0.041162 | 0.041162 | 0.041162 | 0.041162 | 0.041162 | 0.041162 | 0.041162 | 0.041162 | 0.041162 | 0.041162 | 0.041162 | 0.041162 | 0.041162 | 0.041162 | 0.041162
|  |  |  | MVA | 3.7301 | 3.9001 | 4.1501 | 4.4301 | 4.7351 | 5.0751 | 5.4251 | 5.7951 | 6.1901 | 6.5601 | 6.8751 | 7.1501 | 7.1501 | 7.1501 | 7.1501 | 7.1501 | 7.1501 | 7.1501 | 7.1501 | 7.1501 | 7.1501 | 7.1501 | 7.1501 | 7.1501 | 7.1501 | 7.1501 | 7.1501
|  |  |  | MVA | 3.7301 | 3.9001 | 4.1501 | 4.4301 | 4.7351 | 5.0751 | 5.4251 | 5.7951 | 6.1901 | 6.5601 | 6.8751 | 7.1501 | 7.1501 | 7.1501 | 7.1501 | 7.1501 | 7.1501 | 7.1501 | 7.1501 | 7.1501 | 7.1501 | 7.1501 | 7.1501 | 7.1501 | 7.1501 | 7.1501 | 7.1501
50% PoE | N | CR |  | MVA | 5.05 | 5.05 | 5.05 | 5.05 | 5.05 | 5.05 | 5.05 | 5.05 | 5.05 | 5.05 | 5.05 | 5.05 | 5.05 | 5.05 | 5.05 | 5.05 | 5.05 | 5.05 | 5.05 | 5.05 | 5.05 | 5.05 | 5.05 | 5.05 | 5.05 | 5.05 | 5.05
50% PoE | N-1 | CR |  | MVA | 5.05 | 5.05 | 5.05 | 5.05 | 5.05 | 5.05 | 5.05 | 5.05 | 5.05 | 5.05 | 5.05 | 5.05 | 5.05 | 5.05 | 5.05 | 5.05 | 5.05 | 5.05 | 5.05 | 5.05 | 5.05 | 5.05 | 5.05 | 5.05 | 5.05 | 5.05 | 5.05
50% LAR | N |  |  | Ratio Rating/Load | 1.3539 | 1.2949 | 1.2168 | 1.1399 | 1.0665 | 0.99505 | 0.93086 | 0.87142 | 0.81581 | 0.7698 | 0.73453 | 0.70628 | 0.70628 | 0.70628 | 0.70628 | 0.70628 | 0.70628 | 0.70628 | 0.70628 | 0.70628 | 0.70628 | 0.70628 | 0.70628 | 0.70628 | 0.70628 | 0.70628 | 0.70628
50% LAR | N-1 |  |  | Ratio Rating/Load | 1.3539 | 1.2949 | 1.2168 | 1.1399 | 1.0665 | 0.99505 | 0.93086 | 0.87142 | 0.81581 | 0.7698 | 0.73453 | 0.70628 | 0.70628 | 0.70628 | 0.70628 | 0.70628 | 0.70628 | 0.70628 | 0.70628 | 0.70628 | 0.70628 | 0.70628 | 0.70628 | 0.70628 | 0.70628 | 0.70628 | 0.70628
Load tan Phi |  | 0.0057569 |  | MVA | 0.0057569 | 0.0057569 | 0.0057569 | 0.0057569 | 0.0057569 | 0.0057569 | 0.0057569 | 0.0057569 | 0.0057569 | 0.0057569 | 0.0057569 | 0.0057569 | 0.0057569 | 0.0057569 | 0.0057569 | 0.0057569 | 0.0057569 | 0.0057569 | 0.0057569 | 0.0057569 | 0.0057569 | 0.0057569 | 0.0057569 | 0.0057569 | 0.0057569 | 0.0057569 | 0.0057569
Cap |  | 0 |  | MVAr | 0 | 0 | 0 | 0 | 0 | 0 | 0 | 0 | 0 | 0 | 0 | 0 | 0 | 0 | 0 | 0 | 0 | 0 | 0 | 0 | 0 | 0 | 0 | 0 | 0 | 0 | 0
10% PoE | 10%/50% | 1.0389 |  | MVA | 3.8751 | 4.0517 | 4.3114 | 4.6023 | 4.9191 | 5.2724 | 5.636 | 6.0204 | 6.4307 | 6.8151 | 7.1424 | 7.4281 | 7.4281 | 7.4281 | 7.4281 | 7.4281 | 7.4281 | 7.4281 | 7.4281 | 7.4281 | 7.4281 | 7.4281 | 7.4281 | 7.4281 | 7.4281 | 7.4281 | 7.4281
10% PoE | N | CR |  | MVA | 5.05 | 5.05 | 5.05 | 5.05 | 5.05 | 5.05 | 5.05 | 5.05 | 5.05 | 5.05 | 5.05 | 5.05 | 5.05 | 5.05 | 5.05 | 5.05 | 5.05 | 5.05 | 5.05 | 5.05 | 5.05 | 5.05 | 5.05 | 5.05 | 5.05 | 5.05 | 5.05
10% PoE | N-1 | CR |  | MVA | 5.05 | 5.05 | 5.05 | 5.05 | 5.05 | 5.05 | 5.05 | 5.05 | 5.05 | 5.05 | 5.05 | 5.05 | 5.05 | 5.05 | 5.05 | 5.05 | 5.05 | 5.05 | 5.05 | 5.05 | 5.05 | 5.05 | 5.05 | 5.05 | 5.05 | 5.05 | 5.05
10% LAR | N |  |  | Ratio Rating/Load | 1.3032 | 1.2464 | 1.1713 | 1.0973 | 1.0266 | 0.95782 | 0.89602 | 0.83881 | 0.78529 | 0.74099 | 0.70704 | 0.67985 | 0.67985 | 0.67985 | 0.67985 | 0.67985 | 0.67985 | 0.67985 | 0.67985 | 0.67985 | 0.67985 | 0.67985 | 0.67985 | 0.67985 | 0.67985 | 0.67985 | 0.67985
10% LAR | N-1 |  |  | Ratio Rating/Load | 1.3032 | 1.2464 | 1.1713 | 1.0973 | 1.0266 | 0.95782 | 0.89602 | 0.83881 | 0.78529 | 0.74099 | 0.70704 | 0.67985 | 0.67985 | 0.67985 | 0.67985 | 0.67985 | 0.67985 | 0.67985 | 0.67985 | 0.67985 | 0.67985 | 0.67985 | 0.67985 | 0.67985 | 0.67985 | 0.67985 | 0.67985
50% PoE | N |  |  | EatR, MWhrs | 0 | 0 | 0 | 0 | 0 | 0.025121 | 2.6954 | 17.4568 | 70.2622 | 185.4349 | 347.7901 | 547.2171 | 547.2171 | 547.2171 | 547.2171 | 547.2171 | 547.2171 | 547.2171 | 547.2171 | 547.2171 | 547.2171 | 547.2171 | 547.2171 | 547.2171 | 547.2171 | 547.2171 | 547.2171
50% PoE | N-1 |  |  | EatR, MWhrs | 0 | 0 | 0 | 0 | 0 | 0 | 0 | 0 | 0 | 0 | 0 | 0 | 0 | 0 | 0 | 0 | 0 | 0 | 0 | 0 | 0 | 0 | 0 | 0 | 0 | 0 | 0
10% LAR | N |  |  | EatR, MWhrs | 0 | 0 | 0 | 0 | 0 | 0.89296 | 8.6011 | 40.5261 | 136.4404 | 311.8875 | 540.8478 | 807.5819 | 807.5819 | 807.5819 | 807.5819 | 807.5819 | 807.5819 | 807.5819 | 807.5819 | 807.5819 | 807.5819 | 807.5819 | 807.5819 | 807.5819 | 807.5819 | 807.5819 | 807.5819
10% LAR | N-1 |  |  | EatR, MWhrs | 0 | 0 | 0 | 0 | 0 | 1.4797e-05 | 0.00014253 | 0.00067155 | 0.0022609 | 0.0051682 | 0.0089623 | 0.013382 | 0.013382 | 0.013382 | 0.013382 | 0.013382 | 0.013382 | 0.013382 | 0.013382 | 0.013382 | 0.013382 | 0.013382 | 0.013382 | 0.013382 | 0.013382 | 0.013382 | 0.013382
No of Tx | bar: 2024 to 2050
50% PoE | N | 1 |  | EEatR, MWhrs | 0 | 0 | 0 | 0 | 0 | 0.025121 | 2.6954 | 17.4568 | 70.2622 | 185.4349 | 347.7901 | 547.2171 | 547.2171 | 547.2171 | 547.2171 | 547.2171 | 547.2171 | 547.2171 | 547.2171 | 547.2171 | 547.2171 | 547.2171 | 547.2171 | 547.2171 | 547.2171 | 547.2171 | 547.2171
50% PoE | N-1 | 3.744% |  | EEatR, MWhrs | 0 | 0 | 0 | 0 | 0 | 0 | 0 | 0 | 0 | 0 | 0 | 0 | 0 | 0 | 0 | 0 | 0 | 0 | 0 | 0 | 0 | 0 | 0 | 0 | 0 | 0 | 0
10% LAR | N | 1 |  | EEatR, MWhrs | 0 | 0 | 0 | 0 | 0 | 0.89296 | 8.6011 | 40.5261 | 136.4404 | 311.8875 | 540.8478 | 807.5819 | 807.5819 | 807.5819 | 807.5819 | 807.5819 | 807.5819 | 807.5819 | 807.5819 | 807.5819 | 807.5819 | 807.5819 | 807.5819 | 807.5819 | 807.5819 | 807.5819 | 807.5819
10% LAR | N-1 | 3.744% |  | EEatR, MWhrs | 0 | 0 | 0 | 0 | 0 | 5.5405e-07 | 5.3366e-06 | 2.5145e-05 | 8.4656e-05 | 0.00019351 | 0.00033557 | 0.00050107 | 0.00050107 | 0.00050107 | 0.00050107 | 0.00050107 | 0.00050107 | 0.00050107 | 0.00050107 | 0.00050107 | 0.00050107 | 0.00050107 | 0.00050107 | 0.00050107 | 0.00050107 | 0.00050107 | 0.00050107
ENERGY AT RISK: CP
[5 empty] | 2024 | 2025 | 2026 | 2027 | 2028 | 2029 | 2030 | 2031 | 2032 | 2033 | 2034 | 2035 | 2036 | 2037 | 2038 | 2039 | 2040 | 2041 | 2042 | 2043 | 2044 | 2045 | 2046 | 2047 | 2048 | 2049 | 2050
Summary
50% PoE | N |  |  | Total EatR, MWhrs | 0 | 0 | 0 | 0 | 0 | 0.0062803 | 0 | 0 | 0 | 0 | 0 | 0 | 0 | 0 | 0 | 0 | 0 | 0 | 0 | 0 | 0 | 0 | 0 | 0 | 0 | 0 | 0
50% PoE | N-1 |  |  | Total EatR, MWhrs | 0 | 0 | 0 | 0 | 0 | 0 | 0 | 0 | 0 | 0 | 0 | 0 | 0 | 0 | 0 | 0 | 0 | 0 | 0 | 0 | 0 | 0 | 0 | 0 | 0 | 0 | 0
10% LAR | N |  |  | Total EatR, MWhrs | 0 | 0 | 0 | 0 | 0 | 0.22324 | 0 | 0 | 0 | 0 | 0 | 0 | 0 | 0 | 0 | 0 | 0 | 0 | 0 | 0 | 0 | 0 | 0 | 0 | 0 | 0 | 0
10% LAR | N-1 |  |  | Total EatR, MWhrs | 0 | 0 | 0 | 0 | 0 | 3.6993e-06 | 0 | 0 | 0 | 0 | 0 | 0 | 0 | 0 | 0 | 0 | 0 | 0 | 0 | 0 | 0 | 0 | 0 | 0 | 0 | 0 | 0
50% PoE | N |  |  | Total EEatR, MWhrs | 0 | 0 | 0 | 0 | 0 | 0.0062803 | 0 | 0 | 0 | 0 | 0 | 0 | 0 | 0 | 0 | 0 | 0 | 0 | 0 | 0 | 0 | 0 | 0 | 0 | 0 | 0 | 0
50% PoE | N-1 |  |  | Total EEatR, MWhrs | 0 | 0 | 0 | 0 | 0 | 0 | 0 | 0 | 0 | 0 | 0 | 0 | 0 | 0 | 0 | 0 | 0 | 0 | 0 | 0 | 0 | 0 | 0 | 0 | 0 | 0 | 0
10% LAR | N |  |  | Total EEatR, MWhrs | 0 | 0 | 0 | 0 | 0 | 0.22324 | 0 | 0 | 0 | 0 | 0 | 0 | 0 | 0 | 0 | 0 | 0 | 0 | 0 | 0 | 0 | 0 | 0 | 0 | 0 | 0 | 0
10% LAR | N-1 |  |  | Total EEatR, MWhrs | 0 | 0 | 0 | 0 | 0 | 1.3851e-07 | 0 | 0 | 0 | 0 | 0 | 0 | 0 | 0 | 0 | 0 | 0 | 0 | 0 | 0 | 0 | 0 | 0 | 0 | 0 | 0 | 0
3.744%
Transfers | ON
MLN021 | 50% PoE | 2.592% |  | MW | 3.23 | 3.35 | 3.48 | 3.56 | 3.62 | 3.71 | 3.79 | 3.86 | 3.94 | 4.06 | 4.17 | 4.28 | 4.28 | 4.28 | 4.28 | 4.28 | 4.28 | 4.28 | 4.28 | 4.28 | 4.28 | 4.28 | 4.28 | 4.28 | 4.28 | 4.28 | 4.28
Summer | load pf | 0.99998 |  | MVAr | 0.019748 | 0.020482 | 0.021276 | 0.021766 | 0.022132 | 0.022683 | 0.023172 | 0.0236 | 0.024089 | 0.024822 | 0.025495 | 0.026168 | 0.026168 | 0.026168 | 0.026168 | 0.026168 | 0.026168 | 0.026168 | 0.026168 | 0.026168 | 0.026168 | 0.026168 | 0.026168 | 0.026168 | 0.026168 | 0.026168 | 0.026168
|  |  |  | MVA | 3.2301 | 3.3501 | 3.4801 | 3.5601 | 3.6201 | 3.7101 | 3.7901 | 3.8601 | 3.9401 | 4.0601 | 4.1701 | 4.2801 | 4.2801 | 4.2801 | 4.2801 | 4.2801 | 4.2801 | 4.2801 | 4.2801 | 4.2801 | 4.2801 | 4.2801 | 4.2801 | 4.2801 | 4.2801 | 4.2801 | 4.2801
|  |  |  | MVA | 3.2301 | 3.3501 | 3.4801 | 3.5601 | 3.6201 | 3.7101 | 3.7901 | 3.8601 | 3.9401 | 4.0601 | 4.1701 | 4.2801 | 4.2801 | 4.2801 | 4.2801 | 4.2801 | 4.2801 | 4.2801 | 4.2801 | 4.2801 | 4.2801 | 4.2801 | 4.2801 | 4.2801 | 4.2801 | 4.2801 | 4.2801
50% PoE | N | CR |  | MVA | 5.05 | 5.05 | 5.05 | 5.05 | 5.05 | 5.05 | 8.3 | 8.3 | 8.3 | 8.3 | 8.3 | 8.3 | 8.3 | 8.3 | 8.3 | 8.3 | 8.3 | 8.3 | 8.3 | 8.3 | 8.3 | 8.3 | 8.3 | 8.3 | 8.3 | 8.3 | 8.3
50% PoE | N-1 | CR |  | MVA | 5.05 | 5.05 | 5.05 | 5.05 | 5.05 | 5.05 | 8.3 | 8.3 | 8.3 | 8.3 | 8.3 | 8.3 | 8.3 | 8.3 | 8.3 | 8.3 | 8.3 | 8.3 | 8.3 | 8.3 | 8.3 | 8.3 | 8.3 | 8.3 | 8.3 | 8.3 | 8.3
50% LAR | N |  |  | Ratio Rating/Load | 1.5634 | 1.5074 | 1.4511 | 1.4185 | 1.395 | 1.3612 | 2.1899 | 2.1502 | 2.1065 | 2.0443 | 1.9904 | 1.9392 | 1.9392 | 1.9392 | 1.9392 | 1.9392 | 1.9392 | 1.9392 | 1.9392 | 1.9392 | 1.9392 | 1.9392 | 1.9392 | 1.9392 | 1.9392 | 1.9392 | 1.9392
50% LAR | N-1 |  |  | Ratio Rating/Load | 1.5634 | 1.5074 | 1.4511 | 1.4185 | 1.395 | 1.3612 | 2.1899 | 2.1502 | 2.1065 | 2.0443 | 1.9904 | 1.9392 | 1.9392 | 1.9392 | 1.9392 | 1.9392 | 1.9392 | 1.9392 | 1.9392 | 1.9392 | 1.9392 | 1.9392 | 1.9392 | 1.9392 | 1.9392 | 1.9392 | 1.9392
Load tan Phi |  | 0.0061139 |  |  | 0.0061139 | 0.0061139 | 0.0061139 | 0.0061139 | 0.0061139 | 0.0061139 | 0.0061139 | 0.0061139 | 0.0061139 | 0.0061139 | 0.0061139 | 0.0061139 | 0.0061139 | 0.0061139 | 0.0061139 | 0.0061139 | 0.0061139 | 0.0061139 | 0.0061139 | 0.0061139 | 0.0061139 | 0.0061139 | 0.0061139 | 0.0061139 | 0.0061139 | 0.0061139 | 0.0061139
Cap |  | 0 |  | MVAr | 0 | 0 | 0 | 0 | 0 | 0 | 0 | 0 | 0 | 0 | 0 | 0 | 0 | 0 | 0 | 0 | 0 | 0 | 0 | 0 | 0 | 0 | 0 | 0 | 0 | 0 | 0
10% PoE | 10%/50% | 1.0929 |  | MVA | 3.5301 | 3.6612 | 3.8033 | 3.8907 | 3.9563 | 4.0546 | 4.1421 | 4.2186 | 4.306 | 4.4372 | 4.5574 | 4.6776 | 4.6776 | 4.6776 | 4.6776 | 4.6776 | 4.6776 | 4.6776 | 4.6776 | 4.6776 | 4.6776 | 4.6776 | 4.6776 | 4.6776 | 4.6776 | 4.6776 | 4.6776
10% PoE | N | CR |  | MVA | 5.05 | 5.05 | 5.05 | 5.05 | 5.05 | 5.05 | 8.3 | 8.3 | 8.3 | 8.3 | 8.3 | 8.3 | 8.3 | 8.3 | 8.3 | 8.3 | 8.3 | 8.3 | 8.3 | 8.3 | 8.3 | 8.3 | 8.3 | 8.3 | 8.3 | 8.3 | 8.3
10% PoE | N-1 | CR |  | MVA | 5.05 | 5.05 | 5.05 | 5.05 | 5.05 | 5.05 | 8.3 | 8.3 | 8.3 | 8.3 | 8.3 | 8.3 | 8.3 | 8.3 | 8.3 | 8.3 | 8.3 | 8.3 | 8.3 | 8.3 | 8.3 | 8.3 | 8.3 | 8.3 | 8.3 | 8.3 | 8.3
10% LAR | N |  |  | Ratio Rating/Load | 1.4306 | 1.3793 | 1.3278 | 1.298 | 1.2765 | 1.2455 | 2.0038 | 1.9675 | 1.9275 | 1.8706 | 1.8212 | 1.7744 | 1.7744 | 1.7744 | 1.7744 | 1.7744 | 1.7744 | 1.7744 | 1.7744 | 1.7744 | 1.7744 | 1.7744 | 1.7744 | 1.7744 | 1.7744 | 1.7744 | 1.7744
10% LAR | N-1 |  |  | Ratio Rating/Load | 1.4306 | 1.3793 | 1.3278 | 1.298 | 1.2765 | 1.2455 | 2.0038 | 1.9675 | 1.9275 | 1.8706 | 1.8212 | 1.7744 | 1.7744 | 1.7744 | 1.7744 | 1.7744 | 1.7744 | 1.7744 | 1.7744 | 1.7744 | 1.7744 | 1.7744 | 1.7744 | 1.7744 | 1.7744 | 1.7744 | 1.7744
50% PoE | N |  |  | EatR, MWhrs | 0 | 0 | 0 | 0 | 0 | 0 | 0 | 0 | 0 | 0 | 0 | 0 | 0 | 0 | 0 | 0 | 0 | 0 | 0 | 0 | 0 | 0 | 0 | 0 | 0 | 0 | 0
50% PoE | N-1 |  |  | EatR, MWhrs | 0 | 0 | 0 | 0 | 0 | 0 | 0 | 0 | 0 | 0 | 0 | 0 | 0 | 0 | 0 | 0 | 0 | 0 | 0 | 0 | 0 | 0 | 0 | 0 | 0 | 0 | 0
10% LAR | N |  |  | EatR, MWhrs | 0 | 0 | 0 | 0 | 0 | 0 | 0 | 0 | 0 | 0 | 0 | 0 | 0 | 0 | 0 | 0 | 0 | 0 | 0 | 0 | 0 | 0 | 0 | 0 | 0 | 0 | 0
10% LAR | N-1 |  |  | EatR, MWhrs | 0 | 0 | 0 | 0 | 0 | 0 | 0 | 0 | 0 | 0 | 0 | 0 | 0 | 0 | 0 | 0 | 0 | 0 | 0 | 0 | 0 | 0 | 0 | 0 | 0 | 0 | 0
No of Tx | bar: 2024 to 2050
50% PoE | N | 1 |  | EEatR, MWhrs | 0 | 0 | 0 | 0 | 0 | 0 | 0 | 0 | 0 | 0 | 0 | 0 | 0 | 0 | 0 | 0 | 0 | 0 | 0 | 0 | 0 | 0 | 0 | 0 | 0 | 0 | 0
50% PoE | N-1 |  |  | EEatR, MWhrs | 0 | 0 | 0 | 0 | 0 | 0 | 0 | 0 | 0 | 0 | 0 | 0 | 0 | 0 | 0 | 0 | 0 | 0 | 0 | 0 | 0 | 0 | 0 | 0 | 0 | 0 | 0
10% LAR | N | 1 |  | EEatR, MWhrs | 0 | 0 | 0 | 0 | 0 | 0 | 0 | 0 | 0 | 0 | 0 | 0 | 0 | 0 | 0 | 0 | 0 | 0 | 0 | 0 | 0 | 0 | 0 | 0 | 0 | 0 | 0
10% LAR | N-1 | 3.744% |  | EEatR, MWhrs | 0 | 0 | 0 | 0 | 0 | 0 | 0 | 0 | 0 | 0 | 0 | 0 | 0 | 0 | 0 | 0 | 0 | 0 | 0 | 0 | 0 | 0 | 0 | 0 | 0 | 0 | 0
MLN021 | 50% PoE | 6.094% |  | MW | 3.73 | 3.9 | 4.15 | 4.43 | 4.735 | 5.075 | 5.425 | 5.795 | 6.19 | 6.56 | 6.875 | 7.15 | 7.15 | 7.15 | 7.15 | 7.15 | 7.15 | 7.15 | 7.15 | 7.15 | 7.15 | 7.15 | 7.15 | 7.15 | 7.15 | 7.15 | 7.15
Winter | load pf | 0.99998 |  | MVAr | 0.021473 | 0.022452 | 0.023891 | 0.025503 | 0.027259 | 0.029216 | 0.031231 | 0.033361 | 0.035635 | 0.037765 | 0.039579 | 0.041162 | 0.041162 | 0.041162 | 0.041162 | 0.041162 | 0.041162 | 0.041162 | 0.041162 | 0.041162 | 0.041162 | 0.041162 | 0.041162 | 0.041162 | 0.041162 | 0.041162 | 0.041162
|  |  |  | MVA | 3.7301 | 3.9001 | 4.1501 | 4.4301 | 4.7351 | 5.0751 | 5.4251 | 5.7951 | 6.1901 | 6.5601 | 6.8751 | 7.1501 | 7.1501 | 7.1501 | 7.1501 | 7.1501 | 7.1501 | 7.1501 | 7.1501 | 7.1501 | 7.1501 | 7.1501 | 7.1501 | 7.1501 | 7.1501 | 7.1501 | 7.1501
|  |  |  | MVA | 3.7301 | 3.9001 | 4.1501 | 4.4301 | 4.7351 | 5.0751 | 5.4251 | 5.7951 | 6.1901 | 6.5601 | 6.8751 | 7.1501 | 7.1501 | 7.1501 | 7.1501 | 7.1501 | 7.1501 | 7.1501 | 7.1501 | 7.1501 | 7.1501 | 7.1501 | 7.1501 | 7.1501 | 7.1501 | 7.1501 | 7.1501
50% PoE | N | CR |  | MVA | 5.05 | 5.05 | 5.05 | 5.05 | 5.05 | 5.05 | 8.3 | 8.3 | 8.3 | 8.3 | 8.3 | 8.3 | 8.3 | 8.3 | 8.3 | 8.3 | 8.3 | 8.3 | 8.3 | 8.3 | 8.3 | 8.3 | 8.3 | 8.3 | 8.3 | 8.3 | 8.3
50% PoE | N-1 | CR |  | MVA | 5.05 | 5.05 | 5.05 | 5.05 | 5.05 | 5.05 | 8.3 | 8.3 | 8.3 | 8.3 | 8.3 | 8.3 | 8.3 | 8.3 | 8.3 | 8.3 | 8.3 | 8.3 | 8.3 | 8.3 | 8.3 | 8.3 | 8.3 | 8.3 | 8.3 | 8.3 | 8.3
50% LAR | N |  |  | Ratio Rating/Load | 1.3539 | 1.2949 | 1.2168 | 1.1399 | 1.0665 | 0.99505 | 1.5299 | 1.4322 | 1.3409 | 1.2652 | 1.2072 | 1.1608 | 1.1608 | 1.1608 | 1.1608 | 1.1608 | 1.1608 | 1.1608 | 1.1608 | 1.1608 | 1.1608 | 1.1608 | 1.1608 | 1.1608 | 1.1608 | 1.1608 | 1.1608
50% LAR | N-1 |  |  | Ratio Rating/Load | 1.3539 | 1.2949 | 1.2168 | 1.1399 | 1.0665 | 0.99505 | 1.5299 | 1.4322 | 1.3409 | 1.2652 | 1.2072 | 1.1608 | 1.1608 | 1.1608 | 1.1608 | 1.1608 | 1.1608 | 1.1608 | 1.1608 | 1.1608 | 1.1608 | 1.1608 | 1.1608 | 1.1608 | 1.1608 | 1.1608 | 1.1608
Load tan Phi |  | 0.0057569 |  | MVA | 0.0057569 | 0.0057569 | 0.0057569 | 0.0057569 | 0.0057569 | 0.0057569 | 0.0057569 | 0.0057569 | 0.0057569 | 0.0057569 | 0.0057569 | 0.0057569 | 0.0057569 | 0.0057569 | 0.0057569 | 0.0057569 | 0.0057569 | 0.0057569 | 0.0057569 | 0.0057569 | 0.0057569 | 0.0057569 | 0.0057569 | 0.0057569 | 0.0057569 | 0.0057569 | 0.0057569
Cap |  | 0 |  | MVAr | 0 | 0 | 0 | 0 | 0 | 0 | 0 | 0 | 0 | 0 | 0 | 0 | 0 | 0 | 0 | 0 | 0 | 0 | 0 | 0 | 0 | 0 | 0 | 0 | 0 | 0 | 0
10% PoE | 10%/50% | 1.0389 |  | MVA | 3.8751 | 4.0517 | 4.3114 | 4.6023 | 4.9191 | 5.2724 | 5.636 | 6.0204 | 6.4307 | 6.8151 | 7.1424 | 7.4281 | 7.4281 | 7.4281 | 7.4281 | 7.4281 | 7.4281 | 7.4281 | 7.4281 | 7.4281 | 7.4281 | 7.4281 | 7.4281 | 7.4281 | 7.4281 | 7.4281 | 7.4281
10% PoE | N | CR |  | MVA | 5.05 | 5.05 | 5.05 | 5.05 | 5.05 | 5.05 | 8.3 | 8.3 | 8.3 | 8.3 | 8.3 | 8.3 | 8.3 | 8.3 | 8.3 | 8.3 | 8.3 | 8.3 | 8.3 | 8.3 | 8.3 | 8.3 | 8.3 | 8.3 | 8.3 | 8.3 | 8.3
10% PoE | N-1 | CR |  | MVA | 5.05 | 5.05 | 5.05 | 5.05 | 5.05 | 5.05 | 8.3 | 8.3 | 8.3 | 8.3 | 8.3 | 8.3 | 8.3 | 8.3 | 8.3 | 8.3 | 8.3 | 8.3 | 8.3 | 8.3 | 8.3 | 8.3 | 8.3 | 8.3 | 8.3 | 8.3 | 8.3
10% LAR | N |  |  | Ratio Rating/Load | 1.3032 | 1.2464 | 1.1713 | 1.0973 | 1.0266 | 0.95782 | 1.4727 | 1.3786 | 1.2907 | 1.2179 | 1.1621 | 1.1174 | 1.1174 | 1.1174 | 1.1174 | 1.1174 | 1.1174 | 1.1174 | 1.1174 | 1.1174 | 1.1174 | 1.1174 | 1.1174 | 1.1174 | 1.1174 | 1.1174 | 1.1174
10% LAR | N-1 |  |  | Ratio Rating/Load | 1.3032 | 1.2464 | 1.1713 | 1.0973 | 1.0266 | 0.95782 | 1.4727 | 1.3786 | 1.2907 | 1.2179 | 1.1621 | 1.1174 | 1.1174 | 1.1174 | 1.1174 | 1.1174 | 1.1174 | 1.1174 | 1.1174 | 1.1174 | 1.1174 | 1.1174 | 1.1174 | 1.1174 | 1.1174 | 1.1174 | 1.1174
50% PoE | N |  |  | EatR, MWhrs | 0 | 0 | 0 | 0 | 0 | 0.025121 | 0 | 0 | 0 | 0 | 0 | 0 | 0 | 0 | 0 | 0 | 0 | 0 | 0 | 0 | 0 | 0 | 0 | 0 | 0 | 0 | 0
50% PoE | N-1 |  |  | EatR, MWhrs | 0 | 0 | 0 | 0 | 0 | 0 | 0 | 0 | 0 | 0 | 0 | 0 | 0 | 0 | 0 | 0 | 0 | 0 | 0 | 0 | 0 | 0 | 0 | 0 | 0 | 0 | 0
10% LAR | N |  |  | EatR, MWhrs | 0 | 0 | 0 | 0 | 0 | 0.89296 | 0 | 0 | 0 | 0 | 0 | 0 | 0 | 0 | 0 | 0 | 0 | 0 | 0 | 0 | 0 | 0 | 0 | 0 | 0 | 0 | 0
10% LAR | N-1 |  |  | EatR, MWhrs | 0 | 0 | 0 | 0 | 0 | 1.4797e-05 | 0 | 0 | 0 | 0 | 0 | 0 | 0 | 0 | 0 | 0 | 0 | 0 | 0 | 0 | 0 | 0 | 0 | 0 | 0 | 0 | 0
No of Tx | bar: 2024 to 2050
50% PoE | N | 1 |  | EEatR, MWhrs | 0 | 0 | 0 | 0 | 0 | 0.025121 | 0 | 0 | 0 | 0 | 0 | 0 | 0 | 0 | 0 | 0 | 0 | 0 | 0 | 0 | 0 | 0 | 0 | 0 | 0 | 0 | 0
50% PoE | N-1 | 3.744% |  | EEatR, MWhrs | 0 | 0 | 0 | 0 | 0 | 0 | 0 | 0 | 0 | 0 | 0 | 0 | 0 | 0 | 0 | 0 | 0 | 0 | 0 | 0 | 0 | 0 | 0 | 0 | 0 | 0 | 0
10% LAR | N | 1 |  | EEatR, MWhrs | 0 | 0 | 0 | 0 | 0 | 0.89296 | 0 | 0 | 0 | 0 | 0 | 0 | 0 | 0 | 0 | 0 | 0 | 0 | 0 | 0 | 0 | 0 | 0 | 0 | 0 | 0 | 0
10% LAR | N-1 | 3.744% |  | EEatR, MWhrs | 0 | 0 | 0 | 0 | 0 | 5.5405e-07 | 0 | 0 | 0 | 0 | 0 | 0 | 0 | 0 | 0 | 0 | 0 | 0 | 0 | 0 | 0 | 0 | 0 | 0 | 0 | 0 | 0
LDC
Summer (Oct to Mar) |  | Winter (Apr to Sep)
MW pu | MVA pu | MW pu | MVA pu
1 |  | 1
0.99409 |  | 0.99089
0.98428 |  | 0.98407
0.98118 |  | 0.97905
0.96605 |  | 0.9762
0.96254 |  | 0.97198
0.95573 |  | 0.96687
0.95326 |  | 0.96286
0.95004 |  | 0.95677
0.94493 |  | 0.955
0.94128 |  | 0.94934
0.93369 |  | 0.94454
0.92623 |  | 0.94138
0.92317 |  | 0.93925
0.91486 |  | 0.9369
0.91171 |  | 0.93498
0.90129 |  | 0.93138
0.89988 |  | 0.92908
0.89786 |  | 0.9275
0.89474 |  | 0.92627
0.89237 |  | 0.92464
0.89056 |  | 0.92399
0.88762 |  | 0.92366
0.88351 |  | 0.92287
0.87814 |  | 0.9213
0.87695 |  | 0.92004
0.8758 |  | 0.91585
0.8728 |  | 0.91417
0.87121 |  | 0.91355
0.86662 |  | 0.91307
0.86307 |  | 0.91172
0.86029 |  | 0.9114
0.85843 |  | 0.90957
0.85703 |  | 0.90769
0.8533 |  | 0.90657
0.85124 |  | 0.90521
0.84977 |  | 0.90441
0.84815 |  | 0.90317
0.84624 |  | 0.90233
0.84384 |  | 0.90098
0.84285 |  | 0.89922
0.84082 |  | 0.8983
0.83952 |  | 0.89698
0.83614 |  | 0.89528
0.83493 |  | 0.89451
0.83181 |  | 0.89369
0.8308 |  | 0.89277
0.82848 |  | 0.89247
0.82789 |  | 0.89138
0.82568 |  | 0.8908
0.82439 |  | 0.89011
0.82306 |  | 0.88945
0.82086 |  | 0.889
0.81982 |  | 0.8882
0.81802 |  | 0.88723
0.81656 |  | 0.88646
0.81265 |  | 0.88582
0.81192 |  | 0.88468
0.81045 |  | 0.88375
0.80887 |  | 0.88286
0.80727 |  | 0.88257
0.80532 |  | 0.8822
0.80352 |  | 0.88172
0.80172 |  | 0.88056
0.79983 |  | 0.88013
0.7969 |  | 0.87967
0.79579 |  | 0.87909
0.79446 |  | 0.87891
0.79312 |  | 0.87825
0.79257 |  | 0.87756
0.79205 |  | 0.87722
0.79048 |  | 0.87668
0.79018 |  | 0.8761
0.78877 |  | 0.87565
0.78741 |  | 0.87549
0.78517 |  | 0.87501
0.78409 |  | 0.87431
0.78371 |  | 0.87362
0.78249 |  | 0.87346
0.78154 |  | 0.87289
0.78084 |  | 0.87229
0.77966 |  | 0.87198
0.77883 |  | 0.87115
0.77769 |  | 0.87083
0.77634 |  | 0.87018
0.77566 |  | 0.86954
0.77476 |  | 0.86913
0.77406 |  | 0.86839
0.77223 |  | 0.86771
0.77168 |  | 0.8669
0.77104 |  | 0.86636
0.77053 |  | 0.86592
0.77004 |  | 0.86564
0.76936 |  | 0.86497
0.76867 |  | 0.8647
0.76733 |  | 0.86411
0.76576 |  | 0.86277
0.76498 |  | 0.86197
0.76409 |  | 0.8617
0.76307 |  | 0.86058
0.76267 |  | 0.86025
0.76249 |  | 0.85976
0.76136 |  | 0.85936
0.76112 |  | 0.85854
0.76066 |  | 0.85824
0.75968 |  | 0.85805
0.75865 |  | 0.85749
0.75821 |  | 0.85621
0.75767 |  | 0.85555
0.75724 |  | 0.85516
0.75683 |  | 0.85467
0.75649 |  | 0.85434
0.75609 |  | 0.85374
0.75491 |  | 0.85343
0.75364 |  | 0.8531
0.75319 |  | 0.85264
0.75261 |  | 0.8524
0.75209 |  | 0.85188
0.75118 |  | 0.85153
0.75091 |  | 0.85127
0.75029 |  | 0.85099
0.74992 |  | 0.85018
0.74835 |  | 0.84992
0.74776 |  | 0.84949
0.74741 |  | 0.84912
0.74618 |  | 0.84867
0.7449 |  | 0.84851
0.74424 |  | 0.84831
0.74352 |  | 0.84802
0.74328 |  | 0.8478
0.74264 |  | 0.84744
0.74169 |  | 0.84711
0.74079 |  | 0.84667
0.73992 |  | 0.84627
0.73926 |  | 0.8459
0.73892 |  | 0.8456
0.73804 |  | 0.84534
0.73776 |  | 0.84497
0.73714 |  | 0.84459
0.73686 |  | 0.84418
0.73636 |  | 0.84378
0.73531 |  | 0.84355
0.73482 |  | 0.84322
0.73413 |  | 0.84296
0.73336 |  | 0.84269
0.7323 |  | 0.84215
0.7317 |  | 0.84196
0.73131 |  | 0.84165
0.73102 |  | 0.84158
0.73052 |  | 0.84148
0.73008 |  | 0.84114
0.7291 |  | 0.84083
0.72826 |  | 0.84056
0.7276 |  | 0.84027
0.72695 |  | 0.83979
0.72603 |  | 0.83961
0.72538 |  | 0.83931
0.72451 |  | 0.83901
0.72377 |  | 0.83876
0.72343 |  | 0.83864
0.72319 |  | 0.83848
0.72261 |  | 0.83828
0.72183 |  | 0.83804
0.72138 |  | 0.83778
0.72079 |  | 0.83752
0.72031 |  | 0.83699
0.71958 |  | 0.83653
0.71916 |  | 0.836
0.71872 |  | 0.83542
0.71848 |  | 0.83526
0.71803 |  | 0.83505
0.71742 |  | 0.83495
0.71694 |  | 0.83464
0.71652 |  | 0.83439
0.71611 |  | 0.83424
0.7157 |  | 0.83374
0.71523 |  | 0.83328
0.71485 |  | 0.83309
0.71449 |  | 0.83265
0.71417 |  | 0.8324
0.71369 |  | 0.83196
0.713 |  | 0.83173
0.71247 |  | 0.83131
0.7117 |  | 0.83112
0.71129 |  | 0.83097
0.71098 |  | 0.83059
0.71035 |  | 0.83031
0.70982 |  | 0.83002
0.70917 |  | 0.8296
0.7085 |  | 0.82936
0.70835 |  | 0.82887
0.70797 |  | 0.82873
0.70721 |  | 0.82842
0.70684 |  | 0.82829
0.70628 |  | 0.82813
0.70579 |  | 0.82796
0.7051 |  | 0.82781
0.70483 |  | 0.82762
0.70456 |  | 0.82744
0.70414 |  | 0.8272
0.70333 |  | 0.82708
0.70308 |  | 0.82688
0.70233 |  | 0.82671
0.70206 |  | 0.82642
0.70161 |  | 0.82627
0.70137 |  | 0.82613
0.70082 |  | 0.82588
0.7004 |  | 0.82559
0.69949 |  | 0.82545
0.6991 |  | 0.82514
0.69878 |  | 0.82487
0.69819 |  | 0.82464
0.69731 |  | 0.8244
0.69689 |  | 0.82392
0.69654 |  | 0.82374
0.69617 |  | 0.82356
0.69578 |  | 0.82336
0.6952 |  | 0.82302
0.6949 |  | 0.82294
0.69449 |  | 0.82266
0.6938 |  | 0.82251
0.69338 |  | 0.82214
0.6928 |  | 0.82195
0.69179 |  | 0.82165
0.69147 |  | 0.82149
0.6912 |  | 0.82133
0.69074 |  | 0.82069
0.69037 |  | 0.82045
0.69005 |  | 0.82032
0.68967 |  | 0.8201
0.689 |  | 0.81997
0.68867 |  | 0.81965
0.68837 |  | 0.81954
0.68793 |  | 0.81925
0.68769 |  | 0.81904
0.68746 |  | 0.81891
0.687 |  | 0.81873
0.6867 |  | 0.81837
0.68624 |  | 0.8181
0.68565 |  | 0.81792
0.68516 |  | 0.81761
0.68475 |  | 0.81742
0.68447 |  | 0.81719
0.68385 |  | 0.81696
0.68336 |  | 0.81646
0.68289 |  | 0.81632
0.68259 |  | 0.81607
0.68246 |  | 0.81583
0.6818 |  | 0.81561
0.68153 |  | 0.81546
0.68117 |  | 0.81525
0.68099 |  | 0.81494
0.68065 |  | 0.81475
0.68038 |  | 0.81449
0.68024 |  | 0.81421
0.67989 |  | 0.81402
0.6795 |  | 0.81378
0.67896 |  | 0.81359
0.67857 |  | 0.81335
0.67826 |  | 0.81324
0.6779 |  | 0.81304
0.67759 |  | 0.81292
0.67728 |  | 0.81254
0.67686 |  | 0.81229
0.67649 |  | 0.81216
0.67629 |  | 0.81194
0.67579 |  | 0.81157
0.6755 |  | 0.81137
0.67521 |  | 0.81093
0.67493 |  | 0.81047
0.67461 |  | 0.81027
0.67422 |  | 0.80994
0.67398 |  | 0.80961
0.67366 |  | 0.80944
0.67332 |  | 0.80931
0.67301 |  | 0.80907
0.6726 |  | 0.8089
0.67232 |  | 0.80879
0.67187 |  | 0.80863
0.67152 |  | 0.80846
0.6706 |  | 0.80822
0.6701 |  | 0.80809
0.66975 |  | 0.80789
0.66936 |  | 0.80768
0.66909 |  | 0.80752
0.66885 |  | 0.80748
0.66849 |  | 0.80738
0.66838 |  | 0.80704
0.66825 |  | 0.80679
0.66808 |  | 0.80663
0.66786 |  | 0.80655
0.66754 |  | 0.8064
0.66714 |  | 0.8063
0.6667 |  | 0.80601
0.66618 |  | 0.80584
0.66587 |  | 0.80552
0.66559 |  | 0.80545
0.66532 |  | 0.80518
0.66511 |  | 0.80498
0.66484 |  | 0.80476
0.66479 |  | 0.80442
0.66448 |  | 0.80422
0.66416 |  | 0.80394
0.66375 |  | 0.80377
0.66341 |  | 0.80363
0.66328 |  | 0.80324
0.66306 |  | 0.80307
0.6628 |  | 0.80279
0.66252 |  | 0.8025
0.66217 |  | 0.80231
0.66158 |  | 0.8022
0.66122 |  | 0.80208
0.66089 |  | 0.80195
0.66054 |  | 0.80167
0.66028 |  | 0.80153
0.65992 |  | 0.80132
0.65944 |  | 0.80117
0.65912 |  | 0.8009
0.65894 |  | 0.80074
0.6587 |  | 0.80052
0.65795 |  | 0.80017
0.65756 |  | 0.80001
0.65709 |  | 0.7999
0.6567 |  | 0.79967
0.65645 |  | 0.79953
0.65608 |  | 0.79941
0.65585 |  | 0.79917
0.65539 |  | 0.79889
0.65525 |  | 0.79871
0.65484 |  | 0.79852
0.65462 |  | 0.79843
0.65438 |  | 0.79828
0.65415 |  | 0.79816
0.65384 |  | 0.79799
0.65363 |  | 0.79791
0.65331 |  | 0.79778
0.65324 |  | 0.79751
0.65288 |  | 0.79744
0.6527 |  | 0.79726
0.65228 |  | 0.7972
0.65198 |  | 0.79688
0.65175 |  | 0.79682
0.65146 |  | 0.79666
0.65128 |  | 0.7965
0.65083 |  | 0.79623
0.65049 |  | 0.79594
0.65019 |  | 0.79562
0.6498 |  | 0.79551
0.64974 |  | 0.79532
0.64946 |  | 0.79527
0.64934 |  | 0.79513
0.64903 |  | 0.79497
0.64872 |  | 0.79486
0.64855 |  | 0.79479
0.64838 |  | 0.79468
0.64805 |  | 0.79449
0.64768 |  | 0.79439
0.64736 |  | 0.79428
0.64692 |  | 0.7941
0.64657 |  | 0.79396
0.64642 |  | 0.79376
0.64628 |  | 0.79342
0.64601 |  | 0.79338
0.64564 |  | 0.79321
0.64548 |  | 0.79314
0.64529 |  | 0.79297
0.64511 |  | 0.7926
0.64484 |  | 0.79242
0.64461 |  | 0.79213
0.64413 |  | 0.79197
0.64397 |  | 0.79174
0.64365 |  | 0.79157
0.6435 |  | 0.79137
0.64317 |  | 0.79106
0.64289 |  | 0.79093
0.64266 |  | 0.79079
0.64243 |  | 0.79071
0.6423 |  | 0.79047
0.64188 |  | 0.7904
0.64162 |  | 0.79023
0.64126 |  | 0.79001
0.64113 |  | 0.78994
0.64103 |  | 0.78979
0.64076 |  | 0.78962
0.64053 |  | 0.78942
0.64039 |  | 0.78926
0.64014 |  | 0.7891
0.63993 |  | 0.78892
0.63964 |  | 0.78882
0.63949 |  | 0.78879
0.63906 |  | 0.78861
0.63869 |  | 0.78854
0.63851 |  | 0.78839
0.63833 |  | 0.78827
0.63801 |  | 0.78813
0.63794 |  | 0.78803
0.63747 |  | 0.78785
0.63728 |  | 0.78759
0.63699 |  | 0.78727
0.63672 |  | 0.78718
0.63648 |  | 0.78702
0.63638 |  | 0.78687
0.63617 |  | 0.78662
0.63607 |  | 0.78604
0.63596 |  | 0.78597
0.63575 |  | 0.7858
0.63535 |  | 0.78563
0.63527 |  | 0.78557
0.63497 |  | 0.78537
0.63487 |  | 0.78525
0.63447 |  | 0.7851
0.63417 |  | 0.78477
0.63403 |  | 0.78455
0.63385 |  | 0.78434
0.63355 |  | 0.78408
0.63342 |  | 0.78395
0.63326 |  | 0.78379
0.63285 |  | 0.78371
0.63249 |  | 0.78364
0.63229 |  | 0.78343
0.63197 |  | 0.78327
0.63179 |  | 0.7832
0.63148 |  | 0.78297
0.6312 |  | 0.78276
0.63102 |  | 0.78266
0.63076 |  | 0.78255
0.63057 |  | 0.78233
0.63036 |  | 0.78216
0.63017 |  | 0.78203
0.62973 |  | 0.78186
0.62937 |  | 0.78174
0.6291 |  | 0.78145
0.62897 |  | 0.78134
0.62869 |  | 0.78124
0.62832 |  | 0.78094
0.62822 |  | 0.78082
0.62785 |  | 0.78066
0.62757 |  | 0.78049
0.62717 |  | 0.78042
0.62682 |  | 0.7802
0.62657 |  | 0.78005
0.62639 |  | 0.77987
0.6263 |  | 0.77958
0.62617 |  | 0.7795
0.62593 |  | 0.77932
0.62572 |  | 0.77921
0.62543 |  | 0.77905
0.62531 |  | 0.77875
0.62503 |  | 0.77857
0.62488 |  | 0.77834
0.62436 |  | 0.77821
0.62406 |  | 0.77808
0.62391 |  | 0.77786
0.62318 |  | 0.77754
0.62297 |  | 0.77729
0.62266 |  | 0.77718
0.62237 |  | 0.77708
0.6222 |  | 0.77691
0.62208 |  | 0.77675
0.62182 |  | 0.77662
0.62166 |  | 0.77644
0.62147 |  | 0.77627
0.62137 |  | 0.77617
0.62112 |  | 0.77604
0.62092 |  | 0.77593
0.62056 |  | 0.77582
0.62024 |  | 0.77567
0.62015 |  | 0.77559
0.62012 |  | 0.77538
0.61988 |  | 0.77524
0.61974 |  | 0.77495
0.61953 |  | 0.77468
0.61919 |  | 0.77453
0.6191 |  | 0.7744
0.61892 |  | 0.77429
0.61883 |  | 0.77415
0.61862 |  | 0.77403
0.61844 |  | 0.77387
0.61816 |  | 0.77374
0.61804 |  | 0.77348
0.61789 |  | 0.77331
0.61749 |  | 0.77322
0.61732 |  | 0.77308
0.61709 |  | 0.77301
0.61682 |  | 0.77282
0.61667 |  | 0.7727
0.61621 |  | 0.77251
0.61591 |  | 0.77239
0.61566 |  | 0.77228
0.61555 |  | 0.77215
0.61519 |  | 0.77179
0.61492 |  | 0.77161
0.61482 |  | 0.77148
0.61459 |  | 0.77135
0.61447 |  | 0.77113
0.61437 |  | 0.77085
0.61408 |  | 0.77072
0.61395 |  | 0.77056
0.61364 |  | 0.77047
0.61351 |  | 0.77041
0.61341 |  | 0.77007
0.613 |  | 0.77001
0.61275 |  | 0.76992
0.61264 |  | 0.76975
0.61242 |  | 0.76956
0.61227 |  | 0.76924
0.61211 |  | 0.76912
0.61197 |  | 0.76899
0.61179 |  | 0.7688
0.61165 |  | 0.76868
0.61136 |  | 0.76849
0.61118 |  | 0.76841
0.61113 |  | 0.76835
0.61081 |  | 0.76818
0.6106 |  | 0.76804
0.61052 |  | 0.76774
0.61039 |  | 0.76763
0.61001 |  | 0.76748
0.60992 |  | 0.7673
0.60968 |  | 0.76717
0.60954 |  | 0.767
0.60939 |  | 0.76684
0.60928 |  | 0.76669
0.60902 |  | 0.76648
0.60876 |  | 0.76626
0.6086 |  | 0.76616
0.60837 |  | 0.76604
0.60811 |  | 0.76599
0.60788 |  | 0.76592
0.60752 |  | 0.7658
0.60737 |  | 0.76564
0.60709 |  | 0.76546
0.60698 |  | 0.76532
0.6067 |  | 0.76517
0.60647 |  | 0.76506
0.60632 |  | 0.76497
0.606 |  | 0.76478
0.60572 |  | 0.76471
0.60538 |  | 0.76458
0.60511 |  | 0.76442
0.60496 |  | 0.76439
0.6047 |  | 0.76432
0.60441 |  | 0.76421
0.60435 |  | 0.76393
0.60425 |  | 0.76389
0.60406 |  | 0.76365
0.60383 |  | 0.7634
0.60364 |  | 0.76328
0.6034 |  | 0.76321
0.60324 |  | 0.76291
0.60282 |  | 0.76271
0.60273 |  | 0.76251
0.60252 |  | 0.76243
0.60237 |  | 0.76232
0.60225 |  | 0.76214
0.60196 |  | 0.76196
0.60187 |  | 0.76181
0.60174 |  | 0.7615
0.60145 |  | 0.76137
0.60135 |  | 0.76131
0.60113 |  | 0.76127
0.60097 |  | 0.76107
0.60074 |  | 0.76098
0.60041 |  | 0.76075
0.60014 |  | 0.76068
0.60006 |  | 0.76042
0.59971 |  | 0.7603
0.5994 |  | 0.76023
0.59926 |  | 0.76009
0.59916 |  | 0.75993
0.59906 |  | 0.75983
0.59874 |  | 0.75969
0.59854 |  | 0.75957
0.59838 |  | 0.7594
0.59815 |  | 0.75935
0.59804 |  | 0.75916
0.59783 |  | 0.75909
0.59765 |  | 0.75898
0.5976 |  | 0.75887
0.5975 |  | 0.75876
0.59739 |  | 0.75869
0.59733 |  | 0.75856
0.59725 |  | 0.75848
0.59701 |  | 0.75842
0.59691 |  | 0.75835
0.59673 |  | 0.75816
0.59655 |  | 0.75803
0.5964 |  | 0.75795
0.59634 |  | 0.75789
0.59622 |  | 0.75774
0.59609 |  | 0.75759
0.59595 |  | 0.75749
0.59581 |  | 0.7574
0.59549 |  | 0.75724
0.59533 |  | 0.75716
0.59512 |  | 0.75709
0.59492 |  | 0.75701
0.5948 |  | 0.75697
0.59458 |  | 0.75689
0.59447 |  | 0.75685
0.59443 |  | 0.75663
0.59426 |  | 0.75649
0.59416 |  | 0.75633
0.59394 |  | 0.75618
0.59382 |  | 0.75604
0.59348 |  | 0.75599
0.59334 |  | 0.75566
0.59317 |  | 0.75562
0.59301 |  | 0.75534
0.5928 |  | 0.75525
0.59267 |  | 0.75519
0.59256 |  | 0.75509
0.59243 |  | 0.75495
0.59227 |  | 0.75482
0.59209 |  | 0.75473
0.592 |  | 0.75459
0.59182 |  | 0.75434
0.59161 |  | 0.75429
0.59141 |  | 0.75421
0.59131 |  | 0.75404
0.59121 |  | 0.75385
0.59099 |  | 0.75372
0.59079 |  | 0.75356
0.59046 |  | 0.75341
0.59036 |  | 0.75329
0.59026 |  | 0.75308
0.58986 |  | 0.75288
0.58967 |  | 0.75273
0.58959 |  | 0.75255
0.58946 |  | 0.75239
0.58922 |  | 0.75216
0.58906 |  | 0.75207
0.58896 |  | 0.75182
0.58871 |  | 0.75169
0.58857 |  | 0.75167
0.58827 |  | 0.75158
0.58821 |  | 0.75135
0.58817 |  | 0.75113
0.58804 |  | 0.75096
0.58774 |  | 0.75088
0.58765 |  | 0.75079
0.58741 |  | 0.75057
0.58713 |  | 0.75038
0.58697 |  | 0.75034
0.58667 |  | 0.75024
0.58634 |  | 0.75016
0.58612 |  | 0.74998
0.58602 |  | 0.74983
0.58587 |  | 0.74976
0.58574 |  | 0.74956
0.58568 |  | 0.74945
0.58556 |  | 0.74938
0.58544 |  | 0.74925
0.58525 |  | 0.74914
0.58485 |  | 0.74891
0.58479 |  | 0.7487
0.58475 |  | 0.74865
0.58446 |  | 0.74855
0.58438 |  | 0.74843
0.58414 |  | 0.74838
0.58396 |  | 0.74828
0.58371 |  | 0.74817
0.58349 |  | 0.74807
0.58338 |  | 0.74798
0.58329 |  | 0.74789
0.58317 |  | 0.74772
0.583 |  | 0.74765
0.5828 |  | 0.74753
0.58269 |  | 0.74742
0.58264 |  | 0.74729
0.58242 |  | 0.74718
0.58229 |  | 0.74709
0.58199 |  | 0.74693
0.58176 |  | 0.74668
0.58166 |  | 0.74648
0.5815 |  | 0.74632
0.5812 |  | 0.74616
0.58096 |  | 0.74607
0.58071 |  | 0.74589
0.58057 |  | 0.74567
0.58027 |  | 0.74565
0.58021 |  | 0.7455
0.57998 |  | 0.74541
0.57981 |  | 0.74522
0.57966 |  | 0.74511
0.57944 |  | 0.74492
0.5793 |  | 0.74474
0.57914 |  | 0.74452
0.57903 |  | 0.74435
0.57894 |  | 0.7443
0.57883 |  | 0.74424
0.5787 |  | 0.74405
0.57859 |  | 0.744
0.57847 |  | 0.74388
0.57827 |  | 0.7438
0.57809 |  | 0.74374
0.57793 |  | 0.74349
0.57787 |  | 0.74342
0.57784 |  | 0.74339
0.57768 |  | 0.74323
0.57752 |  | 0.74318
0.57741 |  | 0.74304
0.57723 |  | 0.74296
0.57719 |  | 0.74292
0.57707 |  | 0.74275
0.577 |  | 0.74261
0.57695 |  | 0.74256
0.57685 |  | 0.74247
0.57678 |  | 0.7424
0.57669 |  | 0.7422
0.57656 |  | 0.74215
0.57646 |  | 0.74196
0.57627 |  | 0.7418
0.57619 |  | 0.74172
0.57604 |  | 0.74155
0.57592 |  | 0.74152
0.57578 |  | 0.74144
0.57559 |  | 0.74122
0.57547 |  | 0.74095
0.57536 |  | 0.74088
0.57518 |  | 0.74072
0.57508 |  | 0.74059
0.57497 |  | 0.74034
0.5748 |  | 0.7402
0.57469 |  | 0.74016
0.57447 |  | 0.74005
0.5743 |  | 0.73996
0.57415 |  | 0.73981
0.57393 |  | 0.73975
0.57375 |  | 0.73963
0.57362 |  | 0.73942
0.57348 |  | 0.73933
0.57337 |  | 0.73928
0.57326 |  | 0.7391
0.57311 |  | 0.73896
0.57284 |  | 0.73884
0.57263 |  | 0.7387
0.57239 |  | 0.73854
0.57229 |  | 0.73849
0.57216 |  | 0.73844
0.57198 |  | 0.73828
0.57173 |  | 0.73814
0.57162 |  | 0.73799
0.57156 |  | 0.73791
0.57132 |  | 0.73785
0.57118 |  | 0.73783
0.57106 |  | 0.73774
0.57101 |  | 0.73761
0.5709 |  | 0.73747
0.57073 |  | 0.73737
0.57064 |  | 0.73732
0.57052 |  | 0.73727
0.57037 |  | 0.73716
0.57029 |  | 0.73705
0.57022 |  | 0.737
0.57017 |  | 0.73688
0.5701 |  | 0.73678
0.56993 |  | 0.73664
0.56975 |  | 0.73656
0.56974 |  | 0.73641
0.56952 |  | 0.73631
0.56935 |  | 0.7362
0.56914 |  | 0.73609
0.56898 |  | 0.73592
0.56877 |  | 0.73579
0.56867 |  | 0.7357
0.56854 |  | 0.73563
0.56838 |  | 0.73558
0.56828 |  | 0.73541
0.56816 |  | 0.73536
0.56799 |  | 0.73525
0.56784 |  | 0.73519
0.56765 |  | 0.73499
0.56751 |  | 0.73491
0.56743 |  | 0.73478
0.56735 |  | 0.73469
0.56724 |  | 0.73466
0.5671 |  | 0.73452
0.56699 |  | 0.73443
0.56683 |  | 0.73437
0.56659 |  | 0.73425
0.56645 |  | 0.73416
0.56621 |  | 0.73398
0.56608 |  | 0.73386
0.56588 |  | 0.73371
0.56572 |  | 0.73366
0.56562 |  | 0.73357
0.56557 |  | 0.73356
0.56548 |  | 0.73344
0.56534 |  | 0.73325
0.56523 |  | 0.73313
0.56511 |  | 0.73304
0.56499 |  | 0.73301
0.56485 |  | 0.73286
0.56475 |  | 0.73279
0.56459 |  | 0.73272
0.5645 |  | 0.73262
0.56445 |  | 0.73258
0.56422 |  | 0.73248
0.56401 |  | 0.73237
0.56381 |  | 0.73222
0.5637 |  | 0.73208
0.56359 |  | 0.73196
0.5634 |  | 0.73188
0.56324 |  | 0.73181
0.56308 |  | 0.73175
0.56297 |  | 0.73157
0.56289 |  | 0.73149
0.56274 |  | 0.73129
0.56243 |  | 0.73119
0.56236 |  | 0.73108
0.5623 |  | 0.73086
0.56206 |  | 0.7307
0.56202 |  | 0.73066
0.56181 |  | 0.73057
0.56158 |  | 0.73047
0.56136 |  | 0.73036
0.56135 |  | 0.73021
0.56121 |  | 0.73008
0.56103 |  | 0.72998
0.56094 |  | 0.7299
0.56076 |  | 0.72972
0.56072 |  | 0.72962
0.5606 |  | 0.72957
0.56049 |  | 0.72947
0.56038 |  | 0.72942
0.56028 |  | 0.72938
0.56018 |  | 0.7293
0.55994 |  | 0.72916
0.55988 |  | 0.7291
0.5597 |  | 0.72904
0.55963 |  | 0.72903
0.55939 |  | 0.72895
0.55927 |  | 0.72892
0.55918 |  | 0.72883
0.55894 |  | 0.72863
0.5588 |  | 0.72855
0.55865 |  | 0.72845
0.55858 |  | 0.72826
0.5585 |  | 0.72812
0.55845 |  | 0.72799
0.55829 |  | 0.72787
0.55816 |  | 0.72776
0.55802 |  | 0.72766
0.55799 |  | 0.7275
0.55772 |  | 0.72746
0.55764 |  | 0.72736
0.55743 |  | 0.72723
0.55733 |  | 0.72716
0.55719 |  | 0.72703
0.5571 |  | 0.7269
0.55699 |  | 0.72684
0.55682 |  | 0.72679
0.55661 |  | 0.7267
0.55652 |  | 0.7266
0.5564 |  | 0.72646
0.55621 |  | 0.72633
0.55614 |  | 0.72627
0.55602 |  | 0.72615
0.55597 |  | 0.72608
0.55588 |  | 0.72601
0.55581 |  | 0.72583
0.55566 |  | 0.72579
0.55549 |  | 0.72569
0.55534 |  | 0.72561
0.55528 |  | 0.72548
0.55501 |  | 0.72543
0.55499 |  | 0.72528
0.55484 |  | 0.72512
0.55475 |  | 0.72496
0.55459 |  | 0.72486
0.5545 |  | 0.7247
0.55447 |  | 0.72463
0.55439 |  | 0.72453
0.55432 |  | 0.72444
0.55417 |  | 0.72432
0.5541 |  | 0.72423
0.55398 |  | 0.72415
0.55385 |  | 0.72407
0.55376 |  | 0.72391
0.55369 |  | 0.72388
0.55367 |  | 0.72378
0.55353 |  | 0.7237
0.55339 |  | 0.72363
0.5533 |  | 0.72352
0.55327 |  | 0.72342
0.55312 |  | 0.7233
0.55283 |  | 0.72314
0.55266 |  | 0.72308
0.55252 |  | 0.723
0.55246 |  | 0.72295
0.55243 |  | 0.72281
0.5523 |  | 0.72258
0.5522 |  | 0.72245
0.55212 |  | 0.72236
0.55198 |  | 0.72231
0.55192 |  | 0.72221
0.55187 |  | 0.72213
0.55178 |  | 0.72208
0.55172 |  | 0.72203
0.55158 |  | 0.72189
0.55142 |  | 0.72182
0.55132 |  | 0.72167
0.55118 |  | 0.72151
0.55112 |  | 0.72135
0.55098 |  | 0.72116
0.55092 |  | 0.72109
0.55072 |  | 0.72099
0.55065 |  | 0.72089
0.55047 |  | 0.72081
0.55035 |  | 0.72059
0.55024 |  | 0.72052
0.55021 |  | 0.72047
0.55014 |  | 0.72043
0.55005 |  | 0.72029
0.5499 |  | 0.72023
0.54972 |  | 0.72018
0.54965 |  | 0.72006
0.54948 |  | 0.71999
0.54931 |  | 0.71992
0.54915 |  | 0.71988
0.54909 |  | 0.71981
0.54903 |  | 0.71972
0.54888 |  | 0.71959
0.54874 |  | 0.71946
0.54854 |  | 0.71934
0.54845 |  | 0.71927
0.54838 |  | 0.71917
0.54835 |  | 0.71913
0.54814 |  | 0.71907
0.54806 |  | 0.71895
0.54797 |  | 0.71887
0.54791 |  | 0.71883
0.54778 |  | 0.71867
0.54761 |  | 0.71864
0.54753 |  | 0.71858
0.54744 |  | 0.71849
0.54722 |  | 0.71844
0.54703 |  | 0.7184
0.54686 |  | 0.71826
0.54677 |  | 0.71821
0.54666 |  | 0.71813
0.54655 |  | 0.71802
0.54641 |  | 0.7179
0.5463 |  | 0.7179
0.54612 |  | 0.71782
0.54601 |  | 0.71772
0.54584 |  | 0.71759
0.5457 |  | 0.71753
0.54555 |  | 0.71737
0.5455 |  | 0.71723
0.5453 |  | 0.71713
0.54526 |  | 0.717
0.54518 |  | 0.71694
0.54503 |  | 0.71687
0.54475 |  | 0.71676
0.5446 |  | 0.71666
0.54447 |  | 0.7165
0.54436 |  | 0.71641
0.54423 |  | 0.71624
0.54412 |  | 0.71604
0.54409 |  | 0.71596
0.54385 |  | 0.71587
0.54375 |  | 0.71578
0.5437 |  | 0.71574
0.54359 |  | 0.71569
0.54346 |  | 0.71555
0.54333 |  | 0.71547
0.54315 |  | 0.71538
0.54312 |  | 0.71526
0.54305 |  | 0.7151
0.54299 |  | 0.71506
0.54294 |  | 0.715
0.54284 |  | 0.7149
0.54266 |  | 0.71484
0.54258 |  | 0.7147
0.54254 |  | 0.71458
0.54249 |  | 0.71454
0.5424 |  | 0.71445
0.54236 |  | 0.71428
0.54231 |  | 0.71422
0.54218 |  | 0.71409
0.54209 |  | 0.71402
0.54203 |  | 0.71397
0.54195 |  | 0.71388
0.54179 |  | 0.71375
0.54166 |  | 0.71371
0.54158 |  | 0.71352
0.54143 |  | 0.71346
0.54134 |  | 0.71343
0.54119 |  | 0.71331
0.54105 |  | 0.71322
0.54092 |  | 0.71314
0.54082 |  | 0.71299
0.54068 |  | 0.71291
0.54052 |  | 0.71288
0.54041 |  | 0.71264
0.54033 |  | 0.71254
0.54028 |  | 0.71251
0.54014 |  | 0.71242
0.54001 |  | 0.71239
0.53987 |  | 0.71233
0.53967 |  | 0.71219
0.53959 |  | 0.71212
0.53944 |  | 0.71202
0.53931 |  | 0.71195
0.53922 |  | 0.71191
0.53914 |  | 0.7118
0.53903 |  | 0.71174
0.539 |  | 0.71166
0.53884 |  | 0.71161
0.53874 |  | 0.71154
0.53865 |  | 0.71145
0.53854 |  | 0.71136
0.53847 |  | 0.71132
0.53839 |  | 0.71118
0.53833 |  | 0.71107
0.53827 |  | 0.71092
0.53821 |  | 0.71079
0.53808 |  | 0.71067
0.538 |  | 0.71059
0.53789 |  | 0.71052
0.53783 |  | 0.71041
0.53763 |  | 0.71029
0.53748 |  | 0.7102
0.53742 |  | 0.71014
0.53736 |  | 0.71006
0.53716 |  | 0.71
0.53711 |  | 0.70993
0.53687 |  | 0.70979
0.53683 |  | 0.70972
0.53675 |  | 0.70962
0.53659 |  | 0.70955
0.5365 |  | 0.70953
0.53638 |  | 0.70943
0.53628 |  | 0.70936
0.53621 |  | 0.70928
0.5361 |  | 0.70914
0.53601 |  | 0.70906
0.53589 |  | 0.70898
0.53577 |  | 0.70888
0.53562 |  | 0.7088
0.53556 |  | 0.70871
0.53553 |  | 0.70865
0.5354 |  | 0.70855
0.53524 |  | 0.70849
0.53516 |  | 0.70837
0.53509 |  | 0.70822
0.53504 |  | 0.70816
0.53497 |  | 0.70803
0.53491 |  | 0.70789
0.53486 |  | 0.70785
0.53475 |  | 0.70773
0.53464 |  | 0.70761
0.53451 |  | 0.70752
0.53444 |  | 0.70746
0.53428 |  | 0.70734
0.53414 |  | 0.70729
0.53408 |  | 0.70717
0.53407 |  | 0.70705
0.53395 |  | 0.70701
0.53387 |  | 0.70697
0.53379 |  | 0.70692
0.5335 |  | 0.7068
0.53339 |  | 0.7066
0.53322 |  | 0.70645
0.53317 |  | 0.70636
0.53312 |  | 0.7062
0.53307 |  | 0.70609
0.53292 |  | 0.70602
0.53284 |  | 0.70596
0.5328 |  | 0.70594
0.53272 |  | 0.70578
0.53265 |  | 0.70572
0.5325 |  | 0.70564
0.53245 |  | 0.70553
0.53235 |  | 0.70549
0.53215 |  | 0.70542
0.53201 |  | 0.70529
0.53183 |  | 0.7051
0.53174 |  | 0.70502
0.53166 |  | 0.70493
0.53154 |  | 0.70479
0.53144 |  | 0.70468
0.5313 |  | 0.70457
0.53104 |  | 0.70444
0.53092 |  | 0.70429
0.53092 |  | 0.70427
0.53079 |  | 0.70414
0.53066 |  | 0.70405
0.53051 |  | 0.70387
0.53042 |  | 0.70379
0.5303 |  | 0.70375
0.53021 |  | 0.70369
0.53013 |  | 0.70364
0.53005 |  | 0.70359
0.52994 |  | 0.7035
0.52984 |  | 0.70343
0.52977 |  | 0.70336
0.52954 |  | 0.70332
0.52944 |  | 0.70317
0.52938 |  | 0.70314
0.52924 |  | 0.70309
0.52915 |  | 0.70303
0.52907 |  | 0.70293
0.52903 |  | 0.70288
0.52896 |  | 0.70281
0.52888 |  | 0.70279
0.52883 |  | 0.7026
0.52871 |  | 0.70249
0.52856 |  | 0.70237
0.52847 |  | 0.70228
0.52844 |  | 0.70221
0.52838 |  | 0.70219
0.52825 |  | 0.70208
0.52815 |  | 0.70198
0.52809 |  | 0.70188
0.52802 |  | 0.7018
0.52788 |  | 0.70172
0.52786 |  | 0.70162
0.52774 |  | 0.70161
0.52764 |  | 0.70149
0.52753 |  | 0.70141
0.52746 |  | 0.70139
0.52741 |  | 0.70129
0.52722 |  | 0.70122
0.52702 |  | 0.70116
0.52699 |  | 0.70107
0.52689 |  | 0.70098
0.52685 |  | 0.70091
0.52677 |  | 0.70085
0.52669 |  | 0.70063
0.52657 |  | 0.70049
0.52648 |  | 0.70038
0.52638 |  | 0.70033
0.52631 |  | 0.70025
0.5262 |  | 0.7002
0.52615 |  | 0.70015
0.52612 |  | 0.70008
0.52606 |  | 0.69999
0.52591 |  | 0.69993
0.52579 |  | 0.69986
0.52565 |  | 0.69981
0.52556 |  | 0.6996
0.52545 |  | 0.6995
0.52529 |  | 0.69931
0.52527 |  | 0.69923
0.52519 |  | 0.6991
0.5251 |  | 0.69895
0.52499 |  | 0.69892
0.52487 |  | 0.69885
0.52475 |  | 0.69862
0.52469 |  | 0.69854
0.52461 |  | 0.69844
0.52453 |  | 0.69838
0.52438 |  | 0.69834
0.5243 |  | 0.69827
0.52421 |  | 0.69809
0.52415 |  | 0.69805
0.52408 |  | 0.69795
0.52397 |  | 0.6979
0.52382 |  | 0.69782
0.52374 |  | 0.69779
0.5236 |  | 0.69765
0.52352 |  | 0.69757
0.52344 |  | 0.69749
0.5234 |  | 0.69746
0.52329 |  | 0.69737
0.52313 |  | 0.69726
0.52304 |  | 0.6972
0.5229 |  | 0.69714
0.52272 |  | 0.69704
0.52262 |  | 0.69694
0.52249 |  | 0.69682
0.52243 |  | 0.69675
0.52239 |  | 0.69666
0.52235 |  | 0.69657
0.52227 |  | 0.69652
0.52218 |  | 0.69638
0.52206 |  | 0.69633
0.52197 |  | 0.69627
0.52192 |  | 0.69613
0.52183 |  | 0.69607
0.52177 |  | 0.69593
0.52169 |  | 0.69578
0.52163 |  | 0.69575
0.52149 |  | 0.6956
0.52135 |  | 0.69553
0.52125 |  | 0.69547
0.52124 |  | 0.69531
0.52118 |  | 0.69526
0.5211 |  | 0.6952
0.52095 |  | 0.69508
0.52089 |  | 0.69488
0.52077 |  | 0.69487
0.52066 |  | 0.69478
0.52053 |  | 0.6947
0.52043 |  | 0.69463
0.52035 |  | 0.69452
0.52026 |  | 0.69446
0.52018 |  | 0.69437
0.52 |  | 0.6943
0.51993 |  | 0.69424
0.5199 |  | 0.69419
0.51972 |  | 0.69405
0.51962 |  | 0.69402
0.51953 |  | 0.69381
0.51942 |  | 0.69373
0.51933 |  | 0.69364
0.51924 |  | 0.69355
0.51915 |  | 0.69342
0.51909 |  | 0.69337
0.51897 |  | 0.69326
0.51887 |  | 0.69309
0.51878 |  | 0.69302
0.51866 |  | 0.69297
0.51865 |  | 0.69289
0.51857 |  | 0.69276
0.51853 |  | 0.69269
0.51847 |  | 0.69261
0.51838 |  | 0.69252
0.51833 |  | 0.69242
0.51823 |  | 0.69238
0.51814 |  | 0.69229
0.51805 |  | 0.6922
0.518 |  | 0.69213
0.51794 |  | 0.69202
0.51785 |  | 0.69192
0.51778 |  | 0.69189
0.51775 |  | 0.69187
0.51765 |  | 0.69181
0.51757 |  | 0.69171
0.51748 |  | 0.69164
0.51731 |  | 0.69159
0.51718 |  | 0.69155
0.51704 |  | 0.69143
0.51696 |  | 0.69134
0.51687 |  | 0.69129
0.51679 |  | 0.69126
0.51668 |  | 0.69113
0.51666 |  | 0.69101
0.51658 |  | 0.69094
0.51645 |  | 0.69087
0.51642 |  | 0.69075
0.51631 |  | 0.69069
0.51621 |  | 0.69052
0.51612 |  | 0.69041
0.51599 |  | 0.69033
0.51599 |  | 0.69027
0.5159 |  | 0.69021
0.51582 |  | 0.69017
0.51571 |  | 0.69006
0.51564 |  | 0.68999
0.51556 |  | 0.68994
0.51548 |  | 0.68984
0.51541 |  | 0.68976
0.51529 |  | 0.68957
0.51522 |  | 0.68944
0.51512 |  | 0.68936
0.51499 |  | 0.68928
0.51491 |  | 0.6892
0.51479 |  | 0.68914
0.5147 |  | 0.68905
0.51467 |  | 0.68899
0.51458 |  | 0.6889
0.51449 |  | 0.68883
0.51446 |  | 0.68872
0.51432 |  | 0.68868
0.51428 |  | 0.6886
0.51418 |  | 0.68851
0.51412 |  | 0.68842
0.51409 |  | 0.68835
0.51402 |  | 0.68829
0.51397 |  | 0.68825
0.5138 |  | 0.68819
0.51375 |  | 0.68815
0.51372 |  | 0.68806
0.51357 |  | 0.68797
0.51347 |  | 0.68788
0.51341 |  | 0.68775
0.51334 |  | 0.68771
0.51326 |  | 0.68768
0.51321 |  | 0.68759
0.51317 |  | 0.68752
0.51303 |  | 0.68748
0.51295 |  | 0.68742
0.51292 |  | 0.68726
0.5128 |  | 0.68716
0.51274 |  | 0.68702
0.5126 |  | 0.68694
0.5125 |  | 0.68686
0.51244 |  | 0.68681
0.51234 |  | 0.68673
0.5123 |  | 0.6867
0.51222 |  | 0.68662
0.51213 |  | 0.68651
0.51206 |  | 0.68635
0.51198 |  | 0.68621
0.51192 |  | 0.68612
0.51185 |  | 0.68606
0.51174 |  | 0.686
0.5117 |  | 0.68595
0.51163 |  | 0.68581
0.51154 |  | 0.68573
0.51148 |  | 0.68563
0.51143 |  | 0.68558
0.51135 |  | 0.68549
0.51131 |  | 0.68538
0.51129 |  | 0.68531
0.51117 |  | 0.68522
0.51114 |  | 0.6852
0.51105 |  | 0.68509
0.51096 |  | 0.685
0.51088 |  | 0.6849
0.51081 |  | 0.6848
0.51072 |  | 0.68464
0.51063 |  | 0.68457
0.51056 |  | 0.68447
0.51048 |  | 0.68439
0.51044 |  | 0.68429
0.51037 |  | 0.68419
0.51034 |  | 0.6841
0.51025 |  | 0.68402
0.51016 |  | 0.68393
0.51008 |  | 0.68389
0.51 |  | 0.68378
0.50994 |  | 0.68369
0.50985 |  | 0.68361
0.50976 |  | 0.68347
0.50973 |  | 0.68332
0.5097 |  | 0.68326
0.50961 |  | 0.68319
0.50947 |  | 0.68311
0.50933 |  | 0.68303
0.50928 |  | 0.68298
0.50921 |  | 0.6829
0.50921 |  | 0.68277
0.50913 |  | 0.68268
0.50909 |  | 0.68258
0.50898 |  | 0.68253
0.50887 |  | 0.68242
0.50881 |  | 0.68236
0.50869 |  | 0.68227
0.50856 |  | 0.68221
0.50851 |  | 0.68212
0.50844 |  | 0.68202
0.50839 |  | 0.6819
0.50828 |  | 0.68186
0.50823 |  | 0.68182
0.50814 |  | 0.68174
0.50806 |  | 0.68169
0.50798 |  | 0.6816
0.50797 |  | 0.68159
0.50784 |  | 0.68151
0.50781 |  | 0.68146
0.50773 |  | 0.68136
0.5077 |  | 0.6813
0.50765 |  | 0.68126
0.50757 |  | 0.68124
0.50746 |  | 0.68116
0.50737 |  | 0.68111
0.50734 |  | 0.68105
0.50733 |  | 0.68104
0.50724 |  | 0.68098
0.5072 |  | 0.6809
0.50714 |  | 0.68081
0.50706 |  | 0.68072
0.50689 |  | 0.68064
0.50683 |  | 0.68056
0.5068 |  | 0.68049
0.50668 |  | 0.68045
0.5066 |  | 0.68037
0.50654 |  | 0.6803
0.5065 |  | 0.68023
0.50643 |  | 0.68014
0.50632 |  | 0.6801
0.5062 |  | 0.68002
0.50612 |  | 0.67997
0.50605 |  | 0.67996
0.50593 |  | 0.6799
0.50579 |  | 0.67981
0.50575 |  | 0.67981
0.50564 |  | 0.67974
0.50559 |  | 0.6797
0.50553 |  | 0.67966
0.5055 |  | 0.67963
0.50539 |  | 0.67953
0.50529 |  | 0.67952
0.5052 |  | 0.6794
0.50512 |  | 0.67937
0.50505 |  | 0.67929
0.50504 |  | 0.67923
0.50491 |  | 0.67918
0.50484 |  | 0.67908
0.50475 |  | 0.67899
0.50469 |  | 0.67892
0.50465 |  | 0.67884
0.50456 |  | 0.67878
0.50448 |  | 0.67874
0.5044 |  | 0.67865
0.5044 |  | 0.67855
0.5044 |  | 0.67849
0.50431 |  | 0.6784
0.50426 |  | 0.67827
0.50418 |  | 0.67822
0.50412 |  | 0.67817
0.50402 |  | 0.67812
0.50396 |  | 0.67808
0.50392 |  | 0.67801
0.50384 |  | 0.67793
0.50381 |  | 0.67784
0.5037 |  | 0.67765
0.50364 |  | 0.67762
0.50358 |  | 0.67757
0.5035 |  | 0.67747
0.50348 |  | 0.67742
0.50344 |  | 0.67731
0.50336 |  | 0.67727
0.50333 |  | 0.67718
0.50327 |  | 0.67713
0.50317 |  | 0.67708
0.5031 |  | 0.67705
0.50302 |  | 0.67701
0.50299 |  | 0.67692
0.5029 |  | 0.6768
0.50279 |  | 0.67674
0.50273 |  | 0.67669
0.50269 |  | 0.6766
0.50261 |  | 0.67655
0.50255 |  | 0.67647
0.50246 |  | 0.67638
0.50236 |  | 0.67629
0.50222 |  | 0.67624
0.50212 |  | 0.67622
0.50208 |  | 0.67615
0.502 |  | 0.67608
0.50196 |  | 0.67591
0.50183 |  | 0.67582
0.50179 |  | 0.67577
0.50177 |  | 0.67573
0.5017 |  | 0.67567
0.50167 |  | 0.6756
0.50154 |  | 0.67554
0.50147 |  | 0.67544
0.50134 |  | 0.67535
0.50123 |  | 0.67532
0.50113 |  | 0.67525
0.50107 |  | 0.67517
0.501 |  | 0.6751
0.50094 |  | 0.67503
0.50086 |  | 0.67495
0.50077 |  | 0.67488
0.50072 |  | 0.67478
0.50061 |  | 0.67462
0.50041 |  | 0.67452
0.50034 |  | 0.6744
0.50028 |  | 0.67435
0.50026 |  | 0.67431
0.5002 |  | 0.67428
0.50015 |  | 0.67414
0.50015 |  | 0.67411
0.50002 |  | 0.67404
0.49998 |  | 0.67399
0.49989 |  | 0.67391
0.49979 |  | 0.67391
0.49975 |  | 0.67386
0.49971 |  | 0.67373
0.49966 |  | 0.67368
0.4996 |  | 0.67365
0.49951 |  | 0.67361
0.49947 |  | 0.67344
0.49941 |  | 0.67339
0.49935 |  | 0.67331
0.49928 |  | 0.67327
0.49923 |  | 0.67321
0.49917 |  | 0.67312
0.49904 |  | 0.67307
0.49898 |  | 0.67299
0.49895 |  | 0.67294
0.49891 |  | 0.67291
0.49878 |  | 0.67282
0.49872 |  | 0.67273
0.49869 |  | 0.67267
0.49863 |  | 0.67265
0.49855 |  | 0.67261
0.49842 |  | 0.67256
0.49838 |  | 0.67248
0.4983 |  | 0.67242
0.49822 |  | 0.67233
0.49811 |  | 0.6723
0.49808 |  | 0.67224
0.49799 |  | 0.67212
0.4979 |  | 0.67207
0.49784 |  | 0.67197
0.49776 |  | 0.67189
0.49767 |  | 0.67187
0.49763 |  | 0.67182
0.49757 |  | 0.67176
0.49751 |  | 0.67174
0.49741 |  | 0.67165
0.49733 |  | 0.67159
0.49724 |  | 0.67154
0.49719 |  | 0.67144
0.49712 |  | 0.67132
0.49707 |  | 0.67127
0.49701 |  | 0.67122
0.49697 |  | 0.67113
0.49692 |  | 0.67107
0.49687 |  | 0.671
0.49679 |  | 0.67089
0.49675 |  | 0.67075
0.49669 |  | 0.67057
0.4966 |  | 0.67049
0.49657 |  | 0.67045
0.49652 |  | 0.67033
0.49642 |  | 0.67031
0.49636 |  | 0.67027
0.49635 |  | 0.67019
0.49629 |  | 0.67006
0.49621 |  | 0.66998
0.49617 |  | 0.6699
0.49612 |  | 0.6698
0.49606 |  | 0.66974
0.49601 |  | 0.6697
0.49596 |  | 0.66963
0.49592 |  | 0.66954
0.49585 |  | 0.66948
0.49582 |  | 0.66941
0.49577 |  | 0.66932
0.49574 |  | 0.66927
0.49567 |  | 0.6692
0.4955 |  | 0.6691
0.49543 |  | 0.66901
0.49536 |  | 0.66892
0.49532 |  | 0.66889
0.49522 |  | 0.66883
0.4952 |  | 0.66879
0.49517 |  | 0.6687
0.49514 |  | 0.66862
0.49507 |  | 0.66852
0.49498 |  | 0.66846
0.49491 |  | 0.66837
0.49487 |  | 0.66834
0.49482 |  | 0.6683
0.49477 |  | 0.66811
0.49473 |  | 0.66806
0.49466 |  | 0.66791
0.49465 |  | 0.66786
0.49458 |  | 0.66781
0.49446 |  | 0.66772
0.49438 |  | 0.66766
0.49432 |  | 0.66755
0.49424 |  | 0.66752
0.49416 |  | 0.66745
0.49412 |  | 0.66739
0.49406 |  | 0.6673
0.49403 |  | 0.66717
0.49401 |  | 0.66708
0.49396 |  | 0.66705
0.49384 |  | 0.66697
0.4938 |  | 0.66681
0.49376 |  | 0.66676
0.4937 |  | 0.66664
0.49362 |  | 0.66655
0.49351 |  | 0.66649
0.49347 |  | 0.66637
0.49333 |  | 0.66629
0.49329 |  | 0.66626
0.49326 |  | 0.66621
0.4932 |  | 0.66615
0.49318 |  | 0.6661
0.49312 |  | 0.66593
0.49304 |  | 0.66588
0.49299 |  | 0.66583
0.49295 |  | 0.66574
0.49286 |  | 0.6657
0.49282 |  | 0.66559
0.49276 |  | 0.66553
0.49262 |  | 0.66549
0.49261 |  | 0.66541
0.49252 |  | 0.66535
0.49241 |  | 0.66534
0.49238 |  | 0.6653
0.49234 |  | 0.66527
0.49229 |  | 0.66517
0.4922 |  | 0.6651
0.49217 |  | 0.66505
0.49211 |  | 0.66496
0.49206 |  | 0.66491
0.49199 |  | 0.66485
0.49195 |  | 0.66477
0.49187 |  | 0.66469
0.49178 |  | 0.66462
0.4917 |  | 0.66452
0.49167 |  | 0.6644
0.49162 |  | 0.66433
0.49156 |  | 0.66422
0.49151 |  | 0.66413
0.49143 |  | 0.66408
0.4914 |  | 0.66407
0.49137 |  | 0.66396
0.49128 |  | 0.66388
0.49122 |  | 0.66384
0.49119 |  | 0.66379
0.49117 |  | 0.66374
0.49112 |  | 0.6637
0.49106 |  | 0.66361
0.49096 |  | 0.66353
0.49091 |  | 0.66339
0.49085 |  | 0.66336
0.49078 |  | 0.66329
0.4907 |  | 0.66319
0.49058 |  | 0.66315
0.49055 |  | 0.66315
0.49044 |  | 0.66307
0.49041 |  | 0.66303
0.49036 |  | 0.66296
0.4903 |  | 0.66287
0.49026 |  | 0.66283
0.49019 |  | 0.66277
0.49018 |  | 0.6627
0.4901 |  | 0.66258
0.49004 |  | 0.66253
0.49 |  | 0.66245
0.48997 |  | 0.66241
0.48994 |  | 0.66236
0.48989 |  | 0.66228
0.48983 |  | 0.6622
0.48982 |  | 0.66217
0.48982 |  | 0.66209
0.48978 |  | 0.66198
0.48978 |  | 0.66192
0.4897 |  | 0.66186
0.48962 |  | 0.66177
0.48955 |  | 0.66173
0.48949 |  | 0.66172
0.48946 |  | 0.66165
0.48937 |  | 0.66154
0.48934 |  | 0.66146
0.48926 |  | 0.66137
0.48923 |  | 0.6613
0.48914 |  | 0.66126
0.48905 |  | 0.66119
0.48902 |  | 0.66102
0.48897 |  | 0.66093
0.48891 |  | 0.66082
0.4889 |  | 0.6607
0.4888 |  | 0.66065
0.48873 |  | 0.66057
0.48866 |  | 0.66054
0.48863 |  | 0.6605
0.48862 |  | 0.6604
0.48857 |  | 0.66032
0.48848 |  | 0.66029
0.48845 |  | 0.66025
0.48833 |  | 0.66017
0.48825 |  | 0.66006
0.48824 |  | 0.66001
0.48819 |  | 0.65993
0.48811 |  | 0.65985
0.48806 |  | 0.65981
0.488 |  | 0.65974
0.48794 |  | 0.65967
0.48788 |  | 0.65952
0.48786 |  | 0.6594
0.48775 |  | 0.65933
0.48772 |  | 0.65926
0.48763 |  | 0.65922
0.48759 |  | 0.65913
0.48755 |  | 0.65905
0.48752 |  | 0.65899
0.48744 |  | 0.65891
0.48741 |  | 0.65886
0.48731 |  | 0.65881
0.48725 |  | 0.65873
0.48721 |  | 0.65865
0.48719 |  | 0.65857
0.48709 |  | 0.65853
0.48704 |  | 0.65849
0.48697 |  | 0.65842
0.48695 |  | 0.65837
0.4869 |  | 0.6583
0.48678 |  | 0.65823
0.48672 |  | 0.65811
0.48668 |  | 0.65795
0.48656 |  | 0.65794
0.4865 |  | 0.65787
0.48648 |  | 0.65781
0.48642 |  | 0.65777
0.4864 |  | 0.65771
0.48627 |  | 0.65766
0.48624 |  | 0.65758
0.48622 |  | 0.65751
0.48612 |  | 0.65746
0.48608 |  | 0.65735
0.48603 |  | 0.65734
0.48594 |  | 0.65719
0.48586 |  | 0.65714
0.4858 |  | 0.65709
0.48575 |  | 0.65702
0.48569 |  | 0.65698
0.48566 |  | 0.6569
0.48559 |  | 0.65689
0.48557 |  | 0.65681
0.48551 |  | 0.65678
0.48544 |  | 0.65671
0.48541 |  | 0.65658
0.48536 |  | 0.6565
0.48528 |  | 0.65638
0.48524 |  | 0.65632
0.48516 |  | 0.65615
0.48512 |  | 0.65607
0.48503 |  | 0.65605
0.48496 |  | 0.65601
0.4849 |  | 0.65596
0.48489 |  | 0.65593
0.48484 |  | 0.65587
0.48477 |  | 0.65579
0.48474 |  | 0.6557
0.48468 |  | 0.65566
0.48465 |  | 0.65556
0.48462 |  | 0.6555
0.48456 |  | 0.6554
0.48448 |  | 0.65535
0.48439 |  | 0.65529
0.48434 |  | 0.6552
0.4843 |  | 0.65512
0.48426 |  | 0.65509
0.48415 |  | 0.65497
0.48414 |  | 0.6549
0.48406 |  | 0.65483
0.48391 |  | 0.65472
0.48382 |  | 0.65467
0.48379 |  | 0.65454
0.48372 |  | 0.65448
0.48369 |  | 0.65446
0.48368 |  | 0.65441
0.48359 |  | 0.65429
0.48353 |  | 0.65425
0.48346 |  | 0.65419
0.48342 |  | 0.65407
0.48335 |  | 0.65403
0.48327 |  | 0.65395
0.48322 |  | 0.65393
0.48317 |  | 0.65383
0.48308 |  | 0.6538
0.48301 |  | 0.65363
0.48298 |  | 0.65354
0.48292 |  | 0.65352
0.48282 |  | 0.65344
0.48273 |  | 0.65339
0.48272 |  | 0.65339
0.48269 |  | 0.65333
0.48263 |  | 0.6533
0.48258 |  | 0.65327
0.48255 |  | 0.6532
0.48255 |  | 0.65315
0.48252 |  | 0.65308
0.48249 |  | 0.65306
0.48247 |  | 0.65302
0.48243 |  | 0.65297
0.48236 |  | 0.65289
0.48232 |  | 0.65283
0.48228 |  | 0.65282
0.48223 |  | 0.65274
0.48217 |  | 0.65267
0.48213 |  | 0.65258
0.48208 |  | 0.65246
0.48203 |  | 0.65243
0.482 |  | 0.65235
0.48196 |  | 0.65228
0.48191 |  | 0.65217
0.48185 |  | 0.65212
0.4818 |  | 0.65204
0.48176 |  | 0.65199
0.48173 |  | 0.65193
0.48165 |  | 0.65185
0.48162 |  | 0.65181
0.48158 |  | 0.65164
0.48152 |  | 0.65158
0.48146 |  | 0.6515
0.48138 |  | 0.65138
0.48135 |  | 0.65134
0.48131 |  | 0.6513
0.48127 |  | 0.65124
0.48117 |  | 0.65114
0.48111 |  | 0.6511
0.48109 |  | 0.65107
0.48101 |  | 0.65106
0.48094 |  | 0.65102
0.48091 |  | 0.65091
0.48087 |  | 0.65087
0.48082 |  | 0.65073
0.4808 |  | 0.65067
0.48072 |  | 0.65059
0.48067 |  | 0.65054
0.48063 |  | 0.65042
0.48058 |  | 0.65033
0.48055 |  | 0.65028
0.48047 |  | 0.65013
0.48042 |  | 0.65009
0.48039 |  | 0.65007
0.48031 |  | 0.65003
0.48022 |  | 0.64996
0.48015 |  | 0.6499
0.48009 |  | 0.64986
0.48005 |  | 0.64982
0.47998 |  | 0.64978
0.47997 |  | 0.6497
0.47989 |  | 0.64963
0.47989 |  | 0.6496
0.47986 |  | 0.64953
0.4798 |  | 0.64947
0.47976 |  | 0.64939
0.47972 |  | 0.64931
0.47966 |  | 0.64925
0.47963 |  | 0.6492
0.47955 |  | 0.64916
0.47954 |  | 0.64912
0.47951 |  | 0.64906
0.47949 |  | 0.64895
0.47946 |  | 0.64889
0.47945 |  | 0.64884
0.4794 |  | 0.64878
0.47935 |  | 0.64872
0.47932 |  | 0.64867
0.47922 |  | 0.64865
0.47915 |  | 0.6486
0.47913 |  | 0.64853
0.47907 |  | 0.64846
0.47906 |  | 0.64839
0.47901 |  | 0.64829
0.47898 |  | 0.64824
0.47893 |  | 0.64818
0.47887 |  | 0.64811
0.47884 |  | 0.64799
0.47877 |  | 0.64798
0.47869 |  | 0.64788
0.47862 |  | 0.64782
0.4786 |  | 0.64774
0.47859 |  | 0.64765
0.47853 |  | 0.64755
0.47847 |  | 0.64752
0.47845 |  | 0.64746
0.47841 |  | 0.6474
0.47837 |  | 0.64736
0.47828 |  | 0.64727
0.47825 |  | 0.64721
0.47818 |  | 0.64709
0.47812 |  | 0.64698
0.47806 |  | 0.64691
0.478 |  | 0.64682
0.47798 |  | 0.64678
0.47797 |  | 0.64673
0.47788 |  | 0.6467
0.47783 |  | 0.64666
0.47776 |  | 0.64661
0.47771 |  | 0.64651
0.47767 |  | 0.64644
0.47762 |  | 0.64635
0.47758 |  | 0.64629
0.47751 |  | 0.64624
0.47747 |  | 0.64617
0.47738 |  | 0.64603
0.47735 |  | 0.646
0.47728 |  | 0.64587
0.47726 |  | 0.64578
0.47724 |  | 0.64576
0.47719 |  | 0.6457
0.47714 |  | 0.64561
0.47708 |  | 0.64552
0.47702 |  | 0.64543
0.47698 |  | 0.64534
0.47695 |  | 0.64529
0.4769 |  | 0.64519
0.47687 |  | 0.64514
0.47686 |  | 0.6451
0.47682 |  | 0.64503
0.47675 |  | 0.64497
0.47672 |  | 0.64492
0.4767 |  | 0.64487
0.47664 |  | 0.64483
0.47652 |  | 0.64479
0.47646 |  | 0.64471
0.4764 |  | 0.64469
0.4764 |  | 0.64454
0.47634 |  | 0.64445
0.47631 |  | 0.64435
0.47627 |  | 0.64422
0.47621 |  | 0.64414
0.47615 |  | 0.6441
0.47612 |  | 0.64409
0.47606 |  | 0.64404
0.47598 |  | 0.64394
0.47592 |  | 0.64385
0.47589 |  | 0.64378
0.4758 |  | 0.6437
0.47574 |  | 0.64365
0.47571 |  | 0.64356
0.47566 |  | 0.64347
0.47565 |  | 0.64344
0.47559 |  | 0.6434
0.47557 |  | 0.64335
0.47554 |  | 0.64322
0.4755 |  | 0.64314
0.47544 |  | 0.64312
0.47539 |  | 0.64309
0.47531 |  | 0.64302
0.47528 |  | 0.64296
0.47526 |  | 0.64288
0.47524 |  | 0.64285
0.47522 |  | 0.64277
0.47516 |  | 0.64276
0.47512 |  | 0.64268
0.47507 |  | 0.64261
0.47503 |  | 0.64254
0.47491 |  | 0.64243
0.47488 |  | 0.64239
0.47481 |  | 0.64234
0.47475 |  | 0.64223
0.47473 |  | 0.64219
0.47467 |  | 0.64217
0.4746 |  | 0.64212
0.47455 |  | 0.64205
0.47449 |  | 0.64202
0.47444 |  | 0.64194
0.4744 |  | 0.64178
0.47437 |  | 0.64171
0.47433 |  | 0.64163
0.47424 |  | 0.64155
0.47421 |  | 0.64145
0.47418 |  | 0.64141
0.47416 |  | 0.64132
0.4741 |  | 0.64124
0.47405 |  | 0.6412
0.47399 |  | 0.64113
0.47392 |  | 0.64111
0.47391 |  | 0.64098
0.47388 |  | 0.64092
0.47383 |  | 0.64087
0.4738 |  | 0.64081
0.4738 |  | 0.64079
0.47377 |  | 0.64075
0.47374 |  | 0.64073
0.47369 |  | 0.64068
0.47363 |  | 0.64064
0.47363 |  | 0.64061
0.47354 |  | 0.64055
0.47351 |  | 0.64051
0.47348 |  | 0.64048
0.47347 |  | 0.64044
0.47342 |  | 0.64031
0.47339 |  | 0.64019
0.47328 |  | 0.64013
0.47323 |  | 0.64005
0.47318 |  | 0.64
0.47315 |  | 0.63994
0.47314 |  | 0.63979
0.47311 |  | 0.63978
0.47308 |  | 0.63974
0.47303 |  | 0.63971
0.47303 |  | 0.63966
0.47296 |  | 0.63958
0.47293 |  | 0.63951
0.4729 |  | 0.63951
0.47286 |  | 0.6394
0.47285 |  | 0.63934
0.47281 |  | 0.63929
0.47277 |  | 0.63921
0.47273 |  | 0.63917
0.47267 |  | 0.63907
0.47262 |  | 0.63899
0.47259 |  | 0.63898
0.47251 |  | 0.63889
0.47251 |  | 0.63884
0.4725 |  | 0.63878
0.47245 |  | 0.63871
0.47238 |  | 0.63866
0.47235 |  | 0.63862
0.47232 |  | 0.63856
0.4723 |  | 0.63853
0.47225 |  | 0.63844
0.47221 |  | 0.63839
0.47218 |  | 0.63835
0.47215 |  | 0.6383
0.47214 |  | 0.63827
0.47207 |  | 0.63821
0.47203 |  | 0.63813
0.47197 |  | 0.63808
0.47193 |  | 0.63802
0.47186 |  | 0.638
0.47182 |  | 0.6379
0.47179 |  | 0.63783
0.47171 |  | 0.63775
0.47166 |  | 0.63767
0.47165 |  | 0.63764
0.47162 |  | 0.63759
0.47157 |  | 0.63755
0.47152 |  | 0.63747
0.47144 |  | 0.63739
0.47138 |  | 0.63734
0.47138 |  | 0.6373
0.47132 |  | 0.63725
0.4713 |  | 0.63714
0.47126 |  | 0.63708
0.47119 |  | 0.637
0.47118 |  | 0.63696
0.47114 |  | 0.63689
0.47108 |  | 0.63687
0.47103 |  | 0.63686
0.47093 |  | 0.63679
0.4709 |  | 0.6367
0.47084 |  | 0.63661
0.47082 |  | 0.63659
0.47078 |  | 0.63657
0.47074 |  | 0.63647
0.47068 |  | 0.63638
0.47062 |  | 0.63635
0.47059 |  | 0.63626
0.47053 |  | 0.63621
0.4705 |  | 0.63619
0.47049 |  | 0.63612
0.47047 |  | 0.63604
0.47043 |  | 0.636
0.47037 |  | 0.63597
0.47032 |  | 0.63592
0.47027 |  | 0.63586
0.47025 |  | 0.63582
0.47019 |  | 0.63578
0.47019 |  | 0.63569
0.4701 |  | 0.63562
0.47004 |  | 0.63552
0.47 |  | 0.63545
0.46989 |  | 0.63541
0.46988 |  | 0.63537
0.46984 |  | 0.63532
0.46981 |  | 0.63526
0.46978 |  | 0.6352
0.4697 |  | 0.63516
0.46967 |  | 0.63514
0.46962 |  | 0.63506
0.46961 |  | 0.63504
0.46958 |  | 0.63486
0.46958 |  | 0.63482
0.46949 |  | 0.63475
0.46943 |  | 0.6347
0.46939 |  | 0.6346
0.46936 |  | 0.6345
0.4693 |  | 0.63445
0.46925 |  | 0.63441
0.46915 |  | 0.63434
0.46912 |  | 0.63431
0.46911 |  | 0.63426
0.46908 |  | 0.63412
0.46908 |  | 0.63408
0.46905 |  | 0.63405
0.469 |  | 0.63402
0.46897 |  | 0.63394
0.46895 |  | 0.63386
0.46891 |  | 0.6338
0.4688 |  | 0.63374
0.4688 |  | 0.63371
0.46872 |  | 0.63369
0.46868 |  | 0.6336
0.46865 |  | 0.63355
0.46862 |  | 0.63351
0.46859 |  | 0.63338
0.46855 |  | 0.63329
0.46851 |  | 0.63323
0.46846 |  | 0.63316
0.4684 |  | 0.63315
0.46834 |  | 0.63311
0.46828 |  | 0.63303
0.46828 |  | 0.63302
0.46821 |  | 0.63297
0.46818 |  | 0.63297
0.46817 |  | 0.63295
0.46812 |  | 0.63292
0.46808 |  | 0.63289
0.46805 |  | 0.63283
0.468 |  | 0.63279
0.46797 |  | 0.63273
0.46789 |  | 0.63267
0.46785 |  | 0.63262
0.46776 |  | 0.63255
0.46771 |  | 0.63251
0.46768 |  | 0.63242
0.46767 |  | 0.63235
0.46762 |  | 0.63225
0.46758 |  | 0.63223
0.46753 |  | 0.63215
0.46751 |  | 0.63211
0.46745 |  | 0.6319
0.4674 |  | 0.63188
0.46738 |  | 0.6318
0.46731 |  | 0.63178
0.46726 |  | 0.63173
0.46725 |  | 0.63167
0.4672 |  | 0.6316
0.46719 |  | 0.63153
0.46716 |  | 0.63151
0.46712 |  | 0.63144
0.46707 |  | 0.6314
0.46702 |  | 0.63138
0.46699 |  | 0.6313
0.46693 |  | 0.6312
0.46688 |  | 0.63111
0.46685 |  | 0.63107
0.46679 |  | 0.631
0.46679 |  | 0.63095
0.46674 |  | 0.63088
0.46671 |  | 0.63084
0.46668 |  | 0.63078
0.4666 |  | 0.63065
0.46659 |  | 0.6306
0.46651 |  | 0.63059
0.46651 |  | 0.63054
0.46645 |  | 0.63046
0.46642 |  | 0.63042
0.46642 |  | 0.6304
0.46632 |  | 0.63037
0.46627 |  | 0.63031
0.46624 |  | 0.63028
0.46617 |  | 0.63025
0.46614 |  | 0.63017
0.4661 |  | 0.63016
0.46605 |  | 0.63008
0.46604 |  | 0.63003
0.46599 |  | 0.62999
0.46598 |  | 0.6299
0.46592 |  | 0.62984
0.4659 |  | 0.62982
0.4658 |  | 0.62978
0.46574 |  | 0.62973
0.46572 |  | 0.62971
0.46567 |  | 0.62962
0.46566 |  | 0.62953
0.46561 |  | 0.62946
0.46558 |  | 0.62938
0.46555 |  | 0.62938
0.46549 |  | 0.6293
0.46544 |  | 0.62926
0.46541 |  | 0.6292
0.46536 |  | 0.62916
0.46533 |  | 0.62911
0.46529 |  | 0.62904
0.46519 |  | 0.629
0.46516 |  | 0.6289
0.46515 |  | 0.62882
0.46512 |  | 0.62876
0.4651 |  | 0.62867
0.46503 |  | 0.62858
0.465 |  | 0.62857
0.46497 |  | 0.6285
0.46496 |  | 0.62844
0.46493 |  | 0.62834
0.46491 |  | 0.62832
0.46483 |  | 0.62827
0.4648 |  | 0.62817
0.46476 |  | 0.62814
0.46474 |  | 0.62805
0.46467 |  | 0.62802
0.46464 |  | 0.62797
0.46462 |  | 0.62793
0.46459 |  | 0.62789
0.46454 |  | 0.62785
0.46452 |  | 0.62778
0.46445 |  | 0.62776
0.4644 |  | 0.62768
0.46435 |  | 0.62767
0.46431 |  | 0.62759
0.46423 |  | 0.6275
0.46418 |  | 0.62746
0.46415 |  | 0.62739
0.4641 |  | 0.62734
0.46407 |  | 0.62729
0.46405 |  | 0.62726
0.46405 |  | 0.62721
0.46403 |  | 0.62713
0.46399 |  | 0.62711
0.46394 |  | 0.62703
0.46391 |  | 0.62694
0.4639 |  | 0.62686
0.46386 |  | 0.62679
0.46383 |  | 0.62672
0.46379 |  | 0.62667
0.46374 |  | 0.62663
0.46368 |  | 0.62652
0.46368 |  | 0.62649
0.46364 |  | 0.6264
0.46358 |  | 0.62639
0.46353 |  | 0.62635
0.46353 |  | 0.62628
0.46348 |  | 0.62626
0.46345 |  | 0.6262
0.46344 |  | 0.62616
0.46342 |  | 0.6261
0.4634 |  | 0.62603
0.46339 |  | 0.62599
0.46337 |  | 0.62592
0.46334 |  | 0.62587
0.46331 |  | 0.62586
0.46327 |  | 0.62582
0.46322 |  | 0.6258
0.4632 |  | 0.62574
0.46314 |  | 0.62571
0.46311 |  | 0.62557
0.46307 |  | 0.62552
0.46305 |  | 0.62548
0.46301 |  | 0.62538
0.46299 |  | 0.62534
0.46296 |  | 0.62526
0.4629 |  | 0.62521
0.46287 |  | 0.62514
0.46284 |  | 0.62507
0.46283 |  | 0.62503
0.46281 |  | 0.62496
0.46273 |  | 0.62489
0.46269 |  | 0.62481
0.46267 |  | 0.62472
0.46261 |  | 0.62467
0.46256 |  | 0.62462
0.46256 |  | 0.6246
0.46253 |  | 0.62455
0.46251 |  | 0.62449
0.46245 |  | 0.62442
0.46242 |  | 0.62431
0.46235 |  | 0.62424
0.46227 |  | 0.62418
0.46225 |  | 0.62411
0.46223 |  | 0.62406
0.46217 |  | 0.624
0.46215 |  | 0.62395
0.46214 |  | 0.62394
0.46206 |  | 0.62386
0.46204 |  | 0.62375
0.46198 |  | 0.62372
0.46194 |  | 0.62372
0.46192 |  | 0.62368
0.46187 |  | 0.62364
0.46183 |  | 0.62362
0.46181 |  | 0.62358
0.46179 |  | 0.62355
0.46171 |  | 0.62344
0.46167 |  | 0.6234
0.46165 |  | 0.62335
0.46162 |  | 0.62334
0.46156 |  | 0.62325
0.46152 |  | 0.62318
0.46148 |  | 0.62318
0.46148 |  | 0.62311
0.4614 |  | 0.62307
0.46137 |  | 0.62302
0.46134 |  | 0.62299
0.46133 |  | 0.62291
0.46127 |  | 0.62284
0.46127 |  | 0.62279
0.4612 |  | 0.62269
0.4612 |  | 0.62262
0.46117 |  | 0.62256
0.46109 |  | 0.62252
0.46106 |  | 0.62249
0.46103 |  | 0.62244
0.46098 |  | 0.62238
0.46095 |  | 0.62236
0.46094 |  | 0.62226
0.46088 |  | 0.62225
0.46084 |  | 0.62218
0.46079 |  | 0.62217
0.46075 |  | 0.62213
0.46068 |  | 0.62203
0.46065 |  | 0.62201
0.46063 |  | 0.62195
0.46056 |  | 0.62187
0.46054 |  | 0.6218
0.4605 |  | 0.62171
0.46048 |  | 0.62164
0.46047 |  | 0.62159
0.46042 |  | 0.62149
0.46036 |  | 0.62142
0.46036 |  | 0.62135
0.4603 |  | 0.62126
0.46028 |  | 0.62125
0.46024 |  | 0.62115
0.46023 |  | 0.62105
0.46018 |  | 0.62102
0.46016 |  | 0.62096
0.4601 |  | 0.62088
0.46007 |  | 0.62084
0.46003 |  | 0.62073
0.46 |  | 0.62072
0.45997 |  | 0.62066
0.45994 |  | 0.62059
0.45993 |  | 0.62054
0.45991 |  | 0.62047
0.45987 |  | 0.62043
0.45983 |  | 0.62038
0.45983 |  | 0.62033
0.45976 |  | 0.62028
0.45972 |  | 0.6202
0.4597 |  | 0.62017
0.45965 |  | 0.62013
0.45962 |  | 0.62008
0.45955 |  | 0.62004
0.45951 |  | 0.62
0.45949 |  | 0.61993
0.45946 |  | 0.61987
0.45944 |  | 0.61981
0.45939 |  | 0.61972
0.45934 |  | 0.61961
0.45931 |  | 0.61959
0.45931 |  | 0.6195
0.45928 |  | 0.6195
0.45924 |  | 0.61944
0.45919 |  | 0.61938
0.45919 |  | 0.61932
0.45909 |  | 0.61923
0.45906 |  | 0.61917
0.45906 |  | 0.61913
0.45905 |  | 0.61909
0.45902 |  | 0.61902
0.45897 |  | 0.61897
0.45897 |  | 0.61893
0.45896 |  | 0.61891
0.45892 |  | 0.61881
0.45888 |  | 0.61877
0.45887 |  | 0.61867
0.45884 |  | 0.61861
0.45881 |  | 0.61857
0.45875 |  | 0.6185
0.4587 |  | 0.61845
0.45869 |  | 0.61841
0.45865 |  | 0.6183
0.45858 |  | 0.61824
0.45858 |  | 0.61816
0.45856 |  | 0.61809
0.45849 |  | 0.61803
0.45846 |  | 0.61799
0.45844 |  | 0.6179
0.45843 |  | 0.6179
0.45839 |  | 0.61785
0.45834 |  | 0.61773
0.45831 |  | 0.61764
0.45828 |  | 0.61755
0.45823 |  | 0.61752
0.45818 |  | 0.61749
0.45817 |  | 0.61745
0.45811 |  | 0.61737
0.45807 |  | 0.61734
0.45804 |  | 0.61731
0.458 |  | 0.61723
0.45796 |  | 0.61718
0.45792 |  | 0.61714
0.45788 |  | 0.61705
0.45782 |  | 0.61701
0.45782 |  | 0.61695
0.45779 |  | 0.61689
0.45774 |  | 0.6168
0.4577 |  | 0.61671
0.45768 |  | 0.61667
0.45764 |  | 0.61661
0.45762 |  | 0.6166
0.45762 |  | 0.61657
0.45761 |  | 0.61652
0.45759 |  | 0.61649
0.45753 |  | 0.61645
0.4575 |  | 0.61641
0.45745 |  | 0.61636
0.45745 |  | 0.6163
0.45744 |  | 0.61623
0.45741 |  | 0.61614
0.45735 |  | 0.61609
0.45731 |  | 0.61598
0.45728 |  | 0.6159
0.45725 |  | 0.61585
0.4572 |  | 0.61579
0.45717 |  | 0.61575
0.45709 |  | 0.61571
0.45707 |  | 0.61567
0.45703 |  | 0.61564
0.45698 |  | 0.61556
0.45695 |  | 0.61554
0.45693 |  | 0.61549
0.4569 |  | 0.61545
0.4569 |  | 0.61543
0.45686 |  | 0.61537
0.45686 |  | 0.61534
0.45683 |  | 0.6153
0.45681 |  | 0.61518
0.45678 |  | 0.61515
0.45675 |  | 0.61511
0.45675 |  | 0.61507
0.45672 |  | 0.61503
0.45666 |  | 0.61501
0.45664 |  | 0.61496
0.45663 |  | 0.61492
0.4566 |  | 0.6149
0.45652 |  | 0.61485
0.4565 |  | 0.6148
0.45647 |  | 0.61476
0.45643 |  | 0.61472
0.4564 |  | 0.6147
0.45637 |  | 0.61465
0.45634 |  | 0.6146
0.45632 |  | 0.61455
0.45629 |  | 0.61444
0.45628 |  | 0.61438
0.45627 |  | 0.61433
0.45622 |  | 0.61425
0.45621 |  | 0.61423
0.45619 |  | 0.61415
0.45616 |  | 0.6141
0.45611 |  | 0.61405
0.4561 |  | 0.61404
0.45604 |  | 0.61396
0.456 |  | 0.61389
0.45599 |  | 0.61387
0.45593 |  | 0.61382
0.45589 |  | 0.61377
0.45585 |  | 0.61372
0.45579 |  | 0.61366
0.45578 |  | 0.61363
0.45573 |  | 0.61359
0.45567 |  | 0.61354
0.45565 |  | 0.61352
0.45561 |  | 0.61347
0.45559 |  | 0.61343
0.45557 |  | 0.61339
0.45548 |  | 0.61332
0.45546 |  | 0.61327
0.45544 |  | 0.61321
0.45538 |  | 0.6131
0.45538 |  | 0.61306
0.45538 |  | 0.613
0.45537 |  | 0.61294
0.45534 |  | 0.61291
0.45531 |  | 0.61284
0.45528 |  | 0.61276
0.45524 |  | 0.61272
0.45519 |  | 0.61266
0.45516 |  | 0.6126
0.45514 |  | 0.61251
0.45511 |  | 0.61244
0.45508 |  | 0.6124
0.45507 |  | 0.61235
0.45505 |  | 0.61233
0.45498 |  | 0.61219
0.45495 |  | 0.61212
0.4549 |  | 0.61204
0.45489 |  | 0.61196
0.45481 |  | 0.61188
0.45476 |  | 0.61183
0.45476 |  | 0.61179
0.45475 |  | 0.61171
0.45471 |  | 0.61167
0.45468 |  | 0.61161
0.45464 |  | 0.61155
0.45462 |  | 0.61148
0.45461 |  | 0.61146
0.45458 |  | 0.61139
0.45453 |  | 0.61138
0.45453 |  | 0.61133
0.4545 |  | 0.61132
0.45447 |  | 0.61132
0.45442 |  | 0.61124
0.45439 |  | 0.61121
0.45437 |  | 0.61115
0.45435 |  | 0.6111
0.45432 |  | 0.61106
0.45428 |  | 0.61103
0.45424 |  | 0.61099
0.45418 |  | 0.61092
0.45416 |  | 0.61086
0.45412 |  | 0.61083
0.45408 |  | 0.61077
0.45404 |  | 0.61074
0.45402 |  | 0.61069
0.45395 |  | 0.61066
0.4539 |  | 0.61057
0.45384 |  | 0.6105
0.45382 |  | 0.61046
0.45376 |  | 0.61042
0.45375 |  | 0.61038
0.45375 |  | 0.61032
0.45373 |  | 0.61025
0.45366 |  | 0.61021
0.45364 |  | 0.61017
0.45362 |  | 0.61012
0.45361 |  | 0.61007
0.45358 |  | 0.60999
0.45355 |  | 0.60994
0.4535 |  | 0.60991
0.45346 |  | 0.60989
0.45346 |  | 0.60985
0.45346 |  | 0.60983
0.4534 |  | 0.6098
0.45338 |  | 0.60976
0.45332 |  | 0.60968
0.45329 |  | 0.60963
0.45326 |  | 0.60959
0.45325 |  | 0.60952
0.45321 |  | 0.6095
0.4532 |  | 0.60941
0.45319 |  | 0.60939
0.45315 |  | 0.60935
0.4531 |  | 0.60932
0.45305 |  | 0.60931
0.45303 |  | 0.60926
0.45302 |  | 0.60908
0.453 |  | 0.60901
0.45297 |  | 0.60897
0.45296 |  | 0.60896
0.45292 |  | 0.60892
0.45291 |  | 0.60882
0.45288 |  | 0.60876
0.45286 |  | 0.60874
0.45282 |  | 0.60868
0.45277 |  | 0.60868
0.4527 |  | 0.60863
0.45267 |  | 0.60859
0.45265 |  | 0.60854
0.45263 |  | 0.60844
0.4526 |  | 0.60836
0.45257 |  | 0.60833
0.45254 |  | 0.60826
0.4525 |  | 0.60822
0.45247 |  | 0.60818
0.45244 |  | 0.60812
0.45241 |  | 0.60807
0.45238 |  | 0.60794
0.45233 |  | 0.60791
0.45233 |  | 0.6079
0.45231 |  | 0.60784
0.45226 |  | 0.60783
0.45223 |  | 0.6078
0.45218 |  | 0.60772
0.45217 |  | 0.60768
0.45217 |  | 0.60763
0.45211 |  | 0.60758
0.45209 |  | 0.60749
0.45206 |  | 0.60746
0.45206 |  | 0.60742
0.45203 |  | 0.60736
0.452 |  | 0.60727
0.45197 |  | 0.60725
0.45195 |  | 0.60718
0.45192 |  | 0.60715
0.45186 |  | 0.60711
0.45184 |  | 0.60706
0.45183 |  | 0.60698
0.4518 |  | 0.60695
0.45176 |  | 0.60692
0.45175 |  | 0.60688
0.45175 |  | 0.60678
0.45172 |  | 0.60674
0.45164 |  | 0.60674
0.45164 |  | 0.60673
0.45158 |  | 0.60666
0.45156 |  | 0.60663
0.45152 |  | 0.60657
0.4515 |  | 0.60655
0.45147 |  | 0.60651
0.45144 |  | 0.60646
0.45141 |  | 0.60641
0.45141 |  | 0.60636
0.45133 |  | 0.60631
0.45131 |  | 0.60624
0.45128 |  | 0.60621
0.45125 |  | 0.60615
0.45122 |  | 0.60615
0.45119 |  | 0.60614
0.45116 |  | 0.60604
0.45115 |  | 0.60599
0.45112 |  | 0.60594
0.4511 |  | 0.60589
0.45107 |  | 0.60586
0.45101 |  | 0.60579
0.45098 |  | 0.60575
0.45093 |  | 0.60571
0.45091 |  | 0.60569
0.4509 |  | 0.60562
0.45082 |  | 0.60557
0.45081 |  | 0.60552
0.45078 |  | 0.60549
0.45076 |  | 0.60542
0.45075 |  | 0.60542
0.45069 |  | 0.60536
0.45069 |  | 0.60533
0.45067 |  | 0.60529
0.45064 |  | 0.60524
0.45061 |  | 0.6052
0.45056 |  | 0.60518
0.45055 |  | 0.60511
0.45052 |  | 0.60506
0.4505 |  | 0.60502
0.45044 |  | 0.60498
0.45042 |  | 0.6049
0.45041 |  | 0.60488
0.45039 |  | 0.60488
0.45033 |  | 0.60475
0.45029 |  | 0.60471
0.45027 |  | 0.6047
0.45027 |  | 0.60462
0.45024 |  | 0.60459
0.45023 |  | 0.60454
0.4502 |  | 0.60452
0.45011 |  | 0.60448
0.45009 |  | 0.60443
0.45008 |  | 0.60432
0.45004 |  | 0.60425
0.45001 |  | 0.60422
0.44997 |  | 0.60417
0.44997 |  | 0.60411
0.44994 |  | 0.60403
0.44988 |  | 0.60397
0.44983 |  | 0.60393
0.44982 |  | 0.6039
0.4498 |  | 0.60388
0.44977 |  | 0.60379
0.44974 |  | 0.60377
0.44971 |  | 0.60369
0.44968 |  | 0.60366
0.44968 |  | 0.60361
0.44968 |  | 0.60356
0.44962 |  | 0.60353
0.44959 |  | 0.60345
0.44953 |  | 0.60339
0.44953 |  | 0.60332
0.44948 |  | 0.60324
0.44945 |  | 0.60322
0.44943 |  | 0.60317
0.44942 |  | 0.60312
0.44937 |  | 0.60302
0.44934 |  | 0.603
0.44933 |  | 0.60295
0.44933 |  | 0.60292
0.44931 |  | 0.6029
0.44928 |  | 0.60287
0.44925 |  | 0.60281
0.44922 |  | 0.60276
0.44918 |  | 0.60269
0.44914 |  | 0.60266
0.44913 |  | 0.60258
0.44908 |  | 0.60253
0.44905 |  | 0.60249
0.44903 |  | 0.60248
0.44903 |  | 0.60247
0.44897 |  | 0.60243
0.44896 |  | 0.60233
0.44894 |  | 0.6023
0.44891 |  | 0.60226
0.44886 |  | 0.6022
0.44886 |  | 0.60217
0.44885 |  | 0.60216
0.44885 |  | 0.60212
0.44881 |  | 0.60208
0.44876 |  | 0.60199
0.44874 |  | 0.60196
0.44868 |  | 0.60189
0.4486 |  | 0.60182
0.44856 |  | 0.6018
0.44853 |  | 0.60175
0.44849 |  | 0.60172
0.44849 |  | 0.60166
0.44847 |  | 0.60161
0.44842 |  | 0.60157
0.4484 |  | 0.60154
0.44837 |  | 0.60153
0.44831 |  | 0.60148
0.44831 |  | 0.60143
0.44828 |  | 0.60136
0.44825 |  | 0.60135
0.4482 |  | 0.60131
0.44815 |  | 0.60128
0.44815 |  | 0.60123
0.44814 |  | 0.60121
0.44811 |  | 0.60117
0.44809 |  | 0.60113
0.44809 |  | 0.60109
0.44802 |  | 0.60098
0.44802 |  | 0.60093
0.448 |  | 0.60089
0.44798 |  | 0.6008
0.44796 |  | 0.60075
0.44794 |  | 0.60069
0.44786 |  | 0.60065
0.44784 |  | 0.60056
0.4478 |  | 0.60051
0.44779 |  | 0.60045
0.44776 |  | 0.60044
0.44775 |  | 0.60041
0.4477 |  | 0.60033
0.44768 |  | 0.60024
0.44767 |  | 0.60018
0.44765 |  | 0.60015
0.44764 |  | 0.6001
0.44762 |  | 0.60008
0.44761 |  | 0.60002
0.44753 |  | 0.59997
0.4475 |  | 0.59996
0.4475 |  | 0.59987
0.4475 |  | 0.59985
0.44746 |  | 0.59977
0.44742 |  | 0.59971
0.4474 |  | 0.59966
0.44737 |  | 0.5996
0.44737 |  | 0.59958
0.44735 |  | 0.59954
0.44733 |  | 0.59946
0.44726 |  | 0.59945
0.44726 |  | 0.5994
0.44722 |  | 0.59935
0.44713 |  | 0.59934
0.44713 |  | 0.5993
0.44712 |  | 0.59925
0.44707 |  | 0.59921
0.44707 |  | 0.59916
0.44704 |  | 0.59915
0.44701 |  | 0.59912
0.447 |  | 0.59907
0.44695 |  | 0.59907
0.4469 |  | 0.59903
0.44686 |  | 0.599
0.44682 |  | 0.59894
0.44678 |  | 0.59891
0.44675 |  | 0.59886
0.44671 |  | 0.59883
0.4467 |  | 0.59877
0.44667 |  | 0.59875
0.44664 |  | 0.59871
0.44661 |  | 0.59869
0.44658 |  | 0.59866
0.44653 |  | 0.59861
0.4465 |  | 0.59854
0.44649 |  | 0.59849
0.44646 |  | 0.59845
0.44644 |  | 0.5984
0.44641 |  | 0.59837
0.44638 |  | 0.59833
0.44638 |  | 0.59829
0.44632 |  | 0.59828
0.44628 |  | 0.59825
0.44626 |  | 0.59821
0.44623 |  | 0.59816
0.44619 |  | 0.59811
0.44618 |  | 0.59809
0.44614 |  | 0.59801
0.4461 |  | 0.59796
0.44607 |  | 0.59789
0.44604 |  | 0.59786
0.44599 |  | 0.59782
0.44597 |  | 0.59772
0.44592 |  | 0.59767
0.44592 |  | 0.59764
0.44589 |  | 0.59754
0.44588 |  | 0.59753
0.44583 |  | 0.59749
0.44578 |  | 0.59743
0.44576 |  | 0.59739
0.44573 |  | 0.59735
0.44568 |  | 0.59733
0.44566 |  | 0.59723
0.44562 |  | 0.59718
0.44557 |  | 0.59716
0.44553 |  | 0.59712
0.44547 |  | 0.59708
0.44546 |  | 0.59706
0.44544 |  | 0.59697
0.44542 |  | 0.5969
0.44539 |  | 0.59687
0.44538 |  | 0.59683
0.44536 |  | 0.59677
0.44532 |  | 0.59671
0.44529 |  | 0.59671
0.44527 |  | 0.59669
0.44527 |  | 0.59664
0.44518 |  | 0.5966
0.44516 |  | 0.59658
0.44515 |  | 0.59649
0.44512 |  | 0.59642
0.44507 |  | 0.59639
0.44507 |  | 0.59635
0.44504 |  | 0.59628
0.44502 |  | 0.59622
0.44499 |  | 0.59615
0.44496 |  | 0.59611
0.44496 |  | 0.59604
0.44496 |  | 0.59601
0.44492 |  | 0.59592
0.44488 |  | 0.59591
0.44485 |  | 0.59589
0.44482 |  | 0.59586
0.44479 |  | 0.59579
0.44477 |  | 0.59575
0.44474 |  | 0.59571
0.44474 |  | 0.59566
0.44468 |  | 0.59561
0.44466 |  | 0.59558
0.44466 |  | 0.59554
0.44466 |  | 0.59549
0.44465 |  | 0.59545
0.44462 |  | 0.5954
0.44459 |  | 0.59536
0.44457 |  | 0.59535
0.44456 |  | 0.59532
0.44453 |  | 0.59528
0.44451 |  | 0.59526
0.44448 |  | 0.59522
0.44446 |  | 0.59519
0.44445 |  | 0.59515
0.44441 |  | 0.59515
0.44435 |  | 0.5951
0.44433 |  | 0.59506
0.4443 |  | 0.59503
0.44427 |  | 0.59498
0.44424 |  | 0.59493
0.44418 |  | 0.59489
0.44415 |  | 0.59484
0.44413 |  | 0.5948
0.44406 |  | 0.59474
0.44403 |  | 0.59467
0.444 |  | 0.59466
0.44398 |  | 0.59462
0.44394 |  | 0.59454
0.44392 |  | 0.59448
0.44392 |  | 0.59446
0.4439 |  | 0.59441
0.44382 |  | 0.59438
0.44377 |  | 0.59434
0.44375 |  | 0.59432
0.44374 |  | 0.59429
0.44371 |  | 0.59425
0.44368 |  | 0.59419
0.44365 |  | 0.59416
0.4436 |  | 0.59408
0.44357 |  | 0.59406
0.44352 |  | 0.59402
0.44352 |  | 0.594
0.44351 |  | 0.59392
0.44344 |  | 0.59382
0.4434 |  | 0.59378
0.44339 |  | 0.59373
0.44339 |  | 0.59369
0.44337 |  | 0.59365
0.44333 |  | 0.59361
0.44331 |  | 0.59359
0.44331 |  | 0.59351
0.44328 |  | 0.59351
0.44325 |  | 0.59343
0.4432 |  | 0.59341
0.44316 |  | 0.59338
0.44314 |  | 0.59333
0.44311 |  | 0.59329
0.4431 |  | 0.59324
0.44306 |  | 0.59322
0.44304 |  | 0.59321
0.44302 |  | 0.59317
0.44298 |  | 0.59315
0.44296 |  | 0.59308
0.44295 |  | 0.59304
0.4429 |  | 0.593
0.44287 |  | 0.593
0.44283 |  | 0.59294
0.44283 |  | 0.59292
0.4428 |  | 0.59288
0.44275 |  | 0.59286
0.44274 |  | 0.59275
0.44268 |  | 0.59273
0.44265 |  | 0.59263
0.44261 |  | 0.5926
0.44259 |  | 0.59252
0.44256 |  | 0.59247
0.44255 |  | 0.59245
0.44252 |  | 0.59237
0.44249 |  | 0.59231
0.44249 |  | 0.59227
0.44245 |  | 0.59226
0.44241 |  | 0.5922
0.44241 |  | 0.59217
0.44235 |  | 0.59212
0.44233 |  | 0.59208
0.44232 |  | 0.59207
0.44228 |  | 0.59203
0.44225 |  | 0.59199
0.44223 |  | 0.59194
0.4422 |  | 0.59193
0.44215 |  | 0.59182
0.44209 |  | 0.59179
0.44203 |  | 0.59171
0.44201 |  | 0.59165
0.442 |  | 0.59164
0.44197 |  | 0.5916
0.44194 |  | 0.59156
0.44192 |  | 0.59152
0.44191 |  | 0.59146
0.44187 |  | 0.59143
0.44185 |  | 0.59139
0.4418 |  | 0.59137
0.44177 |  | 0.59134
0.44176 |  | 0.59131
0.44176 |  | 0.59125
0.4417 |  | 0.59124
0.44166 |  | 0.59118
0.44162 |  | 0.5911
0.44161 |  | 0.59103
0.44159 |  | 0.59098
0.44153 |  | 0.59092
0.4415 |  | 0.59091
0.44148 |  | 0.59085
0.44147 |  | 0.59081
0.44142 |  | 0.5908
0.44142 |  | 0.59075
0.44138 |  | 0.59073
0.44135 |  | 0.59071
0.44133 |  | 0.59068
0.44132 |  | 0.59064
0.44128 |  | 0.59059
0.44125 |  | 0.59056
0.44122 |  | 0.5905
0.44119 |  | 0.59045
0.44113 |  | 0.59042
0.4411 |  | 0.59037
0.4411 |  | 0.59032
0.44104 |  | 0.5903
0.44097 |  | 0.59026
0.44096 |  | 0.59024
0.44093 |  | 0.5902
0.4409 |  | 0.59019
0.44089 |  | 0.59015
0.44087 |  | 0.59014
0.44086 |  | 0.59005
0.44082 |  | 0.59002
0.44079 |  | 0.58997
0.44078 |  | 0.58994
0.44073 |  | 0.58984
0.4407 |  | 0.58978
0.44067 |  | 0.58973
0.44066 |  | 0.58969
0.44064 |  | 0.58966
0.4406 |  | 0.58964
0.44058 |  | 0.58961
0.44052 |  | 0.58958
0.44052 |  | 0.58955
0.44049 |  | 0.58949
0.44046 |  | 0.58946
0.44043 |  | 0.58941
0.44037 |  | 0.58938
0.44037 |  | 0.58934
0.44034 |  | 0.58933
0.44032 |  | 0.5893
0.44031 |  | 0.58928
0.44025 |  | 0.5892
0.44023 |  | 0.58916
0.44023 |  | 0.58912
0.4402 |  | 0.58909
0.44019 |  | 0.58906
0.44019 |  | 0.58897
0.44017 |  | 0.58895
0.44016 |  | 0.58893
0.44009 |  | 0.58888
0.44007 |  | 0.58886
0.44005 |  | 0.58883
0.44002 |  | 0.58878
0.44002 |  | 0.58873
0.43997 |  | 0.58869
0.43997 |  | 0.58864
0.43993 |  | 0.58862
0.43989 |  | 0.58857
0.43986 |  | 0.58855
0.43985 |  | 0.58854
0.4398 |  | 0.58849
0.43977 |  | 0.58845
0.43974 |  | 0.58842
0.43972 |  | 0.58837
0.43971 |  | 0.58831
0.43966 |  | 0.58829
0.43963 |  | 0.58826
0.4396 |  | 0.58819
0.43959 |  | 0.58817
0.43954 |  | 0.58814
0.43951 |  | 0.5881
0.43949 |  | 0.58809
0.43945 |  | 0.58806
0.4394 |  | 0.58804
0.43937 |  | 0.58798
0.43936 |  | 0.58794
0.43929 |  | 0.58789
0.43927 |  | 0.58786
0.43924 |  | 0.58784
0.43923 |  | 0.58781
0.43917 |  | 0.58777
0.43912 |  | 0.58771
0.43908 |  | 0.58767
0.43906 |  | 0.58763
0.43903 |  | 0.58759
0.43901 |  | 0.58757
0.43898 |  | 0.58753
0.43896 |  | 0.5875
0.43895 |  | 0.58745
0.43889 |  | 0.58743
0.43888 |  | 0.5874
0.43883 |  | 0.58732
0.43881 |  | 0.58728
0.43878 |  | 0.58724
0.43878 |  | 0.58717
0.43872 |  | 0.58716
0.43872 |  | 0.58711
0.43867 |  | 0.58705
0.43866 |  | 0.587
0.4386 |  | 0.58696
0.43858 |  | 0.5869
0.43857 |  | 0.58684
0.43854 |  | 0.58682
0.43849 |  | 0.58676
0.43848 |  | 0.58674
0.43843 |  | 0.58667
0.43842 |  | 0.58661
0.4384 |  | 0.58654
0.43837 |  | 0.5865
0.43835 |  | 0.58645
0.43835 |  | 0.58642
0.43832 |  | 0.58639
0.43828 |  | 0.58634
0.43823 |  | 0.58634
0.43822 |  | 0.5863
0.43819 |  | 0.58626
0.43814 |  | 0.58621
0.43813 |  | 0.58619
0.43812 |  | 0.58612
0.4381 |  | 0.5861
0.43809 |  | 0.58605
0.43809 |  | 0.58599
0.43804 |  | 0.58593
0.43802 |  | 0.58587
0.43798 |  | 0.58582
0.43793 |  | 0.58578
0.4379 |  | 0.58572
0.43789 |  | 0.5857
0.43787 |  | 0.58565
0.43778 |  | 0.58561
0.43775 |  | 0.58557
0.4377 |  | 0.58557
0.43769 |  | 0.58551
0.43767 |  | 0.5855
0.43767 |  | 0.58546
0.43764 |  | 0.58541
0.43764 |  | 0.58537
0.43761 |  | 0.58531
0.43758 |  | 0.58531
0.43756 |  | 0.58527
0.43752 |  | 0.58524
0.43751 |  | 0.5852
0.43747 |  | 0.58518
0.43747 |  | 0.58512
0.43743 |  | 0.58508
0.43743 |  | 0.58508
0.43738 |  | 0.58503
0.43734 |  | 0.58498
0.43732 |  | 0.58496
0.4373 |  | 0.58493
0.43728 |  | 0.58492
0.43724 |  | 0.58485
0.43722 |  | 0.5848
0.43717 |  | 0.58479
0.43717 |  | 0.58475
0.43714 |  | 0.58473
0.43713 |  | 0.58467
0.4371 |  | 0.58461
0.43705 |  | 0.58459
0.43704 |  | 0.5845
0.43699 |  | 0.58446
0.43696 |  | 0.58445
0.43691 |  | 0.58441
0.4369 |  | 0.58439
0.43687 |  | 0.58437
0.43684 |  | 0.58428
0.43681 |  | 0.58423
0.43681 |  | 0.5842
0.43679 |  | 0.58413
0.43675 |  | 0.58411
0.43673 |  | 0.58406
0.43669 |  | 0.58401
0.43667 |  | 0.58392
0.43663 |  | 0.58388
0.43661 |  | 0.58387
0.43657 |  | 0.58384
0.43654 |  | 0.5838
0.43649 |  | 0.58377
0.43649 |  | 0.58371
0.43648 |  | 0.58366
0.43648 |  | 0.58362
0.43642 |  | 0.58358
0.43639 |  | 0.58352
0.43637 |  | 0.58349
0.43637 |  | 0.58347
0.43633 |  | 0.58344
0.43629 |  | 0.5834
0.43628 |  | 0.58331
0.43628 |  | 0.58326
0.43624 |  | 0.58321
0.4362 |  | 0.58313
0.43614 |  | 0.58307
0.43612 |  | 0.58303
0.43612 |  | 0.583
0.43609 |  | 0.58293
0.43606 |  | 0.58289
0.43603 |  | 0.58284
0.436 |  | 0.58283
0.43598 |  | 0.58278
0.43595 |  | 0.58273
0.43593 |  | 0.5827
0.43587 |  | 0.58266
0.43586 |  | 0.58262
0.43584 |  | 0.5826
0.43579 |  | 0.58256
0.43575 |  | 0.58252
0.43575 |  | 0.58251
0.43575 |  | 0.58243
0.43572 |  | 0.58239
0.43571 |  | 0.58238
0.43565 |  | 0.58234
0.43561 |  | 0.58228
0.43561 |  | 0.58222
0.4356 |  | 0.5822
0.43556 |  | 0.58214
0.43549 |  | 0.5821
0.43546 |  | 0.58209
0.43544 |  | 0.58205
0.43542 |  | 0.58197
0.43542 |  | 0.58194
0.43542 |  | 0.58194
0.43539 |  | 0.58189
0.43538 |  | 0.58187
0.43534 |  | 0.58182
0.43528 |  | 0.58179
0.43528 |  | 0.58175
0.43526 |  | 0.58172
0.43526 |  | 0.58168
0.43519 |  | 0.58165
0.4351 |  | 0.58159
0.4351 |  | 0.58156
0.43506 |  | 0.58153
0.43505 |  | 0.58151
0.435 |  | 0.58145
0.43499 |  | 0.58141
0.43499 |  | 0.58138
0.43494 |  | 0.58135
0.43491 |  | 0.58133
0.43485 |  | 0.58124
0.43482 |  | 0.58119
0.4348 |  | 0.58117
0.43477 |  | 0.58111
0.43471 |  | 0.58108
0.43467 |  | 0.58107
0.43465 |  | 0.58098
0.43461 |  | 0.58095
0.43459 |  | 0.58093
0.43456 |  | 0.58087
0.43451 |  | 0.58083
0.43447 |  | 0.58082
0.43447 |  | 0.5808
0.43445 |  | 0.58076
0.4344 |  | 0.58073
0.43437 |  | 0.58071
0.43436 |  | 0.58067
0.43434 |  | 0.58059
0.43429 |  | 0.58058
0.43425 |  | 0.58054
0.43422 |  | 0.58054
0.43419 |  | 0.5805
0.43415 |  | 0.58044
0.43412 |  | 0.58041
0.43411 |  | 0.5804
0.43404 |  | 0.58034
0.434 |  | 0.58032
0.43397 |  | 0.58027
0.43392 |  | 0.58023
0.43391 |  | 0.58023
0.43388 |  | 0.58013
0.43386 |  | 0.58008
0.43382 |  | 0.58008
0.43379 |  | 0.58003
0.43377 |  | 0.57999
0.43371 |  | 0.57995
0.43371 |  | 0.57991
0.43371 |  | 0.57988
0.43368 |  | 0.57986
0.43368 |  | 0.57979
0.43362 |  | 0.57977
0.43361 |  | 0.57976
0.43359 |  | 0.57972
0.43356 |  | 0.57964
0.43351 |  | 0.5796
0.43351 |  | 0.57959
0.43349 |  | 0.57954
0.43347 |  | 0.57948
0.43345 |  | 0.57945
0.43344 |  | 0.5794
0.43338 |  | 0.57938
0.43336 |  | 0.57931
0.43335 |  | 0.57929
0.43333 |  | 0.57922
0.43329 |  | 0.57921
0.43327 |  | 0.57917
0.43327 |  | 0.57914
0.43324 |  | 0.57911
0.43323 |  | 0.57905
0.43321 |  | 0.579
0.43317 |  | 0.57898
0.43312 |  | 0.57891
0.4331 |  | 0.57887
0.43307 |  | 0.57886
0.43307 |  | 0.57883
0.43303 |  | 0.57879
0.43302 |  | 0.57877
0.433 |  | 0.57873
0.43294 |  | 0.57872
0.43294 |  | 0.57864
0.43291 |  | 0.57861
0.43291 |  | 0.57856
0.4329 |  | 0.57852
0.43283 |  | 0.5785
0.43282 |  | 0.57846
0.43281 |  | 0.57842
0.43277 |  | 0.57839
0.43277 |  | 0.57836
0.43276 |  | 0.57831
0.43273 |  | 0.57826
0.43268 |  | 0.57822
0.43267 |  | 0.57822
0.43262 |  | 0.57815
0.43259 |  | 0.57809
0.43256 |  | 0.57804
0.43251 |  | 0.57801
0.43249 |  | 0.578
0.43246 |  | 0.57796
0.43246 |  | 0.57795
0.4324 |  | 0.57788
0.43237 |  | 0.57786
0.43236 |  | 0.57785
0.43236 |  | 0.5778
0.43234 |  | 0.57777
0.43231 |  | 0.57771
0.43229 |  | 0.57768
0.43229 |  | 0.57767
0.43225 |  | 0.57763
0.43223 |  | 0.57759
0.4322 |  | 0.57755
0.4322 |  | 0.57754
0.43217 |  | 0.5775
0.43215 |  | 0.57748
0.43211 |  | 0.57742
0.43206 |  | 0.5774
0.43204 |  | 0.57733
0.43203 |  | 0.57732
0.43198 |  | 0.57729
0.43197 |  | 0.57726
0.43196 |  | 0.5772
0.43193 |  | 0.57719
0.43189 |  | 0.57711
0.43188 |  | 0.57703
0.43185 |  | 0.57698
0.43184 |  | 0.57695
0.43182 |  | 0.57695
0.43176 |  | 0.5769
0.43173 |  | 0.57686
0.43173 |  | 0.57684
0.43168 |  | 0.5768
0.43167 |  | 0.57679
0.43164 |  | 0.57673
0.43162 |  | 0.57669
0.43162 |  | 0.57665
0.43161 |  | 0.57659
0.43155 |  | 0.57654
0.43153 |  | 0.57651
0.43153 |  | 0.57648
0.43152 |  | 0.57642
0.43147 |  | 0.57642
0.43146 |  | 0.57637
0.43144 |  | 0.57628
0.43141 |  | 0.57623
0.43136 |  | 0.57616
0.43135 |  | 0.57614
0.43132 |  | 0.57607
0.43132 |  | 0.57606
0.43125 |  | 0.57603
0.43122 |  | 0.57594
0.43121 |  | 0.57584
0.43116 |  | 0.57581
0.43113 |  | 0.57579
0.43113 |  | 0.57576
0.43113 |  | 0.57573
0.43108 |  | 0.57565
0.43108 |  | 0.57561
0.43106 |  | 0.5756
0.43103 |  | 0.57557
0.43101 |  | 0.57548
0.43099 |  | 0.57547
0.43096 |  | 0.57543
0.43096 |  | 0.57537
0.43093 |  | 0.57532
0.4309 |  | 0.57531
0.43088 |  | 0.57524
0.43087 |  | 0.57519
0.43083 |  | 0.57513
0.43081 |  | 0.57507
0.43077 |  | 0.575
0.43074 |  | 0.57498
0.43072 |  | 0.57491
0.43071 |  | 0.57485
0.43066 |  | 0.57485
0.43061 |  | 0.57481
0.43061 |  | 0.57478
0.43059 |  | 0.57476
0.43057 |  | 0.57473
0.43054 |  | 0.57469
0.43053 |  | 0.57467
0.43051 |  | 0.57462
0.43048 |  | 0.57458
0.43045 |  | 0.57454
0.43042 |  | 0.57451
0.43038 |  | 0.57447
0.43036 |  | 0.57442
0.43033 |  | 0.57438
0.43031 |  | 0.57432
0.4303 |  | 0.57429
0.43027 |  | 0.57426
0.43024 |  | 0.57418
0.4302 |  | 0.57415
0.43019 |  | 0.57414
0.43016 |  | 0.57409
0.43013 |  | 0.57405
0.43011 |  | 0.57403
0.43008 |  | 0.57398
0.43005 |  | 0.57395
0.43 |  | 0.57391
0.43 |  | 0.5739
0.42998 |  | 0.57386
0.42994 |  | 0.57383
0.42992 |  | 0.57381
0.4299 |  | 0.57374
0.42989 |  | 0.57369
0.42986 |  | 0.57365
0.42983 |  | 0.57361
0.42981 |  | 0.57358
0.42978 |  | 0.57353
0.42977 |  | 0.57351
0.42974 |  | 0.57346
0.42971 |  | 0.57342
0.42968 |  | 0.57341
0.42965 |  | 0.57336
0.42962 |  | 0.57333
0.4296 |  | 0.57325
0.42956 |  | 0.57324
0.42954 |  | 0.57322
0.42954 |  | 0.5732
0.42951 |  | 0.57315
0.42948 |  | 0.57312
0.42947 |  | 0.57309
0.42945 |  | 0.57308
0.42942 |  | 0.57304
0.4294 |  | 0.57299
0.42939 |  | 0.57292
0.42936 |  | 0.57285
0.42933 |  | 0.57284
0.42929 |  | 0.57281
0.42928 |  | 0.57277
0.42925 |  | 0.57273
0.42925 |  | 0.57266
0.42923 |  | 0.57263
0.42921 |  | 0.57257
0.42919 |  | 0.57257
0.42919 |  | 0.57255
0.42919 |  | 0.57249
0.42916 |  | 0.57249
0.42912 |  | 0.57244
0.42912 |  | 0.57241
0.4291 |  | 0.57239
0.42906 |  | 0.57237
0.42903 |  | 0.57233
0.42901 |  | 0.57229
0.42895 |  | 0.57226
0.42895 |  | 0.57222
0.4289 |  | 0.57219
0.42887 |  | 0.57215
0.42884 |  | 0.57214
0.42884 |  | 0.57208
0.42878 |  | 0.57204
0.42877 |  | 0.57204
0.42873 |  | 0.572
0.42869 |  | 0.57199
0.42864 |  | 0.57195
0.42864 |  | 0.57193
0.42857 |  | 0.57189
0.42855 |  | 0.57186
0.42852 |  | 0.57179
0.42849 |  | 0.57177
0.42846 |  | 0.57172
0.42845 |  | 0.57167
0.42839 |  | 0.57161
0.42837 |  | 0.5716
0.42834 |  | 0.57157
0.4283 |  | 0.57154
0.42827 |  | 0.57151
0.42824 |  | 0.57148
0.4282 |  | 0.57144
0.42816 |  | 0.57139
0.42812 |  | 0.57137
0.42812 |  | 0.57134
0.42812 |  | 0.57131
0.4281 |  | 0.57128
0.42805 |  | 0.57125
0.42801 |  | 0.57121
0.428 |  | 0.57119
0.42798 |  | 0.57117
0.42794 |  | 0.57114
0.4279 |  | 0.5711
0.42789 |  | 0.57107
0.42784 |  | 0.57103
0.42783 |  | 0.57103
0.4278 |  | 0.571
0.4278 |  | 0.57094
0.42777 |  | 0.57091
0.42772 |  | 0.57087
0.42771 |  | 0.57083
0.42767 |  | 0.57079
0.42766 |  | 0.57078
0.42763 |  | 0.57074
0.4276 |  | 0.57067
0.42757 |  | 0.57066
0.42754 |  | 0.5706
0.42754 |  | 0.57057
0.42752 |  | 0.57052
0.42751 |  | 0.5705
0.42746 |  | 0.57048
0.42746 |  | 0.57043
0.42738 |  | 0.57036
0.42737 |  | 0.57032
0.42737 |  | 0.5703
0.42734 |  | 0.57026
0.42731 |  | 0.57025
0.4273 |  | 0.57019
0.4273 |  | 0.57015
0.42725 |  | 0.57011
0.42724 |  | 0.57007
0.42719 |  | 0.57002
0.42711 |  | 0.56998
0.4271 |  | 0.56993
0.42704 |  | 0.56989
0.42699 |  | 0.56989
0.42698 |  | 0.56984
0.42698 |  | 0.5698
0.42695 |  | 0.56976
0.42693 |  | 0.56972
0.4269 |  | 0.56969
0.4269 |  | 0.56968
0.42689 |  | 0.56962
0.42686 |  | 0.56954
0.42686 |  | 0.56947
0.42686 |  | 0.56944
0.42684 |  | 0.56939
0.42676 |  | 0.56937
0.42673 |  | 0.56933
0.42672 |  | 0.56931
0.4267 |  | 0.5693
0.42667 |  | 0.56923
0.42666 |  | 0.56919
0.42661 |  | 0.56916
0.42658 |  | 0.56912
0.42655 |  | 0.56905
0.42654 |  | 0.569
0.42652 |  | 0.56898
0.4265 |  | 0.56896
0.42647 |  | 0.5689
0.42644 |  | 0.56886
0.42641 |  | 0.56883
0.42638 |  | 0.5688
0.42635 |  | 0.56872
0.42635 |  | 0.56869
0.4263 |  | 0.56867
0.42627 |  | 0.5686
0.42624 |  | 0.56857
0.42621 |  | 0.56855
0.42621 |  | 0.56852
0.4262 |  | 0.56849
0.42614 |  | 0.56847
0.42614 |  | 0.56845
0.42609 |  | 0.56841
0.42607 |  | 0.56836
0.42603 |  | 0.56833
0.42603 |  | 0.56828
0.42599 |  | 0.56825
0.42598 |  | 0.56819
0.42595 |  | 0.56819
0.42593 |  | 0.56815
0.42587 |  | 0.56815
0.42585 |  | 0.56811
0.42585 |  | 0.56807
0.42585 |  | 0.56802
0.42583 |  | 0.56798
0.42578 |  | 0.56792
0.42578 |  | 0.56787
0.42576 |  | 0.56781
0.42572 |  | 0.56781
0.4257 |  | 0.56779
0.4257 |  | 0.56776
0.42567 |  | 0.56774
0.42564 |  | 0.56771
0.42562 |  | 0.5677
0.4256 |  | 0.56762
0.42555 |  | 0.56761
0.42554 |  | 0.56761
0.42551 |  | 0.56759
0.42549 |  | 0.56757
0.42545 |  | 0.56755
0.42542 |  | 0.56749
0.42542 |  | 0.56744
0.4254 |  | 0.56742
0.42535 |  | 0.56739
0.42532 |  | 0.56735
0.42528 |  | 0.56733
0.42526 |  | 0.56728
0.42524 |  | 0.56726
0.42521 |  | 0.56717
0.42517 |  | 0.56716
0.42514 |  | 0.56715
0.42513 |  | 0.5671
0.42511 |  | 0.56705
0.4251 |  | 0.567
0.42508 |  | 0.56698
0.42505 |  | 0.56697
0.42504 |  | 0.56689
0.42502 |  | 0.56688
0.42497 |  | 0.56686
0.42496 |  | 0.56684
0.42493 |  | 0.56681
0.42491 |  | 0.5668
0.42488 |  | 0.56675
0.42485 |  | 0.56674
0.42482 |  | 0.56671
0.42481 |  | 0.56667
0.42476 |  | 0.56662
0.42473 |  | 0.56657
0.4247 |  | 0.56654
0.42468 |  | 0.56652
0.42466 |  | 0.56649
0.42464 |  | 0.56645
0.42461 |  | 0.5664
0.42459 |  | 0.56638
0.42455 |  | 0.56635
0.42452 |  | 0.56633
0.42452 |  | 0.56629
0.4245 |  | 0.56625
0.4245 |  | 0.56621
0.42447 |  | 0.56618
0.42444 |  | 0.56616
0.42443 |  | 0.56612
0.42441 |  | 0.56608
0.42439 |  | 0.56606
0.42436 |  | 0.56602
0.42436 |  | 0.56597
0.42435 |  | 0.56591
0.42432 |  | 0.56589
0.42429 |  | 0.56586
0.42427 |  | 0.56583
0.42426 |  | 0.56581
0.42423 |  | 0.56573
0.42423 |  | 0.56568
0.42421 |  | 0.56565
0.42418 |  | 0.56561
0.42417 |  | 0.56559
0.42415 |  | 0.56556
0.42412 |  | 0.56555
0.42406 |  | 0.56548
0.42404 |  | 0.5654
0.42401 |  | 0.56536
0.424 |  | 0.56532
0.424 |  | 0.56527
0.42397 |  | 0.56523
0.42392 |  | 0.56515
0.42388 |  | 0.56515
0.42388 |  | 0.56511
0.42386 |  | 0.56508
0.42383 |  | 0.56507
0.4238 |  | 0.56502
0.42378 |  | 0.56498
0.42375 |  | 0.56494
0.42372 |  | 0.5649
0.42372 |  | 0.56488
0.42371 |  | 0.56485
0.42366 |  | 0.56481
0.42364 |  | 0.56476
0.42361 |  | 0.56472
0.4236 |  | 0.56467
0.42355 |  | 0.56461
0.4235 |  | 0.56457
0.42349 |  | 0.56453
0.42346 |  | 0.56448
0.42343 |  | 0.56445
0.42343 |  | 0.56436
0.42338 |  | 0.56429
0.42336 |  | 0.56428
0.42336 |  | 0.56427
0.42336 |  | 0.56422
0.42333 |  | 0.56419
0.4233 |  | 0.56416
0.42329 |  | 0.56416
0.42326 |  | 0.56413
0.42324 |  | 0.56408
0.42323 |  | 0.56407
0.42319 |  | 0.564
0.42318 |  | 0.564
0.42317 |  | 0.56398
0.42317 |  | 0.56391
0.4231 |  | 0.56387
0.42309 |  | 0.5638
0.42304 |  | 0.56377
0.42304 |  | 0.56373
0.42304 |  | 0.56372
0.42299 |  | 0.56368
0.42298 |  | 0.56364
0.42294 |  | 0.56364
0.42293 |  | 0.56362
0.42288 |  | 0.56358
0.42287 |  | 0.56355
0.42285 |  | 0.5635
0.42284 |  | 0.56344
0.42281 |  | 0.5634
0.42278 |  | 0.56339
0.42276 |  | 0.56332
0.42273 |  | 0.56327
0.42268 |  | 0.56325
0.42267 |  | 0.56319
0.42261 |  | 0.56314
0.42259 |  | 0.56311
0.42257 |  | 0.56311
0.42256 |  | 0.56306
0.42251 |  | 0.56302
0.4225 |  | 0.56297
0.42245 |  | 0.56294
0.42245 |  | 0.56289
0.42242 |  | 0.56285
0.42241 |  | 0.56277
0.42237 |  | 0.56276
0.42235 |  | 0.56273
0.42233 |  | 0.5627
0.42232 |  | 0.56268
0.42229 |  | 0.56264
0.42226 |  | 0.56259
0.42223 |  | 0.56259
0.42223 |  | 0.56255
0.42223 |  | 0.56252
0.42219 |  | 0.56247
0.42216 |  | 0.56245
0.42215 |  | 0.56242
0.42213 |  | 0.56238
0.42213 |  | 0.56237
0.42211 |  | 0.56234
0.42207 |  | 0.56232
0.42204 |  | 0.56228
0.42201 |  | 0.56226
0.422 |  | 0.56217
0.42196 |  | 0.56211
0.42196 |  | 0.56207
0.42192 |  | 0.56202
0.42191 |  | 0.56198
0.42189 |  | 0.56196
0.42184 |  | 0.56191
0.42181 |  | 0.56189
0.42181 |  | 0.56187
0.42181 |  | 0.56184
0.42176 |  | 0.56181
0.42173 |  | 0.56176
0.42172 |  | 0.5617
0.42169 |  | 0.56167
0.42169 |  | 0.56165
0.42164 |  | 0.56162
0.42163 |  | 0.56157
0.42161 |  | 0.56154
0.42161 |  | 0.56154
0.42158 |  | 0.56153
0.42157 |  | 0.56148
0.42154 |  | 0.56144
0.42153 |  | 0.56143
0.42149 |  | 0.56139
0.42147 |  | 0.56137
0.42147 |  | 0.56135
0.42142 |  | 0.56131
0.42142 |  | 0.5613
0.42137 |  | 0.56127
0.42131 |  | 0.56126
0.42131 |  | 0.56121
0.4213 |  | 0.56118
0.42128 |  | 0.56115
0.42123 |  | 0.56113
0.42122 |  | 0.56102
0.42119 |  | 0.561
0.42117 |  | 0.56098
0.42115 |  | 0.56093
0.42113 |  | 0.56087
0.42108 |  | 0.56084
0.42106 |  | 0.5608
0.42105 |  | 0.56074
0.42102 |  | 0.56073
0.42101 |  | 0.56068
0.42097 |  | 0.56065
0.42096 |  | 0.56064
0.42092 |  | 0.56063
0.42091 |  | 0.5606
0.42089 |  | 0.56054
0.42087 |  | 0.56052
0.42086 |  | 0.5605
0.42081 |  | 0.56047
0.42081 |  | 0.56045
0.42077 |  | 0.56042
0.42074 |  | 0.5604
0.42074 |  | 0.56034
0.42071 |  | 0.56028
0.42067 |  | 0.56026
0.42066 |  | 0.56025
0.42064 |  | 0.56019
0.4206 |  | 0.56017
0.4206 |  | 0.56011
0.42059 |  | 0.56009
0.42055 |  | 0.56008
0.42054 |  | 0.56003
0.42052 |  | 0.55999
0.42052 |  | 0.55996
0.42052 |  | 0.55991
0.42049 |  | 0.55989
0.42046 |  | 0.55985
0.42043 |  | 0.55982
0.42042 |  | 0.55977
0.42039 |  | 0.55973
0.42037 |  | 0.5597
0.42035 |  | 0.55959
0.42032 |  | 0.55952
0.42029 |  | 0.55949
0.42028 |  | 0.55945
0.42026 |  | 0.55943
0.42022 |  | 0.55936
0.42017 |  | 0.55933
0.42017 |  | 0.55931
0.42015 |  | 0.55931
0.42015 |  | 0.55929
0.42009 |  | 0.55923
0.42003 |  | 0.55922
0.41998 |  | 0.5592
0.41998 |  | 0.55918
0.41995 |  | 0.55915
0.41995 |  | 0.55913
0.41992 |  | 0.55909
0.41988 |  | 0.55909
0.41986 |  | 0.55905
0.41983 |  | 0.55899
0.41983 |  | 0.55898
0.4198 |  | 0.55895
0.41979 |  | 0.55894
0.41974 |  | 0.55885
0.41971 |  | 0.55882
0.41971 |  | 0.55879
0.41968 |  | 0.55876
0.41963 |  | 0.55869
0.4196 |  | 0.55869
0.41958 |  | 0.55867
0.41957 |  | 0.55863
0.41955 |  | 0.55861
0.41955 |  | 0.55858
0.41952 |  | 0.55852
0.41951 |  | 0.5585
0.41947 |  | 0.5585
0.41946 |  | 0.55845
0.41943 |  | 0.55845
0.4194 |  | 0.5584
0.4194 |  | 0.55838
0.41938 |  | 0.55834
0.41937 |  | 0.55831
0.41937 |  | 0.55825
0.41935 |  | 0.55824
0.41929 |  | 0.55821
0.41927 |  | 0.55817
0.41924 |  | 0.55816
0.41924 |  | 0.55813
0.41921 |  | 0.55812
0.41916 |  | 0.55809
0.41915 |  | 0.55804
0.4191 |  | 0.558
0.41909 |  | 0.55797
0.41908 |  | 0.55794
0.41903 |  | 0.55791
0.41898 |  | 0.55787
0.41898 |  | 0.55786
0.41895 |  | 0.55782
0.41892 |  | 0.55781
0.41892 |  | 0.55779
0.41891 |  | 0.55774
0.41886 |  | 0.55774
0.41883 |  | 0.55774
0.41882 |  | 0.55768
0.4188 |  | 0.55761
0.41877 |  | 0.55757
0.41874 |  | 0.55751
0.41872 |  | 0.55745
0.41869 |  | 0.55743
0.41868 |  | 0.55738
0.41865 |  | 0.55734
0.41863 |  | 0.55733
0.41856 |  | 0.5573
0.41854 |  | 0.55729
0.41851 |  | 0.55724
0.41851 |  | 0.55721
0.41849 |  | 0.55716
0.41845 |  | 0.55711
0.41845 |  | 0.55709
0.41842 |  | 0.55703
0.41839 |  | 0.55701
0.41837 |  | 0.55692
0.41836 |  | 0.5569
0.41833 |  | 0.55683
0.41833 |  | 0.55678
0.4183 |  | 0.55675
0.41828 |  | 0.55672
0.41825 |  | 0.55668
0.4182 |  | 0.55662
0.41818 |  | 0.55659
0.41816 |  | 0.55656
0.41814 |  | 0.55654
0.4181 |  | 0.55648
0.41805 |  | 0.55644
0.41804 |  | 0.55638
0.41801 |  | 0.55638
0.41797 |  | 0.55634
0.41794 |  | 0.55633
0.41791 |  | 0.55629
0.41791 |  | 0.55627
0.4179 |  | 0.55625
0.4179 |  | 0.55621
0.41784 |  | 0.55618
0.41782 |  | 0.55614
0.41781 |  | 0.55611
0.41781 |  | 0.55608
0.41778 |  | 0.55599
0.41774 |  | 0.55596
0.4177 |  | 0.55593
0.41767 |  | 0.5559
0.41767 |  | 0.55587
0.41761 |  | 0.55586
0.41758 |  | 0.55577
0.41756 |  | 0.55576
0.41753 |  | 0.55572
0.4175 |  | 0.55568
0.41747 |  | 0.55564
0.41744 |  | 0.55563
0.41741 |  | 0.55559
0.41739 |  | 0.55555
0.41738 |  | 0.55553
0.41735 |  | 0.55551
0.41735 |  | 0.55546
0.41729 |  | 0.55542
0.41729 |  | 0.55541
0.41727 |  | 0.5554
0.41723 |  | 0.55536
0.41719 |  | 0.55529
0.41719 |  | 0.55525
0.41718 |  | 0.55523
0.41714 |  | 0.55519
0.41714 |  | 0.55512
0.41712 |  | 0.5551
0.41709 |  | 0.55506
0.41704 |  | 0.55504
0.41703 |  | 0.55502
0.417 |  | 0.55498
0.417 |  | 0.55492
0.41698 |  | 0.55487
0.41696 |  | 0.55484
0.41694 |  | 0.55479
0.41692 |  | 0.55476
0.4169 |  | 0.55474
0.41689 |  | 0.55471
0.41687 |  | 0.55465
0.41683 |  | 0.5546
0.41683 |  | 0.55454
0.41681 |  | 0.55451
0.41679 |  | 0.55449
0.41675 |  | 0.55447
0.41672 |  | 0.55442
0.4167 |  | 0.55439
0.41669 |  | 0.55432
0.41661 |  | 0.55427
0.4166 |  | 0.55424
0.41658 |  | 0.55418
0.41658 |  | 0.55413
0.41656 |  | 0.55413
0.41652 |  | 0.55409
0.41651 |  | 0.55403
0.41651 |  | 0.554
0.41649 |  | 0.55396
0.41645 |  | 0.5539
0.41645 |  | 0.55385
0.41642 |  | 0.55382
0.41637 |  | 0.55379
0.41637 |  | 0.55377
0.41634 |  | 0.55372
0.41634 |  | 0.5537
0.41628 |  | 0.55369
0.41626 |  | 0.55365
0.41623 |  | 0.55363
0.41623 |  | 0.55359
0.41619 |  | 0.55358
0.41617 |  | 0.55356
0.41615 |  | 0.55355
0.41613 |  | 0.55347
0.41611 |  | 0.55345
0.41611 |  | 0.55342
0.41608 |  | 0.55335
0.41604 |  | 0.55333
0.41602 |  | 0.55329
0.41601 |  | 0.55328
0.41598 |  | 0.55321
0.41598 |  | 0.55314
0.41596 |  | 0.55312
0.41587 |  | 0.55307
0.41583 |  | 0.55303
0.4158 |  | 0.55297
0.4158 |  | 0.55294
0.41579 |  | 0.55291
0.41576 |  | 0.55286
0.41574 |  | 0.55282
0.41571 |  | 0.55278
0.4157 |  | 0.55275
0.41568 |  | 0.55271
0.41566 |  | 0.55263
0.41565 |  | 0.55259
0.41559 |  | 0.55258
0.41559 |  | 0.55251
0.41557 |  | 0.55248
0.41551 |  | 0.55244
0.41551 |  | 0.55241
0.4155 |  | 0.55238
0.41545 |  | 0.55235
0.41545 |  | 0.55229
0.41543 |  | 0.55227
0.4154 |  | 0.55225
0.41537 |  | 0.55224
0.41537 |  | 0.55217
0.41536 |  | 0.55212
0.41534 |  | 0.55206
0.41528 |  | 0.55201
0.41528 |  | 0.55199
0.41527 |  | 0.55193
0.41527 |  | 0.55185
0.41522 |  | 0.55183
0.41518 |  | 0.55178
0.41518 |  | 0.5517
0.41513 |  | 0.55168
0.41512 |  | 0.55163
0.41507 |  | 0.55161
0.41506 |  | 0.55156
0.41503 |  | 0.55154
0.41503 |  | 0.55149
0.41498 |  | 0.55147
0.41495 |  | 0.55143
0.41494 |  | 0.55134
0.41486 |  | 0.55128
0.41485 |  | 0.55124
0.41483 |  | 0.55121
0.4148 |  | 0.55116
0.41479 |  | 0.55115
0.41474 |  | 0.55111
0.41474 |  | 0.5511
0.41469 |  | 0.5511
0.41465 |  | 0.55104
0.41461 |  | 0.55102
0.41461 |  | 0.55102
0.41455 |  | 0.55095
0.41452 |  | 0.55093
0.41452 |  | 0.5509
0.41451 |  | 0.55088
0.41446 |  | 0.55085
0.41446 |  | 0.55085
0.41445 |  | 0.55076
0.41442 |  | 0.5507
0.41442 |  | 0.55068
0.4144 |  | 0.55065
0.41438 |  | 0.55057
0.41436 |  | 0.55054
0.41433 |  | 0.55052
0.41431 |  | 0.5505
0.41428 |  | 0.55044
0.41428 |  | 0.5504
0.41427 |  | 0.55039
0.41424 |  | 0.55036
0.41422 |  | 0.55032
0.41421 |  | 0.55024
0.41419 |  | 0.55022
0.41416 |  | 0.55017
0.41415 |  | 0.55016
0.41413 |  | 0.55012
0.41407 |  | 0.55009
0.41405 |  | 0.55006
0.41405 |  | 0.55005
0.41401 |  | 0.55
0.41399 |  | 0.55
0.41396 |  | 0.54991
0.41393 |  | 0.54987
0.41393 |  | 0.54986
0.4139 |  | 0.54984
0.41389 |  | 0.54981
0.41389 |  | 0.54976
0.41384 |  | 0.54975
0.41383 |  | 0.5497
0.4138 |  | 0.54966
0.41378 |  | 0.54962
0.41373 |  | 0.54957
0.4137 |  | 0.54957
0.41369 |  | 0.54956
0.41365 |  | 0.54953
0.41361 |  | 0.5495
0.41361 |  | 0.54946
0.41358 |  | 0.54942
0.41355 |  | 0.54936
0.41352 |  | 0.54933
0.41352 |  | 0.54929
0.4135 |  | 0.54928
0.4135 |  | 0.54926
0.41347 |  | 0.54924
0.41344 |  | 0.5492
0.41341 |  | 0.54919
0.41338 |  | 0.54916
0.41338 |  | 0.54914
0.41336 |  | 0.54911
0.41332 |  | 0.54906
0.4133 |  | 0.54905
0.41329 |  | 0.54901
0.41326 |  | 0.54896
0.41324 |  | 0.54891
0.41324 |  | 0.54887
0.41321 |  | 0.54885
0.4132 |  | 0.54884
0.41315 |  | 0.5488
0.41312 |  | 0.54875
0.41309 |  | 0.5487
0.41306 |  | 0.54867
0.41305 |  | 0.54862
0.41303 |  | 0.54858
0.41303 |  | 0.54854
0.413 |  | 0.54852
0.41295 |  | 0.54849
0.41295 |  | 0.54846
0.41292 |  | 0.54843
0.41288 |  | 0.5484
0.41286 |  | 0.54838
0.41282 |  | 0.54831
0.4128 |  | 0.54829
0.4128 |  | 0.54827
0.4128 |  | 0.54815
0.41275 |  | 0.54814
0.41272 |  | 0.54813
0.41272 |  | 0.54812
0.41269 |  | 0.54809
0.41268 |  | 0.54808
0.41264 |  | 0.54803
0.4126 |  | 0.54797
0.41257 |  | 0.54797
0.41254 |  | 0.54792
0.41252 |  | 0.54787
0.41247 |  | 0.54786
0.41246 |  | 0.54783
0.41244 |  | 0.54777
0.41243 |  | 0.54776
0.4124 |  | 0.54769
0.41238 |  | 0.54765
0.41235 |  | 0.54759
0.41234 |  | 0.54756
0.41231 |  | 0.54755
0.41228 |  | 0.54753
0.41226 |  | 0.54746
0.41224 |  | 0.54743
0.4122 |  | 0.54741
0.41217 |  | 0.54737
0.41215 |  | 0.54735
0.41214 |  | 0.54729
0.41209 |  | 0.54727
0.41208 |  | 0.54724
0.41206 |  | 0.5472
0.41203 |  | 0.54716
0.412 |  | 0.54713
0.41197 |  | 0.54711
0.41197 |  | 0.54706
0.41194 |  | 0.54698
0.41191 |  | 0.54697
0.41187 |  | 0.54694
0.41184 |  | 0.54693
0.41183 |  | 0.5469
0.41178 |  | 0.54684
0.41178 |  | 0.54679
0.41178 |  | 0.54674
0.41178 |  | 0.5467
0.41174 |  | 0.54666
0.41169 |  | 0.54658
0.41168 |  | 0.54653
0.41165 |  | 0.54649
0.41163 |  | 0.54646
0.41159 |  | 0.54636
0.41155 |  | 0.54635
0.41153 |  | 0.54631
0.41151 |  | 0.54627
0.41149 |  | 0.54625
0.41145 |  | 0.54622
0.41145 |  | 0.54618
0.41143 |  | 0.54614
0.4114 |  | 0.54613
0.41137 |  | 0.54609
0.41135 |  | 0.54606
0.41135 |  | 0.546
0.41132 |  | 0.54598
0.41128 |  | 0.54594
0.41128 |  | 0.54593
0.41123 |  | 0.5459
0.41122 |  | 0.54589
0.4112 |  | 0.54584
0.41119 |  | 0.54584
0.41117 |  | 0.54579
0.41114 |  | 0.54574
0.41111 |  | 0.54571
0.41111 |  | 0.54569
0.41108 |  | 0.54568
0.41106 |  | 0.54566
0.41103 |  | 0.54559
0.411 |  | 0.54557
0.41099 |  | 0.54556
0.41097 |  | 0.54554
0.41094 |  | 0.54549
0.41093 |  | 0.54547
0.41091 |  | 0.5454
0.41089 |  | 0.54539
0.41088 |  | 0.54535
0.41085 |  | 0.54531
0.41083 |  | 0.54526
0.4108 |  | 0.54523
0.41079 |  | 0.54518
0.41076 |  | 0.54515
0.41076 |  | 0.54509
0.41076 |  | 0.54504
0.41072 |  | 0.54499
0.41066 |  | 0.54497
0.41065 |  | 0.54492
0.41062 |  | 0.54491
0.41059 |  | 0.54488
0.41057 |  | 0.54483
0.41056 |  | 0.54481
0.41053 |  | 0.54479
0.41051 |  | 0.54475
0.41049 |  | 0.54472
0.41045 |  | 0.54468
0.41045 |  | 0.54464
0.41043 |  | 0.54461
0.41041 |  | 0.54456
0.41037 |  | 0.54449
0.41036 |  | 0.54447
0.41031 |  | 0.54444
0.4103 |  | 0.54444
0.41027 |  | 0.5444
0.41023 |  | 0.54435
0.41019 |  | 0.54434
0.41019 |  | 0.54431
0.41017 |  | 0.54429
0.41017 |  | 0.54427
0.41014 |  | 0.54422
0.41011 |  | 0.54421
0.41011 |  | 0.54421
0.41011 |  | 0.5442
0.41008 |  | 0.54413
0.41008 |  | 0.5441
0.41 |  | 0.54403
0.40999 |  | 0.54402
0.40999 |  | 0.54398
0.40999 |  | 0.54395
0.40996 |  | 0.54394
0.40993 |  | 0.54388
0.40989 |  | 0.54384
0.40988 |  | 0.54381
0.40985 |  | 0.54376
0.40983 |  | 0.54375
0.40983 |  | 0.54373
0.4098 |  | 0.54373
0.40979 |  | 0.54369
0.40976 |  | 0.54368
0.40974 |  | 0.54366
0.4097 |  | 0.54362
0.4097 |  | 0.54359
0.40967 |  | 0.54358
0.40965 |  | 0.54354
0.40964 |  | 0.54348
0.40964 |  | 0.54344
0.40958 |  | 0.54341
0.40955 |  | 0.54336
0.40953 |  | 0.54333
0.40951 |  | 0.54333
0.40951 |  | 0.54331
0.4095 |  | 0.54327
0.40947 |  | 0.54326
0.40947 |  | 0.54321
0.40939 |  | 0.54318
0.40936 |  | 0.54309
0.40933 |  | 0.54308
0.40929 |  | 0.543
0.40927 |  | 0.54292
0.40925 |  | 0.54287
0.40924 |  | 0.54283
0.40921 |  | 0.54281
0.40919 |  | 0.54273
0.40914 |  | 0.54271
0.40913 |  | 0.54268
0.40911 |  | 0.54266
0.40909 |  | 0.54262
0.40907 |  | 0.54258
0.40905 |  | 0.54256
0.40905 |  | 0.54252
0.40902 |  | 0.54245
0.409 |  | 0.54243
0.40899 |  | 0.54239
0.40899 |  | 0.54238
0.40897 |  | 0.54238
0.40889 |  | 0.54233
0.40888 |  | 0.5423
0.40885 |  | 0.54222
0.40883 |  | 0.5422
0.4088 |  | 0.54218
0.40877 |  | 0.54214
0.40876 |  | 0.5421
0.40874 |  | 0.54209
0.40874 |  | 0.54205
0.40872 |  | 0.54204
0.40871 |  | 0.54201
0.40866 |  | 0.54198
0.40862 |  | 0.54192
0.40862 |  | 0.54188
0.4086 |  | 0.54186
0.40857 |  | 0.5418
0.40856 |  | 0.54175
0.4085 |  | 0.54173
0.40846 |  | 0.54168
0.40846 |  | 0.54161
0.40846 |  | 0.5416
0.40842 |  | 0.54154
0.40838 |  | 0.5415
0.40838 |  | 0.54147
0.40836 |  | 0.54144
0.40833 |  | 0.5414
0.40831 |  | 0.54137
0.40829 |  | 0.54134
0.40828 |  | 0.54128
0.40828 |  | 0.54125
0.40822 |  | 0.5412
0.40821 |  | 0.54118
0.40819 |  | 0.54118
0.40819 |  | 0.54114
0.40816 |  | 0.54111
0.40813 |  | 0.5411
0.4081 |  | 0.54105
0.40807 |  | 0.54103
0.40805 |  | 0.541
0.40805 |  | 0.54099
0.40805 |  | 0.54095
0.40802 |  | 0.54088
0.40797 |  | 0.54085
0.40797 |  | 0.54081
0.40795 |  | 0.54078
0.40792 |  | 0.54075
0.4079 |  | 0.54073
0.4079 |  | 0.54069
0.40785 |  | 0.54069
0.40783 |  | 0.54064
0.4078 |  | 0.5406
0.40778 |  | 0.54058
0.40774 |  | 0.54053
0.40773 |  | 0.54051
0.40769 |  | 0.5405
0.40767 |  | 0.54047
0.40767 |  | 0.54042
0.40759 |  | 0.54039
0.40759 |  | 0.54038
0.40757 |  | 0.54035
0.40754 |  | 0.5403
0.4075 |  | 0.5403
0.4075 |  | 0.54025
0.4075 |  | 0.54021
0.40748 |  | 0.5402
0.40747 |  | 0.54017
0.40741 |  | 0.54013
0.40741 |  | 0.54006
0.40736 |  | 0.54003
0.40735 |  | 0.54001
0.40733 |  | 0.53999
0.4073 |  | 0.53998
0.40725 |  | 0.53995
0.40722 |  | 0.53989
0.40722 |  | 0.53989
0.40721 |  | 0.53987
0.40719 |  | 0.53987
0.40716 |  | 0.53982
0.40711 |  | 0.53976
0.40711 |  | 0.53971
0.40708 |  | 0.5397
0.40702 |  | 0.53962
0.40702 |  | 0.5396
0.40695 |  | 0.53956
0.40691 |  | 0.53952
0.4069 |  | 0.53951
0.40688 |  | 0.53948
0.40687 |  | 0.53947
0.40685 |  | 0.53944
0.4068 |  | 0.53939
0.4068 |  | 0.53938
0.40677 |  | 0.53935
0.40675 |  | 0.53934
0.40674 |  | 0.53928
0.40673 |  | 0.53925
0.40671 |  | 0.53919
0.40666 |  | 0.53917
0.40666 |  | 0.53916
0.40665 |  | 0.53911
0.40665 |  | 0.53906
0.4066 |  | 0.53904
0.4066 |  | 0.53896
0.40658 |  | 0.53893
0.40655 |  | 0.53893
0.40654 |  | 0.53892
0.40651 |  | 0.53892
0.40649 |  | 0.5389
0.40649 |  | 0.53881
0.40646 |  | 0.53878
0.40643 |  | 0.53873
0.40638 |  | 0.53873
0.40637 |  | 0.53869
0.40635 |  | 0.53868
0.40631 |  | 0.53867
0.40626 |  | 0.53862
0.40626 |  | 0.53862
0.40624 |  | 0.53858
0.40623 |  | 0.53855
0.4062 |  | 0.53853
0.40617 |  | 0.5385
0.40617 |  | 0.53848
0.40614 |  | 0.53838
0.40612 |  | 0.53837
0.40612 |  | 0.53831
0.40612 |  | 0.53827
0.40608 |  | 0.53826
0.40606 |  | 0.5382
0.40603 |  | 0.5382
0.40601 |  | 0.53819
0.40597 |  | 0.53812
0.40594 |  | 0.53807
0.40592 |  | 0.53803
0.40591 |  | 0.53801
0.40589 |  | 0.53797
0.40588 |  | 0.53796
0.40586 |  | 0.53794
0.40583 |  | 0.53789
0.40579 |  | 0.53788
0.40575 |  | 0.53788
0.40575 |  | 0.53787
0.4057 |  | 0.53783
0.40568 |  | 0.5378
0.40563 |  | 0.53776
0.40563 |  | 0.53771
0.40558 |  | 0.53767
0.40557 |  | 0.53766
0.40557 |  | 0.53765
0.40555 |  | 0.53761
0.40551 |  | 0.53758
0.40551 |  | 0.53757
0.40549 |  | 0.53753
0.40549 |  | 0.53747
0.40549 |  | 0.53745
0.40546 |  | 0.53741
0.40543 |  | 0.53736
0.40543 |  | 0.53735
0.40537 |  | 0.5373
0.40535 |  | 0.53729
0.40533 |  | 0.53726
0.40532 |  | 0.53722
0.40531 |  | 0.53721
0.40525 |  | 0.53718
0.40522 |  | 0.53714
0.4052 |  | 0.53708
0.4052 |  | 0.53703
0.40517 |  | 0.53698
0.40517 |  | 0.53695
0.40511 |  | 0.5369
0.40511 |  | 0.53685
0.40509 |  | 0.53683
0.40508 |  | 0.53683
0.40502 |  | 0.53679
0.40502 |  | 0.53677
0.40497 |  | 0.53674
0.40496 |  | 0.53673
0.40494 |  | 0.53671
0.40489 |  | 0.53667
0.40485 |  | 0.53658
0.40482 |  | 0.53653
0.40479 |  | 0.53651
0.40473 |  | 0.53645
0.40473 |  | 0.53643
0.40468 |  | 0.53642
0.40463 |  | 0.53639
0.4046 |  | 0.53635
0.40457 |  | 0.53628
0.40456 |  | 0.53624
0.40453 |  | 0.53622
0.40451 |  | 0.53622
0.40447 |  | 0.53619
0.40445 |  | 0.53618
0.40444 |  | 0.53616
0.40442 |  | 0.53614
0.40439 |  | 0.53608
0.40436 |  | 0.53606
0.40435 |  | 0.53601
0.40431 |  | 0.53597
0.40426 |  | 0.53596
0.40425 |  | 0.53592
0.40425 |  | 0.53587
0.4042 |  | 0.53585
0.40418 |  | 0.53581
0.40417 |  | 0.53574
0.40415 |  | 0.5357
0.40413 |  | 0.5357
0.40413 |  | 0.53568
0.40411 |  | 0.53566
0.40411 |  | 0.53563
0.40408 |  | 0.53559
0.40403 |  | 0.53554
0.40403 |  | 0.53554
0.40402 |  | 0.53548
0.404 |  | 0.53546
0.40397 |  | 0.53541
0.40396 |  | 0.53538
0.40393 |  | 0.53537
0.40391 |  | 0.53533
0.40388 |  | 0.5353
0.40385 |  | 0.53527
0.40385 |  | 0.53524
0.40379 |  | 0.53519
0.40379 |  | 0.53519
0.40376 |  | 0.53516
0.40376 |  | 0.53512
0.40371 |  | 0.53511
0.4037 |  | 0.53507
0.40368 |  | 0.53506
0.40364 |  | 0.53501
0.4036 |  | 0.53498
0.40359 |  | 0.53495
0.40357 |  | 0.53493
0.40357 |  | 0.53488
0.40356 |  | 0.53487
0.40354 |  | 0.53483
0.40351 |  | 0.53481
0.40351 |  | 0.53479
0.4035 |  | 0.53473
0.4035 |  | 0.5347
0.40347 |  | 0.53467
0.40338 |  | 0.53465
0.40338 |  | 0.53463
0.40336 |  | 0.53462
0.40335 |  | 0.53458
0.40333 |  | 0.53456
0.40332 |  | 0.53453
0.40328 |  | 0.5345
0.40328 |  | 0.53447
0.40323 |  | 0.53439
0.40321 |  | 0.53436
0.40314 |  | 0.53434
0.4031 |  | 0.53431
0.4031 |  | 0.53427
0.4031 |  | 0.53425
0.40307 |  | 0.53421
0.40303 |  | 0.53421
0.40303 |  | 0.53417
0.403 |  | 0.53415
0.40296 |  | 0.53413
0.40293 |  | 0.53411
0.40293 |  | 0.53408
0.4029 |  | 0.53408
0.40289 |  | 0.53406
0.40284 |  | 0.53402
0.40282 |  | 0.53397
0.40282 |  | 0.53391
0.40282 |  | 0.53388
0.40278 |  | 0.53388
0.40276 |  | 0.53382
0.40275 |  | 0.53381
0.40273 |  | 0.5338
0.40273 |  | 0.53375
0.40268 |  | 0.53373
0.40266 |  | 0.53372
0.40264 |  | 0.53367
0.40262 |  | 0.53367
0.4026 |  | 0.53363
0.4026 |  | 0.5336
0.4026 |  | 0.53359
0.40257 |  | 0.53354
0.40254 |  | 0.5335
0.40252 |  | 0.53348
0.40249 |  | 0.53342
0.40249 |  | 0.53342
0.40248 |  | 0.5334
0.40244 |  | 0.53335
0.40243 |  | 0.53335
0.40243 |  | 0.53328
0.4024 |  | 0.53324
0.40238 |  | 0.53321
0.40238 |  | 0.53318
0.40234 |  | 0.53314
0.40234 |  | 0.53312
0.40232 |  | 0.53309
0.40231 |  | 0.53306
0.40227 |  | 0.53302
0.40225 |  | 0.53297
0.40225 |  | 0.53293
0.40222 |  | 0.53291
0.4022 |  | 0.53288
0.40219 |  | 0.53287
0.40217 |  | 0.53278
0.40217 |  | 0.53277
0.40214 |  | 0.53275
0.40212 |  | 0.5327
0.4021 |  | 0.53267
0.40206 |  | 0.53265
0.40204 |  | 0.53261
0.40204 |  | 0.53256
0.40202 |  | 0.53255
0.40201 |  | 0.53254
0.40196 |  | 0.53252
0.40193 |  | 0.53247
0.40192 |  | 0.53244
0.4019 |  | 0.53242
0.4019 |  | 0.53241
0.40186 |  | 0.53233
0.40182 |  | 0.5323
0.40182 |  | 0.53225
0.40179 |  | 0.53221
0.40176 |  | 0.5322
0.40173 |  | 0.53215
0.4017 |  | 0.53212
0.40167 |  | 0.53207
0.40163 |  | 0.53205
0.40163 |  | 0.53205
0.4016 |  | 0.53203
0.40156 |  | 0.53197
0.40153 |  | 0.53195
0.40153 |  | 0.53193
0.40152 |  | 0.53192
0.40149 |  | 0.53187
0.40147 |  | 0.53184
0.40146 |  | 0.5318
0.40145 |  | 0.53178
0.4014 |  | 0.53175
0.4014 |  | 0.53174
0.40138 |  | 0.53174
0.40137 |  | 0.53174
0.40134 |  | 0.5317
0.40132 |  | 0.53166
0.40129 |  | 0.53165
0.40124 |  | 0.53161
0.40123 |  | 0.53156
0.4012 |  | 0.53155
0.4012 |  | 0.53151
0.40117 |  | 0.53146
0.40114 |  | 0.53142
0.40108 |  | 0.53141
0.40106 |  | 0.53138
0.40101 |  | 0.53133
0.40098 |  | 0.5313
0.40098 |  | 0.53124
0.40095 |  | 0.53119
0.40091 |  | 0.53115
0.40089 |  | 0.53114
0.40086 |  | 0.53111
0.40086 |  | 0.5311
0.40081 |  | 0.53103
0.40081 |  | 0.53103
0.4008 |  | 0.53098
0.40077 |  | 0.53097
0.40077 |  | 0.53094
0.40072 |  | 0.5309
0.40069 |  | 0.53087
0.40069 |  | 0.53085
0.40063 |  | 0.53083
0.40061 |  | 0.53079
0.40058 |  | 0.53076
0.40058 |  | 0.53074
0.40055 |  | 0.53074
0.40052 |  | 0.53068
0.40051 |  | 0.53067
0.40047 |  | 0.53066
0.40044 |  | 0.53063
0.40042 |  | 0.53061
0.4004 |  | 0.53054
0.4004 |  | 0.53053
0.4004 |  | 0.5305
0.40037 |  | 0.53044
0.40035 |  | 0.53042
0.40029 |  | 0.53041
0.40027 |  | 0.53037
0.40024 |  | 0.53033
0.40024 |  | 0.5303
0.40023 |  | 0.53028
0.40023 |  | 0.53028
0.40021 |  | 0.53024
0.4002 |  | 0.53023
0.40018 |  | 0.5302
0.40014 |  | 0.53019
0.40012 |  | 0.53013
0.40012 |  | 0.53011
0.40008 |  | 0.5301
0.40006 |  | 0.53008
0.40003 |  | 0.53003
0.39999 |  | 0.53001
0.39996 |  | 0.52999
0.39996 |  | 0.52999
0.39994 |  | 0.5299
0.39991 |  | 0.52989
0.39988 |  | 0.52983
0.39988 |  | 0.52981
0.39983 |  | 0.52977
0.39983 |  | 0.52974
0.39982 |  | 0.5297
0.3998 |  | 0.52967
0.39979 |  | 0.52965
0.39977 |  | 0.5296
0.39974 |  | 0.52956
0.39973 |  | 0.52954
0.39971 |  | 0.52947
0.39969 |  | 0.52945
0.39968 |  | 0.52944
0.39966 |  | 0.52943
0.39965 |  | 0.52943
0.3996 |  | 0.52942
0.39959 |  | 0.52935
0.39957 |  | 0.52932
0.39954 |  | 0.5293
0.39952 |  | 0.52929
0.39952 |  | 0.52928
0.39949 |  | 0.52923
0.39948 |  | 0.52918
0.39945 |  | 0.52916
0.39945 |  | 0.52914
0.39942 |  | 0.52909
0.3994 |  | 0.52909
0.39937 |  | 0.52907
0.39936 |  | 0.52903
0.39932 |  | 0.529
0.39929 |  | 0.52893
0.39929 |  | 0.52892
0.39928 |  | 0.52888
0.39924 |  | 0.52888
0.3992 |  | 0.52882
0.3992 |  | 0.52879
0.39919 |  | 0.52872
0.39919 |  | 0.52867
0.39917 |  | 0.52866
0.39915 |  | 0.52863
0.3991 |  | 0.5286
0.3991 |  | 0.52853
0.3991 |  | 0.52848
0.39908 |  | 0.52847
0.39908 |  | 0.5284
0.39906 |  | 0.52838
0.39902 |  | 0.52832
0.39899 |  | 0.52831
0.39899 |  | 0.5283
0.39897 |  | 0.52827
0.39894 |  | 0.52825
0.39894 |  | 0.52822
0.39892 |  | 0.52818
0.39892 |  | 0.52816
0.39887 |  | 0.52814
0.39883 |  | 0.52807
0.39883 |  | 0.52804
0.39881 |  | 0.528
0.39878 |  | 0.52799
0.39877 |  | 0.52795
0.39872 |  | 0.52793
0.39871 |  | 0.52789
0.39869 |  | 0.52785
0.39867 |  | 0.52783
0.39863 |  | 0.5278
0.39861 |  | 0.52776
0.3986 |  | 0.52771
0.39856 |  | 0.52771
0.39855 |  | 0.52766
0.39855 |  | 0.52763
0.3985 |  | 0.52761
0.39847 |  | 0.52759
0.39845 |  | 0.52754
0.39845 |  | 0.5275
0.39845 |  | 0.52748
0.39842 |  | 0.52744
0.39839 |  | 0.52741
0.39839 |  | 0.52738
0.39835 |  | 0.52735
0.39835 |  | 0.52732
0.39835 |  | 0.5273
0.39835 |  | 0.52723
0.39831 |  | 0.52722
0.39828 |  | 0.52719
0.39827 |  | 0.52715
0.39825 |  | 0.52713
0.39822 |  | 0.52709
0.39822 |  | 0.52704
0.3982 |  | 0.52698
0.39817 |  | 0.52695
0.39816 |  | 0.52692
0.39816 |  | 0.52689
0.39813 |  | 0.52686
0.39811 |  | 0.52682
0.39811 |  | 0.52678
0.39811 |  | 0.52677
0.39805 |  | 0.52674
0.39802 |  | 0.52672
0.39801 |  | 0.52669
0.39801 |  | 0.52666
0.39799 |  | 0.52665
0.39794 |  | 0.52661
0.39793 |  | 0.5266
0.3979 |  | 0.52652
0.39788 |  | 0.52647
0.39788 |  | 0.52645
0.39788 |  | 0.52642
0.39787 |  | 0.52638
0.39784 |  | 0.52638
0.39781 |  | 0.52637
0.39777 |  | 0.52633
0.39775 |  | 0.5263
0.39771 |  | 0.52628
0.39771 |  | 0.52626
0.39771 |  | 0.52622
0.3977 |  | 0.52621
0.39768 |  | 0.52614
0.39764 |  | 0.5261
0.39764 |  | 0.52608
0.39762 |  | 0.52608
0.39761 |  | 0.52604
0.39758 |  | 0.52601
0.39758 |  | 0.52596
0.39755 |  | 0.52596
0.39753 |  | 0.52592
0.39749 |  | 0.52588
0.39747 |  | 0.52587
0.39746 |  | 0.52584
0.39746 |  | 0.5258
0.39746 |  | 0.52575
0.39741 |  | 0.52572
0.3974 |  | 0.52572
0.39737 |  | 0.5257
0.39735 |  | 0.52561
0.39733 |  | 0.52558
0.39732 |  | 0.52555
0.39728 |  | 0.52555
0.39727 |  | 0.52547
0.39721 |  | 0.52547
0.39721 |  | 0.52544
0.39719 |  | 0.52542
0.39716 |  | 0.52535
0.39715 |  | 0.5253
0.39713 |  | 0.52528
0.39711 |  | 0.52522
0.39708 |  | 0.52519
0.39708 |  | 0.52518
0.39705 |  | 0.52514
0.39701 |  | 0.5251
0.39698 |  | 0.52509
0.39695 |  | 0.52506
0.39691 |  | 0.52504
0.39691 |  | 0.525
0.3969 |  | 0.52499
0.39687 |  | 0.52496
0.39684 |  | 0.52494
0.39682 |  | 0.52492
0.39679 |  | 0.52491
0.39678 |  | 0.5249
0.39676 |  | 0.52486
0.39675 |  | 0.52483
0.39675 |  | 0.52482
0.39672 |  | 0.52477
0.39668 |  | 0.52475
0.39667 |  | 0.52473
0.39667 |  | 0.52472
0.39664 |  | 0.52469
0.39664 |  | 0.52468
0.39658 |  | 0.52461
0.39655 |  | 0.52459
0.39652 |  | 0.52454
0.39646 |  | 0.52453
0.39646 |  | 0.52451
0.39644 |  | 0.52449
0.39642 |  | 0.52446
0.39642 |  | 0.52442
0.39641 |  | 0.52438
0.39638 |  | 0.52435
0.39637 |  | 0.52435
0.39633 |  | 0.5243
0.39629 |  | 0.52425
0.39626 |  | 0.52423
0.39626 |  | 0.5242
0.39622 |  | 0.52417
0.3962 |  | 0.52414
0.39619 |  | 0.52411
0.39616 |  | 0.52405
0.39614 |  | 0.52405
0.39614 |  | 0.52403
0.39613 |  | 0.52399
0.39608 |  | 0.52395
0.39605 |  | 0.52391
0.39602 |  | 0.52388
0.39601 |  | 0.52385
0.39599 |  | 0.52384
0.39596 |  | 0.52381
0.39596 |  | 0.52379
0.39595 |  | 0.52375
0.39595 |  | 0.52371
0.39593 |  | 0.52367
0.3959 |  | 0.52365
0.39588 |  | 0.5236
0.39587 |  | 0.52358
0.39584 |  | 0.52358
0.39582 |  | 0.52354
0.3958 |  | 0.5235
0.39577 |  | 0.52346
0.39574 |  | 0.52345
0.39574 |  | 0.52342
0.39574 |  | 0.52338
0.39571 |  | 0.52335
0.39568 |  | 0.52332
0.39565 |  | 0.52328
0.39564 |  | 0.52322
0.39564 |  | 0.52317
0.39559 |  | 0.52315
0.39556 |  | 0.5231
0.39553 |  | 0.52305
0.39553 |  | 0.52302
0.39553 |  | 0.52297
0.3955 |  | 0.52295
0.39545 |  | 0.52291
0.39544 |  | 0.52287
0.3954 |  | 0.52285
0.3954 |  | 0.52283
0.39539 |  | 0.52282
0.39538 |  | 0.52278
0.39536 |  | 0.52276
0.39533 |  | 0.5227
0.39528 |  | 0.52268
0.39527 |  | 0.52261
0.39527 |  | 0.52257
0.39525 |  | 0.52253
0.39522 |  | 0.52248
0.39518 |  | 0.52246
0.39516 |  | 0.52238
0.39516 |  | 0.52235
0.39514 |  | 0.52228
0.39508 |  | 0.52224
0.39507 |  | 0.52222
0.39507 |  | 0.5222
0.39505 |  | 0.52218
0.39502 |  | 0.52216
0.39502 |  | 0.52213
0.39499 |  | 0.52212
0.39499 |  | 0.52203
0.39494 |  | 0.52201
0.39493 |  | 0.52194
0.39491 |  | 0.52189
0.39488 |  | 0.52185
0.39485 |  | 0.52181
0.39482 |  | 0.52176
0.39482 |  | 0.52174
0.39479 |  | 0.52172
0.39478 |  | 0.52172
0.39476 |  | 0.52171
0.39474 |  | 0.52168
0.39472 |  | 0.52164
0.39472 |  | 0.52162
0.3947 |  | 0.52161
0.39467 |  | 0.52157
0.39464 |  | 0.52153
0.39464 |  | 0.52152
0.39459 |  | 0.5215
0.39459 |  | 0.5215
0.39459 |  | 0.52146
0.39458 |  | 0.52144
0.39455 |  | 0.5214
0.39455 |  | 0.52137
0.3945 |  | 0.52134
0.3945 |  | 0.52127
0.3945 |  | 0.52124
0.3945 |  | 0.52121
0.3945 |  | 0.52119
0.39446 |  | 0.52114
0.39441 |  | 0.52111
0.39441 |  | 0.5211
0.39438 |  | 0.52106
0.39436 |  | 0.52102
0.39435 |  | 0.52097
0.39429 |  | 0.52093
0.39426 |  | 0.52092
0.39423 |  | 0.52089
0.39423 |  | 0.52084
0.39421 |  | 0.52082
0.39419 |  | 0.52079
0.39418 |  | 0.52076
0.39415 |  | 0.52071
0.39415 |  | 0.5207
0.39412 |  | 0.52067
0.39412 |  | 0.52062
0.3941 |  | 0.52061
0.39408 |  | 0.52059
0.39404 |  | 0.52054
0.39404 |  | 0.5205
0.39403 |  | 0.52048
0.39401 |  | 0.52044
0.394 |  | 0.52041
0.39397 |  | 0.5204
0.39397 |  | 0.52034
0.39397 |  | 0.5203
0.39397 |  | 0.52026
0.39396 |  | 0.52022
0.39389 |  | 0.5202
0.39388 |  | 0.52016
0.39388 |  | 0.52015
0.39383 |  | 0.52013
0.39383 |  | 0.52008
0.39382 |  | 0.52006
0.3938 |  | 0.52002
0.39378 |  | 0.51997
0.39378 |  | 0.51994
0.39375 |  | 0.51989
0.39374 |  | 0.51986
0.39372 |  | 0.51984
0.39372 |  | 0.51981
0.39366 |  | 0.51979
0.39365 |  | 0.51975
0.39365 |  | 0.5197
0.39363 |  | 0.51965
0.39361 |  | 0.51961
0.39361 |  | 0.51959
0.39358 |  | 0.51954
0.39355 |  | 0.51953
0.39352 |  | 0.5195
0.39352 |  | 0.51947
0.39352 |  | 0.51945
0.3935 |  | 0.51942
0.39344 |  | 0.5194
0.39344 |  | 0.51937
0.39344 |  | 0.51935
0.3934 |  | 0.51931
0.39338 |  | 0.51926
0.39334 |  | 0.51922
0.39334 |  | 0.51915
0.3933 |  | 0.51915
0.39327 |  | 0.5191
0.39326 |  | 0.51904
0.39324 |  | 0.51902
0.3932 |  | 0.51897
0.39318 |  | 0.51895
0.39318 |  | 0.51891
0.39315 |  | 0.51885
0.39312 |  | 0.51881
0.39309 |  | 0.51877
0.39306 |  | 0.51877
0.39306 |  | 0.51872
0.39303 |  | 0.51868
0.39303 |  | 0.51868
0.393 |  | 0.51865
0.393 |  | 0.51859
0.39299 |  | 0.51852
0.39297 |  | 0.5185
0.39294 |  | 0.51849
0.39291 |  | 0.51846
0.3929 |  | 0.51844
0.39287 |  | 0.51842
0.39283 |  | 0.51842
0.39282 |  | 0.51836
0.3928 |  | 0.51831
0.39279 |  | 0.51826
0.39279 |  | 0.51819
0.39277 |  | 0.51817
0.39274 |  | 0.51817
0.39271 |  | 0.51812
0.39269 |  | 0.51808
0.39268 |  | 0.51807
0.39265 |  | 0.51802
0.39265 |  | 0.518
0.39263 |  | 0.51796
0.3926 |  | 0.51793
0.3926 |  | 0.5179
0.39257 |  | 0.51785
0.39256 |  | 0.51782
0.39254 |  | 0.51778
0.3925 |  | 0.51771
0.39245 |  | 0.51769
0.39245 |  | 0.51768
0.39243 |  | 0.51767
0.39243 |  | 0.51764
0.39243 |  | 0.51759
0.39242 |  | 0.51756
0.3924 |  | 0.51756
0.39239 |  | 0.51748
0.39237 |  | 0.51745
0.39234 |  | 0.51744
0.39233 |  | 0.5174
0.39231 |  | 0.51738
0.39227 |  | 0.51733
0.39222 |  | 0.51731
0.3922 |  | 0.51728
0.39219 |  | 0.51725
0.39217 |  | 0.51722
0.39215 |  | 0.51718
0.39214 |  | 0.51716
0.39209 |  | 0.51712
0.39206 |  | 0.51707
0.39205 |  | 0.51702
0.39194 |  | 0.51702
0.39191 |  | 0.51699
0.39191 |  | 0.51693
0.39186 |  | 0.51692
0.39185 |  | 0.51689
0.39183 |  | 0.51685
0.39178 |  | 0.51683
0.39176 |  | 0.5168
0.39174 |  | 0.51679
0.39171 |  | 0.51678
0.3917 |  | 0.51673
0.39168 |  | 0.51668
0.39167 |  | 0.51666
0.39165 |  | 0.51664
0.39162 |  | 0.51661
0.39162 |  | 0.51659
0.3916 |  | 0.51658
0.39159 |  | 0.51656
0.39156 |  | 0.5165
0.39152 |  | 0.51644
0.39152 |  | 0.5164
0.3915 |  | 0.51632
0.39147 |  | 0.51632
0.39145 |  | 0.51632
0.39142 |  | 0.51626
0.39139 |  | 0.51626
0.39139 |  | 0.51625
0.39133 |  | 0.51618
0.39128 |  | 0.51612
0.39128 |  | 0.51609
0.39127 |  | 0.51608
0.39124 |  | 0.51604
0.39119 |  | 0.516
0.39119 |  | 0.51599
0.39116 |  | 0.5159
0.39116 |  | 0.51587
0.39113 |  | 0.51586
0.39111 |  | 0.51582
0.3911 |  | 0.51578
0.3911 |  | 0.51574
0.39109 |  | 0.5157
0.39106 |  | 0.51567
0.39104 |  | 0.51564
0.39101 |  | 0.51562
0.39101 |  | 0.5156
0.39099 |  | 0.51558
0.39099 |  | 0.51554
0.39097 |  | 0.51551
0.39093 |  | 0.51549
0.3909 |  | 0.51545
0.39087 |  | 0.51541
0.39085 |  | 0.51539
0.39078 |  | 0.51533
0.39074 |  | 0.51532
0.39072 |  | 0.51526
0.39069 |  | 0.51522
0.39066 |  | 0.51517
0.39065 |  | 0.51512
0.39063 |  | 0.51508
0.3906 |  | 0.51503
0.39058 |  | 0.51499
0.39055 |  | 0.51494
0.39055 |  | 0.5149
0.39052 |  | 0.51487
0.39052 |  | 0.51483
0.39047 |  | 0.51483
0.39044 |  | 0.51477
0.39044 |  | 0.51472
0.39041 |  | 0.51467
0.39041 |  | 0.51463
0.39038 |  | 0.51457
0.39035 |  | 0.51453
0.39035 |  | 0.5145
0.39034 |  | 0.51447
0.39031 |  | 0.51443
0.39028 |  | 0.51442
0.39026 |  | 0.51439
0.39025 |  | 0.51438
0.39022 |  | 0.51434
0.39022 |  | 0.51431
0.39022 |  | 0.51426
0.39018 |  | 0.51425
0.39014 |  | 0.51421
0.39011 |  | 0.5142
0.39009 |  | 0.51417
0.39007 |  | 0.51415
0.39004 |  | 0.51412
0.39003 |  | 0.51407
0.39 |  | 0.51405
0.38997 |  | 0.51402
0.38997 |  | 0.514
0.38995 |  | 0.51396
0.38992 |  | 0.51392
0.3899 |  | 0.5139
0.38989 |  | 0.51389
0.38986 |  | 0.51388
0.38983 |  | 0.51383
0.38981 |  | 0.51378
0.38981 |  | 0.51372
0.3898 |  | 0.5137
0.38977 |  | 0.51366
0.38975 |  | 0.51364
0.38972 |  | 0.51361
0.3897 |  | 0.51354
0.3897 |  | 0.51348
0.38967 |  | 0.51346
0.38967 |  | 0.51339
0.38964 |  | 0.51338
0.38961 |  | 0.51336
0.3896 |  | 0.51335
0.38958 |  | 0.51334
0.38957 |  | 0.51327
0.38955 |  | 0.51319
0.38952 |  | 0.51318
0.3895 |  | 0.51317
0.3895 |  | 0.51312
0.38949 |  | 0.51309
0.38944 |  | 0.51306
0.38941 |  | 0.51302
0.38941 |  | 0.51302
0.38939 |  | 0.51298
0.38935 |  | 0.51295
0.38933 |  | 0.51291
0.3893 |  | 0.51289
0.38928 |  | 0.51288
0.38928 |  | 0.51285
0.38927 |  | 0.51284
0.38924 |  | 0.51277
0.38919 |  | 0.51276
0.38918 |  | 0.51272
0.38913 |  | 0.51268
0.38913 |  | 0.51265
0.38911 |  | 0.51261
0.38911 |  | 0.51258
0.3891 |  | 0.51255
0.38907 |  | 0.51253
0.38905 |  | 0.51252
0.38904 |  | 0.51244
0.38902 |  | 0.51244
0.38897 |  | 0.51238
0.38897 |  | 0.51235
0.38897 |  | 0.51231
0.38893 |  | 0.51226
0.38893 |  | 0.51225
0.3889 |  | 0.51225
0.38888 |  | 0.5122
0.38885 |  | 0.51217
0.38884 |  | 0.51212
0.38877 |  | 0.51208
0.38874 |  | 0.51207
0.38874 |  | 0.51205
0.38874 |  | 0.51202
0.38871 |  | 0.512
0.38868 |  | 0.51194
0.38867 |  | 0.51192
0.38864 |  | 0.51189
0.38862 |  | 0.51186
0.38859 |  | 0.51183
0.38858 |  | 0.51182
0.38856 |  | 0.51179
0.38853 |  | 0.51177
0.38852 |  | 0.51176
0.38848 |  | 0.5117
0.38848 |  | 0.51168
0.38847 |  | 0.51168
0.38847 |  | 0.51164
0.38842 |  | 0.51161
0.38841 |  | 0.51158
0.38839 |  | 0.51151
0.38836 |  | 0.5115
0.38836 |  | 0.51149
0.38831 |  | 0.51145
0.3883 |  | 0.51139
0.3883 |  | 0.51138
0.38825 |  | 0.51137
0.38825 |  | 0.51132
0.38822 |  | 0.51128
0.38822 |  | 0.51124
0.38817 |  | 0.5112
0.38816 |  | 0.51118
0.38816 |  | 0.51118
0.38813 |  | 0.51116
0.38813 |  | 0.51113
0.38813 |  | 0.5111
0.3881 |  | 0.51108
0.38807 |  | 0.51106
0.38804 |  | 0.51105
0.38802 |  | 0.51102
0.38801 |  | 0.51097
0.38801 |  | 0.51094
0.38799 |  | 0.51092
0.38796 |  | 0.51088
0.38793 |  | 0.51085
0.38791 |  | 0.51084
0.3879 |  | 0.51078
0.38787 |  | 0.51076
0.38787 |  | 0.51072
0.38783 |  | 0.5107
0.38783 |  | 0.51068
0.38781 |  | 0.51065
0.38778 |  | 0.5106
0.38776 |  | 0.51056
0.38775 |  | 0.51052
0.38769 |  | 0.51047
0.38767 |  | 0.51047
0.38767 |  | 0.51045
0.38767 |  | 0.51042
0.38764 |  | 0.51036
0.38761 |  | 0.51035
0.38761 |  | 0.51031
0.38758 |  | 0.51028
0.38756 |  | 0.51026
0.38756 |  | 0.51022
0.38754 |  | 0.51019
0.38754 |  | 0.51014
0.38751 |  | 0.51009
0.3875 |  | 0.51007
0.38748 |  | 0.51002
0.38747 |  | 0.51002
0.38747 |  | 0.50998
0.38742 |  | 0.50995
0.38741 |  | 0.50991
0.38736 |  | 0.5099
0.38736 |  | 0.50985
0.38736 |  | 0.50982
0.38734 |  | 0.50981
0.38734 |  | 0.50979
0.38731 |  | 0.50975
0.3873 |  | 0.50973
0.38725 |  | 0.5097
0.38724 |  | 0.50965
0.38724 |  | 0.50963
0.38722 |  | 0.5096
0.38722 |  | 0.5096
0.38718 |  | 0.50953
0.38716 |  | 0.5095
0.38714 |  | 0.5095
0.38713 |  | 0.50949
0.3871 |  | 0.50946
0.38707 |  | 0.50944
0.38705 |  | 0.50941
0.38705 |  | 0.50937
0.38704 |  | 0.50937
0.38703 |  | 0.50934
0.38701 |  | 0.50932
0.387 |  | 0.50928
0.38698 |  | 0.50925
0.38698 |  | 0.50924
0.38695 |  | 0.50918
0.38688 |  | 0.50916
0.38687 |  | 0.50914
0.38687 |  | 0.50909
0.38687 |  | 0.50909
0.38686 |  | 0.50905
0.38684 |  | 0.50901
0.38678 |  | 0.50896
0.38676 |  | 0.50893
0.38673 |  | 0.50891
0.38672 |  | 0.50888
0.38669 |  | 0.50885
0.38667 |  | 0.50884
0.38667 |  | 0.50879
0.38664 |  | 0.50878
0.38662 |  | 0.50876
0.38661 |  | 0.5087
0.38658 |  | 0.50866
0.38657 |  | 0.50862
0.38657 |  | 0.50854
0.38653 |  | 0.50849
0.38652 |  | 0.50847
0.3865 |  | 0.50843
0.38646 |  | 0.50839
0.38644 |  | 0.50836
0.38641 |  | 0.50834
0.38639 |  | 0.50831
0.38637 |  | 0.5083
0.38636 |  | 0.50824
0.38635 |  | 0.50821
0.38628 |  | 0.50817
0.38625 |  | 0.50815
0.38625 |  | 0.50812
0.38621 |  | 0.50809
0.38621 |  | 0.50805
0.3862 |  | 0.50802
0.38619 |  | 0.50798
0.38617 |  | 0.50796
0.38614 |  | 0.50794
0.38611 |  | 0.50788
0.38609 |  | 0.50788
0.38609 |  | 0.50784
0.38607 |  | 0.50784
0.38604 |  | 0.50782
0.38604 |  | 0.5078
0.38602 |  | 0.50779
0.38602 |  | 0.50773
0.38599 |  | 0.50767
0.38597 |  | 0.50766
0.38597 |  | 0.50765
0.38594 |  | 0.50762
0.38594 |  | 0.50758
0.38594 |  | 0.50757
0.38594 |  | 0.50749
0.38591 |  | 0.50744
0.38588 |  | 0.5074
0.38587 |  | 0.5074
0.38585 |  | 0.50738
0.38582 |  | 0.50735
0.3858 |  | 0.50735
0.38578 |  | 0.50734
0.38578 |  | 0.5073
0.38577 |  | 0.50729
0.38573 |  | 0.50725
0.38568 |  | 0.50722
0.38568 |  | 0.5072
0.38566 |  | 0.50718
0.38563 |  | 0.50716
0.38562 |  | 0.50713
0.3856 |  | 0.5071
0.38555 |  | 0.50709
0.38554 |  | 0.50705
0.38552 |  | 0.50704
0.38552 |  | 0.507
0.38551 |  | 0.50699
0.38546 |  | 0.50696
0.38546 |  | 0.50693
0.38545 |  | 0.50689
0.38543 |  | 0.50685
0.38542 |  | 0.50682
0.38539 |  | 0.5068
0.38539 |  | 0.50676
0.38534 |  | 0.50675
0.38532 |  | 0.50671
0.38529 |  | 0.50667
0.38526 |  | 0.50664
0.38525 |  | 0.50662
0.38523 |  | 0.50662
0.3852 |  | 0.50659
0.38519 |  | 0.50655
0.38517 |  | 0.50654
0.38514 |  | 0.50649
0.38512 |  | 0.50648
0.38511 |  | 0.50643
0.38508 |  | 0.50637
0.38506 |  | 0.50634
0.38505 |  | 0.50631
0.385 |  | 0.5063
0.38499 |  | 0.50627
0.38497 |  | 0.50624
0.38494 |  | 0.50624
0.38492 |  | 0.50622
0.38485 |  | 0.50617
0.38483 |  | 0.50617
0.38483 |  | 0.50616
0.38481 |  | 0.50614
0.3848 |  | 0.50612
0.38477 |  | 0.50608
0.38475 |  | 0.50604
0.38475 |  | 0.506
0.38474 |  | 0.506
0.38471 |  | 0.506
0.38469 |  | 0.50598
0.38466 |  | 0.50596
0.38464 |  | 0.50592
0.38463 |  | 0.50589
0.38463 |  | 0.50588
0.38463 |  | 0.50585
0.3846 |  | 0.50582
0.38458 |  | 0.50581
0.38456 |  | 0.5058
0.38455 |  | 0.50579
0.38453 |  | 0.50573
0.38449 |  | 0.50569
0.38449 |  | 0.50565
0.38442 |  | 0.50563
0.3844 |  | 0.50559
0.38438 |  | 0.50555
0.38437 |  | 0.50551
0.38437 |  | 0.50547
0.38435 |  | 0.50546
0.38432 |  | 0.50545
0.38431 |  | 0.50543
0.38429 |  | 0.50541
0.38429 |  | 0.50539
0.38429 |  | 0.50537
0.38428 |  | 0.50532
0.38426 |  | 0.5053
0.38423 |  | 0.50525
0.38422 |  | 0.50521
0.38418 |  | 0.50517
0.38417 |  | 0.50515
0.38416 |  | 0.50509
0.38414 |  | 0.50506
0.38412 |  | 0.50505
0.38412 |  | 0.50502
0.38411 |  | 0.50501
0.38408 |  | 0.50498
0.38408 |  | 0.50498
0.38406 |  | 0.50495
0.38403 |  | 0.5049
0.384 |  | 0.50489
0.38398 |  | 0.50488
0.38397 |  | 0.50483
0.38397 |  | 0.50483
0.38397 |  | 0.50481
0.38396 |  | 0.50477
0.38396 |  | 0.50474
0.38392 |  | 0.5047
0.38392 |  | 0.50467
0.38391 |  | 0.50465
0.38388 |  | 0.50462
0.38386 |  | 0.50458
0.38386 |  | 0.50454
0.38385 |  | 0.5045
0.38382 |  | 0.50448
0.3838 |  | 0.50445
0.38378 |  | 0.50444
0.38375 |  | 0.5044
0.38374 |  | 0.50437
0.38374 |  | 0.50436
0.38371 |  | 0.50433
0.38369 |  | 0.50431
0.38366 |  | 0.50425
0.38365 |  | 0.50423
0.38365 |  | 0.50421
0.38363 |  | 0.50421
0.38361 |  | 0.50416
0.38361 |  | 0.50413
0.38355 |  | 0.50411
0.38353 |  | 0.5041
0.38352 |  | 0.50407
0.3835 |  | 0.50405
0.38347 |  | 0.50403
0.38346 |  | 0.50398
0.38344 |  | 0.50398
0.38344 |  | 0.50395
0.38344 |  | 0.50388
0.38343 |  | 0.50386
0.38339 |  | 0.50385
0.38338 |  | 0.50382
0.38337 |  | 0.50378
0.38337 |  | 0.50378
0.38332 |  | 0.50377
0.3833 |  | 0.50376
0.3833 |  | 0.50372
0.38329 |  | 0.50368
0.38327 |  | 0.50364
0.38324 |  | 0.50361
0.38323 |  | 0.50358
0.38323 |  | 0.50358
0.38323 |  | 0.50355
0.38321 |  | 0.5035
0.3832 |  | 0.50345
0.38315 |  | 0.50342
0.38314 |  | 0.50341
0.38314 |  | 0.50338
0.38312 |  | 0.50337
0.38311 |  | 0.50332
0.38307 |  | 0.50332
0.38306 |  | 0.5033
0.38306 |  | 0.50327
0.38303 |  | 0.50324
0.38303 |  | 0.50323
0.38299 |  | 0.50317
0.38295 |  | 0.50315
0.38295 |  | 0.50314
0.3829 |  | 0.5031
0.3829 |  | 0.50309
0.3829 |  | 0.50305
0.38286 |  | 0.50301
0.38283 |  | 0.50298
0.38281 |  | 0.50298
0.38279 |  | 0.50294
0.38277 |  | 0.50287
0.38277 |  | 0.50285
0.38274 |  | 0.50285
0.38272 |  | 0.5028
0.3827 |  | 0.50278
0.3827 |  | 0.50276
0.38265 |  | 0.50273
0.38263 |  | 0.5027
0.38261 |  | 0.50268
0.38261 |  | 0.50265
0.38259 |  | 0.50262
0.38259 |  | 0.50259
0.38258 |  | 0.50255
0.38258 |  | 0.50251
0.38254 |  | 0.5025
0.38254 |  | 0.50245
0.3825 |  | 0.50241
0.38249 |  | 0.50236
0.38245 |  | 0.50233
0.38244 |  | 0.50232
0.38244 |  | 0.50228
0.38238 |  | 0.50224
0.38238 |  | 0.50221
0.38236 |  | 0.5022
0.38235 |  | 0.50215
0.38232 |  | 0.50212
0.38228 |  | 0.50209
0.38228 |  | 0.50205
0.38227 |  | 0.50202
0.38222 |  | 0.50201
0.38222 |  | 0.50198
0.38221 |  | 0.50197
0.38221 |  | 0.50193
0.38219 |  | 0.5019
0.38217 |  | 0.50187
0.38216 |  | 0.50186
0.38214 |  | 0.5018
0.38214 |  | 0.5018
0.3821 |  | 0.50178
0.38208 |  | 0.50175
0.38203 |  | 0.50174
0.38202 |  | 0.50169
0.38202 |  | 0.50167
0.38199 |  | 0.50166
0.38198 |  | 0.50162
0.38196 |  | 0.50158
0.38193 |  | 0.50156
0.38193 |  | 0.50153
0.3819 |  | 0.50149
0.38186 |  | 0.50147
0.38186 |  | 0.50141
0.38186 |  | 0.50139
0.38183 |  | 0.50135
0.3818 |  | 0.50135
0.38179 |  | 0.50131
0.38176 |  | 0.50129
0.38173 |  | 0.50122
0.38173 |  | 0.5012
0.38173 |  | 0.50118
0.38169 |  | 0.50113
0.38168 |  | 0.50112
0.38168 |  | 0.50104
0.38166 |  | 0.50101
0.38165 |  | 0.50099
0.38165 |  | 0.50096
0.3816 |  | 0.50094
0.38157 |  | 0.50089
0.38156 |  | 0.50083
0.38156 |  | 0.50083
0.38154 |  | 0.50081
0.38153 |  | 0.50078
0.38153 |  | 0.50073
0.38148 |  | 0.50069
0.38148 |  | 0.50068
0.38144 |  | 0.50065
0.38141 |  | 0.50058
0.38141 |  | 0.50056
0.38139 |  | 0.50055
0.38136 |  | 0.50055
0.38136 |  | 0.50055
0.38136 |  | 0.50047
0.38131 |  | 0.50046
0.38128 |  | 0.50043
0.38128 |  | 0.50042
0.38124 |  | 0.50041
0.38122 |  | 0.50037
0.3812 |  | 0.50035
0.38119 |  | 0.50033
0.38118 |  | 0.50029
0.38113 |  | 0.50028
0.38111 |  | 0.50026
0.38111 |  | 0.50024
0.38111 |  | 0.50022
0.3811 |  | 0.50019
0.38105 |  | 0.50016
0.38105 |  | 0.50015
0.38105 |  | 0.50013
0.38105 |  | 0.50008
0.38102 |  | 0.50003
0.38102 |  | 0.50003
0.38099 |  | 0.50003
0.38096 |  | 0.50003
0.38096 |  | 0.5
0.38094 |  | 0.49994
0.38094 |  | 0.49986
0.3809 |  | 0.49984
0.3809 |  | 0.4998
0.38087 |  | 0.4998
0.38084 |  | 0.49978
0.38084 |  | 0.49975
0.38084 |  | 0.49972
0.38079 |  | 0.4997
0.38077 |  | 0.49969
0.38073 |  | 0.49965
0.38073 |  | 0.49962
0.38071 |  | 0.4996
0.38068 |  | 0.49959
0.38065 |  | 0.49956
0.38062 |  | 0.49951
0.38059 |  | 0.49948
0.38057 |  | 0.49947
0.38057 |  | 0.49943
0.38054 |  | 0.4994
0.38051 |  | 0.49938
0.3805 |  | 0.49935
0.38048 |  | 0.49934
0.38048 |  | 0.49931
0.38043 |  | 0.4993
0.3804 |  | 0.49926
0.3804 |  | 0.49926
0.38035 |  | 0.49921
0.38035 |  | 0.49919
0.38035 |  | 0.49917
0.38034 |  | 0.49917
0.38031 |  | 0.4991
0.38029 |  | 0.49907
0.38028 |  | 0.49902
0.38024 |  | 0.499
0.38019 |  | 0.49899
0.38018 |  | 0.4989
0.38018 |  | 0.49888
0.38017 |  | 0.49881
0.38017 |  | 0.4988
0.38013 |  | 0.49877
0.38013 |  | 0.49873
0.3801 |  | 0.49873
0.38006 |  | 0.49871
0.38004 |  | 0.49867
0.38 |  | 0.49862
0.38 |  | 0.49861
0.38 |  | 0.49858
0.37999 |  | 0.49856
0.37996 |  | 0.49852
0.37991 |  | 0.49852
0.37991 |  | 0.4985
0.37989 |  | 0.49846
0.37989 |  | 0.49846
0.37986 |  | 0.4984
0.37983 |  | 0.49838
0.37982 |  | 0.49834
0.3798 |  | 0.49833
0.3798 |  | 0.49828
0.37977 |  | 0.49825
0.37974 |  | 0.49823
0.37972 |  | 0.49819
0.37972 |  | 0.49815
0.37968 |  | 0.49815
0.37966 |  | 0.49807
0.37963 |  | 0.49803
0.37961 |  | 0.49799
0.3796 |  | 0.49797
0.37958 |  | 0.49796
0.37957 |  | 0.49793
0.37957 |  | 0.49789
0.37957 |  | 0.49788
0.37955 |  | 0.49787
0.37951 |  | 0.49784
0.37951 |  | 0.49783
0.37949 |  | 0.49781
0.37946 |  | 0.49776
0.37946 |  | 0.49774
0.37946 |  | 0.4977
0.37946 |  | 0.49768
0.3794 |  | 0.49767
0.3794 |  | 0.49764
0.3794 |  | 0.49764
0.37934 |  | 0.49762
0.37934 |  | 0.49758
0.37934 |  | 0.49758
0.37931 |  | 0.49754
0.37931 |  | 0.4975
0.37929 |  | 0.49745
0.37926 |  | 0.49741
0.37926 |  | 0.49735
0.37926 |  | 0.49735
0.37923 |  | 0.49733
0.3792 |  | 0.49727
0.3792 |  | 0.49726
0.37918 |  | 0.49724
0.37917 |  | 0.4972
0.37917 |  | 0.49717
0.37917 |  | 0.49713
0.37912 |  | 0.49711
0.37911 |  | 0.49704
0.37909 |  | 0.49703
0.37907 |  | 0.49702
0.37906 |  | 0.49698
0.37903 |  | 0.49694
0.379 |  | 0.49691
0.37898 |  | 0.49689
0.37896 |  | 0.49685
0.37896 |  | 0.49684
0.37892 |  | 0.49681
0.37892 |  | 0.49679
0.37889 |  | 0.49672
0.37885 |  | 0.49671
0.37883 |  | 0.49663
0.37883 |  | 0.49663
0.37881 |  | 0.49658
0.3788 |  | 0.49654
0.3788 |  | 0.49653
0.37878 |  | 0.49652
0.37877 |  | 0.49649
0.37874 |  | 0.49644
0.37872 |  | 0.49643
0.37869 |  | 0.49641
0.37866 |  | 0.49636
0.37866 |  | 0.49635
0.37865 |  | 0.49628
0.37865 |  | 0.49627
0.37861 |  | 0.49624
0.3786 |  | 0.4962
0.37858 |  | 0.49619
0.37857 |  | 0.49616
0.37854 |  | 0.49613
0.37852 |  | 0.49609
0.37852 |  | 0.49609
0.37847 |  | 0.49607
0.37847 |  | 0.49605
0.37846 |  | 0.49603
0.37843 |  | 0.49597
0.3784 |  | 0.49595
0.37836 |  | 0.49593
0.37836 |  | 0.49591
0.3783 |  | 0.4959
0.3783 |  | 0.49587
0.37828 |  | 0.49584
0.37827 |  | 0.49583
0.37821 |  | 0.49581
0.37819 |  | 0.49581
0.37819 |  | 0.49578
0.37818 |  | 0.49574
0.37816 |  | 0.4957
0.37813 |  | 0.49568
0.3781 |  | 0.49565
0.37807 |  | 0.49563
0.37805 |  | 0.49559
0.37804 |  | 0.49557
0.37801 |  | 0.49555
0.37801 |  | 0.49553
0.37797 |  | 0.49552
0.37797 |  | 0.49549
0.37796 |  | 0.49549
0.37796 |  | 0.49547
0.37791 |  | 0.49543
0.3779 |  | 0.49539
0.37788 |  | 0.49535
0.37787 |  | 0.49535
0.37787 |  | 0.4953
0.37787 |  | 0.49525
0.37783 |  | 0.49523
0.37782 |  | 0.49518
0.3778 |  | 0.49518
0.37779 |  | 0.49505
0.37777 |  | 0.49502
0.37777 |  | 0.49499
0.37777 |  | 0.49497
0.37776 |  | 0.49495
0.37771 |  | 0.49492
0.37766 |  | 0.49487
0.37765 |  | 0.49485
0.37765 |  | 0.49485
0.37765 |  | 0.49481
0.37761 |  | 0.49476
0.37761 |  | 0.49473
0.3776 |  | 0.4947
0.37759 |  | 0.49468
0.37759 |  | 0.49464
0.37757 |  | 0.4946
0.37753 |  | 0.49458
0.37751 |  | 0.49454
0.37751 |  | 0.49448
0.3775 |  | 0.49442
0.37748 |  | 0.49441
0.37745 |  | 0.49439
0.37744 |  | 0.49435
0.37744 |  | 0.49428
0.37744 |  | 0.49427
0.37742 |  | 0.49424
0.37739 |  | 0.49422
0.37737 |  | 0.49419
0.37736 |  | 0.49415
0.37733 |  | 0.49414
0.37731 |  | 0.49414
0.37731 |  | 0.49412
0.3773 |  | 0.49408
0.37726 |  | 0.49405
0.37726 |  | 0.49403
0.37725 |  | 0.49398
0.37725 |  | 0.49395
0.37719 |  | 0.49394
0.37719 |  | 0.4939
0.37715 |  | 0.49387
0.37715 |  | 0.49386
0.37715 |  | 0.49382
0.37713 |  | 0.49378
0.3771 |  | 0.49377
0.37708 |  | 0.49373
0.37705 |  | 0.4937
0.37705 |  | 0.49367
0.37702 |  | 0.49365
0.37702 |  | 0.4936
0.37701 |  | 0.49358
0.37698 |  | 0.49356
0.37696 |  | 0.49354
0.37694 |  | 0.49349
0.37694 |  | 0.49347
0.3769 |  | 0.49345
0.37689 |  | 0.4934
0.37689 |  | 0.49336
0.37687 |  | 0.49335
0.37684 |  | 0.49331
0.37682 |  | 0.49329
0.37681 |  | 0.49326
0.37681 |  | 0.49321
0.37678 |  | 0.49317
0.37676 |  | 0.49313
0.37673 |  | 0.49313
0.3767 |  | 0.49313
0.3767 |  | 0.49308
0.37668 |  | 0.49306
0.37664 |  | 0.49302
0.37664 |  | 0.49301
0.3766 |  | 0.49298
0.3766 |  | 0.49296
0.37659 |  | 0.49293
0.37656 |  | 0.49288
0.37656 |  | 0.49284
0.37654 |  | 0.49281
0.37651 |  | 0.49279
0.3765 |  | 0.49279
0.3765 |  | 0.49278
0.37648 |  | 0.49274
0.37647 |  | 0.49271
0.37645 |  | 0.49269
0.37643 |  | 0.49263
0.37642 |  | 0.49263
0.3764 |  | 0.49259
0.37639 |  | 0.49257
0.37637 |  | 0.49253
0.37636 |  | 0.49252
0.37633 |  | 0.49249
0.37631 |  | 0.49247
0.37629 |  | 0.49244
0.37628 |  | 0.4924
0.37624 |  | 0.49238
0.37619 |  | 0.49237
0.37619 |  | 0.49237
0.37618 |  | 0.49231
0.37615 |  | 0.4923
0.37612 |  | 0.49226
0.3761 |  | 0.49224
0.37607 |  | 0.4922
0.37606 |  | 0.49217
0.37604 |  | 0.49213
0.37603 |  | 0.49212
0.37601 |  | 0.49208
0.37598 |  | 0.49206
0.37595 |  | 0.49201
0.37592 |  | 0.492
0.3759 |  | 0.49198
0.37589 |  | 0.49197
0.37587 |  | 0.49193
0.37585 |  | 0.49192
0.37582 |  | 0.49189
0.37582 |  | 0.49185
0.37579 |  | 0.49185
0.37578 |  | 0.49181
0.37578 |  | 0.49179
0.37576 |  | 0.49175
0.37576 |  | 0.49173
0.37573 |  | 0.49173
0.37571 |  | 0.49168
0.37571 |  | 0.49166
0.37566 |  | 0.49166
0.37565 |  | 0.49161
0.37562 |  | 0.49159
0.37562 |  | 0.49153
0.37562 |  | 0.49152
0.37557 |  | 0.49148
0.37557 |  | 0.49147
0.37557 |  | 0.49146
0.37555 |  | 0.49143
0.37553 |  | 0.49141
0.37551 |  | 0.49138
0.37548 |  | 0.49135
0.37545 |  | 0.49134
0.37542 |  | 0.4913
0.37542 |  | 0.49129
0.37541 |  | 0.49126
0.37539 |  | 0.49124
0.37537 |  | 0.49119
0.37537 |  | 0.49118
0.37536 |  | 0.49114
0.37534 |  | 0.49111
0.37533 |  | 0.49107
0.37531 |  | 0.49105
0.37528 |  | 0.49101
0.37528 |  | 0.49098
0.37525 |  | 0.49095
0.37525 |  | 0.49093
0.37525 |  | 0.4909
0.37525 |  | 0.49088
0.37522 |  | 0.49085
0.37517 |  | 0.49084
0.37516 |  | 0.49081
0.37514 |  | 0.4908
0.37513 |  | 0.49077
0.37513 |  | 0.49075
0.3751 |  | 0.49073
0.37508 |  | 0.49071
0.37508 |  | 0.49067
0.37507 |  | 0.49067
0.37501 |  | 0.49063
0.37501 |  | 0.49058
0.37501 |  | 0.49055
0.37499 |  | 0.49052
0.37498 |  | 0.49046
0.37494 |  | 0.49046
0.37493 |  | 0.49043
0.3749 |  | 0.49042
0.37487 |  | 0.4904
0.37487 |  | 0.49037
0.37484 |  | 0.49036
0.37482 |  | 0.49033
0.37479 |  | 0.49033
0.37478 |  | 0.49029
0.37478 |  | 0.49024
0.37472 |  | 0.49023
0.37469 |  | 0.4902
0.37468 |  | 0.49018
0.37468 |  | 0.49016
0.37464 |  | 0.49011
0.37464 |  | 0.4901
0.37461 |  | 0.49005
0.37461 |  | 0.48999
0.37461 |  | 0.48996
0.37461 |  | 0.48993
0.37458 |  | 0.48991
0.37454 |  | 0.4899
0.37454 |  | 0.48986
0.37454 |  | 0.48982
0.37452 |  | 0.48981
0.37451 |  | 0.48976
0.37449 |  | 0.48973
0.37446 |  | 0.48972
0.37446 |  | 0.48968
0.37443 |  | 0.48967
0.3744 |  | 0.48967
0.37435 |  | 0.4896
0.37433 |  | 0.4896
0.37432 |  | 0.48958
0.37432 |  | 0.48954
0.3743 |  | 0.48951
0.3743 |  | 0.4895
0.37426 |  | 0.4895
0.37424 |  | 0.48946
0.37423 |  | 0.48943
0.37423 |  | 0.48941
0.37419 |  | 0.48941
0.37416 |  | 0.48937
0.37415 |  | 0.48933
0.37413 |  | 0.48928
0.3741 |  | 0.48925
0.37407 |  | 0.48923
0.37405 |  | 0.48919
0.37402 |  | 0.48917
0.37399 |  | 0.48914
0.37399 |  | 0.48911
0.37397 |  | 0.48908
0.37395 |  | 0.48906
0.37395 |  | 0.48902
0.37388 |  | 0.489
0.37387 |  | 0.48896
0.37384 |  | 0.48896
0.37382 |  | 0.48893
0.37382 |  | 0.48889
0.37379 |  | 0.48887
0.37378 |  | 0.48883
0.37376 |  | 0.48879
0.37375 |  | 0.48873
0.37371 |  | 0.48872
0.3737 |  | 0.48869
0.37368 |  | 0.48868
0.37365 |  | 0.48866
0.37365 |  | 0.48862
0.37361 |  | 0.48862
0.37359 |  | 0.4886
0.37357 |  | 0.48856
0.37357 |  | 0.48852
0.37357 |  | 0.4885
0.37357 |  | 0.48849
0.37354 |  | 0.48846
0.37353 |  | 0.48842
0.37351 |  | 0.48837
0.37345 |  | 0.48835
0.37345 |  | 0.48833
0.37345 |  | 0.4883
0.37343 |  | 0.48826
0.37342 |  | 0.48825
0.37342 |  | 0.48822
0.37339 |  | 0.4882
0.37337 |  | 0.48816
0.37335 |  | 0.48814
0.37333 |  | 0.48813
0.37331 |  | 0.48809
0.37327 |  | 0.48808
0.37325 |  | 0.48805
0.37325 |  | 0.48802
0.37322 |  | 0.488
0.37322 |  | 0.48799
0.37321 |  | 0.48796
0.37321 |  | 0.48796
0.37321 |  | 0.4879
0.37319 |  | 0.48787
0.37315 |  | 0.48785
0.37313 |  | 0.48783
0.37311 |  | 0.4878
0.3731 |  | 0.48778
0.37307 |  | 0.48776
0.37307 |  | 0.48773
0.37305 |  | 0.48769
0.37305 |  | 0.48764
0.37301 |  | 0.48761
0.37301 |  | 0.48756
0.37298 |  | 0.48755
0.37298 |  | 0.4875
0.37298 |  | 0.48745
0.37296 |  | 0.48742
0.37296 |  | 0.48738
0.37293 |  | 0.48734
0.37292 |  | 0.48728
0.3729 |  | 0.48725
0.37288 |  | 0.48724
0.37288 |  | 0.48721
0.37284 |  | 0.48719
0.37282 |  | 0.48712
0.37282 |  | 0.48711
0.37282 |  | 0.4871
0.37281 |  | 0.48704
0.37278 |  | 0.48702
0.37276 |  | 0.48696
0.37274 |  | 0.48693
0.37271 |  | 0.4869
0.37269 |  | 0.48688
0.37267 |  | 0.48686
0.37267 |  | 0.48684
0.37265 |  | 0.48683
0.37264 |  | 0.48679
0.37264 |  | 0.48677
0.37262 |  | 0.48676
0.37261 |  | 0.48673
0.37259 |  | 0.4867
0.37258 |  | 0.48667
0.37258 |  | 0.48663
0.37258 |  | 0.48661
0.37255 |  | 0.48656
0.37253 |  | 0.48654
0.37253 |  | 0.48653
0.37253 |  | 0.48652
0.37248 |  | 0.48649
0.37248 |  | 0.48644
0.37248 |  | 0.48643
0.37245 |  | 0.48639
0.37243 |  | 0.48636
0.37242 |  | 0.48634
0.37242 |  | 0.48626
0.37242 |  | 0.48625
0.3724 |  | 0.48621
0.37239 |  | 0.4862
0.37235 |  | 0.48616
0.37235 |  | 0.48612
0.37234 |  | 0.4861
0.37229 |  | 0.48606
0.37228 |  | 0.48605
0.37228 |  | 0.48595
0.37226 |  | 0.48591
0.37225 |  | 0.4859
0.37223 |  | 0.48586
0.3722 |  | 0.48585
0.37218 |  | 0.48581
0.37217 |  | 0.48577
0.37217 |  | 0.4857
0.37214 |  | 0.48566
0.37214 |  | 0.48565
0.37212 |  | 0.48564
0.37211 |  | 0.48564
0.37209 |  | 0.48557
0.37205 |  | 0.48556
0.37203 |  | 0.48553
0.37203 |  | 0.48551
0.37201 |  | 0.48548
0.37199 |  | 0.48547
0.37196 |  | 0.48541
0.37196 |  | 0.48538
0.37195 |  | 0.48537
0.37193 |  | 0.48533
0.3719 |  | 0.48526
0.3719 |  | 0.48525
0.37188 |  | 0.48521
0.37187 |  | 0.48518
0.37184 |  | 0.48515
0.37182 |  | 0.48509
0.37181 |  | 0.48508
0.37181 |  | 0.48508
0.37181 |  | 0.48503
0.37179 |  | 0.48502
0.37174 |  | 0.48498
0.37173 |  | 0.48497
0.37168 |  | 0.48495
0.37167 |  | 0.48493
0.37166 |  | 0.48489
0.37162 |  | 0.48487
0.37157 |  | 0.48485
0.37157 |  | 0.48481
0.37156 |  | 0.48479
0.37156 |  | 0.48475
0.37151 |  | 0.48473
0.3715 |  | 0.4847
0.3715 |  | 0.48467
0.3715 |  | 0.48464
0.37147 |  | 0.4846
0.37143 |  | 0.4846
0.37142 |  | 0.48458
0.37142 |  | 0.48456
0.3714 |  | 0.48455
0.3714 |  | 0.48453
0.37137 |  | 0.48452
0.37136 |  | 0.4845
0.37134 |  | 0.48448
0.37133 |  | 0.48446
0.37131 |  | 0.48442
0.37129 |  | 0.48441
0.37128 |  | 0.48437
0.37123 |  | 0.48433
0.37123 |  | 0.48431
0.37123 |  | 0.48427
0.37122 |  | 0.48423
0.37122 |  | 0.4842
0.3712 |  | 0.4842
0.37117 |  | 0.48419
0.37117 |  | 0.48414
0.37114 |  | 0.48414
0.37113 |  | 0.48411
0.37111 |  | 0.48407
0.37109 |  | 0.48406
0.37109 |  | 0.48405
0.37109 |  | 0.484
0.37104 |  | 0.48397
0.371 |  | 0.48394
0.371 |  | 0.48392
0.37097 |  | 0.48389
0.37097 |  | 0.48385
0.37094 |  | 0.48384
0.37093 |  | 0.48383
0.37086 |  | 0.4838
0.37086 |  | 0.48379
0.37086 |  | 0.48375
0.37086 |  | 0.48373
0.37086 |  | 0.4837
0.37085 |  | 0.4837
0.37085 |  | 0.48368
0.37082 |  | 0.48362
0.3708 |  | 0.48361
0.37078 |  | 0.48359
0.37077 |  | 0.48356
0.37074 |  | 0.48353
0.37072 |  | 0.48348
0.3707 |  | 0.48347
0.3707 |  | 0.48343
0.37065 |  | 0.48342
0.37063 |  | 0.48338
0.37062 |  | 0.48338
0.37062 |  | 0.48338
0.37062 |  | 0.48332
0.37062 |  | 0.48328
0.3706 |  | 0.48326
0.37059 |  | 0.48324
0.37055 |  | 0.48321
0.37055 |  | 0.48321
0.37055 |  | 0.48319
0.37053 |  | 0.48316
0.37053 |  | 0.48313
0.37049 |  | 0.4831
0.37049 |  | 0.48306
0.37049 |  | 0.483
0.37049 |  | 0.48297
0.37046 |  | 0.48297
0.37043 |  | 0.48295
0.37038 |  | 0.48294
0.37038 |  | 0.48289
0.37038 |  | 0.48289
0.37038 |  | 0.48289
0.37034 |  | 0.48285
0.37031 |  | 0.48282
0.37029 |  | 0.4828
0.37029 |  | 0.48277
0.37029 |  | 0.48275
0.37028 |  | 0.48274
0.37028 |  | 0.48272
0.37024 |  | 0.48266
0.37023 |  | 0.48265
0.37023 |  | 0.48262
0.37023 |  | 0.4826
0.37015 |  | 0.48258
0.37015 |  | 0.48254
0.37015 |  | 0.4825
0.37014 |  | 0.48249
0.37014 |  | 0.48246
0.37012 |  | 0.48242
0.37009 |  | 0.48234
0.37007 |  | 0.48234
0.37006 |  | 0.48231
0.37006 |  | 0.48227
0.37004 |  | 0.48226
0.37004 |  | 0.48224
0.37003 |  | 0.4822
0.37 |  | 0.48217
0.36998 |  | 0.48215
0.36995 |  | 0.4821
0.36994 |  | 0.48209
0.36994 |  | 0.48209
0.36992 |  | 0.48202
0.36992 |  | 0.482
0.36991 |  | 0.48197
0.36986 |  | 0.48195
0.36986 |  | 0.48195
0.36984 |  | 0.48192
0.36982 |  | 0.48188
0.36981 |  | 0.48184
0.36978 |  | 0.48183
0.36976 |  | 0.48179
0.36976 |  | 0.48177
0.36973 |  | 0.48174
0.36973 |  | 0.48173
0.36972 |  | 0.48168
0.36971 |  | 0.48166
0.36967 |  | 0.48164
0.36966 |  | 0.48164
0.36964 |  | 0.48162
0.36963 |  | 0.48158
0.36958 |  | 0.48155
0.36958 |  | 0.48153
0.36957 |  | 0.48148
0.36955 |  | 0.48147
0.36952 |  | 0.48144
0.36951 |  | 0.48142
0.36949 |  | 0.4814
0.36949 |  | 0.48136
0.36944 |  | 0.48135
0.36941 |  | 0.48131
0.3694 |  | 0.48127
0.36938 |  | 0.48127
0.36935 |  | 0.48123
0.36932 |  | 0.48121
0.3693 |  | 0.48114
0.3693 |  | 0.48113
0.36927 |  | 0.48113
0.36926 |  | 0.4811
0.36923 |  | 0.48104
0.3692 |  | 0.481
0.36915 |  | 0.48099
0.36913 |  | 0.48094
0.36913 |  | 0.48091
0.36912 |  | 0.48085
0.36912 |  | 0.48085
0.36907 |  | 0.48081
0.36901 |  | 0.48078
0.36901 |  | 0.48077
0.369 |  | 0.48074
0.36898 |  | 0.48071
0.36897 |  | 0.48069
0.36893 |  | 0.48068
0.36893 |  | 0.48063
0.36892 |  | 0.48061
0.36892 |  | 0.48059
0.36892 |  | 0.48057
0.3689 |  | 0.48055
0.36886 |  | 0.48051
0.36883 |  | 0.48049
0.36881 |  | 0.48045
0.36878 |  | 0.48045
0.36876 |  | 0.4804
0.36875 |  | 0.48036
0.36875 |  | 0.48031
0.3687 |  | 0.4803
0.36867 |  | 0.48026
0.36867 |  | 0.48022
0.36866 |  | 0.48018
0.36862 |  | 0.48014
0.36859 |  | 0.48012
0.36856 |  | 0.48009
0.36854 |  | 0.48008
0.36853 |  | 0.48005
0.36851 |  | 0.48004
0.36848 |  | 0.48002
0.36847 |  | 0.47997
0.36847 |  | 0.47994
0.36844 |  | 0.4799
0.36842 |  | 0.47989
0.36841 |  | 0.47985
0.36837 |  | 0.47985
0.36837 |  | 0.47978
0.36832 |  | 0.47976
0.3683 |  | 0.47974
0.3683 |  | 0.47972
0.36827 |  | 0.4797
0.36825 |  | 0.47966
0.36823 |  | 0.47962
0.36821 |  | 0.4796
0.36821 |  | 0.47958
0.36819 |  | 0.47955
0.36816 |  | 0.4795
0.36816 |  | 0.4795
0.36815 |  | 0.47949
0.36815 |  | 0.47948
0.36813 |  | 0.47944
0.36812 |  | 0.47944
0.36808 |  | 0.47944
0.36807 |  | 0.47937
0.36807 |  | 0.47936
0.36804 |  | 0.47934
0.36802 |  | 0.47931
0.36801 |  | 0.47928
0.36801 |  | 0.47925
0.36801 |  | 0.47925
0.36797 |  | 0.47921
0.36796 |  | 0.47919
0.36794 |  | 0.47917
0.36791 |  | 0.47913
0.3679 |  | 0.47912
0.3679 |  | 0.47908
0.36788 |  | 0.47908
0.36783 |  | 0.47903
0.36782 |  | 0.47901
0.3678 |  | 0.47898
0.36779 |  | 0.47891
0.36776 |  | 0.4789
0.36776 |  | 0.47887
0.36773 |  | 0.47886
0.3677 |  | 0.47882
0.36768 |  | 0.47881
0.36766 |  | 0.47881
0.36764 |  | 0.47872
0.36764 |  | 0.47872
0.36761 |  | 0.47866
0.36759 |  | 0.47864
0.36759 |  | 0.47858
0.36756 |  | 0.47858
0.36756 |  | 0.47856
0.36755 |  | 0.47853
0.36751 |  | 0.47852
0.36748 |  | 0.4785
0.36748 |  | 0.47847
0.36745 |  | 0.47841
0.36742 |  | 0.47836
0.36742 |  | 0.47835
0.36739 |  | 0.47832
0.36738 |  | 0.47828
0.36738 |  | 0.47825
0.36733 |  | 0.47822
0.36732 |  | 0.47818
0.36732 |  | 0.47816
0.3673 |  | 0.47813
0.36728 |  | 0.47812
0.36728 |  | 0.47809
0.36727 |  | 0.47805
0.36723 |  | 0.47805
0.36721 |  | 0.47804
0.36721 |  | 0.478
0.36719 |  | 0.47798
0.36716 |  | 0.47793
0.36716 |  | 0.4779
0.36716 |  | 0.47787
0.36714 |  | 0.47783
0.36714 |  | 0.4778
0.36714 |  | 0.47779
0.3671 |  | 0.47773
0.36708 |  | 0.47768
0.36707 |  | 0.47764
0.36705 |  | 0.4776
0.36702 |  | 0.47757
0.36702 |  | 0.47754
0.36699 |  | 0.47746
0.36696 |  | 0.47744
0.36696 |  | 0.47739
0.36693 |  | 0.47738
0.36693 |  | 0.47738
0.3669 |  | 0.47732
0.3669 |  | 0.47732
0.36687 |  | 0.47729
0.36684 |  | 0.47727
0.36684 |  | 0.47724
0.36682 |  | 0.4772
0.3668 |  | 0.47717
0.3668 |  | 0.47716
0.36678 |  | 0.47716
0.36676 |  | 0.47715
0.36673 |  | 0.47712
0.36673 |  | 0.47711
0.3667 |  | 0.47706
0.3667 |  | 0.47705
0.36668 |  | 0.477
0.36668 |  | 0.47696
0.36665 |  | 0.47694
0.36665 |  | 0.47693
0.36665 |  | 0.47691
0.36662 |  | 0.47688
0.36661 |  | 0.47684
0.36661 |  | 0.47682
0.36659 |  | 0.47678
0.36659 |  | 0.47675
0.36656 |  | 0.47672
0.36656 |  | 0.47671
0.36656 |  | 0.47669
0.36652 |  | 0.47664
0.36652 |  | 0.4766
0.36652 |  | 0.47657
0.36652 |  | 0.47655
0.3665 |  | 0.47654
0.36649 |  | 0.47651
0.36644 |  | 0.47648
0.36644 |  | 0.47646
0.36644 |  | 0.47646
0.36641 |  | 0.47639
0.36641 |  | 0.47639
0.3664 |  | 0.47637
0.36637 |  | 0.47636
0.36637 |  | 0.47636
0.36634 |  | 0.47632
0.36632 |  | 0.47631
0.36631 |  | 0.47628
0.36629 |  | 0.47627
0.36627 |  | 0.47624
0.36626 |  | 0.47624
0.36624 |  | 0.47621
0.36621 |  | 0.4762
0.36621 |  | 0.47615
0.36617 |  | 0.47614
0.36615 |  | 0.4761
0.36613 |  | 0.47607
0.36613 |  | 0.47602
0.3661 |  | 0.47601
0.36609 |  | 0.47599
0.36609 |  | 0.47597
0.36609 |  | 0.47594
0.36605 |  | 0.47592
0.36602 |  | 0.47592
0.36601 |  | 0.4759
0.36598 |  | 0.47585
0.36595 |  | 0.47581
0.36595 |  | 0.4758
0.36595 |  | 0.47576
0.36592 |  | 0.47572
0.36588 |  | 0.4757
0.36588 |  | 0.47568
0.36588 |  | 0.47566
0.36584 |  | 0.4756
0.36582 |  | 0.47559
0.36581 |  | 0.47554
0.36579 |  | 0.47549
0.36577 |  | 0.47546
0.36577 |  | 0.47545
0.36576 |  | 0.4754
0.36575 |  | 0.47537
0.36573 |  | 0.47536
0.36572 |  | 0.47531
0.36568 |  | 0.4753
0.36567 |  | 0.47528
0.36564 |  | 0.47526
0.36559 |  | 0.47523
0.36557 |  | 0.4752
0.36557 |  | 0.47518
0.36557 |  | 0.47515
0.36554 |  | 0.47512
0.36551 |  | 0.47507
0.3655 |  | 0.47503
0.3655 |  | 0.475
0.36548 |  | 0.47499
0.36545 |  | 0.47495
0.36543 |  | 0.47493
0.36543 |  | 0.47491
0.36542 |  | 0.47488
0.36541 |  | 0.47486
0.36539 |  | 0.47485
0.36539 |  | 0.47483
0.36535 |  | 0.4748
0.36533 |  | 0.47477
0.36533 |  | 0.47471
0.36531 |  | 0.47469
0.36528 |  | 0.47467
0.36528 |  | 0.47465
0.36527 |  | 0.47458
0.36525 |  | 0.47456
0.36524 |  | 0.47453
0.36524 |  | 0.47451
0.36522 |  | 0.47449
0.36522 |  | 0.47448
0.36519 |  | 0.47447
0.36518 |  | 0.47444
0.36517 |  | 0.47443
0.36517 |  | 0.4744
0.36515 |  | 0.47438
0.36512 |  | 0.47435
0.3651 |  | 0.47434
0.36509 |  | 0.47433
0.36509 |  | 0.4743
0.36508 |  | 0.47429
0.36506 |  | 0.47423
0.36503 |  | 0.47422
0.36503 |  | 0.4742
0.36497 |  | 0.47418
0.36497 |  | 0.47414
0.36497 |  | 0.4741
0.36495 |  | 0.47407
0.36494 |  | 0.47406
0.36491 |  | 0.47402
0.36491 |  | 0.474
0.36488 |  | 0.47397
0.36488 |  | 0.47395
0.36486 |  | 0.47392
0.36483 |  | 0.47388
0.3648 |  | 0.47383
0.3648 |  | 0.47383
0.36479 |  | 0.47379
0.36479 |  | 0.47377
0.36476 |  | 0.47373
0.36474 |  | 0.4737
0.36474 |  | 0.47365
0.36472 |  | 0.47362
0.36468 |  | 0.47359
0.36468 |  | 0.47353
0.36466 |  | 0.47352
0.36465 |  | 0.47348
0.36465 |  | 0.47344
0.36463 |  | 0.47344
0.3646 |  | 0.47342
0.3646 |  | 0.47337
0.3646 |  | 0.47336
0.36457 |  | 0.47334
0.36457 |  | 0.4733
0.36456 |  | 0.47325
0.36454 |  | 0.47324
0.36451 |  | 0.47322
0.3645 |  | 0.4732
0.36445 |  | 0.47317
0.36444 |  | 0.47317
0.36444 |  | 0.47316
0.36442 |  | 0.47313
0.36442 |  | 0.47308
0.36441 |  | 0.47307
0.36438 |  | 0.47303
0.36438 |  | 0.47299
0.36436 |  | 0.47296
0.36434 |  | 0.47292
0.36433 |  | 0.47288
0.36432 |  | 0.47285
0.3643 |  | 0.47285
0.3643 |  | 0.47283
0.36429 |  | 0.47279
0.36426 |  | 0.47279
0.36426 |  | 0.47274
0.36421 |  | 0.47271
0.36419 |  | 0.47271
0.36418 |  | 0.47269
0.36418 |  | 0.47265
0.36417 |  | 0.47261
0.36415 |  | 0.4726
0.36412 |  | 0.47257
0.36412 |  | 0.47253
0.36412 |  | 0.47249
0.36409 |  | 0.47248
0.36405 |  | 0.47245
0.36404 |  | 0.47243
0.36404 |  | 0.4724
0.36404 |  | 0.4724
0.36404 |  | 0.47238
0.36401 |  | 0.47234
0.36398 |  | 0.47231
0.36398 |  | 0.47227
0.36396 |  | 0.47225
0.36393 |  | 0.47221
0.36392 |  | 0.47217
0.3639 |  | 0.4721
0.36387 |  | 0.47208
0.36387 |  | 0.47204
0.36385 |  | 0.472
0.36384 |  | 0.47198
0.36384 |  | 0.47191
0.36381 |  | 0.47191
0.36381 |  | 0.47188
0.36378 |  | 0.47186
0.36373 |  | 0.47184
0.36372 |  | 0.47181
0.3637 |  | 0.4718
0.36368 |  | 0.47175
0.36365 |  | 0.47173
0.36365 |  | 0.4717
0.36364 |  | 0.47166
0.3636 |  | 0.47163
0.3636 |  | 0.47161
0.36359 |  | 0.47155
0.36358 |  | 0.47154
0.36356 |  | 0.47151
0.36354 |  | 0.4715
0.36354 |  | 0.47149
0.36353 |  | 0.47148
0.36351 |  | 0.47144
0.3635 |  | 0.47141
0.36347 |  | 0.47135
0.36345 |  | 0.4713
0.36342 |  | 0.4713
0.36339 |  | 0.47128
0.36337 |  | 0.47127
0.36336 |  | 0.47126
0.36336 |  | 0.47121
0.36336 |  | 0.4712
0.36331 |  | 0.47116
0.3633 |  | 0.47114
0.36328 |  | 0.47113
0.36326 |  | 0.47109
0.36325 |  | 0.47104
0.36325 |  | 0.471
0.36323 |  | 0.47099
0.3632 |  | 0.47097
0.36319 |  | 0.47093
0.36319 |  | 0.4709
0.36316 |  | 0.47088
0.36316 |  | 0.47087
0.36316 |  | 0.47081
0.36314 |  | 0.4708
0.36311 |  | 0.47077
0.3631 |  | 0.47071
0.3631 |  | 0.4707
0.36308 |  | 0.47067
0.36306 |  | 0.47064
0.36303 |  | 0.47059
0.36303 |  | 0.47058
0.363 |  | 0.47058
0.36297 |  | 0.47054
0.36296 |  | 0.47053
0.36296 |  | 0.47051
0.36292 |  | 0.47048
0.36291 |  | 0.47045
0.36291 |  | 0.47045
0.3629 |  | 0.47042
0.36288 |  | 0.47042
0.36285 |  | 0.47039
0.36285 |  | 0.47036
0.36283 |  | 0.47034
0.36282 |  | 0.47027
0.36279 |  | 0.47026
0.36279 |  | 0.47023
0.36277 |  | 0.47021
0.36277 |  | 0.47018
0.36276 |  | 0.47014
0.36273 |  | 0.47012
0.3627 |  | 0.47009
0.3627 |  | 0.47008
0.36268 |  | 0.47007
0.36266 |  | 0.47006
0.36263 |  | 0.47004
0.36262 |  | 0.47002
0.3626 |  | 0.47
0.36257 |  | 0.47
0.36257 |  | 0.46995
0.36257 |  | 0.46991
0.36254 |  | 0.46988
0.36254 |  | 0.46984
0.36254 |  | 0.46983
0.36251 |  | 0.4698
0.36248 |  | 0.46976
0.36248 |  | 0.46975
0.36248 |  | 0.4697
0.36246 |  | 0.46968
0.36243 |  | 0.46966
0.36243 |  | 0.4696
0.36241 |  | 0.4696
0.36238 |  | 0.46958
0.36237 |  | 0.46954
0.36234 |  | 0.46949
0.36233 |  | 0.46949
0.36231 |  | 0.46946
0.36231 |  | 0.46942
0.36229 |  | 0.46934
0.36227 |  | 0.46933
0.36225 |  | 0.46933
0.36223 |  | 0.4693
0.36223 |  | 0.46928
0.3622 |  | 0.46927
0.36219 |  | 0.46924
0.36216 |  | 0.46922
0.36214 |  | 0.4692
0.36214 |  | 0.46915
0.36213 |  | 0.46912
0.36213 |  | 0.4691
0.3621 |  | 0.46909
0.36207 |  | 0.46902
0.36207 |  | 0.46901
0.36207 |  | 0.46901
0.36205 |  | 0.46899
0.36203 |  | 0.46895
0.36203 |  | 0.46891
0.362 |  | 0.46882
0.36199 |  | 0.4688
0.36199 |  | 0.46878
0.36197 |  | 0.46876
0.36196 |  | 0.46872
0.36194 |  | 0.46868
0.36194 |  | 0.46865
0.36193 |  | 0.46862
0.36189 |  | 0.46858
0.36188 |  | 0.46856
0.36188 |  | 0.46855
0.36188 |  | 0.46855
0.36184 |  | 0.46852
0.36184 |  | 0.46849
0.36181 |  | 0.46847
0.36178 |  | 0.46841
0.36177 |  | 0.46837
0.36177 |  | 0.46832
0.36175 |  | 0.46829
0.36172 |  | 0.46826
0.36169 |  | 0.46823
0.36168 |  | 0.46821
0.36166 |  | 0.46818
0.36163 |  | 0.46817
0.36163 |  | 0.46813
0.36161 |  | 0.46813
0.36161 |  | 0.46809
0.36159 |  | 0.46805
0.36159 |  | 0.46804
0.36158 |  | 0.46803
0.36157 |  | 0.468
0.36153 |  | 0.46795
0.36152 |  | 0.46794
0.36152 |  | 0.46794
0.3615 |  | 0.46791
0.36149 |  | 0.4679
0.36149 |  | 0.46787
0.36145 |  | 0.46785
0.36144 |  | 0.46784
0.36142 |  | 0.4678
0.36141 |  | 0.46778
0.36141 |  | 0.46776
0.36138 |  | 0.46772
0.36136 |  | 0.46772
0.36136 |  | 0.46768
0.36135 |  | 0.46764
0.36135 |  | 0.46762
0.3613 |  | 0.46759
0.3613 |  | 0.46756
0.36128 |  | 0.46753
0.36127 |  | 0.46752
0.36125 |  | 0.46748
0.36122 |  | 0.46747
0.36121 |  | 0.46741
0.36119 |  | 0.46741
0.36117 |  | 0.46738
0.36117 |  | 0.46736
0.36116 |  | 0.46731
0.36113 |  | 0.46729
0.36112 |  | 0.46726
0.36108 |  | 0.46726
0.36108 |  | 0.4672
0.36108 |  | 0.46719
0.36104 |  | 0.46719
0.36104 |  | 0.46713
0.36102 |  | 0.4671
0.36101 |  | 0.46708
0.36101 |  | 0.46704
0.36096 |  | 0.46702
0.36095 |  | 0.46699
0.36093 |  | 0.46695
0.36092 |  | 0.46692
0.3609 |  | 0.46689
0.3609 |  | 0.46686
0.36087 |  | 0.46686
0.36085 |  | 0.46684
0.36084 |  | 0.4668
0.36082 |  | 0.46679
0.36082 |  | 0.46676
0.36082 |  | 0.46669
0.36077 |  | 0.46668
0.36074 |  | 0.46664
0.36074 |  | 0.46664
0.36074 |  | 0.4666
0.36073 |  | 0.46656
0.3607 |  | 0.46655
0.36067 |  | 0.46654
0.36065 |  | 0.46652
0.36063 |  | 0.46647
0.36062 |  | 0.46642
0.36061 |  | 0.46639
0.36059 |  | 0.46636
0.36059 |  | 0.46631
0.36057 |  | 0.4663
0.36056 |  | 0.46627
0.36054 |  | 0.46627
0.36053 |  | 0.46623
0.36051 |  | 0.46618
0.3605 |  | 0.46615
0.3605 |  | 0.46612
0.36048 |  | 0.46609
0.36047 |  | 0.46607
0.36045 |  | 0.46602
0.36042 |  | 0.46601
0.36041 |  | 0.46601
0.36037 |  | 0.46597
0.36037 |  | 0.46593
0.36036 |  | 0.46591
0.36034 |  | 0.46588
0.36032 |  | 0.46585
0.36032 |  | 0.46585
0.36028 |  | 0.46581
0.36025 |  | 0.46578
0.36025 |  | 0.46575
0.36025 |  | 0.46573
0.36024 |  | 0.46573
0.36024 |  | 0.46569
0.36021 |  | 0.46568
0.36018 |  | 0.46566
0.36016 |  | 0.46564
0.36015 |  | 0.46558
0.36013 |  | 0.46555
0.36013 |  | 0.46552
0.36012 |  | 0.4655
0.36012 |  | 0.46546
0.36011 |  | 0.46542
0.36008 |  | 0.46541
0.36004 |  | 0.46541
0.36003 |  | 0.46537
0.36001 |  | 0.46534
0.36001 |  | 0.46534
0.36001 |  | 0.46533
0.35998 |  | 0.46529
0.35998 |  | 0.46522
0.35997 |  | 0.46519
0.35997 |  | 0.46516
0.35994 |  | 0.46515
0.35988 |  | 0.46509
0.35988 |  | 0.46507
0.35986 |  | 0.46506
0.35986 |  | 0.46502
0.35983 |  | 0.46501
0.35983 |  | 0.465
0.3598 |  | 0.46496
0.35978 |  | 0.46493
0.35977 |  | 0.46489
0.35975 |  | 0.46486
0.35974 |  | 0.46485
0.35974 |  | 0.46485
0.35974 |  | 0.4648
0.35971 |  | 0.46476
0.35966 |  | 0.46474
0.35966 |  | 0.46471
0.35966 |  | 0.46468
0.35965 |  | 0.46463
0.3596 |  | 0.4646
0.35957 |  | 0.46459
0.35957 |  | 0.46458
0.35957 |  | 0.46453
0.35955 |  | 0.46451
0.35952 |  | 0.46447
0.35951 |  | 0.46443
0.35949 |  | 0.46441
0.35947 |  | 0.46438
0.35943 |  | 0.46434
0.35943 |  | 0.46431
0.35943 |  | 0.46429
0.35943 |  | 0.46425
0.35941 |  | 0.46424
0.35938 |  | 0.46422
0.35937 |  | 0.4642
0.35935 |  | 0.46417
0.35935 |  | 0.46416
0.35932 |  | 0.46413
0.35932 |  | 0.46408
0.3593 |  | 0.46408
0.35927 |  | 0.46406
0.35927 |  | 0.46406
0.35926 |  | 0.46397
0.35924 |  | 0.46397
0.35924 |  | 0.46392
0.35923 |  | 0.46388
0.35921 |  | 0.46382
0.35918 |  | 0.46379
0.35917 |  | 0.46376
0.35917 |  | 0.46373
0.35915 |  | 0.46369
0.35914 |  | 0.46364
0.35914 |  | 0.46358
0.35914 |  | 0.46356
0.35908 |  | 0.4635
0.35906 |  | 0.46349
0.35906 |  | 0.46344
0.35906 |  | 0.46342
0.35903 |  | 0.46337
0.359 |  | 0.46332
0.359 |  | 0.4633
0.359 |  | 0.46328
0.35898 |  | 0.46327
0.35897 |  | 0.46325
0.35897 |  | 0.46322
0.35894 |  | 0.46319
0.35893 |  | 0.46314
0.35891 |  | 0.46314
0.35888 |  | 0.46311
0.35888 |  | 0.46308
0.35888 |  | 0.46308
0.35888 |  | 0.46304
0.35886 |  | 0.46302
0.35886 |  | 0.46299
0.35883 |  | 0.46296
0.35883 |  | 0.46295
0.35882 |  | 0.46291
0.3588 |  | 0.4629
0.3588 |  | 0.46283
0.35877 |  | 0.4628
0.35875 |  | 0.46276
0.35874 |  | 0.46274
0.35874 |  | 0.46272
0.35871 |  | 0.46269
0.35871 |  | 0.46266
0.35869 |  | 0.46265
0.35868 |  | 0.46261
0.35868 |  | 0.46259
0.35868 |  | 0.46258
0.35863 |  | 0.46256
0.35863 |  | 0.46252
0.35863 |  | 0.46248
0.3586 |  | 0.46247
0.35859 |  | 0.46246
0.35856 |  | 0.46243
0.35854 |  | 0.46243
0.35854 |  | 0.46239
0.35852 |  | 0.46238
0.35849 |  | 0.46235
0.35849 |  | 0.46232
0.35845 |  | 0.4623
0.35845 |  | 0.46229
0.35843 |  | 0.46224
0.35841 |  | 0.46223
0.35841 |  | 0.4622
0.35838 |  | 0.46218
0.35837 |  | 0.46215
0.35837 |  | 0.46213
0.35833 |  | 0.4621
0.35831 |  | 0.46209
0.3583 |  | 0.46208
0.3583 |  | 0.46204
0.35828 |  | 0.46204
0.35827 |  | 0.46204
0.35825 |  | 0.462
0.35824 |  | 0.46197
0.35824 |  | 0.46195
0.35819 |  | 0.4619
0.35819 |  | 0.46187
0.35819 |  | 0.46187
0.35815 |  | 0.46184
0.35813 |  | 0.4618
0.35811 |  | 0.46175
0.3581 |  | 0.46174
0.3581 |  | 0.46173
0.35807 |  | 0.46166
0.35802 |  | 0.46165
0.35802 |  | 0.46161
0.35799 |  | 0.46159
0.35797 |  | 0.46155
0.35796 |  | 0.4615
0.35794 |  | 0.4615
0.35794 |  | 0.46148
0.35791 |  | 0.46143
0.3579 |  | 0.46141
0.35788 |  | 0.46137
0.35787 |  | 0.46134
0.35787 |  | 0.46132
0.35787 |  | 0.46126
0.35787 |  | 0.46125
0.35785 |  | 0.46123
0.35784 |  | 0.46121
0.35782 |  | 0.46118
0.35779 |  | 0.46114
0.35779 |  | 0.46112
0.35779 |  | 0.4611
0.35776 |  | 0.46105
0.35776 |  | 0.46104
0.35775 |  | 0.46099
0.35775 |  | 0.46099
0.35771 |  | 0.46098
0.35768 |  | 0.46095
0.35767 |  | 0.46092
0.35767 |  | 0.4609
0.35767 |  | 0.46087
0.35761 |  | 0.46085
0.35761 |  | 0.46083
0.35759 |  | 0.46081
0.35759 |  | 0.46077
0.35758 |  | 0.4607
0.35757 |  | 0.4607
0.35755 |  | 0.46069
0.35755 |  | 0.46064
0.35753 |  | 0.46064
0.3575 |  | 0.46061
0.3575 |  | 0.46058
0.3575 |  | 0.46054
0.35749 |  | 0.46051
0.35746 |  | 0.46048
0.35744 |  | 0.46046
0.35744 |  | 0.46041
0.35743 |  | 0.46038
0.35743 |  | 0.46037
0.35741 |  | 0.46033
0.35741 |  | 0.46033
0.35738 |  | 0.46033
0.35738 |  | 0.46029
0.35736 |  | 0.46025
0.35735 |  | 0.46021
0.35735 |  | 0.4602
0.35735 |  | 0.46013
0.35732 |  | 0.46013
0.35729 |  | 0.46009
0.35727 |  | 0.46009
0.35727 |  | 0.46006
0.35726 |  | 0.46002
0.35722 |  | 0.45999
0.35719 |  | 0.45998
0.35718 |  | 0.45995
0.35718 |  | 0.45993
0.35716 |  | 0.45993
0.35715 |  | 0.4599
0.35715 |  | 0.45988
0.35711 |  | 0.45984
0.35711 |  | 0.45982
0.3571 |  | 0.4598
0.35707 |  | 0.45979
0.35705 |  | 0.45973
0.35705 |  | 0.45973
0.35702 |  | 0.45971
0.35702 |  | 0.45971
0.35702 |  | 0.45967
0.35702 |  | 0.45964
0.35697 |  | 0.45962
0.35696 |  | 0.45962
0.35695 |  | 0.45961
0.35691 |  | 0.45959
0.35688 |  | 0.45957
0.35687 |  | 0.45954
0.35685 |  | 0.45953
0.3568 |  | 0.45949
0.3568 |  | 0.45945
0.35679 |  | 0.45944
0.35679 |  | 0.45941
0.35676 |  | 0.4594
0.35676 |  | 0.45936
0.35674 |  | 0.45936
0.35673 |  | 0.45933
0.35669 |  | 0.45931
0.35669 |  | 0.45927
0.35669 |  | 0.45923
0.35668 |  | 0.4592
0.35666 |  | 0.45918
0.35663 |  | 0.45914
0.35663 |  | 0.4591
0.3566 |  | 0.45905
0.3566 |  | 0.45901
0.35657 |  | 0.45901
0.35655 |  | 0.45899
0.35655 |  | 0.45896
0.35654 |  | 0.45892
0.35651 |  | 0.45889
0.35651 |  | 0.45887
0.35649 |  | 0.45887
0.35649 |  | 0.45881
0.35647 |  | 0.45879
0.35646 |  | 0.45875
0.35644 |  | 0.45873
0.35643 |  | 0.45867
0.35638 |  | 0.45866
0.35638 |  | 0.45862
0.35638 |  | 0.45858
0.35636 |  | 0.45857
0.35635 |  | 0.45852
0.35635 |  | 0.4585
0.35635 |  | 0.45848
0.35633 |  | 0.45847
0.35632 |  | 0.45843
0.3563 |  | 0.45839
0.3563 |  | 0.45838
0.35627 |  | 0.45837
0.35624 |  | 0.45833
0.35623 |  | 0.45828
0.35621 |  | 0.45828
0.35619 |  | 0.45826
0.35616 |  | 0.45823
0.35615 |  | 0.45817
0.35615 |  | 0.45817
0.35613 |  | 0.45815
0.35613 |  | 0.45811
0.35612 |  | 0.45811
0.3561 |  | 0.45806
0.35609 |  | 0.45804
0.35607 |  | 0.45799
0.35606 |  | 0.45798
0.35604 |  | 0.45795
0.35603 |  | 0.4579
0.35601 |  | 0.45787
0.35601 |  | 0.45786
0.35598 |  | 0.45781
0.35598 |  | 0.45777
0.35597 |  | 0.45775
0.35593 |  | 0.45771
0.35592 |  | 0.45768
0.35592 |  | 0.45768
0.35592 |  | 0.45764
0.3559 |  | 0.45763
0.3559 |  | 0.45761
0.35589 |  | 0.45761
0.35585 |  | 0.45758
0.35584 |  | 0.45752
0.35582 |  | 0.45752
0.35581 |  | 0.45751
0.35579 |  | 0.45746
0.35579 |  | 0.45745
0.35578 |  | 0.45743
0.35576 |  | 0.45743
0.35576 |  | 0.4574
0.35575 |  | 0.45739
0.35571 |  | 0.45737
0.35569 |  | 0.45735
0.35569 |  | 0.4573
0.35569 |  | 0.45729
0.35567 |  | 0.45726
0.35567 |  | 0.45725
0.35564 |  | 0.45721
0.35562 |  | 0.4572
0.35562 |  | 0.45717
0.35559 |  | 0.45713
0.35559 |  | 0.45712
0.35558 |  | 0.45709
0.35554 |  | 0.45707
0.35554 |  | 0.45704
0.35553 |  | 0.45699
0.35552 |  | 0.45699
0.35548 |  | 0.45696
0.35547 |  | 0.45692
0.35545 |  | 0.45691
0.35543 |  | 0.45687
0.35541 |  | 0.45683
0.3554 |  | 0.4568
0.35538 |  | 0.4568
0.35538 |  | 0.45679
0.35536 |  | 0.45677
0.35535 |  | 0.45672
0.35531 |  | 0.45668
0.35531 |  | 0.45666
0.35531 |  | 0.45658
0.35527 |  | 0.45658
0.35526 |  | 0.45657
0.35524 |  | 0.45653
0.35523 |  | 0.45648
0.35523 |  | 0.45647
0.3552 |  | 0.45643
0.3552 |  | 0.45639
0.35516 |  | 0.45637
0.35515 |  | 0.45633
0.35513 |  | 0.45631
0.35513 |  | 0.45629
0.35512 |  | 0.45627
0.35512 |  | 0.45622
0.35507 |  | 0.45622
0.35507 |  | 0.45621
0.35507 |  | 0.45621
0.35506 |  | 0.45618
0.35504 |  | 0.45615
0.35504 |  | 0.45613
0.35504 |  | 0.4561
0.35503 |  | 0.45604
0.35498 |  | 0.45603
0.35498 |  | 0.45602
0.35497 |  | 0.45598
0.35495 |  | 0.45594
0.35495 |  | 0.45592
0.35493 |  | 0.4559
0.3549 |  | 0.45583
0.35489 |  | 0.45579
0.35487 |  | 0.45577
0.35484 |  | 0.45574
0.35481 |  | 0.45573
0.35481 |  | 0.4557
0.3548 |  | 0.45569
0.3548 |  | 0.45566
0.35478 |  | 0.45562
0.35478 |  | 0.45557
0.35477 |  | 0.45555
0.35474 |  | 0.45552
0.35471 |  | 0.45549
0.35471 |  | 0.45547
0.35469 |  | 0.45543
0.35465 |  | 0.45541
0.35463 |  | 0.45537
0.35463 |  | 0.45537
0.35463 |  | 0.45533
0.35461 |  | 0.45532
0.35461 |  | 0.45527
0.35461 |  | 0.45525
0.35458 |  | 0.45523
0.35457 |  | 0.45519
0.35455 |  | 0.45515
0.35453 |  | 0.45511
0.35452 |  | 0.45511
0.35447 |  | 0.45506
0.35446 |  | 0.45502
0.35446 |  | 0.455
0.35444 |  | 0.45498
0.35444 |  | 0.45497
0.35443 |  | 0.45492
0.35441 |  | 0.45492
0.35439 |  | 0.45487
0.35439 |  | 0.45482
0.35435 |  | 0.45479
0.35433 |  | 0.45478
0.35432 |  | 0.45474
0.35432 |  | 0.45473
0.3543 |  | 0.45469
0.35425 |  | 0.45469
0.35424 |  | 0.45465
0.35424 |  | 0.45462
0.35421 |  | 0.4546
0.35421 |  | 0.45458
0.35421 |  | 0.45453
0.3542 |  | 0.45451
0.35418 |  | 0.45449
0.35415 |  | 0.45445
0.35415 |  | 0.45443
0.35412 |  | 0.4544
0.35412 |  | 0.45433
0.35412 |  | 0.45432
0.35409 |  | 0.4543
0.35404 |  | 0.45426
0.35404 |  | 0.45425
0.35403 |  | 0.45425
0.35398 |  | 0.45425
0.35398 |  | 0.45421
0.35397 |  | 0.45418
0.35394 |  | 0.45414
0.35392 |  | 0.45414
0.35392 |  | 0.4541
0.35392 |  | 0.45406
0.35391 |  | 0.45405
0.35389 |  | 0.45404
0.35386 |  | 0.45403
0.35386 |  | 0.45395
0.35383 |  | 0.45392
0.35381 |  | 0.45391
0.35381 |  | 0.45389
0.3538 |  | 0.45385
0.3538 |  | 0.45381
0.3538 |  | 0.45379
0.35376 |  | 0.45375
0.35376 |  | 0.45373
0.35375 |  | 0.45372
0.35373 |  | 0.45368
0.35373 |  | 0.45364
0.35373 |  | 0.45361
0.3537 |  | 0.45357
0.35369 |  | 0.45357
0.35369 |  | 0.45352
0.35367 |  | 0.45346
0.35367 |  | 0.45343
0.35364 |  | 0.45339
0.35361 |  | 0.45335
0.35361 |  | 0.45334
0.35359 |  | 0.45329
0.35358 |  | 0.45325
0.35358 |  | 0.45321
0.35355 |  | 0.45318
0.35355 |  | 0.4531
0.35353 |  | 0.45307
0.35353 |  | 0.45304
0.35353 |  | 0.45303
0.35352 |  | 0.45299
0.35346 |  | 0.45299
0.35346 |  | 0.45294
0.35346 |  | 0.45293
0.35346 |  | 0.45288
0.35346 |  | 0.45286
0.35346 |  | 0.45284
0.35343 |  | 0.45283
0.35342 |  | 0.45282
0.35342 |  | 0.45277
0.35338 |  | 0.45274
0.35338 |  | 0.45273
0.35337 |  | 0.4527
0.35337 |  | 0.45269
0.35334 |  | 0.45267
0.35332 |  | 0.45265
0.35331 |  | 0.45262
0.35329 |  | 0.45257
0.35326 |  | 0.45253
0.35326 |  | 0.45251
0.35326 |  | 0.45248
0.35325 |  | 0.45245
0.35325 |  | 0.45244
0.3532 |  | 0.45241
0.35317 |  | 0.45239
0.35315 |  | 0.45236
0.35314 |  | 0.45231
0.35314 |  | 0.4523
0.35312 |  | 0.45225
0.35311 |  | 0.45222
0.35311 |  | 0.45221
0.35311 |  | 0.45218
0.35309 |  | 0.45217
0.35308 |  | 0.45215
0.35308 |  | 0.45213
0.35305 |  | 0.45209
0.35302 |  | 0.45208
0.35302 |  | 0.45205
0.35302 |  | 0.45204
0.35298 |  | 0.45202
0.35298 |  | 0.45199
0.35297 |  | 0.45196
0.35296 |  | 0.45193
0.35292 |  | 0.4519
0.3529 |  | 0.45186
0.3529 |  | 0.45184
0.35288 |  | 0.45184
0.35285 |  | 0.45181
0.35285 |  | 0.45177
0.35283 |  | 0.45173
0.35283 |  | 0.45169
0.35282 |  | 0.45169
0.35281 |  | 0.45167
0.35279 |  | 0.45166
0.35279 |  | 0.45163
0.35276 |  | 0.45162
0.35274 |  | 0.45159
0.35274 |  | 0.45159
0.35273 |  | 0.45153
0.3527 |  | 0.45152
0.3527 |  | 0.45148
0.35267 |  | 0.45147
0.35267 |  | 0.45145
0.35265 |  | 0.45142
0.35265 |  | 0.45142
0.35262 |  | 0.45138
0.35262 |  | 0.45135
0.35261 |  | 0.45131
0.35258 |  | 0.45128
0.35256 |  | 0.45126
0.35254 |  | 0.45123
0.35251 |  | 0.45119
0.35251 |  | 0.45116
0.35251 |  | 0.45114
0.3525 |  | 0.45111
0.35248 |  | 0.4511
0.35244 |  | 0.45106
0.35244 |  | 0.45106
0.35244 |  | 0.45103
0.35242 |  | 0.45101
0.35241 |  | 0.451
0.35241 |  | 0.45095
0.35239 |  | 0.4509
0.35236 |  | 0.45088
0.35236 |  | 0.45088
0.35234 |  | 0.45081
0.35233 |  | 0.45081
0.35232 |  | 0.45078
0.3523 |  | 0.45075
0.3523 |  | 0.45071
0.35228 |  | 0.45067
0.35227 |  | 0.45066
0.35226 |  | 0.45063
0.35224 |  | 0.45063
0.35224 |  | 0.4506
0.35224 |  | 0.45057
0.35224 |  | 0.45053
0.35222 |  | 0.4505
0.35216 |  | 0.45048
0.35216 |  | 0.45046
0.35216 |  | 0.4504
0.35216 |  | 0.4504
0.35215 |  | 0.45039
0.35215 |  | 0.45036
0.35213 |  | 0.45033
0.35213 |  | 0.45032
0.3521 |  | 0.45029
0.35207 |  | 0.45029
0.35207 |  | 0.45024
0.35207 |  | 0.45023
0.35207 |  | 0.4502
0.35205 |  | 0.45018
0.35202 |  | 0.45016
0.35201 |  | 0.45015
0.35199 |  | 0.4501
0.35198 |  | 0.45005
0.35195 |  | 0.45001
0.35193 |  | 0.44999
0.35193 |  | 0.44995
0.35192 |  | 0.44994
0.3519 |  | 0.44991
0.35188 |  | 0.44988
0.35187 |  | 0.44987
0.35187 |  | 0.44981
0.35187 |  | 0.44976
0.35186 |  | 0.44974
0.35186 |  | 0.44968
0.35186 |  | 0.44965
0.35186 |  | 0.44962
0.35182 |  | 0.44961
0.35179 |  | 0.44957
0.35176 |  | 0.44957
0.35175 |  | 0.44955
0.35175 |  | 0.4495
0.35173 |  | 0.44948
0.35172 |  | 0.44946
0.3517 |  | 0.44943
0.35168 |  | 0.44942
0.35168 |  | 0.44938
0.35165 |  | 0.44936
0.35163 |  | 0.44931
0.35161 |  | 0.44929
0.35161 |  | 0.44926
0.35159 |  | 0.44923
0.35158 |  | 0.44919
0.35156 |  | 0.44917
0.35154 |  | 0.44916
0.35153 |  | 0.44916
0.35153 |  | 0.44912
0.35152 |  | 0.44908
0.35152 |  | 0.44905
0.35152 |  | 0.44901
0.35147 |  | 0.449
0.35145 |  | 0.44897
0.35145 |  | 0.44891
0.35145 |  | 0.44891
0.35144 |  | 0.44887
0.35142 |  | 0.44886
0.35142 |  | 0.44882
0.3514 |  | 0.44881
0.35139 |  | 0.44877
0.35136 |  | 0.44877
0.35136 |  | 0.44874
0.35134 |  | 0.44874
0.35134 |  | 0.44871
0.35131 |  | 0.4487
0.3513 |  | 0.44867
0.35127 |  | 0.44864
0.35125 |  | 0.44861
0.35124 |  | 0.4486
0.35124 |  | 0.44855
0.35122 |  | 0.44855
0.35122 |  | 0.44851
0.35116 |  | 0.44847
0.35116 |  | 0.44846
0.35116 |  | 0.44842
0.35113 |  | 0.44839
0.35113 |  | 0.44839
0.35111 |  | 0.44836
0.35107 |  | 0.44836
0.35105 |  | 0.44835
0.35105 |  | 0.44829
0.35104 |  | 0.44828
0.35104 |  | 0.44821
0.35102 |  | 0.44816
0.35101 |  | 0.44815
0.35101 |  | 0.44812
0.35099 |  | 0.44809
0.35098 |  | 0.44803
0.35096 |  | 0.44799
0.35093 |  | 0.44798
0.3509 |  | 0.44797
0.35088 |  | 0.44793
0.35088 |  | 0.44788
0.35085 |  | 0.44783
0.35084 |  | 0.44782
0.35082 |  | 0.44778
0.35082 |  | 0.44774
0.35081 |  | 0.44773
0.35081 |  | 0.44772
0.35079 |  | 0.44767
0.35076 |  | 0.44767
0.35076 |  | 0.44763
0.35075 |  | 0.44759
0.35073 |  | 0.44759
0.35068 |  | 0.44753
0.35067 |  | 0.44752
0.35065 |  | 0.4475
0.35064 |  | 0.44746
0.35062 |  | 0.44744
0.35062 |  | 0.44742
0.35059 |  | 0.44742
0.35056 |  | 0.44739
0.35054 |  | 0.44734
0.35054 |  | 0.44731
0.35054 |  | 0.44731
0.35053 |  | 0.44726
0.35051 |  | 0.44724
0.35051 |  | 0.4472
0.35048 |  | 0.44719
0.35047 |  | 0.44717
0.35045 |  | 0.44712
0.35045 |  | 0.44711
0.35043 |  | 0.44707
0.35042 |  | 0.44701
0.3504 |  | 0.44698
0.35039 |  | 0.44697
0.35039 |  | 0.44696
0.35034 |  | 0.44693
0.35034 |  | 0.44691
0.35034 |  | 0.44687
0.35031 |  | 0.44686
0.35029 |  | 0.44682
0.35029 |  | 0.4468
0.35028 |  | 0.44678
0.35023 |  | 0.44674
0.35022 |  | 0.44671
0.3502 |  | 0.44669
0.3502 |  | 0.44667
0.3502 |  | 0.44661
0.3502 |  | 0.44659
0.35019 |  | 0.44659
0.35016 |  | 0.44655
0.35016 |  | 0.44652
0.35014 |  | 0.44652
0.35011 |  | 0.44646
0.35011 |  | 0.44645
0.35011 |  | 0.44645
0.35009 |  | 0.44641
0.35007 |  | 0.4464
0.35006 |  | 0.44638
0.35005 |  | 0.44635
0.35005 |  | 0.44635
0.35005 |  | 0.44629
0.35002 |  | 0.44628
0.34999 |  | 0.44625
0.34999 |  | 0.44623
0.34997 |  | 0.44619
0.34997 |  | 0.44615
0.34996 |  | 0.44612
0.34994 |  | 0.4461
0.34993 |  | 0.44606
0.34991 |  | 0.44603
0.34991 |  | 0.44602
0.34986 |  | 0.446
0.34986 |  | 0.44596
0.34985 |  | 0.44589
0.34983 |  | 0.44588
0.34982 |  | 0.44585
0.34979 |  | 0.44582
0.34979 |  | 0.4458
0.34979 |  | 0.44578
0.34977 |  | 0.44576
0.34976 |  | 0.44575
0.34974 |  | 0.44573
0.34971 |  | 0.44571
0.34971 |  | 0.44563
0.34969 |  | 0.44562
0.34968 |  | 0.44562
0.34968 |  | 0.44557
0.34966 |  | 0.44552
0.34965 |  | 0.4455
0.34963 |  | 0.44547
0.3496 |  | 0.44543
0.34957 |  | 0.44543
0.34955 |  | 0.44542
0.34952 |  | 0.44536
0.34951 |  | 0.44533
0.34949 |  | 0.44531
0.34948 |  | 0.44527
0.34948 |  | 0.44524
0.34944 |  | 0.44523
0.34944 |  | 0.44519
0.34941 |  | 0.44519
0.34939 |  | 0.44513
0.34937 |  | 0.4451
0.34935 |  | 0.44506
0.34935 |  | 0.44506
0.34934 |  | 0.44502
0.34932 |  | 0.44499
0.3493 |  | 0.44498
0.34929 |  | 0.44492
0.34929 |  | 0.44488
0.34926 |  | 0.44487
0.34924 |  | 0.44486
0.34924 |  | 0.44486
0.34923 |  | 0.44486
0.34923 |  | 0.44481
0.3492 |  | 0.4448
0.3492 |  | 0.44476
0.34918 |  | 0.44472
0.34917 |  | 0.44472
0.34915 |  | 0.44469
0.34914 |  | 0.44468
0.34912 |  | 0.44464
0.34911 |  | 0.4446
0.34909 |  | 0.44456
0.34906 |  | 0.44455
0.34906 |  | 0.44451
0.34906 |  | 0.44449
0.34906 |  | 0.44449
0.34903 |  | 0.44443
0.34903 |  | 0.4444
0.34903 |  | 0.44436
0.34898 |  | 0.44433
0.34898 |  | 0.44432
0.34898 |  | 0.4443
0.34895 |  | 0.44427
0.34894 |  | 0.44426
0.34891 |  | 0.44423
0.34891 |  | 0.44421
0.34891 |  | 0.44419
0.34891 |  | 0.44418
0.34889 |  | 0.44418
0.34888 |  | 0.44413
0.34886 |  | 0.44413
0.34883 |  | 0.4441
0.34883 |  | 0.44409
0.34883 |  | 0.44406
0.34881 |  | 0.44404
0.3488 |  | 0.44401
0.34878 |  | 0.44397
0.34878 |  | 0.44396
0.34878 |  | 0.4439
0.34874 |  | 0.44388
0.34874 |  | 0.44383
0.34871 |  | 0.44383
0.34869 |  | 0.44381
0.34869 |  | 0.44381
0.34869 |  | 0.44377
0.34866 |  | 0.44377
0.34866 |  | 0.44376
0.34864 |  | 0.44373
0.34861 |  | 0.4437
0.34861 |  | 0.44369
0.3486 |  | 0.44364
0.3486 |  | 0.44362
0.34857 |  | 0.4436
0.34853 |  | 0.44356
0.34853 |  | 0.44352
0.34852 |  | 0.44351
0.34851 |  | 0.44349
0.34851 |  | 0.44349
0.34849 |  | 0.44345
0.34849 |  | 0.44345
0.34847 |  | 0.44341
0.34844 |  | 0.44341
0.34842 |  | 0.44338
0.34842 |  | 0.44337
0.3484 |  | 0.44333
0.3484 |  | 0.44328
0.34838 |  | 0.44328
0.34836 |  | 0.44326
0.34836 |  | 0.44323
0.34836 |  | 0.44319
0.34835 |  | 0.44319
0.34832 |  | 0.44318
0.34832 |  | 0.44315
0.3483 |  | 0.44313
0.3483 |  | 0.44311
0.34829 |  | 0.44309
0.34826 |  | 0.44307
0.34824 |  | 0.44304
0.34821 |  | 0.443
0.34821 |  | 0.44296
0.34821 |  | 0.44295
0.34819 |  | 0.44294
0.34819 |  | 0.44294
0.34818 |  | 0.44287
0.34816 |  | 0.44286
0.34816 |  | 0.44282
0.34812 |  | 0.44281
0.3481 |  | 0.44277
0.3481 |  | 0.44274
0.34809 |  | 0.44272
0.34805 |  | 0.44269
0.34805 |  | 0.44266
0.34804 |  | 0.4426
0.34804 |  | 0.44259
0.34803 |  | 0.44255
0.348 |  | 0.44254
0.348 |  | 0.44252
0.34795 |  | 0.44249
0.34793 |  | 0.44247
0.34792 |  | 0.44246
0.34792 |  | 0.44245
0.34792 |  | 0.44241
0.34792 |  | 0.44233
0.34789 |  | 0.44231
0.34789 |  | 0.44229
0.34787 |  | 0.44228
0.34786 |  | 0.44225
0.34783 |  | 0.4422
0.34781 |  | 0.4422
0.34779 |  | 0.44216
0.34778 |  | 0.44212
0.34776 |  | 0.44211
0.34775 |  | 0.44211
0.34775 |  | 0.4421
0.34773 |  | 0.44207
0.34773 |  | 0.44206
0.34772 |  | 0.44205
0.34769 |  | 0.44201
0.34766 |  | 0.44198
0.34766 |  | 0.44194
0.34766 |  | 0.44193
0.34766 |  | 0.44187
0.34764 |  | 0.44185
0.34764 |  | 0.44185
0.34764 |  | 0.44179
0.34764 |  | 0.44178
0.34762 |  | 0.44178
0.3476 |  | 0.44171
0.34758 |  | 0.4417
0.34758 |  | 0.44169
0.34758 |  | 0.44169
0.34756 |  | 0.44166
0.34755 |  | 0.44162
0.34755 |  | 0.44157
0.34754 |  | 0.44154
0.34751 |  | 0.44153
0.34751 |  | 0.44149
0.34751 |  | 0.44148
0.34751 |  | 0.44146
0.34747 |  | 0.44144
0.34746 |  | 0.44138
0.34744 |  | 0.44137
0.34744 |  | 0.44135
0.34741 |  | 0.44134
0.3474 |  | 0.4413
0.34738 |  | 0.44129
0.34737 |  | 0.44125
0.34735 |  | 0.44123
0.34733 |  | 0.44119
0.34732 |  | 0.44112
0.34729 |  | 0.44111
0.34729 |  | 0.44111
0.34729 |  | 0.44107
0.34726 |  | 0.44106
0.34726 |  | 0.44102
0.34726 |  | 0.44098
0.34724 |  | 0.44097
0.34724 |  | 0.44093
0.34723 |  | 0.4409
0.34718 |  | 0.44089
0.34718 |  | 0.44087
0.34718 |  | 0.44085
0.34718 |  | 0.44083
0.34718 |  | 0.4408
0.34715 |  | 0.44075
0.34712 |  | 0.44073
0.34712 |  | 0.44071
0.3471 |  | 0.44065
0.3471 |  | 0.44065
0.34709 |  | 0.4406
0.34707 |  | 0.44059
0.34707 |  | 0.44053
0.34704 |  | 0.44052
0.34703 |  | 0.44051
0.34703 |  | 0.44044
0.34701 |  | 0.44043
0.34701 |  | 0.44043
0.347 |  | 0.44039
0.34697 |  | 0.44039
0.34695 |  | 0.44037
0.34695 |  | 0.44034
0.34693 |  | 0.4403
0.34693 |  | 0.44024
0.34693 |  | 0.44024
0.3469 |  | 0.44019
0.34688 |  | 0.44017
0.34688 |  | 0.44013
0.34687 |  | 0.4401
0.34687 |  | 0.44005
0.34687 |  | 0.44003
0.34686 |  | 0.44002
0.34683 |  | 0.43999
0.3468 |  | 0.43995
0.34678 |  | 0.43993
0.34678 |  | 0.43992
0.34678 |  | 0.43989
0.34677 |  | 0.43985
0.34672 |  | 0.43981
0.34672 |  | 0.43976
0.34672 |  | 0.43975
0.34672 |  | 0.43971
0.34671 |  | 0.4397
0.34667 |  | 0.43967
0.34667 |  | 0.43965
0.34666 |  | 0.43961
0.34666 |  | 0.43961
0.34666 |  | 0.4396
0.34664 |  | 0.43957
0.34664 |  | 0.43954
0.34661 |  | 0.43952
0.3466 |  | 0.43952
0.3466 |  | 0.43949
0.34658 |  | 0.43947
0.34657 |  | 0.43944
0.34657 |  | 0.43944
0.34655 |  | 0.43943
0.34655 |  | 0.43939
0.34652 |  | 0.43938
0.34649 |  | 0.43935
0.34649 |  | 0.43933
0.34646 |  | 0.43931
0.34644 |  | 0.4393
0.34644 |  | 0.43929
0.34641 |  | 0.43928
0.34641 |  | 0.43923
0.34639 |  | 0.4392
0.34639 |  | 0.43917
0.34635 |  | 0.43915
0.34635 |  | 0.43912
0.34635 |  | 0.4391
0.3463 |  | 0.43907
0.3463 |  | 0.43903
0.3463 |  | 0.43901
0.34627 |  | 0.43898
0.34627 |  | 0.43897
0.34626 |  | 0.43892
0.34626 |  | 0.43891
0.34624 |  | 0.43888
0.34623 |  | 0.43886
0.3462 |  | 0.43883
0.3462 |  | 0.43882
0.3462 |  | 0.43881
0.3462 |  | 0.43878
0.3462 |  | 0.43874
0.3462 |  | 0.43873
0.3462 |  | 0.43868
0.34615 |  | 0.43866
0.34614 |  | 0.43862
0.34612 |  | 0.43859
0.3461 |  | 0.43859
0.34609 |  | 0.43856
0.34608 |  | 0.43855
0.34606 |  | 0.43855
0.34606 |  | 0.43851
0.34604 |  | 0.43849
0.34604 |  | 0.43843
0.34603 |  | 0.43842
0.34601 |  | 0.43839
0.34598 |  | 0.43837
0.34598 |  | 0.43833
0.34597 |  | 0.43831
0.34594 |  | 0.43823
0.34594 |  | 0.43821
0.34592 |  | 0.43818
0.34591 |  | 0.43816
0.34589 |  | 0.43814
0.34588 |  | 0.43806
0.34588 |  | 0.43805
0.34586 |  | 0.43804
0.34586 |  | 0.43804
0.34583 |  | 0.43802
0.34583 |  | 0.438
0.3458 |  | 0.43796
0.3458 |  | 0.43793
0.34578 |  | 0.43792
0.34577 |  | 0.43788
0.34577 |  | 0.43788
0.34575 |  | 0.43785
0.34575 |  | 0.43782
0.34574 |  | 0.4378
0.34571 |  | 0.43779
0.34569 |  | 0.43775
0.34569 |  | 0.43774
0.34569 |  | 0.43773
0.34569 |  | 0.43767
0.34568 |  | 0.43766
0.34565 |  | 0.43765
0.34565 |  | 0.43761
0.34564 |  | 0.43758
0.34562 |  | 0.43754
0.34562 |  | 0.43754
0.34559 |  | 0.43751
0.34557 |  | 0.43747
0.34556 |  | 0.43744
0.34556 |  | 0.43742
0.34553 |  | 0.43741
0.34551 |  | 0.43734
0.34551 |  | 0.43734
0.34549 |  | 0.43733
0.34548 |  | 0.43728
0.34548 |  | 0.43724
0.34548 |  | 0.43724
0.34545 |  | 0.43723
0.34543 |  | 0.43719
0.34543 |  | 0.43718
0.34543 |  | 0.43715
0.34541 |  | 0.43712
0.34537 |  | 0.43712
0.34537 |  | 0.43711
0.34536 |  | 0.43707
0.34536 |  | 0.43706
0.34536 |  | 0.43703
0.34534 |  | 0.437
0.34531 |  | 0.43697
0.34528 |  | 0.43696
0.34528 |  | 0.43691
0.34526 |  | 0.4369
0.34526 |  | 0.43686
0.34525 |  | 0.4368
0.34525 |  | 0.4368
0.34525 |  | 0.43674
0.34522 |  | 0.43672
0.3452 |  | 0.4367
0.34519 |  | 0.43667
0.34517 |  | 0.43661
0.34516 |  | 0.4366
0.34516 |  | 0.43659
0.34514 |  | 0.43653
0.34512 |  | 0.43649
0.34512 |  | 0.43648
0.34511 |  | 0.43645
0.34511 |  | 0.43644
0.34508 |  | 0.43642
0.34505 |  | 0.43638
0.34505 |  | 0.43634
0.34503 |  | 0.43632
0.34502 |  | 0.43628
0.34502 |  | 0.43625
0.34502 |  | 0.43625
0.34499 |  | 0.43621
0.34499 |  | 0.43616
0.34497 |  | 0.43616
0.34496 |  | 0.43613
0.34496 |  | 0.43612
0.34494 |  | 0.43609
0.34492 |  | 0.43608
0.34492 |  | 0.43605
0.34491 |  | 0.43604
0.3449 |  | 0.43599
0.3449 |  | 0.43599
0.34485 |  | 0.43595
0.34485 |  | 0.43586
0.34485 |  | 0.43586
0.34483 |  | 0.43585
0.34481 |  | 0.4358
0.3448 |  | 0.43577
0.34478 |  | 0.43574
0.34478 |  | 0.4357
0.34475 |  | 0.4357
0.34472 |  | 0.43567
0.34472 |  | 0.43566
0.34472 |  | 0.43563
0.34472 |  | 0.43562
0.34471 |  | 0.43561
0.34471 |  | 0.43559
0.34471 |  | 0.43557
0.34471 |  | 0.43554
0.34469 |  | 0.43553
0.34465 |  | 0.4355
0.34465 |  | 0.43547
0.34461 |  | 0.43545
0.34458 |  | 0.43542
0.34458 |  | 0.43541
0.34457 |  | 0.43538
0.34457 |  | 0.43537
0.34457 |  | 0.43536
0.34454 |  | 0.43533
0.34452 |  | 0.43529
0.34451 |  | 0.43525
0.34451 |  | 0.43524
0.34447 |  | 0.43523
0.34447 |  | 0.43519
0.34447 |  | 0.43517
0.34446 |  | 0.43514
0.34446 |  | 0.43513
0.34444 |  | 0.43509
0.34443 |  | 0.43509
0.34441 |  | 0.43508
0.34441 |  | 0.43507
0.3444 |  | 0.435
0.3444 |  | 0.43499
0.34439 |  | 0.43499
0.34437 |  | 0.43495
0.34437 |  | 0.43491
0.34434 |  | 0.43488
0.34434 |  | 0.43484
0.34432 |  | 0.43484
0.34429 |  | 0.43482
0.34428 |  | 0.4348
0.34426 |  | 0.43478
0.34426 |  | 0.43476
0.34423 |  | 0.43474
0.34423 |  | 0.43472
0.3442 |  | 0.43468
0.3442 |  | 0.43466
0.34419 |  | 0.43463
0.34417 |  | 0.4346
0.34415 |  | 0.4346
0.34414 |  | 0.43457
0.34412 |  | 0.43455
0.34411 |  | 0.43452
0.34411 |  | 0.43448
0.34409 |  | 0.43448
0.34408 |  | 0.43444
0.34406 |  | 0.43443
0.34406 |  | 0.43441
0.34403 |  | 0.43439
0.34402 |  | 0.43434
0.34402 |  | 0.43432
0.34402 |  | 0.43431
0.344 |  | 0.43427
0.344 |  | 0.43426
0.34397 |  | 0.43422
0.34395 |  | 0.43421
0.34395 |  | 0.43416
0.34395 |  | 0.43413
0.34395 |  | 0.4341
0.34392 |  | 0.43408
0.34389 |  | 0.43406
0.34389 |  | 0.43403
0.34389 |  | 0.43399
0.34389 |  | 0.43399
0.34388 |  | 0.43395
0.34388 |  | 0.43393
0.34384 |  | 0.43391
0.34383 |  | 0.43389
0.34382 |  | 0.43386
0.34382 |  | 0.43383
0.34378 |  | 0.43382
0.34378 |  | 0.43378
0.34377 |  | 0.43378
0.34375 |  | 0.43372
0.34374 |  | 0.43367
0.34374 |  | 0.43363
0.34371 |  | 0.43359
0.34371 |  | 0.43354
0.34369 |  | 0.43354
0.34366 |  | 0.43351
0.34366 |  | 0.4335
0.34366 |  | 0.43347
0.34366 |  | 0.43345
0.34365 |  | 0.43342
0.34363 |  | 0.43341
0.34363 |  | 0.4334
0.3436 |  | 0.43333
0.3436 |  | 0.4333
0.34359 |  | 0.43329
0.34359 |  | 0.43326
0.34359 |  | 0.43323
0.34354 |  | 0.43321
0.34352 |  | 0.43318
0.34352 |  | 0.43315
0.34351 |  | 0.43315
0.34351 |  | 0.4331
0.34351 |  | 0.4331
0.34349 |  | 0.43307
0.34348 |  | 0.43305
0.34344 |  | 0.43303
0.34344 |  | 0.43298
0.34344 |  | 0.43297
0.34343 |  | 0.43296
0.3434 |  | 0.43296
0.34337 |  | 0.43292
0.34337 |  | 0.43289
0.34337 |  | 0.43287
0.34334 |  | 0.43285
0.34333 |  | 0.43281
0.34331 |  | 0.43276
0.34328 |  | 0.43274
0.34326 |  | 0.43272
0.34326 |  | 0.43267
0.34326 |  | 0.43267
0.34326 |  | 0.43267
0.34326 |  | 0.43264
0.34323 |  | 0.43264
0.34323 |  | 0.43261
0.34322 |  | 0.43254
0.3432 |  | 0.43254
0.3432 |  | 0.43252
0.3432 |  | 0.4325
0.34319 |  | 0.43244
0.34315 |  | 0.43242
0.34314 |  | 0.43239
0.34314 |  | 0.43237
0.34312 |  | 0.43236
0.34312 |  | 0.43235
0.34312 |  | 0.43232
0.3431 |  | 0.4323
0.3431 |  | 0.4323
0.34308 |  | 0.43228
0.34308 |  | 0.43223
0.34303 |  | 0.43221
0.34302 |  | 0.43218
0.343 |  | 0.43214
0.34299 |  | 0.43213
0.34297 |  | 0.43209
0.34297 |  | 0.43209
0.34297 |  | 0.43204
0.34297 |  | 0.43203
0.34293 |  | 0.43202
0.34291 |  | 0.43199
0.34291 |  | 0.43197
0.34289 |  | 0.43195
0.34288 |  | 0.43193
0.34287 |  | 0.43193
0.34287 |  | 0.43189
0.34285 |  | 0.43186
0.34284 |  | 0.43183
0.34284 |  | 0.43181
0.34284 |  | 0.43179
0.34282 |  | 0.43176
0.34281 |  | 0.43176
0.34279 |  | 0.43172
0.34279 |  | 0.43171
0.34276 |  | 0.43167
0.34273 |  | 0.43163
0.34272 |  | 0.43161
0.34272 |  | 0.4316
0.3427 |  | 0.4316
0.3427 |  | 0.43158
0.34268 |  | 0.43154
0.34268 |  | 0.43153
0.34265 |  | 0.43151
0.34263 |  | 0.43149
0.34263 |  | 0.43148
0.34261 |  | 0.43145
0.34261 |  | 0.43141
0.34258 |  | 0.43138
0.34256 |  | 0.43134
0.34254 |  | 0.43132
0.34254 |  | 0.43131
0.34253 |  | 0.43127
0.34251 |  | 0.43126
0.3425 |  | 0.43123
0.3425 |  | 0.43116
0.34247 |  | 0.43113
0.34247 |  | 0.43111
0.34245 |  | 0.4311
0.34244 |  | 0.43107
0.34242 |  | 0.43103
0.3424 |  | 0.43101
0.3424 |  | 0.43097
0.3424 |  | 0.43093
0.3424 |  | 0.43092
0.34239 |  | 0.43088
0.34234 |  | 0.43084
0.34234 |  | 0.43082
0.34233 |  | 0.43081
0.34233 |  | 0.43078
0.34233 |  | 0.43078
0.34233 |  | 0.43074
0.34231 |  | 0.43069
0.3423 |  | 0.43066
0.34227 |  | 0.43064
0.34225 |  | 0.4306
0.34223 |  | 0.43058
0.34222 |  | 0.43056
0.34219 |  | 0.43055
0.34219 |  | 0.43053
0.34219 |  | 0.4305
0.34216 |  | 0.43047
0.34214 |  | 0.43044
0.34214 |  | 0.43043
0.34211 |  | 0.4304
0.3421 |  | 0.43038
0.34208 |  | 0.43034
0.34208 |  | 0.43034
0.34208 |  | 0.43031
0.34208 |  | 0.43031
0.34205 |  | 0.43028
0.34202 |  | 0.43025
0.34202 |  | 0.43023
0.342 |  | 0.43023
0.342 |  | 0.43019
0.342 |  | 0.43017
0.342 |  | 0.43014
0.342 |  | 0.4301
0.34199 |  | 0.43008
0.34198 |  | 0.43005
0.34198 |  | 0.43003
0.34196 |  | 0.43
0.34194 |  | 0.42999
0.34194 |  | 0.42997
0.34193 |  | 0.42995
0.34191 |  | 0.42994
0.34189 |  | 0.42993
0.34189 |  | 0.4299
0.34188 |  | 0.42989
0.34187 |  | 0.42985
0.34187 |  | 0.42985
0.34184 |  | 0.42982
0.34182 |  | 0.4298
0.34182 |  | 0.42979
0.34181 |  | 0.42976
0.34181 |  | 0.42974
0.34179 |  | 0.42972
0.34177 |  | 0.42969
0.34177 |  | 0.42967
0.34177 |  | 0.42965
0.34175 |  | 0.42961
0.34175 |  | 0.42958
0.34173 |  | 0.42957
0.34173 |  | 0.42956
0.34171 |  | 0.42952
0.3417 |  | 0.42948
0.3417 |  | 0.42947
0.34169 |  | 0.42945
0.34169 |  | 0.42943
0.34169 |  | 0.42938
0.34169 |  | 0.42935
0.34165 |  | 0.42932
0.34165 |  | 0.42929
0.34163 |  | 0.42928
0.34161 |  | 0.42925
0.34159 |  | 0.42925
0.34159 |  | 0.4292
0.34159 |  | 0.42919
0.34158 |  | 0.42914
0.34158 |  | 0.42914
0.34158 |  | 0.4291
0.34158 |  | 0.42906
0.34157 |  | 0.42901
0.34157 |  | 0.42897
0.34153 |  | 0.42897
0.34152 |  | 0.42896
0.3415 |  | 0.42895
0.3415 |  | 0.42887
0.34148 |  | 0.42886
0.34147 |  | 0.42885
0.34145 |  | 0.42882
0.34144 |  | 0.42879
0.34142 |  | 0.42878
0.34139 |  | 0.42877
0.34139 |  | 0.42871
0.34139 |  | 0.42868
0.34139 |  | 0.42868
0.34136 |  | 0.42863
0.34135 |  | 0.42861
0.34133 |  | 0.42857
0.34131 |  | 0.42856
0.3413 |  | 0.42853
0.34128 |  | 0.42849
0.34128 |  | 0.42847
0.34128 |  | 0.42843
0.34125 |  | 0.42839
0.34124 |  | 0.42837
0.34124 |  | 0.42835
0.34124 |  | 0.42834
0.34122 |  | 0.4283
0.34118 |  | 0.4283
0.34116 |  | 0.42828
0.34116 |  | 0.42826
0.34115 |  | 0.42825
0.34113 |  | 0.42819
0.34113 |  | 0.42816
0.3411 |  | 0.42815
0.34108 |  | 0.42812
0.34107 |  | 0.42811
0.34107 |  | 0.4281
0.34107 |  | 0.42808
0.34105 |  | 0.42806
0.34104 |  | 0.428
0.34104 |  | 0.42797
0.34102 |  | 0.42792
0.34101 |  | 0.4279
0.34099 |  | 0.42787
0.34099 |  | 0.42784
0.34098 |  | 0.42783
0.34096 |  | 0.42779
0.34094 |  | 0.42776
0.34092 |  | 0.42772
0.3409 |  | 0.42772
0.34088 |  | 0.42767
0.34088 |  | 0.42765
0.34088 |  | 0.42763
0.34085 |  | 0.42762
0.34084 |  | 0.42755
0.34082 |  | 0.42754
0.34082 |  | 0.42753
0.34081 |  | 0.42748
0.34081 |  | 0.42746
0.34078 |  | 0.42742
0.34076 |  | 0.4274
0.34076 |  | 0.42738
0.34073 |  | 0.42736
0.34073 |  | 0.42731
0.34073 |  | 0.42729
0.34073 |  | 0.42726
0.34072 |  | 0.42722
0.34069 |  | 0.42718
0.34067 |  | 0.42717
0.34067 |  | 0.42715
0.34067 |  | 0.4271
0.34062 |  | 0.42707
0.34062 |  | 0.42706
0.34059 |  | 0.42705
0.34059 |  | 0.427
0.34059 |  | 0.42697
0.34056 |  | 0.42695
0.34055 |  | 0.42689
0.34055 |  | 0.42686
0.34051 |  | 0.42685
0.3405 |  | 0.42684
0.3405 |  | 0.4268
0.3405 |  | 0.42675
0.34047 |  | 0.42672
0.34046 |  | 0.4267
0.34042 |  | 0.42667
0.34042 |  | 0.42666
0.34042 |  | 0.42664
0.34042 |  | 0.42662
0.34041 |  | 0.42655
0.34039 |  | 0.42655
0.34038 |  | 0.42653
0.34036 |  | 0.42648
0.34036 |  | 0.42646
0.34036 |  | 0.42643
0.34035 |  | 0.4264
0.34033 |  | 0.42636
0.34031 |  | 0.42634
0.34031 |  | 0.4263
0.3403 |  | 0.4263
0.34027 |  | 0.42627
0.34025 |  | 0.42625
0.34023 |  | 0.42625
0.34023 |  | 0.42624
0.34023 |  | 0.42622
0.34021 |  | 0.42618
0.34021 |  | 0.42615
0.34019 |  | 0.42613
0.34019 |  | 0.4261
0.34019 |  | 0.42606
0.34017 |  | 0.426
0.34017 |  | 0.42597
0.34016 |  | 0.42593
0.34013 |  | 0.42591
0.34013 |  | 0.42588
0.3401 |  | 0.42586
0.3401 |  | 0.42583
0.3401 |  | 0.4258
0.34005 |  | 0.42579
0.34005 |  | 0.42577
0.34003 |  | 0.42575
0.34002 |  | 0.4257
0.34002 |  | 0.42569
0.34002 |  | 0.42566
0.34001 |  | 0.42564
0.33999 |  | 0.4256
0.33995 |  | 0.42555
0.33993 |  | 0.42553
0.33993 |  | 0.4255
0.3399 |  | 0.4255
0.3399 |  | 0.42547
0.3399 |  | 0.42544
0.3399 |  | 0.42541
0.33989 |  | 0.42538
0.33984 |  | 0.42535
0.33983 |  | 0.42533
0.33983 |  | 0.42529
0.33983 |  | 0.42527
0.33981 |  | 0.42526
0.3398 |  | 0.42523
0.3398 |  | 0.42519
0.33976 |  | 0.42518
0.33975 |  | 0.42518
0.33975 |  | 0.42515
0.33972 |  | 0.42513
0.33972 |  | 0.42509
0.33968 |  | 0.42507
0.33968 |  | 0.42504
0.33968 |  | 0.42501
0.33968 |  | 0.42498
0.33966 |  | 0.42497
0.3396 |  | 0.42494
0.3396 |  | 0.42493
0.3396 |  | 0.4249
0.33958 |  | 0.42486
0.33958 |  | 0.42482
0.33957 |  | 0.42478
0.33956 |  | 0.42475
0.33954 |  | 0.42471
0.33953 |  | 0.42469
0.33951 |  | 0.42466
0.33948 |  | 0.42464
0.33946 |  | 0.42461
0.33946 |  | 0.4246
0.33943 |  | 0.42455
0.33943 |  | 0.42454
0.33943 |  | 0.42451
0.33943 |  | 0.42448
0.3394 |  | 0.42446
0.33937 |  | 0.42442
0.33937 |  | 0.42439
0.33937 |  | 0.42436
0.33937 |  | 0.42434
0.33937 |  | 0.42433
0.33935 |  | 0.4243
0.33932 |  | 0.42428
0.33931 |  | 0.42421
0.33929 |  | 0.42421
0.33927 |  | 0.42417
0.33926 |  | 0.42416
0.33926 |  | 0.42411
0.33924 |  | 0.4241
0.33921 |  | 0.42406
0.33921 |  | 0.42403
0.3392 |  | 0.42401
0.3392 |  | 0.42399
0.33916 |  | 0.42395
0.33916 |  | 0.42393
0.33915 |  | 0.42388
0.33914 |  | 0.42386
0.33914 |  | 0.42383
0.33914 |  | 0.42377
0.33912 |  | 0.42376
0.3391 |  | 0.42373
0.3391 |  | 0.42368
0.33908 |  | 0.42366
0.33908 |  | 0.42364
0.33908 |  | 0.42361
0.33903 |  | 0.42359
0.33903 |  | 0.42354
0.339 |  | 0.42351
0.339 |  | 0.42347
0.339 |  | 0.42344
0.33898 |  | 0.42342
0.33895 |  | 0.42337
0.33895 |  | 0.42336
0.33895 |  | 0.42332
0.33895 |  | 0.42328
0.33892 |  | 0.42325
0.33892 |  | 0.42325
0.33891 |  | 0.42324
0.33889 |  | 0.42323
0.33888 |  | 0.42318
0.33886 |  | 0.42317
0.33885 |  | 0.42314
0.33883 |  | 0.42314
0.33883 |  | 0.42308
0.33883 |  | 0.42304
0.3388 |  | 0.42304
0.3388 |  | 0.42298
0.33878 |  | 0.42297
0.33878 |  | 0.42295
0.33877 |  | 0.42293
0.33875 |  | 0.42293
0.33872 |  | 0.42292
0.33872 |  | 0.42289
0.33872 |  | 0.42284
0.33872 |  | 0.42282
0.33869 |  | 0.42282
0.33869 |  | 0.42277
0.33866 |  | 0.42272
0.33866 |  | 0.42272
0.33865 |  | 0.42269
0.33865 |  | 0.42265
0.33863 |  | 0.42261
0.33863 |  | 0.42258
0.33858 |  | 0.42258
0.33858 |  | 0.42252
0.33858 |  | 0.4225
0.33858 |  | 0.42247
0.33857 |  | 0.42243
0.33855 |  | 0.4224
0.33854 |  | 0.42236
0.33852 |  | 0.42234
0.33852 |  | 0.42232
0.33851 |  | 0.42229
0.33851 |  | 0.42226
0.33848 |  | 0.42223
0.33846 |  | 0.42221
0.33846 |  | 0.4222
0.33841 |  | 0.42213
0.33841 |  | 0.42211
0.3384 |  | 0.42208
0.33839 |  | 0.42206
0.33837 |  | 0.42203
0.33834 |  | 0.42202
0.33834 |  | 0.422
0.33834 |  | 0.42198
0.33834 |  | 0.42195
0.33834 |  | 0.42195
0.33833 |  | 0.42192
0.33829 |  | 0.4219
0.33828 |  | 0.42189
0.33828 |  | 0.42183
0.33828 |  | 0.42181
0.33826 |  | 0.4218
0.33826 |  | 0.42178
0.33823 |  | 0.42178
0.33818 |  | 0.42174
0.33817 |  | 0.4217
0.33817 |  | 0.42168
0.33816 |  | 0.42165
0.33816 |  | 0.42162
0.33814 |  | 0.42161
0.33811 |  | 0.42158
0.33811 |  | 0.42156
0.33811 |  | 0.42153
0.3381 |  | 0.42152
0.3381 |  | 0.42151
0.33807 |  | 0.42151
0.33807 |  | 0.42144
0.33807 |  | 0.42142
0.33805 |  | 0.4214
0.33805 |  | 0.42138
0.33802 |  | 0.42134
0.33802 |  | 0.42131
0.33802 |  | 0.42129
0.338 |  | 0.42128
0.33799 |  | 0.42126
0.33799 |  | 0.42126
0.33796 |  | 0.42119
0.33794 |  | 0.42115
0.33791 |  | 0.42111
0.33791 |  | 0.42108
0.33788 |  | 0.42106
0.33788 |  | 0.42106
0.33788 |  | 0.42103
0.33788 |  | 0.421
0.33788 |  | 0.42098
0.33785 |  | 0.42095
0.33784 |  | 0.42095
0.3378 |  | 0.42095
0.3378 |  | 0.42094
0.33779 |  | 0.4209
0.33779 |  | 0.42086
0.33776 |  | 0.42086
0.33776 |  | 0.4208
0.33776 |  | 0.42078
0.33776 |  | 0.42076
0.33774 |  | 0.42074
0.33774 |  | 0.42073
0.33772 |  | 0.42072
0.33769 |  | 0.42068
0.33768 |  | 0.42068
0.33766 |  | 0.42065
0.33766 |  | 0.42063
0.33766 |  | 0.42059
0.33766 |  | 0.42056
0.33766 |  | 0.42056
0.33762 |  | 0.42054
0.33759 |  | 0.42052
0.33759 |  | 0.42049
0.33757 |  | 0.42048
0.33757 |  | 0.42046
0.33756 |  | 0.42042
0.33754 |  | 0.42039
0.33754 |  | 0.42036
0.33754 |  | 0.42031
0.33754 |  | 0.42028
0.33751 |  | 0.42027
0.33751 |  | 0.42023
0.33749 |  | 0.4202
0.33749 |  | 0.42019
0.33749 |  | 0.42017
0.33745 |  | 0.42016
0.33745 |  | 0.42013
0.33743 |  | 0.42012
0.33742 |  | 0.42008
0.3374 |  | 0.42005
0.33739 |  | 0.42003
0.33739 |  | 0.42
0.33739 |  | 0.41995
0.33737 |  | 0.41993
0.33734 |  | 0.4199
0.33734 |  | 0.41986
0.33733 |  | 0.41986
0.33731 |  | 0.41983
0.33729 |  | 0.4198
0.33729 |  | 0.4198
0.33726 |  | 0.41976
0.33726 |  | 0.41976
0.33723 |  | 0.41973
0.33722 |  | 0.41972
0.33719 |  | 0.41969
0.33719 |  | 0.41967
0.33719 |  | 0.41964
0.33719 |  | 0.41964
0.33719 |  | 0.41959
0.33716 |  | 0.41957
0.33713 |  | 0.41955
0.33713 |  | 0.41951
0.33711 |  | 0.4195
0.33708 |  | 0.41948
0.33708 |  | 0.41941
0.33708 |  | 0.41941
0.33708 |  | 0.41937
0.33704 |  | 0.41936
0.33702 |  | 0.41934
0.337 |  | 0.41931
0.337 |  | 0.4193
0.337 |  | 0.41927
0.33699 |  | 0.41926
0.33699 |  | 0.41922
0.33697 |  | 0.41921
0.33697 |  | 0.41918
0.33697 |  | 0.41911
0.33697 |  | 0.41909
0.33695 |  | 0.41908
0.33695 |  | 0.41906
0.33692 |  | 0.41904
0.33691 |  | 0.41901
0.33691 |  | 0.419
0.33691 |  | 0.41897
0.33686 |  | 0.41895
0.33685 |  | 0.41891
0.33685 |  | 0.41887
0.33683 |  | 0.41884
0.33682 |  | 0.41883
0.33679 |  | 0.41882
0.33679 |  | 0.41878
0.33677 |  | 0.41875
0.33676 |  | 0.41873
0.33674 |  | 0.41869
0.33672 |  | 0.41868
0.33671 |  | 0.41864
0.33671 |  | 0.4186
0.33669 |  | 0.41856
0.33665 |  | 0.41855
0.33665 |  | 0.41851
0.33665 |  | 0.4185
0.33664 |  | 0.41846
0.33664 |  | 0.41846
0.3366 |  | 0.41843
0.3366 |  | 0.41842
0.3366 |  | 0.41839
0.3366 |  | 0.41837
0.3366 |  | 0.41836
0.33657 |  | 0.41833
0.33656 |  | 0.41831
0.33656 |  | 0.41829
0.33651 |  | 0.41829
0.33651 |  | 0.41825
0.33651 |  | 0.41821
0.33651 |  | 0.41821
0.33648 |  | 0.4182
0.33647 |  | 0.41818
0.33647 |  | 0.41812
0.33645 |  | 0.41812
0.33644 |  | 0.41808
0.33644 |  | 0.41805
0.33642 |  | 0.41803
0.33642 |  | 0.41799
0.33641 |  | 0.41798
0.33641 |  | 0.41796
0.33641 |  | 0.41796
0.33638 |  | 0.41793
0.33638 |  | 0.41792
0.33636 |  | 0.41792
0.33633 |  | 0.41785
0.33633 |  | 0.41783
0.3363 |  | 0.41779
0.3363 |  | 0.41774
0.33627 |  | 0.41773
0.33627 |  | 0.41772
0.33625 |  | 0.41768
0.33624 |  | 0.41767
0.33624 |  | 0.41764
0.33624 |  | 0.41762
0.33623 |  | 0.41756
0.33621 |  | 0.41754
0.33619 |  | 0.41752
0.33619 |  | 0.4175
0.33618 |  | 0.41749
0.33618 |  | 0.41743
0.33618 |  | 0.41742
0.33616 |  | 0.41738
0.33613 |  | 0.41735
0.33613 |  | 0.41733
0.33612 |  | 0.41731
0.33612 |  | 0.41731
0.33612 |  | 0.4173
0.3361 |  | 0.41726
0.33609 |  | 0.41725
0.33607 |  | 0.4172
0.33605 |  | 0.41718
0.33605 |  | 0.41712
0.33604 |  | 0.41709
0.33602 |  | 0.41709
0.33602 |  | 0.41708
0.336 |  | 0.41707
0.33599 |  | 0.41703
0.33598 |  | 0.417
0.33598 |  | 0.41699
0.33598 |  | 0.41699
0.33598 |  | 0.41698
0.33596 |  | 0.41692
0.33596 |  | 0.41692
0.33595 |  | 0.4169
0.33593 |  | 0.4169
0.33592 |  | 0.41687
0.3359 |  | 0.41686
0.3359 |  | 0.41681
0.3359 |  | 0.41679
0.33588 |  | 0.41675
0.33588 |  | 0.41672
0.33585 |  | 0.41671
0.33585 |  | 0.41667
0.33584 |  | 0.41666
0.33581 |  | 0.41663
0.33578 |  | 0.41662
0.33578 |  | 0.41661
0.33578 |  | 0.41657
0.33576 |  | 0.41657
0.33575 |  | 0.41652
0.33572 |  | 0.41651
0.3357 |  | 0.41647
0.33569 |  | 0.41645
0.33569 |  | 0.41643
0.33569 |  | 0.41641
0.33569 |  | 0.41636
0.33567 |  | 0.41635
0.33567 |  | 0.41628
0.33565 |  | 0.41625
0.33564 |  | 0.41625
0.33561 |  | 0.41624
0.33561 |  | 0.41622
0.33559 |  | 0.41619
0.33558 |  | 0.41616
0.33558 |  | 0.41613
0.33556 |  | 0.41611
0.33556 |  | 0.41609
0.33555 |  | 0.41606
0.33555 |  | 0.41605
0.33552 |  | 0.416
0.33552 |  | 0.416
0.33552 |  | 0.41599
0.33552 |  | 0.41599
0.33548 |  | 0.41596
0.33548 |  | 0.41589
0.33547 |  | 0.41587
0.33547 |  | 0.41585
0.33544 |  | 0.41584
0.33544 |  | 0.41582
0.33542 |  | 0.41573
0.33542 |  | 0.41573
0.33541 |  | 0.41571
0.3354 |  | 0.41571
0.3354 |  | 0.41566
0.33536 |  | 0.41564
0.33533 |  | 0.41563
0.33533 |  | 0.41561
0.33531 |  | 0.41559
0.33531 |  | 0.41557
0.33531 |  | 0.41551
0.33531 |  | 0.41551
0.33531 |  | 0.41549
0.33531 |  | 0.41544
0.3353 |  | 0.41541
0.33527 |  | 0.41538
0.33525 |  | 0.41537
0.33521 |  | 0.41535
0.33521 |  | 0.41535
0.33521 |  | 0.41533
0.33519 |  | 0.41532
0.33518 |  | 0.41529
0.33516 |  | 0.41527
0.33516 |  | 0.41526
0.33514 |  | 0.41523
0.33514 |  | 0.41522
0.33511 |  | 0.41521
0.3351 |  | 0.41516
0.3351 |  | 0.41515
0.3351 |  | 0.41513
0.33508 |  | 0.41509
0.33508 |  | 0.41507
0.33506 |  | 0.41506
0.33505 |  | 0.41505
0.33505 |  | 0.41503
0.33505 |  | 0.41499
0.33502 |  | 0.41497
0.33502 |  | 0.41495
0.335 |  | 0.41492
0.33497 |  | 0.4149
0.33496 |  | 0.41488
0.33496 |  | 0.41485
0.33494 |  | 0.41482
0.33493 |  | 0.41478
0.33492 |  | 0.41474
0.3349 |  | 0.41474
0.3349 |  | 0.41472
0.33487 |  | 0.41467
0.33487 |  | 0.41463
0.33486 |  | 0.41463
0.33486 |  | 0.41463
0.33484 |  | 0.41459
0.33484 |  | 0.41457
0.33484 |  | 0.41452
0.33483 |  | 0.41452
0.3348 |  | 0.41448
0.33478 |  | 0.41447
0.33478 |  | 0.41443
0.33478 |  | 0.41439
0.33476 |  | 0.41439
0.33476 |  | 0.41435
0.33473 |  | 0.41432
0.33472 |  | 0.41428
0.3347 |  | 0.41426
0.33469 |  | 0.4142
0.33468 |  | 0.41419
0.33468 |  | 0.41416
0.33464 |  | 0.41414
0.33463 |  | 0.41412
0.33463 |  | 0.4141
0.33463 |  | 0.41407
0.33461 |  | 0.41403
0.33461 |  | 0.41403
0.33461 |  | 0.41403
0.33459 |  | 0.414
0.33458 |  | 0.41398
0.33458 |  | 0.41396
0.33457 |  | 0.41394
0.33455 |  | 0.41393
0.33455 |  | 0.41389
0.33455 |  | 0.41387
0.33454 |  | 0.41385
0.33454 |  | 0.41383
0.33452 |  | 0.41382
0.33452 |  | 0.41379
0.33452 |  | 0.41375
0.33449 |  | 0.41374
0.33447 |  | 0.41371
0.33444 |  | 0.41368
0.33443 |  | 0.41363
0.33443 |  | 0.4136
0.33443 |  | 0.41359
0.33443 |  | 0.41358
0.33443 |  | 0.41354
0.33443 |  | 0.41351
0.33441 |  | 0.4135
0.33436 |  | 0.41348
0.33436 |  | 0.41348
0.33436 |  | 0.41341
0.33435 |  | 0.41339
0.33435 |  | 0.41335
0.33435 |  | 0.41334
0.33434 |  | 0.41332
0.33434 |  | 0.41329
0.33432 |  | 0.41328
0.3343 |  | 0.41325
0.33429 |  | 0.41321
0.33427 |  | 0.4132
0.33427 |  | 0.41316
0.33424 |  | 0.41316
0.33424 |  | 0.41315
0.33424 |  | 0.41311
0.33423 |  | 0.41309
0.33421 |  | 0.41305
0.33418 |  | 0.41305
0.33417 |  | 0.41303
0.33415 |  | 0.41299
0.33413 |  | 0.41298
0.33413 |  | 0.41296
0.3341 |  | 0.41294
0.3341 |  | 0.41293
0.3341 |  | 0.41289
0.33409 |  | 0.41288
0.33409 |  | 0.41287
0.33407 |  | 0.41284
0.33406 |  | 0.41282
0.33406 |  | 0.41278
0.33402 |  | 0.41278
0.33399 |  | 0.41276
0.33399 |  | 0.41271
0.33398 |  | 0.41266
0.33398 |  | 0.41265
0.33397 |  | 0.4126
0.33395 |  | 0.4126
0.33393 |  | 0.41258
0.33393 |  | 0.41256
0.33392 |  | 0.41252
0.33392 |  | 0.4125
0.33387 |  | 0.4125
0.33387 |  | 0.41247
0.33386 |  | 0.41244
0.33386 |  | 0.41242
0.33384 |  | 0.41238
0.33383 |  | 0.41237
0.33381 |  | 0.41233
0.3338 |  | 0.41232
0.3338 |  | 0.41232
0.33378 |  | 0.4123
0.33378 |  | 0.41224
0.33378 |  | 0.41221
0.33377 |  | 0.41218
0.33375 |  | 0.41215
0.33374 |  | 0.41212
0.33372 |  | 0.41211
0.3337 |  | 0.4121
0.3337 |  | 0.41207
0.33367 |  | 0.41207
0.33367 |  | 0.41205
0.33367 |  | 0.41201
0.33367 |  | 0.41201
0.33367 |  | 0.41198
0.33366 |  | 0.41196
0.33362 |  | 0.41193
0.3336 |  | 0.41193
0.33358 |  | 0.41189
0.33358 |  | 0.41187
0.33356 |  | 0.41184
0.33356 |  | 0.4118
0.33355 |  | 0.4118
0.33353 |  | 0.41177
0.33353 |  | 0.41174
0.3335 |  | 0.41173
0.3335 |  | 0.41169
0.33347 |  | 0.41167
0.33346 |  | 0.41165
0.33343 |  | 0.41165
0.33343 |  | 0.41162
0.33343 |  | 0.41157
0.33341 |  | 0.41155
0.3334 |  | 0.41151
0.33338 |  | 0.41149
0.33338 |  | 0.41148
0.33338 |  | 0.41142
0.33338 |  | 0.41141
0.33335 |  | 0.41137
0.33334 |  | 0.41134
0.33334 |  | 0.4113
0.3333 |  | 0.41129
0.33329 |  | 0.41128
0.33329 |  | 0.41122
0.33327 |  | 0.41118
0.33327 |  | 0.41117
0.33326 |  | 0.41115
0.33323 |  | 0.41113
0.33323 |  | 0.41109
0.33323 |  | 0.41106
0.33323 |  | 0.41103
0.33321 |  | 0.411
0.33321 |  | 0.41096
0.3332 |  | 0.41095
0.33318 |  | 0.41092
0.33315 |  | 0.41089
0.33314 |  | 0.41088
0.33312 |  | 0.41085
0.33312 |  | 0.41084
0.33312 |  | 0.41083
0.33312 |  | 0.41079
0.33309 |  | 0.41076
0.33309 |  | 0.41073
0.33306 |  | 0.41067
0.33304 |  | 0.41065
0.33304 |  | 0.41063
0.33301 |  | 0.41062
0.333 |  | 0.41055
0.333 |  | 0.41055
0.333 |  | 0.41053
0.33298 |  | 0.41049
0.33298 |  | 0.41047
0.33298 |  | 0.41045
0.33296 |  | 0.41043
0.33296 |  | 0.41039
0.33295 |  | 0.41036
0.33292 |  | 0.41034
0.3329 |  | 0.41029
0.33287 |  | 0.41027
0.33285 |  | 0.41022
0.33283 |  | 0.41021
0.33283 |  | 0.41018
0.33279 |  | 0.41016
0.33276 |  | 0.41016
0.33276 |  | 0.41012
0.33275 |  | 0.41008
0.33275 |  | 0.41007
0.33275 |  | 0.41004
0.33273 |  | 0.41001
0.33269 |  | 0.40997
0.33269 |  | 0.40994
0.33269 |  | 0.4099
0.33265 |  | 0.40987
0.33264 |  | 0.40987
0.33264 |  | 0.40984
0.33263 |  | 0.40977
0.33263 |  | 0.40977
0.33261 |  | 0.40974
0.33261 |  | 0.40973
0.33261 |  | 0.40972
0.33259 |  | 0.40968
0.33258 |  | 0.40968
0.33258 |  | 0.40964
0.33256 |  | 0.4096
0.33253 |  | 0.40957
0.33252 |  | 0.40957
0.33252 |  | 0.40957
0.33252 |  | 0.40955
0.3325 |  | 0.40951
0.3325 |  | 0.4095
0.33248 |  | 0.40947
0.33248 |  | 0.40947
0.33248 |  | 0.40944
0.33244 |  | 0.4094
0.33242 |  | 0.40938
0.33242 |  | 0.40938
0.33241 |  | 0.40936
0.33239 |  | 0.40933
0.33238 |  | 0.40932
0.33236 |  | 0.40929
0.33236 |  | 0.40928
0.33236 |  | 0.40924
0.33235 |  | 0.40923
0.33235 |  | 0.4092
0.33232 |  | 0.40918
0.3323 |  | 0.40916
0.33229 |  | 0.40914
0.33229 |  | 0.40911
0.33229 |  | 0.40909
0.33227 |  | 0.40906
0.33227 |  | 0.40901
0.33227 |  | 0.40901
0.33224 |  | 0.40897
0.33224 |  | 0.40897
0.33221 |  | 0.40896
0.3322 |  | 0.40891
0.33218 |  | 0.4089
0.33218 |  | 0.40885
0.33217 |  | 0.40882
0.33215 |  | 0.40877
0.33213 |  | 0.40874
0.33213 |  | 0.40873
0.33213 |  | 0.4087
0.3321 |  | 0.40868
0.33207 |  | 0.40866
0.33207 |  | 0.4086
0.33207 |  | 0.4086
0.33207 |  | 0.40856
0.33204 |  | 0.40852
0.33204 |  | 0.40848
0.33203 |  | 0.40846
0.33203 |  | 0.4084
0.33201 |  | 0.40839
0.33198 |  | 0.40838
0.33198 |  | 0.40835
0.33195 |  | 0.40833
0.33192 |  | 0.40831
0.33192 |  | 0.40831
0.3319 |  | 0.40827
0.33189 |  | 0.40825
0.33189 |  | 0.40822
0.33189 |  | 0.40821
0.33189 |  | 0.4082
0.33187 |  | 0.40816
0.33184 |  | 0.40813
0.33183 |  | 0.40813
0.33181 |  | 0.40811
0.3318 |  | 0.40808
0.3318 |  | 0.40805
0.3318 |  | 0.40804
0.3318 |  | 0.40799
0.33178 |  | 0.40797
0.33178 |  | 0.40795
0.33178 |  | 0.40792
0.33172 |  | 0.40792
0.33172 |  | 0.40791
0.33172 |  | 0.40788
0.33171 |  | 0.40784
0.33171 |  | 0.4078
0.33171 |  | 0.40776
0.33171 |  | 0.40776
0.33169 |  | 0.40774
0.33167 |  | 0.40769
0.33163 |  | 0.40767
0.33163 |  | 0.40766
0.3316 |  | 0.40763
0.3316 |  | 0.4076
0.3316 |  | 0.40757
0.33158 |  | 0.40754
0.33158 |  | 0.40749
0.33155 |  | 0.40748
0.33154 |  | 0.40745
0.33151 |  | 0.40744
0.33151 |  | 0.40742
0.33149 |  | 0.4074
0.33148 |  | 0.40738
0.33146 |  | 0.40735
0.33146 |  | 0.40729
0.33145 |  | 0.40728
0.33145 |  | 0.40728
0.33143 |  | 0.40723
0.33143 |  | 0.40723
0.33142 |  | 0.4072
0.3314 |  | 0.40717
0.33139 |  | 0.40713
0.33139 |  | 0.40713
0.33136 |  | 0.4071
0.33134 |  | 0.40707
0.33134 |  | 0.40704
0.33134 |  | 0.40703
0.33132 |  | 0.40701
0.33131 |  | 0.40701
0.33131 |  | 0.40699
0.33129 |  | 0.40694
0.33129 |  | 0.40692
0.33128 |  | 0.40691
0.33128 |  | 0.40687
0.33125 |  | 0.40684
0.33123 |  | 0.4068
0.33122 |  | 0.4068
0.3312 |  | 0.40677
0.33119 |  | 0.40674
0.33119 |  | 0.4067
0.33116 |  | 0.40668
0.33116 |  | 0.40662
0.33114 |  | 0.40661
0.33114 |  | 0.40658
0.33112 |  | 0.40654
0.33112 |  | 0.40653
0.33112 |  | 0.4065
0.33111 |  | 0.40648
0.33111 |  | 0.40643
0.33109 |  | 0.40642
0.33106 |  | 0.40641
0.33105 |  | 0.40638
0.33103 |  | 0.40637
0.33103 |  | 0.40631
0.33103 |  | 0.40629
0.33103 |  | 0.40627
0.33102 |  | 0.40626
0.33102 |  | 0.40621
0.331 |  | 0.4062
0.33097 |  | 0.40618
0.33095 |  | 0.40615
0.33095 |  | 0.40615
0.33095 |  | 0.40613
0.33095 |  | 0.40612
0.33094 |  | 0.40607
0.33092 |  | 0.40606
0.33092 |  | 0.40604
0.33092 |  | 0.40599
0.33091 |  | 0.40598
0.33089 |  | 0.40594
0.33088 |  | 0.40593
0.33088 |  | 0.4059
0.33088 |  | 0.40586
0.33088 |  | 0.40584
0.33086 |  | 0.40581
0.33084 |  | 0.40576
0.33083 |  | 0.40575
0.33081 |  | 0.40571
0.33081 |  | 0.4057
0.33081 |  | 0.40567
0.33078 |  | 0.40566
0.33077 |  | 0.40565
0.33077 |  | 0.40561
0.33077 |  | 0.40558
0.33075 |  | 0.40558
0.33074 |  | 0.40557
0.33072 |  | 0.40556
0.33071 |  | 0.40553
0.33071 |  | 0.40548
0.33069 |  | 0.40548
0.33069 |  | 0.40544
0.33066 |  | 0.40542
0.33066 |  | 0.40539
0.33066 |  | 0.40538
0.33066 |  | 0.40535
0.33066 |  | 0.40533
0.33064 |  | 0.40529
0.33061 |  | 0.40525
0.33061 |  | 0.40524
0.33058 |  | 0.40521
0.33058 |  | 0.40521
0.33057 |  | 0.4052
0.33057 |  | 0.40516
0.33057 |  | 0.40512
0.33057 |  | 0.40508
0.33055 |  | 0.40505
0.33054 |  | 0.40504
0.33054 |  | 0.40502
0.33054 |  | 0.405
0.33049 |  | 0.405
0.33047 |  | 0.40497
0.33047 |  | 0.40495
0.33047 |  | 0.40493
0.33047 |  | 0.40486
0.33046 |  | 0.40485
0.33045 |  | 0.40482
0.33043 |  | 0.40481
0.33043 |  | 0.40477
0.33042 |  | 0.40475
0.3304 |  | 0.40473
0.33038 |  | 0.40471
0.33038 |  | 0.4047
0.33037 |  | 0.40466
0.33037 |  | 0.40463
0.33034 |  | 0.4046
0.33034 |  | 0.40457
0.33031 |  | 0.40451
0.33031 |  | 0.40447
0.33031 |  | 0.40444
0.33029 |  | 0.40444
0.33028 |  | 0.40443
0.33026 |  | 0.4044
0.33025 |  | 0.40435
0.33023 |  | 0.40432
0.33023 |  | 0.4043
0.33023 |  | 0.40427
0.33023 |  | 0.40425
0.33019 |  | 0.40423
0.33017 |  | 0.40423
0.33015 |  | 0.40416
0.33015 |  | 0.40414
0.33015 |  | 0.4041
0.33012 |  | 0.40409
0.33012 |  | 0.40407
0.33012 |  | 0.40401
0.33012 |  | 0.404
0.33011 |  | 0.40399
0.33009 |  | 0.40393
0.33008 |  | 0.40392
0.33006 |  | 0.40391
0.33003 |  | 0.40386
0.33003 |  | 0.40385
0.33003 |  | 0.40381
0.33001 |  | 0.4038
0.33 |  | 0.40377
0.32999 |  | 0.40376
0.32999 |  | 0.40376
0.32999 |  | 0.40372
0.32997 |  | 0.4037
0.32997 |  | 0.40368
0.32997 |  | 0.40365
0.32997 |  | 0.40363
0.32992 |  | 0.40361
0.32991 |  | 0.40359
0.32991 |  | 0.40359
0.32989 |  | 0.40356
0.32988 |  | 0.40354
0.32988 |  | 0.40348
0.32986 |  | 0.40348
0.32986 |  | 0.40345
0.32983 |  | 0.40343
0.32982 |  | 0.40338
0.32982 |  | 0.40337
0.32982 |  | 0.40334
0.3298 |  | 0.40333
0.3298 |  | 0.4033
0.32978 |  | 0.40329
0.32975 |  | 0.40324
0.32975 |  | 0.40324
0.32975 |  | 0.4032
0.32975 |  | 0.40316
0.32974 |  | 0.40311
0.32969 |  | 0.40308
0.32969 |  | 0.40304
0.32968 |  | 0.40304
0.32968 |  | 0.403
0.32968 |  | 0.40297
0.32966 |  | 0.40294
0.32963 |  | 0.40292
0.32963 |  | 0.40291
0.32963 |  | 0.40288
0.32961 |  | 0.40286
0.32961 |  | 0.40284
0.32958 |  | 0.4028
0.32957 |  | 0.40278
0.32955 |  | 0.40277
0.32955 |  | 0.40275
0.32955 |  | 0.40274
0.32955 |  | 0.4027
0.32954 |  | 0.40266
0.32954 |  | 0.40262
0.32952 |  | 0.4026
0.32949 |  | 0.40256
0.32949 |  | 0.40256
0.32949 |  | 0.40251
0.32947 |  | 0.40251
0.32946 |  | 0.40248
0.32946 |  | 0.40246
0.32946 |  | 0.40244
0.32944 |  | 0.40244
0.32943 |  | 0.4024
0.3294 |  | 0.40237
0.32938 |  | 0.40235
0.32938 |  | 0.40231
0.32938 |  | 0.40229
0.32937 |  | 0.40226
0.32935 |  | 0.40226
0.32932 |  | 0.40219
0.32932 |  | 0.40217
0.32932 |  | 0.40216
0.32932 |  | 0.40213
0.3293 |  | 0.40208
0.32928 |  | 0.40207
0.32925 |  | 0.40206
0.32924 |  | 0.40204
0.32924 |  | 0.402
0.32924 |  | 0.40198
0.32924 |  | 0.40194
0.32921 |  | 0.40192
0.32921 |  | 0.4019
0.32918 |  | 0.40188
0.32916 |  | 0.40187
0.32916 |  | 0.40184
0.32916 |  | 0.40184
0.32915 |  | 0.40181
0.32915 |  | 0.40177
0.32915 |  | 0.40176
0.32913 |  | 0.40175
0.32913 |  | 0.40172
0.32911 |  | 0.40169
0.3291 |  | 0.40165
0.32908 |  | 0.40161
0.32907 |  | 0.40156
0.32905 |  | 0.40154
0.32905 |  | 0.40152
0.32905 |  | 0.40146
0.32905 |  | 0.40146
0.32905 |  | 0.40141
0.32904 |  | 0.40141
0.32902 |  | 0.40136
0.32899 |  | 0.40134
0.32898 |  | 0.40131
0.32898 |  | 0.40129
0.32898 |  | 0.40126
0.32896 |  | 0.40125
0.32894 |  | 0.40122
0.32894 |  | 0.4012
0.32894 |  | 0.4012
0.32894 |  | 0.40117
0.3289 |  | 0.40114
0.3289 |  | 0.40112
0.32888 |  | 0.40107
0.32888 |  | 0.40101
0.32887 |  | 0.40093
0.32885 |  | 0.40092
0.32883 |  | 0.40088
0.32883 |  | 0.40087
0.32882 |  | 0.40083
0.32882 |  | 0.40082
0.32882 |  | 0.40082
0.32882 |  | 0.40077
0.32881 |  | 0.40077
0.32879 |  | 0.40072
0.32878 |  | 0.40072
0.32878 |  | 0.40066
0.32878 |  | 0.40064
0.32876 |  | 0.4006
0.32876 |  | 0.40058
0.32871 |  | 0.40054
0.32869 |  | 0.40052
0.32867 |  | 0.40048
0.32867 |  | 0.40047
0.32867 |  | 0.40044
0.32865 |  | 0.40041
0.32862 |  | 0.40038
0.32862 |  | 0.40033
0.32861 |  | 0.40031
0.32861 |  | 0.40029
0.32861 |  | 0.40027
0.32861 |  | 0.40027
0.32861 |  | 0.40022
0.32859 |  | 0.40018
0.32854 |  | 0.40016
0.32853 |  | 0.40013
0.32853 |  | 0.4001
0.32853 |  | 0.40009
0.32851 |  | 0.40007
0.32851 |  | 0.40005
0.3285 |  | 0.40003
0.3285 |  | 0.39999
0.32848 |  | 0.39997
0.32847 |  | 0.39995
0.32847 |  | 0.39989
0.32843 |  | 0.39987
0.32839 |  | 0.39987
0.32839 |  | 0.39982
0.32837 |  | 0.39978
0.32836 |  | 0.39978
0.32834 |  | 0.39977
0.32833 |  | 0.39972
0.32833 |  | 0.39972
0.3283 |  | 0.39969
0.32828 |  | 0.39966
0.32828 |  | 0.39964
0.32828 |  | 0.39959
0.32828 |  | 0.39957
0.32825 |  | 0.39955
0.32823 |  | 0.39951
0.32822 |  | 0.3995
0.3282 |  | 0.39947
0.3282 |  | 0.39946
0.3282 |  | 0.39942
0.3282 |  | 0.39939
0.3282 |  | 0.39938
0.32817 |  | 0.39938
0.32814 |  | 0.39934
0.32813 |  | 0.39929
0.32813 |  | 0.39924
0.32811 |  | 0.3992
0.32811 |  | 0.39919
0.32811 |  | 0.39915
0.3281 |  | 0.39913
0.32808 |  | 0.39911
0.32806 |  | 0.39907
0.32805 |  | 0.39907
0.32803 |  | 0.39901
0.32803 |  | 0.39899
0.32803 |  | 0.39895
0.32802 |  | 0.39894
0.32802 |  | 0.39894
0.32802 |  | 0.3989
0.328 |  | 0.39886
0.32797 |  | 0.39884
0.32797 |  | 0.39881
0.32796 |  | 0.3988
0.32796 |  | 0.3988
0.32796 |  | 0.39879
0.32796 |  | 0.39877
0.32796 |  | 0.39873
0.32794 |  | 0.39871
0.32794 |  | 0.39871
0.32793 |  | 0.39869
0.32788 |  | 0.39864
0.32788 |  | 0.39863
0.32788 |  | 0.3986
0.32788 |  | 0.39859
0.32786 |  | 0.39855
0.32786 |  | 0.39854
0.32786 |  | 0.39851
0.32784 |  | 0.39851
0.32782 |  | 0.39845
0.3278 |  | 0.39845
0.32779 |  | 0.39845
0.32779 |  | 0.39842
0.32779 |  | 0.3984
0.32778 |  | 0.39838
0.32774 |  | 0.39836
0.32774 |  | 0.39836
0.32773 |  | 0.39832
0.32773 |  | 0.3983
0.32771 |  | 0.39827
0.32768 |  | 0.39827
0.32767 |  | 0.39822
0.32767 |  | 0.39817
0.32767 |  | 0.39816
0.32765 |  | 0.39813
0.32762 |  | 0.39812
0.3276 |  | 0.39804
0.3276 |  | 0.39803
0.3276 |  | 0.398
0.32754 |  | 0.39799
0.32754 |  | 0.39796
0.32754 |  | 0.39796
0.32753 |  | 0.39795
0.32753 |  | 0.39792
0.32751 |  | 0.3979
0.3275 |  | 0.39789
0.32747 |  | 0.39789
0.32747 |  | 0.39784
0.32747 |  | 0.39782
0.32745 |  | 0.39781
0.32745 |  | 0.3978
0.32745 |  | 0.39777
0.32744 |  | 0.39773
0.32741 |  | 0.3977
0.32739 |  | 0.39769
0.32739 |  | 0.39769
0.32739 |  | 0.39767
0.32739 |  | 0.39762
0.32737 |  | 0.39758
0.32735 |  | 0.39755
0.32733 |  | 0.39755
0.32733 |  | 0.39748
0.32733 |  | 0.39746
0.3273 |  | 0.39744
0.3273 |  | 0.39741
0.3273 |  | 0.39735
0.32728 |  | 0.3973
0.32725 |  | 0.39727
0.32725 |  | 0.39723
0.32722 |  | 0.39722
0.32722 |  | 0.3972
0.32722 |  | 0.39714
0.32721 |  | 0.39713
0.32721 |  | 0.39711
0.32719 |  | 0.3971
0.32718 |  | 0.39708
0.32718 |  | 0.39705
0.32718 |  | 0.39701
0.32715 |  | 0.397
0.32715 |  | 0.39697
0.32713 |  | 0.39695
0.32711 |  | 0.39692
0.3271 |  | 0.39691
0.3271 |  | 0.39687
0.3271 |  | 0.39687
0.3271 |  | 0.39685
0.3271 |  | 0.39684
0.32707 |  | 0.39681
0.32704 |  | 0.39679
0.32702 |  | 0.39676
0.32702 |  | 0.39676
0.32702 |  | 0.39674
0.32699 |  | 0.39667
0.32698 |  | 0.39665
0.32698 |  | 0.39662
0.32696 |  | 0.39661
0.32694 |  | 0.39659
0.32693 |  | 0.39655
0.32693 |  | 0.39655
0.32691 |  | 0.3965
0.32691 |  | 0.39645
0.32691 |  | 0.39642
0.3269 |  | 0.39637
0.32688 |  | 0.39635
0.32688 |  | 0.39628
0.32685 |  | 0.39626
0.32683 |  | 0.39623
0.32679 |  | 0.39623
0.32679 |  | 0.39621
0.32679 |  | 0.39618
0.32677 |  | 0.39616
0.32677 |  | 0.39613
0.32676 |  | 0.39612
0.32674 |  | 0.39608
0.32673 |  | 0.39607
0.32673 |  | 0.39604
0.32671 |  | 0.39604
0.32671 |  | 0.396
0.32671 |  | 0.39598
0.32668 |  | 0.39595
0.32666 |  | 0.3959
0.32666 |  | 0.39588
0.32665 |  | 0.39588
0.32665 |  | 0.39583
0.32664 |  | 0.3958
0.32662 |  | 0.39578
0.32662 |  | 0.39574
0.32659 |  | 0.39571
0.32659 |  | 0.39569
0.32659 |  | 0.39566
0.32657 |  | 0.39566
0.32657 |  | 0.39563
0.32657 |  | 0.3956
0.32656 |  | 0.39558
0.32651 |  | 0.39554
0.32651 |  | 0.39551
0.32651 |  | 0.39549
0.32651 |  | 0.39547
0.3265 |  | 0.39543
0.32647 |  | 0.3954
0.32644 |  | 0.39538
0.32644 |  | 0.39535
0.32644 |  | 0.39531
0.32642 |  | 0.3953
0.32642 |  | 0.39529
0.32642 |  | 0.39524
0.32641 |  | 0.39524
0.32641 |  | 0.39522
0.32641 |  | 0.39521
0.32641 |  | 0.39517
0.32639 |  | 0.39516
0.32635 |  | 0.39512
0.32633 |  | 0.39511
0.32633 |  | 0.3951
0.32633 |  | 0.39506
0.32633 |  | 0.39504
0.32633 |  | 0.395
0.32631 |  | 0.39497
0.3263 |  | 0.39494
0.3263 |  | 0.39491
0.3263 |  | 0.39487
0.32629 |  | 0.39486
0.32627 |  | 0.39482
0.32624 |  | 0.39481
0.32624 |  | 0.3948
0.32622 |  | 0.39476
0.32622 |  | 0.39476
0.32622 |  | 0.39473
0.32622 |  | 0.39472
0.32621 |  | 0.39471
0.32621 |  | 0.3947
0.32618 |  | 0.39468
0.32618 |  | 0.39461
0.32616 |  | 0.39459
0.32615 |  | 0.39459
0.32613 |  | 0.39457
0.32612 |  | 0.39453
0.32612 |  | 0.39452
0.32609 |  | 0.3945
0.32609 |  | 0.39445
0.32607 |  | 0.39445
0.32605 |  | 0.39442
0.32604 |  | 0.39437
0.32602 |  | 0.39432
0.32601 |  | 0.39431
0.32599 |  | 0.39429
0.32598 |  | 0.39427
0.32598 |  | 0.39427
0.32596 |  | 0.39422
0.32596 |  | 0.39421
0.32596 |  | 0.39418
0.32595 |  | 0.39417
0.32591 |  | 0.39415
0.32591 |  | 0.39413
0.32591 |  | 0.39407
0.3259 |  | 0.39407
0.32588 |  | 0.39403
0.32588 |  | 0.39402
0.32587 |  | 0.394
0.32585 |  | 0.39398
0.32582 |  | 0.39397
0.32581 |  | 0.39393
0.32581 |  | 0.39389
0.32579 |  | 0.39387
0.32579 |  | 0.39386
0.32579 |  | 0.39384
0.32579 |  | 0.39381
0.32577 |  | 0.3938
0.32576 |  | 0.39377
0.32575 |  | 0.39373
0.32575 |  | 0.39371
0.32573 |  | 0.39371
0.32573 |  | 0.39367
0.32572 |  | 0.39367
0.3257 |  | 0.39364
0.32568 |  | 0.39363
0.32565 |  | 0.3936
0.32565 |  | 0.39356
0.32565 |  | 0.39354
0.32562 |  | 0.39351
0.32562 |  | 0.39348
0.32559 |  | 0.39345
0.32558 |  | 0.39344
0.32558 |  | 0.39343
0.32558 |  | 0.39339
0.32556 |  | 0.39336
0.32556 |  | 0.39332
0.32554 |  | 0.39327
0.32553 |  | 0.39323
0.32553 |  | 0.39322
0.32553 |  | 0.39317
0.32552 |  | 0.39313
0.32552 |  | 0.39312
0.32547 |  | 0.39308
0.32547 |  | 0.39305
0.32547 |  | 0.39304
0.32546 |  | 0.39303
0.32546 |  | 0.393
0.32544 |  | 0.39297
0.32542 |  | 0.39295
0.32541 |  | 0.39293
0.32539 |  | 0.39288
0.32539 |  | 0.39285
0.32539 |  | 0.39283
0.32538 |  | 0.39282
0.32538 |  | 0.3928
0.32535 |  | 0.39279
0.32531 |  | 0.39278
0.32531 |  | 0.39275
0.32531 |  | 0.39273
0.32531 |  | 0.39272
0.32531 |  | 0.39265
0.32528 |  | 0.39265
0.32527 |  | 0.39264
0.32527 |  | 0.39263
0.32524 |  | 0.39263
0.32524 |  | 0.39259
0.32522 |  | 0.39259
0.32522 |  | 0.39256
0.3252 |  | 0.39254
0.32517 |  | 0.39254
0.32517 |  | 0.39249
0.32517 |  | 0.39249
0.32517 |  | 0.39247
0.32513 |  | 0.39244
0.32513 |  | 0.39242
0.3251 |  | 0.3924
0.32508 |  | 0.39237
0.32508 |  | 0.39234
0.32508 |  | 0.39233
0.32506 |  | 0.3923
0.32503 |  | 0.39226
0.32503 |  | 0.39226
0.32502 |  | 0.39223
0.325 |  | 0.39221
0.325 |  | 0.39216
0.32499 |  | 0.39213
0.32496 |  | 0.39211
0.32496 |  | 0.39209
0.32496 |  | 0.39208
0.32494 |  | 0.39203
0.32494 |  | 0.39201
0.32492 |  | 0.392
0.32492 |  | 0.39197
0.32488 |  | 0.39196
0.32488 |  | 0.39193
0.32486 |  | 0.39191
0.32486 |  | 0.39188
0.32486 |  | 0.39184
0.32486 |  | 0.39181
0.32486 |  | 0.39175
0.32485 |  | 0.39174
0.32485 |  | 0.3917
0.32482 |  | 0.39165
0.3248 |  | 0.39164
0.3248 |  | 0.39161
0.32479 |  | 0.3916
0.32477 |  | 0.39158
0.32476 |  | 0.39154
0.32474 |  | 0.3915
0.32474 |  | 0.39146
0.32473 |  | 0.39144
0.32473 |  | 0.39141
0.32473 |  | 0.39138
0.32471 |  | 0.39134
0.32468 |  | 0.39132
0.32468 |  | 0.39129
0.32466 |  | 0.39127
0.32466 |  | 0.39123
0.32465 |  | 0.39118
0.32465 |  | 0.39118
0.32464 |  | 0.39116
0.32462 |  | 0.39113
0.3246 |  | 0.39112
0.32459 |  | 0.39108
0.32457 |  | 0.39105
0.32457 |  | 0.39105
0.32457 |  | 0.39101
0.32457 |  | 0.391
0.32456 |  | 0.39098
0.32453 |  | 0.39096
0.3245 |  | 0.39091
0.32448 |  | 0.39089
0.32447 |  | 0.39087
0.32447 |  | 0.39085
0.32447 |  | 0.3908
0.32444 |  | 0.39079
0.32442 |  | 0.39079
0.32442 |  | 0.39077
0.32442 |  | 0.39073
0.32439 |  | 0.39071
0.32439 |  | 0.39066
0.32439 |  | 0.39064
0.32436 |  | 0.39063
0.32436 |  | 0.39059
0.32436 |  | 0.39056
0.32434 |  | 0.39056
0.32433 |  | 0.39055
0.32433 |  | 0.39052
0.32433 |  | 0.39049
0.32431 |  | 0.39046
0.32428 |  | 0.39042
0.32425 |  | 0.39042
0.32425 |  | 0.39039
0.32425 |  | 0.39038
0.32425 |  | 0.39033
0.32425 |  | 0.39032
0.32423 |  | 0.39028
0.32422 |  | 0.39027
0.3242 |  | 0.39025
0.32419 |  | 0.39024
0.32419 |  | 0.3902
0.32419 |  | 0.3902
0.32416 |  | 0.39018
0.32416 |  | 0.39011
0.32416 |  | 0.39011
0.32414 |  | 0.39008
0.32413 |  | 0.39006
0.32411 |  | 0.39002
0.3241 |  | 0.39002
0.32408 |  | 0.39001
0.32407 |  | 0.39
0.32407 |  | 0.38993
0.32403 |  | 0.38993
0.32403 |  | 0.38992
0.32403 |  | 0.38988
0.32403 |  | 0.38984
0.32401 |  | 0.38983
0.32399 |  | 0.38978
0.32399 |  | 0.38975
0.32397 |  | 0.38974
0.32396 |  | 0.3897
0.32396 |  | 0.38967
0.32396 |  | 0.38965
0.32391 |  | 0.38964
0.32391 |  | 0.38961
0.32391 |  | 0.3896
0.3239 |  | 0.38955
0.32388 |  | 0.38954
0.32385 |  | 0.38951
0.32385 |  | 0.3895
0.32385 |  | 0.38949
0.32385 |  | 0.38946
0.32384 |  | 0.38943
0.32382 |  | 0.38941
0.32382 |  | 0.38939
0.32381 |  | 0.38935
0.32381 |  | 0.38931
0.32381 |  | 0.3893
0.32379 |  | 0.38927
0.32376 |  | 0.38924
0.32376 |  | 0.38924
0.32376 |  | 0.38922
0.32376 |  | 0.38918
0.32375 |  | 0.38913
0.32373 |  | 0.38913
0.32373 |  | 0.38913
0.32372 |  | 0.38909
0.3237 |  | 0.38908
0.3237 |  | 0.38903
0.32367 |  | 0.38897
0.32367 |  | 0.38895
0.32365 |  | 0.38894
0.32365 |  | 0.38889
0.32365 |  | 0.38888
0.32365 |  | 0.38887
0.32361 |  | 0.38887
0.32359 |  | 0.38882
0.32358 |  | 0.38879
0.32358 |  | 0.38878
0.32356 |  | 0.38878
0.32353 |  | 0.38872
0.32353 |  | 0.3887
0.32351 |  | 0.38867
0.32351 |  | 0.38866
0.32351 |  | 0.38862
0.32351 |  | 0.38859
0.32351 |  | 0.38855
0.32348 |  | 0.38853
0.32348 |  | 0.38849
0.32347 |  | 0.38845
0.32344 |  | 0.38842
0.32344 |  | 0.38841
0.32342 |  | 0.38836
0.32342 |  | 0.38834
0.32342 |  | 0.38833
0.32341 |  | 0.38829
0.32339 |  | 0.38826
0.32338 |  | 0.38823
0.32336 |  | 0.38822
0.32336 |  | 0.3882
0.32333 |  | 0.38818
0.32331 |  | 0.38815
0.3233 |  | 0.38814
0.32328 |  | 0.3881
0.32328 |  | 0.38807
0.32328 |  | 0.38806
0.32325 |  | 0.38802
0.32324 |  | 0.38798
0.32324 |  | 0.38794
0.32322 |  | 0.38792
0.32322 |  | 0.38792
0.32322 |  | 0.38789
0.3232 |  | 0.38785
0.32319 |  | 0.38783
0.32318 |  | 0.38781
0.32318 |  | 0.3878
0.32316 |  | 0.38779
0.32313 |  | 0.38776
0.32313 |  | 0.38773
0.32311 |  | 0.38771
0.32311 |  | 0.3877
0.32311 |  | 0.38767
0.32308 |  | 0.38766
0.32308 |  | 0.38762
0.32304 |  | 0.38758
0.32304 |  | 0.38756
0.32304 |  | 0.38756
0.32304 |  | 0.38752
0.323 |  | 0.38752
0.32298 |  | 0.38748
0.32296 |  | 0.38746
0.32296 |  | 0.38746
0.32296 |  | 0.38743
0.32296 |  | 0.38741
0.32294 |  | 0.38736
0.32294 |  | 0.38736
0.32291 |  | 0.38733
0.32291 |  | 0.38731
0.3229 |  | 0.38729
0.32287 |  | 0.38728
0.32287 |  | 0.38728
0.32284 |  | 0.38725
0.32282 |  | 0.38724
0.32282 |  | 0.3872
0.32282 |  | 0.38716
0.32282 |  | 0.38714
0.32281 |  | 0.38711
0.32279 |  | 0.38708
0.32277 |  | 0.38705
0.32277 |  | 0.38703
0.32276 |  | 0.38698
0.32271 |  | 0.38698
0.3227 |  | 0.38694
0.3227 |  | 0.38693
0.32268 |  | 0.3869
0.32268 |  | 0.38688
0.32263 |  | 0.38685
0.32262 |  | 0.38683
0.32262 |  | 0.3868
0.32262 |  | 0.38675
0.3226 |  | 0.38675
0.32257 |  | 0.38672
0.32256 |  | 0.38671
0.32256 |  | 0.3867
0.32254 |  | 0.38669
0.32254 |  | 0.38667
0.32254 |  | 0.38665
0.32253 |  | 0.38661
0.3225 |  | 0.3866
0.32248 |  | 0.3866
0.32248 |  | 0.38656
0.32247 |  | 0.38653
0.32247 |  | 0.38652
0.32247 |  | 0.38651
0.32242 |  | 0.38649
0.32242 |  | 0.38648
0.32242 |  | 0.38644
0.32239 |  | 0.38643
0.32239 |  | 0.38642
0.32238 |  | 0.38638
0.32236 |  | 0.38633
0.32236 |  | 0.3863
0.32236 |  | 0.38629
0.32234 |  | 0.38628
0.32233 |  | 0.38623
0.32232 |  | 0.3862
0.32232 |  | 0.38616
0.3223 |  | 0.38614
0.32228 |  | 0.38612
0.32226 |  | 0.38608
0.32226 |  | 0.38607
0.32224 |  | 0.38604
0.32224 |  | 0.38602
0.32223 |  | 0.38599
0.32223 |  | 0.38598
0.32221 |  | 0.38597
0.32221 |  | 0.3859
0.32218 |  | 0.3859
0.32218 |  | 0.38587
0.32218 |  | 0.38585
0.32215 |  | 0.38584
0.32213 |  | 0.38578
0.32213 |  | 0.38574
0.32212 |  | 0.3857
0.32209 |  | 0.38568
0.32209 |  | 0.38567
0.32209 |  | 0.38563
0.32209 |  | 0.38557
0.32205 |  | 0.38553
0.32205 |  | 0.38548
0.32201 |  | 0.38545
0.32201 |  | 0.38542
0.32201 |  | 0.38538
0.32199 |  | 0.38536
0.32199 |  | 0.38532
0.32198 |  | 0.38529
0.32197 |  | 0.38526
0.32197 |  | 0.38524
0.32195 |  | 0.38522
0.32195 |  | 0.38521
0.32193 |  | 0.38518
0.32192 |  | 0.38513
0.3219 |  | 0.38508
0.32187 |  | 0.38506
0.32186 |  | 0.38501
0.32183 |  | 0.38499
0.32183 |  | 0.38498
0.32183 |  | 0.38494
0.32181 |  | 0.38492
0.32181 |  | 0.38489
0.32181 |  | 0.38486
0.32178 |  | 0.38484
0.32177 |  | 0.3848
0.32177 |  | 0.3848
0.32175 |  | 0.38478
0.32172 |  | 0.38474
0.3217 |  | 0.38471
0.32169 |  | 0.3847
0.32169 |  | 0.38468
0.32167 |  | 0.38466
0.32167 |  | 0.38462
0.32166 |  | 0.38459
0.32164 |  | 0.38458
0.32163 |  | 0.38452
0.32163 |  | 0.38449
0.32161 |  | 0.38448
0.32161 |  | 0.38445
0.3216 |  | 0.38442
0.3216 |  | 0.38441
0.32154 |  | 0.38438
0.32154 |  | 0.38434
0.32154 |  | 0.38434
0.32154 |  | 0.38434
0.32152 |  | 0.38431
0.32151 |  | 0.38431
0.32151 |  | 0.3843
0.32149 |  | 0.38426
0.32146 |  | 0.38424
0.32144 |  | 0.38422
0.32144 |  | 0.38419
0.32143 |  | 0.38416
0.32142 |  | 0.38414
0.32142 |  | 0.38411
0.3214 |  | 0.38407
0.32138 |  | 0.38406
0.32138 |  | 0.384
0.32135 |  | 0.384
0.32135 |  | 0.38396
0.32135 |  | 0.38395
0.32132 |  | 0.38393
0.32131 |  | 0.38391
0.32131 |  | 0.38387
0.32127 |  | 0.38384
0.32126 |  | 0.3838
0.32124 |  | 0.3838
0.32122 |  | 0.38378
0.32122 |  | 0.38375
0.32121 |  | 0.38375
0.32121 |  | 0.38371
0.32121 |  | 0.3837
0.32118 |  | 0.38366
0.32116 |  | 0.38362
0.32115 |  | 0.3836
0.32115 |  | 0.38357
0.32113 |  | 0.38355
0.32112 |  | 0.38351
0.32112 |  | 0.38349
0.3211 |  | 0.38344
0.3211 |  | 0.38343
0.32109 |  | 0.3834
0.32107 |  | 0.38339
0.32104 |  | 0.38338
0.32104 |  | 0.38335
0.32103 |  | 0.38329
0.32101 |  | 0.38326
0.32099 |  | 0.38321
0.32098 |  | 0.38318
0.32098 |  | 0.38314
0.32095 |  | 0.3831
0.32095 |  | 0.38307
0.32093 |  | 0.38306
0.32092 |  | 0.38302
0.3209 |  | 0.383
0.3209 |  | 0.38297
0.3209 |  | 0.38291
0.32087 |  | 0.38291
0.32084 |  | 0.38287
0.32084 |  | 0.38281
0.32082 |  | 0.38279
0.32082 |  | 0.38276
0.32081 |  | 0.38274
0.32081 |  | 0.38272
0.32079 |  | 0.38269
0.32079 |  | 0.38265
0.32076 |  | 0.38265
0.32076 |  | 0.38263
0.32076 |  | 0.38257
0.32073 |  | 0.38252
0.32072 |  | 0.38251
0.32072 |  | 0.3825
0.32068 |  | 0.38246
0.32068 |  | 0.38246
0.32067 |  | 0.38243
0.32065 |  | 0.38241
0.32065 |  | 0.38237
0.32064 |  | 0.38235
0.32062 |  | 0.38235
0.32062 |  | 0.38233
0.32059 |  | 0.38227
0.32058 |  | 0.38227
0.32056 |  | 0.38221
0.32055 |  | 0.3822
0.32055 |  | 0.38218
0.32055 |  | 0.38216
0.32053 |  | 0.38213
0.32053 |  | 0.3821
0.32053 |  | 0.38205
0.32053 |  | 0.38202
0.32052 |  | 0.38201
0.3205 |  | 0.38198
0.32049 |  | 0.38197
0.32047 |  | 0.38194
0.32047 |  | 0.38193
0.32047 |  | 0.38191
0.32045 |  | 0.38188
0.32042 |  | 0.38185
0.32039 |  | 0.3818
0.32039 |  | 0.3818
0.32039 |  | 0.38178
0.32039 |  | 0.38175
0.32039 |  | 0.3817
0.32038 |  | 0.38167
0.32038 |  | 0.38165
0.32035 |  | 0.38163
0.32032 |  | 0.3816
0.32032 |  | 0.38156
0.32032 |  | 0.38152
0.32032 |  | 0.38152
0.32032 |  | 0.38149
0.32029 |  | 0.38148
0.32027 |  | 0.38146
0.32026 |  | 0.38146
0.32026 |  | 0.38143
0.32026 |  | 0.38142
0.32024 |  | 0.38139
0.32023 |  | 0.38134
0.32021 |  | 0.38134
0.3202 |  | 0.38133
0.3202 |  | 0.38129
0.3202 |  | 0.38125
0.32018 |  | 0.38125
0.32016 |  | 0.38123
0.32015 |  | 0.38119
0.32015 |  | 0.38119
0.32012 |  | 0.38116
0.3201 |  | 0.38111
0.3201 |  | 0.3811
0.32009 |  | 0.38107
0.32009 |  | 0.38105
0.32007 |  | 0.38099
0.32006 |  | 0.38095
0.32006 |  | 0.38094
0.32004 |  | 0.38093
0.32002 |  | 0.3809
0.31999 |  | 0.38086
0.31999 |  | 0.38085
0.31999 |  | 0.38081
0.31999 |  | 0.38081
0.31995 |  | 0.38077
0.31995 |  | 0.38076
0.31995 |  | 0.38076
0.3199 |  | 0.38072
0.3199 |  | 0.38069
0.3199 |  | 0.38068
0.3199 |  | 0.38064
0.31987 |  | 0.38063
0.31987 |  | 0.38062
0.31984 |  | 0.38058
0.31984 |  | 0.38055
0.31983 |  | 0.38054
0.31983 |  | 0.3805
0.31981 |  | 0.38049
0.31979 |  | 0.38047
0.31979 |  | 0.38043
0.31979 |  | 0.38038
0.31976 |  | 0.38036
0.31976 |  | 0.38034
0.31975 |  | 0.38033
0.31973 |  | 0.38029
0.31972 |  | 0.38027
0.3197 |  | 0.38026
0.31969 |  | 0.38025
0.31967 |  | 0.38022
0.31966 |  | 0.38021
0.31966 |  | 0.38017
0.31966 |  | 0.38016
0.31964 |  | 0.38011
0.31961 |  | 0.38006
0.31961 |  | 0.38003
0.31959 |  | 0.38002
0.31959 |  | 0.37999
0.31958 |  | 0.37998
0.31958 |  | 0.37997
0.31956 |  | 0.37992
0.31955 |  | 0.37989
0.31952 |  | 0.37989
0.31952 |  | 0.37987
0.31952 |  | 0.37984
0.31952 |  | 0.37981
0.31951 |  | 0.37977
0.31949 |  | 0.37973
0.31944 |  | 0.3797
0.31944 |  | 0.37969
0.31944 |  | 0.37966
0.31942 |  | 0.37963
0.31942 |  | 0.37959
0.31942 |  | 0.37958
0.31941 |  | 0.37956
0.31939 |  | 0.37954
0.31938 |  | 0.3795
0.31938 |  | 0.37946
0.31938 |  | 0.37943
0.31938 |  | 0.37942
0.31937 |  | 0.37939
0.31933 |  | 0.37939
0.31933 |  | 0.37938
0.31932 |  | 0.37933
0.31932 |  | 0.37932
0.31932 |  | 0.37929
0.31928 |  | 0.37929
0.31927 |  | 0.37926
0.31926 |  | 0.37924
0.31924 |  | 0.37923
0.31923 |  | 0.3792
0.31921 |  | 0.37917
0.31919 |  | 0.37915
0.31915 |  | 0.37914
0.31915 |  | 0.37912
0.31915 |  | 0.3791
0.31912 |  | 0.37907
0.3191 |  | 0.37905
0.3191 |  | 0.37903
0.31909 |  | 0.37899
0.31908 |  | 0.37898
0.31906 |  | 0.37898
0.31906 |  | 0.37896
0.31904 |  | 0.37894
0.31904 |  | 0.37889
0.31904 |  | 0.37886
0.31904 |  | 0.37886
0.31903 |  | 0.37884
0.31901 |  | 0.37883
0.31898 |  | 0.3788
0.31898 |  | 0.37878
0.31897 |  | 0.37874
0.31895 |  | 0.37873
0.31892 |  | 0.3787
0.31892 |  | 0.37869
0.31892 |  | 0.37866
0.31892 |  | 0.37864
0.3189 |  | 0.37861
0.31888 |  | 0.37861
0.31888 |  | 0.37856
0.31888 |  | 0.37853
0.31886 |  | 0.37852
0.31886 |  | 0.37848
0.31881 |  | 0.37847
0.3188 |  | 0.37843
0.3188 |  | 0.37841
0.31878 |  | 0.37841
0.31878 |  | 0.37838
0.31878 |  | 0.37834
0.31877 |  | 0.37833
0.31877 |  | 0.3783
0.31875 |  | 0.37828
0.31872 |  | 0.37826
0.31872 |  | 0.37825
0.31872 |  | 0.37821
0.31872 |  | 0.37819
0.31869 |  | 0.37816
0.31868 |  | 0.37814
0.31868 |  | 0.37811
0.31864 |  | 0.37807
0.31864 |  | 0.37804
0.31864 |  | 0.37803
0.31861 |  | 0.378
0.31861 |  | 0.37799
0.31858 |  | 0.37796
0.31857 |  | 0.37796
0.31855 |  | 0.37794
0.31852 |  | 0.37793
0.3185 |  | 0.3779
0.3185 |  | 0.37787
0.3185 |  | 0.37785
0.3185 |  | 0.37784
0.31847 |  | 0.37778
0.31846 |  | 0.37777
0.31844 |  | 0.37771
0.31844 |  | 0.37768
0.31844 |  | 0.37766
0.31844 |  | 0.37762
0.31841 |  | 0.37757
0.3184 |  | 0.37757
0.3184 |  | 0.37754
0.3184 |  | 0.37751
0.31838 |  | 0.37747
0.31835 |  | 0.37742
0.31835 |  | 0.37738
0.31835 |  | 0.37738
0.31835 |  | 0.37736
0.31832 |  | 0.37734
0.3183 |  | 0.37732
0.31829 |  | 0.37727
0.31829 |  | 0.37725
0.31827 |  | 0.37723
0.31827 |  | 0.37719
0.31827 |  | 0.37716
0.31826 |  | 0.37714
0.31823 |  | 0.37708
0.31821 |  | 0.37707
0.31821 |  | 0.37705
0.31821 |  | 0.37705
0.3182 |  | 0.37701
0.3182 |  | 0.37697
0.31817 |  | 0.37697
0.31817 |  | 0.37694
0.31815 |  | 0.3769
0.31812 |  | 0.37683
0.31812 |  | 0.3768
0.31812 |  | 0.37679
0.31811 |  | 0.37677
0.31811 |  | 0.37675
0.31808 |  | 0.3767
0.31806 |  | 0.37665
0.31806 |  | 0.37663
0.31805 |  | 0.37662
0.31803 |  | 0.37659
0.31803 |  | 0.37657
0.31803 |  | 0.37653
0.31802 |  | 0.37652
0.31802 |  | 0.3765
0.31798 |  | 0.37646
0.31798 |  | 0.37645
0.31798 |  | 0.37642
0.31797 |  | 0.3764
0.31795 |  | 0.37637
0.31794 |  | 0.37633
0.31792 |  | 0.37633
0.31791 |  | 0.37629
0.31791 |  | 0.37629
0.31789 |  | 0.37626
0.31789 |  | 0.37624
0.31787 |  | 0.37621
0.31787 |  | 0.37619
0.31785 |  | 0.37616
0.31783 |  | 0.37613
0.31781 |  | 0.37611
0.31781 |  | 0.37608
0.3178 |  | 0.37605
0.3178 |  | 0.37603
0.31776 |  | 0.37599
0.31776 |  | 0.37597
0.31776 |  | 0.37589
0.31776 |  | 0.37588
0.31773 |  | 0.37585
0.31773 |  | 0.37585
0.3177 |  | 0.37581
0.3177 |  | 0.37579
0.3177 |  | 0.37579
0.3177 |  | 0.37575
0.31767 |  | 0.37574
0.31764 |  | 0.3757
0.31764 |  | 0.37569
0.31764 |  | 0.37565
0.31764 |  | 0.37563
0.31763 |  | 0.3756
0.3176 |  | 0.37558
0.31758 |  | 0.37553
0.31756 |  | 0.37549
0.31756 |  | 0.37547
0.31756 |  | 0.37545
0.31756 |  | 0.37543
0.31753 |  | 0.3754
0.31749 |  | 0.37538
0.31749 |  | 0.37535
0.31749 |  | 0.37534
0.31747 |  | 0.37533
0.31746 |  | 0.37529
0.31744 |  | 0.37525
0.31744 |  | 0.37524
0.31741 |  | 0.37521
0.31741 |  | 0.37516
0.31738 |  | 0.37512
0.31738 |  | 0.37511
0.31738 |  | 0.37507
0.31736 |  | 0.37507
0.31735 |  | 0.37504
0.31735 |  | 0.37504
0.31735 |  | 0.37501
0.31735 |  | 0.375
0.31735 |  | 0.37496
0.31732 |  | 0.37495
0.31729 |  | 0.37492
0.31727 |  | 0.37492
0.31727 |  | 0.37491
0.31724 |  | 0.3749
0.31724 |  | 0.3749
0.31722 |  | 0.37486
0.31722 |  | 0.37483
0.31719 |  | 0.37481
0.31719 |  | 0.37481
0.31716 |  | 0.37477
0.31716 |  | 0.37474
0.31715 |  | 0.37472
0.31712 |  | 0.37469
0.3171 |  | 0.37468
0.3171 |  | 0.37463
0.31707 |  | 0.37459
0.31707 |  | 0.37455
0.31706 |  | 0.37453
0.31706 |  | 0.3745
0.31706 |  | 0.37448
0.31706 |  | 0.37443
0.31703 |  | 0.3744
0.31701 |  | 0.37437
0.31699 |  | 0.37436
0.31699 |  | 0.37434
0.31699 |  | 0.37434
0.31698 |  | 0.37429
0.31696 |  | 0.37428
0.31695 |  | 0.37427
0.31693 |  | 0.37424
0.31693 |  | 0.37422
0.31692 |  | 0.37419
0.3169 |  | 0.37417
0.31689 |  | 0.37414
0.31687 |  | 0.37412
0.31686 |  | 0.37409
0.31681 |  | 0.37408
0.31681 |  | 0.37405
0.31681 |  | 0.37401
0.31681 |  | 0.374
0.31679 |  | 0.37396
0.31678 |  | 0.37394
0.31675 |  | 0.37391
0.31675 |  | 0.37388
0.31675 |  | 0.37386
0.31675 |  | 0.37386
0.31675 |  | 0.37385
0.31672 |  | 0.37381
0.3167 |  | 0.37381
0.3167 |  | 0.37375
0.3167 |  | 0.37375
0.31669 |  | 0.37373
0.31667 |  | 0.37371
0.31666 |  | 0.37371
0.31666 |  | 0.37369
0.31663 |  | 0.37366
0.31663 |  | 0.37363
0.31661 |  | 0.37362
0.31661 |  | 0.37361
0.3166 |  | 0.37359
0.31658 |  | 0.37357
0.31658 |  | 0.37356
0.31657 |  | 0.37353
0.31655 |  | 0.3735
0.31653 |  | 0.37348
0.31651 |  | 0.37348
0.31651 |  | 0.37344
0.31651 |  | 0.37343
0.31649 |  | 0.37341
0.31648 |  | 0.37336
0.31648 |  | 0.37333
0.31646 |  | 0.37332
0.31645 |  | 0.3733
0.31645 |  | 0.37327
0.31643 |  | 0.37326
0.31642 |  | 0.37325
0.31638 |  | 0.37321
0.31638 |  | 0.37317
0.31638 |  | 0.37317
0.31637 |  | 0.37312
0.31634 |  | 0.37308
0.31634 |  | 0.37305
0.31629 |  | 0.37303
0.31629 |  | 0.373
0.31629 |  | 0.37299
0.31629 |  | 0.37295
0.31626 |  | 0.37291
0.31625 |  | 0.3729
0.31625 |  | 0.37286
0.31625 |  | 0.37285
0.31623 |  | 0.37282
0.31623 |  | 0.37279
0.3162 |  | 0.37278
0.31619 |  | 0.37274
0.31619 |  | 0.37273
0.31619 |  | 0.37272
0.31617 |  | 0.3727
0.31617 |  | 0.37268
0.31615 |  | 0.37266
0.31614 |  | 0.37263
0.31611 |  | 0.37262
0.31611 |  | 0.37261
0.31611 |  | 0.37261
0.31608 |  | 0.37258
0.31606 |  | 0.37256
0.31606 |  | 0.37251
0.31606 |  | 0.37249
0.31605 |  | 0.37249
0.31605 |  | 0.37247
0.31605 |  | 0.37247
0.31603 |  | 0.3724
0.31603 |  | 0.3724
0.316 |  | 0.37236
0.316 |  | 0.37231
0.31598 |  | 0.37229
0.31597 |  | 0.37227
0.31595 |  | 0.37225
0.31595 |  | 0.37223
0.31592 |  | 0.37223
0.31592 |  | 0.3722
0.31591 |  | 0.37216
0.31591 |  | 0.37212
0.31589 |  | 0.37212
0.31588 |  | 0.3721
0.31586 |  | 0.37208
0.31586 |  | 0.37206
0.31583 |  | 0.37201
0.31583 |  | 0.37201
0.31581 |  | 0.37195
0.31581 |  | 0.3719
0.3158 |  | 0.37186
0.3158 |  | 0.37183
0.31578 |  | 0.37178
0.31577 |  | 0.37177
0.31577 |  | 0.37175
0.31575 |  | 0.37173
0.31575 |  | 0.37169
0.31574 |  | 0.37166
0.31572 |  | 0.37165
0.31569 |  | 0.37164
0.31569 |  | 0.37159
0.31569 |  | 0.37156
0.31569 |  | 0.37155
0.31566 |  | 0.37153
0.31566 |  | 0.37149
0.31563 |  | 0.37148
0.31562 |  | 0.37144
0.31562 |  | 0.37143
0.31562 |  | 0.3714
0.31562 |  | 0.37139
0.31559 |  | 0.37134
0.31555 |  | 0.3713
0.31554 |  | 0.37126
0.31554 |  | 0.37126
0.3155 |  | 0.37122
0.31548 |  | 0.37122
0.31548 |  | 0.3712
0.31548 |  | 0.37117
0.31546 |  | 0.37115
0.31544 |  | 0.3711
0.31544 |  | 0.3711
0.31544 |  | 0.37107
0.31543 |  | 0.37105
0.31543 |  | 0.37103
0.31543 |  | 0.37102
0.31541 |  | 0.37098
0.3154 |  | 0.37097
0.3154 |  | 0.37096
0.31538 |  | 0.3709
0.31537 |  | 0.37089
0.31537 |  | 0.37087
0.31537 |  | 0.37084
0.31535 |  | 0.37081
0.31534 |  | 0.37079
0.31534 |  | 0.37075
0.31531 |  | 0.37075
0.31531 |  | 0.37072
0.31531 |  | 0.37071
0.31523 |  | 0.37067
0.31523 |  | 0.37065
0.31523 |  | 0.37064
0.31523 |  | 0.37059
0.31523 |  | 0.37057
0.31523 |  | 0.37053
0.31523 |  | 0.37052
0.31522 |  | 0.37046
0.3152 |  | 0.37042
0.3152 |  | 0.37038
0.3152 |  | 0.37037
0.31518 |  | 0.37035
0.31515 |  | 0.37035
0.31515 |  | 0.37033
0.31515 |  | 0.37029
0.31515 |  | 0.37024
0.31512 |  | 0.37023
0.31511 |  | 0.37023
0.31511 |  | 0.37017
0.31506 |  | 0.37014
0.31506 |  | 0.3701
0.31506 |  | 0.3701
0.31506 |  | 0.37009
0.31505 |  | 0.37006
0.31501 |  | 0.37003
0.31498 |  | 0.37001
0.31498 |  | 0.37
0.31498 |  | 0.36998
0.31497 |  | 0.36994
0.31494 |  | 0.3699
0.31494 |  | 0.36988
0.31491 |  | 0.36985
0.31491 |  | 0.36981
0.3149 |  | 0.3698
0.3149 |  | 0.36976
0.3149 |  | 0.36974
0.31486 |  | 0.36967
0.31486 |  | 0.36967
0.31484 |  | 0.36966
0.31482 |  | 0.36962
0.31482 |  | 0.36961
0.31482 |  | 0.36958
0.31482 |  | 0.36958
0.31482 |  | 0.36956
0.31479 |  | 0.36952
0.31477 |  | 0.36952
0.31477 |  | 0.36949
0.31475 |  | 0.36948
0.31473 |  | 0.36946
0.31473 |  | 0.36944
0.31473 |  | 0.3694
0.31471 |  | 0.36937
0.3147 |  | 0.36933
0.3147 |  | 0.36932
0.3147 |  | 0.36931
0.31467 |  | 0.36929
0.31465 |  | 0.36924
0.31465 |  | 0.36923
0.31463 |  | 0.36922
0.31463 |  | 0.36918
0.31463 |  | 0.36918
0.31463 |  | 0.36914
0.31459 |  | 0.36914
0.31459 |  | 0.36911
0.31456 |  | 0.36911
0.31456 |  | 0.36906
0.31456 |  | 0.36902
0.31456 |  | 0.369
0.31456 |  | 0.36897
0.31456 |  | 0.36895
0.31454 |  | 0.36895
0.31451 |  | 0.36887
0.31451 |  | 0.36884
0.31451 |  | 0.36881
0.31449 |  | 0.36877
0.31449 |  | 0.36875
0.31446 |  | 0.36875
0.31446 |  | 0.36874
0.31446 |  | 0.3687
0.31446 |  | 0.36867
0.31445 |  | 0.36866
0.31442 |  | 0.36865
0.31442 |  | 0.36862
0.31442 |  | 0.36859
0.31442 |  | 0.36857
0.3144 |  | 0.36857
0.3144 |  | 0.36853
0.31437 |  | 0.36851
0.31434 |  | 0.36849
0.31432 |  | 0.36848
0.31432 |  | 0.36843
0.31432 |  | 0.36839
0.31432 |  | 0.36839
0.31429 |  | 0.36838
0.31426 |  | 0.36833
0.31425 |  | 0.36831
0.31425 |  | 0.3683
0.31425 |  | 0.36827
0.31423 |  | 0.36826
0.31423 |  | 0.36825
0.31423 |  | 0.36821
0.31422 |  | 0.36819
0.3142 |  | 0.36818
0.31418 |  | 0.36816
0.31417 |  | 0.3681
0.31416 |  | 0.36809
0.31416 |  | 0.36807
0.31414 |  | 0.36804
0.3141 |  | 0.36801
0.31408 |  | 0.36798
0.31408 |  | 0.36796
0.31406 |  | 0.36794
0.31405 |  | 0.36791
0.31402 |  | 0.36789
0.314 |  | 0.36785
0.31399 |  | 0.36785
0.31399 |  | 0.36781
0.31398 |  | 0.36778
0.31396 |  | 0.36777
0.31396 |  | 0.36776
0.31396 |  | 0.36774
0.31396 |  | 0.36772
0.31394 |  | 0.36769
0.31394 |  | 0.36768
0.31391 |  | 0.36764
0.31388 |  | 0.36764
0.31387 |  | 0.36758
0.31387 |  | 0.36757
0.31387 |  | 0.36753
0.31385 |  | 0.36751
0.31385 |  | 0.36747
0.31382 |  | 0.36745
0.31382 |  | 0.36745
0.31379 |  | 0.36744
0.31378 |  | 0.36744
0.31378 |  | 0.36741
0.31376 |  | 0.3674
0.31375 |  | 0.36738
0.31375 |  | 0.36733
0.31375 |  | 0.36732
0.3137 |  | 0.3673
0.3137 |  | 0.3673
0.3137 |  | 0.36726
0.3137 |  | 0.36725
0.31369 |  | 0.36721
0.31366 |  | 0.36721
0.31364 |  | 0.36717
0.31364 |  | 0.36716
0.31363 |  | 0.36714
0.31361 |  | 0.36708
0.3136 |  | 0.36705
0.31358 |  | 0.36703
0.31357 |  | 0.367
0.31357 |  | 0.36699
0.31354 |  | 0.36698
0.31354 |  | 0.36698
0.31352 |  | 0.36695
0.31349 |  | 0.36694
0.31348 |  | 0.36693
0.31348 |  | 0.36689
0.31346 |  | 0.36689
0.31345 |  | 0.36688
0.31342 |  | 0.36685
0.31342 |  | 0.36685
0.31342 |  | 0.36684
0.3134 |  | 0.36681
0.31338 |  | 0.3668
0.31336 |  | 0.3668
0.31334 |  | 0.36676
0.31332 |  | 0.36676
0.31332 |  | 0.36671
0.31331 |  | 0.3667
0.31331 |  | 0.36667
0.31329 |  | 0.36665
0.31325 |  | 0.36662
0.31325 |  | 0.36662
0.31323 |  | 0.36661
0.31323 |  | 0.3666
0.31322 |  | 0.36658
0.3132 |  | 0.36654
0.3132 |  | 0.36654
0.31319 |  | 0.36653
0.31316 |  | 0.36648
0.31316 |  | 0.36647
0.31316 |  | 0.36645
0.31316 |  | 0.36642
0.31313 |  | 0.36639
0.31311 |  | 0.36637
0.3131 |  | 0.36633
0.31308 |  | 0.36633
0.31308 |  | 0.36629
0.31306 |  | 0.36627
0.31304 |  | 0.36623
0.313 |  | 0.36622
0.313 |  | 0.36621
0.313 |  | 0.3662
0.31299 |  | 0.3662
0.31294 |  | 0.36616
0.31293 |  | 0.36613
0.31293 |  | 0.36612
0.31293 |  | 0.36604
0.31291 |  | 0.366
0.31291 |  | 0.36599
0.31288 |  | 0.36598
0.31287 |  | 0.36596
0.31287 |  | 0.36595
0.31287 |  | 0.36591
0.31284 |  | 0.3659
0.31284 |  | 0.36589
0.31284 |  | 0.36589
0.31284 |  | 0.36585
0.31281 |  | 0.36583
0.31281 |  | 0.36581
0.31279 |  | 0.36581
0.31279 |  | 0.36576
0.31279 |  | 0.36575
0.31276 |  | 0.36572
0.31275 |  | 0.36569
0.31273 |  | 0.36564
0.31271 |  | 0.36563
0.31271 |  | 0.36562
0.31268 |  | 0.36558
0.31268 |  | 0.36558
0.31268 |  | 0.36554
0.31267 |  | 0.36553
0.31264 |  | 0.3655
0.3126 |  | 0.36547
0.31259 |  | 0.36543
0.31259 |  | 0.36539
0.31256 |  | 0.36537
0.31256 |  | 0.36533
0.31256 |  | 0.36532
0.31256 |  | 0.3653
0.31252 |  | 0.36525
0.3125 |  | 0.36523
0.31248 |  | 0.3652
0.31248 |  | 0.36518
0.31248 |  | 0.36515
0.31248 |  | 0.36514
0.31247 |  | 0.36511
0.31244 |  | 0.3651
0.31244 |  | 0.36505
0.31244 |  | 0.36504
0.31242 |  | 0.36502
0.31239 |  | 0.36497
0.31239 |  | 0.36495
0.31238 |  | 0.36493
0.31238 |  | 0.36488
0.31236 |  | 0.36486
0.31234 |  | 0.36484
0.31233 |  | 0.36481
0.31231 |  | 0.36478
0.31231 |  | 0.36476
0.31231 |  | 0.36474
0.31228 |  | 0.36467
0.31228 |  | 0.36465
0.31228 |  | 0.36463
0.31227 |  | 0.36462
0.31225 |  | 0.3646
0.31225 |  | 0.36457
0.31224 |  | 0.36457
0.31221 |  | 0.36453
0.31219 |  | 0.36451
0.31219 |  | 0.3645
0.31219 |  | 0.36449
0.31219 |  | 0.36442
0.31217 |  | 0.36438
0.31214 |  | 0.36438
0.31213 |  | 0.36437
0.31213 |  | 0.36433
0.31213 |  | 0.36432
0.31211 |  | 0.36429
0.3121 |  | 0.36427
0.31208 |  | 0.36424
0.31207 |  | 0.36424
0.31207 |  | 0.36422
0.31207 |  | 0.3642
0.31205 |  | 0.3642
0.31204 |  | 0.36418
0.31204 |  | 0.36414
0.31204 |  | 0.36411
0.31202 |  | 0.36406
0.31199 |  | 0.36406
0.31199 |  | 0.36404
0.31198 |  | 0.36403
0.31198 |  | 0.36398
0.31198 |  | 0.36398
0.31198 |  | 0.36395
0.31198 |  | 0.36393
0.31194 |  | 0.3639
0.31191 |  | 0.36386
0.3119 |  | 0.36385
0.3119 |  | 0.36383
0.3119 |  | 0.36383
0.31186 |  | 0.36381
0.31186 |  | 0.36377
0.31186 |  | 0.36377
0.31184 |  | 0.36374
0.31184 |  | 0.36369
0.31181 |  | 0.36367
0.3118 |  | 0.36366
0.31178 |  | 0.36366
0.31178 |  | 0.36361
0.31178 |  | 0.36359
0.31176 |  | 0.36356
0.31175 |  | 0.36356
0.31175 |  | 0.36353
0.3117 |  | 0.36351
0.3117 |  | 0.36348
0.31169 |  | 0.36345
0.31169 |  | 0.36343
0.31169 |  | 0.36338
0.31167 |  | 0.36335
0.31167 |  | 0.36334
0.31166 |  | 0.36333
0.31166 |  | 0.36327
0.31164 |  | 0.36327
0.31161 |  | 0.36325
0.31161 |  | 0.36321
0.31159 |  | 0.36318
0.31158 |  | 0.36312
0.31155 |  | 0.36309
0.31155 |  | 0.36304
0.31153 |  | 0.36303
0.31152 |  | 0.36301
0.3115 |  | 0.363
0.3115 |  | 0.363
0.31149 |  | 0.36295
0.31147 |  | 0.36294
0.31146 |  | 0.36292
0.31144 |  | 0.36288
0.31144 |  | 0.36286
0.31144 |  | 0.36283
0.31142 |  | 0.36283
0.3114 |  | 0.36282
0.31138 |  | 0.36281
0.31138 |  | 0.3628
0.31137 |  | 0.36276
0.31137 |  | 0.36273
0.31135 |  | 0.36272
0.31132 |  | 0.36269
0.31132 |  | 0.36267
0.31132 |  | 0.36263
0.31129 |  | 0.36262
0.31128 |  | 0.36259
0.31126 |  | 0.36256
0.31125 |  | 0.36252
0.31125 |  | 0.36252
0.31125 |  | 0.36248
0.31122 |  | 0.36242
0.3112 |  | 0.3624
0.31119 |  | 0.36239
0.31117 |  | 0.36235
0.31115 |  | 0.36234
0.31115 |  | 0.36232
0.31114 |  | 0.3623
0.31112 |  | 0.3623
0.31112 |  | 0.36224
0.31112 |  | 0.36224
0.3111 |  | 0.36222
0.3111 |  | 0.36222
0.31108 |  | 0.36217
0.31103 |  | 0.36215
0.31103 |  | 0.36213
0.31103 |  | 0.36209
0.31103 |  | 0.36208
0.31101 |  | 0.36204
0.311 |  | 0.36202
0.31099 |  | 0.36202
0.31097 |  | 0.36201
0.31095 |  | 0.36199
0.31095 |  | 0.36197
0.31095 |  | 0.36195
0.31092 |  | 0.36191
0.31091 |  | 0.36186
0.31091 |  | 0.36186
0.31091 |  | 0.36182
0.3109 |  | 0.3618
0.31086 |  | 0.36177
0.31086 |  | 0.36175
0.31086 |  | 0.36173
0.31086 |  | 0.36171
0.31083 |  | 0.36169
0.3108 |  | 0.36163
0.3108 |  | 0.36161
0.3108 |  | 0.3616
0.3108 |  | 0.36157
0.31077 |  | 0.36153
0.31077 |  | 0.3615
0.31076 |  | 0.36149
0.31076 |  | 0.36139
0.31074 |  | 0.36137
0.31071 |  | 0.36134
0.31071 |  | 0.36133
0.31071 |  | 0.36133
0.31071 |  | 0.36131
0.3107 |  | 0.36128
0.31068 |  | 0.36127
0.31068 |  | 0.36125
0.31065 |  | 0.36124
0.31063 |  | 0.36122
0.31063 |  | 0.36122
0.31062 |  | 0.36119
0.3106 |  | 0.36116
0.3106 |  | 0.36113
0.3106 |  | 0.36113
0.3106 |  | 0.36111
0.3106 |  | 0.36107
0.31059 |  | 0.36105
0.31056 |  | 0.36104
0.31056 |  | 0.36102
0.31054 |  | 0.36102
0.31054 |  | 0.361
0.31054 |  | 0.36097
0.31049 |  | 0.36095
0.31049 |  | 0.36094
0.31049 |  | 0.36093
0.31048 |  | 0.36091
0.31046 |  | 0.36089
0.31046 |  | 0.36088
0.31046 |  | 0.36084
0.31046 |  | 0.36084
0.31043 |  | 0.36084
0.31042 |  | 0.36081
0.31039 |  | 0.36077
0.31039 |  | 0.36076
0.31039 |  | 0.36076
0.31037 |  | 0.36073
0.31037 |  | 0.36068
0.31035 |  | 0.36066
0.31034 |  | 0.36063
0.31032 |  | 0.36059
0.31031 |  | 0.36057
0.31031 |  | 0.36054
0.3103 |  | 0.36051
0.31028 |  | 0.36049
0.31026 |  | 0.36046
0.31025 |  | 0.36043
0.31023 |  | 0.36043
0.31023 |  | 0.3604
0.31023 |  | 0.36036
0.31022 |  | 0.36035
0.31019 |  | 0.36034
0.31019 |  | 0.36029
0.31019 |  | 0.36027
0.31016 |  | 0.36026
0.31014 |  | 0.36026
0.31014 |  | 0.36023
0.31013 |  | 0.36022
0.31011 |  | 0.36017
0.31011 |  | 0.3601
0.31007 |  | 0.3601
0.31007 |  | 0.36008
0.31007 |  | 0.36006
0.31007 |  | 0.36005
0.31005 |  | 0.36005
0.31003 |  | 0.36003
0.31 |  | 0.36001
0.31 |  | 0.35999
0.31 |  | 0.35998
0.30999 |  | 0.35995
0.30997 |  | 0.35995
0.30995 |  | 0.35993
0.30991 |  | 0.35989
0.30991 |  | 0.35987
0.30991 |  | 0.35983
0.30991 |  | 0.3598
0.3099 |  | 0.35975
0.30988 |  | 0.35974
0.30988 |  | 0.35974
0.30986 |  | 0.35971
0.30985 |  | 0.35967
0.30983 |  | 0.35962
0.30982 |  | 0.35961
0.3098 |  | 0.35959
0.30979 |  | 0.35957
0.30979 |  | 0.35953
0.30979 |  | 0.35953
0.30979 |  | 0.35952
0.30977 |  | 0.35948
0.30974 |  | 0.35948
0.30972 |  | 0.35944
0.30972 |  | 0.35944
0.30969 |  | 0.35941
0.30968 |  | 0.35937
0.30966 |  | 0.35937
0.30966 |  | 0.35933
0.30966 |  | 0.35931
0.30963 |  | 0.3593
0.30963 |  | 0.35928
0.30962 |  | 0.35927
0.30958 |  | 0.35923
0.30958 |  | 0.35922
0.30957 |  | 0.35919
0.30957 |  | 0.35917
0.30957 |  | 0.35915
0.30957 |  | 0.35914
0.30954 |  | 0.35912
0.30951 |  | 0.3591
0.30951 |  | 0.35908
0.30948 |  | 0.35906
0.30948 |  | 0.35905
0.30946 |  | 0.35903
0.30946 |  | 0.35901
0.30946 |  | 0.359
0.30943 |  | 0.35899
0.30943 |  | 0.35896
0.30943 |  | 0.35893
0.30943 |  | 0.35891
0.3094 |  | 0.35887
0.3094 |  | 0.35886
0.30939 |  | 0.35883
0.30937 |  | 0.35881
0.30935 |  | 0.35881
0.30934 |  | 0.35878
0.30934 |  | 0.35877
0.30934 |  | 0.35871
0.30934 |  | 0.35869
0.30934 |  | 0.35868
0.30932 |  | 0.35865
0.30931 |  | 0.35861
0.30929 |  | 0.3586
0.30929 |  | 0.35855
0.30928 |  | 0.35855
0.30928 |  | 0.35851
0.30928 |  | 0.35848
0.30925 |  | 0.35845
0.30923 |  | 0.35845
0.30923 |  | 0.35844
0.3092 |  | 0.35843
0.3092 |  | 0.35839
0.3092 |  | 0.35838
0.3092 |  | 0.35838
0.30917 |  | 0.35834
0.30915 |  | 0.35834
0.30914 |  | 0.35831
0.30914 |  | 0.35831
0.30914 |  | 0.35826
0.30911 |  | 0.35825
0.30911 |  | 0.35824
0.30911 |  | 0.35822
0.30911 |  | 0.3582
0.30909 |  | 0.3582
0.30906 |  | 0.35817
0.30906 |  | 0.35812
0.30906 |  | 0.35811
0.30904 |  | 0.35809
0.30901 |  | 0.35806
0.30901 |  | 0.35803
0.309 |  | 0.35802
0.30898 |  | 0.35798
0.30898 |  | 0.35796
0.30897 |  | 0.35796
0.30895 |  | 0.35796
0.30894 |  | 0.35792
0.30892 |  | 0.35789
0.30892 |  | 0.35789
0.30889 |  | 0.35786
0.30889 |  | 0.35785
0.30887 |  | 0.35783
0.30886 |  | 0.35782
0.30884 |  | 0.35779
0.30883 |  | 0.35776
0.30883 |  | 0.35776
0.30881 |  | 0.35772
0.30878 |  | 0.35767
0.30875 |  | 0.35765
0.30875 |  | 0.35762
0.30875 |  | 0.35761
0.30873 |  | 0.3576
0.30872 |  | 0.35756
0.30871 |  | 0.35756
0.30871 |  | 0.35752
0.30869 |  | 0.35751
0.30867 |  | 0.35747
0.30867 |  | 0.35747
0.30863 |  | 0.35743
0.30863 |  | 0.35737
0.30863 |  | 0.35737
0.3086 |  | 0.35735
0.3086 |  | 0.35733
0.30858 |  | 0.35729
0.30857 |  | 0.35729
0.30857 |  | 0.35727
0.30854 |  | 0.35724
0.30854 |  | 0.35723
0.30854 |  | 0.35722
0.30852 |  | 0.35714
0.30851 |  | 0.35713
0.30849 |  | 0.35711
0.30849 |  | 0.35711
0.30849 |  | 0.3571
0.30848 |  | 0.35706
0.30848 |  | 0.35703
0.30846 |  | 0.35697
0.30846 |  | 0.35697
0.30845 |  | 0.35694
0.30845 |  | 0.35691
0.3084 |  | 0.35689
0.30837 |  | 0.35688
0.30837 |  | 0.35683
0.30837 |  | 0.3568
0.30835 |  | 0.35679
0.30835 |  | 0.35675
0.30834 |  | 0.35674
0.30831 |  | 0.35671
0.30831 |  | 0.3567
0.30828 |  | 0.35665
0.30827 |  | 0.35664
0.30825 |  | 0.35661
0.30824 |  | 0.35657
0.30824 |  | 0.35654
0.30824 |  | 0.35651
0.30822 |  | 0.35649
0.30819 |  | 0.35648
0.30817 |  | 0.35645
0.30816 |  | 0.35641
0.30814 |  | 0.3564
0.30814 |  | 0.35639
0.30811 |  | 0.35634
0.30811 |  | 0.35632
0.30808 |  | 0.35631
0.30808 |  | 0.3563
0.30807 |  | 0.35629
0.30807 |  | 0.35627
0.30807 |  | 0.35626
0.30805 |  | 0.35623
0.30803 |  | 0.35619
0.308 |  | 0.35619
0.30799 |  | 0.35619
0.30799 |  | 0.35614
0.30796 |  | 0.35613
0.30796 |  | 0.35609
0.30796 |  | 0.35608
0.30796 |  | 0.35605
0.30793 |  | 0.35605
0.30791 |  | 0.356
0.30788 |  | 0.35596
0.30787 |  | 0.35595
0.30787 |  | 0.35595
0.30787 |  | 0.35592
0.30787 |  | 0.35591
0.30785 |  | 0.3559
0.30783 |  | 0.35586
0.30782 |  | 0.35586
0.3078 |  | 0.35582
0.30779 |  | 0.35582
0.30779 |  | 0.35579
0.30776 |  | 0.35577
0.30776 |  | 0.35573
0.30776 |  | 0.35573
0.30776 |  | 0.35568
0.30776 |  | 0.35568
0.30772 |  | 0.35566
0.3077 |  | 0.35563
0.3077 |  | 0.35561
0.3077 |  | 0.35559
0.30767 |  | 0.35555
0.30764 |  | 0.35555
0.30764 |  | 0.35554
0.30762 |  | 0.35552
0.30762 |  | 0.3555
0.30762 |  | 0.35548
0.30762 |  | 0.35548
0.30761 |  | 0.35542
0.30761 |  | 0.35541
0.30759 |  | 0.35538
0.30754 |  | 0.35537
0.30753 |  | 0.35533
0.30753 |  | 0.35532
0.30749 |  | 0.35531
0.30749 |  | 0.35528
0.30747 |  | 0.35526
0.30747 |  | 0.35524
0.30747 |  | 0.35522
0.30747 |  | 0.35522
0.30744 |  | 0.35519
0.30744 |  | 0.35517
0.30739 |  | 0.35512
0.30739 |  | 0.3551
0.30739 |  | 0.35509
0.30738 |  | 0.35506
0.30736 |  | 0.35506
0.30736 |  | 0.35504
0.30731 |  | 0.35503
0.3073 |  | 0.35501
0.30729 |  | 0.355
0.30727 |  | 0.35497
0.30727 |  | 0.35491
0.30725 |  | 0.3549
0.30724 |  | 0.35487
0.30722 |  | 0.35486
0.30722 |  | 0.35486
0.30721 |  | 0.35482
0.30719 |  | 0.35482
0.30716 |  | 0.35477
0.30716 |  | 0.35477
0.30716 |  | 0.35475
0.30713 |  | 0.35474
0.30713 |  | 0.35474
0.3071 |  | 0.35472
0.3071 |  | 0.35469
0.30709 |  | 0.35469
0.30709 |  | 0.35466
0.30705 |  | 0.35461
0.30705 |  | 0.3546
0.30705 |  | 0.35457
0.30702 |  | 0.35456
0.30701 |  | 0.35452
0.30699 |  | 0.35452
0.30699 |  | 0.35449
0.30696 |  | 0.35448
0.30693 |  | 0.35448
0.30693 |  | 0.35445
0.30693 |  | 0.35444
0.3069 |  | 0.35442
0.3069 |  | 0.35442
0.3069 |  | 0.35438
0.3069 |  | 0.35437
0.30687 |  | 0.35434
0.30684 |  | 0.35429
0.30683 |  | 0.35427
0.30683 |  | 0.35425
0.30683 |  | 0.35422
0.30683 |  | 0.35422
0.30679 |  | 0.35418
0.30676 |  | 0.35416
0.30675 |  | 0.35416
0.30672 |  | 0.35412
0.30672 |  | 0.35412
0.30672 |  | 0.35411
0.30672 |  | 0.35407
0.30668 |  | 0.35406
0.30667 |  | 0.35403
0.30667 |  | 0.354
0.30667 |  | 0.354
0.30666 |  | 0.35398
0.30664 |  | 0.35395
0.30662 |  | 0.35393
0.30661 |  | 0.35391
0.30659 |  | 0.35389
0.30659 |  | 0.35389
0.30659 |  | 0.35385
0.30659 |  | 0.35385
0.30658 |  | 0.3538
0.30655 |  | 0.3538
0.30655 |  | 0.35377
0.30653 |  | 0.35373
0.30652 |  | 0.35371
0.3065 |  | 0.35369
0.3065 |  | 0.35368
0.30649 |  | 0.35366
0.30647 |  | 0.35363
0.30647 |  | 0.35361
0.30644 |  | 0.35361
0.30642 |  | 0.35359
0.30642 |  | 0.35359
0.30641 |  | 0.35355
0.30639 |  | 0.35355
0.30635 |  | 0.35355
0.30635 |  | 0.35351
0.30635 |  | 0.3535
0.30635 |  | 0.35346
0.30635 |  | 0.35343
0.3063 |  | 0.35341
0.30628 |  | 0.35338
0.30628 |  | 0.35336
0.30628 |  | 0.35334
0.30628 |  | 0.35332
0.30628 |  | 0.35331
0.30627 |  | 0.35327
0.30625 |  | 0.35324
0.30621 |  | 0.35324
0.30619 |  | 0.35323
0.30619 |  | 0.35321
0.30618 |  | 0.35318
0.30618 |  | 0.35317
0.30616 |  | 0.35315
0.30616 |  | 0.35311
0.30616 |  | 0.35307
0.30613 |  | 0.35306
0.30612 |  | 0.35306
0.3061 |  | 0.35302
0.3061 |  | 0.35301
0.30607 |  | 0.35298
0.30607 |  | 0.35293
0.30605 |  | 0.35292
0.30605 |  | 0.3529
0.30605 |  | 0.35288
0.30604 |  | 0.35287
0.30601 |  | 0.35284
0.30599 |  | 0.35282
0.30597 |  | 0.35279
0.30597 |  | 0.35279
0.30597 |  | 0.35275
0.30597 |  | 0.35272
0.30597 |  | 0.35267
0.30596 |  | 0.35264
0.30594 |  | 0.35264
0.30593 |  | 0.35261
0.30589 |  | 0.3526
0.30588 |  | 0.35256
0.30588 |  | 0.35256
0.30585 |  | 0.35253
0.30583 |  | 0.35251
0.30583 |  | 0.35248
0.30583 |  | 0.35246
0.30583 |  | 0.35245
0.30583 |  | 0.35241
0.30576 |  | 0.35237
0.30576 |  | 0.35236
0.30576 |  | 0.35234
0.30576 |  | 0.35232
0.30576 |  | 0.35228
0.30573 |  | 0.35226
0.30573 |  | 0.35225
0.30571 |  | 0.35221
0.30568 |  | 0.35221
0.30566 |  | 0.35217
0.30565 |  | 0.35209
0.30565 |  | 0.35207
0.30562 |  | 0.35202
0.3056 |  | 0.35199
0.3056 |  | 0.35198
0.3056 |  | 0.35195
0.30559 |  | 0.35192
0.30559 |  | 0.35191
0.30557 |  | 0.35185
0.30555 |  | 0.35185
0.30555 |  | 0.35181
0.30552 |  | 0.35179
0.30552 |  | 0.35176
0.30551 |  | 0.35175
0.30548 |  | 0.35171
0.30548 |  | 0.35168
0.30546 |  | 0.35168
0.30546 |  | 0.35167
0.30546 |  | 0.35166
0.30545 |  | 0.35163
0.30542 |  | 0.35163
0.30542 |  | 0.35158
0.3054 |  | 0.35157
0.3054 |  | 0.35154
0.3054 |  | 0.35153
0.30539 |  | 0.35151
0.30539 |  | 0.35148
0.30536 |  | 0.35146
0.30536 |  | 0.35146
0.30534 |  | 0.35145
0.30534 |  | 0.35144
0.30534 |  | 0.35142
0.30533 |  | 0.35141
0.30528 |  | 0.3514
0.30528 |  | 0.35137
0.30526 |  | 0.35136
0.30525 |  | 0.35133
0.30523 |  | 0.35131
0.30522 |  | 0.35127
0.30522 |  | 0.35123
0.30522 |  | 0.35121
0.3052 |  | 0.35119
0.30517 |  | 0.35117
0.30514 |  | 0.35113
0.30514 |  | 0.3511
0.30514 |  | 0.35108
0.30514 |  | 0.35105
0.30511 |  | 0.35104
0.30511 |  | 0.35101
0.30511 |  | 0.35101
0.30511 |  | 0.35096
0.30505 |  | 0.35095
0.30505 |  | 0.35092
0.30503 |  | 0.35088
0.305 |  | 0.35088
0.305 |  | 0.35088
0.305 |  | 0.35083
0.305 |  | 0.35082
0.305 |  | 0.35081
0.30499 |  | 0.35079
0.30499 |  | 0.35078
0.30493 |  | 0.35077
0.30493 |  | 0.35073
0.30493 |  | 0.3507
0.30491 |  | 0.35065
0.30487 |  | 0.35064
0.30487 |  | 0.35061
0.30487 |  | 0.35058
0.30485 |  | 0.35056
0.30483 |  | 0.35055
0.3048 |  | 0.35053
0.3048 |  | 0.3505
0.30479 |  | 0.35048
0.30477 |  | 0.35044
0.30476 |  | 0.35043
0.30474 |  | 0.35039
0.30471 |  | 0.35038
0.30471 |  | 0.35037
0.3047 |  | 0.35035
0.30468 |  | 0.35031
0.30465 |  | 0.3503
0.30464 |  | 0.35029
0.30464 |  | 0.35026
0.3046 |  | 0.35023
0.3046 |  | 0.35021
0.30459 |  | 0.3502
0.30457 |  | 0.35015
0.30457 |  | 0.35013
0.30457 |  | 0.35012
0.30455 |  | 0.35011
0.30453 |  | 0.35007
0.30452 |  | 0.35004
0.30452 |  | 0.35002
0.3045 |  | 0.34999
0.30448 |  | 0.34999
0.30448 |  | 0.34997
0.30448 |  | 0.34995
0.30444 |  | 0.34993
0.30444 |  | 0.34991
0.30444 |  | 0.34987
0.30444 |  | 0.34985
0.30439 |  | 0.34983
0.30438 |  | 0.34981
0.30438 |  | 0.34977
0.30438 |  | 0.34977
0.30435 |  | 0.34975
0.30433 |  | 0.34975
0.30433 |  | 0.3497
0.30431 |  | 0.34968
0.3043 |  | 0.34966
0.30429 |  | 0.34965
0.30427 |  | 0.34964
0.30426 |  | 0.34964
0.30424 |  | 0.34964
0.30424 |  | 0.34962
0.30422 |  | 0.3496
0.30422 |  | 0.34959
0.30421 |  | 0.34957
0.30418 |  | 0.34955
0.30418 |  | 0.34951
0.30415 |  | 0.34951
0.30413 |  | 0.3495
0.30413 |  | 0.34949
0.30412 |  | 0.34944
0.3041 |  | 0.34944
0.3041 |  | 0.34941
0.30408 |  | 0.34939
0.30406 |  | 0.34935
0.30404 |  | 0.34934
0.30404 |  | 0.34934
0.30401 |  | 0.34932
0.30399 |  | 0.34932
0.30398 |  | 0.34928
0.30398 |  | 0.34928
0.30398 |  | 0.34924
0.30393 |  | 0.34921
0.30393 |  | 0.3492
0.30392 |  | 0.34918
0.30389 |  | 0.34918
0.30389 |  | 0.34916
0.30389 |  | 0.34914
0.30389 |  | 0.34911
0.30387 |  | 0.34907
0.30385 |  | 0.34906
0.30384 |  | 0.34905
0.30384 |  | 0.34904
0.30382 |  | 0.34901
0.30382 |  | 0.349
0.30379 |  | 0.34897
0.30379 |  | 0.34896
0.30377 |  | 0.34894
0.30373 |  | 0.34892
0.30373 |  | 0.34892
0.30373 |  | 0.34888
0.30371 |  | 0.34886
0.30371 |  | 0.34884
0.30367 |  | 0.34882
0.30367 |  | 0.34882
0.30365 |  | 0.34878
0.30364 |  | 0.34874
0.30364 |  | 0.34872
0.30362 |  | 0.3487
0.30362 |  | 0.34869
0.30362 |  | 0.34866
0.30357 |  | 0.34864
0.30357 |  | 0.3486
0.30357 |  | 0.34858
0.30356 |  | 0.34858
0.30356 |  | 0.34858
0.30354 |  | 0.34853
0.30353 |  | 0.3485
0.30351 |  | 0.34848
0.30348 |  | 0.34848
0.30348 |  | 0.34844
0.30348 |  | 0.34841
0.30347 |  | 0.34839
0.30344 |  | 0.34839
0.30342 |  | 0.34836
0.30342 |  | 0.34834
0.30342 |  | 0.34834
0.30339 |  | 0.34831
0.30336 |  | 0.3483
0.30336 |  | 0.34826
0.30334 |  | 0.34826
0.30333 |  | 0.34825
0.30333 |  | 0.34821
0.30327 |  | 0.3482
0.30327 |  | 0.34816
0.30327 |  | 0.34812
0.30327 |  | 0.34809
0.30327 |  | 0.34808
0.30324 |  | 0.34808
0.30321 |  | 0.34806
0.30321 |  | 0.34803
0.30321 |  | 0.34802
0.30321 |  | 0.34801
0.30319 |  | 0.34799
0.30317 |  | 0.34795
0.30316 |  | 0.34795
0.30315 |  | 0.34794
0.30315 |  | 0.34793
0.3031 |  | 0.34788
0.3031 |  | 0.34787
0.3031 |  | 0.34787
0.30306 |  | 0.34787
0.30306 |  | 0.34784
0.30305 |  | 0.34781
0.30305 |  | 0.3478
0.30303 |  | 0.34776
0.30302 |  | 0.34775
0.30301 |  | 0.34775
0.30301 |  | 0.34772
0.30299 |  | 0.3477
0.30299 |  | 0.34767
0.30299 |  | 0.34765
0.30296 |  | 0.34761
0.30296 |  | 0.34757
0.30296 |  | 0.34756
0.30291 |  | 0.34753
0.30291 |  | 0.34753
0.30291 |  | 0.34749
0.30288 |  | 0.34748
0.30288 |  | 0.34747
0.30286 |  | 0.34746
0.30286 |  | 0.34743
0.30282 |  | 0.34742
0.30279 |  | 0.34736
0.30279 |  | 0.34735
0.30278 |  | 0.3473
0.30275 |  | 0.34729
0.30275 |  | 0.34726
0.30275 |  | 0.34722
0.30272 |  | 0.34717
0.3027 |  | 0.34716
0.30267 |  | 0.34713
0.30267 |  | 0.34712
0.30267 |  | 0.34708
0.30266 |  | 0.34706
0.30266 |  | 0.34702
0.30263 |  | 0.34701
0.30263 |  | 0.34701
0.30263 |  | 0.34697
0.30261 |  | 0.34696
0.30261 |  | 0.34694
0.3026 |  | 0.34692
0.3026 |  | 0.3469
0.30258 |  | 0.34688
0.30255 |  | 0.34685
0.30255 |  | 0.34683
0.30255 |  | 0.34681
0.30254 |  | 0.34678
0.3025 |  | 0.34676
0.3025 |  | 0.34672
0.3025 |  | 0.34671
0.30249 |  | 0.34668
0.30249 |  | 0.34665
0.30246 |  | 0.34664
0.30246 |  | 0.34663
0.30243 |  | 0.34659
0.30243 |  | 0.34658
0.3024 |  | 0.34657
0.3024 |  | 0.3465
0.3024 |  | 0.34646
0.30237 |  | 0.34645
0.30235 |  | 0.34644
0.30235 |  | 0.34641
0.30234 |  | 0.34639
0.30234 |  | 0.34637
0.30231 |  | 0.34634
0.30229 |  | 0.34631
0.30229 |  | 0.3463
0.30226 |  | 0.34627
0.30226 |  | 0.34626
0.30226 |  | 0.34625
0.30226 |  | 0.34623
0.30225 |  | 0.34622
0.30221 |  | 0.34617
0.30221 |  | 0.34617
0.3022 |  | 0.34617
0.3022 |  | 0.34613
0.30218 |  | 0.34613
0.30216 |  | 0.3461
0.30215 |  | 0.34609
0.30214 |  | 0.34605
0.30214 |  | 0.34605
0.30211 |  | 0.346
0.30211 |  | 0.34598
0.30206 |  | 0.34596
0.30206 |  | 0.34592
0.30204 |  | 0.34592
0.30204 |  | 0.34591
0.30203 |  | 0.34588
0.30201 |  | 0.34585
0.302 |  | 0.34582
0.30197 |  | 0.34578
0.30196 |  | 0.34574
0.30192 |  | 0.34571
0.30192 |  | 0.34571
0.30191 |  | 0.34571
0.30189 |  | 0.34566
0.30189 |  | 0.34563
0.30185 |  | 0.34561
0.30183 |  | 0.3456
0.30183 |  | 0.3456
0.30182 |  | 0.34557
0.3018 |  | 0.34556
0.30177 |  | 0.34554
0.30177 |  | 0.34551
0.30175 |  | 0.34547
0.30174 |  | 0.34544
0.30172 |  | 0.34544
0.30171 |  | 0.34542
0.30169 |  | 0.34542
0.30169 |  | 0.3454
0.30169 |  | 0.34537
0.30168 |  | 0.34533
0.30165 |  | 0.34532
0.30163 |  | 0.34531
0.30162 |  | 0.34531
0.30162 |  | 0.34525
0.30162 |  | 0.34523
0.30162 |  | 0.34523
0.30162 |  | 0.34521
0.30158 |  | 0.34519
0.30157 |  | 0.34516
0.30155 |  | 0.34515
0.30154 |  | 0.34514
0.30152 |  | 0.34511
0.30151 |  | 0.3451
0.30151 |  | 0.34507
0.30149 |  | 0.34505
0.30149 |  | 0.34503
0.30144 |  | 0.34503
0.30143 |  | 0.34502
0.30142 |  | 0.345
0.30141 |  | 0.34497
0.30138 |  | 0.34496
0.30137 |  | 0.34495
0.30136 |  | 0.34491
0.30134 |  | 0.34488
0.30131 |  | 0.34486
0.30131 |  | 0.34484
0.30129 |  | 0.34482
0.30129 |  | 0.3448
0.30126 |  | 0.34476
0.30126 |  | 0.34476
0.30125 |  | 0.34473
0.30125 |  | 0.34473
0.30125 |  | 0.3447
0.30123 |  | 0.34469
0.30122 |  | 0.34469
0.30122 |  | 0.34467
0.30122 |  | 0.34464
0.30119 |  | 0.3446
0.30119 |  | 0.34458
0.30119 |  | 0.34456
0.30116 |  | 0.34453
0.30114 |  | 0.34451
0.30113 |  | 0.34448
0.30113 |  | 0.34443
0.30111 |  | 0.34443
0.3011 |  | 0.3444
0.30109 |  | 0.3444
0.30107 |  | 0.34439
0.30107 |  | 0.34437
0.30106 |  | 0.34434
0.30102 |  | 0.3443
0.30101 |  | 0.34427
0.30101 |  | 0.34427
0.30098 |  | 0.34426
0.30096 |  | 0.34426
0.30095 |  | 0.34422
0.30093 |  | 0.34421
0.30093 |  | 0.34419
0.3009 |  | 0.34418
0.3009 |  | 0.34415
0.3009 |  | 0.34412
0.30087 |  | 0.3441
0.30087 |  | 0.34409
0.30086 |  | 0.34407
0.30084 |  | 0.34406
0.30081 |  | 0.34402
0.30081 |  | 0.34401
0.30079 |  | 0.34397
0.30079 |  | 0.34396
0.30076 |  | 0.34394
0.30076 |  | 0.34388
0.30073 |  | 0.34388
0.30072 |  | 0.34388
0.30072 |  | 0.34383
0.30072 |  | 0.34381
0.3007 |  | 0.3438
0.30067 |  | 0.34378
0.30064 |  | 0.34375
0.30064 |  | 0.34373
0.30062 |  | 0.3437
0.30062 |  | 0.3437
0.30061 |  | 0.34369
0.30058 |  | 0.34367
0.30056 |  | 0.34365
0.30056 |  | 0.34364
0.30055 |  | 0.34363
0.30052 |  | 0.3436
0.30052 |  | 0.34356
0.3005 |  | 0.34356
0.3005 |  | 0.34355
0.3005 |  | 0.34352
0.3005 |  | 0.34351
0.30049 |  | 0.3435
0.30049 |  | 0.34346
0.30045 |  | 0.34343
0.30042 |  | 0.34343
0.30042 |  | 0.34342
0.30041 |  | 0.34337
0.30039 |  | 0.34334
0.30039 |  | 0.34334
0.30038 |  | 0.34333
0.30038 |  | 0.34331
0.30034 |  | 0.34329
0.30034 |  | 0.34327
0.30033 |  | 0.34325
0.3003 |  | 0.34321
0.3003 |  | 0.34321
0.30027 |  | 0.34319
0.30027 |  | 0.34316
0.30027 |  | 0.34316
0.30025 |  | 0.34315
0.30024 |  | 0.34307
0.30021 |  | 0.34307
0.30019 |  | 0.34304
0.30018 |  | 0.34303
0.30018 |  | 0.34299
0.30015 |  | 0.34297
0.30015 |  | 0.34292
0.30013 |  | 0.34291
0.30011 |  | 0.34287
0.30011 |  | 0.34287
0.30009 |  | 0.34285
0.30007 |  | 0.34284
0.30007 |  | 0.34277
0.30005 |  | 0.34276
0.30004 |  | 0.34276
0.30001 |  | 0.34273
0.29999 |  | 0.34273
0.29997 |  | 0.34271
0.29996 |  | 0.34269
0.29996 |  | 0.34267
0.29994 |  | 0.34264
0.29993 |  | 0.34261
0.2999 |  | 0.34259
0.2999 |  | 0.34256
0.29988 |  | 0.34256
0.29987 |  | 0.34253
0.29984 |  | 0.34252
0.29982 |  | 0.34252
0.29982 |  | 0.34248
0.29982 |  | 0.34246
0.29982 |  | 0.34243
0.2998 |  | 0.34243
0.29978 |  | 0.34239
0.29976 |  | 0.34236
0.29974 |  | 0.34233
0.29974 |  | 0.34231
0.29974 |  | 0.3423
0.29973 |  | 0.34229
0.29973 |  | 0.34225
0.29971 |  | 0.34225
0.29968 |  | 0.34224
0.29968 |  | 0.34221
0.29968 |  | 0.34221
0.29967 |  | 0.34221
0.29965 |  | 0.34217
0.29965 |  | 0.34214
0.29962 |  | 0.34212
0.29962 |  | 0.3421
0.29961 |  | 0.34208
0.29958 |  | 0.34207
0.29956 |  | 0.34202
0.29955 |  | 0.34201
0.29955 |  | 0.34199
0.29955 |  | 0.34195
0.29953 |  | 0.34194
0.2995 |  | 0.34193
0.29948 |  | 0.34189
0.29947 |  | 0.34189
0.29947 |  | 0.34184
0.29947 |  | 0.34183
0.29944 |  | 0.34183
0.29941 |  | 0.34181
0.29941 |  | 0.34176
0.29939 |  | 0.34175
0.29939 |  | 0.34175
0.29938 |  | 0.3417
0.29938 |  | 0.34169
0.29933 |  | 0.34167
0.29933 |  | 0.34166
0.29933 |  | 0.34161
0.29933 |  | 0.34159
0.29933 |  | 0.34158
0.29932 |  | 0.34157
0.29929 |  | 0.34153
0.29929 |  | 0.34152
0.29927 |  | 0.3415
0.29926 |  | 0.34148
0.29926 |  | 0.34145
0.29924 |  | 0.34143
0.29924 |  | 0.3414
0.29924 |  | 0.34137
0.29924 |  | 0.34136
0.29921 |  | 0.34135
0.2992 |  | 0.34133
0.29918 |  | 0.34131
0.29915 |  | 0.34128
0.29915 |  | 0.34126
0.29915 |  | 0.34125
0.29915 |  | 0.34122
0.29912 |  | 0.34119
0.29912 |  | 0.34117
0.29912 |  | 0.34115
0.29911 |  | 0.34112
0.29911 |  | 0.34111
0.29909 |  | 0.34105
0.29908 |  | 0.34105
0.29906 |  | 0.34102
0.29904 |  | 0.34098
0.29903 |  | 0.34094
0.29903 |  | 0.34093
0.29901 |  | 0.34086
0.29898 |  | 0.34085
0.29897 |  | 0.34084
0.29894 |  | 0.34081
0.29894 |  | 0.34079
0.29892 |  | 0.34077
0.29891 |  | 0.34073
0.29889 |  | 0.34072
0.29889 |  | 0.34071
0.29888 |  | 0.34069
0.29885 |  | 0.34066
0.29885 |  | 0.34066
0.29885 |  | 0.34064
0.29882 |  | 0.34063
0.2988 |  | 0.34059
0.29877 |  | 0.34058
0.29876 |  | 0.34057
0.29876 |  | 0.34053
0.29876 |  | 0.3405
0.29876 |  | 0.34049
0.29871 |  | 0.34048
0.29871 |  | 0.34045
0.29869 |  | 0.34043
0.29869 |  | 0.34043
0.29866 |  | 0.34038
0.29863 |  | 0.34035
0.29863 |  | 0.34032
0.29863 |  | 0.3403
0.29863 |  | 0.34029
0.29862 |  | 0.34029
0.2986 |  | 0.34026
0.29857 |  | 0.34024
0.29857 |  | 0.34022
0.29856 |  | 0.34018
0.29856 |  | 0.34017
0.29854 |  | 0.34016
0.29854 |  | 0.34016
0.29853 |  | 0.34011
0.29851 |  | 0.34009
0.2985 |  | 0.34008
0.29848 |  | 0.34003
0.29848 |  | 0.34003
0.29848 |  | 0.34003
0.29847 |  | 0.34001
0.29845 |  | 0.33998
0.29843 |  | 0.33994
0.29842 |  | 0.33991
0.29839 |  | 0.33991
0.29839 |  | 0.33988
0.29838 |  | 0.33987
0.29836 |  | 0.3398
0.29833 |  | 0.33976
0.2983 |  | 0.33976
0.29829 |  | 0.33975
0.29829 |  | 0.33973
0.29829 |  | 0.33969
0.29827 |  | 0.33969
0.29825 |  | 0.33969
0.29824 |  | 0.33965
0.29824 |  | 0.33965
0.29824 |  | 0.33962
0.29819 |  | 0.3396
0.29818 |  | 0.33958
0.29818 |  | 0.33956
0.29816 |  | 0.33955
0.29812 |  | 0.33954
0.29812 |  | 0.33951
0.29812 |  | 0.3395
0.2981 |  | 0.3395
0.2981 |  | 0.33943
0.2981 |  | 0.3394
0.29807 |  | 0.33938
0.29807 |  | 0.33935
0.29806 |  | 0.33933
0.29804 |  | 0.33933
0.29803 |  | 0.33929
0.29803 |  | 0.33922
0.29801 |  | 0.3392
0.298 |  | 0.33919
0.29798 |  | 0.33914
0.29798 |  | 0.3391
0.29797 |  | 0.33907
0.29795 |  | 0.33907
0.29794 |  | 0.33905
0.29794 |  | 0.33905
0.29792 |  | 0.33898
0.2979 |  | 0.33897
0.29787 |  | 0.33894
0.29787 |  | 0.3389
0.29786 |  | 0.33889
0.29784 |  | 0.33888
0.29784 |  | 0.33887
0.29783 |  | 0.33885
0.29781 |  | 0.33881
0.29781 |  | 0.33879
0.29778 |  | 0.33876
0.29777 |  | 0.33873
0.29775 |  | 0.33872
0.29775 |  | 0.33869
0.29775 |  | 0.33868
0.29774 |  | 0.33867
0.29774 |  | 0.33866
0.29769 |  | 0.33864
0.29767 |  | 0.33862
0.29767 |  | 0.33862
0.29766 |  | 0.33861
0.29764 |  | 0.33857
0.29764 |  | 0.33857
0.29764 |  | 0.33857
0.29761 |  | 0.33854
0.29761 |  | 0.33851
0.29761 |  | 0.3385
0.29759 |  | 0.33847
0.29758 |  | 0.33845
0.29758 |  | 0.33843
0.29756 |  | 0.33841
0.29755 |  | 0.33841
0.29755 |  | 0.33835
0.29753 |  | 0.33835
0.2975 |  | 0.33834
0.2975 |  | 0.33832
0.2975 |  | 0.3383
0.29747 |  | 0.33829
0.29747 |  | 0.33827
0.29746 |  | 0.33823
0.29744 |  | 0.33822
0.29742 |  | 0.33821
0.29741 |  | 0.33818
0.29739 |  | 0.33816
0.29739 |  | 0.33813
0.29738 |  | 0.33813
0.29738 |  | 0.3381
0.29735 |  | 0.33809
0.29733 |  | 0.33805
0.2973 |  | 0.33803
0.2973 |  | 0.338
0.2973 |  | 0.33799
0.2973 |  | 0.33795
0.2973 |  | 0.33795
0.2973 |  | 0.33791
0.29727 |  | 0.33788
0.29726 |  | 0.33787
0.29724 |  | 0.33787
0.29724 |  | 0.33785
0.29724 |  | 0.33781
0.29723 |  | 0.3378
0.29723 |  | 0.33778
0.29721 |  | 0.33776
0.29718 |  | 0.33774
0.29718 |  | 0.33773
0.29718 |  | 0.33766
0.29714 |  | 0.33766
0.29714 |  | 0.33761
0.29714 |  | 0.3376
0.29712 |  | 0.33757
0.29712 |  | 0.33754
0.29712 |  | 0.33754
0.29712 |  | 0.33748
0.29709 |  | 0.33744
0.29706 |  | 0.33744
0.29704 |  | 0.33744
0.29704 |  | 0.33742
0.29703 |  | 0.33739
0.29702 |  | 0.33735
0.29702 |  | 0.33734
0.29698 |  | 0.33731
0.29697 |  | 0.33729
0.29697 |  | 0.33726
0.29697 |  | 0.33725
0.29697 |  | 0.33723
0.29695 |  | 0.33723
0.29693 |  | 0.33721
0.29691 |  | 0.33717
0.29691 |  | 0.33717
0.29689 |  | 0.33716
0.29689 |  | 0.33714
0.29689 |  | 0.33712
0.29689 |  | 0.33712
0.29686 |  | 0.33708
0.29684 |  | 0.33707
0.29682 |  | 0.33705
0.29682 |  | 0.33702
0.29682 |  | 0.337
0.2968 |  | 0.337
0.29678 |  | 0.33699
0.29677 |  | 0.33696
0.29675 |  | 0.33694
0.29674 |  | 0.33693
0.29672 |  | 0.33691
0.29671 |  | 0.33689
0.29671 |  | 0.33687
0.29668 |  | 0.33687
0.29665 |  | 0.33686
0.29665 |  | 0.33682
0.29663 |  | 0.33679
0.29663 |  | 0.33677
0.29662 |  | 0.33675
0.2966 |  | 0.33674
0.29659 |  | 0.33671
0.29659 |  | 0.33671
0.29659 |  | 0.3367
0.29657 |  | 0.33669
0.29657 |  | 0.33665
0.29655 |  | 0.33661
0.29652 |  | 0.33661
0.29649 |  | 0.3366
0.29648 |  | 0.33655
0.29646 |  | 0.33652
0.29645 |  | 0.33652
0.29645 |  | 0.33649
0.29643 |  | 0.33648
0.29643 |  | 0.33646
0.29639 |  | 0.33643
0.29639 |  | 0.33642
0.29637 |  | 0.33641
0.29637 |  | 0.33636
0.29637 |  | 0.33634
0.29635 |  | 0.33633
0.29635 |  | 0.33632
0.29634 |  | 0.33629
0.2963 |  | 0.33629
0.2963 |  | 0.33627
0.29627 |  | 0.33622
0.29627 |  | 0.3362
0.29625 |  | 0.33619
0.29623 |  | 0.33618
0.29622 |  | 0.33615
0.29619 |  | 0.33615
0.29619 |  | 0.33611
0.29616 |  | 0.33611
0.29616 |  | 0.33609
0.29615 |  | 0.33606
0.29613 |  | 0.33605
0.29613 |  | 0.33601
0.29611 |  | 0.336
0.29607 |  | 0.33597
0.29606 |  | 0.33595
0.29604 |  | 0.33595
0.29604 |  | 0.33592
0.29604 |  | 0.33591
0.29604 |  | 0.33591
0.29599 |  | 0.33587
0.29598 |  | 0.33587
0.29598 |  | 0.33584
0.29597 |  | 0.33579
0.29594 |  | 0.33578
0.29592 |  | 0.33576
0.2959 |  | 0.33574
0.2959 |  | 0.33574
0.2959 |  | 0.33571
0.29586 |  | 0.3357
0.29584 |  | 0.33568
0.29583 |  | 0.33568
0.2958 |  | 0.33566
0.2958 |  | 0.33565
0.29578 |  | 0.33564
0.29576 |  | 0.33563
0.29576 |  | 0.33559
0.29574 |  | 0.33557
0.29572 |  | 0.33553
0.29572 |  | 0.33552
0.29572 |  | 0.33551
0.29571 |  | 0.3355
0.29568 |  | 0.33548
0.29566 |  | 0.33546
0.29566 |  | 0.33544
0.29565 |  | 0.33543
0.29565 |  | 0.33541
0.29565 |  | 0.33534
0.29563 |  | 0.33533
0.29563 |  | 0.33532
0.29563 |  | 0.33529
0.2956 |  | 0.33528
0.29559 |  | 0.33525
0.29559 |  | 0.33524
0.29556 |  | 0.3352
0.29554 |  | 0.33517
0.29552 |  | 0.33517
0.29552 |  | 0.33515
0.29551 |  | 0.33514
0.2955 |  | 0.33509
0.2955 |  | 0.33507
0.29546 |  | 0.33507
0.29546 |  | 0.33505
0.29545 |  | 0.33503
0.29545 |  | 0.33501
0.29545 |  | 0.335
0.29542 |  | 0.33497
0.29542 |  | 0.33493
0.29542 |  | 0.33492
0.29542 |  | 0.33489
0.29539 |  | 0.33489
0.29537 |  | 0.33484
0.29534 |  | 0.33484
0.29534 |  | 0.33481
0.29534 |  | 0.3348
0.29533 |  | 0.33479
0.29533 |  | 0.33479
0.29531 |  | 0.33478
0.29531 |  | 0.33473
0.29527 |  | 0.33471
0.29527 |  | 0.33471
0.29527 |  | 0.33467
0.29525 |  | 0.33467
0.29522 |  | 0.33465
0.29522 |  | 0.3346
0.29522 |  | 0.3346
0.29519 |  | 0.33456
0.29518 |  | 0.33453
0.29514 |  | 0.3345
0.29514 |  | 0.3345
0.29513 |  | 0.33448
0.29513 |  | 0.33444
0.29513 |  | 0.33443
0.29513 |  | 0.33442
0.29513 |  | 0.33439
0.29509 |  | 0.33436
0.29506 |  | 0.33433
0.29504 |  | 0.33431
0.29503 |  | 0.33428
0.29503 |  | 0.33427
0.29501 |  | 0.33424
0.29501 |  | 0.33421
0.295 |  | 0.33419
0.29499 |  | 0.33418
0.29497 |  | 0.33416
0.29495 |  | 0.33415
0.29495 |  | 0.33414
0.29492 |  | 0.3341
0.29489 |  | 0.3341
0.29489 |  | 0.33406
0.29489 |  | 0.33404
0.29488 |  | 0.33404
0.29486 |  | 0.33399
0.29485 |  | 0.33399
0.29485 |  | 0.33398
0.29483 |  | 0.33397
0.2948 |  | 0.33394
0.29479 |  | 0.33392
0.29479 |  | 0.33391
0.29477 |  | 0.33386
0.29476 |  | 0.33384
0.29474 |  | 0.3338
0.29473 |  | 0.33379
0.29473 |  | 0.33375
0.29473 |  | 0.33373
0.29468 |  | 0.33371
0.29467 |  | 0.33367
0.29465 |  | 0.33364
0.29465 |  | 0.33362
0.29464 |  | 0.33362
0.29459 |  | 0.33357
0.29458 |  | 0.33355
0.29458 |  | 0.33355
0.29458 |  | 0.33351
0.29458 |  | 0.33351
0.29458 |  | 0.33348
0.29455 |  | 0.33346
0.29455 |  | 0.33342
0.29453 |  | 0.33341
0.29452 |  | 0.33341
0.2945 |  | 0.33336
0.29447 |  | 0.33333
0.29446 |  | 0.33332
0.29444 |  | 0.33331
0.29443 |  | 0.33328
0.29441 |  | 0.33325
0.29441 |  | 0.33325
0.29441 |  | 0.33324
0.29438 |  | 0.33323
0.29437 |  | 0.33321
0.29435 |  | 0.33319
0.29434 |  | 0.33316
0.29432 |  | 0.33315
0.29432 |  | 0.33315
0.29431 |  | 0.33312
0.29427 |  | 0.33311
0.29426 |  | 0.3331
0.29424 |  | 0.33309
0.29424 |  | 0.33307
0.29424 |  | 0.33304
0.29421 |  | 0.33303
0.29421 |  | 0.33302
0.29421 |  | 0.33302
0.29421 |  | 0.33297
0.29418 |  | 0.33296
0.29417 |  | 0.33293
0.29415 |  | 0.33292
0.29415 |  | 0.33288
0.29414 |  | 0.33285
0.29414 |  | 0.33285
0.29412 |  | 0.33285
0.29406 |  | 0.33281
0.29405 |  | 0.33279
0.29403 |  | 0.33275
0.29403 |  | 0.33275
0.29403 |  | 0.33272
0.29403 |  | 0.33271
0.294 |  | 0.33269
0.294 |  | 0.33267
0.29396 |  | 0.33267
0.29396 |  | 0.33265
0.29393 |  | 0.33263
0.29392 |  | 0.33261
0.2939 |  | 0.33259
0.29389 |  | 0.33255
0.29389 |  | 0.33255
0.29389 |  | 0.33252
0.29387 |  | 0.3325
0.29385 |  | 0.3325
0.29381 |  | 0.33248
0.29381 |  | 0.33247
0.29381 |  | 0.33243
0.29381 |  | 0.3324
0.29381 |  | 0.33238
0.29376 |  | 0.33237
0.29376 |  | 0.33233
0.29372 |  | 0.33231
0.29372 |  | 0.33229
0.29372 |  | 0.33229
0.29371 |  | 0.33226
0.29367 |  | 0.33226
0.29366 |  | 0.33223
0.29364 |  | 0.33222
0.29364 |  | 0.33221
0.29363 |  | 0.33217
0.29361 |  | 0.33215
0.2936 |  | 0.33215
0.2936 |  | 0.33213
0.29356 |  | 0.33209
0.29355 |  | 0.33208
0.29353 |  | 0.33208
0.29352 |  | 0.33206
0.29352 |  | 0.33202
0.29349 |  | 0.33201
0.29349 |  | 0.33201
0.29349 |  | 0.33199
0.29347 |  | 0.33196
0.29344 |  | 0.33193
0.29344 |  | 0.33192
0.29343 |  | 0.33188
0.29343 |  | 0.33188
0.29342 |  | 0.33181
0.2934 |  | 0.33177
0.29338 |  | 0.33177
0.29335 |  | 0.33176
0.29334 |  | 0.33173
0.29333 |  | 0.33171
0.29331 |  | 0.33168
0.2933 |  | 0.33163
0.2933 |  | 0.33162
0.29328 |  | 0.33157
0.29323 |  | 0.33157
0.29323 |  | 0.33154
0.29323 |  | 0.3315
0.29323 |  | 0.33149
0.2932 |  | 0.33149
0.29318 |  | 0.33149
0.29317 |  | 0.33144
0.29314 |  | 0.3314
0.29314 |  | 0.33139
0.29313 |  | 0.33138
0.29313 |  | 0.33134
0.29311 |  | 0.33134
0.29311 |  | 0.3313
0.2931 |  | 0.3313
0.29308 |  | 0.33127
0.29306 |  | 0.33126
0.29305 |  | 0.33124
0.29304 |  | 0.33123
0.29302 |  | 0.33118
0.29302 |  | 0.33114
0.29302 |  | 0.33114
0.29297 |  | 0.33111
0.29297 |  | 0.33108
0.29294 |  | 0.33108
0.29294 |  | 0.33106
0.29294 |  | 0.33105
0.2929 |  | 0.33104
0.2929 |  | 0.33104
0.2929 |  | 0.331
0.29288 |  | 0.33097
0.29286 |  | 0.33093
0.29283 |  | 0.33093
0.29282 |  | 0.33091
0.29281 |  | 0.33089
0.29279 |  | 0.33088
0.29279 |  | 0.33085
0.29278 |  | 0.33084
0.29272 |  | 0.33082
0.29272 |  | 0.3308
0.29272 |  | 0.33077
0.29272 |  | 0.33075
0.29267 |  | 0.33071
0.29266 |  | 0.33069
0.29263 |  | 0.33069
0.2926 |  | 0.33065
0.2926 |  | 0.33065
0.29258 |  | 0.33063
0.29256 |  | 0.33061
0.29255 |  | 0.33059
0.29253 |  | 0.33056
0.29252 |  | 0.33055
0.2925 |  | 0.33055
0.29247 |  | 0.33054
0.29246 |  | 0.3305
0.29246 |  | 0.33049
0.29246 |  | 0.33047
0.29246 |  | 0.33045
0.29243 |  | 0.33043
0.29243 |  | 0.33042
0.29243 |  | 0.33041
0.29241 |  | 0.3304
0.29239 |  | 0.33038
0.29238 |  | 0.33036
0.29237 |  | 0.33032
0.29237 |  | 0.33031
0.29235 |  | 0.33031
0.29234 |  | 0.33028
0.29232 |  | 0.33028
0.29232 |  | 0.33026
0.29231 |  | 0.33024
0.29227 |  | 0.33023
0.29227 |  | 0.33019
0.29224 |  | 0.33018
0.29224 |  | 0.33014
0.29223 |  | 0.33014
0.29221 |  | 0.33013
0.29221 |  | 0.3301
0.2922 |  | 0.33009
0.29217 |  | 0.33008
0.29215 |  | 0.33006
0.29215 |  | 0.33004
0.29214 |  | 0.33004
0.29214 |  | 0.33002
0.29212 |  | 0.33
0.2921 |  | 0.32998
0.2921 |  | 0.32995
0.2921 |  | 0.32992
0.29207 |  | 0.32992
0.29204 |  | 0.32989
0.29204 |  | 0.32989
0.29204 |  | 0.32989
0.29202 |  | 0.32987
0.292 |  | 0.32986
0.292 |  | 0.32984
0.29197 |  | 0.32979
0.29197 |  | 0.32978
0.29194 |  | 0.32977
0.29194 |  | 0.32976
0.29192 |  | 0.32972
0.29191 |  | 0.32972
0.2919 |  | 0.32969
0.2919 |  | 0.32962
0.29188 |  | 0.32962
0.29185 |  | 0.32959
0.29185 |  | 0.32957
0.29183 |  | 0.32951
0.29182 |  | 0.32951
0.29179 |  | 0.3295
0.29178 |  | 0.32946
0.29178 |  | 0.32945
0.29174 |  | 0.32943
0.29174 |  | 0.32943
0.29173 |  | 0.32942
0.29171 |  | 0.32939
0.29167 |  | 0.32937
0.29167 |  | 0.32937
0.29165 |  | 0.32936
0.29165 |  | 0.32932
0.29164 |  | 0.32931
0.29164 |  | 0.32928
0.29162 |  | 0.32926
0.29159 |  | 0.32925
0.29158 |  | 0.32923
0.29156 |  | 0.32918
0.29154 |  | 0.32917
0.29154 |  | 0.32915
0.29153 |  | 0.32911
0.29153 |  | 0.32908
0.29151 |  | 0.32908
0.2915 |  | 0.32905
0.29148 |  | 0.32904
0.29147 |  | 0.329
0.29145 |  | 0.32897
0.29144 |  | 0.32896
0.29141 |  | 0.32895
0.29141 |  | 0.3289
0.2914 |  | 0.32887
0.29136 |  | 0.32885
0.29136 |  | 0.32882
0.29135 |  | 0.32881
0.29133 |  | 0.32877
0.29132 |  | 0.32873
0.2913 |  | 0.32871
0.2913 |  | 0.32867
0.29129 |  | 0.32865
0.29127 |  | 0.32865
0.29126 |  | 0.32865
0.29124 |  | 0.32861
0.29124 |  | 0.3286
0.29123 |  | 0.32858
0.29121 |  | 0.32855
0.29121 |  | 0.32855
0.2912 |  | 0.32854
0.29117 |  | 0.3285
0.29117 |  | 0.32846
0.29115 |  | 0.32846
0.29113 |  | 0.32846
0.29112 |  | 0.32845
0.2911 |  | 0.32844
0.29109 |  | 0.3284
0.29108 |  | 0.32839
0.29108 |  | 0.32837
0.29108 |  | 0.32835
0.29104 |  | 0.32831
0.29103 |  | 0.32828
0.29103 |  | 0.32825
0.291 |  | 0.32823
0.29099 |  | 0.3282
0.29097 |  | 0.3282
0.29097 |  | 0.32817
0.29097 |  | 0.32816
0.29096 |  | 0.32816
0.29094 |  | 0.32815
0.29091 |  | 0.32813
0.2909 |  | 0.3281
0.29087 |  | 0.32809
0.29087 |  | 0.32808
0.29086 |  | 0.32808
0.29086 |  | 0.32807
0.29083 |  | 0.32803
0.29083 |  | 0.32801
0.29081 |  | 0.32799
0.29078 |  | 0.32799
0.29076 |  | 0.32798
0.29075 |  | 0.32795
0.29075 |  | 0.32795
0.29074 |  | 0.32792
0.29072 |  | 0.3279
0.29071 |  | 0.32787
0.29068 |  | 0.32786
0.29065 |  | 0.32785
0.29065 |  | 0.32783
0.2906 |  | 0.32778
0.29057 |  | 0.32777
0.29056 |  | 0.32776
0.29054 |  | 0.32772
0.29053 |  | 0.32766
0.2905 |  | 0.32763
0.29048 |  | 0.32762
0.29047 |  | 0.3276
0.29047 |  | 0.32759
0.29045 |  | 0.32758
0.29045 |  | 0.32757
0.29042 |  | 0.32754
0.2904 |  | 0.3275
0.29039 |  | 0.32746
0.29036 |  | 0.32745
0.29035 |  | 0.32744
0.29032 |  | 0.32741
0.29032 |  | 0.32741
0.29032 |  | 0.3274
0.2903 |  | 0.32737
0.2903 |  | 0.32734
0.29027 |  | 0.32734
0.29027 |  | 0.32733
0.29024 |  | 0.32731
0.29024 |  | 0.32729
0.29023 |  | 0.32726
0.29023 |  | 0.32724
0.29019 |  | 0.32722
0.29017 |  | 0.32719
0.29015 |  | 0.32718
0.29015 |  | 0.32718
0.29014 |  | 0.32716
0.29013 |  | 0.32713
0.2901 |  | 0.32711
0.29007 |  | 0.32711
0.29005 |  | 0.32707
0.29003 |  | 0.32701
0.29 |  | 0.32698
0.29 |  | 0.32697
0.28998 |  | 0.32697
0.28998 |  | 0.32693
0.28998 |  | 0.32691
0.28996 |  | 0.32689
0.28996 |  | 0.32687
0.28992 |  | 0.32686
0.28992 |  | 0.32685
0.2899 |  | 0.32685
0.28987 |  | 0.32682
0.28985 |  | 0.3268
0.28984 |  | 0.3268
0.28984 |  | 0.32679
0.28979 |  | 0.32679
0.28979 |  | 0.32677
0.28979 |  | 0.32671
0.28979 |  | 0.3267
0.28976 |  | 0.32668
0.28976 |  | 0.32667
0.28971 |  | 0.32667
0.28971 |  | 0.32664
0.2897 |  | 0.32662
0.28967 |  | 0.32659
0.28966 |  | 0.32658
0.28966 |  | 0.32654
0.28965 |  | 0.32653
0.28963 |  | 0.32649
0.28963 |  | 0.32649
0.28963 |  | 0.32646
0.28961 |  | 0.32644
0.28958 |  | 0.32643
0.28957 |  | 0.32641
0.28955 |  | 0.3264
0.28954 |  | 0.32637
0.28952 |  | 0.32635
0.28951 |  | 0.32635
0.28951 |  | 0.32632
0.28948 |  | 0.32629
0.28947 |  | 0.32629
0.28944 |  | 0.32626
0.28944 |  | 0.32626
0.28939 |  | 0.32625
0.28939 |  | 0.32617
0.28937 |  | 0.32615
0.28937 |  | 0.32615
0.28934 |  | 0.32615
0.28934 |  | 0.3261
0.28931 |  | 0.3261
0.2893 |  | 0.32606
0.28928 |  | 0.32605
0.28928 |  | 0.32605
0.28925 |  | 0.32603
0.28925 |  | 0.32602
0.28924 |  | 0.32602
0.28924 |  | 0.326
0.28922 |  | 0.32596
0.28922 |  | 0.32595
0.28919 |  | 0.32595
0.28919 |  | 0.32592
0.28918 |  | 0.32592
0.28918 |  | 0.3259
0.28916 |  | 0.32588
0.28916 |  | 0.32585
0.28913 |  | 0.32583
0.28912 |  | 0.32579
0.28912 |  | 0.32574
0.28912 |  | 0.32571
0.2891 |  | 0.32566
0.28904 |  | 0.32563
0.28904 |  | 0.32562
0.28904 |  | 0.3256
0.28904 |  | 0.32556
0.28904 |  | 0.32552
0.28903 |  | 0.32551
0.28903 |  | 0.32547
0.289 |  | 0.32544
0.28896 |  | 0.32543
0.28896 |  | 0.32542
0.28896 |  | 0.32541
0.28895 |  | 0.3254
0.28892 |  | 0.32536
0.28892 |  | 0.32532
0.2889 |  | 0.32528
0.28886 |  | 0.32526
0.28884 |  | 0.32524
0.28884 |  | 0.3252
0.28881 |  | 0.32518
0.2888 |  | 0.32516
0.28878 |  | 0.32513
0.28877 |  | 0.3251
0.28875 |  | 0.3251
0.28875 |  | 0.3251
0.28875 |  | 0.32508
0.28872 |  | 0.32506
0.28871 |  | 0.32505
0.28871 |  | 0.32504
0.28871 |  | 0.32501
0.2887 |  | 0.32501
0.28867 |  | 0.325
0.28865 |  | 0.32496
0.28863 |  | 0.32496
0.28862 |  | 0.32492
0.2886 |  | 0.3249
0.2886 |  | 0.32488
0.28857 |  | 0.32486
0.28854 |  | 0.32483
0.28851 |  | 0.32483
0.28851 |  | 0.32479
0.2885 |  | 0.32478
0.28848 |  | 0.32477
0.28847 |  | 0.32473
0.28845 |  | 0.32472
0.28845 |  | 0.32472
0.28845 |  | 0.32469
0.28842 |  | 0.32468
0.28839 |  | 0.32465
0.28839 |  | 0.32463
0.28838 |  | 0.32463
0.28835 |  | 0.32461
0.28835 |  | 0.32459
0.28833 |  | 0.32459
0.28832 |  | 0.32457
0.2883 |  | 0.32455
0.2883 |  | 0.32455
0.2883 |  | 0.32452
0.2883 |  | 0.32451
0.28829 |  | 0.3245
0.28829 |  | 0.32447
0.28825 |  | 0.32444
0.28823 |  | 0.32443
0.28821 |  | 0.32441
0.28821 |  | 0.32441
0.28821 |  | 0.32438
0.28818 |  | 0.32435
0.28816 |  | 0.32434
0.28815 |  | 0.32433
0.28812 |  | 0.32432
0.28812 |  | 0.3243
0.28812 |  | 0.32428
0.28812 |  | 0.32424
0.28804 |  | 0.32421
0.28804 |  | 0.32421
0.28804 |  | 0.32419
0.28801 |  | 0.32418
0.28801 |  | 0.32416
0.288 |  | 0.32412
0.288 |  | 0.32411
0.28798 |  | 0.32411
0.28797 |  | 0.32409
0.28795 |  | 0.32405
0.28794 |  | 0.32401
0.28792 |  | 0.32398
0.28791 |  | 0.32398
0.28788 |  | 0.32394
0.28788 |  | 0.32392
0.28786 |  | 0.32391
0.28783 |  | 0.32387
0.28783 |  | 0.32385
0.28782 |  | 0.32384
0.28778 |  | 0.32381
0.28778 |  | 0.32381
0.28778 |  | 0.32379
0.28778 |  | 0.32378
0.28777 |  | 0.32375
0.28777 |  | 0.32371
0.28775 |  | 0.3237
0.28771 |  | 0.3237
0.28771 |  | 0.32367
0.2877 |  | 0.32362
0.2877 |  | 0.32361
0.2877 |  | 0.32358
0.2877 |  | 0.32355
0.28766 |  | 0.32353
0.28765 |  | 0.32352
0.28764 |  | 0.32349
0.28762 |  | 0.32349
0.28761 |  | 0.32346
0.28759 |  | 0.32344
0.28758 |  | 0.32344
0.28756 |  | 0.32342
0.28753 |  | 0.32338
0.2875 |  | 0.32335
0.28749 |  | 0.32332
0.28747 |  | 0.32329
0.28746 |  | 0.32328
0.28746 |  | 0.32325
0.28744 |  | 0.32325
0.28741 |  | 0.32325
0.28741 |  | 0.32324
0.2874 |  | 0.3232
0.28735 |  | 0.32318
0.28735 |  | 0.32314
0.28734 |  | 0.32314
0.28731 |  | 0.32314
0.28731 |  | 0.32311
0.28729 |  | 0.32309
0.28729 |  | 0.32307
0.28728 |  | 0.32305
0.28726 |  | 0.32302
0.28726 |  | 0.323
0.28723 |  | 0.32298
0.28722 |  | 0.32298
0.2872 |  | 0.32297
0.28717 |  | 0.32297
0.28717 |  | 0.32293
0.28715 |  | 0.32289
0.28715 |  | 0.32288
0.28713 |  | 0.32288
0.28711 |  | 0.32282
0.28708 |  | 0.32278
0.28708 |  | 0.32277
0.28708 |  | 0.32277
0.28707 |  | 0.32274
0.28705 |  | 0.32274
0.28704 |  | 0.32269
0.28702 |  | 0.32268
0.28702 |  | 0.32268
0.28701 |  | 0.32265
0.28697 |  | 0.32261
0.28697 |  | 0.32261
0.28696 |  | 0.32259
0.28696 |  | 0.32255
0.28695 |  | 0.32251
0.28693 |  | 0.32251
0.28691 |  | 0.3225
0.28691 |  | 0.32247
0.28688 |  | 0.32244
0.28687 |  | 0.32241
0.28685 |  | 0.32237
0.28685 |  | 0.32236
0.28682 |  | 0.32233
0.28681 |  | 0.32232
0.28681 |  | 0.32228
0.28681 |  | 0.32225
0.28679 |  | 0.32223
0.28676 |  | 0.3222
0.28675 |  | 0.32218
0.28672 |  | 0.32216
0.2867 |  | 0.32212
0.2867 |  | 0.32212
0.28669 |  | 0.32212
0.28667 |  | 0.32206
0.28663 |  | 0.32206
0.2866 |  | 0.32206
0.28658 |  | 0.32201
0.28658 |  | 0.32201
0.28655 |  | 0.32201
0.28655 |  | 0.322
0.28652 |  | 0.32199
0.28652 |  | 0.32196
0.28651 |  | 0.32194
0.28649 |  | 0.32194
0.28645 |  | 0.32191
0.28645 |  | 0.32188
0.28645 |  | 0.32186
0.28645 |  | 0.32186
0.28643 |  | 0.32181
0.28641 |  | 0.3218
0.28638 |  | 0.32176
0.28634 |  | 0.32172
0.28633 |  | 0.32172
0.28631 |  | 0.32169
0.2863 |  | 0.32168
0.28628 |  | 0.32168
0.28627 |  | 0.32164
0.28625 |  | 0.32163
0.28625 |  | 0.3216
0.28624 |  | 0.32159
0.2862 |  | 0.32158
0.2862 |  | 0.32154
0.28617 |  | 0.32154
0.28616 |  | 0.32151
0.28613 |  | 0.3215
0.28612 |  | 0.32146
0.28612 |  | 0.32145
0.28611 |  | 0.32145
0.28608 |  | 0.32144
0.28605 |  | 0.32138
0.28603 |  | 0.32138
0.28601 |  | 0.32138
0.286 |  | 0.32136
0.286 |  | 0.32133
0.28594 |  | 0.32132
0.28594 |  | 0.32131
0.28594 |  | 0.32127
0.28588 |  | 0.32125
0.28586 |  | 0.32122
0.28585 |  | 0.3212
0.28585 |  | 0.32119
0.28583 |  | 0.32114
0.2858 |  | 0.32113
0.28579 |  | 0.32111
0.28577 |  | 0.3211
0.28577 |  | 0.3211
0.28577 |  | 0.32107
0.28576 |  | 0.32106
0.28573 |  | 0.32103
0.28569 |  | 0.32102
0.28569 |  | 0.32101
0.28569 |  | 0.321
0.28569 |  | 0.32097
0.28566 |  | 0.32095
0.28566 |  | 0.32095
0.28565 |  | 0.32093
0.28563 |  | 0.32092
0.28559 |  | 0.32092
0.28559 |  | 0.3209
0.28559 |  | 0.32087
0.28556 |  | 0.32084
0.28554 |  | 0.32084
0.28554 |  | 0.3208
0.28554 |  | 0.3208
0.28554 |  | 0.32078
0.28551 |  | 0.32078
0.28551 |  | 0.32077
0.28549 |  | 0.32076
0.28543 |  | 0.32072
0.28542 |  | 0.32072
0.2854 |  | 0.3207
0.2854 |  | 0.32066
0.28536 |  | 0.32066
0.28534 |  | 0.32065
0.28533 |  | 0.32063
0.28533 |  | 0.3206
0.28531 |  | 0.32057
0.2853 |  | 0.32056
0.28528 |  | 0.32052
0.28525 |  | 0.32051
0.28525 |  | 0.32048
0.28525 |  | 0.32047
0.28525 |  | 0.32046
0.28521 |  | 0.32043
0.28519 |  | 0.32042
0.28515 |  | 0.32041
0.28514 |  | 0.3204
0.28514 |  | 0.32036
0.28511 |  | 0.32034
0.28509 |  | 0.32031
0.28509 |  | 0.32028
0.28508 |  | 0.32025
0.28506 |  | 0.32024
0.28506 |  | 0.3202
0.28505 |  | 0.32019
0.28505 |  | 0.32019
0.28505 |  | 0.32018
0.285 |  | 0.32015
0.285 |  | 0.32014
0.28499 |  | 0.32012
0.28499 |  | 0.32012
0.28497 |  | 0.32007
0.28494 |  | 0.32004
0.28491 |  | 0.32003
0.28488 |  | 0.32
0.28488 |  | 0.31999
0.28488 |  | 0.31998
0.28486 |  | 0.31997
0.28486 |  | 0.31993
0.28483 |  | 0.31993
0.28483 |  | 0.31991
0.2848 |  | 0.31989
0.28477 |  | 0.31987
0.28476 |  | 0.31983
0.28476 |  | 0.31983
0.28474 |  | 0.31979
0.28473 |  | 0.31976
0.28471 |  | 0.31974
0.2847 |  | 0.31974
0.28468 |  | 0.3197
0.28466 |  | 0.31968
0.28466 |  | 0.31968
0.28466 |  | 0.31968
0.28463 |  | 0.31966
0.28461 |  | 0.31965
0.28458 |  | 0.3196
0.28458 |  | 0.3196
0.28457 |  | 0.31957
0.28455 |  | 0.31956
0.28454 |  | 0.31956
0.28454 |  | 0.31951
0.28451 |  | 0.3195
0.28451 |  | 0.31947
0.28449 |  | 0.31943
0.28446 |  | 0.31941
0.28443 |  | 0.31938
0.28443 |  | 0.31933
0.28442 |  | 0.31933
0.2844 |  | 0.31932
0.28439 |  | 0.31928
0.28437 |  | 0.31924
0.28436 |  | 0.31923
0.28433 |  | 0.31922
0.28433 |  | 0.31922
0.28431 |  | 0.31919
0.2843 |  | 0.31918
0.2843 |  | 0.31918
0.28427 |  | 0.31916
0.28426 |  | 0.31915
0.28424 |  | 0.31911
0.28422 |  | 0.3191
0.28421 |  | 0.3191
0.28419 |  | 0.31909
0.28418 |  | 0.31908
0.28418 |  | 0.31905
0.28413 |  | 0.31905
0.28412 |  | 0.31903
0.2841 |  | 0.319
0.28409 |  | 0.319
0.28407 |  | 0.319
0.28406 |  | 0.31896
0.28402 |  | 0.31893
0.28401 |  | 0.31891
0.28401 |  | 0.31887
0.28398 |  | 0.31886
0.28398 |  | 0.31885
0.28396 |  | 0.31883
0.28396 |  | 0.31883
0.28396 |  | 0.3188
0.28391 |  | 0.31876
0.28391 |  | 0.31876
0.28391 |  | 0.31874
0.2839 |  | 0.31869
0.28385 |  | 0.31868
0.28385 |  | 0.31864
0.28383 |  | 0.31864
0.28383 |  | 0.31863
0.28383 |  | 0.3186
0.28382 |  | 0.3186
0.28377 |  | 0.31859
0.28376 |  | 0.31856
0.28376 |  | 0.31855
0.28376 |  | 0.31851
0.28376 |  | 0.3185
0.28374 |  | 0.31844
0.28371 |  | 0.31842
0.2837 |  | 0.31838
0.2837 |  | 0.31837
0.28367 |  | 0.31834
0.28362 |  | 0.31833
0.28362 |  | 0.31831
0.28362 |  | 0.31831
0.28361 |  | 0.31828
0.28361 |  | 0.31824
0.28358 |  | 0.31824
0.28353 |  | 0.3182
0.28349 |  | 0.31818
0.28349 |  | 0.31816
0.28349 |  | 0.31812
0.28345 |  | 0.31811
0.28345 |  | 0.31807
0.28343 |  | 0.31805
0.28343 |  | 0.31803
0.28341 |  | 0.31801
0.28338 |  | 0.318
0.28338 |  | 0.31797
0.28337 |  | 0.31796
0.28334 |  | 0.31793
0.28329 |  | 0.3179
0.28329 |  | 0.31788
0.28329 |  | 0.31787
0.28326 |  | 0.31784
0.28323 |  | 0.31783
0.28321 |  | 0.31782
0.28321 |  | 0.31779
0.2832 |  | 0.31778
0.28317 |  | 0.31778
0.28316 |  | 0.31775
0.28313 |  | 0.31773
0.28313 |  | 0.31771
0.28313 |  | 0.3177
0.28309 |  | 0.31767
0.28309 |  | 0.31766
0.28308 |  | 0.31766
0.28305 |  | 0.31764
0.28305 |  | 0.31761
0.28304 |  | 0.31757
0.28304 |  | 0.31756
0.28302 |  | 0.31753
0.28297 |  | 0.31751
0.28297 |  | 0.31751
0.28296 |  | 0.31748
0.28294 |  | 0.31747
0.28294 |  | 0.31746
0.28291 |  | 0.31746
0.28288 |  | 0.31741
0.28287 |  | 0.31739
0.28286 |  | 0.31735
0.28286 |  | 0.31731
0.28286 |  | 0.3173
0.28286 |  | 0.31729
0.28281 |  | 0.31725
0.28279 |  | 0.31724
0.28279 |  | 0.31722
0.28278 |  | 0.3172
0.28278 |  | 0.3172
0.28276 |  | 0.31716
0.28272 |  | 0.31715
0.2827 |  | 0.31711
0.28269 |  | 0.31707
0.28267 |  | 0.31705
0.28263 |  | 0.31703
0.28261 |  | 0.31701
0.28261 |  | 0.31701
0.28258 |  | 0.31697
0.28258 |  | 0.31694
0.28257 |  | 0.31693
0.28257 |  | 0.31692
0.28257 |  | 0.31688
0.28255 |  | 0.31688
0.2825 |  | 0.31685
0.28248 |  | 0.31682
0.28246 |  | 0.31678
0.28245 |  | 0.31675
0.28243 |  | 0.31674
0.28242 |  | 0.31673
0.28239 |  | 0.31671
0.28237 |  | 0.31671
0.28237 |  | 0.31665
0.28234 |  | 0.31665
0.28233 |  | 0.31661
0.28232 |  | 0.31661
0.2823 |  | 0.31661
0.2823 |  | 0.3166
0.2823 |  | 0.31658
0.2823 |  | 0.31654
0.28229 |  | 0.31653
0.28227 |  | 0.31651
0.28221 |  | 0.31649
0.28221 |  | 0.31647
0.28219 |  | 0.31647
0.28218 |  | 0.31643
0.28218 |  | 0.31642
0.28216 |  | 0.3164
0.28216 |  | 0.31639
0.28213 |  | 0.31637
0.28212 |  | 0.31634
0.2821 |  | 0.3163
0.28207 |  | 0.3163
0.28207 |  | 0.31627
0.28204 |  | 0.31626
0.28204 |  | 0.31625
0.28203 |  | 0.31622
0.28199 |  | 0.31622
0.28197 |  | 0.3162
0.28195 |  | 0.3162
0.28192 |  | 0.3162
0.2819 |  | 0.31618
0.28189 |  | 0.31613
0.28189 |  | 0.3161
0.28187 |  | 0.3161
0.28186 |  | 0.31606
0.28181 |  | 0.31606
0.28181 |  | 0.31602
0.28181 |  | 0.31599
0.2818 |  | 0.31595
0.28178 |  | 0.31594
0.28178 |  | 0.31594
0.28172 |  | 0.31593
0.28172 |  | 0.31592
0.2817 |  | 0.31588
0.2817 |  | 0.31587
0.2817 |  | 0.31584
0.2817 |  | 0.31584
0.28169 |  | 0.31584
0.28167 |  | 0.31584
0.28166 |  | 0.3158
0.28163 |  | 0.31577
0.28161 |  | 0.31577
0.2816 |  | 0.31575
0.2816 |  | 0.31572
0.28157 |  | 0.31571
0.28155 |  | 0.31569
0.28153 |  | 0.31567
0.28152 |  | 0.31565
0.28152 |  | 0.31564
0.2815 |  | 0.3156
0.28149 |  | 0.3156
0.28148 |  | 0.31558
0.28143 |  | 0.31556
0.28143 |  | 0.31555
0.2814 |  | 0.31554
0.2814 |  | 0.31551
0.28139 |  | 0.31549
0.28139 |  | 0.31547
0.28139 |  | 0.31547
0.28134 |  | 0.31541
0.28133 |  | 0.3154
0.28133 |  | 0.3154
0.28131 |  | 0.3154
0.28128 |  | 0.31538
0.28127 |  | 0.31535
0.28124 |  | 0.31531
0.28122 |  | 0.31528
0.28121 |  | 0.31528
0.28118 |  | 0.31524
0.28117 |  | 0.3152
0.28115 |  | 0.3152
0.28114 |  | 0.31518
0.28114 |  | 0.31515
0.28112 |  | 0.31512
0.28108 |  | 0.3151
0.28107 |  | 0.31507
0.28103 |  | 0.31506
0.281 |  | 0.31503
0.281 |  | 0.315
0.281 |  | 0.31497
0.28098 |  | 0.31496
0.28093 |  | 0.31496
0.28092 |  | 0.31494
0.2809 |  | 0.31493
0.2809 |  | 0.31489
0.28088 |  | 0.31488
0.28086 |  | 0.31487
0.28086 |  | 0.31484
0.28083 |  | 0.31482
0.28081 |  | 0.31482
0.28081 |  | 0.3148
0.28081 |  | 0.31477
0.28081 |  | 0.31475
0.28077 |  | 0.31472
0.28075 |  | 0.3147
0.28075 |  | 0.31467
0.28075 |  | 0.31466
0.28074 |  | 0.31465
0.28071 |  | 0.31462
0.28069 |  | 0.31461
0.28065 |  | 0.3146
0.28065 |  | 0.3146
0.28064 |  | 0.31453
0.28062 |  | 0.31453
0.28059 |  | 0.31453
0.28058 |  | 0.31452
0.28055 |  | 0.31447
0.28053 |  | 0.31447
0.28053 |  | 0.31445
0.28052 |  | 0.31444
0.2805 |  | 0.31443
0.28047 |  | 0.31439
0.28046 |  | 0.31438
0.28044 |  | 0.31435
0.28043 |  | 0.31434
0.28041 |  | 0.31432
0.2804 |  | 0.31428
0.28037 |  | 0.31424
0.28032 |  | 0.31424
0.28031 |  | 0.31422
0.28028 |  | 0.31422
0.28028 |  | 0.31421
0.28026 |  | 0.31418
0.28026 |  | 0.31417
0.28025 |  | 0.31414
0.2802 |  | 0.31412
0.2802 |  | 0.31412
0.28019 |  | 0.31408
0.28019 |  | 0.31407
0.28017 |  | 0.31405
0.28013 |  | 0.31403
0.28013 |  | 0.314
0.28013 |  | 0.314
0.28011 |  | 0.31396
0.2801 |  | 0.31395
0.28005 |  | 0.31394
0.28004 |  | 0.31391
0.28003 |  | 0.3139
0.27998 |  | 0.31388
0.27997 |  | 0.31386
0.27997 |  | 0.31385
0.27995 |  | 0.31385
0.27994 |  | 0.31385
0.27992 |  | 0.31383
0.27989 |  | 0.31379
0.27989 |  | 0.31377
0.27988 |  | 0.31374
0.27986 |  | 0.31373
0.27986 |  | 0.31372
0.27984 |  | 0.3137
0.27982 |  | 0.31368
0.27981 |  | 0.31364
0.27978 |  | 0.31364
0.27978 |  | 0.31363
0.27976 |  | 0.31361
0.27976 |  | 0.31361
0.27972 |  | 0.31357
0.2797 |  | 0.31356
0.2797 |  | 0.31351
0.27967 |  | 0.3135
0.27966 |  | 0.31347
0.27966 |  | 0.31346
0.27966 |  | 0.31343
0.27964 |  | 0.31341
0.2796 |  | 0.31336
0.27958 |  | 0.31336
0.27958 |  | 0.31333
0.27958 |  | 0.31331
0.27954 |  | 0.31328
0.2795 |  | 0.31328
0.27949 |  | 0.31323
0.27946 |  | 0.3132
0.27946 |  | 0.31318
0.27945 |  | 0.31315
0.27943 |  | 0.31311
0.27942 |  | 0.3131
0.27939 |  | 0.31307
0.27939 |  | 0.31306
0.27937 |  | 0.31306
0.27937 |  | 0.31302
0.27936 |  | 0.31301
0.27934 |  | 0.31298
0.27932 |  | 0.31297
0.27931 |  | 0.31295
0.2793 |  | 0.31293
0.27926 |  | 0.31291
0.27926 |  | 0.31288
0.27926 |  | 0.31284
0.27924 |  | 0.31283
0.27921 |  | 0.31283
0.27921 |  | 0.31283
0.27918 |  | 0.31279
0.27915 |  | 0.31277
0.27915 |  | 0.31275
0.27913 |  | 0.31274
0.27908 |  | 0.31271
0.27904 |  | 0.31269
0.27903 |  | 0.31267
0.27902 |  | 0.31266
0.27902 |  | 0.31265
0.279 |  | 0.31264
0.27899 |  | 0.31262
0.27899 |  | 0.3126
0.27897 |  | 0.31257
0.27894 |  | 0.31256
0.27892 |  | 0.31256
0.27891 |  | 0.31253
0.2789 |  | 0.31252
0.2789 |  | 0.31252
0.27888 |  | 0.31252
0.27886 |  | 0.3125
0.27884 |  | 0.3125
0.27883 |  | 0.31247
0.27881 |  | 0.31247
0.27881 |  | 0.31244
0.27879 |  | 0.31244
0.27878 |  | 0.31242
0.27878 |  | 0.31239
0.27873 |  | 0.31237
0.27873 |  | 0.31235
0.27873 |  | 0.31233
0.27871 |  | 0.31229
0.27868 |  | 0.31225
0.27868 |  | 0.31224
0.27867 |  | 0.31221
0.27864 |  | 0.31221
0.27864 |  | 0.31214
0.27862 |  | 0.31213
0.27858 |  | 0.31212
0.27857 |  | 0.31209
0.27857 |  | 0.31209
0.27857 |  | 0.31205
0.27852 |  | 0.31205
0.27852 |  | 0.312
0.27849 |  | 0.31198
0.27849 |  | 0.31198
0.27846 |  | 0.31195
0.27846 |  | 0.31193
0.27843 |  | 0.31193
0.27842 |  | 0.31192
0.2784 |  | 0.31191
0.2784 |  | 0.31191
0.27837 |  | 0.31189
0.27836 |  | 0.31188
0.27832 |  | 0.31188
0.27832 |  | 0.31184
0.27832 |  | 0.31184
0.27831 |  | 0.31181
0.27828 |  | 0.31179
0.27828 |  | 0.31179
0.27825 |  | 0.31179
0.27825 |  | 0.31178
0.27824 |  | 0.31177
0.27822 |  | 0.31173
0.27822 |  | 0.31169
0.27821 |  | 0.31167
0.27819 |  | 0.31166
0.27818 |  | 0.31165
0.27815 |  | 0.31162
0.27815 |  | 0.3116
0.27812 |  | 0.31158
0.27812 |  | 0.31156
0.2781 |  | 0.31156
0.27809 |  | 0.31155
0.27808 |  | 0.31152
0.27805 |  | 0.31151
0.27803 |  | 0.31147
0.27802 |  | 0.31146
0.278 |  | 0.31144
0.27799 |  | 0.31143
0.27797 |  | 0.31141
0.27794 |  | 0.31138
0.27794 |  | 0.31137
0.27792 |  | 0.31137
0.27792 |  | 0.31137
0.27789 |  | 0.31133
0.27788 |  | 0.31133
0.27788 |  | 0.3113
0.27785 |  | 0.31128
0.27785 |  | 0.31125
0.27784 |  | 0.31124
0.27782 |  | 0.31121
0.2778 |  | 0.31119
0.27776 |  | 0.31119
0.27776 |  | 0.31117
0.27775 |  | 0.31117
0.27773 |  | 0.31115
0.27772 |  | 0.31115
0.27772 |  | 0.31111
0.27769 |  | 0.31109
0.27767 |  | 0.31107
0.27767 |  | 0.31106
0.27764 |  | 0.31099
0.27764 |  | 0.31099
0.27763 |  | 0.31098
0.27762 |  | 0.31095
0.27759 |  | 0.31094
0.27759 |  | 0.31089
0.27756 |  | 0.31088
0.27754 |  | 0.31085
0.27752 |  | 0.31082
0.27752 |  | 0.3108
0.2775 |  | 0.31079
0.27748 |  | 0.31079
0.27748 |  | 0.31076
0.27748 |  | 0.31075
0.27745 |  | 0.31071
0.27744 |  | 0.31068
0.27741 |  | 0.31068
0.27741 |  | 0.31064
0.27739 |  | 0.31063
0.27735 |  | 0.31061
0.27733 |  | 0.3106
0.27732 |  | 0.31058
0.2773 |  | 0.31057
0.2773 |  | 0.31055
0.27728 |  | 0.31055
0.27724 |  | 0.31054
0.27724 |  | 0.31053
0.27723 |  | 0.31053
0.27719 |  | 0.31052
0.27717 |  | 0.31045
0.27717 |  | 0.31045
0.27717 |  | 0.31044
0.27714 |  | 0.31042
0.27712 |  | 0.3104
0.27708 |  | 0.31038
0.27708 |  | 0.31038
0.27707 |  | 0.31036
0.27707 |  | 0.31033
0.27704 |  | 0.31032
0.27702 |  | 0.31032
0.27699 |  | 0.31031
0.27699 |  | 0.3103
0.27695 |  | 0.31027
0.27695 |  | 0.31024
0.27695 |  | 0.31022
0.27693 |  | 0.31018
0.27692 |  | 0.31017
0.27692 |  | 0.31015
0.27692 |  | 0.31015
0.27689 |  | 0.31015
0.27686 |  | 0.31013
0.27685 |  | 0.31008
0.27685 |  | 0.31005
0.27683 |  | 0.31003
0.2768 |  | 0.31
0.2768 |  | 0.31
0.2768 |  | 0.30999
0.27675 |  | 0.30998
0.27674 |  | 0.30996
0.27674 |  | 0.30996
0.27672 |  | 0.30996
0.27671 |  | 0.30993
0.2767 |  | 0.30993
0.27668 |  | 0.30993
0.27668 |  | 0.30993
0.27667 |  | 0.30991
0.27665 |  | 0.30984
0.27659 |  | 0.30984
0.27657 |  | 0.30982
0.27657 |  | 0.30978
0.27654 |  | 0.30976
0.27653 |  | 0.30976
0.2765 |  | 0.30976
0.27648 |  | 0.30972
0.27647 |  | 0.30971
0.27645 |  | 0.30971
0.27645 |  | 0.30967
0.27645 |  | 0.30967
0.27642 |  | 0.30964
0.27639 |  | 0.30962
0.27637 |  | 0.30959
0.27637 |  | 0.30958
0.27635 |  | 0.30957
0.27635 |  | 0.30955
0.27635 |  | 0.30954
0.27633 |  | 0.30951
0.2763 |  | 0.30947
0.2763 |  | 0.30945
0.2763 |  | 0.30942
0.27628 |  | 0.30941
0.27628 |  | 0.3094
0.27627 |  | 0.30936
0.27622 |  | 0.30933
0.27622 |  | 0.30933
0.27622 |  | 0.30929
0.27619 |  | 0.30927
0.27618 |  | 0.30924
0.27618 |  | 0.30923
0.27616 |  | 0.30919
0.27616 |  | 0.30916
0.27613 |  | 0.30914
0.27611 |  | 0.30913
0.27606 |  | 0.30909
0.27605 |  | 0.30906
0.27602 |  | 0.30904
0.276 |  | 0.30902
0.27598 |  | 0.30899
0.27598 |  | 0.30899
0.27598 |  | 0.30896
0.27593 |  | 0.30896
0.27593 |  | 0.30895
0.27591 |  | 0.30892
0.27589 |  | 0.30891
0.27586 |  | 0.30889
0.27584 |  | 0.30887
0.27583 |  | 0.30885
0.27583 |  | 0.30885
0.2758 |  | 0.30883
0.2758 |  | 0.30882
0.27577 |  | 0.30878
0.27575 |  | 0.30878
0.27575 |  | 0.30876
0.27574 |  | 0.30873
0.27574 |  | 0.3087
0.27574 |  | 0.30867
0.27571 |  | 0.30865
0.27569 |  | 0.30864
0.27568 |  | 0.30863
0.27566 |  | 0.30863
0.27565 |  | 0.30861
0.2756 |  | 0.30856
0.2756 |  | 0.30854
0.2756 |  | 0.30852
0.27557 |  | 0.30852
0.27555 |  | 0.30852
0.27555 |  | 0.30851
0.27554 |  | 0.3085
0.27549 |  | 0.30848
0.27548 |  | 0.30846
0.27548 |  | 0.30843
0.27548 |  | 0.30842
0.27545 |  | 0.3084
0.27543 |  | 0.30838
0.2754 |  | 0.30835
0.2754 |  | 0.30835
0.27539 |  | 0.30834
0.27539 |  | 0.30831
0.27533 |  | 0.30829
0.27531 |  | 0.30826
0.2753 |  | 0.30826
0.27528 |  | 0.30826
0.27528 |  | 0.30822
0.27527 |  | 0.30821
0.27522 |  | 0.30819
0.27522 |  | 0.30819
0.27521 |  | 0.30816
0.27519 |  | 0.30814
0.27517 |  | 0.30812
0.27516 |  | 0.3081
0.27514 |  | 0.30808
0.27513 |  | 0.30804
0.27508 |  | 0.30803
0.27508 |  | 0.30802
0.27505 |  | 0.30799
0.27505 |  | 0.30798
0.27504 |  | 0.30794
0.27504 |  | 0.30792
0.27499 |  | 0.3079
0.27499 |  | 0.30785
0.27492 |  | 0.30783
0.27492 |  | 0.30783
0.27491 |  | 0.30781
0.27491 |  | 0.30777
0.27491 |  | 0.30777
0.27488 |  | 0.30775
0.27484 |  | 0.30772
0.27479 |  | 0.3077
0.27479 |  | 0.30768
0.27479 |  | 0.30768
0.27474 |  | 0.30761
0.27474 |  | 0.3076
0.27472 |  | 0.30756
0.27467 |  | 0.30754
0.27467 |  | 0.30752
0.27467 |  | 0.30752
0.27466 |  | 0.30752
0.27466 |  | 0.30746
0.27461 |  | 0.30745
0.2746 |  | 0.3074
0.27457 |  | 0.3074
0.27457 |  | 0.3074
0.27454 |  | 0.30736
0.27454 |  | 0.30732
0.27454 |  | 0.30732
0.2745 |  | 0.30727
0.27449 |  | 0.30725
0.27446 |  | 0.30723
0.27446 |  | 0.30721
0.27443 |  | 0.30718
0.27443 |  | 0.30718
0.27443 |  | 0.30714
0.27441 |  | 0.30712
0.27438 |  | 0.30711
0.27437 |  | 0.3071
0.27437 |  | 0.30707
0.27432 |  | 0.30706
0.27431 |  | 0.30704
0.27431 |  | 0.30702
0.27429 |  | 0.30697
0.27426 |  | 0.30696
0.27426 |  | 0.30695
0.27425 |  | 0.30693
0.27425 |  | 0.30693
0.27421 |  | 0.3069
0.2742 |  | 0.30688
0.2742 |  | 0.30687
0.2742 |  | 0.30686
0.27417 |  | 0.30684
0.27416 |  | 0.3068
0.27413 |  | 0.3068
0.27411 |  | 0.30676
0.27409 |  | 0.30675
0.27407 |  | 0.30674
0.27405 |  | 0.30671
0.27402 |  | 0.3067
0.27399 |  | 0.30667
0.27396 |  | 0.30666
0.27394 |  | 0.30665
0.27394 |  | 0.30662
0.27391 |  | 0.30659
0.27391 |  | 0.30656
0.2739 |  | 0.30656
0.27385 |  | 0.30655
0.27382 |  | 0.30653
0.27382 |  | 0.30651
0.27379 |  | 0.30647
0.27377 |  | 0.30647
0.27374 |  | 0.30644
0.27374 |  | 0.30642
0.2737 |  | 0.30642
0.27368 |  | 0.3064
0.27366 |  | 0.30638
0.27364 |  | 0.30634
0.27364 |  | 0.30631
0.27362 |  | 0.3063
0.27359 |  | 0.30627
0.27359 |  | 0.30626
0.27357 |  | 0.30625
0.27356 |  | 0.30622
0.27354 |  | 0.30618
0.27354 |  | 0.30617
0.27354 |  | 0.30612
0.27353 |  | 0.30612
0.27348 |  | 0.30611
0.27345 |  | 0.30611
0.27345 |  | 0.30607
0.27345 |  | 0.30607
0.27345 |  | 0.30606
0.27345 |  | 0.30603
0.27345 |  | 0.306
0.27344 |  | 0.30596
0.27338 |  | 0.30594
0.27336 |  | 0.30593
0.27335 |  | 0.3059
0.27333 |  | 0.30587
0.27329 |  | 0.30587
0.27328 |  | 0.30587
0.27328 |  | 0.30587
0.27325 |  | 0.30584
0.27325 |  | 0.30584
0.27325 |  | 0.30582
0.27324 |  | 0.30579
0.2732 |  | 0.30578
0.2732 |  | 0.30578
0.27319 |  | 0.30577
0.27316 |  | 0.30574
0.27314 |  | 0.30573
0.27313 |  | 0.30573
0.2731 |  | 0.30573
0.2731 |  | 0.3057
0.27307 |  | 0.30566
0.27307 |  | 0.30566
0.27305 |  | 0.30562
0.27304 |  | 0.30561
0.27304 |  | 0.3056
0.27302 |  | 0.30558
0.27301 |  | 0.30558
0.27299 |  | 0.30556
0.27295 |  | 0.30553
0.27293 |  | 0.30551
0.27293 |  | 0.30547
0.27293 |  | 0.30543
0.27291 |  | 0.30542
0.27288 |  | 0.30542
0.27284 |  | 0.30541
0.27284 |  | 0.30538
0.27282 |  | 0.30536
0.27281 |  | 0.30536
0.2728 |  | 0.30534
0.2728 |  | 0.30528
0.27278 |  | 0.30528
0.27275 |  | 0.30528
0.27274 |  | 0.30524
0.27274 |  | 0.30524
0.2727 |  | 0.30524
0.27267 |  | 0.3052
0.27267 |  | 0.30518
0.27266 |  | 0.30516
0.27263 |  | 0.30514
0.27263 |  | 0.30512
0.2726 |  | 0.30512
0.27257 |  | 0.3051
0.27257 |  | 0.30509
0.27254 |  | 0.30506
0.27251 |  | 0.30504
0.27249 |  | 0.305
0.27249 |  | 0.305
0.27249 |  | 0.30497
0.27249 |  | 0.30496
0.27246 |  | 0.30493
0.27245 |  | 0.30491
0.27243 |  | 0.30491
0.2724 |  | 0.30489
0.27239 |  | 0.30486
0.27239 |  | 0.30484
0.27236 |  | 0.30483
0.27236 |  | 0.30482
0.27236 |  | 0.30482
0.27231 |  | 0.3048
0.27231 |  | 0.30478
0.27231 |  | 0.30474
0.27228 |  | 0.30474
0.27227 |  | 0.30473
0.27227 |  | 0.30473
0.27222 |  | 0.3047
0.27221 |  | 0.30468
0.27218 |  | 0.30462
0.27216 |  | 0.30462
0.27213 |  | 0.3046
0.27213 |  | 0.30459
0.2721 |  | 0.30459
0.2721 |  | 0.30455
0.27209 |  | 0.30454
0.27207 |  | 0.3045
0.27207 |  | 0.30448
0.27204 |  | 0.30447
0.27201 |  | 0.30446
0.27201 |  | 0.30444
0.27201 |  | 0.30444
0.27197 |  | 0.30443
0.27197 |  | 0.3044
0.27193 |  | 0.30438
0.27193 |  | 0.30436
0.27193 |  | 0.30435
0.27192 |  | 0.30433
0.2719 |  | 0.30432
0.27184 |  | 0.30428
0.27183 |  | 0.30424
0.2718 |  | 0.30424
0.2718 |  | 0.30423
0.27177 |  | 0.30423
0.27174 |  | 0.30422
0.27174 |  | 0.30419
0.27169 |  | 0.30418
0.27169 |  | 0.30417
0.27168 |  | 0.30414
0.27166 |  | 0.30414
0.27163 |  | 0.30412
0.27162 |  | 0.30408
0.27158 |  | 0.30406
0.27158 |  | 0.30405
0.27157 |  | 0.30402
0.27156 |  | 0.30402
0.27151 |  | 0.304
0.27151 |  | 0.30398
0.2715 |  | 0.30397
0.2715 |  | 0.30395
0.27146 |  | 0.30393
0.27146 |  | 0.30392
0.27145 |  | 0.30391
0.27143 |  | 0.30387
0.27141 |  | 0.30382
0.27141 |  | 0.3038
0.27139 |  | 0.3038
0.27136 |  | 0.3038
0.27134 |  | 0.3038
0.27133 |  | 0.30379
0.27132 |  | 0.30377
0.27128 |  | 0.30374
0.27126 |  | 0.30373
0.27126 |  | 0.3037
0.27126 |  | 0.30368
0.27126 |  | 0.30365
0.27124 |  | 0.30365
0.27119 |  | 0.30364
0.27118 |  | 0.3036
0.27118 |  | 0.30357
0.27116 |  | 0.30355
0.27116 |  | 0.30353
0.27115 |  | 0.30352
0.27112 |  | 0.30348
0.27109 |  | 0.30348
0.27109 |  | 0.30347
0.27109 |  | 0.30346
0.27107 |  | 0.30343
0.27104 |  | 0.30343
0.27104 |  | 0.30339
0.27104 |  | 0.30337
0.271 |  | 0.30337
0.271 |  | 0.30335
0.27098 |  | 0.30333
0.27095 |  | 0.30332
0.27095 |  | 0.3033
0.27095 |  | 0.30329
0.27092 |  | 0.30328
0.27091 |  | 0.30328
0.27089 |  | 0.30325
0.27088 |  | 0.30322
0.27085 |  | 0.30321
0.27085 |  | 0.30321
0.27083 |  | 0.30318
0.27082 |  | 0.30317
0.27082 |  | 0.30316
0.27082 |  | 0.30315
0.27082 |  | 0.30312
0.27077 |  | 0.30312
0.27076 |  | 0.30311
0.27076 |  | 0.30307
0.27075 |  | 0.30304
0.27073 |  | 0.30302
0.27073 |  | 0.303
0.27072 |  | 0.303
0.2707 |  | 0.30299
0.27069 |  | 0.30299
0.27067 |  | 0.30297
0.27064 |  | 0.30295
0.27064 |  | 0.30293
0.27062 |  | 0.30291
0.27061 |  | 0.30291
0.27058 |  | 0.30289
0.27058 |  | 0.30287
0.27055 |  | 0.30286
0.27052 |  | 0.30284
0.2705 |  | 0.30282
0.27049 |  | 0.30278
0.27046 |  | 0.30278
0.27045 |  | 0.30278
0.27045 |  | 0.30276
0.27045 |  | 0.30276
0.27043 |  | 0.30271
0.27041 |  | 0.30269
0.27041 |  | 0.30269
0.27039 |  | 0.30268
0.27037 |  | 0.30264
0.27037 |  | 0.3026
0.27032 |  | 0.3026
0.27032 |  | 0.30258
0.27031 |  | 0.30256
0.27031 |  | 0.30254
0.27025 |  | 0.30253
0.27023 |  | 0.30251
0.27021 |  | 0.30249
0.2702 |  | 0.30246
0.2702 |  | 0.30244
0.27019 |  | 0.30242
0.27017 |  | 0.30241
0.27017 |  | 0.3024
0.27014 |  | 0.30237
0.27012 |  | 0.30236
0.27008 |  | 0.30233
0.27008 |  | 0.30233
0.27007 |  | 0.3023
0.27004 |  | 0.30229
0.27001 |  | 0.30228
0.27001 |  | 0.30226
0.26997 |  | 0.30225
0.26995 |  | 0.30223
0.26995 |  | 0.30223
0.26993 |  | 0.30221
0.26992 |  | 0.30219
0.26988 |  | 0.30216
0.26986 |  | 0.30215
0.26986 |  | 0.30214
0.26986 |  | 0.30211
0.26985 |  | 0.30211
0.26982 |  | 0.30208
0.2698 |  | 0.30205
0.26979 |  | 0.30202
0.26977 |  | 0.30201
0.26977 |  | 0.30198
0.26975 |  | 0.30198
0.26975 |  | 0.30197
0.26974 |  | 0.30192
0.26971 |  | 0.30191
0.26971 |  | 0.30189
0.2697 |  | 0.30188
0.26967 |  | 0.30188
0.26967 |  | 0.30187
0.26965 |  | 0.30187
0.26964 |  | 0.30185
0.26963 |  | 0.30182
0.26961 |  | 0.30182
0.26958 |  | 0.30179
0.26956 |  | 0.30178
0.26955 |  | 0.30175
0.26953 |  | 0.3017
0.2695 |  | 0.30169
0.2695 |  | 0.30168
0.26949 |  | 0.30166
0.26949 |  | 0.30165
0.26946 |  | 0.30165
0.26944 |  | 0.30162
0.26944 |  | 0.3016
0.26943 |  | 0.30159
0.26943 |  | 0.30157
0.2694 |  | 0.30156
0.26938 |  | 0.30153
0.26935 |  | 0.30149
0.26933 |  | 0.30147
0.26929 |  | 0.30147
0.26929 |  | 0.30142
0.26926 |  | 0.30142
0.26925 |  | 0.30141
0.26925 |  | 0.30136
0.26921 |  | 0.30133
0.2692 |  | 0.30133
0.2692 |  | 0.30131
0.26918 |  | 0.30128
0.26918 |  | 0.30128
0.26916 |  | 0.30125
0.26912 |  | 0.30122
0.2691 |  | 0.30121
0.2691 |  | 0.3012
0.2691 |  | 0.30119
0.2691 |  | 0.30119
0.26909 |  | 0.30116
0.26904 |  | 0.30113
0.26903 |  | 0.30112
0.26903 |  | 0.30111
0.26898 |  | 0.30108
0.26898 |  | 0.30107
0.26897 |  | 0.30106
0.26897 |  | 0.30106
0.26894 |  | 0.30101
0.26892 |  | 0.30097
0.26892 |  | 0.30095
0.26889 |  | 0.30093
0.26889 |  | 0.30092
0.26885 |  | 0.30092
0.26885 |  | 0.30088
0.26883 |  | 0.30087
0.26882 |  | 0.30084
0.2688 |  | 0.30083
0.26876 |  | 0.30082
0.26874 |  | 0.3008
0.26874 |  | 0.30078
0.26873 |  | 0.30078
0.26871 |  | 0.30076
0.26868 |  | 0.30073
0.26868 |  | 0.30072
0.26868 |  | 0.3007
0.26867 |  | 0.30068
0.26864 |  | 0.30064
0.26862 |  | 0.30061
0.26862 |  | 0.30061
0.26856 |  | 0.3006
0.26856 |  | 0.30058
0.26856 |  | 0.30056
0.26855 |  | 0.30054
0.26854 |  | 0.30051
0.26852 |  | 0.3005
0.26849 |  | 0.30048
0.26849 |  | 0.30045
0.26847 |  | 0.30045
0.26844 |  | 0.30044
0.26843 |  | 0.30042
0.26842 |  | 0.3004
0.2684 |  | 0.30037
0.2684 |  | 0.30033
0.26837 |  | 0.30033
0.26834 |  | 0.30032
0.26834 |  | 0.30032
0.26833 |  | 0.3003
0.26828 |  | 0.30025
0.26828 |  | 0.30024
0.26826 |  | 0.30023
0.26826 |  | 0.3002
0.26826 |  | 0.3002
0.26822 |  | 0.30016
0.26822 |  | 0.30015
0.26822 |  | 0.3001
0.26819 |  | 0.30009
0.26819 |  | 0.30009
0.26818 |  | 0.30009
0.26815 |  | 0.30004
0.26813 |  | 0.30004
0.26813 |  | 0.30001
0.2681 |  | 0.3
0.26809 |  | 0.29997
0.26809 |  | 0.29996
0.26808 |  | 0.29995
0.26808 |  | 0.29993
0.26805 |  | 0.29991
0.26803 |  | 0.29989
0.26803 |  | 0.29986
0.26802 |  | 0.29984
0.268 |  | 0.29983
0.26795 |  | 0.29979
0.26795 |  | 0.29978
0.26794 |  | 0.29976
0.26794 |  | 0.29976
0.26791 |  | 0.29974
0.26789 |  | 0.29973
0.26788 |  | 0.2997
0.26786 |  | 0.2997
0.26784 |  | 0.29967
0.26784 |  | 0.29965
0.26782 |  | 0.29964
0.26781 |  | 0.29962
0.26777 |  | 0.29958
0.26776 |  | 0.29956
0.26776 |  | 0.29954
0.26773 |  | 0.29954
0.26771 |  | 0.29952
0.26768 |  | 0.29949
0.26768 |  | 0.29944
0.26767 |  | 0.29944
0.26767 |  | 0.29943
0.26765 |  | 0.29939
0.26765 |  | 0.29938
0.26761 |  | 0.29934
0.26759 |  | 0.29931
0.26758 |  | 0.2993
0.26756 |  | 0.29928
0.26754 |  | 0.29927
0.26752 |  | 0.29926
0.26752 |  | 0.29926
0.26752 |  | 0.29925
0.26752 |  | 0.29925
0.26749 |  | 0.29923
0.26749 |  | 0.29922
0.26744 |  | 0.29919
0.26744 |  | 0.29917
0.26744 |  | 0.29916
0.26742 |  | 0.29916
0.26739 |  | 0.29914
0.26739 |  | 0.29912
0.26739 |  | 0.29912
0.26735 |  | 0.29909
0.26735 |  | 0.29908
0.26733 |  | 0.29904
0.26732 |  | 0.29903
0.26731 |  | 0.299
0.26731 |  | 0.29898
0.26729 |  | 0.29895
0.26726 |  | 0.29892
0.26723 |  | 0.29891
0.26722 |  | 0.2989
0.26722 |  | 0.2989
0.26719 |  | 0.29886
0.26719 |  | 0.29883
0.26717 |  | 0.29882
0.26714 |  | 0.29881
0.26711 |  | 0.29879
0.26711 |  | 0.29876
0.26711 |  | 0.29874
0.26708 |  | 0.29874
0.26707 |  | 0.29871
0.26705 |  | 0.29868
0.26701 |  | 0.29867
0.26699 |  | 0.29864
0.26698 |  | 0.2986
0.26698 |  | 0.29858
0.26698 |  | 0.29856
0.26696 |  | 0.29854
0.26695 |  | 0.29851
0.26692 |  | 0.2985
0.2669 |  | 0.2985
0.26688 |  | 0.29846
0.26685 |  | 0.29845
0.26685 |  | 0.29841
0.26684 |  | 0.29838
0.26681 |  | 0.29837
0.2668 |  | 0.29836
0.26677 |  | 0.29834
0.26677 |  | 0.29831
0.26673 |  | 0.29828
0.26672 |  | 0.29827
0.26672 |  | 0.29827
0.2667 |  | 0.29826
0.2667 |  | 0.29824
0.26668 |  | 0.29824
0.26668 |  | 0.29823
0.26665 |  | 0.29822
0.26664 |  | 0.29819
0.26662 |  | 0.29815
0.26659 |  | 0.29811
0.26657 |  | 0.2981
0.26656 |  | 0.29808
0.26656 |  | 0.29803
0.26651 |  | 0.29801
0.26651 |  | 0.29801
0.2665 |  | 0.29801
0.26648 |  | 0.298
0.26648 |  | 0.29798
0.26647 |  | 0.29796
0.26643 |  | 0.29795
0.26642 |  | 0.29793
0.26638 |  | 0.29791
0.26636 |  | 0.29787
0.26635 |  | 0.29787
0.26635 |  | 0.29783
0.26633 |  | 0.29782
0.2663 |  | 0.29779
0.26627 |  | 0.29778
0.26627 |  | 0.29775
0.26626 |  | 0.29774
0.26626 |  | 0.29773
0.26626 |  | 0.29771
0.26623 |  | 0.29769
0.26623 |  | 0.29767
0.26621 |  | 0.29766
0.26618 |  | 0.29765
0.26614 |  | 0.29762
0.26614 |  | 0.29762
0.26614 |  | 0.29758
0.26614 |  | 0.29758
0.26613 |  | 0.29758
0.26609 |  | 0.29757
0.26608 |  | 0.29754
0.26608 |  | 0.29752
0.26605 |  | 0.29751
0.26603 |  | 0.29751
0.26598 |  | 0.29748
0.26598 |  | 0.29747
0.26598 |  | 0.29744
0.26598 |  | 0.29743
0.26594 |  | 0.29741
0.26591 |  | 0.29741
0.26589 |  | 0.2974
0.26589 |  | 0.29737
0.26586 |  | 0.29736
0.26585 |  | 0.29734
0.26583 |  | 0.29734
0.26583 |  | 0.29734
0.26579 |  | 0.29731
0.26579 |  | 0.29727
0.26579 |  | 0.29726
0.26577 |  | 0.29723
0.26577 |  | 0.29722
0.26574 |  | 0.29719
0.26573 |  | 0.29718
0.26571 |  | 0.29717
0.2657 |  | 0.29715
0.26568 |  | 0.29715
0.26565 |  | 0.29714
0.26565 |  | 0.29712
0.26564 |  | 0.2971
0.26561 |  | 0.29709
0.26561 |  | 0.29708
0.26561 |  | 0.29705
0.26561 |  | 0.29704
0.26558 |  | 0.29701
0.26558 |  | 0.297
0.26556 |  | 0.29696
0.26554 |  | 0.29696
0.26553 |  | 0.29695
0.26551 |  | 0.29693
0.26551 |  | 0.29692
0.26548 |  | 0.29692
0.26548 |  | 0.29687
0.26548 |  | 0.29686
0.26544 |  | 0.29683
0.26543 |  | 0.29682
0.26543 |  | 0.29679
0.26543 |  | 0.29676
0.26541 |  | 0.29676
0.26538 |  | 0.29672
0.26538 |  | 0.2967
0.26537 |  | 0.29669
0.26532 |  | 0.29668
0.26531 |  | 0.29668
0.26527 |  | 0.29666
0.26527 |  | 0.29664
0.26523 |  | 0.29662
0.26521 |  | 0.29658
0.26521 |  | 0.29657
0.26521 |  | 0.29653
0.26519 |  | 0.29652
0.26518 |  | 0.29649
0.26515 |  | 0.29648
0.26515 |  | 0.29645
0.26513 |  | 0.29642
0.26512 |  | 0.29641
0.26512 |  | 0.29641
0.2651 |  | 0.2964
0.26507 |  | 0.29639
0.26504 |  | 0.29637
0.26504 |  | 0.29634
0.26504 |  | 0.29632
0.26504 |  | 0.29632
0.26501 |  | 0.29631
0.26498 |  | 0.29627
0.26496 |  | 0.29627
0.26495 |  | 0.29622
0.26495 |  | 0.2962
0.26493 |  | 0.29619
0.2649 |  | 0.29618
0.2649 |  | 0.29615
0.26489 |  | 0.29614
0.26487 |  | 0.29613
0.26486 |  | 0.29611
0.26484 |  | 0.29611
0.26483 |  | 0.29611
0.26483 |  | 0.29609
0.2648 |  | 0.29607
0.26476 |  | 0.29603
0.26474 |  | 0.29601
0.26472 |  | 0.29601
0.26469 |  | 0.29597
0.26469 |  | 0.29594
0.26469 |  | 0.29594
0.26467 |  | 0.29593
0.26463 |  | 0.29592
0.26463 |  | 0.29588
0.26463 |  | 0.29586
0.2646 |  | 0.29586
0.26457 |  | 0.29584
0.26455 |  | 0.29581
0.26455 |  | 0.29577
0.26455 |  | 0.29577
0.26455 |  | 0.29575
0.26452 |  | 0.29575
0.26451 |  | 0.29572
0.26449 |  | 0.29568
0.26448 |  | 0.29566
0.26446 |  | 0.29566
0.26443 |  | 0.29564
0.26443 |  | 0.29562
0.26442 |  | 0.29559
0.26439 |  | 0.29559
0.26437 |  | 0.29557
0.26437 |  | 0.29556
0.26434 |  | 0.29553
0.26434 |  | 0.29551
0.26434 |  | 0.29544
0.2643 |  | 0.29543
0.2643 |  | 0.29542
0.26428 |  | 0.29539
0.26428 |  | 0.29535
0.26426 |  | 0.29534
0.26426 |  | 0.29532
0.26423 |  | 0.2953
0.2642 |  | 0.29528
0.26419 |  | 0.29525
0.26419 |  | 0.29522
0.26419 |  | 0.29519
0.26417 |  | 0.29516
0.26414 |  | 0.29513
0.26413 |  | 0.29513
0.26413 |  | 0.29511
0.26409 |  | 0.29509
0.26409 |  | 0.29505
0.26406 |  | 0.29503
0.26405 |  | 0.29502
0.26405 |  | 0.29499
0.26401 |  | 0.29495
0.26401 |  | 0.29493
0.26399 |  | 0.29491
0.26399 |  | 0.2949
0.26398 |  | 0.29486
0.26396 |  | 0.29485
0.26393 |  | 0.29483
0.26392 |  | 0.29483
0.2639 |  | 0.29479
0.2639 |  | 0.29477
0.2639 |  | 0.29477
0.26387 |  | 0.29475
0.26387 |  | 0.29472
0.26386 |  | 0.29472
0.26383 |  | 0.29468
0.26383 |  | 0.29467
0.26383 |  | 0.29467
0.2638 |  | 0.29463
0.26376 |  | 0.29463
0.26375 |  | 0.29463
0.26373 |  | 0.29458
0.26372 |  | 0.29458
0.26372 |  | 0.29455
0.26369 |  | 0.29454
0.26366 |  | 0.29453
0.26366 |  | 0.29453
0.26364 |  | 0.29448
0.26364 |  | 0.29446
0.26361 |  | 0.29445
0.26359 |  | 0.29442
0.26355 |  | 0.29439
0.26355 |  | 0.29439
0.26355 |  | 0.29435
0.26353 |  | 0.29435
0.2635 |  | 0.29435
0.26349 |  | 0.29431
0.26347 |  | 0.29431
0.26347 |  | 0.29429
0.26346 |  | 0.29424
0.26346 |  | 0.29423
0.26344 |  | 0.29421
0.26344 |  | 0.29419
0.26343 |  | 0.29419
0.26343 |  | 0.29419
0.2634 |  | 0.29416
0.26337 |  | 0.29414
0.26336 |  | 0.29411
0.26336 |  | 0.29409
0.26334 |  | 0.29409
0.26332 |  | 0.29409
0.26332 |  | 0.29407
0.26328 |  | 0.29407
0.26328 |  | 0.29403
0.26327 |  | 0.29402
0.26325 |  | 0.294
0.26325 |  | 0.294
0.26324 |  | 0.29396
0.26319 |  | 0.29396
0.26317 |  | 0.29393
0.26314 |  | 0.29391
0.26313 |  | 0.29389
0.2631 |  | 0.29389
0.2631 |  | 0.29384
0.2631 |  | 0.29383
0.26308 |  | 0.29382
0.26305 |  | 0.2938
0.26302 |  | 0.29379
0.263 |  | 0.29376
0.263 |  | 0.29375
0.26299 |  | 0.29371
0.26296 |  | 0.29369
0.26293 |  | 0.29368
0.26293 |  | 0.29368
0.26291 |  | 0.29364
0.26287 |  | 0.29364
0.26282 |  | 0.29361
0.26282 |  | 0.2936
0.2628 |  | 0.29358
0.26279 |  | 0.29356
0.26277 |  | 0.29355
0.26274 |  | 0.29355
0.26274 |  | 0.2935
0.26273 |  | 0.2935
0.26271 |  | 0.29348
0.2627 |  | 0.29344
0.26265 |  | 0.29343
0.26265 |  | 0.29342
0.26265 |  | 0.29341
0.26265 |  | 0.29338
0.26262 |  | 0.29338
0.26262 |  | 0.29336
0.2626 |  | 0.29332
0.26256 |  | 0.29328
0.26255 |  | 0.29325
0.26251 |  | 0.29325
0.26251 |  | 0.29323
0.26248 |  | 0.29323
0.26246 |  | 0.29321
0.26245 |  | 0.2932
0.26245 |  | 0.29318
0.26245 |  | 0.29314
0.26243 |  | 0.29314
0.2624 |  | 0.29313
0.26239 |  | 0.29312
0.26237 |  | 0.29309
0.26237 |  | 0.29308
0.26235 |  | 0.29305
0.26232 |  | 0.29303
0.26231 |  | 0.293
0.26229 |  | 0.293
0.26229 |  | 0.29299
0.26226 |  | 0.29297
0.26225 |  | 0.29297
0.26225 |  | 0.29294
0.26223 |  | 0.29292
0.2622 |  | 0.29292
0.2622 |  | 0.29291
0.26219 |  | 0.29289
0.26215 |  | 0.29289
0.26215 |  | 0.29285
0.26214 |  | 0.29283
0.26214 |  | 0.29282
0.26212 |  | 0.29282
0.26211 |  | 0.2928
0.26208 |  | 0.29278
0.26206 |  | 0.29278
0.26205 |  | 0.29276
0.26205 |  | 0.29275
0.26203 |  | 0.29272
0.26202 |  | 0.29269
0.26197 |  | 0.29267
0.26196 |  | 0.29264
0.26195 |  | 0.29262
0.26193 |  | 0.2926
0.26192 |  | 0.2926
0.2619 |  | 0.29258
0.26188 |  | 0.29256
0.26188 |  | 0.29254
0.26187 |  | 0.29254
0.26184 |  | 0.29253
0.26182 |  | 0.29253
0.26179 |  | 0.29249
0.26178 |  | 0.29248
0.26175 |  | 0.29248
0.26173 |  | 0.29246
0.2617 |  | 0.29242
0.26167 |  | 0.29241
0.26165 |  | 0.29241
0.26165 |  | 0.2924
0.26163 |  | 0.29239
0.26161 |  | 0.29235
0.26159 |  | 0.29233
0.26156 |  | 0.2923
0.26156 |  | 0.29228
0.26154 |  | 0.29227
0.26154 |  | 0.29224
0.26153 |  | 0.29224
0.2615 |  | 0.29224
0.26149 |  | 0.29223
0.26147 |  | 0.29222
0.26144 |  | 0.29219
0.26144 |  | 0.29218
0.26142 |  | 0.29215
0.26142 |  | 0.29214
0.26139 |  | 0.29213
0.26139 |  | 0.2921
0.26136 |  | 0.2921
0.26135 |  | 0.29207
0.26132 |  | 0.29205
0.26132 |  | 0.29205
0.26129 |  | 0.29203
0.26127 |  | 0.292
0.26125 |  | 0.29197
0.26122 |  | 0.29197
0.26121 |  | 0.29195
0.26121 |  | 0.29193
0.26118 |  | 0.2919
0.26118 |  | 0.29188
0.26118 |  | 0.29187
0.26117 |  | 0.29184
0.26114 |  | 0.29183
0.26114 |  | 0.29183
0.26112 |  | 0.29181
0.26111 |  | 0.2918
0.26111 |  | 0.29174
0.26109 |  | 0.29174
0.26107 |  | 0.29173
0.26107 |  | 0.29172
0.26103 |  | 0.29171
0.26103 |  | 0.29168
0.261 |  | 0.29163
0.26098 |  | 0.29163
0.26096 |  | 0.29162
0.26096 |  | 0.29158
0.26092 |  | 0.29157
0.26089 |  | 0.29157
0.26089 |  | 0.29152
0.26086 |  | 0.2915
0.26082 |  | 0.29147
0.26082 |  | 0.29144
0.26079 |  | 0.29144
0.26076 |  | 0.29142
0.26075 |  | 0.29141
0.26075 |  | 0.29139
0.26073 |  | 0.29137
0.2607 |  | 0.29137
0.2607 |  | 0.29135
0.26065 |  | 0.29134
0.26065 |  | 0.29132
0.26065 |  | 0.29128
0.26064 |  | 0.29128
0.26064 |  | 0.29123
0.26062 |  | 0.29122
0.26061 |  | 0.2912
0.26056 |  | 0.29119
0.26055 |  | 0.29115
0.26055 |  | 0.29114
0.26052 |  | 0.29114
0.2605 |  | 0.2911
0.2605 |  | 0.29108
0.2605 |  | 0.29108
0.26045 |  | 0.29106
0.26045 |  | 0.29105
0.26045 |  | 0.29103
0.26043 |  | 0.29101
0.26041 |  | 0.291
0.26038 |  | 0.29099
0.26038 |  | 0.29097
0.26038 |  | 0.29093
0.26038 |  | 0.29091
0.26035 |  | 0.29089
0.26032 |  | 0.29089
0.26031 |  | 0.29087
0.26029 |  | 0.29084
0.26028 |  | 0.29081
0.26026 |  | 0.29078
0.26021 |  | 0.29078
0.2602 |  | 0.29078
0.2602 |  | 0.29074
0.2602 |  | 0.2907
0.26018 |  | 0.29069
0.26015 |  | 0.29066
0.26015 |  | 0.29061
0.26015 |  | 0.2906
0.26012 |  | 0.2906
0.2601 |  | 0.29059
0.26007 |  | 0.29059
0.26006 |  | 0.29056
0.26005 |  | 0.29054
0.26002 |  | 0.29053
0.25997 |  | 0.29051
0.25996 |  | 0.29048
0.25996 |  | 0.29048
0.25996 |  | 0.29044
0.25996 |  | 0.29044
0.25991 |  | 0.29044
0.25991 |  | 0.29041
0.25991 |  | 0.29041
0.25987 |  | 0.29035
0.25985 |  | 0.29035
0.25983 |  | 0.29034
0.25981 |  | 0.2903
0.25979 |  | 0.29027
0.25978 |  | 0.29027
0.25978 |  | 0.29027
0.25978 |  | 0.29024
0.25976 |  | 0.29021
0.25975 |  | 0.2902
0.25973 |  | 0.29017
0.25972 |  | 0.29013
0.2597 |  | 0.29012
0.25969 |  | 0.29011
0.25969 |  | 0.29004
0.25967 |  | 0.29003
0.25964 |  | 0.29003
0.25963 |  | 0.28998
0.25961 |  | 0.28996
0.25958 |  | 0.28996
0.25957 |  | 0.28993
0.25955 |  | 0.28991
0.25949 |  | 0.28988
0.25949 |  | 0.28985
0.25949 |  | 0.28985
0.25948 |  | 0.28981
0.25948 |  | 0.28981
0.25945 |  | 0.28981
0.25943 |  | 0.28976
0.25937 |  | 0.28976
0.25936 |  | 0.28973
0.25936 |  | 0.28972
0.25934 |  | 0.2897
0.25933 |  | 0.28969
0.25933 |  | 0.28967
0.25931 |  | 0.28963
0.2593 |  | 0.28963
0.25928 |  | 0.28961
0.25928 |  | 0.28959
0.25924 |  | 0.28955
0.25921 |  | 0.28954
0.2592 |  | 0.28954
0.25918 |  | 0.2895
0.25916 |  | 0.28948
0.25915 |  | 0.28944
0.25915 |  | 0.28943
0.25913 |  | 0.28941
0.25912 |  | 0.28939
0.25911 |  | 0.28936
0.25911 |  | 0.28935
0.25907 |  | 0.28934
0.25904 |  | 0.28933
0.25901 |  | 0.28931
0.25901 |  | 0.28929
0.259 |  | 0.28924
0.25896 |  | 0.28924
0.25896 |  | 0.28922
0.25895 |  | 0.28921
0.25895 |  | 0.2892
0.25892 |  | 0.28918
0.25889 |  | 0.28916
0.25889 |  | 0.28916
0.25886 |  | 0.28916
0.25886 |  | 0.28915
0.25884 |  | 0.28913
0.25881 |  | 0.2891
0.25881 |  | 0.2891
0.2588 |  | 0.2891
0.25878 |  | 0.28906
0.25877 |  | 0.28906
0.25877 |  | 0.28902
0.25875 |  | 0.28898
0.25874 |  | 0.28897
0.25874 |  | 0.28895
0.25874 |  | 0.28894
0.25874 |  | 0.28894
0.25872 |  | 0.28893
0.25871 |  | 0.28889
0.25869 |  | 0.28887
0.25868 |  | 0.28886
0.25864 |  | 0.28885
0.25864 |  | 0.28885
0.25864 |  | 0.28883
0.25863 |  | 0.28881
0.25861 |  | 0.28879
0.25858 |  | 0.28876
0.25857 |  | 0.28875
0.25854 |  | 0.28875
0.25854 |  | 0.28872
0.25854 |  | 0.2887
0.25851 |  | 0.2887
0.25848 |  | 0.28867
0.25848 |  | 0.28866
0.25846 |  | 0.28863
0.25846 |  | 0.28862
0.25845 |  | 0.2886
0.25842 |  | 0.28858
0.25839 |  | 0.28855
0.25837 |  | 0.28853
0.25837 |  | 0.2885
0.25837 |  | 0.2885
0.25834 |  | 0.28849
0.25834 |  | 0.28845
0.25833 |  | 0.28845
0.25831 |  | 0.28842
0.2583 |  | 0.2884
0.2583 |  | 0.28837
0.25824 |  | 0.28835
0.25824 |  | 0.28831
0.25822 |  | 0.28828
0.25821 |  | 0.28827
0.25821 |  | 0.28825
0.25819 |  | 0.28823
0.25818 |  | 0.28823
0.25815 |  | 0.2882
0.25813 |  | 0.28819
0.25813 |  | 0.28817
0.25812 |  | 0.28817
0.25812 |  | 0.28813
0.25809 |  | 0.28812
0.25807 |  | 0.28809
0.25806 |  | 0.28809
0.25804 |  | 0.28808
0.25804 |  | 0.28805
0.25804 |  | 0.28804
0.25801 |  | 0.28802
0.25798 |  | 0.28799
0.25797 |  | 0.28798
0.25795 |  | 0.28797
0.25792 |  | 0.28793
0.25792 |  | 0.28789
0.2579 |  | 0.28787
0.25789 |  | 0.28786
0.25787 |  | 0.28781
0.25787 |  | 0.28778
0.25787 |  | 0.28777
0.25784 |  | 0.28776
0.25783 |  | 0.28772
0.25781 |  | 0.28771
0.25779 |  | 0.28769
0.25777 |  | 0.28766
0.25775 |  | 0.28765
0.25774 |  | 0.28762
0.25772 |  | 0.28762
0.25771 |  | 0.28761
0.25771 |  | 0.28757
0.2577 |  | 0.28753
0.25767 |  | 0.28752
0.25767 |  | 0.28749
0.25765 |  | 0.28749
0.25764 |  | 0.28748
0.25762 |  | 0.28748
0.25762 |  | 0.28747
0.25759 |  | 0.28745
0.25756 |  | 0.28743
0.25756 |  | 0.28741
0.25756 |  | 0.28739
0.25754 |  | 0.28735
0.25752 |  | 0.28733
0.25752 |  | 0.28731
0.25747 |  | 0.28731
0.25743 |  | 0.2873
0.25741 |  | 0.28727
0.2574 |  | 0.28724
0.25739 |  | 0.28722
0.25737 |  | 0.28722
0.25736 |  | 0.28721
0.25734 |  | 0.28718
0.25732 |  | 0.28715
0.25732 |  | 0.28714
0.25732 |  | 0.28714
0.25729 |  | 0.28712
0.25724 |  | 0.2871
0.25724 |  | 0.28708
0.25724 |  | 0.28706
0.25721 |  | 0.28703
0.2572 |  | 0.28703
0.25718 |  | 0.28701
0.25717 |  | 0.28699
0.25717 |  | 0.28699
0.25715 |  | 0.28695
0.25709 |  | 0.28694
0.25708 |  | 0.28689
0.25703 |  | 0.28685
0.25702 |  | 0.28682
0.257 |  | 0.28681
0.257 |  | 0.2868
0.25697 |  | 0.28677
0.25697 |  | 0.28677
0.25696 |  | 0.28675
0.25694 |  | 0.28672
0.25693 |  | 0.28672
0.25691 |  | 0.28671
0.25691 |  | 0.28669
0.25688 |  | 0.28667
0.25686 |  | 0.28667
0.25684 |  | 0.28666
0.25684 |  | 0.28663
0.25681 |  | 0.28663
0.25681 |  | 0.28661
0.25677 |  | 0.28658
0.25676 |  | 0.28657
0.25676 |  | 0.28654
0.25671 |  | 0.28654
0.25671 |  | 0.28652
0.25669 |  | 0.28652
0.25665 |  | 0.28648
0.25663 |  | 0.28646
0.25663 |  | 0.28645
0.25662 |  | 0.28643
0.2566 |  | 0.28641
0.25656 |  | 0.28639
0.25656 |  | 0.28639
0.25654 |  | 0.28636
0.25653 |  | 0.28634
0.25653 |  | 0.28634
0.25651 |  | 0.28634
0.25648 |  | 0.2863
0.25648 |  | 0.28629
0.25648 |  | 0.28626
0.25645 |  | 0.28626
0.25642 |  | 0.28624
0.2564 |  | 0.28621
0.2564 |  | 0.28619
0.2564 |  | 0.28618
0.25637 |  | 0.28618
0.25636 |  | 0.28616
0.25634 |  | 0.28612
0.25631 |  | 0.28612
0.2563 |  | 0.28609
0.2563 |  | 0.28608
0.25626 |  | 0.28605
0.25625 |  | 0.28604
0.25622 |  | 0.28604
0.25621 |  | 0.286
0.25617 |  | 0.28599
0.25617 |  | 0.28596
0.25616 |  | 0.28595
0.25614 |  | 0.28594
0.25613 |  | 0.28591
0.25611 |  | 0.28587
0.25608 |  | 0.28586
0.25607 |  | 0.28584
0.25605 |  | 0.28581
0.25604 |  | 0.28576
0.25602 |  | 0.28576
0.25601 |  | 0.28576
0.25599 |  | 0.28573
0.25596 |  | 0.28572
0.25593 |  | 0.28572
0.25593 |  | 0.28568
0.2559 |  | 0.28565
0.25587 |  | 0.28563
0.25587 |  | 0.2856
0.25584 |  | 0.28557
0.25582 |  | 0.28557
0.25582 |  | 0.28554
0.25582 |  | 0.28553
0.25581 |  | 0.28553
0.25578 |  | 0.28549
0.25576 |  | 0.28546
0.25576 |  | 0.28546
0.25574 |  | 0.28544
0.25573 |  | 0.28544
0.25572 |  | 0.28544
0.2557 |  | 0.28541
0.25566 |  | 0.28539
0.25566 |  | 0.28539
0.25564 |  | 0.28537
0.25564 |  | 0.28536
0.25561 |  | 0.28535
0.25559 |  | 0.28531
0.25558 |  | 0.28531
0.25552 |  | 0.28527
0.25551 |  | 0.28526
0.25551 |  | 0.2852
0.25551 |  | 0.28516
0.25549 |  | 0.28516
0.25547 |  | 0.28513
0.25545 |  | 0.28511
0.25545 |  | 0.28505
0.25541 |  | 0.28503
0.25541 |  | 0.285
0.25538 |  | 0.28499
0.25538 |  | 0.28496
0.25537 |  | 0.28494
0.25535 |  | 0.28494
0.25532 |  | 0.2849
0.25531 |  | 0.28488
0.25529 |  | 0.28486
0.25528 |  | 0.28486
0.25526 |  | 0.28485
0.25523 |  | 0.28484
0.25521 |  | 0.28483
0.2552 |  | 0.2848
0.25517 |  | 0.28479
0.25514 |  | 0.28473
0.25514 |  | 0.28473
0.25511 |  | 0.28472
0.25508 |  | 0.28468
0.25508 |  | 0.28467
0.25508 |  | 0.28467
0.25504 |  | 0.28467
0.255 |  | 0.28463
0.25499 |  | 0.28462
0.25497 |  | 0.2846
0.25497 |  | 0.28459
0.25497 |  | 0.28457
0.25492 |  | 0.28455
0.25491 |  | 0.28453
0.25489 |  | 0.28453
0.25489 |  | 0.28452
0.25489 |  | 0.28449
0.25488 |  | 0.28447
0.25483 |  | 0.28446
0.25483 |  | 0.28442
0.25482 |  | 0.28441
0.2548 |  | 0.28439
0.25479 |  | 0.28437
0.25477 |  | 0.28436
0.25474 |  | 0.28433
0.25473 |  | 0.28431
0.25473 |  | 0.28429
0.25473 |  | 0.28426
0.25471 |  | 0.28426
0.2547 |  | 0.28424
0.25465 |  | 0.28422
0.25464 |  | 0.2842
0.25464 |  | 0.28418
0.25462 |  | 0.28417
0.25462 |  | 0.28413
0.2546 |  | 0.2841
0.25457 |  | 0.28408
0.25453 |  | 0.28405
0.25453 |  | 0.28405
0.25452 |  | 0.28402
0.2545 |  | 0.28401
0.25449 |  | 0.28399
0.25446 |  | 0.28396
0.25443 |  | 0.28396
0.25443 |  | 0.28393
0.2544 |  | 0.28391
0.25438 |  | 0.28388
0.25435 |  | 0.28387
0.25435 |  | 0.28384
0.25435 |  | 0.28383
0.25432 |  | 0.28383
0.25431 |  | 0.28381
0.25429 |  | 0.28379
0.25428 |  | 0.28376
0.25426 |  | 0.28373
0.25423 |  | 0.28369
0.25423 |  | 0.28368
0.25423 |  | 0.28367
0.25418 |  | 0.28366
0.25415 |  | 0.28362
0.25412 |  | 0.28361
0.25408 |  | 0.28358
0.25408 |  | 0.28357
0.25408 |  | 0.28356
0.25404 |  | 0.28353
0.25402 |  | 0.28352
0.25398 |  | 0.2835
0.25397 |  | 0.2835
0.25397 |  | 0.28346
0.25395 |  | 0.28345
0.25393 |  | 0.28343
0.25393 |  | 0.28341
0.25391 |  | 0.28341
0.25389 |  | 0.28337
0.25389 |  | 0.28337
0.25389 |  | 0.28337
0.25386 |  | 0.28333
0.25386 |  | 0.28332
0.25383 |  | 0.28332
0.25383 |  | 0.2833
0.25383 |  | 0.28329
0.2538 |  | 0.28327
0.25378 |  | 0.28323
0.25378 |  | 0.28323
0.25378 |  | 0.28319
0.25378 |  | 0.28318
0.25376 |  | 0.28317
0.25373 |  | 0.28315
0.25372 |  | 0.28313
0.2537 |  | 0.28309
0.25369 |  | 0.28309
0.25367 |  | 0.28304
0.25367 |  | 0.28303
0.25365 |  | 0.283
0.25364 |  | 0.283
0.25361 |  | 0.28296
0.25361 |  | 0.28293
0.2536 |  | 0.28292
0.25357 |  | 0.28288
0.25357 |  | 0.28288
0.25357 |  | 0.28287
0.25354 |  | 0.28284
0.25354 |  | 0.28283
0.25349 |  | 0.28283
0.25347 |  | 0.2828
0.25346 |  | 0.28276
0.25346 |  | 0.28275
0.25346 |  | 0.28271
0.25345 |  | 0.28268
0.25341 |  | 0.28266
0.25341 |  | 0.28265
0.25339 |  | 0.28261
0.25337 |  | 0.28261
0.25336 |  | 0.2826
0.25334 |  | 0.28258
0.25333 |  | 0.28256
0.25333 |  | 0.28254
0.25329 |  | 0.28252
0.25328 |  | 0.28251
0.25325 |  | 0.28248
0.25325 |  | 0.28248
0.25323 |  | 0.28244
0.25322 |  | 0.28244
0.25322 |  | 0.28243
0.25322 |  | 0.28239
0.25322 |  | 0.28237
0.25319 |  | 0.28237
0.25315 |  | 0.28233
0.25315 |  | 0.28233
0.25313 |  | 0.28232
0.25313 |  | 0.28231
0.25311 |  | 0.28228
0.25308 |  | 0.28226
0.25306 |  | 0.28226
0.25306 |  | 0.28226
0.25305 |  | 0.28222
0.25302 |  | 0.2822
0.253 |  | 0.28218
0.25295 |  | 0.28218
0.25294 |  | 0.28214
0.25293 |  | 0.28214
0.25291 |  | 0.28213
0.25289 |  | 0.2821
0.25288 |  | 0.28208
0.25287 |  | 0.28208
0.25285 |  | 0.28208
0.25285 |  | 0.28208
0.25283 |  | 0.28206
0.25282 |  | 0.28205
0.25282 |  | 0.28204
0.25279 |  | 0.282
0.25277 |  | 0.282
0.25276 |  | 0.28197
0.25273 |  | 0.28196
0.25273 |  | 0.28193
0.25271 |  | 0.28192
0.25271 |  | 0.28191
0.25268 |  | 0.2819
0.25267 |  | 0.28188
0.25265 |  | 0.28186
0.25263 |  | 0.28182
0.25262 |  | 0.28179
0.25261 |  | 0.28178
0.25258 |  | 0.28176
0.25254 |  | 0.28173
0.25253 |  | 0.28171
0.25252 |  | 0.28168
0.25252 |  | 0.28164
0.25247 |  | 0.28163
0.25247 |  | 0.28163
0.25247 |  | 0.28162
0.25245 |  | 0.28158
0.25241 |  | 0.28157
0.25239 |  | 0.28154
0.25236 |  | 0.28151
0.25236 |  | 0.2815
0.25233 |  | 0.28146
0.25233 |  | 0.28145
0.2523 |  | 0.28145
0.2523 |  | 0.28143
0.25227 |  | 0.2814
0.25225 |  | 0.28138
0.25224 |  | 0.28137
0.25222 |  | 0.28134
0.2522 |  | 0.28133
0.2522 |  | 0.28129
0.2522 |  | 0.28129
0.25219 |  | 0.28128
0.25219 |  | 0.28126
0.25216 |  | 0.28124
0.25216 |  | 0.28122
0.25214 |  | 0.2812
0.25214 |  | 0.28116
0.25211 |  | 0.28115
0.25207 |  | 0.28115
0.25207 |  | 0.28111
0.25204 |  | 0.2811
0.25204 |  | 0.28107
0.25202 |  | 0.28105
0.25199 |  | 0.28102
0.25199 |  | 0.28101
0.25198 |  | 0.28099
0.25198 |  | 0.28097
0.25196 |  | 0.28096
0.25195 |  | 0.28094
0.25195 |  | 0.28092
0.2519 |  | 0.2809
0.25189 |  | 0.28088
0.25189 |  | 0.28088
0.25187 |  | 0.28086
0.25185 |  | 0.28082
0.25185 |  | 0.28079
0.25184 |  | 0.28078
0.25183 |  | 0.28078
0.2518 |  | 0.28071
0.2518 |  | 0.2807
0.25176 |  | 0.2807
0.25175 |  | 0.28063
0.25175 |  | 0.28061
0.25174 |  | 0.28059
0.2517 |  | 0.28056
0.25169 |  | 0.28056
0.25169 |  | 0.28053
0.25167 |  | 0.28053
0.25164 |  | 0.28052
0.25164 |  | 0.2805
0.25161 |  | 0.28047
0.25161 |  | 0.28046
0.2516 |  | 0.28044
0.25158 |  | 0.28043
0.25156 |  | 0.28042
0.25155 |  | 0.28038
0.25155 |  | 0.28037
0.25153 |  | 0.28036
0.25149 |  | 0.28033
0.25147 |  | 0.2803
0.25147 |  | 0.2803
0.25144 |  | 0.28028
0.25142 |  | 0.28028
0.25141 |  | 0.28028
0.25138 |  | 0.28025
0.25138 |  | 0.28025
0.25137 |  | 0.28024
0.25137 |  | 0.2802
0.25132 |  | 0.28019
0.25132 |  | 0.28014
0.25131 |  | 0.2801
0.25129 |  | 0.28008
0.25129 |  | 0.28006
0.25128 |  | 0.28005
0.25126 |  | 0.28001
0.25123 |  | 0.28
0.2512 |  | 0.27998
0.25118 |  | 0.27996
0.25117 |  | 0.27995
0.25115 |  | 0.27992
0.25114 |  | 0.27991
0.25114 |  | 0.27987
0.25111 |  | 0.27984
0.25111 |  | 0.2798
0.25109 |  | 0.27979
0.25107 |  | 0.27977
0.25103 |  | 0.27977
0.25102 |  | 0.27977
0.251 |  | 0.27974
0.25099 |  | 0.27974
0.25095 |  | 0.27971
0.25093 |  | 0.27968
0.25093 |  | 0.27967
0.25093 |  | 0.27967
0.25093 |  | 0.27963
0.2509 |  | 0.27962
0.25088 |  | 0.27961
0.25088 |  | 0.27959
0.25088 |  | 0.27955
0.25084 |  | 0.27954
0.25082 |  | 0.27952
0.2508 |  | 0.27952
0.25079 |  | 0.27951
0.25077 |  | 0.27947
0.25077 |  | 0.27946
0.25076 |  | 0.27943
0.25073 |  | 0.27942
0.25071 |  | 0.27941
0.2507 |  | 0.2794
0.25067 |  | 0.27937
0.25067 |  | 0.27936
0.25063 |  | 0.27932
0.25062 |  | 0.27929
0.25061 |  | 0.27927
0.25061 |  | 0.27925
0.25059 |  | 0.27924
0.25056 |  | 0.2792
0.25052 |  | 0.27919
0.25052 |  | 0.27916
0.25052 |  | 0.27916
0.25052 |  | 0.27912
0.25052 |  | 0.27909
0.2505 |  | 0.27905
0.25049 |  | 0.27905
0.25046 |  | 0.27902
0.25042 |  | 0.27901
0.25041 |  | 0.27901
0.25038 |  | 0.27897
0.25038 |  | 0.27895
0.25038 |  | 0.27893
0.25036 |  | 0.27891
0.25036 |  | 0.27889
0.25032 |  | 0.27887
0.25028 |  | 0.27885
0.25028 |  | 0.27884
0.25027 |  | 0.2788
0.25025 |  | 0.27879
0.25024 |  | 0.27875
0.25022 |  | 0.27874
0.25021 |  | 0.27869
0.25021 |  | 0.27869
0.25018 |  | 0.27866
0.25015 |  | 0.27864
0.2501 |  | 0.27862
0.2501 |  | 0.27857
0.25009 |  | 0.27857
0.25004 |  | 0.27856
0.25003 |  | 0.27853
0.25001 |  | 0.27849
0.25001 |  | 0.27848
0.25 |  | 0.27845
0.25 |  | 0.27845
0.25 |  | 0.27843
0.24997 |  | 0.27842
0.24995 |  | 0.27836
0.24994 |  | 0.27833
0.24992 |  | 0.2783
0.24991 |  | 0.27826
0.24989 |  | 0.27824
0.24989 |  | 0.27822
0.24986 |  | 0.27821
0.24982 |  | 0.27821
0.24982 |  | 0.27819
0.2498 |  | 0.27817
0.24979 |  | 0.27817
0.24979 |  | 0.27812
0.24976 |  | 0.27811
0.24973 |  | 0.27807
0.24971 |  | 0.27805
0.2497 |  | 0.27803
0.2497 |  | 0.278
0.24968 |  | 0.27795
0.24967 |  | 0.27795
0.24967 |  | 0.27793
0.24965 |  | 0.27791
0.24964 |  | 0.2779
0.24961 |  | 0.27787
0.24961 |  | 0.27784
0.24959 |  | 0.27784
0.24958 |  | 0.2778
0.24956 |  | 0.27778
0.24956 |  | 0.27776
0.24955 |  | 0.27773
0.24952 |  | 0.27771
0.24952 |  | 0.27771
0.2495 |  | 0.27768
0.24948 |  | 0.27768
0.24947 |  | 0.27766
0.24945 |  | 0.27761
0.24943 |  | 0.27759
0.24941 |  | 0.27758
0.24938 |  | 0.27756
0.24935 |  | 0.27756
0.24934 |  | 0.27753
0.24934 |  | 0.27752
0.24931 |  | 0.27752
0.24929 |  | 0.27749
0.24927 |  | 0.27749
0.24926 |  | 0.27745
0.24925 |  | 0.27741
0.24923 |  | 0.2774
0.24921 |  | 0.27738
0.2492 |  | 0.27738
0.24918 |  | 0.27735
0.24915 |  | 0.27728
0.24914 |  | 0.27727
0.24914 |  | 0.27725
0.24912 |  | 0.27722
0.2491 |  | 0.2772
0.24908 |  | 0.2772
0.24908 |  | 0.27718
0.24907 |  | 0.27717
0.24904 |  | 0.27717
0.24902 |  | 0.27713
0.249 |  | 0.27711
0.249 |  | 0.2771
0.24896 |  | 0.27709
0.24894 |  | 0.27706
0.24893 |  | 0.27702
0.24893 |  | 0.27699
0.24891 |  | 0.27697
0.24888 |  | 0.27696
0.24887 |  | 0.27694
0.24885 |  | 0.27692
0.24884 |  | 0.27688
0.24882 |  | 0.27687
0.24882 |  | 0.27681
0.24881 |  | 0.2768
0.24877 |  | 0.27679
0.24877 |  | 0.27675
0.24876 |  | 0.2767
0.24874 |  | 0.2767
0.24872 |  | 0.27669
0.24871 |  | 0.27667
0.24868 |  | 0.27662
0.24867 |  | 0.27662
0.24865 |  | 0.27661
0.24865 |  | 0.27658
0.24861 |  | 0.27655
0.24859 |  | 0.27653
0.24858 |  | 0.27652
0.24856 |  | 0.2765
0.24856 |  | 0.2765
0.24856 |  | 0.27646
0.24849 |  | 0.27644
0.24849 |  | 0.27643
0.24849 |  | 0.27642
0.24849 |  | 0.27641
0.24844 |  | 0.27635
0.24841 |  | 0.27634
0.24839 |  | 0.27633
0.24838 |  | 0.27629
0.24838 |  | 0.27629
0.24836 |  | 0.27628
0.24836 |  | 0.27628
0.24835 |  | 0.27624
0.24835 |  | 0.2762
0.24835 |  | 0.2762
0.24833 |  | 0.27618
0.24833 |  | 0.27616
0.24829 |  | 0.27615
0.24829 |  | 0.27607
0.24826 |  | 0.27605
0.24826 |  | 0.27605
0.24823 |  | 0.27601
0.24822 |  | 0.27598
0.24819 |  | 0.27597
0.24815 |  | 0.27594
0.24815 |  | 0.27594
0.24814 |  | 0.27591
0.24813 |  | 0.27589
0.24813 |  | 0.27587
0.24809 |  | 0.27585
0.24809 |  | 0.27583
0.24806 |  | 0.27583
0.24805 |  | 0.2758
0.24805 |  | 0.27579
0.24805 |  | 0.27576
0.24803 |  | 0.27572
0.24802 |  | 0.2757
0.24799 |  | 0.27568
0.24797 |  | 0.27566
0.24797 |  | 0.27564
0.24797 |  | 0.27563
0.24796 |  | 0.27562
0.24792 |  | 0.27561
0.24791 |  | 0.27559
0.24791 |  | 0.27555
0.24789 |  | 0.27553
0.24788 |  | 0.27552
0.24785 |  | 0.2755
0.24785 |  | 0.27548
0.24784 |  | 0.27546
0.24782 |  | 0.27543
0.2478 |  | 0.2754
0.24778 |  | 0.27538
0.24776 |  | 0.27538
0.24776 |  | 0.27533
0.24774 |  | 0.27532
0.24771 |  | 0.27526
0.24771 |  | 0.27526
0.2477 |  | 0.27525
0.2477 |  | 0.27522
0.2477 |  | 0.2752
0.24767 |  | 0.27517
0.24763 |  | 0.27515
0.24763 |  | 0.27512
0.24763 |  | 0.2751
0.24762 |  | 0.27509
0.2476 |  | 0.27503
0.24756 |  | 0.275
0.24756 |  | 0.275
0.24756 |  | 0.27499
0.24756 |  | 0.27495
0.24754 |  | 0.27495
0.24751 |  | 0.27493
0.24749 |  | 0.27491
0.24749 |  | 0.27487
0.24749 |  | 0.27487
0.24745 |  | 0.27486
0.24744 |  | 0.27482
0.24743 |  | 0.27482
0.24743 |  | 0.27482
0.24741 |  | 0.27478
0.24738 |  | 0.27475
0.24738 |  | 0.27472
0.24735 |  | 0.27469
0.24733 |  | 0.27467
0.24733 |  | 0.27465
0.24733 |  | 0.27465
0.24733 |  | 0.27463
0.24728 |  | 0.27461
0.24728 |  | 0.27459
0.24726 |  | 0.27456
0.24724 |  | 0.27455
0.24722 |  | 0.27452
0.24721 |  | 0.27449
0.24719 |  | 0.27445
0.24716 |  | 0.27442
0.24714 |  | 0.27437
0.24713 |  | 0.27434
0.2471 |  | 0.27433
0.24708 |  | 0.27432
0.24707 |  | 0.27429
0.24707 |  | 0.27425
0.24705 |  | 0.27421
0.24704 |  | 0.27419
0.24703 |  | 0.27417
0.24701 |  | 0.27417
0.24701 |  | 0.27414
0.247 |  | 0.27414
0.24695 |  | 0.27411
0.24695 |  | 0.27407
0.24692 |  | 0.27406
0.2469 |  | 0.27404
0.2469 |  | 0.27403
0.24686 |  | 0.27401
0.24686 |  | 0.27396
0.24686 |  | 0.27394
0.24684 |  | 0.27389
0.24683 |  | 0.27389
0.24681 |  | 0.27386
0.24679 |  | 0.27383
0.24679 |  | 0.27382
0.24677 |  | 0.27381
0.24674 |  | 0.27376
0.24672 |  | 0.27374
0.24672 |  | 0.27372
0.24671 |  | 0.27369
0.24671 |  | 0.27368
0.24667 |  | 0.27368
0.24665 |  | 0.27364
0.24663 |  | 0.27361
0.24662 |  | 0.2736
0.2466 |  | 0.27357
0.24657 |  | 0.27355
0.24657 |  | 0.27353
0.24656 |  | 0.27352
0.24654 |  | 0.27351
0.24653 |  | 0.27347
0.24649 |  | 0.27346
0.24649 |  | 0.27342
0.24648 |  | 0.27341
0.24645 |  | 0.27336
0.24642 |  | 0.27334
0.24642 |  | 0.27332
0.24642 |  | 0.27332
0.2464 |  | 0.2733
0.2464 |  | 0.27326
0.24637 |  | 0.27322
0.24637 |  | 0.27321
0.24636 |  | 0.2732
0.24634 |  | 0.27319
0.24634 |  | 0.27313
0.24629 |  | 0.27311
0.24629 |  | 0.27311
0.24629 |  | 0.27307
0.24626 |  | 0.27306
0.24625 |  | 0.27303
0.24625 |  | 0.27299
0.24625 |  | 0.27298
0.24619 |  | 0.27294
0.24619 |  | 0.27293
0.24616 |  | 0.27289
0.24614 |  | 0.27287
0.24613 |  | 0.27285
0.24613 |  | 0.27283
0.24609 |  | 0.27281
0.24608 |  | 0.2728
0.24608 |  | 0.27276
0.24606 |  | 0.27275
0.24605 |  | 0.27273
0.24605 |  | 0.27272
0.24605 |  | 0.2727
0.24605 |  | 0.27264
0.24602 |  | 0.27264
0.24599 |  | 0.27263
0.24599 |  | 0.2726
0.24597 |  | 0.27259
0.24597 |  | 0.27257
0.24594 |  | 0.27255
0.24593 |  | 0.27254
0.24593 |  | 0.2725
0.2459 |  | 0.27249
0.2459 |  | 0.27249
0.24585 |  | 0.27248
0.24585 |  | 0.27242
0.24585 |  | 0.27237
0.24584 |  | 0.27235
0.24581 |  | 0.27232
0.24579 |  | 0.27231
0.24578 |  | 0.27228
0.24576 |  | 0.27225
0.24576 |  | 0.27225
0.24576 |  | 0.27225
0.24576 |  | 0.27222
0.24571 |  | 0.27219
0.24569 |  | 0.27216
0.24564 |  | 0.27216
0.24564 |  | 0.27214
0.24564 |  | 0.27212
0.24564 |  | 0.27207
0.24564 |  | 0.27203
0.24561 |  | 0.27203
0.24559 |  | 0.27199
0.24556 |  | 0.27197
0.24556 |  | 0.27196
0.24556 |  | 0.27194
0.24555 |  | 0.27191
0.24552 |  | 0.27189
0.2455 |  | 0.27185
0.2455 |  | 0.27185
0.2455 |  | 0.27182
0.24549 |  | 0.27181
0.24549 |  | 0.27178
0.24545 |  | 0.27178
0.24544 |  | 0.27173
0.24542 |  | 0.2717
0.24539 |  | 0.27168
0.24536 |  | 0.27165
0.24535 |  | 0.27163
0.24532 |  | 0.27161
0.24532 |  | 0.27158
0.2453 |  | 0.27158
0.24527 |  | 0.27157
0.24527 |  | 0.27157
0.24524 |  | 0.27156
0.24524 |  | 0.27153
0.24523 |  | 0.27152
0.2452 |  | 0.2715
0.24518 |  | 0.27147
0.24517 |  | 0.2714
0.24515 |  | 0.27138
0.24515 |  | 0.27135
0.24515 |  | 0.27135
0.24514 |  | 0.27134
0.24512 |  | 0.27129
0.2451 |  | 0.27126
0.24509 |  | 0.27125
0.24509 |  | 0.27123
0.24506 |  | 0.27121
0.24506 |  | 0.2712
0.24504 |  | 0.27119
0.24501 |  | 0.27116
0.24498 |  | 0.27113
0.24497 |  | 0.27113
0.24497 |  | 0.2711
0.24495 |  | 0.27107
0.24493 |  | 0.27104
0.24493 |  | 0.27101
0.24492 |  | 0.27098
0.24491 |  | 0.27097
0.24487 |  | 0.27097
0.24486 |  | 0.27095
0.24484 |  | 0.27093
0.2448 |  | 0.2709
0.24478 |  | 0.2709
0.24475 |  | 0.2709
0.24475 |  | 0.27086
0.24472 |  | 0.27085
0.24472 |  | 0.27082
0.24472 |  | 0.27081
0.24471 |  | 0.2708
0.24466 |  | 0.27077
0.24466 |  | 0.27076
0.24464 |  | 0.27072
0.24463 |  | 0.27071
0.24463 |  | 0.27068
0.24463 |  | 0.27066
0.2446 |  | 0.27063
0.2446 |  | 0.27062
0.24455 |  | 0.27059
0.24455 |  | 0.27058
0.24452 |  | 0.27055
0.2445 |  | 0.27054
0.2445 |  | 0.27052
0.24448 |  | 0.27048
0.24446 |  | 0.27048
0.24445 |  | 0.27044
0.24445 |  | 0.27043
0.24442 |  | 0.27039
0.24439 |  | 0.27037
0.24437 |  | 0.27032
0.24437 |  | 0.27031
0.24435 |  | 0.2703
0.24434 |  | 0.27024
0.24434 |  | 0.27024
0.24434 |  | 0.27022
0.24432 |  | 0.27017
0.24432 |  | 0.27015
0.24431 |  | 0.27011
0.24428 |  | 0.27009
0.24428 |  | 0.27006
0.24426 |  | 0.27004
0.24425 |  | 0.27003
0.24425 |  | 0.27
0.24425 |  | 0.27
0.24423 |  | 0.26996
0.24421 |  | 0.26992
0.24417 |  | 0.26992
0.24416 |  | 0.26991
0.24416 |  | 0.26985
0.24416 |  | 0.26984
0.24416 |  | 0.26982
0.24411 |  | 0.26979
0.2441 |  | 0.26975
0.2441 |  | 0.26971
0.2441 |  | 0.2697
0.2441 |  | 0.26969
0.24407 |  | 0.26966
0.24405 |  | 0.26966
0.24405 |  | 0.26961
0.24401 |  | 0.26958
0.24401 |  | 0.26958
0.24399 |  | 0.26954
0.24398 |  | 0.26952
0.24398 |  | 0.26949
0.24394 |  | 0.26945
0.24393 |  | 0.2694
0.24391 |  | 0.26938
0.2439 |  | 0.26935
0.24388 |  | 0.26932
0.24388 |  | 0.26932
0.24387 |  | 0.2693
0.24385 |  | 0.2693
0.24384 |  | 0.2693
0.24384 |  | 0.26927
0.24383 |  | 0.26923
0.24381 |  | 0.26922
0.24379 |  | 0.2692
0.24378 |  | 0.26918
0.24373 |  | 0.26916
0.24372 |  | 0.2691
0.24372 |  | 0.2691
0.24367 |  | 0.26908
0.24366 |  | 0.26906
0.24366 |  | 0.26905
0.24364 |  | 0.26903
0.24362 |  | 0.269
0.24359 |  | 0.26895
0.24358 |  | 0.26891
0.24358 |  | 0.26891
0.24356 |  | 0.26887
0.24351 |  | 0.26885
0.24351 |  | 0.26881
0.24351 |  | 0.26879
0.2435 |  | 0.26876
0.24348 |  | 0.26873
0.24348 |  | 0.26873
0.24347 |  | 0.26869
0.24347 |  | 0.26867
0.24342 |  | 0.26865
0.24342 |  | 0.26863
0.24342 |  | 0.26858
0.24339 |  | 0.26855
0.24338 |  | 0.26855
0.24336 |  | 0.2685
0.24333 |  | 0.26849
0.24333 |  | 0.26848
0.24331 |  | 0.26845
0.24328 |  | 0.26844
0.24327 |  | 0.26838
0.24327 |  | 0.26836
0.24327 |  | 0.26834
0.24325 |  | 0.2683
0.24325 |  | 0.26828
0.24322 |  | 0.26828
0.24322 |  | 0.26824
0.24319 |  | 0.26824
0.24318 |  | 0.26822
0.24318 |  | 0.26816
0.24315 |  | 0.26815
0.24315 |  | 0.26811
0.24315 |  | 0.26809
0.24315 |  | 0.26805
0.24313 |  | 0.26804
0.24312 |  | 0.26801
0.24307 |  | 0.26798
0.24307 |  | 0.26797
0.24306 |  | 0.26793
0.24304 |  | 0.26789
0.24302 |  | 0.26788
0.24301 |  | 0.26787
0.24301 |  | 0.26784
0.24298 |  | 0.26782
0.24296 |  | 0.26779
0.24295 |  | 0.26778
0.2429 |  | 0.26775
0.2429 |  | 0.26772
0.24289 |  | 0.2677
0.24289 |  | 0.26764
0.24286 |  | 0.26762
0.24284 |  | 0.26762
0.24284 |  | 0.26761
0.24283 |  | 0.26756
0.24283 |  | 0.26754
0.24281 |  | 0.26749
0.24278 |  | 0.26745
0.24278 |  | 0.26741
0.24278 |  | 0.26738
0.24274 |  | 0.26738
0.24272 |  | 0.26736
0.24271 |  | 0.26734
0.24269 |  | 0.26732
0.24269 |  | 0.26729
0.24267 |  | 0.26727
0.24267 |  | 0.26726
0.24267 |  | 0.26724
0.24264 |  | 0.26722
0.24263 |  | 0.26719
0.24262 |  | 0.26717
0.24262 |  | 0.26714
0.2426 |  | 0.26713
0.24257 |  | 0.26711
0.24255 |  | 0.26708
0.24255 |  | 0.26705
0.24255 |  | 0.26703
0.24253 |  | 0.267
0.24253 |  | 0.267
0.24251 |  | 0.26699
0.2425 |  | 0.26694
0.24245 |  | 0.26694
0.24245 |  | 0.26691
0.24245 |  | 0.2669
0.24243 |  | 0.26687
0.24243 |  | 0.26685
0.24242 |  | 0.26682
0.2424 |  | 0.2668
0.24239 |  | 0.26674
0.24234 |  | 0.26674
0.24234 |  | 0.26674
0.24234 |  | 0.26672
0.2423 |  | 0.26666
0.2423 |  | 0.26665
0.2423 |  | 0.26664
0.24228 |  | 0.2666
0.24227 |  | 0.26659
0.24225 |  | 0.26658
0.24224 |  | 0.26655
0.24222 |  | 0.26652
0.24222 |  | 0.26648
0.24219 |  | 0.26646
0.24219 |  | 0.26643
0.24218 |  | 0.26642
0.24216 |  | 0.26641
0.24216 |  | 0.26636
0.24214 |  | 0.26635
0.24214 |  | 0.26634
0.24213 |  | 0.2663
0.24213 |  | 0.26629
0.24212 |  | 0.26625
0.24208 |  | 0.26622
0.24208 |  | 0.26621
0.24205 |  | 0.2662
0.24205 |  | 0.26616
0.24204 |  | 0.26616
0.24204 |  | 0.26612
0.24202 |  | 0.26609
0.24202 |  | 0.26604
0.24198 |  | 0.26603
0.24196 |  | 0.26602
0.24195 |  | 0.26596
0.24195 |  | 0.26595
0.2419 |  | 0.26594
0.2419 |  | 0.26591
0.24188 |  | 0.26587
0.24188 |  | 0.26584
0.24187 |  | 0.26584
0.24187 |  | 0.26582
0.24187 |  | 0.26579
0.24184 |  | 0.26577
0.24181 |  | 0.26574
0.24179 |  | 0.26574
0.24179 |  | 0.26572
0.24177 |  | 0.26571
0.24176 |  | 0.26568
0.24176 |  | 0.26566
0.24174 |  | 0.26564
0.24173 |  | 0.2656
0.24172 |  | 0.26559
0.24172 |  | 0.26558
0.24168 |  | 0.26555
0.24167 |  | 0.26552
0.24165 |  | 0.26548
0.24162 |  | 0.26547
0.24162 |  | 0.26542
0.24161 |  | 0.26538
0.24159 |  | 0.26533
0.24159 |  | 0.26533
0.24159 |  | 0.26532
0.24156 |  | 0.26531
0.24153 |  | 0.26529
0.24153 |  | 0.26528
0.2415 |  | 0.26526
0.24148 |  | 0.26523
0.24146 |  | 0.26522
0.24146 |  | 0.26518
0.24144 |  | 0.26517
0.24142 |  | 0.26513
0.24139 |  | 0.26509
0.24139 |  | 0.26506
0.24139 |  | 0.26505
0.24139 |  | 0.26504
0.24136 |  | 0.26498
0.24136 |  | 0.26496
0.24135 |  | 0.26495
0.24133 |  | 0.26495
0.24133 |  | 0.26489
0.24131 |  | 0.26488
0.2413 |  | 0.26485
0.24128 |  | 0.26482
0.24125 |  | 0.26479
0.24125 |  | 0.26476
0.24124 |  | 0.26474
0.24124 |  | 0.26472
0.2412 |  | 0.2647
0.24119 |  | 0.26466
0.24119 |  | 0.26463
0.24117 |  | 0.26461
0.24117 |  | 0.26456
0.24114 |  | 0.26454
0.24114 |  | 0.26447
0.24113 |  | 0.26445
0.2411 |  | 0.26444
0.24108 |  | 0.26442
0.24108 |  | 0.2644
0.24108 |  | 0.26438
0.24107 |  | 0.26435
0.24105 |  | 0.26431
0.24105 |  | 0.26429
0.24102 |  | 0.26426
0.24101 |  | 0.26425
0.24099 |  | 0.26421
0.24098 |  | 0.26419
0.24098 |  | 0.26415
0.24096 |  | 0.26414
0.24094 |  | 0.2641
0.24094 |  | 0.26404
0.24093 |  | 0.26398
0.24091 |  | 0.26393
0.2409 |  | 0.26391
0.24087 |  | 0.26388
0.24087 |  | 0.26383
0.24087 |  | 0.2638
0.24084 |  | 0.26378
0.24084 |  | 0.26376
0.2408 |  | 0.26375
0.24079 |  | 0.26371
0.24079 |  | 0.26369
0.24076 |  | 0.26367
0.24076 |  | 0.26362
0.24074 |  | 0.26361
0.24074 |  | 0.26361
0.24071 |  | 0.26357
0.24071 |  | 0.26356
0.24068 |  | 0.26356
0.24066 |  | 0.26352
0.24066 |  | 0.26348
0.24066 |  | 0.26347
0.24065 |  | 0.26346
0.24064 |  | 0.26342
0.24059 |  | 0.26337
0.24058 |  | 0.26334
0.24058 |  | 0.26331
0.24058 |  | 0.26327
0.24058 |  | 0.26326
0.24053 |  | 0.26324
0.24053 |  | 0.26321
0.24053 |  | 0.26318
0.24053 |  | 0.26316
0.2405 |  | 0.2631
0.24048 |  | 0.26308
0.24047 |  | 0.26304
0.24045 |  | 0.26301
0.24045 |  | 0.26298
0.24045 |  | 0.26296
0.24045 |  | 0.26294
0.24044 |  | 0.2629
0.24043 |  | 0.26286
0.24041 |  | 0.26284
0.24038 |  | 0.26283
0.24038 |  | 0.26282
0.24036 |  | 0.26279
0.24035 |  | 0.26278
0.24033 |  | 0.26275
0.2403 |  | 0.26274
0.2403 |  | 0.26271
0.24029 |  | 0.26266
0.24026 |  | 0.26262
0.24023 |  | 0.26261
0.24023 |  | 0.2626
0.24023 |  | 0.26254
0.24021 |  | 0.2625
0.2402 |  | 0.26245
0.24017 |  | 0.26245
0.24015 |  | 0.26243
0.24015 |  | 0.26241
0.24012 |  | 0.26235
0.2401 |  | 0.26233
0.24009 |  | 0.2623
0.24009 |  | 0.26226
0.24009 |  | 0.26226
0.24007 |  | 0.26223
0.24007 |  | 0.26222
0.24006 |  | 0.26221
0.24003 |  | 0.26217
0.24003 |  | 0.26213
0.24001 |  | 0.26211
0.24001 |  | 0.26206
0.24 |  | 0.26203
0.23998 |  | 0.26199
0.23998 |  | 0.26198
0.23998 |  | 0.26197
0.23995 |  | 0.26194
0.23995 |  | 0.26191
0.23992 |  | 0.26191
0.2399 |  | 0.26185
0.2399 |  | 0.26182
0.23989 |  | 0.26177
0.23987 |  | 0.26175
0.23987 |  | 0.26173
0.23987 |  | 0.26169
0.23986 |  | 0.26166
0.23981 |  | 0.26164
0.23981 |  | 0.26162
0.2398 |  | 0.26158
0.2398 |  | 0.26157
0.2398 |  | 0.26155
0.23978 |  | 0.26151
0.23978 |  | 0.26149
0.23973 |  | 0.26146
0.23973 |  | 0.26145
0.23972 |  | 0.2614
0.2397 |  | 0.26136
0.2397 |  | 0.26135
0.23969 |  | 0.26132
0.23969 |  | 0.26132
0.23967 |  | 0.26128
0.23966 |  | 0.26125
0.23963 |  | 0.26123
0.23959 |  | 0.2612
0.23958 |  | 0.26113
0.23956 |  | 0.26111
0.23956 |  | 0.26107
0.23954 |  | 0.26107
0.23954 |  | 0.26104
0.2395 |  | 0.26099
0.23949 |  | 0.26097
0.23949 |  | 0.26096
0.23946 |  | 0.26092
0.23946 |  | 0.26088
0.23944 |  | 0.26085
0.23944 |  | 0.26085
0.23938 |  | 0.26082
0.23938 |  | 0.26077
0.23937 |  | 0.26075
0.23935 |  | 0.26073
0.23935 |  | 0.26067
0.23935 |  | 0.26066
0.23932 |  | 0.26064
0.23931 |  | 0.2606
0.23929 |  | 0.26054
0.23929 |  | 0.26052
0.23927 |  | 0.26047
0.23927 |  | 0.26047
0.23927 |  | 0.26042
0.23926 |  | 0.2604
0.23921 |  | 0.26038
0.2392 |  | 0.26033
0.23918 |  | 0.26033
0.23918 |  | 0.26029
0.23917 |  | 0.26026
0.23912 |  | 0.26017
0.23912 |  | 0.26015
0.2391 |  | 0.26014
0.23909 |  | 0.26009
0.23907 |  | 0.26006
0.23907 |  | 0.26002
0.23904 |  | 0.25998
0.23904 |  | 0.25996
0.23903 |  | 0.25994
0.23901 |  | 0.25989
0.23898 |  | 0.25988
0.23897 |  | 0.25984
0.23897 |  | 0.25979
0.23895 |  | 0.25972
0.23895 |  | 0.25969
0.23895 |  | 0.25966
0.23892 |  | 0.25964
0.23889 |  | 0.25962
0.23886 |  | 0.25957
0.23886 |  | 0.25955
0.23886 |  | 0.25954
0.23883 |  | 0.2595
0.2388 |  | 0.25948
0.2388 |  | 0.25946
0.2388 |  | 0.25943
0.23878 |  | 0.25939
0.23878 |  | 0.25937
0.23878 |  | 0.25933
0.23877 |  | 0.2593
0.23875 |  | 0.25925
0.23872 |  | 0.25921
0.23871 |  | 0.2592
0.23867 |  | 0.25916
0.23866 |  | 0.25914
0.23866 |  | 0.25911
0.23866 |  | 0.25905
0.23866 |  | 0.25904
0.23861 |  | 0.25902
0.23861 |  | 0.25901
0.23861 |  | 0.25893
0.23861 |  | 0.25892
0.2386 |  | 0.25888
0.2386 |  | 0.25884
0.23857 |  | 0.25883
0.23857 |  | 0.25879
0.23855 |  | 0.25876
0.23854 |  | 0.25874
0.23852 |  | 0.25871
0.23852 |  | 0.25868
0.23849 |  | 0.25865
0.23849 |  | 0.25859
0.23848 |  | 0.25858
0.23848 |  | 0.25856
0.23846 |  | 0.25852
0.23844 |  | 0.25851
0.23842 |  | 0.25848
0.23842 |  | 0.25848
0.23842 |  | 0.25844
0.2384 |  | 0.25843
0.2384 |  | 0.25841
0.23837 |  | 0.25834
0.23836 |  | 0.2583
0.23834 |  | 0.25825
0.23834 |  | 0.25822
0.23831 |  | 0.25821
0.23828 |  | 0.25816
0.23827 |  | 0.25809
0.23825 |  | 0.25808
0.23823 |  | 0.25805
0.23821 |  | 0.25796
0.23821 |  | 0.25795
0.23821 |  | 0.25792
0.23816 |  | 0.2579
0.23816 |  | 0.25786
0.23816 |  | 0.25782
0.23815 |  | 0.25777
0.23815 |  | 0.25776
0.23815 |  | 0.25772
0.2381 |  | 0.25767
0.23808 |  | 0.25763
0.23808 |  | 0.2576
0.23807 |  | 0.25759
0.23807 |  | 0.25755
0.23804 |  | 0.25752
0.23804 |  | 0.25747
0.23801 |  | 0.25743
0.23801 |  | 0.25742
0.23799 |  | 0.2574
0.23798 |  | 0.25735
0.23796 |  | 0.25734
0.23796 |  | 0.25734
0.23796 |  | 0.25733
0.23795 |  | 0.25728
0.23793 |  | 0.25724
0.2379 |  | 0.2572
0.23789 |  | 0.25719
0.23789 |  | 0.25713
0.23789 |  | 0.25706
0.23783 |  | 0.25702
0.23781 |  | 0.25701
0.23781 |  | 0.25698
0.23779 |  | 0.25693
0.23779 |  | 0.25692
0.23779 |  | 0.25688
0.23776 |  | 0.25685
0.23775 |  | 0.25684
0.23773 |  | 0.25678
0.23773 |  | 0.25675
0.23772 |  | 0.25673
0.23772 |  | 0.2567
0.23769 |  | 0.25665
0.23769 |  | 0.25662
0.23767 |  | 0.25661
0.23765 |  | 0.25656
0.23764 |  | 0.25655
0.23764 |  | 0.25652
0.23762 |  | 0.25651
0.23761 |  | 0.2565
0.23761 |  | 0.25645
0.23759 |  | 0.25644
0.23756 |  | 0.2564
0.23756 |  | 0.25635
0.23756 |  | 0.25632
0.23756 |  | 0.2563
0.23755 |  | 0.25627
0.23752 |  | 0.25626
0.2375 |  | 0.25622
0.23749 |  | 0.2562
0.23749 |  | 0.25614
0.23747 |  | 0.25611
0.23746 |  | 0.2561
0.23744 |  | 0.25606
0.23744 |  | 0.25604
0.23744 |  | 0.25601
0.23741 |  | 0.25597
0.23739 |  | 0.25591
0.23736 |  | 0.2559
0.23736 |  | 0.25585
0.23735 |  | 0.25581
0.23733 |  | 0.2558
0.23733 |  | 0.25578
0.2373 |  | 0.2557
0.23729 |  | 0.25565
0.23729 |  | 0.25563
0.23729 |  | 0.25558
0.23727 |  | 0.25552
0.23722 |  | 0.25548
0.23722 |  | 0.25545
0.23722 |  | 0.25541
0.23721 |  | 0.25539
0.23718 |  | 0.25537
0.23716 |  | 0.25534
0.23715 |  | 0.25533
0.23715 |  | 0.2553
0.23711 |  | 0.25526
0.23711 |  | 0.25522
0.23711 |  | 0.25521
0.23711 |  | 0.25517
0.23708 |  | 0.25512
0.23708 |  | 0.2551
0.23707 |  | 0.25507
0.23705 |  | 0.25501
0.23704 |  | 0.25499
0.23704 |  | 0.25494
0.23701 |  | 0.25491
0.23701 |  | 0.25487
0.23699 |  | 0.25483
0.23699 |  | 0.2548
0.23698 |  | 0.25478
0.23691 |  | 0.25474
0.23691 |  | 0.25472
0.2369 |  | 0.25467
0.2369 |  | 0.25463
0.2369 |  | 0.2546
0.23687 |  | 0.25454
0.23685 |  | 0.25454
0.23685 |  | 0.25451
0.23685 |  | 0.25448
0.23684 |  | 0.25446
0.23682 |  | 0.25444
0.23682 |  | 0.25439
0.23679 |  | 0.25437
0.23679 |  | 0.25437
0.23676 |  | 0.25433
0.23676 |  | 0.2543
0.23676 |  | 0.25429
0.23676 |  | 0.25427
0.23674 |  | 0.25423
0.23673 |  | 0.25421
0.23671 |  | 0.2542
0.23671 |  | 0.25414
0.2367 |  | 0.2541
0.2367 |  | 0.25407
0.23668 |  | 0.25402
0.23667 |  | 0.25399
0.23664 |  | 0.25395
0.23662 |  | 0.25393
0.23661 |  | 0.2539
0.23661 |  | 0.25384
0.23661 |  | 0.25381
0.23657 |  | 0.25379
0.23657 |  | 0.25372
0.23657 |  | 0.2537
0.23656 |  | 0.25366
0.23654 |  | 0.25362
0.23653 |  | 0.2536
0.23653 |  | 0.25359
0.2365 |  | 0.25354
0.23648 |  | 0.25351
0.23648 |  | 0.25349
0.23646 |  | 0.25345
0.23645 |  | 0.25345
0.23641 |  | 0.25342
0.23641 |  | 0.25338
0.23639 |  | 0.25335
0.23637 |  | 0.25335
0.23635 |  | 0.2533
0.23634 |  | 0.25326
0.23634 |  | 0.25324
0.23632 |  | 0.25323
0.23632 |  | 0.25318
0.23631 |  | 0.25315
0.2363 |  | 0.25314
0.23628 |  | 0.25313
0.23625 |  | 0.2531
0.23623 |  | 0.25309
0.23623 |  | 0.25305
0.23623 |  | 0.25303
0.23623 |  | 0.25301
0.23623 |  | 0.25301
0.23622 |  | 0.25296
0.2362 |  | 0.2529
0.2362 |  | 0.25286
0.23619 |  | 0.25283
0.23617 |  | 0.25283
0.23617 |  | 0.25279
0.23616 |  | 0.25277
0.23616 |  | 0.25275
0.23611 |  | 0.25272
0.23611 |  | 0.2527
0.23609 |  | 0.25266
0.23606 |  | 0.25261
0.23605 |  | 0.25257
0.23603 |  | 0.25254
0.23603 |  | 0.2525
0.23602 |  | 0.25248
0.236 |  | 0.25245
0.236 |  | 0.25243
0.23597 |  | 0.2524
0.23595 |  | 0.25232
0.23595 |  | 0.2523
0.23595 |  | 0.25227
0.23592 |  | 0.25225
0.23592 |  | 0.2522
0.23591 |  | 0.25217
0.23589 |  | 0.25213
0.23588 |  | 0.25213
0.23585 |  | 0.2521
0.23585 |  | 0.25206
0.23585 |  | 0.25204
0.23583 |  | 0.252
0.2358 |  | 0.25197
0.2358 |  | 0.25195
0.2358 |  | 0.25194
0.23579 |  | 0.25187
0.23579 |  | 0.25182
0.23579 |  | 0.25174
0.23575 |  | 0.25173
0.23575 |  | 0.25173
0.23575 |  | 0.25168
0.23571 |  | 0.25162
0.23568 |  | 0.25158
0.23568 |  | 0.25157
0.23568 |  | 0.25152
0.23568 |  | 0.25149
0.23568 |  | 0.25146
0.23564 |  | 0.25143
0.23563 |  | 0.25143
0.23562 |  | 0.25137
0.23562 |  | 0.25131
0.23558 |  | 0.2513
0.23558 |  | 0.25127
0.23557 |  | 0.25118
0.23554 |  | 0.25118
0.23554 |  | 0.25118
0.23554 |  | 0.25114
0.23552 |  | 0.2511
0.23549 |  | 0.25108
0.23548 |  | 0.25106
0.23545 |  | 0.25101
0.23543 |  | 0.25098
0.23542 |  | 0.25093
0.23542 |  | 0.25092
0.23542 |  | 0.25087
0.23542 |  | 0.25081
0.23539 |  | 0.25079
0.23539 |  | 0.25076
0.23534 |  | 0.25075
0.23533 |  | 0.25072
0.23533 |  | 0.25068
0.23533 |  | 0.25066
0.23531 |  | 0.25063
0.23528 |  | 0.25059
0.23527 |  | 0.25058
0.23525 |  | 0.25055
0.23523 |  | 0.25053
0.23522 |  | 0.25049
0.2352 |  | 0.25049
0.23519 |  | 0.25048
0.23517 |  | 0.25043
0.23515 |  | 0.2504
0.23514 |  | 0.25037
0.23514 |  | 0.25033
0.23512 |  | 0.25031
0.23509 |  | 0.25029
0.23509 |  | 0.25028
0.23506 |  | 0.25022
0.23505 |  | 0.25018
0.23503 |  | 0.25014
0.23503 |  | 0.25008
0.23501 |  | 0.25008
0.23499 |  | 0.25004
0.23497 |  | 0.25
0.23495 |  | 0.24997
0.23495 |  | 0.24993
0.23493 |  | 0.24992
0.23491 |  | 0.24992
0.2349 |  | 0.24988
0.23488 |  | 0.24986
0.23488 |  | 0.24982
0.23486 |  | 0.24979
0.23484 |  | 0.24974
0.23483 |  | 0.24974
0.23483 |  | 0.24971
0.23482 |  | 0.24964
0.2348 |  | 0.24962
0.2348 |  | 0.24953
0.2348 |  | 0.24952
0.23477 |  | 0.24948
0.23474 |  | 0.24945
0.23474 |  | 0.24941
0.23473 |  | 0.24939
0.23473 |  | 0.24936
0.23469 |  | 0.24926
0.23468 |  | 0.24925
0.23468 |  | 0.24918
0.23468 |  | 0.24915
0.23468 |  | 0.24912
0.23464 |  | 0.24907
0.2346 |  | 0.24904
0.2346 |  | 0.24903
0.2346 |  | 0.24901
0.2346 |  | 0.24899
0.2346 |  | 0.24898
0.2346 |  | 0.24893
0.23457 |  | 0.2489
0.23455 |  | 0.24885
0.23454 |  | 0.24881
0.23454 |  | 0.24877
0.23454 |  | 0.24874
0.23452 |  | 0.24873
0.2345 |  | 0.24871
0.2345 |  | 0.24866
0.23446 |  | 0.24861
0.23445 |  | 0.24854
0.23442 |  | 0.24852
0.23442 |  | 0.24848
0.23442 |  | 0.24848
0.2344 |  | 0.24844
0.2344 |  | 0.24842
0.23439 |  | 0.24837
0.23437 |  | 0.24835
0.23436 |  | 0.24835
0.23436 |  | 0.2483
0.23436 |  | 0.24828
0.23435 |  | 0.24825
0.23433 |  | 0.2482
0.23432 |  | 0.24817
0.2343 |  | 0.24815
0.23427 |  | 0.24812
0.23427 |  | 0.2481
0.23425 |  | 0.2481
0.23424 |  | 0.24803
0.23424 |  | 0.24799
0.23421 |  | 0.24796
0.23419 |  | 0.24792
0.23416 |  | 0.2479
0.23415 |  | 0.24786
0.23413 |  | 0.24784
0.23413 |  | 0.24781
0.23411 |  | 0.24777
0.2341 |  | 0.24774
0.23408 |  | 0.24772
0.23408 |  | 0.24768
0.23407 |  | 0.24766
0.23404 |  | 0.24765
0.234 |  | 0.24762
0.234 |  | 0.24757
0.234 |  | 0.24757
0.23397 |  | 0.24753
0.23394 |  | 0.24749
0.23391 |  | 0.24747
0.23391 |  | 0.24744
0.23391 |  | 0.24739
0.23391 |  | 0.24737
0.23391 |  | 0.24733
0.23386 |  | 0.2473
0.23386 |  | 0.24728
0.23384 |  | 0.24722
0.23382 |  | 0.24718
0.23382 |  | 0.24713
0.2338 |  | 0.24712
0.23379 |  | 0.24706
0.23377 |  | 0.24703
0.23376 |  | 0.24699
0.23376 |  | 0.24697
0.23374 |  | 0.24693
0.23374 |  | 0.24689
0.23371 |  | 0.24689
0.23371 |  | 0.24688
0.2337 |  | 0.24687
0.23368 |  | 0.24684
0.23368 |  | 0.2468
0.23368 |  | 0.24674
0.23362 |  | 0.24664
0.23362 |  | 0.2466
0.23359 |  | 0.24657
0.23355 |  | 0.24655
0.23355 |  | 0.24651
0.23355 |  | 0.24645
0.23354 |  | 0.24639
0.23353 |  | 0.24636
0.23351 |  | 0.24635
0.23349 |  | 0.2463
0.23348 |  | 0.24627
0.23348 |  | 0.24626
0.23348 |  | 0.24619
0.23346 |  | 0.24619
0.23343 |  | 0.24617
0.2334 |  | 0.24613
0.23337 |  | 0.24609
0.23336 |  | 0.24605
0.23336 |  | 0.24603
0.23334 |  | 0.24598
0.23332 |  | 0.24593
0.23329 |  | 0.2459
0.23328 |  | 0.24588
0.23328 |  | 0.24583
0.23325 |  | 0.24579
0.23325 |  | 0.24572
0.23323 |  | 0.24568
0.23323 |  | 0.24564
0.2332 |  | 0.24563
0.2332 |  | 0.24562
0.2332 |  | 0.24559
0.23319 |  | 0.24557
0.23316 |  | 0.24549
0.23314 |  | 0.24545
0.23314 |  | 0.24541
0.23312 |  | 0.2454
0.23311 |  | 0.24537
0.23308 |  | 0.24533
0.23308 |  | 0.24529
0.23308 |  | 0.24527
0.23308 |  | 0.24523
0.23305 |  | 0.2452
0.23301 |  | 0.24514
0.23301 |  | 0.2451
0.233 |  | 0.24506
0.233 |  | 0.24503
0.23297 |  | 0.24502
0.23297 |  | 0.24499
0.23295 |  | 0.24497
0.23294 |  | 0.24489
0.23292 |  | 0.24489
0.23288 |  | 0.24485
0.23286 |  | 0.24482
0.23286 |  | 0.24477
0.23286 |  | 0.24472
0.23285 |  | 0.24468
0.23282 |  | 0.24464
0.23282 |  | 0.24458
0.2328 |  | 0.24455
0.2328 |  | 0.24451
0.23277 |  | 0.24449
0.23276 |  | 0.24442
0.23276 |  | 0.24434
0.23276 |  | 0.24433
0.23274 |  | 0.2443
0.23271 |  | 0.24424
0.23271 |  | 0.24417
0.2327 |  | 0.24409
0.2327 |  | 0.24405
0.23268 |  | 0.24397
0.23265 |  | 0.24393
0.23265 |  | 0.24391
0.23265 |  | 0.24383
0.23262 |  | 0.24379
0.23262 |  | 0.24376
0.2326 |  | 0.2437
0.23256 |  | 0.24365
0.23254 |  | 0.24363
0.23254 |  | 0.2436
0.23253 |  | 0.24359
0.23251 |  | 0.24356
0.23251 |  | 0.24354
0.23248 |  | 0.2435
0.23245 |  | 0.24345
0.23243 |  | 0.24342
0.23243 |  | 0.2434
0.23243 |  | 0.24334
0.23243 |  | 0.24331
0.23242 |  | 0.24328
0.23242 |  | 0.24324
0.2324 |  | 0.24314
0.23237 |  | 0.24312
0.23236 |  | 0.24307
0.23236 |  | 0.24302
0.23233 |  | 0.24299
0.23233 |  | 0.24297
0.23233 |  | 0.2429
0.23228 |  | 0.24286
0.23228 |  | 0.24283
0.23227 |  | 0.2428
0.23225 |  | 0.24278
0.23224 |  | 0.24274
0.23221 |  | 0.2427
0.23221 |  | 0.24266
0.23221 |  | 0.24264
0.23221 |  | 0.24262
0.23217 |  | 0.24259
0.23214 |  | 0.24256
0.23213 |  | 0.24252
0.23211 |  | 0.24248
0.23211 |  | 0.24245
0.2321 |  | 0.24242
0.2321 |  | 0.24241
0.23208 |  | 0.24236
0.23208 |  | 0.24232
0.23207 |  | 0.24229
0.23203 |  | 0.24227
0.23202 |  | 0.24221
0.23202 |  | 0.24216
0.23202 |  | 0.24211
0.23201 |  | 0.24205
0.23197 |  | 0.24204
0.23197 |  | 0.242
0.23194 |  | 0.24198
0.23194 |  | 0.24193
0.23192 |  | 0.24191
0.23192 |  | 0.24188
0.23188 |  | 0.24185
0.23185 |  | 0.24181
0.23185 |  | 0.24179
0.23182 |  | 0.24177
0.2318 |  | 0.24174
0.23179 |  | 0.24172
0.23177 |  | 0.24162
0.23175 |  | 0.2416
0.23175 |  | 0.24153
0.23175 |  | 0.2415
0.23171 |  | 0.24147
0.23169 |  | 0.24146
0.23168 |  | 0.24141
0.23166 |  | 0.24138
0.23164 |  | 0.24136
0.23161 |  | 0.24132
0.23161 |  | 0.24132
0.23161 |  | 0.24126
0.23155 |  | 0.24122
0.23155 |  | 0.2412
0.23155 |  | 0.24116
0.23152 |  | 0.24114
0.23152 |  | 0.24112
0.23152 |  | 0.2411
0.23151 |  | 0.24109
0.23148 |  | 0.24106
0.23148 |  | 0.24102
0.23146 |  | 0.24097
0.23143 |  | 0.24095
0.23143 |  | 0.24089
0.23143 |  | 0.24084
0.2314 |  | 0.24081
0.23137 |  | 0.24081
0.23135 |  | 0.24075
0.23135 |  | 0.24071
0.23135 |  | 0.24068
0.23132 |  | 0.24067
0.23131 |  | 0.24063
0.23131 |  | 0.24057
0.23129 |  | 0.24055
0.23128 |  | 0.24051
0.23126 |  | 0.24049
0.23124 |  | 0.24044
0.23124 |  | 0.24039
0.23121 |  | 0.24034
0.2312 |  | 0.24033
0.23118 |  | 0.2403
0.23115 |  | 0.24024
0.23114 |  | 0.24022
0.23112 |  | 0.24021
0.23112 |  | 0.24017
0.23112 |  | 0.24009
0.23111 |  | 0.24008
0.23109 |  | 0.24004
0.23108 |  | 0.23997
0.23108 |  | 0.23992
0.23106 |  | 0.23988
0.23103 |  | 0.23984
0.23103 |  | 0.23979
0.23099 |  | 0.23973
0.23099 |  | 0.23972
0.23097 |  | 0.23967
0.23095 |  | 0.23959
0.23092 |  | 0.23952
0.23092 |  | 0.23947
0.23091 |  | 0.23945
0.23091 |  | 0.23942
0.23091 |  | 0.23939
0.2309 |  | 0.23935
0.23085 |  | 0.23928
0.23082 |  | 0.23924
0.23082 |  | 0.23921
0.23082 |  | 0.23917
0.23082 |  | 0.23909
0.23082 |  | 0.23905
0.23079 |  | 0.23898
0.23073 |  | 0.23893
0.23073 |  | 0.2389
0.23073 |  | 0.23885
0.23071 |  | 0.23882
0.2307 |  | 0.23879
0.23068 |  | 0.23877
0.23067 |  | 0.23872
0.23067 |  | 0.23871
0.23065 |  | 0.23865
0.23065 |  | 0.23863
0.23062 |  | 0.23861
0.2306 |  | 0.23857
0.23059 |  | 0.23854
0.23059 |  | 0.23852
0.23057 |  | 0.23849
0.23054 |  | 0.23844
0.23051 |  | 0.23839
0.2305 |  | 0.23837
0.23048 |  | 0.23834
0.23046 |  | 0.23829
0.23046 |  | 0.23827
0.23045 |  | 0.23826
0.23045 |  | 0.23821
0.23041 |  | 0.23814
0.23039 |  | 0.23811
0.23039 |  | 0.23808
0.23039 |  | 0.23807
0.23037 |  | 0.23799
0.23036 |  | 0.23795
0.23034 |  | 0.23794
0.23034 |  | 0.23791
0.23031 |  | 0.23787
0.23028 |  | 0.23775
0.23028 |  | 0.23772
0.23028 |  | 0.23768
0.23023 |  | 0.23765
0.2302 |  | 0.2376
0.23019 |  | 0.23756
0.23017 |  | 0.23752
0.23017 |  | 0.23748
0.23014 |  | 0.23743
0.23014 |  | 0.23733
0.23012 |  | 0.23726
0.23009 |  | 0.23723
0.23008 |  | 0.23715
0.23006 |  | 0.23708
0.23003 |  | 0.23701
0.23003 |  | 0.237
0.23001 |  | 0.23697
0.23 |  | 0.23692
0.23 |  | 0.23686
0.22998 |  | 0.23683
0.22997 |  | 0.23678
0.22995 |  | 0.23676
0.22995 |  | 0.23671
0.22994 |  | 0.23666
0.2299 |  | 0.23658
0.22989 |  | 0.23652
0.22988 |  | 0.23644
0.22986 |  | 0.23637
0.22986 |  | 0.23634
0.22986 |  | 0.23626
0.22981 |  | 0.23625
0.22981 |  | 0.23618
0.2298 |  | 0.23612
0.2298 |  | 0.23612
0.22978 |  | 0.23607
0.22975 |  | 0.23606
0.22973 |  | 0.23599
0.22972 |  | 0.23596
0.2297 |  | 0.23595
0.2297 |  | 0.23591
0.22969 |  | 0.23586
0.22967 |  | 0.23583
0.22963 |  | 0.23578
0.22963 |  | 0.23578
0.22961 |  | 0.23571
0.22958 |  | 0.23567
0.22957 |  | 0.23563
0.22956 |  | 0.23561
0.22956 |  | 0.23552
0.22956 |  | 0.23552
0.22956 |  | 0.23545
0.22954 |  | 0.23538
0.2295 |  | 0.23538
0.22946 |  | 0.23531
0.22946 |  | 0.23526
0.22943 |  | 0.23525
0.22941 |  | 0.23517
0.22938 |  | 0.23516
0.22937 |  | 0.23511
0.22935 |  | 0.23509
0.22935 |  | 0.23506
0.22935 |  | 0.23502
0.22933 |  | 0.23501
0.2293 |  | 0.23493
0.2293 |  | 0.23492
0.22928 |  | 0.23486
0.22924 |  | 0.23486
0.22922 |  | 0.23477
0.22921 |  | 0.23474
0.22919 |  | 0.23474
0.22918 |  | 0.23464
0.22916 |  | 0.23457
0.22916 |  | 0.23453
0.22912 |  | 0.23448
0.2291 |  | 0.2344
0.22908 |  | 0.23431
0.22902 |  | 0.23427
0.229 |  | 0.23421
0.22898 |  | 0.23417
0.22897 |  | 0.23417
0.22894 |  | 0.23415
0.22892 |  | 0.23412
0.22891 |  | 0.23411
0.22889 |  | 0.23408
0.22886 |  | 0.23404
0.22885 |  | 0.23402
0.2288 |  | 0.23399
0.2288 |  | 0.23397
0.22877 |  | 0.23395
0.22877 |  | 0.23388
0.22875 |  | 0.23383
0.22874 |  | 0.23378
0.2287 |  | 0.2337
0.22869 |  | 0.23368
0.22865 |  | 0.23363
0.22864 |  | 0.23359
0.22862 |  | 0.23356
0.22859 |  | 0.23347
0.22856 |  | 0.23341
0.22856 |  | 0.23337
0.22853 |  | 0.23334
0.22851 |  | 0.23333
0.2285 |  | 0.2333
0.22847 |  | 0.23325
0.22845 |  | 0.23323
0.22842 |  | 0.23318
0.22842 |  | 0.2331
0.22842 |  | 0.23307
0.22838 |  | 0.23302
0.22836 |  | 0.23298
0.22834 |  | 0.23295
0.22833 |  | 0.23292
0.22831 |  | 0.23289
0.22831 |  | 0.2328
0.22826 |  | 0.23273
0.22826 |  | 0.23269
0.22823 |  | 0.23267
0.22821 |  | 0.23261
0.2282 |  | 0.23255
0.22814 |  | 0.23253
0.22814 |  | 0.23243
0.22814 |  | 0.23243
0.22812 |  | 0.23242
0.22812 |  | 0.23233
0.22812 |  | 0.23228
0.22811 |  | 0.23225
0.22806 |  | 0.23216
0.22806 |  | 0.23215
0.22806 |  | 0.23211
0.22803 |  | 0.23207
0.22801 |  | 0.23203
0.228 |  | 0.232
0.22796 |  | 0.23191
0.22791 |  | 0.23188
0.2279 |  | 0.23185
0.22788 |  | 0.2318
0.22786 |  | 0.23172
0.22785 |  | 0.2317
0.2278 |  | 0.23165
0.2278 |  | 0.23163
0.22779 |  | 0.23158
0.22776 |  | 0.23154
0.22776 |  | 0.23148
0.22771 |  | 0.23143
0.22769 |  | 0.2314
0.22768 |  | 0.23136
0.22766 |  | 0.23135
0.22765 |  | 0.23129
0.2276 |  | 0.23127
0.22758 |  | 0.23123
0.22757 |  | 0.23121
0.22757 |  | 0.23114
0.22755 |  | 0.2311
0.22751 |  | 0.23105
0.22751 |  | 0.23105
0.22749 |  | 0.23098
0.22749 |  | 0.23094
0.22745 |  | 0.23086
0.22742 |  | 0.23083
0.2274 |  | 0.23081
0.22739 |  | 0.23075
0.22738 |  | 0.23073
0.22734 |  | 0.23058
0.22732 |  | 0.23056
0.22732 |  | 0.23054
0.2273 |  | 0.23039
0.22727 |  | 0.23034
0.22723 |  | 0.23028
0.22723 |  | 0.2302
0.22723 |  | 0.23018
0.22722 |  | 0.23016
0.22719 |  | 0.23012
0.22716 |  | 0.23005
0.22712 |  | 0.22998
0.22711 |  | 0.22993
0.22706 |  | 0.22989
0.22701 |  | 0.22986
0.227 |  | 0.22985
0.22698 |  | 0.22978
0.22694 |  | 0.22975
0.22692 |  | 0.22972
0.22686 |  | 0.2297
0.22682 |  | 0.22968
0.22681 |  | 0.22962
0.22679 |  | 0.2296
0.22678 |  | 0.22954
0.22674 |  | 0.2295
0.22673 |  | 0.22944
0.22672 |  | 0.22941
0.22672 |  | 0.22934
0.22668 |  | 0.22931
0.22667 |  | 0.22927
0.22662 |  | 0.22919
0.22657 |  | 0.22916
0.22657 |  | 0.22913
0.22656 |  | 0.22909
0.22654 |  | 0.22906
0.22654 |  | 0.22903
0.22651 |  | 0.22894
0.22648 |  | 0.22887
0.22648 |  | 0.22882
0.22644 |  | 0.22878
0.22642 |  | 0.22874
0.2264 |  | 0.22871
0.22638 |  | 0.22867
0.22633 |  | 0.22863
0.22632 |  | 0.22861
0.22631 |  | 0.22856
0.22631 |  | 0.22854
0.2263 |  | 0.22847
0.22625 |  | 0.22845
0.22625 |  | 0.22838
0.2262 |  | 0.22825
0.22619 |  | 0.2282
0.22617 |  | 0.22815
0.22617 |  | 0.22808
0.22613 |  | 0.22807
0.22613 |  | 0.22803
0.22608 |  | 0.22799
0.22606 |  | 0.22797
0.22606 |  | 0.22791
0.22606 |  | 0.22786
0.22603 |  | 0.22785
0.226 |  | 0.2278
0.22598 |  | 0.22775
0.22594 |  | 0.22773
0.22593 |  | 0.22767
0.2259 |  | 0.22764
0.22586 |  | 0.22758
0.22581 |  | 0.22751
0.22581 |  | 0.22746
0.22576 |  | 0.22745
0.22573 |  | 0.22742
0.22573 |  | 0.22738
0.22573 |  | 0.22734
0.2257 |  | 0.22725
0.2257 |  | 0.2272
0.22569 |  | 0.22717
0.22564 |  | 0.2271
0.22564 |  | 0.22706
0.22562 |  | 0.22695
0.22561 |  | 0.22695
0.22561 |  | 0.22691
0.22559 |  | 0.22687
0.22556 |  | 0.22682
0.22556 |  | 0.22676
0.22556 |  | 0.22669
0.22556 |  | 0.22667
0.22555 |  | 0.22663
0.22553 |  | 0.22657
0.22548 |  | 0.22652
0.22548 |  | 0.22648
0.22548 |  | 0.22645
0.22548 |  | 0.22639
0.22544 |  | 0.22632
0.2254 |  | 0.22627
0.2254 |  | 0.22624
0.22534 |  | 0.22621
0.22531 |  | 0.22617
0.22523 |  | 0.22612
0.22521 |  | 0.22604
0.22519 |  | 0.22598
0.22517 |  | 0.22591
0.22517 |  | 0.22588
0.22514 |  | 0.22582
0.22514 |  | 0.22579
0.22511 |  | 0.22573
0.22506 |  | 0.22567
0.22506 |  | 0.22561
0.22498 |  | 0.22555
0.22484 |  | 0.22551
0.22483 |  | 0.22543
0.22481 |  | 0.22539
0.22481 |  | 0.22531
0.22481 |  | 0.22519
0.22481 |  | 0.22517
0.2248 |  | 0.22509
0.22477 |  | 0.22506
0.22472 |  | 0.22498
0.22469 |  | 0.22491
0.22465 |  | 0.22486
0.22459 |  | 0.22482
0.22459 |  | 0.22478
0.22457 |  | 0.22474
0.22456 |  | 0.22468
0.22456 |  | 0.2246
0.22454 |  | 0.22454
0.22441 |  | 0.22448
0.22439 |  | 0.22445
0.22439 |  | 0.22442
0.22439 |  | 0.22429
0.22431 |  | 0.22427
0.22431 |  | 0.2242
0.22428 |  | 0.22415
0.22428 |  | 0.2241
0.22423 |  | 0.22402
0.22422 |  | 0.224
0.22418 |  | 0.22397
0.22414 |  | 0.2239
0.22414 |  | 0.22384
0.22414 |  | 0.22379
0.22406 |  | 0.22372
0.22406 |  | 0.22368
0.224 |  | 0.22364
0.22397 |  | 0.22356
0.22397 |  | 0.22351
0.22397 |  | 0.22347
0.22389 |  | 0.22337
0.22389 |  | 0.22335
0.22381 |  | 0.2233
0.22366 |  | 0.22325
0.22365 |  | 0.22323
0.22364 |  | 0.2232
0.22356 |  | 0.2231
0.22355 |  | 0.22309
0.2234 |  | 0.22306
0.22339 |  | 0.22302
0.22325 |  | 0.22291
0.22289 |  | 0.22285
0.22272 |  | 0.22273
0.22239 |  | 0.22271
0.22229 |  | 0.22267
0.22225 |  | 0.22263
0.22217 |  | 0.22254
0.22216 |  | 0.22251
0.22214 |  | 0.22243
0.22197 |  | 0.22241
0.22189 |  | 0.22236
0.22185 |  | 0.22229
0.22181 |  | 0.22225
0.22177 |  | 0.22217
0.22165 |  | 0.22207
0.22147 |  | 0.22199
0.22147 |  | 0.22196
0.22147 |  | 0.22193
0.22147 |  | 0.22188
0.22137 |  | 0.22187
0.2213 |  | 0.22182
0.22129 |  | 0.22179
0.22125 |  | 0.22173
0.22122 |  | 0.22168
0.22114 |  | 0.22163
0.22113 |  | 0.2216
0.22105 |  | 0.22152
0.22105 |  | 0.22147
0.22101 |  | 0.22139
0.22093 |  | 0.22135
0.22092 |  | 0.22133
0.2209 |  | 0.22129
0.2209 |  | 0.22125
0.2209 |  | 0.22121
0.22086 |  | 0.22113
0.22086 |  | 0.22109
0.22086 |  | 0.22106
0.22084 |  | 0.22103
0.22084 |  | 0.22095
0.22081 |  | 0.22091
0.22077 |  | 0.22082
0.22077 |  | 0.22072
0.22075 |  | 0.2207
0.22073 |  | 0.22062
0.22073 |  | 0.22055
0.22072 |  | 0.22049
0.22072 |  | 0.22044
0.2207 |  | 0.22039
0.22066 |  | 0.22032
0.22066 |  | 0.22024
0.22065 |  | 0.2202
0.22064 |  | 0.22019
0.22062 |  | 0.22016
0.22062 |  | 0.22013
0.22061 |  | 0.22005
0.22061 |  | 0.21998
0.22059 |  | 0.21994
0.22057 |  | 0.21983
0.22057 |  | 0.21978
0.22057 |  | 0.21971
0.22052 |  | 0.21968
0.2205 |  | 0.21966
0.22048 |  | 0.21959
0.22047 |  | 0.21955
0.22047 |  | 0.2195
0.22046 |  | 0.21949
0.22046 |  | 0.21942
0.22042 |  | 0.2193
0.22042 |  | 0.21926
0.22042 |  | 0.2192
0.22042 |  | 0.21915
0.22042 |  | 0.21909
0.22038 |  | 0.21905
0.22035 |  | 0.21897
0.22035 |  | 0.21889
0.22033 |  | 0.21889
0.22033 |  | 0.21885
0.22031 |  | 0.21882
0.22029 |  | 0.2188
0.22029 |  | 0.21876
0.22027 |  | 0.2187
0.22027 |  | 0.21864
0.22025 |  | 0.21859
0.22023 |  | 0.21852
0.22022 |  | 0.21851
0.2202 |  | 0.21843
0.22018 |  | 0.21843
0.22018 |  | 0.21838
0.22018 |  | 0.21828
0.22014 |  | 0.21819
0.22014 |  | 0.21812
0.22012 |  | 0.21803
0.22011 |  | 0.21801
0.22008 |  | 0.21793
0.22008 |  | 0.21789
0.22006 |  | 0.2178
0.22004 |  | 0.21774
0.22001 |  | 0.21768
0.22001 |  | 0.21757
0.21999 |  | 0.21753
0.21999 |  | 0.21748
0.21997 |  | 0.21744
0.21995 |  | 0.21733
0.21994 |  | 0.21727
0.21992 |  | 0.2172
0.2199 |  | 0.21715
0.2199 |  | 0.21708
0.2199 |  | 0.21697
0.2199 |  | 0.21687
0.21989 |  | 0.21681
0.21988 |  | 0.21677
0.21984 |  | 0.21672
0.21979 |  | 0.21666
0.21979 |  | 0.2166
0.21979 |  | 0.21654
0.21979 |  | 0.21646
0.21973 |  | 0.21639
0.21972 |  | 0.21637
0.21971 |  | 0.21633
0.21971 |  | 0.21623
0.2197 |  | 0.21619
0.21968 |  | 0.21618
0.21964 |  | 0.21609
0.21964 |  | 0.21609
0.21962 |  | 0.21601
0.21958 |  | 0.21592
0.21958 |  | 0.21584
0.21958 |  | 0.21578
0.21956 |  | 0.21572
0.21955 |  | 0.21567
0.21954 |  | 0.21562
0.21952 |  | 0.21558
0.21945 |  | 0.21551
0.21944 |  | 0.21545
0.21944 |  | 0.21538
0.21944 |  | 0.21531
0.21944 |  | 0.21527
0.21938 |  | 0.21517
0.21938 |  | 0.21513
0.21936 |  | 0.21508
0.21932 |  | 0.21502
0.21932 |  | 0.21498
0.21927 |  | 0.21496
0.21927 |  | 0.21489
0.21925 |  | 0.21487
0.21925 |  | 0.21484
0.21923 |  | 0.21479
0.21921 |  | 0.21472
0.21919 |  | 0.21462
0.21919 |  | 0.21458
0.21915 |  | 0.21446
0.21915 |  | 0.2144
0.21914 |  | 0.21432
0.21914 |  | 0.21421
0.21912 |  | 0.21411
0.2191 |  | 0.21406
0.21908 |  | 0.214
0.21906 |  | 0.21398
0.21904 |  | 0.21394
0.21904 |  | 0.2139
0.21901 |  | 0.21384
0.21901 |  | 0.21377
0.21897 |  | 0.21372
0.21895 |  | 0.21364
0.21895 |  | 0.21359
0.21891 |  | 0.21354
0.21891 |  | 0.21348
0.21889 |  | 0.21347
0.21887 |  | 0.21338
0.21887 |  | 0.21331
0.21884 |  | 0.21322
0.2188 |  | 0.21318
0.21878 |  | 0.21315
0.21877 |  | 0.21309
0.21877 |  | 0.21295
0.21877 |  | 0.21281
0.21873 |  | 0.21275
0.21869 |  | 0.21273
0.21867 |  | 0.21268
0.21867 |  | 0.21254
0.21867 |  | 0.21242
0.21866 |  | 0.2124
0.21864 |  | 0.21238
0.21864 |  | 0.2123
0.21862 |  | 0.2122
0.2186 |  | 0.21212
0.21856 |  | 0.21206
0.21856 |  | 0.21201
0.21855 |  | 0.21194
0.21852 |  | 0.21186
0.21852 |  | 0.21178
0.2185 |  | 0.21171
0.21847 |  | 0.21158
0.21845 |  | 0.21156
0.21845 |  | 0.21151
0.21841 |  | 0.2115
0.21841 |  | 0.21138
0.21835 |  | 0.21134
0.21835 |  | 0.21125
0.21833 |  | 0.21114
0.21831 |  | 0.21103
0.21829 |  | 0.21094
0.21828 |  | 0.21091
0.21824 |  | 0.21079
0.21822 |  | 0.21073
0.2182 |  | 0.21067
0.2182 |  | 0.21059
0.21818 |  | 0.21054
0.21816 |  | 0.21046
0.21813 |  | 0.21038
0.21813 |  | 0.21028
0.21811 |  | 0.21024
0.21811 |  | 0.21022
0.21809 |  | 0.21016
0.21809 |  | 0.21013
0.21807 |  | 0.21005
0.21801 |  | 0.20994
0.21799 |  | 0.20991
0.21799 |  | 0.20985
0.21799 |  | 0.20979
0.21792 |  | 0.20963
0.21792 |  | 0.20961
0.21792 |  | 0.20945
0.2179 |  | 0.20941
0.21786 |  | 0.20937
0.21784 |  | 0.2093
0.21781 |  | 0.20919
0.21779 |  | 0.20906
0.21779 |  | 0.20894
0.21777 |  | 0.20883
0.21773 |  | 0.2088
0.21773 |  | 0.20875
0.21771 |  | 0.20869
0.21768 |  | 0.20863
0.21768 |  | 0.20856
0.21768 |  | 0.20852
0.21762 |  | 0.20845
0.21758 |  | 0.20835
0.21758 |  | 0.20823
0.21756 |  | 0.20809
0.21754 |  | 0.20789
0.2175 |  | 0.20786
0.21748 |  | 0.2078
0.21748 |  | 0.20774
0.21748 |  | 0.20768
0.21745 |  | 0.20764
0.21741 |  | 0.20759
0.21741 |  | 0.20752
0.21737 |  | 0.20733
0.21736 |  | 0.20729
0.21733 |  | 0.20722
0.21732 |  | 0.2071
0.2173 |  | 0.20706
0.2173 |  | 0.20701
0.21726 |  | 0.20694
0.21724 |  | 0.20689
0.21724 |  | 0.20678
0.21722 |  | 0.20667
0.21719 |  | 0.2066
0.21715 |  | 0.20648
0.21715 |  | 0.2064
0.21715 |  | 0.20608
0.21713 |  | 0.20603
0.21711 |  | 0.2059
0.21711 |  | 0.20565
0.21708 |  | 0.20552
0.21706 |  | 0.20517
0.21704 |  | 0.20494
0.21704 |  | 0.20481
0.21702 |  | 0.20459
0.21702 |  | 0.20431
0.217 |  | 0.20418
0.21698 |  | 0.20409
0.21696 |  | 0.20392
0.21696 |  | 0.20382
0.21694 |  | 0.20361
0.21689 |  | 0.20232
0.21689 |  | 0.20225
0.21689 |  | 0.2022
0.21688 |  | 0.20214
0.21688 |  | 0.20198
0.21687 |  | 0.20195
0.21685 |  | 0.20182
0.21685 |  | 0.2017
0.21683 |  | 0.20157
0.2168 |  | 0.20145
0.2168 |  | 0.20115
0.21678 |  | 0.20112
0.21678 |  | 0.20101
0.21672 |  | 0.20095
0.2167 |  | 0.2006
0.21668 |  | 0.20056
0.21667 |  | 0.20048
0.21665 |  | 0.20035
0.21665 |  | 0.2002
0.21663 |  | 0.20009
0.21661 |  | 0.20001
0.21661 |  | 0.19998
0.21659 |  | 0.19982
0.21655 |  | 0.19968
0.21655 |  | 0.19951
0.21652 |  | 0.19942
0.2165 |  | 0.19937
0.2165 |  | 0.19926
0.21648 |  | 0.19914
0.21642 |  | 0.19909
0.2164 |  | 0.19887
0.2164 |  | 0.19881
0.21637 |  | 0.19869
0.21635 |  | 0.19856
0.21635 |  | 0.19851
0.21633 |  | 0.19842
0.21633 |  | 0.19834
0.2163 |  | 0.19825
0.21625 |  | 0.1982
0.21625 |  | 0.19807
0.21622 |  | 0.19796
0.2162 |  | 0.1979
0.21615 |  | 0.1978
0.21615 |  | 0.19776
0.21613 |  | 0.19766
0.21613 |  | 0.19754
0.21609 |  | 0.19747
0.21609 |  | 0.19744
0.21607 |  | 0.19727
0.21602 |  | 0.19723
0.216 |  | 0.19709
0.21597 |  | 0.197
0.21594 |  | 0.1969
0.21594 |  | 0.19678
0.21592 |  | 0.19667
0.2159 |  | 0.19659
0.2159 |  | 0.19653
0.21588 |  | 0.19644
0.21585 |  | 0.19639
0.21583 |  | 0.19633
0.2158 |  | 0.19628
0.2158 |  | 0.19623
0.21579 |  | 0.19586
0.21577 |  | 0.1958
0.21576 |  | 0.19555
0.21576 |  | 0.19544
0.21572 |  | 0.19528
0.2157 |  | 0.19519
0.21568 |  | 0.195
0.21566 |  | 0.19479
0.21564 |  | 0.19446
0.21563 |  | 0.19438
0.21561 |  | 0.19433
0.21553 |  | 0.19421
0.21551 |  | 0.1942
0.2155 |  | 0.19411
0.21544 |  | 0.19355
0.21542 |  | 0.19347
0.21542 |  | 0.1933
0.21538 |  | 0.19327
0.21536 |  | 0.19311
0.21535 |  | 0.19254
0.21533 |  | 0.19245
0.21533 |  | 0.19233
0.21531 |  | 0.19204
0.21529 |  | 0.1919
0.21529 |  | 0.19139
0.21525 |  | 0.1913
0.21525 |  | 0.19097
0.21525 |  | 0.19079
0.21519 |  | 0.19056
0.21518 |  | 0.19033
0.21518 |  | 0.1901
0.21514 |  | 0.18988
0.21512 |  | 0.18969
0.21512 |  | 0.18952
0.21512 |  | 0.18938
0.21506 |  | 0.18916
0.21503 |  | 0.18856
0.21503 |  | 0.18848
0.21501 |  | 0.18818
0.21497 |  | 0.18804
0.21496 |  | 0.18795
0.21495 |  | 0.18716
0.21492 |  | 0.18712
0.2149 |  | 0.18709
0.21488 |  | 0.18702
0.21486 |  | 0.18687
0.21486 |  | 0.18675
0.21484 |  | 0.18671
0.21481 |  | 0.18647
0.21477 |  | 0.18646
0.21477 |  | 0.18644
0.21472 |  | 0.18633
0.21471 |  | 0.18629
0.2147 |  | 0.18622
0.21466 |  | 0.18615
0.21464 |  | 0.18609
0.21463 |  | 0.18598
0.21462 |  | 0.1859
0.21461 |  | 0.18582
0.21455 |  | 0.18576
0.21455 |  | 0.18567
0.21451 |  | 0.18558
0.21447 |  | 0.18545
0.21447 |  | 0.18533
0.21444 |  | 0.18533
0.21438 |  | 0.18531
0.21438 |  | 0.18523
0.21436 |  | 0.1852
0.21436 |  | 0.18509
0.21431 |  | 0.18502
0.21431 |  | 0.18499
0.21427 |  | 0.18497
0.21427 |  | 0.18493
0.21425 |  | 0.18487
0.21423 |  | 0.18469
0.21423 |  | 0.18453
0.21421 |  | 0.1845
0.2142 |  | 0.1845
0.21416 |  | 0.18441
0.21416 |  | 0.18432
0.21412 |  | 0.1843
0.21408 |  | 0.18423
0.21406 |  | 0.1841
0.21404 |  | 0.18384
0.21401 |  | 0.18379
0.21399 |  | 0.18361
0.21395 |  | 0.18341
0.21393 |  | 0.18333
0.21389 |  | 0.18326
0.21385 |  | 0.18324
0.21384 |  | 0.1832
0.2138 |  | 0.18314
0.21376 |  | 0.183
0.21376 |  | 0.18296
0.21372 |  | 0.18289
0.2137 |  | 0.18283
0.21367 |  | 0.18274
0.21365 |  | 0.1825
0.21361 |  | 0.18232
0.21358 |  | 0.18225
0.21354 |  | 0.18212
0.21352 |  | 0.18207
0.2135 |  | 0.18188
0.2135 |  | 0.1818
0.21348 |  | 0.18178
0.21343 |  | 0.1817
0.21341 |  | 0.18164
0.21337 |  | 0.18161
0.21334 |  | 0.18152
0.21334 |  | 0.18148
0.21332 |  | 0.18122
0.2133 |  | 0.18122
0.21328 |  | 0.18105
0.2132 |  | 0.18104
0.2132 |  | 0.18091
0.21313 |  | 0.18091
0.21313 |  | 0.18082
0.21313 |  | 0.18078
0.21313 |  | 0.18076
0.21311 |  | 0.18058
0.21304 |  | 0.18055
0.213 |  | 0.18004
0.21291 |  | 0.17995
0.21291 |  | 0.17985
0.21289 |  | 0.17979
0.21282 |  | 0.1796
0.21274 |  | 0.17933
0.21274 |  | 0.17933
0.2127 |  | 0.17926
0.21267 |  | 0.17918
0.21267 |  | 0.17909
0.21259 |  | 0.17891
0.21259 |  | 0.17882
0.21257 |  | 0.17879
0.21257 |  | 0.17873
0.21255 |  | 0.1786
0.21254 |  | 0.17854
0.21252 |  | 0.1785
0.21244 |  | 0.17839
0.21241 |  | 0.1782
0.21237 |  | 0.17798
0.21232 |  | 0.17778
0.21228 |  | 0.17775
0.21226 |  | 0.17771
0.21224 |  | 0.17731
0.21216 |  | 0.17702
0.21214 |  | 0.17676
0.21212 |  | 0.17671
0.21207 |  | 0.17658
0.21204 |  | 0.17639
0.21201 |  | 0.17628
0.21198 |  | 0.17616
0.21192 |  | 0.17614
0.21191 |  | 0.17608
0.21187 |  | 0.17599
0.21187 |  | 0.17597
0.21178 |  | 0.17582
0.21178 |  | 0.17579
0.21174 |  | 0.17562
0.21168 |  | 0.17562
0.21166 |  | 0.17556
0.21159 |  | 0.17549
0.21157 |  | 0.17539
0.21152 |  | 0.17535
0.2115 |  | 0.17529
0.21146 |  | 0.17528
0.21146 |  | 0.17513
0.21144 |  | 0.17505
0.21135 |  | 0.17504
0.21129 |  | 0.17501
0.21126 |  | 0.17493
0.21126 |  | 0.17491
0.21122 |  | 0.17487
0.21116 |  | 0.17482
0.21113 |  | 0.17482
0.21111 |  | 0.1747
0.21109 |  | 0.17468
0.21103 |  | 0.17447
0.211 |  | 0.17447
0.21096 |  | 0.17447
0.21095 |  | 0.17441
0.21093 |  | 0.17436
0.21088 |  | 0.17436
0.21087 |  | 0.17431
0.21085 |  | 0.17429
0.2108 |  | 0.17414
0.21072 |  | 0.17407
0.21071 |  | 0.17388
0.21049 |  | 0.17384
0.21047 |  | 0.17377
0.21043 |  | 0.17376
0.21038 |  | 0.17372
0.21038 |  | 0.17372
0.21036 |  | 0.17372
0.21027 |  | 0.17364
0.21019 |  | 0.1735
0.21016 |  | 0.17346
0.2101 |  | 0.17336
0.2101 |  | 0.17329
0.21006 |  | 0.17321
0.20997 |  | 0.17315
0.2099 |  | 0.17313
0.2099 |  | 0.17301
0.20983 |  | 0.17298
0.20975 |  | 0.17292
0.20966 |  | 0.17279
0.20956 |  | 0.17268
0.20954 |  | 0.17259
0.20953 |  | 0.17252
0.20946 |  | 0.17234
0.20944 |  | 0.17228
0.20941 |  | 0.17223
0.20937 |  | 0.17223
0.20918 |  | 0.17215
0.20907 |  | 0.1721
0.20904 |  | 0.172
0.209 |  | 0.172
0.20896 |  | 0.17188
0.20893 |  | 0.17184
0.20889 |  | 0.17183
0.20887 |  | 0.17165
0.20878 |  | 0.17162
0.20876 |  | 0.17159
0.20872 |  | 0.17159
0.20871 |  | 0.17157
0.20871 |  | 0.17133
0.20867 |  | 0.17125
0.20855 |  | 0.17121
0.20845 |  | 0.1711
0.20841 |  | 0.17105
0.20839 |  | 0.17088
0.20836 |  | 0.17085
0.2083 |  | 0.17083
0.20811 |  | 0.17063
0.20811 |  | 0.17038
0.20806 |  | 0.17032
0.20795 |  | 0.17021
0.20793 |  | 0.17016
0.20786 |  | 0.17009
0.2078 |  | 0.16998
0.20763 |  | 0.16987
0.20731 |  | 0.1698
0.20727 |  | 0.16965
0.20721 |  | 0.16964
0.20712 |  | 0.16952
0.20704 |  | 0.16952
0.20696 |  | 0.16941
0.20694 |  | 0.16936
0.20694 |  | 0.16925
0.2069 |  | 0.16912
0.20687 |  | 0.16906
0.20687 |  | 0.16897
0.20685 |  | 0.1688
0.20678 |  | 0.16859
0.20677 |  | 0.16846
0.2067 |  | 0.16832
0.20669 |  | 0.16826
0.20661 |  | 0.16825
0.20658 |  | 0.1682
0.20658 |  | 0.16809
0.20647 |  | 0.16806
0.20647 |  | 0.16801
0.20647 |  | 0.16789
0.20647 |  | 0.1678
0.20636 |  | 0.16778
0.20632 |  | 0.16756
0.20631 |  | 0.16751
0.20621 |  | 0.16734
0.20617 |  | 0.16721
0.20616 |  | 0.16699
0.20612 |  | 0.16694
0.20601 |  | 0.16672
0.20599 |  | 0.16665
0.20579 |  | 0.16653
0.20578 |  | 0.16646
0.20574 |  | 0.16633
0.20571 |  | 0.1661
0.20566 |  | 0.16594
0.20551 |  | 0.16574
0.20537 |  | 0.16541
0.20529 |  | 0.16492
0.20528 |  | 0.16486
0.20523 |  | 0.16485
0.20522 |  | 0.16377
0.20512 |  | 0.16316
0.20512 |  | 0.16293
0.20492 |  | 0.16231
0.20477 |  | 0.16213
0.20469 |  | 0.16171
0.20462 |  | 0.16138
0.20444 |  | 0.16105
0.2043 |  | 0.16069
0.20401 |  | 0.16041
0.20392 |  | 0.16017
0.20388 |  | 0.15988
0.20372 |  | 0.15964
0.20346 |  | 0.15944
0.20337 |  | 0.15935
0.20335 |  | 0.15931
0.20302 |  | 0.15872
0.20298 |  | 0.15839
0.20295 |  | 0.15817
0.20289 |  | 0.15803
0.20287 |  | 0.15776
0.20268 |  | 0.15753
0.2025 |  | 0.15709
0.20246 |  | 0.15675
0.20225 |  | 0.15671
0.20157 |  | 0.15656
0.20121 |  | 0.15653
0.2011 |  | 0.15623
0.20094 |  | 0.1562
0.20089 |  | 0.15605
0.20072 |  | 0.15566
0.20027 |  | 0.15554
0.20019 |  | 0.15537
0.19907 |  | 0.15524
0.19878 |  | 0.15497
0.18991 |  | 0.15483
0.18797 |  | 0.15452
0.18777 |  | 0.15436
0.18627 |  | 0.15427
0.18608 |  | 0.15356
0.18415 |  | 0.15269
0.18283 |  | 0.15208
0.18186 |  | 0.15156
0.18108 |  | 0.14987
0.18089 |  | 0.14555
0.18049 |  | 0.14498
0.18023 |  | 0.14335
0.17944 |  | 0.14202
0.17922 |  | 0.1407
0.17871 |  | 0.1388
0.17836 |  | 0.13673
0.17829 |  | 0.13543
0.17776 |  | 0.13375
0.17705 |  | 0.13154
0.17609 |  | 0.11962
0.17579 |  | 0
0.17451 |  | 0
0.17426 |  | 0
0.17346 |  | 0
0.17339 |  | 0
0.17289 |  | 0
0.17269 |  | 0
0.17251 |  | 0
0.1717 |  | 0
0.16408 |  | 0
0 |  | 0
0 |  | 0
0 |  | 0
0 |  | 0
0 |  | 0
0 |  | 0
0 |  | 0
0 |  | 0
0 |  | 0
0 |  | 0
0 |  | 0
0 |  | 0
0 |  | 0
0 |  | 0
0 |  | 0
0 |  | 0
0 |  | 0
0 |  | 0
0 |  | 0
0 |  | 0
0 |  | 0

## Workings_costs
CitiPower
Balaclava feeder: BC013
WORKINGS - COSTS
| Option 2 | BC013 feeder exit and cable upgrade
|  | Project components | Units | Quantity | Unit Rate ($2023) | Installed cost ($2023)
|  | Cost per span - 50m per span (Citipower only) | m |  | 15230.86 | 0
|  | U/G cost per metre | m | 470 | 4032.75 | 1895392.5
|  | HV remote controlled switch | m |  | 93000 | 0
|  | Average cost per uprate (metre) | each | 350 | 64.22 | 22477
|  | Total |  |  |  | 1917869.5

## Sensitivity_calcs
CitiPower
Balaclava feeder: BC013
SENSITIVITY CALCULATIONS
Discount factor | [6 empty] | 0 | 0.98295 | 0.94971 | 0.91759 | 0.88656 | 0.85658 | 0.82761 | 0.79963 | 0.77259 | 0.74646 | 0.72122 | 0.69683 | 0.67326 | 0.6505 | 0.6285 | 0.60725 | 0.58671 | 0.56687 | 0.5477 | 0.52918 | 0.51129 | 0.494 | 0.47729 | 0.46115 | 0.44556 | 0.43049
Count | [6 empty] | 0 | 1 | 2 | 3 | 4 | 5 | 6 | 7 | 8 | 9 | 10 | 11 | 12 | 13 | 14 | 15 | 16 | 17 | 18 | 19 | 20 | 21 | 22 | 23 | 24 | 25
Analysis period | [6 empty] | TRUE | TRUE | TRUE | TRUE | TRUE | TRUE | TRUE | TRUE | TRUE | TRUE | TRUE | TRUE | TRUE | TRUE | TRUE | TRUE | TRUE | TRUE | TRUE | TRUE | TRUE | TRUE | TRUE | TRUE | FALSE | FALSE
[7 empty] | 2026-06-30 | 2026-27 | 2027-28 | 2028-29 | 2029-30 | 2030-31 | 2031-32 | 2032-33 | 2033-34 | 2034-35 | 2035-36 | 2036-37 | 2037-38 | 2038-39 | 2039-40 | 2040-41 | 2041-42 | 2042-43 | 2043-44 | 2044-45 | 2045-46 | 2046-47 | 2047-48 | 2048-49 | 2049-50 | 2050-51
PV
[25 empty] | 6903163.3846 | 6903163.3846 | 6903163.3846 | 6903163.3846 | 6903163.3846 | 0 | 0
OPTION 1 (base case) | NPV | Net benefits | OPTION 1 (base case)NPV |  | 0 |  | 0 | 0 | 0 | 0 | 0 | 0 | 0 | 0 | 0 | 0 | 0 | 0 | 0 | 0 | 0 | 0 | 0 | 0 | 0 | 0 | 0 | 0 | 0 | 0 | 0 | 0
OPTION 1 (base case) | sens1 | Capex 10% higher | OPTION 1 (base case)sens1 |  | 0 |  | 0 | 0 | 0 | 0 | 0 | 0 | 0 | 0 | 0 | 0 | 0 | 0 | 0 | 0 | 0 | 0 | 0 | 0 | 0 | 0 | 0 | 0 | 0 | 0 | 0 | 0
OPTION 1 (base case) | sens2 | Capex 10% lower | OPTION 1 (base case)sens2 |  | 0 |  | 0 | 0 | 0 | 0 | 0 | 0 | 0 | 0 | 0 | 0 | 0 | 0 | 0 | 0 | 0 | 0 | 0 | 0 | 0 | 0 | 0 | 0 | 0 | 0 | 0 | 0
OPTION 1 (base case) | sens3 | Total benefits 10% higher | OPTION 1 (base case)sens3 |  | 0 |  | 0 | 0 | 0 | 0 | 0 | 0 | 0 | 0 | 0 | 0 | 0 | 0 | 0 | 0 | 0 | 0 | 0 | 0 | 0 | 0 | 0 | 0 | 0 | 0 | 0 | 0
OPTION 1 (base case) | sens4 | Total benefits 10% lower | OPTION 1 (base case)sens4 |  | 0 |  | 0 | 0 | 0 | 0 | 0 | 0 | 0 | 0 | 0 | 0 | 0 | 0 | 0 | 0 | 0 | 0 | 0 | 0 | 0 | 0 | 0 | 0 | 0 | 0 | 0 | 0
OPTION 1 (base case) | sens5 | Capex 10% higher & Total benefits 10% lower | OPTION 1 (base case)sens5 |  | 0 |  | 0 | 0 | 0 | 0 | 0 | 0 | 0 | 0 | 0 | 0 | 0 | 0 | 0 | 0 | 0 | 0 | 0 | 0 | 0 | 0 | 0 | 0 | 0 | 0 | 0 | 0
OPTION 1 (base case) | sens | 0 | OPTION 1 (base case)sens |  | 0 |  | 0 | 0 | 0 | 0 | 0 | 0 | 0 | 0 | 0 | 0 | 0 | 0 | 0 | 0 | 0 | 0 | 0 | 0 | 0 | 0 | 0 | 0 | 0 | 0 | 0 | 0
OPTION 1 (base case) | sens | 0 | OPTION 1 (base case)sens |  | 0 |  | 0 | 0 | 0 | 0 | 0 | 0 | 0 | 0 | 0 | 0 | 0 | 0 | 0 | 0 | 0 | 0 | 0 | 0 | 0 | 0 | 0 | 0 | 0 | 0 | 0 | 0
OPTION 1 (base case) | sens | 0 | OPTION 1 (base case)sens |  | 0 |  | 0 | 0 | 0 | 0 | 0 | 0 | 0 | 0 | 0 | 0 | 0 | 0 | 0 | 0 | 0 | 0 | 0 | 0 | 0 | 0 | 0 | 0 | 0 | 0 | 0 | 0
Option 2 | NPV | Net benefits | Option 2NPV |  | 67701890.8489 |  | 0 | 0 | 0 | 0 | 0 | 182148.7892 | 917363.4792 | 2407687.9733 | 4446942.5406 | 6903163.3846 | 6903163.3846 | 6903163.3846 | 6903163.3846 | 6903163.3846 | 6903163.3846 | 6903163.3846 | 6903163.3846 | 6903163.3846 | 6903163.3846 | 6903163.3846 | 6903163.3846 | 6903163.3846 | 6903163.3846 | 6903163.3846 | 0 | 0
Option 2 | sens1 | Capex 10% higher | Option 2sens1 |  | 67591903.7476 |  | 0 | 0 | 0 | 0 | 0 | 173099.7874 | 908314.4774 | 2398638.9715 | 4437893.5388 | 6894114.3828 | 6894114.3828 | 6894114.3828 | 6894114.3828 | 6894114.3828 | 6894114.3828 | 6894114.3828 | 6894114.3828 | 6894114.3828 | 6894114.3828 | 6894114.3828 | 6894114.3828 | 6894114.3828 | 6894114.3828 | 6894114.3828 | 0 | 0
Option 2 | sens2 | Capex 10% lower | Option 2sens2 |  | 67811877.9503 |  | 0 | 0 | 0 | 0 | 0 | 191197.7911 | 926412.481 | 2416736.9751 | 4455991.5425 | 6912212.3865 | 6912212.3865 | 6912212.3865 | 6912212.3865 | 6912212.3865 | 6912212.3865 | 6912212.3865 | 6912212.3865 | 6912212.3865 | 6912212.3865 | 6912212.3865 | 6912212.3865 | 6912212.3865 | 6912212.3865 | 6912212.3865 | 0 | 0
Option 2 | sens3 | Total benefits 10% higher | Option 2sens3 |  | 74582067.0352 |  | 0 | 0 | 0 | 0 | 0 | 209412.67 | 1018148.829 | 2657505.7725 | 4900685.7965 | 7602528.7249 | 7602528.7249 | 7602528.7249 | 7602528.7249 | 7602528.7249 | 7602528.7249 | 7602528.7249 | 7602528.7249 | 7602528.7249 | 7602528.7249 | 7602528.7249 | 7602528.7249 | 7602528.7249 | 7602528.7249 | 7602528.7249 | 0 | 0
Option 2 | sens4 | Total benefits 10% lower | Option 2sens4 |  | 60821714.6627 |  | 0 | 0 | 0 | 0 | 0 | 154884.9085 | 816578.1294 | 2157870.1741 | 3993199.2847 | 6203798.0443 | 6203798.0443 | 6203798.0443 | 6203798.0443 | 6203798.0443 | 6203798.0443 | 6203798.0443 | 6203798.0443 | 6203798.0443 | 6203798.0443 | 6203798.0443 | 6203798.0443 | 6203798.0443 | 6203798.0443 | 6203798.0443 | 0 | 0
Option 2 | sens5 | Capex 10% higher & Total benefits 10% lower | Option 2sens5 |  | 60711727.5613 |  | 0 | 0 | 0 | 0 | 0 | 145835.9067 | 807529.1276 | 2148821.1723 | 3984150.2829 | 6194749.0425 | 6194749.0425 | 6194749.0425 | 6194749.0425 | 6194749.0425 | 6194749.0425 | 6194749.0425 | 6194749.0425 | 6194749.0425 | 6194749.0425 | 6194749.0425 | 6194749.0425 | 6194749.0425 | 6194749.0425 | 6194749.0425 | 0 | 0
Option 2 | sens | 0 | Option 2sens |  | 67701890.8489 |  | 0 | 0 | 0 | 0 | 0 | 182148.7892 | 917363.4792 | 2407687.9733 | 4446942.5406 | 6903163.3846 | 6903163.3846 | 6903163.3846 | 6903163.3846 | 6903163.3846 | 6903163.3846 | 6903163.3846 | 6903163.3846 | 6903163.3846 | 6903163.3846 | 6903163.3846 | 6903163.3846 | 6903163.3846 | 6903163.3846 | 6903163.3846 | 0 | 0
Option 2 | sens | 0 | Option 2sens |  | 67701890.8489 |  | 0 | 0 | 0 | 0 | 0 | 182148.7892 | 917363.4792 | 2407687.9733 | 4446942.5406 | 6903163.3846 | 6903163.3846 | 6903163.3846 | 6903163.3846 | 6903163.3846 | 6903163.3846 | 6903163.3846 | 6903163.3846 | 6903163.3846 | 6903163.3846 | 6903163.3846 | 6903163.3846 | 6903163.3846 | 6903163.3846 | 6903163.3846 | 0 | 0
Option 2 | sens | 0 | Option 2sens |  | 67701890.8489 |  | 0 | 0 | 0 | 0 | 0 | 182148.7892 | 917363.4792 | 2407687.9733 | 4446942.5406 | 6903163.3846 | 6903163.3846 | 6903163.3846 | 6903163.3846 | 6903163.3846 | 6903163.3846 | 6903163.3846 | 6903163.3846 | 6903163.3846 | 6903163.3846 | 6903163.3846 | 6903163.3846 | 6903163.3846 | 6903163.3846 | 6903163.3846 | 0 | 0
[7 empty] | 0 | 0 | 0 | 0 | 0 | 131091.0876 | 866305.7775 | 2356630.2716 | 4395884.8389 | 6852105.683 | 6852105.683 | 6852105.683 | 6852105.683 | 6852105.683 | 6852105.683 | 6852105.683 | 6852105.683 | 6852105.683 | 6852105.683 | 6852105.683 | 6852105.683 | 6852105.683 | 6852105.683 | 6852105.683 | 0 | 0
Option 3 | NPV | Net benefits | Option 3NPV |  | 67081304.3232 |  | 0 | 0 | 0 | 0 | 0 | 131091.0876 | 866305.7775 | 2356630.2716 | 4395884.8389 | 6852105.683 | 6852105.683 | 6852105.683 | 6852105.683 | 6852105.683 | 6852105.683 | 6852105.683 | 6852105.683 | 6852105.683 | 6852105.683 | 6852105.683 | 6852105.683 | 6852105.683 | 6852105.683 | 6852105.683 | 0 | 0
Option 3 | sens1 | Capex 10% higher | Option 3sens1 |  | 66909258.5693 |  | 0 | 0 | 0 | 0 | 0 | 116936.3156 | 852151.0055 | 2342475.4996 | 4381730.0669 | 6837950.911 | 6837950.911 | 6837950.911 | 6837950.911 | 6837950.911 | 6837950.911 | 6837950.911 | 6837950.911 | 6837950.911 | 6837950.911 | 6837950.911 | 6837950.911 | 6837950.911 | 6837950.911 | 6837950.911 | 0 | 0
Option 3 | sens2 | Capex 10% lower | Option 3sens2 |  | 67253350.0772 |  | 0 | 0 | 0 | 0 | 0 | 145245.8596 | 880460.5495 | 2370785.0436 | 4410039.611 | 6866260.455 | 6866260.455 | 6866260.455 | 6866260.455 | 6866260.455 | 6866260.455 | 6866260.455 | 6866260.455 | 6866260.455 | 6866260.455 | 6866260.455 | 6866260.455 | 6866260.455 | 6866260.455 | 6866260.455 | 0 | 0
Option 3 | sens3 | Total benefits 10% higher | Option 3sens3 |  | 73961480.5095 |  | 0 | 0 | 0 | 0 | 0 | 158354.9683 | 967091.1273 | 2606448.0708 | 4849628.0948 | 7551471.0233 | 7551471.0233 | 7551471.0233 | 7551471.0233 | 7551471.0233 | 7551471.0233 | 7551471.0233 | 7551471.0233 | 7551471.0233 | 7551471.0233 | 7551471.0233 | 7551471.0233 | 7551471.0233 | 7551471.0233 | 7551471.0233 | 0 | 0
Option 3 | sens4 | Total benefits 10% lower | Option 3sens4 |  | 60201128.137 |  | 0 | 0 | 0 | 0 | 0 | 103827.2068 | 765520.4278 | 2106812.4724 | 3942141.5831 | 6152740.3427 | 6152740.3427 | 6152740.3427 | 6152740.3427 | 6152740.3427 | 6152740.3427 | 6152740.3427 | 6152740.3427 | 6152740.3427 | 6152740.3427 | 6152740.3427 | 6152740.3427 | 6152740.3427 | 6152740.3427 | 6152740.3427 | 0 | 0
Option 3 | sens5 | Capex 10% higher & Total benefits 10% lower | Option 3sens5 |  | 60029082.3831 |  | 0 | 0 | 0 | 0 | 0 | 89672.4348 | 751365.6558 | 2092657.7004 | 3927986.811 | 6138585.5707 | 6138585.5707 | 6138585.5707 | 6138585.5707 | 6138585.5707 | 6138585.5707 | 6138585.5707 | 6138585.5707 | 6138585.5707 | 6138585.5707 | 6138585.5707 | 6138585.5707 | 6138585.5707 | 6138585.5707 | 6138585.5707 | 0 | 0
Option 3 | sens | 0 | Option 3sens |  | 67081304.3232 |  | 0 | 0 | 0 | 0 | 0 | 131091.0876 | 866305.7775 | 2356630.2716 | 4395884.8389 | 6852105.683 | 6852105.683 | 6852105.683 | 6852105.683 | 6852105.683 | 6852105.683 | 6852105.683 | 6852105.683 | 6852105.683 | 6852105.683 | 6852105.683 | 6852105.683 | 6852105.683 | 6852105.683 | 6852105.683 | 0 | 0
Option 3 | sens | 0 | Option 3sens |  | 67081304.3232 |  | 0 | 0 | 0 | 0 | 0 | 131091.0876 | 866305.7775 | 2356630.2716 | 4395884.8389 | 6852105.683 | 6852105.683 | 6852105.683 | 6852105.683 | 6852105.683 | 6852105.683 | 6852105.683 | 6852105.683 | 6852105.683 | 6852105.683 | 6852105.683 | 6852105.683 | 6852105.683 | 6852105.683 | 6852105.683 | 0 | 0
Option 3 | sens | 0 | Option 3sens |  | 67081304.3232 |  | 0 | 0 | 0 | 0 | 0 | 131091.0876 | 866305.7775 | 2356630.2716 | 4395884.8389 | 6852105.683 | 6852105.683 | 6852105.683 | 6852105.683 | 6852105.683 | 6852105.683 | 6852105.683 | 6852105.683 | 6852105.683 | 6852105.683 | 6852105.683 | 6852105.683 | 6852105.683 | 6852105.683 | 6852105.683 | 0 | 0
Option 4 | NPV | Net benefits | Option 4NPV |  | 0 |  | 0 | 0 | 0 | 0 | 0 | 0 | 0 | 0 | 0 | 0 | 0 | 0 | 0 | 0 | 0 | 0 | 0 | 0 | 0 | 0 | 0 | 0 | 0 | 0 | 0 | 0
Option 4 | sens1 | Capex 10% higher | Option 4sens1 |  | 0 |  | 0 | 0 | 0 | 0 | 0 | 0 | 0 | 0 | 0 | 0 | 0 | 0 | 0 | 0 | 0 | 0 | 0 | 0 | 0 | 0 | 0 | 0 | 0 | 0 | 0 | 0
Option 4 | sens2 | Capex 10% lower | Option 4sens2 |  | 0 |  | 0 | 0 | 0 | 0 | 0 | 0 | 0 | 0 | 0 | 0 | 0 | 0 | 0 | 0 | 0 | 0 | 0 | 0 | 0 | 0 | 0 | 0 | 0 | 0 | 0 | 0
Option 4 | sens3 | Total benefits 10% higher | Option 4sens3 |  | 0 |  | 0 | 0 | 0 | 0 | 0 | 0 | 0 | 0 | 0 | 0 | 0 | 0 | 0 | 0 | 0 | 0 | 0 | 0 | 0 | 0 | 0 | 0 | 0 | 0 | 0 | 0
Option 4 | sens4 | Total benefits 10% lower | Option 4sens4 |  | 0 |  | 0 | 0 | 0 | 0 | 0 | 0 | 0 | 0 | 0 | 0 | 0 | 0 | 0 | 0 | 0 | 0 | 0 | 0 | 0 | 0 | 0 | 0 | 0 | 0 | 0 | 0
Option 4 | sens5 | Capex 10% higher & Total benefits 10% lower | Option 4sens5 |  | 0 |  | 0 | 0 | 0 | 0 | 0 | 0 | 0 | 0 | 0 | 0 | 0 | 0 | 0 | 0 | 0 | 0 | 0 | 0 | 0 | 0 | 0 | 0 | 0 | 0 | 0 | 0
Option 4 | sens | 0 | Option 4sens |  | 0 |  | 0 | 0 | 0 | 0 | 0 | 0 | 0 | 0 | 0 | 0 | 0 | 0 | 0 | 0 | 0 | 0 | 0 | 0 | 0 | 0 | 0 | 0 | 0 | 0 | 0 | 0
Option 4 | sens | 0 | Option 4sens |  | 0 |  | 0 | 0 | 0 | 0 | 0 | 0 | 0 | 0 | 0 | 0 | 0 | 0 | 0 | 0 | 0 | 0 | 0 | 0 | 0 | 0 | 0 | 0 | 0 | 0 | 0 | 0
Option 4 | sens | 0 | Option 4sens |  | 0 |  | 0 | 0 | 0 | 0 | 0 | 0 | 0 | 0 | 0 | 0 | 0 | 0 | 0 | 0 | 0 | 0 | 0 | 0 | 0 | 0 | 0 | 0 | 0 | 0 | 0 | 0
Option 5 | NPV | Net benefits | Option 5NPV |  | 0 |  | 0 | 0 | 0 | 0 | 0 | 0 | 0 | 0 | 0 | 0 | 0 | 0 | 0 | 0 | 0 | 0 | 0 | 0 | 0 | 0 | 0 | 0 | 0 | 0 | 0 | 0
Option 5 | sens1 | Capex 10% higher | Option 5sens1 |  | 0 |  | 0 | 0 | 0 | 0 | 0 | 0 | 0 | 0 | 0 | 0 | 0 | 0 | 0 | 0 | 0 | 0 | 0 | 0 | 0 | 0 | 0 | 0 | 0 | 0 | 0 | 0
Option 5 | sens2 | Capex 10% lower | Option 5sens2 |  | 0 |  | 0 | 0 | 0 | 0 | 0 | 0 | 0 | 0 | 0 | 0 | 0 | 0 | 0 | 0 | 0 | 0 | 0 | 0 | 0 | 0 | 0 | 0 | 0 | 0 | 0 | 0
Option 5 | sens3 | Total benefits 10% higher | Option 5sens3 |  | 0 |  | 0 | 0 | 0 | 0 | 0 | 0 | 0 | 0 | 0 | 0 | 0 | 0 | 0 | 0 | 0 | 0 | 0 | 0 | 0 | 0 | 0 | 0 | 0 | 0 | 0 | 0
Option 5 | sens4 | Total benefits 10% lower | Option 5sens4 |  | 0 |  | 0 | 0 | 0 | 0 | 0 | 0 | 0 | 0 | 0 | 0 | 0 | 0 | 0 | 0 | 0 | 0 | 0 | 0 | 0 | 0 | 0 | 0 | 0 | 0 | 0 | 0
Option 5 | sens5 | Capex 10% higher & Total benefits 10% lower | Option 5sens5 |  | 0 |  | 0 | 0 | 0 | 0 | 0 | 0 | 0 | 0 | 0 | 0 | 0 | 0 | 0 | 0 | 0 | 0 | 0 | 0 | 0 | 0 | 0 | 0 | 0 | 0 | 0 | 0
Option 5 | sens | 0 | Option 5sens |  | 0 |  | 0 | 0 | 0 | 0 | 0 | 0 | 0 | 0 | 0 | 0 | 0 | 0 | 0 | 0 | 0 | 0 | 0 | 0 | 0 | 0 | 0 | 0 | 0 | 0 | 0 | 0
Option 5 | sens | 0 | Option 5sens |  | 0 |  | 0 | 0 | 0 | 0 | 0 | 0 | 0 | 0 | 0 | 0 | 0 | 0 | 0 | 0 | 0 | 0 | 0 | 0 | 0 | 0 | 0 | 0 | 0 | 0 | 0 | 0
Option 5 | sens | 0 | Option 5sens |  | 0 |  | 0 | 0 | 0 | 0 | 0 | 0 | 0 | 0 | 0 | 0 | 0 | 0 | 0 | 0 | 0 | 0 | 0 | 0 | 0 | 0 | 0 | 0 | 0 | 0 | 0 | 0
RESULTS
|  | FALSE | FALSE | FALSE | TRUE | TRUE |  | 2028-29: FALSE
|  | Option 1 (base case) | Option 2 | Option 3 | Option 4 | Option 5 |  | 2026-27: Max; 2028-29: Preferred
NPV | None | 0 | 67.7019 | 67.0813 |  |  |  | 2026-27: 67.7019; 2028-29: Option 2
sens1 | Capex 10% higher | 0 | 67.5919 | 66.9093 |  |  |  | 2026-27: 67.5919; 2028-29: Option 2
sens2 | Capex 10% lower | 0 | 67.8119 | 67.2534 |  |  |  | 2026-27: 67.8119; 2028-29: Option 2
sens3 | Total benefits 10% higher | 0 | 74.5821 | 73.9615 |  |  |  | 2026-27: 74.5821; 2028-29: Option 2
sens4 | Total benefits 10% lower | 0 | 60.8217 | 60.2011 |  |  |  | 2026-27: 60.8217; 2028-29: Option 2
sens5 | Capex 10% higher & Total benefits 10% lower | 0 | 60.7117 | 60.0291 |  |  |  | 2026-27: 60.7117; 2028-29: Option 2
sens | 0 | [6 empty] | 2026-27: 0
sens | 0 | [6 empty] | 2026-27: 0
sens | 0 | [6 empty] | 2026-27: 0

## Misc_calcs
CitiPower
Balaclava feeder: BC013
ESCALATION & OTHER
| Year end |  |  | 2021-06-30 | 2022-06-30 | 2023-06-30 | 2024-06-30 | 2025-06-30 | 2026-06-30
| Actual/forecast CPI (June to June) |  |  | 0% | 0.8606% | 3.498% | 7.832% | 4.052% | 2.425%
| HY ending |  |  | 2021-06-30 | 2021-12-31 | 2022-06-30 | 2022-12-31 | 2023-06-30 | 2023-12-31 | 2024-06-30 | 2024-12-31 | 2025-06-30 | 2025-12-31 | 2026-06-30
| FY ending |  |  | 2021-06-30 | 2022-06-30 | 2022-06-30 | 2023-06-30 | 2023-06-30 | 2024-06-30 | 2024-06-30 | 2025-06-30 | 2025-06-30 | 2026-06-30 | 2026-06-30
| Actual/forecast CPI (June to June) |  |  | 0% | 0.8606% | 0.8606% | 3.498% | 3.498% | 7.832% | 7.832% | 4.052% | 4.052% | 2.425% | 2.425%
| Actual cumulative HY escalation |  |  | 1 | 1.0043 | 1.0086 | 1.0261 | 1.0439 | 1.084 | 1.1256 | 1.1482 | 1.1713 | 1.1854 | 1.1997
| Convert from input dollars | 2023-12-31 | 1.084
| To output dollars | 2026-06-30 | 1.1997
| Conversion from input dollars to output dollars |  | 1.1067
| Convert from VCR date | 2024-12-31 | 1.1482
| To input dollars | 2023-12-31 | 1.084
| VCR escalation |  | 0.94406
| Start_year | 2026-27
FIRST YEAR
| Option | First year | Option included
| Option 2 | 4 | TRUE
| Option 3 | 4 | TRUE
| Option 4 | Not used | FALSE
| Option 5 | Not used | FALSE
| First year | 4
!

## Data
CitiPower
Balaclava feeder: BC013
DATA
Options
|  | Not used | Text |  | Flags for compliance project
Option1 | Option 1 (base case) | FALSE |  | Option 1 (base case): No change to existing practices | FALSE
Option2 | Option 2 | FALSE |  |  | FALSE
Option3 | Option 3 | FALSE |  |  | FALSE
Option4 | Option 4 | TRUE | Not used |  | TRUE
Option5 | Option 5 | TRUE | Not used |  | TRUE
Compliance project |  |  | Yes | FALSE
No change to existing practices
Not applicable (compliance)
For conditional formatting of preferred option on Summary :
< Enter description >
Categories
Short categ
| Capital expenditure | -1
| Annualised capex | -1
| Operating expenditure | -1
| Risk mitigated | 1
| Other benefits value | 1
| Net benefits | 1
| Total risk cost | 1
Benefits
|  | Short categ | Flag to include | Units | Defined value
1 | Unserved energy | Energy | FALSE | MWh | FALSE
2 | Safety | Safety | FALSE | $ | TRUE
3 | Unplanned replacement | UnRepl | FALSE | $ | TRUE
4 | Bushfire | Fire | FALSE | $ | TRUE
5 | Reduction in CO2 emissions | Carbon | TRUE | MWh | FALSE
6 | Reliability in worst-served areas | Other | TRUE | MWh | FALSE
7 | Network resilience | Other | TRUE | MWh | FALSE
8 | Enabling solar exports | Other | TRUE | MWh | FALSE
9 | Aesthetics | Other | TRUE | Customers impacted | FALSE
10 | Customer value of time - residential | Other | TRUE | Customer minutes | FALSE
11 | Customer value of time - business | Other | TRUE | Customer minutes | FALSE
12 | Communication | Other | TRUE | Customers impacted | FALSE
13 | Information accessibility | Other | TRUE | Customers impacted | FALSE
Value of benefits
CitiPower
| Reliability in worst-served areas | per MWh | 0
| Network resilience | per MWh | 0
| Enabling solar exports | per MWh | 4220.9954
| Aesthetics | per customer impacted | 0
| Customer value of time - residential | per minute customer time | 0.54769
| Customer value of time - business | per minute customer time | 0.54769
| Communication | per customer impacted | 0
| Information accessibility | per customer impacted | 0
Conversions
| thous_conv | 1000
| mill_conv | 1000000
Message
| Message | Enter asset life
Error message |  | Remove inputs prior to start year
Disproportionate factors applied to various bushfire and other risk valuations
| - Select - |  |  |  | 0
| Harm to property from network |  |  |  | 1
| Harm to property from bushfire |  |  |  | 1
| Harm to environment |  |  |  | 1
| Safety - Public trespass |  |  |  | 1
| Safety - Single fatality or serious injury ^ |  |  |  | 3
| Safety from bushfire in HBRA |  |  |  | 3
| Safety - Multiple fatality or serious injury ^ |  |  |  | 6
| Safety from bushfire (REFCL declared areas) |  |  |  | 6
| Safety from bushfire (electric line construction areas) |  |  |  | 10
Total annualised capex
Energy at risk value
Total other benefits
DROPDOWN LISTS
| Business |  |  |  | Type | Include | Dollar inputs - month |  |  | Not used options | Conversions | Dollar inputs - year | Compliance | Capex first year
| CitiPower | CP | CP: |  | - Select - | FALSE | June | 6 | CY | Not used |  | 2026 | No | 2026-27
| Powercor | PA | PAL: |  | Capex | TRUE | December | 12 | FY |  |  | 2025 | Yes | 2025-26
| United Energy | UE | UE: |  | Opex | [6 empty] | 2024 |  | 2024-25
2023
2022
2021
2020