## Cover
CitiPower
Revised regulatory proposal 2026-31
North Richmond feeder: NR015
| Model number: | 3.3.06
2025-12-01
14
2025-05-12

## Summary
CitiPower
North Richmond feeder: NR015
SUMMARY
RESULTS
|  |  |  | PV of costs | PV of benefits | NPV
| Option |  |  | 2026-06-30 | 2026-06-30 | 2026-06-30
| Option 1 (base case) | No change to existing practices |  | 0 | 0 | 0
| Option 2 | NR015 upgrade feeder cable |  | -2.3458 | 11.6464 | 9.3006
| Option 3 | NR015 upgrade feeder cable and exit |  | -3.3655 | 11.4051 | 8.0396
| Option 4 | 0
| Option 5 | 0
NPV
| Preferred option: |  |  | 2026-06-30
| Option 2 | NR015 upgrade feeder cable |  | 9.3006
PREFERRED OPTION
Preferred Option
Option 2
| Expenditure forecast | 2026-06-30 | 2026-27 | 2027-28 | 2028-29 | 2029-30 | 2030-31 |  | Total
| Capital expenditure |  | 0 | 0 | 4.3738 | 0 | 0 |  | 4.3738
| Operating expenditure |  | 0 | 0 | 0 | 0 | 0 |  | 0
CHART
| Capex and risk ($M, 2026) |  | Value of expected unserved energy ($M, 2026)
SENSITIVITIES
| Sensitivity | 2026-06-30 | Option 1 (base case) | Option 2 | Option 3 | Option 4 | Option 5 |  | Preferred option
| None |  | 0 | 9.3006 | 8.0396 |  |  |  | Option 2
| Capex 10% higher |  | 0 | 9.066 | 7.703 |  |  |  | Option 2
| Capex 10% lower |  | 0 | 9.5352 | 8.3761 |  |  |  | Option 2
| Total benefits 10% higher |  | 0 | 10.4652 | 9.1801 |  |  |  | Option 2
| Total benefits 10% lower |  | 0 | 8.136 | 6.8991 |  |  |  | Option 2
| Capex 10% higher & Total benefits 10% lower |  | 0 | 7.9014 | 6.5625 |  |  |  | Option 2
0
| 0 | [6 empty] | 0
0
0

## Assumptions
CitiPower
North Richmond feeder: NR015
Project
|  | Business: |  | CitiPower
|  | Descripton: |  | North Richmond feeder: NR015
|  | Date of cost inputs: |  | December |  | 2023
|  | Option |  | Description
|  | Option 1 (base case) |  | No change to existing practices
|  | Option 2 |  | NR015 upgrade feeder cable
|  | Option 3 |  | NR015 upgrade feeder cable and exit
Option 4
Option 5
|  | Compliance project |  | No
|  | Expenditure starts |  | 2026-27 | [start]
Timing & WACC
|  | Input dollars |  |  |  | 2023-12-31 | [input_dollars]
|  | Pre-tax real WACC |  |  |  | 3.5% | [real_disc]
|  | VCR date |  |  |  | 2024-12-31 | [vcr_date]
|  | Analysis period (years) |  |  |  | 20 | [years]\
|  | Output dollars |  |  |  | 2026-06-30 | [output_dollars]
|  | Other benefits date |  |  |  | 2023-12-31 | [custval_date]
|  | Value of CO2 reductions input date |  |  |  | 2023-06-30
VCR
|  | Enter ZSS code >> | eg. AR | North Richmond |  | NR | 39338.4353 | 2024 VCR ($/MWh)
Risks
SAFETY
|  | Value of statistical life |  |  |  | 5400000 | 2023-06-30
|  | Value of injury |  |  |  | 0 | 2023-12-31
Disproportionate factors applied to various bushfire and other risk valuations
|  | Harm to property from network |  |  |  | 1
|  | Harm to property from bushfire |  |  |  | 1
|  | Harm to environment |  |  |  | 1
|  | Safety - Public trespass |  |  |  | 1
|  | Safety - Single fatality or serious injury ^ |  |  |  | 3
|  | Safety from bushfire in HBRA |  |  |  | 3
|  | Safety - Multiple fatality or serious injury ^ |  |  |  | 6
|  | Safety from bushfire (REFCL declared areas) |  |  |  | 6
|  | Safety from bushfire (electric line construction areas) |  |  |  | 10
^ Public or employee
|  | Incident type |  |  |  | Value | Probability | DF selected | Description/comment
|  | Safety (fatality) |  |  |  | 5607473.5197 | 0 | 0 | 0
|  | Safety (injury) |  |  |  | 0 | 0 | 0 | 0
UNPLANNED REPLACEMENT/REPAIR
|  | Major failure (replace) |  |  |  | 0 | 2023-12-31
|  | Minor failure (repair) |  |  |  | 0 | 2023-12-31
|  | Premium for failure |  |  |  | 20%
Other benefits
| ENVIRONMENTAL | [8 empty] | 2026-27 | 2027-28 | 2028-29 | 2029-30 | 2030-31 | 2031-32
|  | Value of CO2 reductions |  |  |  |  | 2023-06-30 | $/kWh |  | 0.02473 | 0.022341 | 0.020196 | 0.018063 | 0.015913 | 0.013715
| CUSTOMER VALUE |  |  |  |  | Value
|  | Reliability in worst-served areas |  |  |  | 0 | 2023-12-31 | per MWh
|  | Network resilience |  |  |  | 0 | 2023-12-31 | per MWh
|  | Enabling solar exports |  |  |  | 4220.9954 | 2023-12-31 | per MWh
|  | Aesthetics |  |  |  | 0 | 2023-12-31 | per customer
|  | Customer value of time - residential |  |  |  | 0.54769 | 2023-12-31 | per customer minute
|  | Customer value of time - business |  |  |  | 0.54769 | 2023-12-31 | per customer minute
|  | Communication |  |  |  | 0 | 2023-12-31 | per customer
|  | Information accessibility |  |  |  | 0 | 2023-12-31 | per customer
Sensitivities
[6 empty] | Capex | Total benefits
| 1 | Capex 10% higher |  |  |  | 10% | 0%
| 2 | Capex 10% lower |  |  |  | -10% | 0%
| 3 | Total benefits 10% higher |  |  |  | 0% | 10%
| 4 | Total benefits 10% lower |  |  |  | 0% | -10%
| 5 | Capex 10% higher & Total benefits 10% lower |  |  |  | 10% | -10%

## Option1 (base case)
CitiPower
North Richmond feeder: NR015
OPTION 1 (base case)
Count |  |  |  |  | 0 | 1 | 2 | 3 | 4 | 5 | 6 | 7 | 8 | 9 | 10 | 11 | 12 | 13 | 14 | 15 | 16 | 17 | 18 | 19 | 20 | 21 | 22 | 23 | 24 | 25
Value of CO2 reductions |  |  |  | $/MWh |  | 24.7305 | 22.3407 | 20.1963 | 18.0629 | 15.9134 | 13.7151 | 13.7151 | 13.7151 | 13.7151 | 13.7151 | 13.7151 | 13.7151 | 13.7151 | 13.7151 | 13.7151 | 13.7151 | 13.7151 | 13.7151 | 13.7151 | 13.7151 | 13.7151 | 13.7151 | 13.7151 | 13.7151 | 13.7151
|  |  |  | Units | 2026-06-30 | 2026-27 | 2027-28 | 2028-29 | 2029-30 | 2030-31 | 2031-32 | 2032-33 | 2033-34 | 2034-35 | 2035-36 | 2036-37 | 2037-38 | 2038-39 | 2039-40 | 2040-41 | 2041-42 | 2042-43 | 2043-44 | 2044-45 | 2045-46 | 2046-47 | 2047-48 | 2048-49 | 2049-50 | 2050-51
INVESTMENT & OPERATING COST
| Capex |  | Asset life (yrs)
| < Enter description > |  | 0 | 2023-12-31 |  | 0 | 0 | 0 | 0 | 0 | 0 | 0 | 0 | 0 | 0 | 0 | 0 | 0 | 0 | 0 | 0 | 0 | 0 | 0 | 0 | 0 | 0 | 0 | 0 | 0
| < Enter description > |  | 0 | 2023-12-31 |  | 0 | 0 | 0 | 0 | 0 | 0 | 0 | 0 | 0 | 0 | 0 | 0 | 0 | 0 | 0 | 0 | 0 | 0 | 0 | 0 | 0 | 0 | 0 | 0 | 0
| < Enter description > |  | 0 | 2023-12-31 |  | 0 | 0 | 0 | 0 | 0 | 0 | 0 | 0 | 0 | 0 | 0 | 0 | 0 | 0 | 0 | 0 | 0 | 0 | 0 | 0 | 0 | 0 | 0 | 0 | 0
| Capital expenditure |  |  | 2023-12-31 |  | 0 | 0 | 0 | 0 | 0 | 0 | 0 | 0 | 0 | 0 | 0 | 0 | 0 | 0 | 0 | 0 | 0 | 0 | 0 | 0 | 0 | 0 | 0 | 0 | 0
| Operating expenditure |  |  | 2023-12-31 |  | 0 | 0 | 0 | 0 | 0 | 0 | 0 | 0 | 0 | 0 | 0 | 0 | 0 | 0 | 0 | 0 | 0 | 0 | 0 | 0 | 0 | 0 | 0 | 0 | 0
RISK ASSUMPTIONS
| PoF (major) |  |  |  |  | 0 | 0 | 0 | 0 | 0 | 0 | 0 | 0 | 0 | 0 | 0 | 0 | 0 | 0 | 0 | 0 | 0 | 0 | 0 | 0 | 0 | 0 | 0 | 0 | 0
| PoF (reparable) |  |  |  |  | 0 | 0 | 0 | 0 | 0 | 0 | 0 | 0 | 0 | 0 | 0 | 0 | 0 | 0 | 0 | 0 | 0 | 0 | 0 | 0 | 0 | 0 | 0 | 0 | 0
| Energy at risk 10% PoE |  | 30% | MWh |  | 5.6589 | 7.9899 | 10.6497 | 13.5479 | 17.4791 | 24.1002 | 33.9592 | 44.7032 | 55.2155 | 55.2155 | 55.2155 | 55.2155 | 55.2155 | 55.2155 | 55.2155 | 55.2155 | 55.2155 | 55.2155 | 55.2155 | 55.2155 | 55.2155 | 55.2155 | 55.2155 | 55.2155 | 55.2155
| Energy at risk 50% PoE |  | 70% | MWh |  | 1.0214 | 1.609 | 2.498 | 3.6526 | 5.1716 | 7.4154 | 10.2188 | 12.7921 | 15.022 | 15.022 | 15.022 | 15.022 | 15.022 | 15.022 | 15.022 | 15.022 | 15.022 | 15.022 | 15.022 | 15.022 | 15.022 | 15.022 | 15.022 | 15.022 | 15.022
| Energy at risk (weighted) |  |  | MWh |  | 2.4127 | 3.5233 | 4.9435 | 6.6212 | 8.8639 | 12.4208 | 17.3409 | 22.3654 | 27.0801 | 27.0801 | 27.0801 | 27.0801 | 27.0801 | 27.0801 | 27.0801 | 27.0801 | 27.0801 | 27.0801 | 27.0801 | 27.0801 | 27.0801 | 27.0801 | 27.0801 | 27.0801 | 27.0801
| Energy at risk value | $/MWh | 37137.9921 | 2023-12-31 |  | 89602.2434 | 130847.808 | 183592.1944 | 245898.5443 | 329186.2597 | 461285.1761 | 644007.3889 | 830607.7929 | 1005699.408 | 1005699.408 | 1005699.408 | 1005699.408 | 1005699.408 | 1005699.408 | 1005699.408 | 1005699.408 | 1005699.408 | 1005699.408 | 1005699.408 | 1005699.408 | 1005699.408 | 1005699.408 | 1005699.408 | 1005699.408 | 1005699.408
| Safety consequence | (after DF) |  | 2023-12-31 |  | 0 | 0 | 0 | 0 | 0 | 0 | 0 | 0 | 0 | 0 | 0 | 0 | 0 | 0 | 0 | 0 | 0 | 0 | 0 | 0 | 0 | 0 | 0 | 0 | 0
| Unplanned replacements |  |  | 2023-12-31 |  | 0 | 0 | 0 | 0 | 0 | 0 | 0 | 0 | 0 | 0 | 0 | 0 | 0 | 0 | 0 | 0 | 0 | 0 | 0 | 0 | 0 | 0 | 0 | 0 | 0
| Environmental consequence | (after DF) |  | 2023-12-31 |  | 0 | 0 | 0 | 0 | 0 | 0 | 0 | 0 | 0 | 0 | 0 | 0 | 0 | 0 | 0 | 0 | 0 | 0 | 0 | 0 | 0 | 0 | 0 | 0 | 0
| < Other risk - enter description > |  |  | 2023-12-31 |  | 0 | 0 | 0 | 0 | 0 | 0 | 0 | 0 | 0 | 0 | 0 | 0 | 0 | 0 | 0 | 0 | 0 | 0 | 0 | 0 | 0 | 0 | 0 | 0 | 0
| < Other risk - enter description > |  |  | 2023-12-31 |  | 0 | 0 | 0 | 0 | 0 | 0 | 0 | 0 | 0 | 0 | 0 | 0 | 0 | 0 | 0 | 0 | 0 | 0 | 0 | 0 | 0 | 0 | 0 | 0 | 0
| Total risk cost |  |  |  |  | 89602.2434 | 130847.808 | 183592.1944 | 245898.5443 | 329186.2597 | 461285.1761 | 644007.3889 | 830607.7929 | 1005699.408 | 1005699.408 | 1005699.408 | 1005699.408 | 1005699.408 | 1005699.408 | 1005699.408 | 1005699.408 | 1005699.408 | 1005699.408 | 1005699.408 | 1005699.408 | 1005699.408 | 1005699.408 | 1005699.408 | 1005699.408 | 1005699.408
OTHER BENEFITS
| Reduction in CO2 emissions |  |  | MWh |  | 0 | 0 | 0 | 0 | 0 | 0 | 0 | 0 | 0 | 0 | 0 | 0 | 0 | 0 | 0 | 0 | 0 | 0 | 0 | 0 | 0 | 0 | 0 | 0 | 0
| Value of reduction in CO2 emissions |  |  | $ |  | 0 | 0 | 0 | 0 | 0 | 0 | 0 | 0 | 0 | 0 | 0 | 0 | 0 | 0 | 0 | 0 | 0 | 0 | 0 | 0 | 0 | 0 | 0 | 0 | 0
| Reliability in worst-served areas | $/MWh | 0 | MWh |  | 0 | 0 | 0 | 0 | 0 | 0 | 0 | 0 | 0 | 0 | 0 | 0 | 0 | 0 | 0 | 0 | 0 | 0 | 0 | 0 | 0 | 0 | 0 | 0 | 0
| Network resilience | $/MWh | 0 | MWh |  | 0 | 0 | 0 | 0 | 0 | 0 | 0 | 0 | 0 | 0 | 0 | 0 | 0 | 0 | 0 | 0 | 0 | 0 | 0 | 0 | 0 | 0 | 0 | 0 | 0
| Enabling solar exports | $/MWh | 4220.9954 | MWh |  | 0 | 0 | 0 | 0 | 0 | 0 | 0 | 0 | 0 | 0 | 0 | 0 | 0 | 0 | 0 | 0 | 0 | 0 | 0 | 0 | 0 | 0 | 0 | 0 | 0
| Aesthetics | $/customer | 0 | customers |  | 0 | 0 | 0 | 0 | 0 | 0 | 0 | 0 | 0 | 0 | 0 | 0 | 0 | 0 | 0 | 0 | 0 | 0 | 0 | 0 | 0 | 0 | 0 | 0 | 0
| Customer value of time (res) | $/customer min | 0.54769 | mins |  | 0 | 0 | 0 | 0 | 0 | 0 | 0 | 0 | 0 | 0 | 0 | 0 | 0 | 0 | 0 | 0 | 0 | 0 | 0 | 0 | 0 | 0 | 0 | 0 | 0
| Customer value of time (bus) | $/customer min | 0.54769 | mins |  | 0 | 0 | 0 | 0 | 0 | 0 | 0 | 0 | 0 | 0 | 0 | 0 | 0 | 0 | 0 | 0 | 0 | 0 | 0 | 0 | 0 | 0 | 0 | 0 | 0
| Communication | $/customer | 0 | customers |  | 0 | 0 | 0 | 0 | 0 | 0 | 0 | 0 | 0 | 0 | 0 | 0 | 0 | 0 | 0 | 0 | 0 | 0 | 0 | 0 | 0 | 0 | 0 | 0 | 0
| Information accessibility | $/customer | 0 | customers |  | 0 | 0 | 0 | 0 | 0 | 0 | 0 | 0 | 0 | 0 | 0 | 0 | 0 | 0 | 0 | 0 | 0 | 0 | 0 | 0 | 0 | 0 | 0 | 0 | 0
| Other benefits 1 |  |  | 2023-12-31 |  | 0 | 0 | 0 | 0 | 0 | 0 | 0 | 0 | 0 | 0 | 0 | 0 | 0 | 0 | 0 | 0 | 0 | 0 | 0 | 0 | 0 | 0 | 0 | 0 | 0
| Other benefits 2 |  |  | 2023-12-31 |  | 0 | 0 | 0 | 0 | 0 | 0 | 0 | 0 | 0 | 0 | 0 | 0 | 0 | 0 | 0 | 0 | 0 | 0 | 0 | 0 | 0 | 0 | 0 | 0 | 0
| Total other benefits |  |  | 2023-12-31 |  | 0 | 0 | 0 | 0 | 0 | 0 | 0 | 0 | 0 | 0 | 0 | 0 | 0 | 0 | 0 | 0 | 0 | 0 | 0 | 0 | 0 | 0 | 0 | 0 | 0
SUMMARY
| Risks mitigated vs base case |  |  | 2023-12-31
Capital expenditure
| < Enter description > |  |  | 2023-12-31 |  | 0 | 0 | 0 | 0 | 0 | 0 | 0 | 0 | 0 | 0 | 0 | 0 | 0 | 0 | 0 | 0 | 0 | 0 | 0 | 0 | 0 | 0 | 0 | 0 | 0
| < Enter description > |  |  | 2023-12-31 |  | 0 | 0 | 0 | 0 | 0 | 0 | 0 | 0 | 0 | 0 | 0 | 0 | 0 | 0 | 0 | 0 | 0 | 0 | 0 | 0 | 0 | 0 | 0 | 0 | 0
| < Enter description > |  |  | 2023-12-31 |  | 0 | 0 | 0 | 0 | 0 | 0 | 0 | 0 | 0 | 0 | 0 | 0 | 0 | 0 | 0 | 0 | 0 | 0 | 0 | 0 | 0 | 0 | 0 | 0 | 0
Cumulative capex
| < Enter description > |  |  | 2023-12-31 |  | 0 | 0 | 0 | 0 | 0 | 0 | 0 | 0 | 0 | 0 | 0 | 0 | 0 | 0 | 0 | 0 | 0 | 0 | 0 | 0 | 0 | 0 | 0 | 0 | 0
| < Enter description > |  |  | 2023-12-31 |  | 0 | 0 | 0 | 0 | 0 | 0 | 0 | 0 | 0 | 0 | 0 | 0 | 0 | 0 | 0 | 0 | 0 | 0 | 0 | 0 | 0 | 0 | 0 | 0 | 0
| < Enter description > |  |  | 2023-12-31 |  | 0 | 0 | 0 | 0 | 0 | 0 | 0 | 0 | 0 | 0 | 0 | 0 | 0 | 0 | 0 | 0 | 0 | 0 | 0 | 0 | 0 | 0 | 0 | 0 | 0
Annualised capex
| Annualised capex - < Enter description > |  |  | 2023-12-31 |  | 0 | 0 | 0 | 0 | 0 | 0 | 0 | 0 | 0 | 0 | 0 | 0 | 0 | 0 | 0 | 0 | 0 | 0 | 0 | 0 | 0 | 0 | 0 | 0 | 0
| Annualised capex - < Enter description > |  |  | 2023-12-31 |  | 0 | 0 | 0 | 0 | 0 | 0 | 0 | 0 | 0 | 0 | 0 | 0 | 0 | 0 | 0 | 0 | 0 | 0 | 0 | 0 | 0 | 0 | 0 | 0 | 0
| Annualised capex - < Enter description > |  |  | 2023-12-31 |  | 0 | 0 | 0 | 0 | 0 | 0 | 0 | 0 | 0 | 0 | 0 | 0 | 0 | 0 | 0 | 0 | 0 | 0 | 0 | 0 | 0 | 0 | 0 | 0 | 0
| Total annualised capex |  |  | 2023-12-31 |  | 0 | 0 | 0 | 0 | 0 | 0 | 0 | 0 | 0 | 0 | 0 | 0 | 0 | 0 | 0 | 0 | 0 | 0 | 0 | 0 | 0 | 0 | 0 | 0 | 0
| Annualised capex |  |  | 2023-12-31 |  | 0 | 0 | 0 | 0 | 0 | 0 | 0 | 0 | 0 | 0 | 0 | 0 | 0 | 0 | 0 | 0 | 0 | 0 | 0 | 0 | 0 | 0 | 0 | 0 | 0
| Operating expenditure |  |  | 2023-12-31 |  | 0 | 0 | 0 | 0 | 0 | 0 | 0 | 0 | 0 | 0 | 0 | 0 | 0 | 0 | 0 | 0 | 0 | 0 | 0 | 0 | 0 | 0 | 0 | 0 | 0
| Risk mitigated |  |  | 2023-12-31 |  | 0 | 0 | 0 | 0 | 0 | 0 | 0 | 0 | 0 | 0 | 0 | 0 | 0 | 0 | 0 | 0 | 0 | 0 | 0 | 0 | 0 | 0 | 0 | 0 | 0
| Other benefits value |  |  | 2023-12-31 |  | 0 | 0 | 0 | 0 | 0 | 0 | 0 | 0 | 0 | 0 | 0 | 0 | 0 | 0 | 0 | 0 | 0 | 0 | 0 | 0 | 0 | 0 | 0 | 0 | 0
| Net benefits |  |  | 2023-12-31 |  | 0 | 0 | 0 | 0 | 0 | 0 | 0 | 0 | 0 | 0 | 0 | 0 | 0 | 0 | 0 | 0 | 0 | 0 | 0 | 0 | 0 | 0 | 0 | 0 | 0
SENSITIVITIES
NPV | Net benefits |  |  | Option 1 (Base Case)NPV |  | 0 | 0 | 0 | 0 | 0 | 0 | 0 | 0 | 0 | 0 | 0 | 0 | 0 | 0 | 0 | 0 | 0 | 0 | 0 | 0 | 0 | 0 | 0 | 0 | 0
| Total annualised capex |  |  |  |  | 0 | 0 | 0 | 0 | 0 | 0 | 0 | 0 | 0 | 0 | 0 | 0 | 0 | 0 | 0 | 0 | 0 | 0 | 0 | 0 | 0 | 0 | 0 | 0 | 0
| Total benefits |  |  |  |  | 0 | 0 | 0 | 0 | 0 | 0 | 0 | 0 | 0 | 0 | 0 | 0 | 0 | 0 | 0 | 0 | 0 | 0 | 0 | 0 | 0 | 0 | 0 | 0 | 0
|  | Capex | Total benefits
sens1 | Capex 10% higher | 10% | 0% | Option 1 (Base Case)sens1 |  | 0 | 0 | 0 | 0 | 0 | 0 | 0 | 0 | 0 | 0 | 0 | 0 | 0 | 0 | 0 | 0 | 0 | 0 | 0 | 0 | 0 | 0 | 0 | 0 | 0
sens2 | Capex 10% lower | -10% | 0% | Option 1 (Base Case)sens2 |  | 0 | 0 | 0 | 0 | 0 | 0 | 0 | 0 | 0 | 0 | 0 | 0 | 0 | 0 | 0 | 0 | 0 | 0 | 0 | 0 | 0 | 0 | 0 | 0 | 0
sens3 | Total benefits 10% higher | 0% | 10% | Option 1 (Base Case)sens3 |  | 0 | 0 | 0 | 0 | 0 | 0 | 0 | 0 | 0 | 0 | 0 | 0 | 0 | 0 | 0 | 0 | 0 | 0 | 0 | 0 | 0 | 0 | 0 | 0 | 0
sens4 | Total benefits 10% lower | 0% | -10% | Option 1 (Base Case)sens4 |  | 0 | 0 | 0 | 0 | 0 | 0 | 0 | 0 | 0 | 0 | 0 | 0 | 0 | 0 | 0 | 0 | 0 | 0 | 0 | 0 | 0 | 0 | 0 | 0 | 0
sens5 | Capex 10% higher & Total benefits 10% lower | 10% | -10% | Option 1 (Base Case)sens5 |  | 0 | 0 | 0 | 0 | 0 | 0 | 0 | 0 | 0 | 0 | 0 | 0 | 0 | 0 | 0 | 0 | 0 | 0 | 0 | 0 | 0 | 0 | 0 | 0 | 0
sens | 0 | 0% | 0% | Option 1 (Base Case)sens |  | 0 | 0 | 0 | 0 | 0 | 0 | 0 | 0 | 0 | 0 | 0 | 0 | 0 | 0 | 0 | 0 | 0 | 0 | 0 | 0 | 0 | 0 | 0 | 0 | 0
sens | 0 | 0% | 0% | Option 1 (Base Case)sens |  | 0 | 0 | 0 | 0 | 0 | 0 | 0 | 0 | 0 | 0 | 0 | 0 | 0 | 0 | 0 | 0 | 0 | 0 | 0 | 0 | 0 | 0 | 0 | 0 | 0
sens | 0 | 0% | 0% | Option 1 (Base Case)sens |  | 0 | 0 | 0 | 0 | 0 | 0 | 0 | 0 | 0 | 0 | 0 | 0 | 0 | 0 | 0 | 0 | 0 | 0 | 0 | 0 | 0 | 0 | 0 | 0 | 0

## Option2
CitiPower
North Richmond feeder: NR015
OPTION 2 | NR015 upgrade feeder cable
Count |  |  |  |  | 1 | 2 | 3 | 4 | 5 | 6 | 7 | 8 | 9 | 10 | 11 | 12 | 13 | 14 | 15 | 16 | 17 | 18 | 19 | 20 | 21 | 22 | 23 | 24 | 25
Value of CO2 reductions |  |  |  | $/MWh | 24.7305 | 22.3407 | 20.1963 | 18.0629 | 15.9134 | 13.7151 | 13.7151 | 13.7151 | 13.7151 | 13.7151 | 13.7151 | 13.7151 | 13.7151 | 13.7151 | 13.7151 | 13.7151 | 13.7151 | 13.7151 | 13.7151 | 13.7151 | 13.7151 | 13.7151 | 13.7151 | 13.7151 | 13.7151
[5 empty] | 2027 | 2028 | 2029 | 2030 | 2031 | 2032 | 2033 | 2034 | 2035 | 2036 | 2037 | 2038 | 2039 | 2040 | 2041 | 2042 | 2043 | 2044 | 2045 | 2046 | 2047 | 2048 | 2049 | 2050 | 2051
|  |  |  | Units | 2026-27 | 2027-28 | 2028-29 | 2029-30 | 2030-31 | 2031-32 | 2032-33 | 2033-34 | 2034-35 | 2035-36 | 2036-37 | 2037-38 | 2038-39 | 2039-40 | 2040-41 | 2041-42 | 2042-43 | 2043-44 | 2044-45 | 2045-46 | 2046-47 | 2047-48 | 2048-49 | 2049-50 | 2050-51
INVESTMENT & OPERATING COST
| Capex |  | Asset life (yrs)
| NR015 upgrade feeder cable |  | 50 | 2023-12-31 | 0 | 0 | 3952095 | 0 | 0 | 0 | 0 | 0 | 0 | 0 | 0 | 0 | 0 | 0 | 0 | 0 | 0 | 0 | 0 | 0 | 0 | 0 | 0 | 0 | 0
|  |  | 0 | 2023-12-31 | 0 | 0 | 0 | 0 | 0 | 0 | 0 | 0 | 0 | 0 | 0 | 0 | 0 | 0 | 0 | 0 | 0 | 0 | 0 | 0 | 0 | 0 | 0 | 0 | 0
|  |  | 0 | 2023-12-31 | 0 | 0 | 0 | 0 | 0 | 0 | 0 | 0 | 0 | 0 | 0 | 0 | 0 | 0 | 0 | 0 | 0 | 0 | 0 | 0 | 0 | 0 | 0 | 0 | 0
| Capital expenditure |  |  | 2023-12-31 | 0 | 0 | 3952095 | 0 | 0 | 0 | 0 | 0 | 0 | 0 | 0 | 0 | 0 | 0 | 0 | 0 | 0 | 0 | 0 | 0 | 0 | 0 | 0 | 0 | 0
| Operating expenditure |  |  | 2023-12-31 | 0 | 0 | 0 | 0 | 0 | 0 | 0 | 0 | 0 | 0 | 0 | 0 | 0 | 0 | 0 | 0 | 0 | 0 | 0 | 0 | 0 | 0 | 0 | 0 | 0
RISK ASSUMPTIONS
| PoF (major) |  |  |  | 0 | 0 | 0 | 0 | 0 | 0 | 0 | 0 | 0 | 0 | 0 | 0 | 0 | 0 | 0 | 0 | 0 | 0 | 0 | 0 | 0 | 0 | 0 | 0 | 0
| PoF (reparable) |  |  |  | 0 | 0 | 0 | 0 | 0 | 0 | 0 | 0 | 0 | 0 | 0 | 0 | 0 | 0 | 0 | 0 | 0 | 0 | 0 | 0 | 0 | 0 | 0 | 0 | 0
| Const end date |  | 2029
| Energy at risk 10% PoE |  | 30% | MWh | 5.6589 | 7.9899 | 10.6497 | 0 | 0 | 0 | 0 | 0 | 0 | 0 | 0 | 0 | 0 | 0 | 0 | 0 | 0 | 0 | 0 | 0 | 0 | 0 | 0 | 0 | 0
| Energy at risk 50% PoE |  | 70% | MWh | 1.0214 | 1.609 | 2.498 | 0 | 0 | 0 | 0 | 0 | 0 | 0 | 0 | 0 | 0 | 0 | 0 | 0 | 0 | 0 | 0 | 0 | 0 | 0 | 0 | 0 | 0
| Energy at risk (weighted) |  |  | MWh | 2.4127 | 3.5233 | 4.9435 | 0 | 0 | 0 | 0 | 0 | 0 | 0 | 0 | 0 | 0 | 0 | 0 | 0 | 0 | 0 | 0 | 0 | 0 | 0 | 0 | 0 | 0
| Energy at risk value | $/MWh | 37137.9921 | 2023-12-31 | 89602.2434 | 130847.808 | 183592.1944 | 0 | 0 | 0 | 0 | 0 | 0 | 0 | 0 | 0 | 0 | 0 | 0 | 0 | 0 | 0 | 0 | 0 | 0 | 0 | 0 | 0 | 0
| Safety consequence | (after DF) |  | 2023-12-31 | 0 | 0 | 0 | 0 | 0 | 0 | 0 | 0 | 0 | 0 | 0 | 0 | 0 | 0 | 0 | 0 | 0 | 0 | 0 | 0 | 0 | 0 | 0 | 0 | 0
| Unplanned replacements |  |  | 2023-12-31 | 0 | 0 | 0 | 0 | 0 | 0 | 0 | 0 | 0 | 0 | 0 | 0 | 0 | 0 | 0 | 0 | 0 | 0 | 0 | 0 | 0 | 0 | 0 | 0 | 0
| Environmental consequence | (after DF) |  | 2023-12-31 | 0 | 0 | 0 | 0 | 0 | 0 | 0 | 0 | 0 | 0 | 0 | 0 | 0 | 0 | 0 | 0 | 0 | 0 | 0 | 0 | 0 | 0 | 0 | 0 | 0
| < Other risk - enter description > |  |  | 2023-12-31 | 0 | 0 | 0 | 0 | 0 | 0 | 0 | 0 | 0 | 0 | 0 | 0 | 0 | 0 | 0 | 0 | 0 | 0 | 0 | 0 | 0 | 0 | 0 | 0 | 0
| < Other risk - enter description > |  |  | 2023-12-31 | 0 | 0 | 0 | 0 | 0 | 0 | 0 | 0 | 0 | 0 | 0 | 0 | 0 | 0 | 0 | 0 | 0 | 0 | 0 | 0 | 0 | 0 | 0 | 0 | 0
| Total risk cost |  |  |  | 89602.2434 | 130847.808 | 183592.1944 | 0 | 0 | 0 | 0 | 0 | 0 | 0 | 0 | 0 | 0 | 0 | 0 | 0 | 0 | 0 | 0 | 0 | 0 | 0 | 0 | 0 | 0
OTHER BENEFITS
| Reduction in CO2 emissions |  |  | MWh | 0 | 0 | 0 | 0 | 0 | 0 | 0 | 0 | 0 | 0 | 0 | 0 | 0 | 0 | 0 | 0 | 0 | 0 | 0 | 0 | 0 | 0 | 0 | 0 | 0
| Value of reduction in CO2 emissions |  |  | $ | 0 | 0 | 0 | 0 | 0 | 0 | 0 | 0 | 0 | 0 | 0 | 0 | 0 | 0 | 0 | 0 | 0 | 0 | 0 | 0 | 0 | 0 | 0 | 0 | 0
| Reliability in worst-served areas | $/MWh | 0 | MWh | 0 | 0 | 0 | 0 | 0 | 0 | 0 | 0 | 0 | 0 | 0 | 0 | 0 | 0 | 0 | 0 | 0 | 0 | 0 | 0 | 0 | 0 | 0 | 0 | 0
| Network resilience | $/MWh | 0 | MWh | 0 | 0 | 0 | 0 | 0 | 0 | 0 | 0 | 0 | 0 | 0 | 0 | 0 | 0 | 0 | 0 | 0 | 0 | 0 | 0 | 0 | 0 | 0 | 0 | 0
| Enabling solar exports | $/MWh | 4220.9954 | MWh | 0 | 0 | 0 | 0 | 0 | 0 | 0 | 0 | 0 | 0 | 0 | 0 | 0 | 0 | 0 | 0 | 0 | 0 | 0 | 0 | 0 | 0 | 0 | 0 | 0
| Aesthetics | $/customer | 0 | customers | 0 | 0 | 0 | 0 | 0 | 0 | 0 | 0 | 0 | 0 | 0 | 0 | 0 | 0 | 0 | 0 | 0 | 0 | 0 | 0 | 0 | 0 | 0 | 0 | 0
| Customer value of time - residential | $/customer min | 0.54769 | mins | 0 | 0 | 0 | 0 | 0 | 0 | 0 | 0 | 0 | 0 | 0 | 0 | 0 | 0 | 0 | 0 | 0 | 0 | 0 | 0 | 0 | 0 | 0 | 0 | 0
| Customer value of time - business | $/customer min | 0.54769 | mins | 0 | 0 | 0 | 0 | 0 | 0 | 0 | 0 | 0 | 0 | 0 | 0 | 0 | 0 | 0 | 0 | 0 | 0 | 0 | 0 | 0 | 0 | 0 | 0 | 0
| Communication | $/customer | 0 | customers | 0 | 0 | 0 | 0 | 0 | 0 | 0 | 0 | 0 | 0 | 0 | 0 | 0 | 0 | 0 | 0 | 0 | 0 | 0 | 0 | 0 | 0 | 0 | 0 | 0
| Information accessibility | $/customer | 0 | customers | 0 | 0 | 0 | 0 | 0 | 0 | 0 | 0 | 0 | 0 | 0 | 0 | 0 | 0 | 0 | 0 | 0 | 0 | 0 | 0 | 0 | 0 | 0 | 0 | 0
| Other benefits 1 |  |  | 2023-12-31 | 0 | 0 | 0 | 0 | 0 | 0 | 0 | 0 | 0 | 0 | 0 | 0 | 0 | 0 | 0 | 0 | 0 | 0 | 0 | 0 | 0 | 0 | 0 | 0 | 0
| Other benefits 2 |  |  | 2023-12-31 | 0 | 0 | 0 | 0 | 0 | 0 | 0 | 0 | 0 | 0 | 0 | 0 | 0 | 0 | 0 | 0 | 0 | 0 | 0 | 0 | 0 | 0 | 0 | 0 | 0
| Total other benefits |  |  | 2023-12-31 | 0 | 0 | 0 | 0 | 0 | 0 | 0 | 0 | 0 | 0 | 0 | 0 | 0 | 0 | 0 | 0 | 0 | 0 | 0 | 0 | 0 | 0 | 0 | 0 | 0
SUMMARY
| Risks mitigated vs base case |  |  | 2023-12-31 | 0 | 0 | 0 | 245898.5443 | 329186.2597 | 461285.1761 | 644007.3889 | 830607.7929 | 1005699.408 | 1005699.408 | 1005699.408 | 1005699.408 | 1005699.408 | 1005699.408 | 1005699.408 | 1005699.408 | 1005699.408 | 1005699.408 | 1005699.408 | 1005699.408 | 1005699.408 | 1005699.408 | 1005699.408 | 1005699.408 | 1005699.408
Capital expenditure
| NR015 upgrade feeder cable |  |  | 2023-12-31 | 0 | 0 | -3952095 | 0 | 0 | 0 | 0 | 0 | 0 | 0 | 0 | 0 | 0 | 0 | 0 | 0 | 0 | 0 | 0 | 0 | 0 | 0 | 0 | 0 | 0
| 0 |  |  | 2023-12-31 | 0 | 0 | 0 | 0 | 0 | 0 | 0 | 0 | 0 | 0 | 0 | 0 | 0 | 0 | 0 | 0 | 0 | 0 | 0 | 0 | 0 | 0 | 0 | 0 | 0
| 0 |  |  | 2023-12-31 | 0 | 0 | 0 | 0 | 0 | 0 | 0 | 0 | 0 | 0 | 0 | 0 | 0 | 0 | 0 | 0 | 0 | 0 | 0 | 0 | 0 | 0 | 0 | 0 | 0
Cumulative capex
| NR015 upgrade feeder cable |  |  | 2023-12-31 | 0 | 0 | -3952095 | -3952095 | -3952095 | -3952095 | -3952095 | -3952095 | -3952095 | -3952095 | -3952095 | -3952095 | -3952095 | -3952095 | -3952095 | -3952095 | -3952095 | -3952095 | -3952095 | -3952095 | -3952095 | -3952095 | -3952095 | -3952095 | -3952095
| 0 |  |  | 2023-12-31 | 0 | 0 | 0 | 0 | 0 | 0 | 0 | 0 | 0 | 0 | 0 | 0 | 0 | 0 | 0 | 0 | 0 | 0 | 0 | 0 | 0 | 0 | 0 | 0 | 0
| 0 |  |  | 2023-12-31 | 0 | 0 | 0 | 0 | 0 | 0 | 0 | 0 | 0 | 0 | 0 | 0 | 0 | 0 | 0 | 0 | 0 | 0 | 0 | 0 | 0 | 0 | 0 | 0 | 0
Annualised capex
| Annualised capex - NR015 upgrade feeder cable |  |  | 2023-12-31 | 0 | 0 | 0 | -168492.4704 | -168492.4704 | -168492.4704 | -168492.4704 | -168492.4704 | -168492.4704 | -168492.4704 | -168492.4704 | -168492.4704 | -168492.4704 | -168492.4704 | -168492.4704 | -168492.4704 | -168492.4704 | -168492.4704 | -168492.4704 | -168492.4704 | -168492.4704 | -168492.4704 | -168492.4704 | -168492.4704 | -168492.4704
| Annualised capex - |  |  | 2023-12-31 | 0 | 0 | 0 | 0 | 0 | 0 | 0 | 0 | 0 | 0 | 0 | 0 | 0 | 0 | 0 | 0 | 0 | 0 | 0 | 0 | 0 | 0 | 0 | 0 | 0
| Annualised capex - |  |  | 2023-12-31 | 0 | 0 | 0 | 0 | 0 | 0 | 0 | 0 | 0 | 0 | 0 | 0 | 0 | 0 | 0 | 0 | 0 | 0 | 0 | 0 | 0 | 0 | 0 | 0 | 0
| Total annualised capex |  |  | 2023-12-31 | 0 | 0 | 0 | -168492.4704 | -168492.4704 | -168492.4704 | -168492.4704 | -168492.4704 | -168492.4704 | -168492.4704 | -168492.4704 | -168492.4704 | -168492.4704 | -168492.4704 | -168492.4704 | -168492.4704 | -168492.4704 | -168492.4704 | -168492.4704 | -168492.4704 | -168492.4704 | -168492.4704 | -168492.4704 | -168492.4704 | -168492.4704
| Annualised capex |  |  | 2023-12-31 | 0 | 0 | 0 | -168492.4704 | -168492.4704 | -168492.4704 | -168492.4704 | -168492.4704 | -168492.4704 | -168492.4704 | -168492.4704 | -168492.4704 | -168492.4704 | -168492.4704 | -168492.4704 | -168492.4704 | -168492.4704 | -168492.4704 | -168492.4704 | -168492.4704 | -168492.4704 | -168492.4704 | -168492.4704 | -168492.4704 | -168492.4704
| Operating expenditure |  |  | 2023-12-31 | 0 | 0 | 0 | 0 | 0 | 0 | 0 | 0 | 0 | 0 | 0 | 0 | 0 | 0 | 0 | 0 | 0 | 0 | 0 | 0 | 0 | 0 | 0 | 0 | 0
| Risk mitigated |  |  | 2023-12-31 | 0 | 0 | 0 | 245898.5443 | 329186.2597 | 461285.1761 | 644007.3889 | 830607.7929 | 1005699.408 | 1005699.408 | 1005699.408 | 1005699.408 | 1005699.408 | 1005699.408 | 1005699.408 | 1005699.408 | 1005699.408 | 1005699.408 | 1005699.408 | 1005699.408 | 1005699.408 | 1005699.408 | 1005699.408 | 1005699.408 | 1005699.408
| Other benefits value |  |  | 2023-12-31 | 0 | 0 | 0 | 0 | 0 | 0 | 0 | 0 | 0 | 0 | 0 | 0 | 0 | 0 | 0 | 0 | 0 | 0 | 0 | 0 | 0 | 0 | 0 | 0 | 0
| Net benefits |  |  | 2023-12-31 | 0 | 0 | 0 | 77406.0739 | 160693.7893 | 292792.7057 | 475514.9185 | 662115.3225 | 837206.9376 | 837206.9376 | 837206.9376 | 837206.9376 | 837206.9376 | 837206.9376 | 837206.9376 | 837206.9376 | 837206.9376 | 837206.9376 | 837206.9376 | 837206.9376 | 837206.9376 | 837206.9376 | 837206.9376 | 837206.9376 | 837206.9376
| First capex year |  |  | 3
| First year |  |  | 3
SENSITIVITIES
NPV | Net benefits |  |  | Option 2NPV | 0 | 0 | 0 | 77406.0739 | 160693.7893 | 292792.7057 | 475514.9185 | 662115.3225 | 837206.9376 | 837206.9376 | 837206.9376 | 837206.9376 | 837206.9376 | 837206.9376 | 837206.9376 | 837206.9376 | 837206.9376 | 837206.9376 | 837206.9376 | 837206.9376 | 837206.9376 | 837206.9376 | 837206.9376 | 837206.9376 | 837206.9376
| Total annualised capex |  |  |  | 0 | 0 | 0 | -168492.4704 | -168492.4704 | -168492.4704 | -168492.4704 | -168492.4704 | -168492.4704 | -168492.4704 | -168492.4704 | -168492.4704 | -168492.4704 | -168492.4704 | -168492.4704 | -168492.4704 | -168492.4704 | -168492.4704 | -168492.4704 | -168492.4704 | -168492.4704 | -168492.4704 | -168492.4704 | -168492.4704 | -168492.4704
| Total benefits |  |  |  | 0 | 0 | 0 | 245898.5443 | 329186.2597 | 461285.1761 | 644007.3889 | 830607.7929 | 1005699.408 | 1005699.408 | 1005699.408 | 1005699.408 | 1005699.408 | 1005699.408 | 1005699.408 | 1005699.408 | 1005699.408 | 1005699.408 | 1005699.408 | 1005699.408 | 1005699.408 | 1005699.408 | 1005699.408 | 1005699.408 | 1005699.408
|  | Capex | Total benefits
sens1 | Capex 10% higher | 10% | 0% | Option 2sens1 | 0 | 0 | 0 | 60556.8269 | 143844.5422 | 275943.4586 | 458665.6715 | 645266.0754 | 820357.6906 | 820357.6906 | 820357.6906 | 820357.6906 | 820357.6906 | 820357.6906 | 820357.6906 | 820357.6906 | 820357.6906 | 820357.6906 | 820357.6906 | 820357.6906 | 820357.6906 | 820357.6906 | 820357.6906 | 820357.6906 | 820357.6906
sens2 | Capex 10% lower | -10% | 0% | Option 2sens2 | 0 | 0 | 0 | 94255.3209 | 177543.0363 | 309641.9527 | 492364.1656 | 678964.5695 | 854056.1847 | 854056.1847 | 854056.1847 | 854056.1847 | 854056.1847 | 854056.1847 | 854056.1847 | 854056.1847 | 854056.1847 | 854056.1847 | 854056.1847 | 854056.1847 | 854056.1847 | 854056.1847 | 854056.1847 | 854056.1847 | 854056.1847
sens3 | Total benefits 10% higher | 0% | 10% | Option 2sens3 | 0 | 0 | 0 | 101995.9283 | 193612.4152 | 338921.2233 | 539915.6574 | 745176.1018 | 937776.8784 | 937776.8784 | 937776.8784 | 937776.8784 | 937776.8784 | 937776.8784 | 937776.8784 | 937776.8784 | 937776.8784 | 937776.8784 | 937776.8784 | 937776.8784 | 937776.8784 | 937776.8784 | 937776.8784 | 937776.8784 | 937776.8784
sens4 | Total benefits 10% lower | 0% | -10% | Option 2sens4 | 0 | 0 | 0 | 52816.2195 | 127775.1633 | 246664.1881 | 411114.1796 | 579054.5432 | 736636.9968 | 736636.9968 | 736636.9968 | 736636.9968 | 736636.9968 | 736636.9968 | 736636.9968 | 736636.9968 | 736636.9968 | 736636.9968 | 736636.9968 | 736636.9968 | 736636.9968 | 736636.9968 | 736636.9968 | 736636.9968 | 736636.9968
sens5 | Capex 10% higher & Total benefits 10% lower | 10% | -10% | Option 2sens5 | 0 | 0 | 0 | 35966.9724 | 110925.9163 | 229814.941 | 394264.9326 | 562205.2961 | 719787.7498 | 719787.7498 | 719787.7498 | 719787.7498 | 719787.7498 | 719787.7498 | 719787.7498 | 719787.7498 | 719787.7498 | 719787.7498 | 719787.7498 | 719787.7498 | 719787.7498 | 719787.7498 | 719787.7498 | 719787.7498 | 719787.7498
sens | 0 | 0% | 0% | Option 2sens | 0 | 0 | 0 | 77406.0739 | 160693.7893 | 292792.7057 | 475514.9185 | 662115.3225 | 837206.9376 | 837206.9376 | 837206.9376 | 837206.9376 | 837206.9376 | 837206.9376 | 837206.9376 | 837206.9376 | 837206.9376 | 837206.9376 | 837206.9376 | 837206.9376 | 837206.9376 | 837206.9376 | 837206.9376 | 837206.9376 | 837206.9376
sens | 0 | 0% | 0% | Option 2sens | 0 | 0 | 0 | 77406.0739 | 160693.7893 | 292792.7057 | 475514.9185 | 662115.3225 | 837206.9376 | 837206.9376 | 837206.9376 | 837206.9376 | 837206.9376 | 837206.9376 | 837206.9376 | 837206.9376 | 837206.9376 | 837206.9376 | 837206.9376 | 837206.9376 | 837206.9376 | 837206.9376 | 837206.9376 | 837206.9376 | 837206.9376
sens | 0 | 0% | 0% | Option 2sens | 0 | 0 | 0 | 77406.0739 | 160693.7893 | 292792.7057 | 475514.9185 | 662115.3225 | 837206.9376 | 837206.9376 | 837206.9376 | 837206.9376 | 837206.9376 | 837206.9376 | 837206.9376 | 837206.9376 | 837206.9376 | 837206.9376 | 837206.9376 | 837206.9376 | 837206.9376 | 837206.9376 | 837206.9376 | 837206.9376 | 837206.9376

## Option3
CitiPower
North Richmond feeder: NR015
OPTION 3 | NR015 upgrade feeder cable and exit
Count |  |  |  |  | 1 | 2 | 3 | 4 | 5 | 6 | 7 | 8 | 9 | 10 | 11 | 12 | 13 | 14 | 15 | 16 | 17 | 18 | 19 | 20 | 21 | 22 | 23 | 24 | 25
Value of CO2 reductions |  |  |  | $/MWh | 24.7305 | 22.3407 | 20.1963 | 18.0629 | 15.9134 | 13.7151 | 13.7151 | 13.7151 | 13.7151 | 13.7151 | 13.7151 | 13.7151 | 13.7151 | 13.7151 | 13.7151 | 13.7151 | 13.7151 | 13.7151 | 13.7151 | 13.7151 | 13.7151 | 13.7151 | 13.7151 | 13.7151 | 13.7151
[5 empty] | 2027 | 2028 | 2029 | 2030 | 2031 | 2032 | 2033 | 2034 | 2035 | 2036 | 2037 | 2038 | 2039 | 2040 | 2041 | 2042 | 2043 | 2044 | 2045 | 2046 | 2047 | 2048 | 2049 | 2050 | 2051
|  |  |  | Units | 2026-27 | 2027-28 | 2028-29 | 2029-30 | 2030-31 | 2031-32 | 2032-33 | 2033-34 | 2034-35 | 2035-36 | 2036-37 | 2037-38 | 2038-39 | 2039-40 | 2040-41 | 2041-42 | 2042-43 | 2043-44 | 2044-45 | 2045-46 | 2046-47 | 2047-48 | 2048-49 | 2049-50 | 2050-51
INVESTMENT & OPERATING COST
| Capex |  | Asset life (yrs)
| NR015 upgrade feeder cable and exit |  | 50 | 2023-12-31 | 0 | 0 | 0 | 6100000 | 0 | 0 | 0 | 0 | 0 | 0 | 0 | 0 | 0 | 0 | 0 | 0 | 0 | 0 | 0 | 0 | 0 | 0 | 0 | 0 | 0
| < Enter description > |  | 0 | 2023-12-31 | 0 | 0 | 0 | 0 | 0 | 0 | 0 | 0 | 0 | 0 | 0 | 0 | 0 | 0 | 0 | 0 | 0 | 0 | 0 | 0 | 0 | 0 | 0 | 0 | 0
| < Enter description > |  | 0 | 2023-12-31 | 0 | 0 | 0 | 0 | 0 | 0 | 0 | 0 | 0 | 0 | 0 | 0 | 0 | 0 | 0 | 0 | 0 | 0 | 0 | 0 | 0 | 0 | 0 | 0 | 0
| Capital expenditure |  |  | 2023-12-31 | 0 | 0 | 0 | 6100000 | 0 | 0 | 0 | 0 | 0 | 0 | 0 | 0 | 0 | 0 | 0 | 0 | 0 | 0 | 0 | 0 | 0 | 0 | 0 | 0 | 0
| Operating expenditure |  |  | 2023-12-31 | 0 | 0 | 0 | 0 | 0 | 0 | 0 | 0 | 0 | 0 | 0 | 0 | 0 | 0 | 0 | 0 | 0 | 0 | 0 | 0 | 0 | 0 | 0 | 0 | 0
RISK ASSUMPTIONS
| PoF (major) |  |  |  | 0 | 0 | 0 | 0 | 0 | 0 | 0 | 0 | 0 | 0 | 0 | 0 | 0 | 0 | 0 | 0 | 0 | 0 | 0 | 0 | 0 | 0 | 0 | 0 | 0
| PoF (reparable) |  |  |  | 0 | 0 | 0 | 0 | 0 | 0 | 0 | 0 | 0 | 0 | 0 | 0 | 0 | 0 | 0 | 0 | 0 | 0 | 0 | 0 | 0 | 0 | 0 | 0 | 0
| Const end date |  | 2030
| Energy at risk 10% PoE |  | 30% | MWh | 5.6589 | 7.9899 | 10.6497 | 13.5479 | 0 | 0 | 0 | 0 | 0 | 0 | 0 | 0 | 0 | 0 | 0 | 0 | 0 | 0 | 0 | 0 | 0 | 0 | 0 | 0 | 0
| Energy at risk 50% PoE |  | 70% | MWh | 1.0214 | 1.609 | 2.498 | 3.6526 | 0 | 0 | 0 | 0 | 0 | 0 | 0 | 0 | 0 | 0 | 0 | 0 | 0 | 0 | 0 | 0 | 0 | 0 | 0 | 0 | 0
| Energy at risk (weighted) |  |  | MWh | 2.4127 | 3.5233 | 4.9435 | 6.6212 | 0 | 0 | 0 | 0 | 0 | 0 | 0 | 0 | 0 | 0 | 0 | 0 | 0 | 0 | 0 | 0 | 0 | 0 | 0 | 0 | 0
| Energy at risk value | $/MWh | 37137.9921 | 2023-12-31 | 89602.2434 | 130847.808 | 183592.1944 | 245898.5443 | 0 | 0 | 0 | 0 | 0 | 0 | 0 | 0 | 0 | 0 | 0 | 0 | 0 | 0 | 0 | 0 | 0 | 0 | 0 | 0 | 0
| Safety consequence | (after DF) |  | 2023-12-31 | 0 | 0 | 0 | 0 | 0 | 0 | 0 | 0 | 0 | 0 | 0 | 0 | 0 | 0 | 0 | 0 | 0 | 0 | 0 | 0 | 0 | 0 | 0 | 0 | 0
| Unplanned replacements |  |  | 2023-12-31 | 0 | 0 | 0 | 0 | 0 | 0 | 0 | 0 | 0 | 0 | 0 | 0 | 0 | 0 | 0 | 0 | 0 | 0 | 0 | 0 | 0 | 0 | 0 | 0 | 0
| Environmental consequence | (after DF) |  | 2023-12-31 | 0 | 0 | 0 | 0 | 0 | 0 | 0 | 0 | 0 | 0 | 0 | 0 | 0 | 0 | 0 | 0 | 0 | 0 | 0 | 0 | 0 | 0 | 0 | 0 | 0
| < Other risk - enter description > |  |  | 2023-12-31 | 0 | 0 | 0 | 0 | 0 | 0 | 0 | 0 | 0 | 0 | 0 | 0 | 0 | 0 | 0 | 0 | 0 | 0 | 0 | 0 | 0 | 0 | 0 | 0 | 0
| < Other risk - enter description > |  |  | 2023-12-31 | 0 | 0 | 0 | 0 | 0 | 0 | 0 | 0 | 0 | 0 | 0 | 0 | 0 | 0 | 0 | 0 | 0 | 0 | 0 | 0 | 0 | 0 | 0 | 0 | 0
| Total risk cost |  |  |  | 89602.2434 | 130847.808 | 183592.1944 | 245898.5443 | 0 | 0 | 0 | 0 | 0 | 0 | 0 | 0 | 0 | 0 | 0 | 0 | 0 | 0 | 0 | 0 | 0 | 0 | 0 | 0 | 0
OTHER BENEFITS
| Reduction in CO2 emissions |  |  | MWh | 0 | 0 | 0 | 0 | 0 | 0 | 0 | 0 | 0 | 0 | 0 | 0 | 0 | 0 | 0 | 0 | 0 | 0 | 0 | 0 | 0 | 0 | 0 | 0 | 0
| Value of reduction in CO2 emissions |  |  | $ | 0 | 0 | 0 | 0 | 0 | 0 | 0 | 0 | 0 | 0 | 0 | 0 | 0 | 0 | 0 | 0 | 0 | 0 | 0 | 0 | 0 | 0 | 0 | 0 | 0
| Reliability in worst-served areas | $/MWh | 0 | MWh | 0 | 0 | 0 | 0 | 0 | 0 | 0 | 0 | 0 | 0 | 0 | 0 | 0 | 0 | 0 | 0 | 0 | 0 | 0 | 0 | 0 | 0 | 0 | 0 | 0
| Network resilience | $/MWh | 0 | MWh | 0 | 0 | 0 | 0 | 0 | 0 | 0 | 0 | 0 | 0 | 0 | 0 | 0 | 0 | 0 | 0 | 0 | 0 | 0 | 0 | 0 | 0 | 0 | 0 | 0
| Enabling solar exports | $/MWh | 4220.9954 | MWh | 0 | 0 | 0 | 0 | 0 | 0 | 0 | 0 | 0 | 0 | 0 | 0 | 0 | 0 | 0 | 0 | 0 | 0 | 0 | 0 | 0 | 0 | 0 | 0 | 0
| Aesthetics | $/customer | 0 | customers | 0 | 0 | 0 | 0 | 0 | 0 | 0 | 0 | 0 | 0 | 0 | 0 | 0 | 0 | 0 | 0 | 0 | 0 | 0 | 0 | 0 | 0 | 0 | 0 | 0
| Customer value of time (res) | $/customer min | 0.54769 | mins | 0 | 0 | 0 | 0 | 0 | 0 | 0 | 0 | 0 | 0 | 0 | 0 | 0 | 0 | 0 | 0 | 0 | 0 | 0 | 0 | 0 | 0 | 0 | 0 | 0
| Customer value of time (bus) | $/customer min | 0.54769 | mins | 0 | 0 | 0 | 0 | 0 | 0 | 0 | 0 | 0 | 0 | 0 | 0 | 0 | 0 | 0 | 0 | 0 | 0 | 0 | 0 | 0 | 0 | 0 | 0 | 0
| Communication | $/customer | 0 | customers | 0 | 0 | 0 | 0 | 0 | 0 | 0 | 0 | 0 | 0 | 0 | 0 | 0 | 0 | 0 | 0 | 0 | 0 | 0 | 0 | 0 | 0 | 0 | 0 | 0
| Information accessibility | $/customer | 0 | customers | 0 | 0 | 0 | 0 | 0 | 0 | 0 | 0 | 0 | 0 | 0 | 0 | 0 | 0 | 0 | 0 | 0 | 0 | 0 | 0 | 0 | 0 | 0 | 0 | 0
| Other benefits 1 |  |  | 2023-12-31 | 0 | 0 | 0 | 0 | 0 | 0 | 0 | 0 | 0 | 0 | 0 | 0 | 0 | 0 | 0 | 0 | 0 | 0 | 0 | 0 | 0 | 0 | 0 | 0 | 0
| Other benefits 2 |  |  | 2023-12-31 | 0 | 0 | 0 | 0 | 0 | 0 | 0 | 0 | 0 | 0 | 0 | 0 | 0 | 0 | 0 | 0 | 0 | 0 | 0 | 0 | 0 | 0 | 0 | 0 | 0
| Total other benefits |  |  | 2023-12-31 | 0 | 0 | 0 | 0 | 0 | 0 | 0 | 0 | 0 | 0 | 0 | 0 | 0 | 0 | 0 | 0 | 0 | 0 | 0 | 0 | 0 | 0 | 0 | 0 | 0
SUMMARY
| Risks mitigated vs base case |  |  | 2023-12-31 | 0 | 0 | 0 | 0 | 329186.2597 | 461285.1761 | 644007.3889 | 830607.7929 | 1005699.408 | 1005699.408 | 1005699.408 | 1005699.408 | 1005699.408 | 1005699.408 | 1005699.408 | 1005699.408 | 1005699.408 | 1005699.408 | 1005699.408 | 1005699.408 | 1005699.408 | 1005699.408 | 1005699.408 | 1005699.408 | 1005699.408
Capital expenditure
| NR015 upgrade feeder cable and exit |  |  | 2023-12-31 | 0 | 0 | 0 | -6100000 | 0 | 0 | 0 | 0 | 0 | 0 | 0 | 0 | 0 | 0 | 0 | 0 | 0 | 0 | 0 | 0 | 0 | 0 | 0 | 0 | 0
| < Enter description > |  |  | 2023-12-31 | 0 | 0 | 0 | 0 | 0 | 0 | 0 | 0 | 0 | 0 | 0 | 0 | 0 | 0 | 0 | 0 | 0 | 0 | 0 | 0 | 0 | 0 | 0 | 0 | 0
| < Enter description > |  |  | 2023-12-31 | 0 | 0 | 0 | 0 | 0 | 0 | 0 | 0 | 0 | 0 | 0 | 0 | 0 | 0 | 0 | 0 | 0 | 0 | 0 | 0 | 0 | 0 | 0 | 0 | 0
Cumulative capex
| NR015 upgrade feeder cable and exit |  |  | 2023-12-31 | 0 | 0 | 0 | -6100000 | -6100000 | -6100000 | -6100000 | -6100000 | -6100000 | -6100000 | -6100000 | -6100000 | -6100000 | -6100000 | -6100000 | -6100000 | -6100000 | -6100000 | -6100000 | -6100000 | -6100000 | -6100000 | -6100000 | -6100000 | -6100000
| < Enter description > |  |  | 2023-12-31 | 0 | 0 | 0 | 0 | 0 | 0 | 0 | 0 | 0 | 0 | 0 | 0 | 0 | 0 | 0 | 0 | 0 | 0 | 0 | 0 | 0 | 0 | 0 | 0 | 0
| < Enter description > |  |  | 2023-12-31 | 0 | 0 | 0 | 0 | 0 | 0 | 0 | 0 | 0 | 0 | 0 | 0 | 0 | 0 | 0 | 0 | 0 | 0 | 0 | 0 | 0 | 0 | 0 | 0 | 0
Annualised capex
| Annualised capex - NR015 upgrade feeder cable and exit |  |  | 2023-12-31 | 0 | 0 | 0 | 0 | -260065.6284 | -260065.6284 | -260065.6284 | -260065.6284 | -260065.6284 | -260065.6284 | -260065.6284 | -260065.6284 | -260065.6284 | -260065.6284 | -260065.6284 | -260065.6284 | -260065.6284 | -260065.6284 | -260065.6284 | -260065.6284 | -260065.6284 | -260065.6284 | -260065.6284 | -260065.6284 | -260065.6284
| Annualised capex - < Enter description > |  |  | 2023-12-31 | 0 | 0 | 0 | 0 | 0 | 0 | 0 | 0 | 0 | 0 | 0 | 0 | 0 | 0 | 0 | 0 | 0 | 0 | 0 | 0 | 0 | 0 | 0 | 0 | 0
| Annualised capex - < Enter description > |  |  | 2023-12-31 | 0 | 0 | 0 | 0 | 0 | 0 | 0 | 0 | 0 | 0 | 0 | 0 | 0 | 0 | 0 | 0 | 0 | 0 | 0 | 0 | 0 | 0 | 0 | 0 | 0
| Total annualised capex |  |  | 2023-12-31 | 0 | 0 | 0 | 0 | -260065.6284 | -260065.6284 | -260065.6284 | -260065.6284 | -260065.6284 | -260065.6284 | -260065.6284 | -260065.6284 | -260065.6284 | -260065.6284 | -260065.6284 | -260065.6284 | -260065.6284 | -260065.6284 | -260065.6284 | -260065.6284 | -260065.6284 | -260065.6284 | -260065.6284 | -260065.6284 | -260065.6284
| Annualised capex |  |  | 2023-12-31 | 0 | 0 | 0 | 0 | -260065.6284 | -260065.6284 | -260065.6284 | -260065.6284 | -260065.6284 | -260065.6284 | -260065.6284 | -260065.6284 | -260065.6284 | -260065.6284 | -260065.6284 | -260065.6284 | -260065.6284 | -260065.6284 | -260065.6284 | -260065.6284 | -260065.6284 | -260065.6284 | -260065.6284 | -260065.6284 | -260065.6284
| Operating expenditure |  |  | 2023-12-31 | 0 | 0 | 0 | 0 | 0 | 0 | 0 | 0 | 0 | 0 | 0 | 0 | 0 | 0 | 0 | 0 | 0 | 0 | 0 | 0 | 0 | 0 | 0 | 0 | 0
| Risk mitigated |  |  | 2023-12-31 | 0 | 0 | 0 | 0 | 329186.2597 | 461285.1761 | 644007.3889 | 830607.7929 | 1005699.408 | 1005699.408 | 1005699.408 | 1005699.408 | 1005699.408 | 1005699.408 | 1005699.408 | 1005699.408 | 1005699.408 | 1005699.408 | 1005699.408 | 1005699.408 | 1005699.408 | 1005699.408 | 1005699.408 | 1005699.408 | 1005699.408
| Other benefits value |  |  | 2023-12-31 | 0 | 0 | 0 | 0 | 0 | 0 | 0 | 0 | 0 | 0 | 0 | 0 | 0 | 0 | 0 | 0 | 0 | 0 | 0 | 0 | 0 | 0 | 0 | 0 | 0
| Net benefits |  |  | 2023-12-31 | 0 | 0 | 0 | 0 | 69120.6313 | 201219.5477 | 383941.7606 | 570542.1645 | 745633.7797 | 745633.7797 | 745633.7797 | 745633.7797 | 745633.7797 | 745633.7797 | 745633.7797 | 745633.7797 | 745633.7797 | 745633.7797 | 745633.7797 | 745633.7797 | 745633.7797 | 745633.7797 | 745633.7797 | 745633.7797 | 745633.7797
| First capex year |  |  | 4
| First year |  |  | 4
SENSITIVITIES
NPV | Net benefits |  |  | Option 3NPV | 0 | 0 | 0 | 0 | 69120.6313 | 201219.5477 | 383941.7606 | 570542.1645 | 745633.7797 | 745633.7797 | 745633.7797 | 745633.7797 | 745633.7797 | 745633.7797 | 745633.7797 | 745633.7797 | 745633.7797 | 745633.7797 | 745633.7797 | 745633.7797 | 745633.7797 | 745633.7797 | 745633.7797 | 745633.7797 | 745633.7797
| Total annualised capex |  |  |  | 0 | 0 | 0 | 0 | -260065.6284 | -260065.6284 | -260065.6284 | -260065.6284 | -260065.6284 | -260065.6284 | -260065.6284 | -260065.6284 | -260065.6284 | -260065.6284 | -260065.6284 | -260065.6284 | -260065.6284 | -260065.6284 | -260065.6284 | -260065.6284 | -260065.6284 | -260065.6284 | -260065.6284 | -260065.6284 | -260065.6284
| Total benefits |  |  |  | 0 | 0 | 0 | 0 | 329186.2597 | 461285.1761 | 644007.3889 | 830607.7929 | 1005699.408 | 1005699.408 | 1005699.408 | 1005699.408 | 1005699.408 | 1005699.408 | 1005699.408 | 1005699.408 | 1005699.408 | 1005699.408 | 1005699.408 | 1005699.408 | 1005699.408 | 1005699.408 | 1005699.408 | 1005699.408 | 1005699.408
|  | Capex | Total benefits
sens1 | Capex 10% higher | 10% | 0% | Option 3sens1 | 0 | 0 | 0 | 0 | 43114.0685 | 175212.9849 | 357935.1977 | 544535.6017 | 719627.2168 | 719627.2168 | 719627.2168 | 719627.2168 | 719627.2168 | 719627.2168 | 719627.2168 | 719627.2168 | 719627.2168 | 719627.2168 | 719627.2168 | 719627.2168 | 719627.2168 | 719627.2168 | 719627.2168 | 719627.2168 | 719627.2168
sens2 | Capex 10% lower | -10% | 0% | Option 3sens2 | 0 | 0 | 0 | 0 | 95127.1942 | 227226.1106 | 409948.3234 | 596548.7274 | 771640.3425 | 771640.3425 | 771640.3425 | 771640.3425 | 771640.3425 | 771640.3425 | 771640.3425 | 771640.3425 | 771640.3425 | 771640.3425 | 771640.3425 | 771640.3425 | 771640.3425 | 771640.3425 | 771640.3425 | 771640.3425 | 771640.3425
sens3 | Total benefits 10% higher | 0% | 10% | Option 3sens3 | 0 | 0 | 0 | 0 | 102039.2573 | 247348.0653 | 448342.4995 | 653602.9438 | 846203.7205 | 846203.7205 | 846203.7205 | 846203.7205 | 846203.7205 | 846203.7205 | 846203.7205 | 846203.7205 | 846203.7205 | 846203.7205 | 846203.7205 | 846203.7205 | 846203.7205 | 846203.7205 | 846203.7205 | 846203.7205 | 846203.7205
sens4 | Total benefits 10% lower | 0% | -10% | Option 3sens4 | 0 | 0 | 0 | 0 | 36202.0054 | 155091.0301 | 319541.0217 | 487481.3852 | 645063.8389 | 645063.8389 | 645063.8389 | 645063.8389 | 645063.8389 | 645063.8389 | 645063.8389 | 645063.8389 | 645063.8389 | 645063.8389 | 645063.8389 | 645063.8389 | 645063.8389 | 645063.8389 | 645063.8389 | 645063.8389 | 645063.8389
sens5 | Capex 10% higher & Total benefits 10% lower | 10% | -10% | Option 3sens5 | 0 | 0 | 0 | 0 | 10195.4425 | 129084.4673 | 293534.4588 | 461474.8224 | 619057.276 | 619057.276 | 619057.276 | 619057.276 | 619057.276 | 619057.276 | 619057.276 | 619057.276 | 619057.276 | 619057.276 | 619057.276 | 619057.276 | 619057.276 | 619057.276 | 619057.276 | 619057.276 | 619057.276
sens | 0 | 0% | 0% | Option 3sens | 0 | 0 | 0 | 0 | 69120.6313 | 201219.5477 | 383941.7606 | 570542.1645 | 745633.7797 | 745633.7797 | 745633.7797 | 745633.7797 | 745633.7797 | 745633.7797 | 745633.7797 | 745633.7797 | 745633.7797 | 745633.7797 | 745633.7797 | 745633.7797 | 745633.7797 | 745633.7797 | 745633.7797 | 745633.7797 | 745633.7797
sens | 0 | 0% | 0% | Option 3sens | 0 | 0 | 0 | 0 | 69120.6313 | 201219.5477 | 383941.7606 | 570542.1645 | 745633.7797 | 745633.7797 | 745633.7797 | 745633.7797 | 745633.7797 | 745633.7797 | 745633.7797 | 745633.7797 | 745633.7797 | 745633.7797 | 745633.7797 | 745633.7797 | 745633.7797 | 745633.7797 | 745633.7797 | 745633.7797 | 745633.7797
sens | 0 | 0% | 0% | Option 3sens | 0 | 0 | 0 | 0 | 69120.6313 | 201219.5477 | 383941.7606 | 570542.1645 | 745633.7797 | 745633.7797 | 745633.7797 | 745633.7797 | 745633.7797 | 745633.7797 | 745633.7797 | 745633.7797 | 745633.7797 | 745633.7797 | 745633.7797 | 745633.7797 | 745633.7797 | 745633.7797 | 745633.7797 | 745633.7797 | 745633.7797

## Option4
CitiPower
North Richmond feeder: NR015
OPTION 4 | 0
Not used
Count |  |  |  |  | 1 | 2 | 3 | 4 | 5 | 6 | 7 | 8 | 9 | 10 | 11 | 12 | 13 | 14 | 15 | 16 | 17 | 18 | 19 | 20 | 21 | 22 | 23 | 24 | 25
Value of CO2 reductions |  |  |  | $/MWh | 24.7305 | 22.3407 | 20.1963 | 18.0629 | 15.9134 | 13.7151 | 13.7151 | 13.7151 | 13.7151 | 13.7151 | 13.7151 | 13.7151 | 13.7151 | 13.7151 | 13.7151 | 13.7151 | 13.7151 | 13.7151 | 13.7151 | 13.7151 | 13.7151 | 13.7151 | 13.7151 | 13.7151 | 13.7151
[5 empty] | 2027 | 2028 | 2029 | 2030 | 2031 | 2032 | 2033 | 2034 | 2035 | 2036 | 2037 | 2038 | 2039 | 2040 | 2041 | 2042 | 2043 | 2044 | 2045 | 2046 | 2047 | 2048 | 2049 | 2050 | 2051
|  |  |  | Units | 2026-27 | 2027-28 | 2028-29 | 2029-30 | 2030-31 | 2031-32 | 2032-33 | 2033-34 | 2034-35 | 2035-36 | 2036-37 | 2037-38 | 2038-39 | 2039-40 | 2040-41 | 2041-42 | 2042-43 | 2043-44 | 2044-45 | 2045-46 | 2046-47 | 2047-48 | 2048-49 | 2049-50 | 2050-51
INVESTMENT & OPERATING COST
| Capex |  | Asset life (yrs)
| 0 |  | 0 | 2023-12-31 | 0 | 0 | 0 | 0 | 0 | 0 | 0 | 0 | 0 | 0 | 0 | 0 | 0 | 0 | 0 | 0 | 0 | 0 | 0 | 0 | 0 | 0 | 0 | 0 | 0
| < Enter description > |  | 0 | 2023-12-31 | 0 | 0 | 0 | 0 | 0 | 0 | 0 | 0 | 0 | 0 | 0 | 0 | 0 | 0 | 0 | 0 | 0 | 0 | 0 | 0 | 0 | 0 | 0 | 0 | 0
| < Enter description > |  | 0 | 2023-12-31 | 0 | 0 | 0 | 0 | 0 | 0 | 0 | 0 | 0 | 0 | 0 | 0 | 0 | 0 | 0 | 0 | 0 | 0 | 0 | 0 | 0 | 0 | 0 | 0 | 0
| Capital expenditure |  |  | 2023-12-31 | 0 | 0 | 0 | 0 | 0 | 0 | 0 | 0 | 0 | 0 | 0 | 0 | 0 | 0 | 0 | 0 | 0 | 0 | 0 | 0 | 0 | 0 | 0 | 0 | 0
| Operating expenditure |  |  | 2023-12-31 | 0 | 0 | 0 | 0 | 0 | 0 | 0 | 0 | 0 | 0 | 0 | 0 | 0 | 0 | 0 | 0 | 0 | 0 | 0 | 0 | 0 | 0 | 0 | 0 | 0
RISK ASSUMPTIONS
| PoF (major) |  |  |  | 0 | 0 | 0 | 0 | 0 | 0 | 0 | 0 | 0 | 0 | 0 | 0 | 0 | 0 | 0 | 0 | 0 | 0 | 0 | 0 | 0 | 0 | 0 | 0 | 0
| PoF (reparable) |  |  |  | 0 | 0 | 0 | 0 | 0 | 0 | 0 | 0 | 0 | 0 | 0 | 0 | 0 | 0 | 0 | 0 | 0 | 0 | 0 | 0 | 0 | 0 | 0 | 0 | 0
Const end date
| Energy at risk 10% PoE |  | 30% | MWh | 0 | 0 | 0 | 0 | 0 | 0 | 0 | 0 | 0 | 0 | 0 | 0 | 0 | 0 | 0 | 0 | 0 | 0 | 0 | 0 | 0 | 0 | 0 | 0 | 0
| Energy at risk 50% PoE |  | 70% | MWh | 0 | 0 | 0 | 0 | 0 | 0 | 0 | 0 | 0 | 0 | 0 | 0 | 0 | 0 | 0 | 0 | 0 | 0 | 0 | 0 | 0 | 0 | 0 | 0 | 0
| Energy at risk (weighted) |  |  | MWh | 0 | 0 | 0 | 0 | 0 | 0 | 0 | 0 | 0 | 0 | 0 | 0 | 0 | 0 | 0 | 0 | 0 | 0 | 0 | 0 | 0 | 0 | 0 | 0 | 0
| Energy at risk value | $/MWh | 37137.9921 | 2023-12-31 | 0 | 0 | 0 | 0 | 0 | 0 | 0 | 0 | 0 | 0 | 0 | 0 | 0 | 0 | 0 | 0 | 0 | 0 | 0 | 0 | 0 | 0 | 0 | 0 | 0
| Safety consequence | (after DF) |  | 2023-12-31 | 0 | 0 | 0 | 0 | 0 | 0 | 0 | 0 | 0 | 0 | 0 | 0 | 0 | 0 | 0 | 0 | 0 | 0 | 0 | 0 | 0 | 0 | 0 | 0 | 0
| Unplanned replacements |  |  | 2023-12-31 | 0 | 0 | 0 | 0 | 0 | 0 | 0 | 0 | 0 | 0 | 0 | 0 | 0 | 0 | 0 | 0 | 0 | 0 | 0 | 0 | 0 | 0 | 0 | 0 | 0
| Environmental consequence | (after DF) |  | 2023-12-31 | 0 | 0 | 0 | 0 | 0 | 0 | 0 | 0 | 0 | 0 | 0 | 0 | 0 | 0 | 0 | 0 | 0 | 0 | 0 | 0 | 0 | 0 | 0 | 0 | 0
| < Other risk - enter description > |  |  | 2023-12-31 | 0 | 0 | 0 | 0 | 0 | 0 | 0 | 0 | 0 | 0 | 0 | 0 | 0 | 0 | 0 | 0 | 0 | 0 | 0 | 0 | 0 | 0 | 0 | 0 | 0
| < Other risk - enter description > |  |  | 2023-12-31 | 0 | 0 | 0 | 0 | 0 | 0 | 0 | 0 | 0 | 0 | 0 | 0 | 0 | 0 | 0 | 0 | 0 | 0 | 0 | 0 | 0 | 0 | 0 | 0 | 0
| Total risk cost |  |  |  | 0 | 0 | 0 | 0 | 0 | 0 | 0 | 0 | 0 | 0 | 0 | 0 | 0 | 0 | 0 | 0 | 0 | 0 | 0 | 0 | 0 | 0 | 0 | 0 | 0
OTHER BENEFITS
| Reduction in CO2 emissions |  |  | MWh | 0 | 0 | 0 | 0 | 0 | 0 | 0 | 0 | 0 | 0 | 0 | 0 | 0 | 0 | 0 | 0 | 0 | 0 | 0 | 0 | 0 | 0 | 0 | 0 | 0
| Value of reduction in CO2 emissions |  |  | $ | 0 | 0 | 0 | 0 | 0 | 0 | 0 | 0 | 0 | 0 | 0 | 0 | 0 | 0 | 0 | 0 | 0 | 0 | 0 | 0 | 0 | 0 | 0 | 0 | 0
| Reliability in worst-served areas | $/MWh | 0 | MWh | 0 | 0 | 0 | 0 | 0 | 0 | 0 | 0 | 0 | 0 | 0 | 0 | 0 | 0 | 0 | 0 | 0 | 0 | 0 | 0 | 0 | 0 | 0 | 0 | 0
| Network resilience | $/MWh | 0 | MWh | 0 | 0 | 0 | 0 | 0 | 0 | 0 | 0 | 0 | 0 | 0 | 0 | 0 | 0 | 0 | 0 | 0 | 0 | 0 | 0 | 0 | 0 | 0 | 0 | 0
| Enabling solar exports | $/MWh | 4220.9954 | MWh | 0 | 0 | 0 | 0 | 0 | 0 | 0 | 0 | 0 | 0 | 0 | 0 | 0 | 0 | 0 | 0 | 0 | 0 | 0 | 0 | 0 | 0 | 0 | 0 | 0
| Aesthetics | $/customer | 0 | customers | 0 | 0 | 0 | 0 | 0 | 0 | 0 | 0 | 0 | 0 | 0 | 0 | 0 | 0 | 0 | 0 | 0 | 0 | 0 | 0 | 0 | 0 | 0 | 0 | 0
| Customer value of time (res) | $/customer min | 0.54769 | mins | 0 | 0 | 0 | 0 | 0 | 0 | 0 | 0 | 0 | 0 | 0 | 0 | 0 | 0 | 0 | 0 | 0 | 0 | 0 | 0 | 0 | 0 | 0 | 0 | 0
| Customer value of time (bus) | $/customer min | 0.54769 | mins | 0 | 0 | 0 | 0 | 0 | 0 | 0 | 0 | 0 | 0 | 0 | 0 | 0 | 0 | 0 | 0 | 0 | 0 | 0 | 0 | 0 | 0 | 0 | 0 | 0
| Communication | $/customer | 0 | customers | 0 | 0 | 0 | 0 | 0 | 0 | 0 | 0 | 0 | 0 | 0 | 0 | 0 | 0 | 0 | 0 | 0 | 0 | 0 | 0 | 0 | 0 | 0 | 0 | 0
| Information accessibility | $/customer | 0 | customers | 0 | 0 | 0 | 0 | 0 | 0 | 0 | 0 | 0 | 0 | 0 | 0 | 0 | 0 | 0 | 0 | 0 | 0 | 0 | 0 | 0 | 0 | 0 | 0 | 0
| Other benefits 1 |  |  | 2023-12-31 | 0 | 0 | 0 | 0 | 0 | 0 | 0 | 0 | 0 | 0 | 0 | 0 | 0 | 0 | 0 | 0 | 0 | 0 | 0 | 0 | 0 | 0 | 0 | 0 | 0
| Other benefits 2 |  |  | 2023-12-31 | 0 | 0 | 0 | 0 | 0 | 0 | 0 | 0 | 0 | 0 | 0 | 0 | 0 | 0 | 0 | 0 | 0 | 0 | 0 | 0 | 0 | 0 | 0 | 0 | 0
| Total other benefits |  |  | 2023-12-31 | 0 | 0 | 0 | 0 | 0 | 0 | 0 | 0 | 0 | 0 | 0 | 0 | 0 | 0 | 0 | 0 | 0 | 0 | 0 | 0 | 0 | 0 | 0 | 0 | 0
SUMMARY
| Risks mitigated vs base case |  |  | 2023-12-31 | 0 | 0 | 0 | 0 | 0 | 0 | 0 | 0 | 0 | 0 | 0 | 0 | 0 | 0 | 0 | 0 | 0 | 0 | 0 | 0 | 0 | 0 | 0 | 0 | 0
Capital expenditure
| 0 |  |  | 2023-12-31 | 0 | 0 | 0 | 0 | 0 | 0 | 0 | 0 | 0 | 0 | 0 | 0 | 0 | 0 | 0 | 0 | 0 | 0 | 0 | 0 | 0 | 0 | 0 | 0 | 0
| < Enter description > |  |  | 2023-12-31 | 0 | 0 | 0 | 0 | 0 | 0 | 0 | 0 | 0 | 0 | 0 | 0 | 0 | 0 | 0 | 0 | 0 | 0 | 0 | 0 | 0 | 0 | 0 | 0 | 0
| < Enter description > |  |  | 2023-12-31 | 0 | 0 | 0 | 0 | 0 | 0 | 0 | 0 | 0 | 0 | 0 | 0 | 0 | 0 | 0 | 0 | 0 | 0 | 0 | 0 | 0 | 0 | 0 | 0 | 0
Cumulative capex
| 0 |  |  | 2023-12-31 | 0 | 0 | 0 | 0 | 0 | 0 | 0 | 0 | 0 | 0 | 0 | 0 | 0 | 0 | 0 | 0 | 0 | 0 | 0 | 0 | 0 | 0 | 0 | 0 | 0
| < Enter description > |  |  | 2023-12-31 | 0 | 0 | 0 | 0 | 0 | 0 | 0 | 0 | 0 | 0 | 0 | 0 | 0 | 0 | 0 | 0 | 0 | 0 | 0 | 0 | 0 | 0 | 0 | 0 | 0
| < Enter description > |  |  | 2023-12-31 | 0 | 0 | 0 | 0 | 0 | 0 | 0 | 0 | 0 | 0 | 0 | 0 | 0 | 0 | 0 | 0 | 0 | 0 | 0 | 0 | 0 | 0 | 0 | 0 | 0
Annualised capex
| Annualised capex - 0 |  |  | 2023-12-31 | 0 | 0 | 0 | 0 | 0 | 0 | 0 | 0 | 0 | 0 | 0 | 0 | 0 | 0 | 0 | 0 | 0 | 0 | 0 | 0 | 0 | 0 | 0 | 0 | 0
| Annualised capex - < Enter description > |  |  | 2023-12-31 | 0 | 0 | 0 | 0 | 0 | 0 | 0 | 0 | 0 | 0 | 0 | 0 | 0 | 0 | 0 | 0 | 0 | 0 | 0 | 0 | 0 | 0 | 0 | 0 | 0
| Annualised capex - < Enter description > |  |  | 2023-12-31 | 0 | 0 | 0 | 0 | 0 | 0 | 0 | 0 | 0 | 0 | 0 | 0 | 0 | 0 | 0 | 0 | 0 | 0 | 0 | 0 | 0 | 0 | 0 | 0 | 0
| Total annualised capex |  |  | 2023-12-31 | 0 | 0 | 0 | 0 | 0 | 0 | 0 | 0 | 0 | 0 | 0 | 0 | 0 | 0 | 0 | 0 | 0 | 0 | 0 | 0 | 0 | 0 | 0 | 0 | 0
| Annualised capex |  |  | 2023-12-31 | 0 | 0 | 0 | 0 | 0 | 0 | 0 | 0 | 0 | 0 | 0 | 0 | 0 | 0 | 0 | 0 | 0 | 0 | 0 | 0 | 0 | 0 | 0 | 0 | 0
| Operating expenditure |  |  | 2023-12-31 | 0 | 0 | 0 | 0 | 0 | 0 | 0 | 0 | 0 | 0 | 0 | 0 | 0 | 0 | 0 | 0 | 0 | 0 | 0 | 0 | 0 | 0 | 0 | 0 | 0
| Risk mitigated |  |  | 2023-12-31 | 0 | 0 | 0 | 0 | 0 | 0 | 0 | 0 | 0 | 0 | 0 | 0 | 0 | 0 | 0 | 0 | 0 | 0 | 0 | 0 | 0 | 0 | 0 | 0 | 0
| Other benefits value |  |  | 2023-12-31 | 0 | 0 | 0 | 0 | 0 | 0 | 0 | 0 | 0 | 0 | 0 | 0 | 0 | 0 | 0 | 0 | 0 | 0 | 0 | 0 | 0 | 0 | 0 | 0 | 0
| Net benefits |  |  | 2023-12-31 | 0 | 0 | 0 | 0 | 0 | 0 | 0 | 0 | 0 | 0 | 0 | 0 | 0 | 0 | 0 | 0 | 0 | 0 | 0 | 0 | 0 | 0 | 0 | 0 | 0
| First capex year |  |  | 0
| First year |  |  | Not used
SENSITIVITIES
NPV | Net benefits |  |  | Option 4NPV | 0 | 0 | 0 | 0 | 0 | 0 | 0 | 0 | 0 | 0 | 0 | 0 | 0 | 0 | 0 | 0 | 0 | 0 | 0 | 0 | 0 | 0 | 0 | 0 | 0
| Total annualised capex |  |  |  | 0 | 0 | 0 | 0 | 0 | 0 | 0 | 0 | 0 | 0 | 0 | 0 | 0 | 0 | 0 | 0 | 0 | 0 | 0 | 0 | 0 | 0 | 0 | 0 | 0
| Total benefits |  |  |  | 0 | 0 | 0 | 0 | 0 | 0 | 0 | 0 | 0 | 0 | 0 | 0 | 0 | 0 | 0 | 0 | 0 | 0 | 0 | 0 | 0 | 0 | 0 | 0 | 0
|  | Capex | Total benefits
sens1 | Capex 10% higher | 10% | 0% | Option 4sens1 | 0 | 0 | 0 | 0 | 0 | 0 | 0 | 0 | 0 | 0 | 0 | 0 | 0 | 0 | 0 | 0 | 0 | 0 | 0 | 0 | 0 | 0 | 0 | 0 | 0
sens2 | Capex 10% lower | -10% | 0% | Option 4sens2 | 0 | 0 | 0 | 0 | 0 | 0 | 0 | 0 | 0 | 0 | 0 | 0 | 0 | 0 | 0 | 0 | 0 | 0 | 0 | 0 | 0 | 0 | 0 | 0 | 0
sens3 | Total benefits 10% higher | 0% | 10% | Option 4sens3 | 0 | 0 | 0 | 0 | 0 | 0 | 0 | 0 | 0 | 0 | 0 | 0 | 0 | 0 | 0 | 0 | 0 | 0 | 0 | 0 | 0 | 0 | 0 | 0 | 0
sens4 | Total benefits 10% lower | 0% | -10% | Option 4sens4 | 0 | 0 | 0 | 0 | 0 | 0 | 0 | 0 | 0 | 0 | 0 | 0 | 0 | 0 | 0 | 0 | 0 | 0 | 0 | 0 | 0 | 0 | 0 | 0 | 0
sens5 | Capex 10% higher & Total benefits 10% lower | 10% | -10% | Option 4sens5 | 0 | 0 | 0 | 0 | 0 | 0 | 0 | 0 | 0 | 0 | 0 | 0 | 0 | 0 | 0 | 0 | 0 | 0 | 0 | 0 | 0 | 0 | 0 | 0 | 0
sens | 0 | 0% | 0% | Option 4sens | 0 | 0 | 0 | 0 | 0 | 0 | 0 | 0 | 0 | 0 | 0 | 0 | 0 | 0 | 0 | 0 | 0 | 0 | 0 | 0 | 0 | 0 | 0 | 0 | 0
sens | 0 | 0% | 0% | Option 4sens | 0 | 0 | 0 | 0 | 0 | 0 | 0 | 0 | 0 | 0 | 0 | 0 | 0 | 0 | 0 | 0 | 0 | 0 | 0 | 0 | 0 | 0 | 0 | 0 | 0
sens | 0 | 0% | 0% | Option 4sens | 0 | 0 | 0 | 0 | 0 | 0 | 0 | 0 | 0 | 0 | 0 | 0 | 0 | 0 | 0 | 0 | 0 | 0 | 0 | 0 | 0 | 0 | 0 | 0 | 0

## Option5
CitiPower
North Richmond feeder: NR015
OPTION 5 | 0
Not used
Count |  |  |  |  | 1 | 2 | 3 | 4 | 5 | 6 | 7 | 8 | 9 | 10 | 11 | 12 | 13 | 14 | 15 | 16 | 17 | 18 | 19 | 20 | 21 | 22 | 23 | 24 | 25
Value of CO2 reductions |  |  |  | $/MWh | 24.7305 | 22.3407 | 20.1963 | 18.0629 | 15.9134 | 13.7151 | 13.7151 | 13.7151 | 13.7151 | 13.7151 | 13.7151 | 13.7151 | 13.7151 | 13.7151 | 13.7151 | 13.7151 | 13.7151 | 13.7151 | 13.7151 | 13.7151 | 13.7151 | 13.7151 | 13.7151 | 13.7151 | 13.7151
[5 empty] | 2027 | 2028 | 2029 | 2030 | 2031 | 2032 | 2033 | 2034 | 2035 | 2036 | 2037 | 2038 | 2039 | 2040 | 2041 | 2042 | 2043 | 2044 | 2045 | 2046 | 2047 | 2048 | 2049 | 2050 | 2051
|  |  |  | Units | 2026-27 | 2027-28 | 2028-29 | 2029-30 | 2030-31 | 2031-32 | 2032-33 | 2033-34 | 2034-35 | 2035-36 | 2036-37 | 2037-38 | 2038-39 | 2039-40 | 2040-41 | 2041-42 | 2042-43 | 2043-44 | 2044-45 | 2045-46 | 2046-47 | 2047-48 | 2048-49 | 2049-50 | 2050-51
INVESTMENT & OPERATING COST
| Capex |  | Asset life (yrs)
| 0 |  | 0 | 2023-12-31 | 0 | 0 | 0 | 0 | 0 | 0 | 0 | 0 | 0 | 0 | 0 | 0 | 0 | 0 | 0 | 0 | 0 | 0 | 0 | 0 | 0 | 0 | 0 | 0 | 0
| < Enter description > |  | 0 | 2023-12-31 | 0 | 0 | 0 | 0 | 0 | 0 | 0 | 0 | 0 | 0 | 0 | 0 | 0 | 0 | 0 | 0 | 0 | 0 | 0 | 0 | 0 | 0 | 0 | 0 | 0
| < Enter description > |  | 0 | 2023-12-31 | 0 | 0 | 0 | 0 | 0 | 0 | 0 | 0 | 0 | 0 | 0 | 0 | 0 | 0 | 0 | 0 | 0 | 0 | 0 | 0 | 0 | 0 | 0 | 0 | 0
| Capital expenditure |  |  | 2023-12-31 | 0 | 0 | 0 | 0 | 0 | 0 | 0 | 0 | 0 | 0 | 0 | 0 | 0 | 0 | 0 | 0 | 0 | 0 | 0 | 0 | 0 | 0 | 0 | 0 | 0
| Operating expenditure |  |  | 2023-12-31 | 0 | 0 | 0 | 0 | 0 | 0 | 0 | 0 | 0 | 0 | 0 | 0 | 0 | 0 | 0 | 0 | 0 | 0 | 0 | 0 | 0 | 0 | 0 | 0 | 0
RISK ASSUMPTIONS
| PoF (major) |  |  |  | 0 | 0 | 0 | 0 | 0 | 0 | 0 | 0 | 0 | 0 | 0 | 0 | 0 | 0 | 0 | 0 | 0 | 0 | 0 | 0 | 0 | 0 | 0 | 0 | 0
| PoF (reparable) |  |  |  | 0 | 0 | 0 | 0 | 0 | 0 | 0 | 0 | 0 | 0 | 0 | 0 | 0 | 0 | 0 | 0 | 0 | 0 | 0 | 0 | 0 | 0 | 0 | 0 | 0
Const end date
| Energy at risk 10% PoE |  | 30% | MWh | 0 | 0 | 0 | 0 | 0 | 0 | 0 | 0 | 0 | 0 | 0 | 0 | 0 | 0 | 0 | 0 | 0 | 0 | 0 | 0 | 0 | 0 | 0 | 0 | 0
| Energy at risk 50% PoE |  | 70% | MWh | 0 | 0 | 0 | 0 | 0 | 0 | 0 | 0 | 0 | 0 | 0 | 0 | 0 | 0 | 0 | 0 | 0 | 0 | 0 | 0 | 0 | 0 | 0 | 0 | 0
| Energy at risk (weighted) |  |  | MWh | 0 | 0 | 0 | 0 | 0 | 0 | 0 | 0 | 0 | 0 | 0 | 0 | 0 | 0 | 0 | 0 | 0 | 0 | 0 | 0 | 0 | 0 | 0 | 0 | 0
| Energy at risk value | $/MWh | 37137.9921 | 2023-12-31 | 0 | 0 | 0 | 0 | 0 | 0 | 0 | 0 | 0 | 0 | 0 | 0 | 0 | 0 | 0 | 0 | 0 | 0 | 0 | 0 | 0 | 0 | 0 | 0 | 0
| Safety consequence | (after DF) |  | 2023-12-31 | 0 | 0 | 0 | 0 | 0 | 0 | 0 | 0 | 0 | 0 | 0 | 0 | 0 | 0 | 0 | 0 | 0 | 0 | 0 | 0 | 0 | 0 | 0 | 0 | 0
| Unplanned replacements |  |  | 2023-12-31 | 0 | 0 | 0 | 0 | 0 | 0 | 0 | 0 | 0 | 0 | 0 | 0 | 0 | 0 | 0 | 0 | 0 | 0 | 0 | 0 | 0 | 0 | 0 | 0 | 0
| Environmental consequence | (after DF) |  | 2023-12-31 | 0 | 0 | 0 | 0 | 0 | 0 | 0 | 0 | 0 | 0 | 0 | 0 | 0 | 0 | 0 | 0 | 0 | 0 | 0 | 0 | 0 | 0 | 0 | 0 | 0
| < Other risk - enter description > |  |  | 2023-12-31 | 0 | 0 | 0 | 0 | 0 | 0 | 0 | 0 | 0 | 0 | 0 | 0 | 0 | 0 | 0 | 0 | 0 | 0 | 0 | 0 | 0 | 0 | 0 | 0 | 0
| < Other risk - enter description > |  |  | 2023-12-31 | 0 | 0 | 0 | 0 | 0 | 0 | 0 | 0 | 0 | 0 | 0 | 0 | 0 | 0 | 0 | 0 | 0 | 0 | 0 | 0 | 0 | 0 | 0 | 0 | 0
| Total risk cost |  |  |  | 0 | 0 | 0 | 0 | 0 | 0 | 0 | 0 | 0 | 0 | 0 | 0 | 0 | 0 | 0 | 0 | 0 | 0 | 0 | 0 | 0 | 0 | 0 | 0 | 0
OTHER BENEFITS
| Reduction in CO2 emissions |  |  | MWh | 0 | 0 | 0 | 0 | 0 | 0 | 0 | 0 | 0 | 0 | 0 | 0 | 0 | 0 | 0 | 0 | 0 | 0 | 0 | 0 | 0 | 0 | 0 | 0 | 0
| Value of reduction in CO2 emissions |  |  | $ | 0 | 0 | 0 | 0 | 0 | 0 | 0 | 0 | 0 | 0 | 0 | 0 | 0 | 0 | 0 | 0 | 0 | 0 | 0 | 0 | 0 | 0 | 0 | 0 | 0
| Reliability in worst-served areas | $/MWh | 0 | MWh | 0 | 0 | 0 | 0 | 0 | 0 | 0 | 0 | 0 | 0 | 0 | 0 | 0 | 0 | 0 | 0 | 0 | 0 | 0 | 0 | 0 | 0 | 0 | 0 | 0
| Network resilience | $/MWh | 0 | MWh | 0 | 0 | 0 | 0 | 0 | 0 | 0 | 0 | 0 | 0 | 0 | 0 | 0 | 0 | 0 | 0 | 0 | 0 | 0 | 0 | 0 | 0 | 0 | 0 | 0
| Enabling solar exports | $/MWh | 4220.9954 | MWh | 0 | 0 | 0 | 0 | 0 | 0 | 0 | 0 | 0 | 0 | 0 | 0 | 0 | 0 | 0 | 0 | 0 | 0 | 0 | 0 | 0 | 0 | 0 | 0 | 0
| Aesthetics | $/customer | 0 | customers | 0 | 0 | 0 | 0 | 0 | 0 | 0 | 0 | 0 | 0 | 0 | 0 | 0 | 0 | 0 | 0 | 0 | 0 | 0 | 0 | 0 | 0 | 0 | 0 | 0
| Customer value of time (res) | $/customer min | 0.54769 | mins | 0 | 0 | 0 | 0 | 0 | 0 | 0 | 0 | 0 | 0 | 0 | 0 | 0 | 0 | 0 | 0 | 0 | 0 | 0 | 0 | 0 | 0 | 0 | 0 | 0
| Customer value of time (bus) | $/customer min | 0.54769 | mins | 0 | 0 | 0 | 0 | 0 | 0 | 0 | 0 | 0 | 0 | 0 | 0 | 0 | 0 | 0 | 0 | 0 | 0 | 0 | 0 | 0 | 0 | 0 | 0 | 0
| Communication | $/customer | 0 | customers | 0 | 0 | 0 | 0 | 0 | 0 | 0 | 0 | 0 | 0 | 0 | 0 | 0 | 0 | 0 | 0 | 0 | 0 | 0 | 0 | 0 | 0 | 0 | 0 | 0
| Information accessibility | $/customer | 0 | customers | 0 | 0 | 0 | 0 | 0 | 0 | 0 | 0 | 0 | 0 | 0 | 0 | 0 | 0 | 0 | 0 | 0 | 0 | 0 | 0 | 0 | 0 | 0 | 0 | 0
| Other benefits 1 |  |  | 2023-12-31 | 0 | 0 | 0 | 0 | 0 | 0 | 0 | 0 | 0 | 0 | 0 | 0 | 0 | 0 | 0 | 0 | 0 | 0 | 0 | 0 | 0 | 0 | 0 | 0 | 0
| Other benefits 2 |  |  | 2023-12-31 | 0 | 0 | 0 | 0 | 0 | 0 | 0 | 0 | 0 | 0 | 0 | 0 | 0 | 0 | 0 | 0 | 0 | 0 | 0 | 0 | 0 | 0 | 0 | 0 | 0
| Total other benefits |  |  | 2023-12-31 | 0 | 0 | 0 | 0 | 0 | 0 | 0 | 0 | 0 | 0 | 0 | 0 | 0 | 0 | 0 | 0 | 0 | 0 | 0 | 0 | 0 | 0 | 0 | 0 | 0
SUMMARY
| Risks mitigated vs base case |  |  | 2023-12-31 | 0 | 0 | 0 | 0 | 0 | 0 | 0 | 0 | 0 | 0 | 0 | 0 | 0 | 0 | 0 | 0 | 0 | 0 | 0 | 0 | 0 | 0 | 0 | 0 | 0
Capital expenditure
| 0 |  |  | 2023-12-31 | 0 | 0 | 0 | 0 | 0 | 0 | 0 | 0 | 0 | 0 | 0 | 0 | 0 | 0 | 0 | 0 | 0 | 0 | 0 | 0 | 0 | 0 | 0 | 0 | 0
| < Enter description > |  |  | 2023-12-31 | 0 | 0 | 0 | 0 | 0 | 0 | 0 | 0 | 0 | 0 | 0 | 0 | 0 | 0 | 0 | 0 | 0 | 0 | 0 | 0 | 0 | 0 | 0 | 0 | 0
| < Enter description > |  |  | 2023-12-31 | 0 | 0 | 0 | 0 | 0 | 0 | 0 | 0 | 0 | 0 | 0 | 0 | 0 | 0 | 0 | 0 | 0 | 0 | 0 | 0 | 0 | 0 | 0 | 0 | 0
Cumulative capex
| 0 |  |  | 2023-12-31 | 0 | 0 | 0 | 0 | 0 | 0 | 0 | 0 | 0 | 0 | 0 | 0 | 0 | 0 | 0 | 0 | 0 | 0 | 0 | 0 | 0 | 0 | 0 | 0 | 0
| < Enter description > |  |  | 2023-12-31 | 0 | 0 | 0 | 0 | 0 | 0 | 0 | 0 | 0 | 0 | 0 | 0 | 0 | 0 | 0 | 0 | 0 | 0 | 0 | 0 | 0 | 0 | 0 | 0 | 0
| < Enter description > |  |  | 2023-12-31 | 0 | 0 | 0 | 0 | 0 | 0 | 0 | 0 | 0 | 0 | 0 | 0 | 0 | 0 | 0 | 0 | 0 | 0 | 0 | 0 | 0 | 0 | 0 | 0 | 0
Annualised capex
| Annualised capex - 0 |  |  | 2023-12-31 | 0 | 0 | 0 | 0 | 0 | 0 | 0 | 0 | 0 | 0 | 0 | 0 | 0 | 0 | 0 | 0 | 0 | 0 | 0 | 0 | 0 | 0 | 0 | 0 | 0
| Annualised capex - < Enter description > |  |  | 2023-12-31 | 0 | 0 | 0 | 0 | 0 | 0 | 0 | 0 | 0 | 0 | 0 | 0 | 0 | 0 | 0 | 0 | 0 | 0 | 0 | 0 | 0 | 0 | 0 | 0 | 0
| Annualised capex - < Enter description > |  |  | 2023-12-31 | 0 | 0 | 0 | 0 | 0 | 0 | 0 | 0 | 0 | 0 | 0 | 0 | 0 | 0 | 0 | 0 | 0 | 0 | 0 | 0 | 0 | 0 | 0 | 0 | 0
| Total annualised capex |  |  | 2023-12-31 | 0 | 0 | 0 | 0 | 0 | 0 | 0 | 0 | 0 | 0 | 0 | 0 | 0 | 0 | 0 | 0 | 0 | 0 | 0 | 0 | 0 | 0 | 0 | 0 | 0
| Annualised capex |  |  | 2023-12-31 | 0 | 0 | 0 | 0 | 0 | 0 | 0 | 0 | 0 | 0 | 0 | 0 | 0 | 0 | 0 | 0 | 0 | 0 | 0 | 0 | 0 | 0 | 0 | 0 | 0
| Operating expenditure |  |  | 2023-12-31 | 0 | 0 | 0 | 0 | 0 | 0 | 0 | 0 | 0 | 0 | 0 | 0 | 0 | 0 | 0 | 0 | 0 | 0 | 0 | 0 | 0 | 0 | 0 | 0 | 0
| Risk mitigated |  |  | 2023-12-31 | 0 | 0 | 0 | 0 | 0 | 0 | 0 | 0 | 0 | 0 | 0 | 0 | 0 | 0 | 0 | 0 | 0 | 0 | 0 | 0 | 0 | 0 | 0 | 0 | 0
| Other benefits value |  |  | 2023-12-31 | 0 | 0 | 0 | 0 | 0 | 0 | 0 | 0 | 0 | 0 | 0 | 0 | 0 | 0 | 0 | 0 | 0 | 0 | 0 | 0 | 0 | 0 | 0 | 0 | 0
| Net benefits |  |  | 2023-12-31 | 0 | 0 | 0 | 0 | 0 | 0 | 0 | 0 | 0 | 0 | 0 | 0 | 0 | 0 | 0 | 0 | 0 | 0 | 0 | 0 | 0 | 0 | 0 | 0 | 0
| First capex year |  |  | 0
| First year |  |  | Not used
SENSITIVITIES
NPV | Net benefits |  |  | Option 5NPV | 0 | 0 | 0 | 0 | 0 | 0 | 0 | 0 | 0 | 0 | 0 | 0 | 0 | 0 | 0 | 0 | 0 | 0 | 0 | 0 | 0 | 0 | 0 | 0 | 0
| Total annualised capex |  |  |  | 0 | 0 | 0 | 0 | 0 | 0 | 0 | 0 | 0 | 0 | 0 | 0 | 0 | 0 | 0 | 0 | 0 | 0 | 0 | 0 | 0 | 0 | 0 | 0 | 0
| Total benefits |  |  |  | 0 | 0 | 0 | 0 | 0 | 0 | 0 | 0 | 0 | 0 | 0 | 0 | 0 | 0 | 0 | 0 | 0 | 0 | 0 | 0 | 0 | 0 | 0 | 0 | 0
|  | Capex | Total benefits
sens1 | Capex 10% higher | 10% | 0% | Option 5sens1 | 0 | 0 | 0 | 0 | 0 | 0 | 0 | 0 | 0 | 0 | 0 | 0 | 0 | 0 | 0 | 0 | 0 | 0 | 0 | 0 | 0 | 0 | 0 | 0 | 0
sens2 | Capex 10% lower | -10% | 0% | Option 5sens2 | 0 | 0 | 0 | 0 | 0 | 0 | 0 | 0 | 0 | 0 | 0 | 0 | 0 | 0 | 0 | 0 | 0 | 0 | 0 | 0 | 0 | 0 | 0 | 0 | 0
sens3 | Total benefits 10% higher | 0% | 10% | Option 5sens3 | 0 | 0 | 0 | 0 | 0 | 0 | 0 | 0 | 0 | 0 | 0 | 0 | 0 | 0 | 0 | 0 | 0 | 0 | 0 | 0 | 0 | 0 | 0 | 0 | 0
sens4 | Total benefits 10% lower | 0% | -10% | Option 5sens4 | 0 | 0 | 0 | 0 | 0 | 0 | 0 | 0 | 0 | 0 | 0 | 0 | 0 | 0 | 0 | 0 | 0 | 0 | 0 | 0 | 0 | 0 | 0 | 0 | 0
sens5 | Capex 10% higher & Total benefits 10% lower | 10% | -10% | Option 5sens5 | 0 | 0 | 0 | 0 | 0 | 0 | 0 | 0 | 0 | 0 | 0 | 0 | 0 | 0 | 0 | 0 | 0 | 0 | 0 | 0 | 0 | 0 | 0 | 0 | 0
sens | 0 | 0% | 0% | Option 5sens | 0 | 0 | 0 | 0 | 0 | 0 | 0 | 0 | 0 | 0 | 0 | 0 | 0 | 0 | 0 | 0 | 0 | 0 | 0 | 0 | 0 | 0 | 0 | 0 | 0
sens | 0 | 0% | 0% | Option 5sens | 0 | 0 | 0 | 0 | 0 | 0 | 0 | 0 | 0 | 0 | 0 | 0 | 0 | 0 | 0 | 0 | 0 | 0 | 0 | 0 | 0 | 0 | 0 | 0 | 0
sens | 0 | 0% | 0% | Option 5sens | 0 | 0 | 0 | 0 | 0 | 0 | 0 | 0 | 0 | 0 | 0 | 0 | 0 | 0 | 0 | 0 | 0 | 0 | 0 | 0 | 0 | 0 | 0 | 0 | 0

## Consol
CitiPower
North Richmond feeder: NR015
CONSOLIDATED
Discount factor |  |  |  |  | 0 | 0.98295 | 0.94971 | 0.91759 | 0.88656 | 0.85658 | 0.82761 | 0.79963 | 0.77259 | 0.74646 | 0.72122 | 0.69683 | 0.67326 | 0.6505 | 0.6285 | 0.60725 | 0.58671 | 0.56687 | 0.5477 | 0.52918 | 0.51129 | 0.494 | 0.47729 | 0.46115 | 0.44556 | 0.43049
Count |  |  |  |  | 0 | 1 | 2 | 3 | 4 | 5 | 6 | 7 | 8 | 9 | 10 | 11 | 12 | 13 | 14 | 15 | 16 | 17 | 18 | 19 | 20 | 21 | 22 | 23 | 24 | 25
Analysis period |  |  |  |  | TRUE | TRUE | TRUE | TRUE | TRUE | TRUE | TRUE | TRUE | TRUE | TRUE | TRUE | TRUE | TRUE | TRUE | TRUE | TRUE | TRUE | TRUE | TRUE | TRUE | TRUE | TRUE | TRUE | FALSE | FALSE | FALSE
[5 empty] | 2026-06-30 | 2026-27 | 2027-28 | 2028-29 | 2029-30 | 2030-31 | 2031-32 | 2032-33 | 2033-34 | 2034-35 | 2035-36 | 2036-37 | 2037-38 | 2038-39 | 2039-40 | 2040-41 | 2041-42 | 2042-43 | 2043-44 | 2044-45 | 2045-46 | 2046-47 | 2047-48 | 2048-49 | 2049-50 | 2050-51
COSTS |  |  | PV
Option 1 (base case) | Energy at risk value | Option 1 (base case)Energy at risk value | 13556128.4618 | 2026-06-30 |  | 99162.4811 | 144808.7995 | 203180.8226 | 272135.0363 | 364309.252 | 510502.6486 | 712720.6656 | 919230.6629 | 1113003.9249 | 1113003.9249 | 1113003.9249 | 1113003.9249 | 1113003.9249 | 1113003.9249 | 1113003.9249 | 1113003.9249 | 1113003.9249 | 1113003.9249 | 1113003.9249 | 1113003.9249 | 1113003.9249 | 1113003.9249 | 1113003.9249 | 1113003.9249 | 1113003.9249
Option 1 (base case) | Capital expenditure | Option 1 (base case)Capital expenditure | 0 | 2026-06-30 |  | 0 | 0 | 0 | 0 | 0 | 0 | 0 | 0 | 0 | 0 | 0 | 0 | 0 | 0 | 0 | 0 | 0 | 0 | 0 | 0 | 0 | 0 | 0 | 0 | 0
Option 1 (base case) | Total risk cost | Option 1 (base case)Total risk cost | 12067826.5603 | 2026-06-30 |  | 99162.4811 | 144808.7995 | 203180.8226 | 272135.0363 | 364309.252 | 510502.6486 | 712720.6656 | 919230.6629 | 1113003.9249 | 1113003.9249 | 1113003.9249 | 1113003.9249 | 1113003.9249 | 1113003.9249 | 1113003.9249 | 1113003.9249 | 1113003.9249 | 1113003.9249 | 1113003.9249 | 1113003.9249 | 1113003.9249 | 1113003.9249 | 1113003.9249 | 1113003.9249 | 1113003.9249
Option 1 (base case) |  | Option 1 (base case)
Option 1 (base case) | Annualised capex | Option 1 (base case)Annualised capex | 0 | 2026-06-30 |  | 0 | 0 | 0 | 0 | 0 | 0 | 0 | 0 | 0 | 0 | 0 | 0 | 0 | 0 | 0 | 0 | 0 | 0 | 0 | 0 | 0 | 0 | 0 | 0 | 0
Option 1 (base case) | Operating expenditure | Option 1 (base case)Operating expenditure | 0 | 2026-06-30 |  | 0 | 0 | 0 | 0 | 0 | 0 | 0 | 0 | 0 | 0 | 0 | 0 | 0 | 0 | 0 | 0 | 0 | 0 | 0 | 0 | 0 | 0 | 0 | 0 | 0
Option 1 (base case) | Risk mitigated | Option 1 (base case)Risk mitigated | 0 | 2026-06-30 |  | 0 | 0 | 0 | 0 | 0 | 0 | 0 | 0 | 0 | 0 | 0 | 0 | 0 | 0 | 0 | 0 | 0 | 0 | 0 | 0 | 0 | 0 | 0 | 0 | 0
Option 1 (base case) | Other benefits value | Option 1 (base case)Other benefits value | 0 | 2026-06-30 |  | 0 | 0 | 0 | 0 | 0 | 0 | 0 | 0 | 0 | 0 | 0 | 0 | 0 | 0 | 0 | 0 | 0 | 0 | 0 | 0 | 0 | 0 | 0 | 0 | 0
Option 1 (base case) | Net benefits | Option 1 (base case)Net benefits |  | 2026-06-30 |  | 0 | 0 | 0 | 0 | 0 | 0 | 0 | 0 | 0 | 0 | 0 | 0 | 0 | 0 | 0 | 0 | 0 | 0 | 0 | 0 | 0 | 0 | 0 | 0 | 0
Option 1 (base case) | NPV | Option 1 (base case)NPV | 0 | 2026-06-30
Option 1 (base case) | PV of costs | Option 1 (base case)PV of costs | 0 | 2026-06-30
Option 1 (base case) | PV of benefits | Option 1 (base case)PV of benefits | 0 | 2026-06-30
Option 2 | Energy at risk value | Option 2Energy at risk value | 421434.1657 | 2026-06-30 |  | 99162.4811 | 144808.7995 | 203180.8226 | 0 | 0 | 0 | 0 | 0 | 0 | 0 | 0 | 0 | 0 | 0 | 0 | 0 | 0 | 0 | 0 | 0 | 0 | 0 | 0 | 0 | 0
Option 2 | Capital expenditure | Option 2Capital expenditure | -4013331.2098 | 2026-06-30 |  | 0 | 0 | -4373769.3504 | 0 | 0 | 0 | 0 | 0 | 0 | 0 | 0 | 0 | 0 | 0 | 0 | 0 | 0 | 0 | 0 | 0 | 0 | 0 | 0 | 0 | 0
Option 2 | Total risk cost | Option 2Total risk cost | 421434.1657 | 2026-06-30 |  | 99162.4811 | 144808.7995 | 203180.8226 | 0 | 0 | 0 | 0 | 0 | 0 | 0 | 0 | 0 | 0 | 0 | 0 | 0 | 0 | 0 | 0 | 0 | 0 | 0 | 0 | 0 | 0
Option 2 |  | Option 2
Option 2 | Annualised capex | Option 2Annualised capex | -2345797.0152 | 2026-06-30 |  | 0 | 0 | 0 | -186470.0122 | -186470.0122 | -186470.0122 | -186470.0122 | -186470.0122 | -186470.0122 | -186470.0122 | -186470.0122 | -186470.0122 | -186470.0122 | -186470.0122 | -186470.0122 | -186470.0122 | -186470.0122 | -186470.0122 | -186470.0122 | -186470.0122 | -186470.0122 | -186470.0122 | 0 | 0 | 0
Option 2 | Operating expenditure | Option 2Operating expenditure | 0 | 2026-06-30 |  | 0 | 0 | 0 | 0 | 0 | 0 | 0 | 0 | 0 | 0 | 0 | 0 | 0 | 0 | 0 | 0 | 0 | 0 | 0 | 0 | 0 | 0 | 0 | 0 | 0
Option 2 | Risk mitigated | Option 2Risk mitigated | 11646392.3946 | 2026-06-30 |  | 0 | 0 | 0 | 272135.0363 | 364309.252 | 510502.6486 | 712720.6656 | 919230.6629 | 1113003.9249 | 1113003.9249 | 1113003.9249 | 1113003.9249 | 1113003.9249 | 1113003.9249 | 1113003.9249 | 1113003.9249 | 1113003.9249 | 1113003.9249 | 1113003.9249 | 1113003.9249 | 1113003.9249 | 1113003.9249 | 0 | 0 | 0
Option 2 | Other benefits value | Option 2Other benefits value | 0 | 2026-06-30 |  | 0 | 0 | 0 | 0 | 0 | 0 | 0 | 0 | 0 | 0 | 0 | 0 | 0 | 0 | 0 | 0 | 0 | 0 | 0 | 0 | 0 | 0 | 0 | 0 | 0
Option 2 | Net benefits | Option 2Net benefits |  | 2026-06-30 |  | 0 | 0 | 0 | 85665.0241 | 177839.2398 | 324032.6364 | 526250.6535 | 732760.6507 | 926533.9127 | 926533.9127 | 926533.9127 | 926533.9127 | 926533.9127 | 926533.9127 | 926533.9127 | 926533.9127 | 926533.9127 | 926533.9127 | 926533.9127 | 926533.9127 | 926533.9127 | 926533.9127 | 0 | 0 | 0
Option 2 | NPV | Option 2NPV | 9300595.3794 | 2026-06-30
Option 2 | PV of costs | Option 2PV of costs | -2345797.0152 | 2026-06-30
Option 2 | PV of benefits | Option 2PV of benefits | 11646392.3946 | 2026-06-30
Option 3 | Energy at risk value | Option 3Energy at risk value | 662698.5606 | 2026-06-30 |  | 99162.4811 | 144808.7995 | 203180.8226 | 272135.0363 | 0 | 0 | 0 | 0 | 0 | 0 | 0 | 0 | 0 | 0 | 0 | 0 | 0 | 0 | 0 | 0 | 0 | 0 | 0 | 0 | 0
Option 3 | Capital expenditure | Option 3Capital expenditure | -5985040.755 | 2026-06-30 |  | 0 | 0 | 0 | -6750848.1039 | 0 | 0 | 0 | 0 | 0 | 0 | 0 | 0 | 0 | 0 | 0 | 0 | 0 | 0 | 0 | 0 | 0 | 0 | 0 | 0 | 0
Option 3 | Total risk cost | Option 3Total risk cost | 662698.5606 | 2026-06-30 |  | 99162.4811 | 144808.7995 | 203180.8226 | 272135.0363 | 0 | 0 | 0 | 0 | 0 | 0 | 0 | 0 | 0 | 0 | 0 | 0 | 0 | 0 | 0 | 0 | 0 | 0 | 0 | 0 | 0
Option 3
Option 3 | Annualised capex | Option 3Annualised capex | -3365538.4018 | 2026-06-30 |  | 0 | 0 | 0 | 0 | -287813.6974 | -287813.6974 | -287813.6974 | -287813.6974 | -287813.6974 | -287813.6974 | -287813.6974 | -287813.6974 | -287813.6974 | -287813.6974 | -287813.6974 | -287813.6974 | -287813.6974 | -287813.6974 | -287813.6974 | -287813.6974 | -287813.6974 | -287813.6974 | 0 | 0 | 0
Option 3 | Operating expenditure | Option 3Operating expenditure | 0 | 2026-06-30 |  | 0 | 0 | 0 | 0 | 0 | 0 | 0 | 0 | 0 | 0 | 0 | 0 | 0 | 0 | 0 | 0 | 0 | 0 | 0 | 0 | 0 | 0 | 0 | 0 | 0
Option 3 | Risk mitigated | Option 3Risk mitigated | 11405127.9996 | 2026-06-30 |  | 0 | 0 | 0 | 0 | 364309.252 | 510502.6486 | 712720.6656 | 919230.6629 | 1113003.9249 | 1113003.9249 | 1113003.9249 | 1113003.9249 | 1113003.9249 | 1113003.9249 | 1113003.9249 | 1113003.9249 | 1113003.9249 | 1113003.9249 | 1113003.9249 | 1113003.9249 | 1113003.9249 | 1113003.9249 | 0 | 0 | 0
Option 3 | Other benefits value | Option 3Other benefits value | 0 | 2026-06-30 |  | 0 | 0 | 0 | 0 | 0 | 0 | 0 | 0 | 0 | 0 | 0 | 0 | 0 | 0 | 0 | 0 | 0 | 0 | 0 | 0 | 0 | 0 | 0 | 0 | 0
Option 3 | Net benefits | Option 3Net benefits |  | 2026-06-30 |  | 0 | 0 | 0 | 0 | 76495.5546 | 222688.9512 | 424906.9683 | 631416.9655 | 825190.2275 | 825190.2275 | 825190.2275 | 825190.2275 | 825190.2275 | 825190.2275 | 825190.2275 | 825190.2275 | 825190.2275 | 825190.2275 | 825190.2275 | 825190.2275 | 825190.2275 | 825190.2275 | 0 | 0 | 0
Option 3 | NPV | Option 3NPV | 8039589.5978 | 2026-06-30
Option 3 | PV of costs | Option 3PV of costs | -3365538.4018 | 2026-06-30
Option 3 | PV of benefits | Option 3PV of benefits | 11405127.9996 | 2026-06-30
Option 4 | Energy at risk value | Option 4Energy at risk value | 0 | 2026-06-30 |  | 0 | 0 | 0 | 0 | 0 | 0 | 0 | 0 | 0 | 0 | 0 | 0 | 0 | 0 | 0 | 0 | 0 | 0 | 0 | 0 | 0 | 0 | 0 | 0 | 0
Option 4 | Capital expenditure | Option 4Capital expenditure | 0 | 2026-06-30 |  | 0 | 0 | 0 | 0 | 0 | 0 | 0 | 0 | 0 | 0 | 0 | 0 | 0 | 0 | 0 | 0 | 0 | 0 | 0 | 0 | 0 | 0 | 0 | 0 | 0
Option 4 | Total risk cost | Option 4Total risk cost | 0 | 2026-06-30 |  | 0 | 0 | 0 | 0 | 0 | 0 | 0 | 0 | 0 | 0 | 0 | 0 | 0 | 0 | 0 | 0 | 0 | 0 | 0 | 0 | 0 | 0 | 0 | 0 | 0
Option 4 |  | Option 4
Option 4 | Annualised capex | Option 4Annualised capex | 0 | 2026-06-30 |  | 0 | 0 | 0 | 0 | 0 | 0 | 0 | 0 | 0 | 0 | 0 | 0 | 0 | 0 | 0 | 0 | 0 | 0 | 0 | 0 | 0 | 0 | 0 | 0 | 0
Option 4 | Operating expenditure | Option 4Operating expenditure | 0 | 2026-06-30 |  | 0 | 0 | 0 | 0 | 0 | 0 | 0 | 0 | 0 | 0 | 0 | 0 | 0 | 0 | 0 | 0 | 0 | 0 | 0 | 0 | 0 | 0 | 0 | 0 | 0
Option 4 | Risk mitigated | Option 4Risk mitigated | 0 | 2026-06-30 |  | 0 | 0 | 0 | 0 | 0 | 0 | 0 | 0 | 0 | 0 | 0 | 0 | 0 | 0 | 0 | 0 | 0 | 0 | 0 | 0 | 0 | 0 | 0 | 0 | 0
Option 4 | Other benefits value | Option 4Other benefits value | 0 | 2026-06-30 |  | 0 | 0 | 0 | 0 | 0 | 0 | 0 | 0 | 0 | 0 | 0 | 0 | 0 | 0 | 0 | 0 | 0 | 0 | 0 | 0 | 0 | 0 | 0 | 0 | 0
Option 4 | Net benefits | Option 4Net benefits |  | 2026-06-30 |  | 0 | 0 | 0 | 0 | 0 | 0 | 0 | 0 | 0 | 0 | 0 | 0 | 0 | 0 | 0 | 0 | 0 | 0 | 0 | 0 | 0 | 0 | 0 | 0 | 0
Option 4 | NPV | Option 4NPV | 0 | 2026-06-30
Option 4 | PV of costs | Option 4PV of costs | 0 | 2026-06-30
Option 4 | PV of benefits | Option 4PV of benefits | 0 | 2026-06-30
Option 5 | Energy at risk value | Option 5Energy at risk value | 0 | 2026-06-30 |  | 0 | 0 | 0 | 0 | 0 | 0 | 0 | 0 | 0 | 0 | 0 | 0 | 0 | 0 | 0 | 0 | 0 | 0 | 0 | 0 | 0 | 0 | 0 | 0 | 0
Option 5 | Capital expenditure | Option 5Capital expenditure | 0 | 2026-06-30 |  | 0 | 0 | 0 | 0 | 0 | 0 | 0 | 0 | 0 | 0 | 0 | 0 | 0 | 0 | 0 | 0 | 0 | 0 | 0 | 0 | 0 | 0 | 0 | 0 | 0
Option 5 | Total risk cost | Option 5Total risk cost | 0 | 2026-06-30 |  | 0 | 0 | 0 | 0 | 0 | 0 | 0 | 0 | 0 | 0 | 0 | 0 | 0 | 0 | 0 | 0 | 0 | 0 | 0 | 0 | 0 | 0 | 0 | 0 | 0
Option 5 |  | Option 5
Option 5 | Annualised capex | Option 5Annualised capex | 0 | 2026-06-30 |  | 0 | 0 | 0 | 0 | 0 | 0 | 0 | 0 | 0 | 0 | 0 | 0 | 0 | 0 | 0 | 0 | 0 | 0 | 0 | 0 | 0 | 0 | 0 | 0 | 0
Option 5 | Operating expenditure | Option 5Operating expenditure | 0 | 2026-06-30 |  | 0 | 0 | 0 | 0 | 0 | 0 | 0 | 0 | 0 | 0 | 0 | 0 | 0 | 0 | 0 | 0 | 0 | 0 | 0 | 0 | 0 | 0 | 0 | 0 | 0
Option 5 | Risk mitigated | Option 5Risk mitigated | 0 | 2026-06-30 |  | 0 | 0 | 0 | 0 | 0 | 0 | 0 | 0 | 0 | 0 | 0 | 0 | 0 | 0 | 0 | 0 | 0 | 0 | 0 | 0 | 0 | 0 | 0 | 0 | 0
Option 5 | Other benefits value | Option 5Other benefits value | 0 | 2026-06-30 |  | 0 | 0 | 0 | 0 | 0 | 0 | 0 | 0 | 0 | 0 | 0 | 0 | 0 | 0 | 0 | 0 | 0 | 0 | 0 | 0 | 0 | 0 | 0 | 0 | 0
Option 5 | Net benefits | Option 5Net benefits |  | 2026-06-30 |  | 0 | 0 | 0 | 0 | 0 | 0 | 0 | 0 | 0 | 0 | 0 | 0 | 0 | 0 | 0 | 0 | 0 | 0 | 0 | 0 | 0 | 0 | 0 | 0 | 0
Option 5 | NPV | Option 5NPV | 0 | 2026-06-30
Option 5 | PV of costs | Option 5PV of costs | 0 | 2026-06-30
Option 5 | PV of benefits | Option 5PV of benefits | 0 | 2026-06-30
CHART DATA | [5 empty] | FY27 | FY28 | FY29 | FY30 | FY31 | FY32 | FY33 | FY34 | FY35 | FY36 | FY37 | FY38 | FY39 | FY40 | FY41 | FY42 | FY43 | FY44 | FY45 | FY46 | FY47 | FY48 | FY49 | FY50 | FY51
Option 2 | Annualised capex | -1 |  |  | Option 2 annualised capex | 0.18647 | 0.18647 | 0.18647 | 0.18647 | 0.18647 | 0.18647 | 0.18647 | 0.18647 | 0.18647 | 0.18647 | 0.18647 | 0.18647 | 0.18647 | 0.18647 | 0.18647 | 0.18647 | 0.18647 | 0.18647 | 0.18647 | 0.18647 | 0.18647 | 0.18647 | 0 | 0 | 0
Option 1 (base case) | Total risk cost | 1 |  |  | Option 1 (base case) risk cost | 0.099162 | 0.14481 | 0.20318 | 0.27214 | 0.36431 | 0.5105 | 0.71272 | 0.91923 | 1.113 | 1.113 | 1.113 | 1.113 | 1.113 | 1.113 | 1.113 | 1.113 | 1.113 | 1.113 | 1.113 | 1.113 | 1.113 | 1.113 | 1.113 | 1.113 | 1.113
[6 empty] | FY27 | FY28 | FY29 | FY30 | FY31 | FY32 | FY33 | FY34 | FY35 | FY36 | FY37 | FY38 | FY39 | FY40 | FY41 | FY42 | FY43 | FY44 | FY45 | FY46 | FY47 | FY48 | FY49 | FY50 | FY51
Energy at risk | Energy at risk (weighted) | 27.0801 |  |  | Energy at risk energy at risk (weighted) | 2.4127 | 3.5233 | 4.9435 | 6.6212 | 8.8639 | 12.4208 | 17.3409 | 22.3654 | 27.0801 | 27.0801 | 27.0801 | 27.0801 | 27.0801 | 27.0801 | 27.0801 | 27.0801 | 27.0801 | 27.0801 | 27.0801 | 27.0801 | 27.0801 | 27.0801 | 27.0801 | 27.0801 | 27.0801
Option 1 (base case) | Energy at risk value | 1.0057 |  |  | Option 1 (base case) risk cost | 0.089602 | 0.13085 | 0.18359 | 0.2459 | 0.32919 | 0.46129 | 0.64401 | 0.83061 | 1.0057 | 1.0057 | 1.0057 | 1.0057 | 1.0057 | 1.0057 | 1.0057 | 1.0057 | 1.0057 | 1.0057 | 1.0057 | 1.0057 | 1.0057 | 1.0057 | 1.0057 | 1.0057 | 1.0057

## EaR NR015
Powercor
NR015
CP
OUTPUT
Do nothing |  |  |  |  | 2024 | 2025 | 2026 | 2027 | 2028 | 2029 | 2030 | 2031 | 2032 | 2033 | 2034 | 2035 | 2036 | 2037 | 2038 | 2039 | 2040 | 2041 | 2042 | 2043 | 2044 | 2045 | 2046 | 2047 | 2048 | 2049
50% PoE |  |  |  |  | 0 | 0.07364 | 0.50055 | 1.0214 | 1.609 | 2.498 | 3.6526 | 5.1716 | 7.4154 | 10.2188 | 12.7921 | 15.022 | 15.022 | 15.022 | 15.022 | 15.022 | 15.022 | 15.022 | 15.022 | 15.022 | 15.022 | 15.022 | 15.022 | 15.022 | 15.022 | 15.022
10% PoE |  |  |  |  | 0.51125 | 1.2794 | 3.1983 | 5.6589 | 7.9899 | 10.6497 | 13.5479 | 17.4791 | 24.1002 | 33.9592 | 44.7032 | 55.2155 | 55.2155 | 55.2155 | 55.2155 | 55.2155 | 55.2155 | 55.2155 | 55.2155 | 55.2155 | 55.2155 | 55.2155 | 55.2155 | 55.2155 | 55.2155 | 55.2155
OPTION 2 |  |  |  |  | 2024 | 2025 | 2026 | 2027 | 2028 | 2029 | 2030 | 2031 | 2032 | 2033 | 2034 | 2035 | 2036 | 2037 | 2038 | 2039 | 2040 | 2041 | 2042 | 2043 | 2044 | 2045 | 2046 | 2047 | 2048 | 2049
50% PoE |  |  |  |  | 0 | 0.07364 | 0.50055 | 1.0214 | 0 | 0 | 0 | 0 | 0 | 0 | 0 | 0 | 0 | 0 | 0 | 0 | 0 | 0 | 0 | 0 | 0 | 0 | 0 | 0 | 0 | 0
10% PoE |  |  |  |  | 0.51125 | 1.2794 | 3.1983 | 5.6589 | 0 | 0 | 0 | 0 | 0 | 0 | 0 | 0 | 0 | 0 | 0 | 0 | 0 | 0 | 0 | 0 | 0 | 0 | 0 | 0 | 0 | 0
INPUT DATA
| ZSS/TS/Line |  |  |  | 2024: 0
No Tx/Line | bar: 2024
[5 empty] | N Rating | N-1 Rating | Load Tan Phi (actual) | Load Tan Phi (forecast) | 10%/50% POE | Cap Bank (actual) | Cap Bank (forecast) | 2024 MVAR
| S |  |  |  | 2024: 3.6; 2025: 3.6; 2026: 0.0059036; 2027: 0.0059036; 2028: 1.1098; 2029: 0; 2030: 0; 2031: 0.019122
| W |  |  |  | 2024: 3.6; 2025: 3.6; 2026: 0.004734; 2027: 0.004734; 2028: 1.1096; 2029: 0; 2030: 0; 2031: 0.016717
| Interval |  |  |  | 2024: 15m
| Exposure |  |  |  | 2024: 3.744%
Do Nothing - 50% PoE Load Forecast |  |  |  |  | 2024 | 2025 | 2026 | 2027 | 2028 | 2029 | 2030 | 2031 | 2032 | 2033 | 2034 | 2035 | 2036 | 2037 | 2038 | 2039 | 2040 | 2041 | 2042 | 2043 | 2044 | 2045 | 2046 | 2047 | 2048 | 2049 | 2050
0 | S (MW) |  |  |  | 3.239 | 3.4128 | 3.6024 | 3.6972 | 3.7683 | 3.8394 | 3.8947 | 3.9579 | 4.0448 | 4.1317 | 4.1949 | 4.2265 | 4.2265 | 4.2265 | 4.2265 | 4.2265 | 4.2265 | 4.2265 | 4.2265 | 4.2265 | 4.2265 | 4.2265 | 4.2265 | 4.2265 | 4.2265 | 4.2265 | 4.2265
| W (MW) |  |  |  | 3.5313 | 3.713 | 3.9144 | 4.0685 | 4.183 | 4.2936 | 4.3964 | 4.507 | 4.6373 | 4.7716 | 4.8743 | 4.9533 | 4.9533 | 4.9533 | 4.9533 | 4.9533 | 4.9533 | 4.9533 | 4.9533 | 4.9533 | 4.9533 | 4.9533 | 4.9533 | 4.9533 | 4.9533 | 4.9533 | 4.9533
Transfers | S (MW) |  |  |  | 0 | 0 | 0 | 0 | 0 | 0 | 0 | 0 | 0 | 0 | 0 | 0 | 0 | 0 | 0 | 0 | 0 | 0 | 0 | 0 | 0 | 0 | 0 | 0 | 0 | 0 | 0
| W (MW) |  |  |  | 0 | 0 | 0 | 0 | 0 | 0 | 0 | 0 | 0 | 0 | 0 | 0 | 0 | 0 | 0 | 0 | 0 | 0 | 0 | 0 | 0 | 0 | 0 | 0 | 0 | 0 | 0
After TFs | S (MW) |  |  |  | 3.239 | 3.4128 | 3.6024 | 3.6972 | 3.7683 | 3.8394 | 3.8947 | 3.9579 | 4.0448 | 4.1317 | 4.1949 | 4.2265 | 4.2265 | 4.2265 | 4.2265 | 4.2265 | 4.2265 | 4.2265 | 4.2265 | 4.2265 | 4.2265 | 4.2265 | 4.2265 | 4.2265 | 4.2265 | 4.2265 | 4.2265
| W (MW) |  |  |  | 3.5313 | 3.713 | 3.9144 | 4.0685 | 4.183 | 4.2936 | 4.3964 | 4.507 | 4.6373 | 4.7716 | 4.8743 | 4.9533 | 4.9533 | 4.9533 | 4.9533 | 4.9533 | 4.9533 | 4.9533 | 4.9533 | 4.9533 | 4.9533 | 4.9533 | 4.9533 | 4.9533 | 4.9533 | 4.9533 | 4.9533
Option 1 - 50% PoE Load Forecast |  |  |  |  | 2024 | 2025 | 2026 | 2027 | 2028 | 2029 | 2030 | 2031 | 2032 | 2033 | 2034 | 2035 | 2036 | 2037 | 2038 | 2039 | 2040 | 2041 | 2042 | 2043 | 2044 | 2045 | 2046 | 2047 | 2048 | 2049 | 2050
0 | S (MW) |  |  |  | 3.239 | 3.4128 | 3.6024 | 3.6972 | 3.7683 | 3.8394 | 3.8947 | 3.9579 | 4.0448 | 4.1317 | 4.1949 | 4.2265 | 4.2265 | 4.2265 | 4.2265 | 4.2265 | 4.2265 | 4.2265 | 4.2265 | 4.2265 | 4.2265 | 4.2265 | 4.2265 | 4.2265 | 4.2265 | 4.2265 | 4.2265
| W (MW) |  |  |  | 3.5313 | 3.713 | 3.9144 | 4.0685 | 4.183 | 4.2936 | 4.3964 | 4.507 | 4.6373 | 4.7716 | 4.8743 | 4.9533 | 4.9533 | 4.9533 | 4.9533 | 4.9533 | 4.9533 | 4.9533 | 4.9533 | 4.9533 | 4.9533 | 4.9533 | 4.9533 | 4.9533 | 4.9533 | 4.9533 | 4.9533
Transfers | S (MW) |  |  |  | 0 | 0 | 0 | 0 | 0 | 0 | 0 | 0 | 0 | 0 | 0 | 0 | 0 | 0 | 0 | 0 | 0 | 0 | 0 | 0 | 0 | 0 | 0 | 0 | 0 | 0 | 0
| W (MW) |  |  |  | 0 | 0 | 0 | 0 | 0 | 0 | 0 | 0 | 0 | 0 | 0 | 0 | 0 | 0 | 0 | 0 | 0 | 0 | 0 | 0 | 0 | 0 | 0 | 0 | 0 | 0 | 0
After TFs | S (MW) |  |  |  | 3.239 | 3.4128 | 3.6024 | 3.6972 | 3.7683 | 3.8394 | 3.8947 | 3.9579 | 4.0448 | 4.1317 | 4.1949 | 4.2265 | 4.2265 | 4.2265 | 4.2265 | 4.2265 | 4.2265 | 4.2265 | 4.2265 | 4.2265 | 4.2265 | 4.2265 | 4.2265 | 4.2265 | 4.2265 | 4.2265 | 4.2265
| W (MW) |  |  |  | 3.5313 | 3.713 | 3.9144 | 4.0685 | 4.183 | 4.2936 | 4.3964 | 4.507 | 4.6373 | 4.7716 | 4.8743 | 4.9533 | 4.9533 | 4.9533 | 4.9533 | 4.9533 | 4.9533 | 4.9533 | 4.9533 | 4.9533 | 4.9533 | 4.9533 | 4.9533 | 4.9533 | 4.9533 | 4.9533 | 4.9533
Option 1 - Augmentation Details
N Rating | S (MVA) |  |  |  | 3.6 | 3.6 | 3.6 | 3.6 | 5.7 | 5.7 | 5.7 | 5.7 | 5.7 | 5.7 | 5.7 | 5.7 | 5.7 | 5.7 | 5.7 | 5.7 | 5.7 | 5.7 | 5.7 | 5.7 | 5.7 | 5.7 | 5.7 | 5.7 | 5.7 | 5.7 | 5.7
N-1 Rating | S (MVA) |  |  |  | 3.6 | 3.6 | 3.6 | 3.6 | 5.7 | 5.7 | 5.7 | 5.7 | 5.7 | 5.7 | 5.7 | 5.7 | 5.7 | 5.7 | 5.7 | 5.7 | 5.7 | 5.7 | 5.7 | 5.7 | 5.7 | 5.7 | 5.7 | 5.7 | 5.7 | 5.7 | 5.7
N Rating | W (MVA) |  |  |  | 3.6 | 3.6 | 3.6 | 3.6 | 5.7 | 5.7 | 5.7 | 5.7 | 5.7 | 5.7 | 5.7 | 5.7 | 5.7 | 5.7 | 5.7 | 5.7 | 5.7 | 5.7 | 5.7 | 5.7 | 5.7 | 5.7 | 5.7 | 5.7 | 5.7 | 5.7 | 5.7
N-1 Rating | W (MVA) |  |  |  | 3.6 | 3.6 | 3.6 | 3.6 | 5.7 | 5.7 | 5.7 | 5.7 | 5.7 | 5.7 | 5.7 | 5.7 | 5.7 | 5.7 | 5.7 | 5.7 | 5.7 | 5.7 | 5.7 | 5.7 | 5.7 | 5.7 | 5.7 | 5.7 | 5.7 | 5.7 | 5.7
No. Transformers/Lines | bar: 2024 to 2050
ENERGY AT RISK: DO NOTHING
[5 empty] | 2024 | 2025 | 2026 | 2027 | 2028 | 2029 | 2030 | 2031 | 2032 | 2033 | 2034 | 2035 | 2036 | 2037 | 2038 | 2039 | 2040 | 2041 | 2042 | 2043 | 2044 | 2045 | 2046 | 2047 | 2048 | 2049 | 2050
Summary
50% PoE | N |  |  | Total EatR, MWhrs | 0 | 0.07364 | 0.50055 | 1.0214 | 1.609 | 2.498 | 3.6526 | 5.1716 | 7.4154 | 10.2188 | 12.7921 | 15.022 | 15.022 | 15.022 | 15.022 | 15.022 | 15.022 | 15.022 | 15.022 | 15.022 | 15.022 | 15.022 | 15.022 | 15.022 | 15.022 | 15.022 | 15.022
50% PoE | N-1 |  |  | Total EatR, MWhrs | 0 | 0 | 0 | 0 | 0 | 0 | 0 | 0 | 0 | 0 | 0 | 0 | 0 | 0 | 0 | 0 | 0 | 0 | 0 | 0 | 0 | 0 | 0 | 0 | 0 | 0 | 0
10% LAR | N |  |  | Total EatR, MWhrs | 0.51125 | 1.2794 | 3.1983 | 5.6589 | 7.9899 | 10.6497 | 13.5479 | 17.4791 | 24.1002 | 33.9592 | 44.7032 | 55.2155 | 55.2155 | 55.2155 | 55.2155 | 55.2155 | 55.2155 | 55.2155 | 55.2155 | 55.2155 | 55.2155 | 55.2155 | 55.2155 | 55.2155 | 55.2155 | 55.2155 | 55.2155
10% LAR | N-1 |  |  | Total EatR, MWhrs | 5.7286e-06 | 1.4684e-05 | 3.7517e-05 | 6.7003e-05 | 9.5057e-05 | 0.00012718 | 0.0001618 | 0.00020867 | 0.00028763 | 0.00040411 | 0.00052976 | 0.00065036 | 0.00065036 | 0.00065036 | 0.00065036 | 0.00065036 | 0.00065036 | 0.00065036 | 0.00065036 | 0.00065036 | 0.00065036 | 0.00065036 | 0.00065036 | 0.00065036 | 0.00065036 | 0.00065036 | 0.00065036
50% PoE | N |  |  | Total EEatR, MWhrs | 0 | 0.07364 | 0.50055 | 1.0214 | 1.609 | 2.498 | 3.6526 | 5.1716 | 7.4154 | 10.2188 | 12.7921 | 15.022 | 15.022 | 15.022 | 15.022 | 15.022 | 15.022 | 15.022 | 15.022 | 15.022 | 15.022 | 15.022 | 15.022 | 15.022 | 15.022 | 15.022 | 15.022
50% PoE | N-1 |  |  | Total EEatR, MWhrs | 0 | 0 | 0 | 0 | 0 | 0 | 0 | 0 | 0 | 0 | 0 | 0 | 0 | 0 | 0 | 0 | 0 | 0 | 0 | 0 | 0 | 0 | 0 | 0 | 0 | 0 | 0
10% LAR | N |  |  | Total EEatR, MWhrs | 0.51125 | 1.2794 | 3.1983 | 5.6589 | 7.9899 | 10.6497 | 13.5479 | 17.4791 | 24.1002 | 33.9592 | 44.7032 | 55.2155 | 55.2155 | 55.2155 | 55.2155 | 55.2155 | 55.2155 | 55.2155 | 55.2155 | 55.2155 | 55.2155 | 55.2155 | 55.2155 | 55.2155 | 55.2155 | 55.2155 | 55.2155
10% LAR | N-1 |  |  | Total EEatR, MWhrs | 2.145e-07 | 5.4981e-07 | 1.4048e-06 | 2.5088e-06 | 3.5592e-06 | 4.7621e-06 | 6.0582e-06 | 7.8134e-06 | 1.077e-05 | 1.5131e-05 | 1.9836e-05 | 2.4351e-05 | 2.4351e-05 | 2.4351e-05 | 2.4351e-05 | 2.4351e-05 | 2.4351e-05 | 2.4351e-05 | 2.4351e-05 | 2.4351e-05 | 2.4351e-05 | 2.4351e-05 | 2.4351e-05 | 2.4351e-05 | 2.4351e-05 | 2.4351e-05 | 2.4351e-05
3.744%
Transfers | ON
MLN021 | 50% PoE | 2.449% |  | MW | 3.239 | 3.4128 | 3.6024 | 3.6972 | 3.7683 | 3.8394 | 3.8947 | 3.9579 | 4.0448 | 4.1317 | 4.1949 | 4.2265 | 4.2265 | 4.2265 | 4.2265 | 4.2265 | 4.2265 | 4.2265 | 4.2265 | 4.2265 | 4.2265 | 4.2265 | 4.2265 | 4.2265 | 4.2265 | 4.2265 | 4.2265
Summer | load pf | 0.99998 |  | MVAr | 0.019122 | 0.020148 | 0.021267 | 0.021827 | 0.022246 | 0.022666 | 0.022993 | 0.023366 | 0.023879 | 0.024392 | 0.024765 | 0.024951 | 0.024951 | 0.024951 | 0.024951 | 0.024951 | 0.024951 | 0.024951 | 0.024951 | 0.024951 | 0.024951 | 0.024951 | 0.024951 | 0.024951 | 0.024951 | 0.024951 | 0.024951
|  |  |  | MVA | 3.2391 | 3.4129 | 3.6025 | 3.6973 | 3.7684 | 3.8395 | 3.8948 | 3.958 | 4.0449 | 4.1318 | 4.195 | 4.2266 | 4.2266 | 4.2266 | 4.2266 | 4.2266 | 4.2266 | 4.2266 | 4.2266 | 4.2266 | 4.2266 | 4.2266 | 4.2266 | 4.2266 | 4.2266 | 4.2266 | 4.2266
|  |  |  | MVA | 3.2391 | 3.4129 | 3.6025 | 3.6973 | 3.7684 | 3.8395 | 3.8948 | 3.958 | 4.0449 | 4.1318 | 4.195 | 4.2266 | 4.2266 | 4.2266 | 4.2266 | 4.2266 | 4.2266 | 4.2266 | 4.2266 | 4.2266 | 4.2266 | 4.2266 | 4.2266 | 4.2266 | 4.2266 | 4.2266 | 4.2266
50% PoE | N | CR |  | MVA | 3.6 | 3.6 | 3.6 | 3.6 | 3.6 | 3.6 | 3.6 | 3.6 | 3.6 | 3.6 | 3.6 | 3.6 | 3.6 | 3.6 | 3.6 | 3.6 | 3.6 | 3.6 | 3.6 | 3.6 | 3.6 | 3.6 | 3.6 | 3.6 | 3.6 | 3.6 | 3.6
50% PoE | N-1 | CR |  | MVA | 3.6 | 3.6 | 3.6 | 3.6 | 3.6 | 3.6 | 3.6 | 3.6 | 3.6 | 3.6 | 3.6 | 3.6 | 3.6 | 3.6 | 3.6 | 3.6 | 3.6 | 3.6 | 3.6 | 3.6 | 3.6 | 3.6 | 3.6 | 3.6 | 3.6 | 3.6 | 3.6
50% LAR | N |  |  | Ratio Rating/Load | 1.1114 | 1.0548 | 0.99931 | 0.97369 | 0.95532 | 0.93763 | 0.92431 | 0.90955 | 0.89001 | 0.87129 | 0.85816 | 0.85175 | 0.85175 | 0.85175 | 0.85175 | 0.85175 | 0.85175 | 0.85175 | 0.85175 | 0.85175 | 0.85175 | 0.85175 | 0.85175 | 0.85175 | 0.85175 | 0.85175 | 0.85175
50% LAR | N-1 |  |  | Ratio Rating/Load | 1.1114 | 1.0548 | 0.99931 | 0.97369 | 0.95532 | 0.93763 | 0.92431 | 0.90955 | 0.89001 | 0.87129 | 0.85816 | 0.85175 | 0.85175 | 0.85175 | 0.85175 | 0.85175 | 0.85175 | 0.85175 | 0.85175 | 0.85175 | 0.85175 | 0.85175 | 0.85175 | 0.85175 | 0.85175 | 0.85175 | 0.85175
Load tan Phi |  | 0.0059036 |  |  | 0.0059036 | 0.0059036 | 0.0059036 | 0.0059036 | 0.0059036 | 0.0059036 | 0.0059036 | 0.0059036 | 0.0059036 | 0.0059036 | 0.0059036 | 0.0059036 | 0.0059036 | 0.0059036 | 0.0059036 | 0.0059036 | 0.0059036 | 0.0059036 | 0.0059036 | 0.0059036 | 0.0059036 | 0.0059036 | 0.0059036 | 0.0059036 | 0.0059036 | 0.0059036 | 0.0059036
Cap |  | 0 |  | MVAr | 0 | 0 | 0 | 0 | 0 | 0 | 0 | 0 | 0 | 0 | 0 | 0 | 0 | 0 | 0 | 0 | 0 | 0 | 0 | 0 | 0 | 0 | 0 | 0 | 0 | 0 | 0
10% PoE | 10%/50% | 1.1098 |  | MVA | 3.5946 | 3.7874 | 3.9978 | 4.1031 | 4.182 | 4.2609 | 4.3222 | 4.3924 | 4.4888 | 4.5852 | 4.6554 | 4.6905 | 4.6905 | 4.6905 | 4.6905 | 4.6905 | 4.6905 | 4.6905 | 4.6905 | 4.6905 | 4.6905 | 4.6905 | 4.6905 | 4.6905 | 4.6905 | 4.6905 | 4.6905
10% PoE | N | CR |  | MVA | 3.6 | 3.6 | 3.6 | 3.6 | 3.6 | 3.6 | 3.6 | 3.6 | 3.6 | 3.6 | 3.6 | 3.6 | 3.6 | 3.6 | 3.6 | 3.6 | 3.6 | 3.6 | 3.6 | 3.6 | 3.6 | 3.6 | 3.6 | 3.6 | 3.6 | 3.6 | 3.6
10% PoE | N-1 | CR |  | MVA | 3.6 | 3.6 | 3.6 | 3.6 | 3.6 | 3.6 | 3.6 | 3.6 | 3.6 | 3.6 | 3.6 | 3.6 | 3.6 | 3.6 | 3.6 | 3.6 | 3.6 | 3.6 | 3.6 | 3.6 | 3.6 | 3.6 | 3.6 | 3.6 | 3.6 | 3.6 | 3.6
10% LAR | N |  |  | Ratio Rating/Load | 1.0015 | 0.95051 | 0.90048 | 0.87739 | 0.86084 | 0.84489 | 0.8329 | 0.8196 | 0.80199 | 0.78512 | 0.77329 | 0.76751 | 0.76751 | 0.76751 | 0.76751 | 0.76751 | 0.76751 | 0.76751 | 0.76751 | 0.76751 | 0.76751 | 0.76751 | 0.76751 | 0.76751 | 0.76751 | 0.76751 | 0.76751
10% LAR | N-1 |  |  | Ratio Rating/Load | 1.0015 | 0.95051 | 0.90048 | 0.87739 | 0.86084 | 0.84489 | 0.8329 | 0.8196 | 0.80199 | 0.78512 | 0.77329 | 0.76751 | 0.76751 | 0.76751 | 0.76751 | 0.76751 | 0.76751 | 0.76751 | 0.76751 | 0.76751 | 0.76751 | 0.76751 | 0.76751 | 0.76751 | 0.76751 | 0.76751 | 0.76751
50% PoE | N |  |  | EatR, MWhrs | 0 | 0 | 0.0024857 | 0.097273 | 0.1865 | 0.32586 | 0.48736 | 0.78675 | 1.5536 | 2.7251 | 3.791 | 4.3644 | 4.3644 | 4.3644 | 4.3644 | 4.3644 | 4.3644 | 4.3644 | 4.3644 | 4.3644 | 4.3644 | 4.3644 | 4.3644 | 4.3644 | 4.3644 | 4.3644 | 4.3644
50% PoE | N-1 |  |  | EatR, MWhrs | 0 | 0 | 0 | 0 | 0 | 0 | 0 | 0 | 0 | 0 | 0 | 0 | 0 | 0 | 0 | 0 | 0 | 0 | 0 | 0 | 0 | 0 | 0 | 0 | 0 | 0 | 0
10% LAR | N |  |  | EatR, MWhrs | 0 | 0.22388 | 1.0801 | 2.3111 | 3.5551 | 5.0491 | 6.4242 | 8.2417 | 11.3033 | 15.1695 | 18.5512 | 20.3593 | 20.3593 | 20.3593 | 20.3593 | 20.3593 | 20.3593 | 20.3593 | 20.3593 | 20.3593 | 20.3593 | 20.3593 | 20.3593 | 20.3593 | 20.3593 | 20.3593 | 20.3593
10% LAR | N-1 |  |  | EatR, MWhrs | 0 | 3.9013e-06 | 1.8821e-05 | 4.0273e-05 | 6.1951e-05 | 8.7985e-05 | 0.00011195 | 0.00014362 | 0.00019697 | 0.00026434 | 0.00032327 | 0.00035478 | 0.00035478 | 0.00035478 | 0.00035478 | 0.00035478 | 0.00035478 | 0.00035478 | 0.00035478 | 0.00035478 | 0.00035478 | 0.00035478 | 0.00035478 | 0.00035478 | 0.00035478 | 0.00035478 | 0.00035478
No of Tx | bar: 2024 to 2050
50% PoE | N | 1 |  | EEatR, MWhrs | 0 | 0 | 0.0024857 | 0.097273 | 0.1865 | 0.32586 | 0.48736 | 0.78675 | 1.5536 | 2.7251 | 3.791 | 4.3644 | 4.3644 | 4.3644 | 4.3644 | 4.3644 | 4.3644 | 4.3644 | 4.3644 | 4.3644 | 4.3644 | 4.3644 | 4.3644 | 4.3644 | 4.3644 | 4.3644 | 4.3644
50% PoE | N-1 |  |  | EEatR, MWhrs | 0 | 0 | 0 | 0 | 0 | 0 | 0 | 0 | 0 | 0 | 0 | 0 | 0 | 0 | 0 | 0 | 0 | 0 | 0 | 0 | 0 | 0 | 0 | 0 | 0 | 0 | 0
10% LAR | N | 1 |  | EEatR, MWhrs | 0 | 0.22388 | 1.0801 | 2.3111 | 3.5551 | 5.0491 | 6.4242 | 8.2417 | 11.3033 | 15.1695 | 18.5512 | 20.3593 | 20.3593 | 20.3593 | 20.3593 | 20.3593 | 20.3593 | 20.3593 | 20.3593 | 20.3593 | 20.3593 | 20.3593 | 20.3593 | 20.3593 | 20.3593 | 20.3593 | 20.3593
10% LAR | N-1 | 3.744% |  | EEatR, MWhrs | 0 | 1.4607e-07 | 7.0471e-07 | 1.5079e-06 | 2.3196e-06 | 3.2944e-06 | 4.1916e-06 | 5.3775e-06 | 7.3751e-06 | 9.8977e-06 | 1.2104e-05 | 1.3284e-05 | 1.3284e-05 | 1.3284e-05 | 1.3284e-05 | 1.3284e-05 | 1.3284e-05 | 1.3284e-05 | 1.3284e-05 | 1.3284e-05 | 1.3284e-05 | 1.3284e-05 | 1.3284e-05 | 1.3284e-05 | 1.3284e-05 | 1.3284e-05 | 1.3284e-05
MLN021 | 50% PoE | 3.124% |  | MW | 3.5313 | 3.713 | 3.9144 | 4.0685 | 4.183 | 4.2936 | 4.3964 | 4.507 | 4.6373 | 4.7716 | 4.8743 | 4.9533 | 4.9533 | 4.9533 | 4.9533 | 4.9533 | 4.9533 | 4.9533 | 4.9533 | 4.9533 | 4.9533 | 4.9533 | 4.9533 | 4.9533 | 4.9533 | 4.9533 | 4.9533
Winter | load pf | 0.99999 |  | MVAr | 0.016717 | 0.017577 | 0.018531 | 0.01926 | 0.019802 | 0.020326 | 0.020812 | 0.021336 | 0.021953 | 0.022589 | 0.023075 | 0.023449 | 0.023449 | 0.023449 | 0.023449 | 0.023449 | 0.023449 | 0.023449 | 0.023449 | 0.023449 | 0.023449 | 0.023449 | 0.023449 | 0.023449 | 0.023449 | 0.023449 | 0.023449
|  |  |  | MVA | 3.5313 | 3.713 | 3.9145 | 4.0685 | 4.1831 | 4.2937 | 4.3964 | 4.507 | 4.6374 | 4.7717 | 4.8744 | 4.9534 | 4.9534 | 4.9534 | 4.9534 | 4.9534 | 4.9534 | 4.9534 | 4.9534 | 4.9534 | 4.9534 | 4.9534 | 4.9534 | 4.9534 | 4.9534 | 4.9534 | 4.9534
|  |  |  | MVA | 3.5313 | 3.713 | 3.9145 | 4.0685 | 4.1831 | 4.2937 | 4.3964 | 4.507 | 4.6374 | 4.7717 | 4.8744 | 4.9534 | 4.9534 | 4.9534 | 4.9534 | 4.9534 | 4.9534 | 4.9534 | 4.9534 | 4.9534 | 4.9534 | 4.9534 | 4.9534 | 4.9534 | 4.9534 | 4.9534 | 4.9534
50% PoE | N | CR |  | MVA | 3.6 | 3.6 | 3.6 | 3.6 | 3.6 | 3.6 | 3.6 | 3.6 | 3.6 | 3.6 | 3.6 | 3.6 | 3.6 | 3.6 | 3.6 | 3.6 | 3.6 | 3.6 | 3.6 | 3.6 | 3.6 | 3.6 | 3.6 | 3.6 | 3.6 | 3.6 | 3.6
50% PoE | N-1 | CR |  | MVA | 3.6 | 3.6 | 3.6 | 3.6 | 3.6 | 3.6 | 3.6 | 3.6 | 3.6 | 3.6 | 3.6 | 3.6 | 3.6 | 3.6 | 3.6 | 3.6 | 3.6 | 3.6 | 3.6 | 3.6 | 3.6 | 3.6 | 3.6 | 3.6 | 3.6 | 3.6 | 3.6
50% LAR | N |  |  | Ratio Rating/Load | 1.0194 | 0.96955 | 0.91965 | 0.88483 | 0.8606 | 0.83843 | 0.81885 | 0.79875 | 0.7763 | 0.75445 | 0.73855 | 0.72678 | 0.72678 | 0.72678 | 0.72678 | 0.72678 | 0.72678 | 0.72678 | 0.72678 | 0.72678 | 0.72678 | 0.72678 | 0.72678 | 0.72678 | 0.72678 | 0.72678 | 0.72678
50% LAR | N-1 |  |  | Ratio Rating/Load | 1.0194 | 0.96955 | 0.91965 | 0.88483 | 0.8606 | 0.83843 | 0.81885 | 0.79875 | 0.7763 | 0.75445 | 0.73855 | 0.72678 | 0.72678 | 0.72678 | 0.72678 | 0.72678 | 0.72678 | 0.72678 | 0.72678 | 0.72678 | 0.72678 | 0.72678 | 0.72678 | 0.72678 | 0.72678 | 0.72678 | 0.72678
Load tan Phi |  | 0.004734 |  | MVA | 0.004734 | 0.004734 | 0.004734 | 0.004734 | 0.004734 | 0.004734 | 0.004734 | 0.004734 | 0.004734 | 0.004734 | 0.004734 | 0.004734 | 0.004734 | 0.004734 | 0.004734 | 0.004734 | 0.004734 | 0.004734 | 0.004734 | 0.004734 | 0.004734 | 0.004734 | 0.004734 | 0.004734 | 0.004734 | 0.004734 | 0.004734
Cap |  | 0 |  | MVAr | 0 | 0 | 0 | 0 | 0 | 0 | 0 | 0 | 0 | 0 | 0 | 0 | 0 | 0 | 0 | 0 | 0 | 0 | 0 | 0 | 0 | 0 | 0 | 0 | 0 | 0 | 0
10% PoE | 10%/50% | 1.1096 |  | MVA | 3.9184 | 4.1201 | 4.3436 | 4.5145 | 4.6416 | 4.7644 | 4.8783 | 5.001 | 5.1457 | 5.2947 | 5.4087 | 5.4963 | 5.4963 | 5.4963 | 5.4963 | 5.4963 | 5.4963 | 5.4963 | 5.4963 | 5.4963 | 5.4963 | 5.4963 | 5.4963 | 5.4963 | 5.4963 | 5.4963 | 5.4963
10% PoE | N | CR |  | MVA | 3.6 | 3.6 | 3.6 | 3.6 | 3.6 | 3.6 | 3.6 | 3.6 | 3.6 | 3.6 | 3.6 | 3.6 | 3.6 | 3.6 | 3.6 | 3.6 | 3.6 | 3.6 | 3.6 | 3.6 | 3.6 | 3.6 | 3.6 | 3.6 | 3.6 | 3.6 | 3.6
10% PoE | N-1 | CR |  | MVA | 3.6 | 3.6 | 3.6 | 3.6 | 3.6 | 3.6 | 3.6 | 3.6 | 3.6 | 3.6 | 3.6 | 3.6 | 3.6 | 3.6 | 3.6 | 3.6 | 3.6 | 3.6 | 3.6 | 3.6 | 3.6 | 3.6 | 3.6 | 3.6 | 3.6 | 3.6 | 3.6
10% LAR | N |  |  | Ratio Rating/Load | 0.91873 | 0.87377 | 0.8288 | 0.79742 | 0.77558 | 0.7556 | 0.73795 | 0.71984 | 0.69961 | 0.67992 | 0.66559 | 0.65498 | 0.65498 | 0.65498 | 0.65498 | 0.65498 | 0.65498 | 0.65498 | 0.65498 | 0.65498 | 0.65498 | 0.65498 | 0.65498 | 0.65498 | 0.65498 | 0.65498 | 0.65498
10% LAR | N-1 |  |  | Ratio Rating/Load | 0.91873 | 0.87377 | 0.8288 | 0.79742 | 0.77558 | 0.7556 | 0.73795 | 0.71984 | 0.69961 | 0.67992 | 0.66559 | 0.65498 | 0.65498 | 0.65498 | 0.65498 | 0.65498 | 0.65498 | 0.65498 | 0.65498 | 0.65498 | 0.65498 | 0.65498 | 0.65498 | 0.65498 | 0.65498 | 0.65498 | 0.65498
50% PoE | N |  |  | EatR, MWhrs | 0 | 0.29456 | 1.9997 | 3.9885 | 6.2495 | 9.6662 | 14.1232 | 19.8997 | 28.108 | 38.1501 | 47.3775 | 55.7237 | 55.7237 | 55.7237 | 55.7237 | 55.7237 | 55.7237 | 55.7237 | 55.7237 | 55.7237 | 55.7237 | 55.7237 | 55.7237 | 55.7237 | 55.7237 | 55.7237 | 55.7237
50% PoE | N-1 |  |  | EatR, MWhrs | 0 | 0 | 0 | 0 | 0 | 0 | 0 | 0 | 0 | 0 | 0 | 0 | 0 | 0 | 0 | 0 | 0 | 0 | 0 | 0 | 0 | 0 | 0 | 0 | 0 | 0 | 0
10% LAR | N |  |  | EatR, MWhrs | 2.045 | 4.8937 | 11.7131 | 20.3246 | 28.4046 | 37.5497 | 47.7673 | 61.6747 | 85.0975 | 120.6674 | 160.2614 | 200.5028 | 200.5028 | 200.5028 | 200.5028 | 200.5028 | 200.5028 | 200.5028 | 200.5028 | 200.5028 | 200.5028 | 200.5028 | 200.5028 | 200.5028 | 200.5028 | 200.5028 | 200.5028
10% LAR | N-1 |  |  | EatR, MWhrs | 2.2914e-05 | 5.4835e-05 | 0.00013125 | 0.00022774 | 0.00031828 | 0.00042075 | 0.00053524 | 0.00069108 | 0.00095353 | 0.0013521 | 0.0017958 | 0.0022467 | 0.0022467 | 0.0022467 | 0.0022467 | 0.0022467 | 0.0022467 | 0.0022467 | 0.0022467 | 0.0022467 | 0.0022467 | 0.0022467 | 0.0022467 | 0.0022467 | 0.0022467 | 0.0022467 | 0.0022467
No of Tx | bar: 2024 to 2050
50% PoE | N | 1 |  | EEatR, MWhrs | 0 | 0.29456 | 1.9997 | 3.9885 | 6.2495 | 9.6662 | 14.1232 | 19.8997 | 28.108 | 38.1501 | 47.3775 | 55.7237 | 55.7237 | 55.7237 | 55.7237 | 55.7237 | 55.7237 | 55.7237 | 55.7237 | 55.7237 | 55.7237 | 55.7237 | 55.7237 | 55.7237 | 55.7237 | 55.7237 | 55.7237
50% PoE | N-1 | 3.744% |  | EEatR, MWhrs | 0 | 0 | 0 | 0 | 0 | 0 | 0 | 0 | 0 | 0 | 0 | 0 | 0 | 0 | 0 | 0 | 0 | 0 | 0 | 0 | 0 | 0 | 0 | 0 | 0 | 0 | 0
10% LAR | N | 1 |  | EEatR, MWhrs | 2.045 | 4.8937 | 11.7131 | 20.3246 | 28.4046 | 37.5497 | 47.7673 | 61.6747 | 85.0975 | 120.6674 | 160.2614 | 200.5028 | 200.5028 | 200.5028 | 200.5028 | 200.5028 | 200.5028 | 200.5028 | 200.5028 | 200.5028 | 200.5028 | 200.5028 | 200.5028 | 200.5028 | 200.5028 | 200.5028 | 200.5028
10% LAR | N-1 | 3.744% |  | EEatR, MWhrs | 8.5798e-07 | 2.0532e-06 | 4.9143e-06 | 8.5273e-06 | 1.1917e-05 | 1.5754e-05 | 2.0041e-05 | 2.5876e-05 | 3.5703e-05 | 5.0627e-05 | 6.7238e-05 | 8.4122e-05 | 8.4122e-05 | 8.4122e-05 | 8.4122e-05 | 8.4122e-05 | 8.4122e-05 | 8.4122e-05 | 8.4122e-05 | 8.4122e-05 | 8.4122e-05 | 8.4122e-05 | 8.4122e-05 | 8.4122e-05 | 8.4122e-05 | 8.4122e-05 | 8.4122e-05
ENERGY AT RISK: CP
[5 empty] | 2024 | 2025 | 2026 | 2027 | 2028 | 2029 | 2030 | 2031 | 2032 | 2033 | 2034 | 2035 | 2036 | 2037 | 2038 | 2039 | 2040 | 2041 | 2042 | 2043 | 2044 | 2045 | 2046 | 2047 | 2048 | 2049 | 2050
Summary
50% PoE | N |  |  | Total EatR, MWhrs | 0 | 0.07364 | 0.50055 | 1.0214 | 0 | 0 | 0 | 0 | 0 | 0 | 0 | 0 | 0 | 0 | 0 | 0 | 0 | 0 | 0 | 0 | 0 | 0 | 0 | 0 | 0 | 0 | 0
50% PoE | N-1 |  |  | Total EatR, MWhrs | 0 | 0 | 0 | 0 | 0 | 0 | 0 | 0 | 0 | 0 | 0 | 0 | 0 | 0 | 0 | 0 | 0 | 0 | 0 | 0 | 0 | 0 | 0 | 0 | 0 | 0 | 0
10% LAR | N |  |  | Total EatR, MWhrs | 0.51125 | 1.2794 | 3.1983 | 5.6589 | 0 | 0 | 0 | 0 | 0 | 0 | 0 | 0 | 0 | 0 | 0 | 0 | 0 | 0 | 0 | 0 | 0 | 0 | 0 | 0 | 0 | 0 | 0
10% LAR | N-1 |  |  | Total EatR, MWhrs | 5.7286e-06 | 1.4684e-05 | 3.7517e-05 | 6.7003e-05 | 0 | 0 | 0 | 0 | 0 | 0 | 0 | 0 | 0 | 0 | 0 | 0 | 0 | 0 | 0 | 0 | 0 | 0 | 0 | 0 | 0 | 0 | 0
50% PoE | N |  |  | Total EEatR, MWhrs | 0 | 0.07364 | 0.50055 | 1.0214 | 0 | 0 | 0 | 0 | 0 | 0 | 0 | 0 | 0 | 0 | 0 | 0 | 0 | 0 | 0 | 0 | 0 | 0 | 0 | 0 | 0 | 0 | 0
50% PoE | N-1 |  |  | Total EEatR, MWhrs | 0 | 0 | 0 | 0 | 0 | 0 | 0 | 0 | 0 | 0 | 0 | 0 | 0 | 0 | 0 | 0 | 0 | 0 | 0 | 0 | 0 | 0 | 0 | 0 | 0 | 0 | 0
10% LAR | N |  |  | Total EEatR, MWhrs | 0.51125 | 1.2794 | 3.1983 | 5.6589 | 0 | 0 | 0 | 0 | 0 | 0 | 0 | 0 | 0 | 0 | 0 | 0 | 0 | 0 | 0 | 0 | 0 | 0 | 0 | 0 | 0 | 0 | 0
10% LAR | N-1 |  |  | Total EEatR, MWhrs | 2.145e-07 | 5.4981e-07 | 1.4048e-06 | 2.5088e-06 | 0 | 0 | 0 | 0 | 0 | 0 | 0 | 0 | 0 | 0 | 0 | 0 | 0 | 0 | 0 | 0 | 0 | 0 | 0 | 0 | 0 | 0 | 0
3.744%
Transfers | ON
MLN021 | 50% PoE | 2.449% |  | MW | 3.239 | 3.4128 | 3.6024 | 3.6972 | 3.7683 | 3.8394 | 3.8947 | 3.9579 | 4.0448 | 4.1317 | 4.1949 | 4.2265 | 4.2265 | 4.2265 | 4.2265 | 4.2265 | 4.2265 | 4.2265 | 4.2265 | 4.2265 | 4.2265 | 4.2265 | 4.2265 | 4.2265 | 4.2265 | 4.2265 | 4.2265
Summer | load pf | 0.99998 |  | MVAr | 0.019122 | 0.020148 | 0.021267 | 0.021827 | 0.022246 | 0.022666 | 0.022993 | 0.023366 | 0.023879 | 0.024392 | 0.024765 | 0.024951 | 0.024951 | 0.024951 | 0.024951 | 0.024951 | 0.024951 | 0.024951 | 0.024951 | 0.024951 | 0.024951 | 0.024951 | 0.024951 | 0.024951 | 0.024951 | 0.024951 | 0.024951
|  |  |  | MVA | 3.2391 | 3.4129 | 3.6025 | 3.6973 | 3.7684 | 3.8395 | 3.8948 | 3.958 | 4.0449 | 4.1318 | 4.195 | 4.2266 | 4.2266 | 4.2266 | 4.2266 | 4.2266 | 4.2266 | 4.2266 | 4.2266 | 4.2266 | 4.2266 | 4.2266 | 4.2266 | 4.2266 | 4.2266 | 4.2266 | 4.2266
|  |  |  | MVA | 3.2391 | 3.4129 | 3.6025 | 3.6973 | 3.7684 | 3.8395 | 3.8948 | 3.958 | 4.0449 | 4.1318 | 4.195 | 4.2266 | 4.2266 | 4.2266 | 4.2266 | 4.2266 | 4.2266 | 4.2266 | 4.2266 | 4.2266 | 4.2266 | 4.2266 | 4.2266 | 4.2266 | 4.2266 | 4.2266 | 4.2266
50% PoE | N | CR |  | MVA | 3.6 | 3.6 | 3.6 | 3.6 | 5.7 | 5.7 | 5.7 | 5.7 | 5.7 | 5.7 | 5.7 | 5.7 | 5.7 | 5.7 | 5.7 | 5.7 | 5.7 | 5.7 | 5.7 | 5.7 | 5.7 | 5.7 | 5.7 | 5.7 | 5.7 | 5.7 | 5.7
50% PoE | N-1 | CR |  | MVA | 3.6 | 3.6 | 3.6 | 3.6 | 5.7 | 5.7 | 5.7 | 5.7 | 5.7 | 5.7 | 5.7 | 5.7 | 5.7 | 5.7 | 5.7 | 5.7 | 5.7 | 5.7 | 5.7 | 5.7 | 5.7 | 5.7 | 5.7 | 5.7 | 5.7 | 5.7 | 5.7
50% LAR | N |  |  | Ratio Rating/Load | 1.1114 | 1.0548 | 0.99931 | 0.97369 | 1.5126 | 1.4846 | 1.4635 | 1.4401 | 1.4092 | 1.3796 | 1.3588 | 1.3486 | 1.3486 | 1.3486 | 1.3486 | 1.3486 | 1.3486 | 1.3486 | 1.3486 | 1.3486 | 1.3486 | 1.3486 | 1.3486 | 1.3486 | 1.3486 | 1.3486 | 1.3486
50% LAR | N-1 |  |  | Ratio Rating/Load | 1.1114 | 1.0548 | 0.99931 | 0.97369 | 1.5126 | 1.4846 | 1.4635 | 1.4401 | 1.4092 | 1.3796 | 1.3588 | 1.3486 | 1.3486 | 1.3486 | 1.3486 | 1.3486 | 1.3486 | 1.3486 | 1.3486 | 1.3486 | 1.3486 | 1.3486 | 1.3486 | 1.3486 | 1.3486 | 1.3486 | 1.3486
Load tan Phi |  | 0.0059036 |  |  | 0.0059036 | 0.0059036 | 0.0059036 | 0.0059036 | 0.0059036 | 0.0059036 | 0.0059036 | 0.0059036 | 0.0059036 | 0.0059036 | 0.0059036 | 0.0059036 | 0.0059036 | 0.0059036 | 0.0059036 | 0.0059036 | 0.0059036 | 0.0059036 | 0.0059036 | 0.0059036 | 0.0059036 | 0.0059036 | 0.0059036 | 0.0059036 | 0.0059036 | 0.0059036 | 0.0059036
Cap |  | 0 |  | MVAr | 0 | 0 | 0 | 0 | 0 | 0 | 0 | 0 | 0 | 0 | 0 | 0 | 0 | 0 | 0 | 0 | 0 | 0 | 0 | 0 | 0 | 0 | 0 | 0 | 0 | 0 | 0
10% PoE | 10%/50% | 1.1098 |  | MVA | 3.5946 | 3.7874 | 3.9978 | 4.1031 | 4.182 | 4.2609 | 4.3222 | 4.3924 | 4.4888 | 4.5852 | 4.6554 | 4.6905 | 4.6905 | 4.6905 | 4.6905 | 4.6905 | 4.6905 | 4.6905 | 4.6905 | 4.6905 | 4.6905 | 4.6905 | 4.6905 | 4.6905 | 4.6905 | 4.6905 | 4.6905
10% PoE | N | CR |  | MVA | 3.6 | 3.6 | 3.6 | 3.6 | 5.7 | 5.7 | 5.7 | 5.7 | 5.7 | 5.7 | 5.7 | 5.7 | 5.7 | 5.7 | 5.7 | 5.7 | 5.7 | 5.7 | 5.7 | 5.7 | 5.7 | 5.7 | 5.7 | 5.7 | 5.7 | 5.7 | 5.7
10% PoE | N-1 | CR |  | MVA | 3.6 | 3.6 | 3.6 | 3.6 | 5.7 | 5.7 | 5.7 | 5.7 | 5.7 | 5.7 | 5.7 | 5.7 | 5.7 | 5.7 | 5.7 | 5.7 | 5.7 | 5.7 | 5.7 | 5.7 | 5.7 | 5.7 | 5.7 | 5.7 | 5.7 | 5.7 | 5.7
10% LAR | N |  |  | Ratio Rating/Load | 1.0015 | 0.95051 | 0.90048 | 0.87739 | 1.363 | 1.3377 | 1.3188 | 1.2977 | 1.2698 | 1.2431 | 1.2244 | 1.2152 | 1.2152 | 1.2152 | 1.2152 | 1.2152 | 1.2152 | 1.2152 | 1.2152 | 1.2152 | 1.2152 | 1.2152 | 1.2152 | 1.2152 | 1.2152 | 1.2152 | 1.2152
10% LAR | N-1 |  |  | Ratio Rating/Load | 1.0015 | 0.95051 | 0.90048 | 0.87739 | 1.363 | 1.3377 | 1.3188 | 1.2977 | 1.2698 | 1.2431 | 1.2244 | 1.2152 | 1.2152 | 1.2152 | 1.2152 | 1.2152 | 1.2152 | 1.2152 | 1.2152 | 1.2152 | 1.2152 | 1.2152 | 1.2152 | 1.2152 | 1.2152 | 1.2152 | 1.2152
50% PoE | N |  |  | EatR, MWhrs | 0 | 0 | 0.0024857 | 0.097273 | 0 | 0 | 0 | 0 | 0 | 0 | 0 | 0 | 0 | 0 | 0 | 0 | 0 | 0 | 0 | 0 | 0 | 0 | 0 | 0 | 0 | 0 | 0
50% PoE | N-1 |  |  | EatR, MWhrs | 0 | 0 | 0 | 0 | 0 | 0 | 0 | 0 | 0 | 0 | 0 | 0 | 0 | 0 | 0 | 0 | 0 | 0 | 0 | 0 | 0 | 0 | 0 | 0 | 0 | 0 | 0
10% LAR | N |  |  | EatR, MWhrs | 0 | 0.22388 | 1.0801 | 2.3111 | 0 | 0 | 0 | 0 | 0 | 0 | 0 | 0 | 0 | 0 | 0 | 0 | 0 | 0 | 0 | 0 | 0 | 0 | 0 | 0 | 0 | 0 | 0
10% LAR | N-1 |  |  | EatR, MWhrs | 0 | 3.9013e-06 | 1.8821e-05 | 4.0273e-05 | 0 | 0 | 0 | 0 | 0 | 0 | 0 | 0 | 0 | 0 | 0 | 0 | 0 | 0 | 0 | 0 | 0 | 0 | 0 | 0 | 0 | 0 | 0
No of Tx | bar: 2024 to 2050
50% PoE | N | 1 |  | EEatR, MWhrs | 0 | 0 | 0.0024857 | 0.097273 | 0 | 0 | 0 | 0 | 0 | 0 | 0 | 0 | 0 | 0 | 0 | 0 | 0 | 0 | 0 | 0 | 0 | 0 | 0 | 0 | 0 | 0 | 0
50% PoE | N-1 |  |  | EEatR, MWhrs | 0 | 0 | 0 | 0 | 0 | 0 | 0 | 0 | 0 | 0 | 0 | 0 | 0 | 0 | 0 | 0 | 0 | 0 | 0 | 0 | 0 | 0 | 0 | 0 | 0 | 0 | 0
10% LAR | N | 1 |  | EEatR, MWhrs | 0 | 0.22388 | 1.0801 | 2.3111 | 0 | 0 | 0 | 0 | 0 | 0 | 0 | 0 | 0 | 0 | 0 | 0 | 0 | 0 | 0 | 0 | 0 | 0 | 0 | 0 | 0 | 0 | 0
10% LAR | N-1 | 3.744% |  | EEatR, MWhrs | 0 | 1.4607e-07 | 7.0471e-07 | 1.5079e-06 | 0 | 0 | 0 | 0 | 0 | 0 | 0 | 0 | 0 | 0 | 0 | 0 | 0 | 0 | 0 | 0 | 0 | 0 | 0 | 0 | 0 | 0 | 0
MLN021 | 50% PoE | 3.124% |  | MW | 3.5313 | 3.713 | 3.9144 | 4.0685 | 4.183 | 4.2936 | 4.3964 | 4.507 | 4.6373 | 4.7716 | 4.8743 | 4.9533 | 4.9533 | 4.9533 | 4.9533 | 4.9533 | 4.9533 | 4.9533 | 4.9533 | 4.9533 | 4.9533 | 4.9533 | 4.9533 | 4.9533 | 4.9533 | 4.9533 | 4.9533
Winter | load pf | 0.99999 |  | MVAr | 0.016717 | 0.017577 | 0.018531 | 0.01926 | 0.019802 | 0.020326 | 0.020812 | 0.021336 | 0.021953 | 0.022589 | 0.023075 | 0.023449 | 0.023449 | 0.023449 | 0.023449 | 0.023449 | 0.023449 | 0.023449 | 0.023449 | 0.023449 | 0.023449 | 0.023449 | 0.023449 | 0.023449 | 0.023449 | 0.023449 | 0.023449
|  |  |  | MVA | 3.5313 | 3.713 | 3.9145 | 4.0685 | 4.1831 | 4.2937 | 4.3964 | 4.507 | 4.6374 | 4.7717 | 4.8744 | 4.9534 | 4.9534 | 4.9534 | 4.9534 | 4.9534 | 4.9534 | 4.9534 | 4.9534 | 4.9534 | 4.9534 | 4.9534 | 4.9534 | 4.9534 | 4.9534 | 4.9534 | 4.9534
|  |  |  | MVA | 3.5313 | 3.713 | 3.9145 | 4.0685 | 4.1831 | 4.2937 | 4.3964 | 4.507 | 4.6374 | 4.7717 | 4.8744 | 4.9534 | 4.9534 | 4.9534 | 4.9534 | 4.9534 | 4.9534 | 4.9534 | 4.9534 | 4.9534 | 4.9534 | 4.9534 | 4.9534 | 4.9534 | 4.9534 | 4.9534 | 4.9534
50% PoE | N | CR |  | MVA | 3.6 | 3.6 | 3.6 | 3.6 | 5.7 | 5.7 | 5.7 | 5.7 | 5.7 | 5.7 | 5.7 | 5.7 | 5.7 | 5.7 | 5.7 | 5.7 | 5.7 | 5.7 | 5.7 | 5.7 | 5.7 | 5.7 | 5.7 | 5.7 | 5.7 | 5.7 | 5.7
50% PoE | N-1 | CR |  | MVA | 3.6 | 3.6 | 3.6 | 3.6 | 5.7 | 5.7 | 5.7 | 5.7 | 5.7 | 5.7 | 5.7 | 5.7 | 5.7 | 5.7 | 5.7 | 5.7 | 5.7 | 5.7 | 5.7 | 5.7 | 5.7 | 5.7 | 5.7 | 5.7 | 5.7 | 5.7 | 5.7
50% LAR | N |  |  | Ratio Rating/Load | 1.0194 | 0.96955 | 0.91965 | 0.88483 | 1.3626 | 1.3275 | 1.2965 | 1.2647 | 1.2291 | 1.1946 | 1.1694 | 1.1507 | 1.1507 | 1.1507 | 1.1507 | 1.1507 | 1.1507 | 1.1507 | 1.1507 | 1.1507 | 1.1507 | 1.1507 | 1.1507 | 1.1507 | 1.1507 | 1.1507 | 1.1507
50% LAR | N-1 |  |  | Ratio Rating/Load | 1.0194 | 0.96955 | 0.91965 | 0.88483 | 1.3626 | 1.3275 | 1.2965 | 1.2647 | 1.2291 | 1.1946 | 1.1694 | 1.1507 | 1.1507 | 1.1507 | 1.1507 | 1.1507 | 1.1507 | 1.1507 | 1.1507 | 1.1507 | 1.1507 | 1.1507 | 1.1507 | 1.1507 | 1.1507 | 1.1507 | 1.1507
Load tan Phi |  | 0.004734 |  | MVA | 0.004734 | 0.004734 | 0.004734 | 0.004734 | 0.004734 | 0.004734 | 0.004734 | 0.004734 | 0.004734 | 0.004734 | 0.004734 | 0.004734 | 0.004734 | 0.004734 | 0.004734 | 0.004734 | 0.004734 | 0.004734 | 0.004734 | 0.004734 | 0.004734 | 0.004734 | 0.004734 | 0.004734 | 0.004734 | 0.004734 | 0.004734
Cap |  | 0 |  | MVAr | 0 | 0 | 0 | 0 | 0 | 0 | 0 | 0 | 0 | 0 | 0 | 0 | 0 | 0 | 0 | 0 | 0 | 0 | 0 | 0 | 0 | 0 | 0 | 0 | 0 | 0 | 0
10% PoE | 10%/50% | 1.1096 |  | MVA | 3.9184 | 4.1201 | 4.3436 | 4.5145 | 4.6416 | 4.7644 | 4.8783 | 5.001 | 5.1457 | 5.2947 | 5.4087 | 5.4963 | 5.4963 | 5.4963 | 5.4963 | 5.4963 | 5.4963 | 5.4963 | 5.4963 | 5.4963 | 5.4963 | 5.4963 | 5.4963 | 5.4963 | 5.4963 | 5.4963 | 5.4963
10% PoE | N | CR |  | MVA | 3.6 | 3.6 | 3.6 | 3.6 | 5.7 | 5.7 | 5.7 | 5.7 | 5.7 | 5.7 | 5.7 | 5.7 | 5.7 | 5.7 | 5.7 | 5.7 | 5.7 | 5.7 | 5.7 | 5.7 | 5.7 | 5.7 | 5.7 | 5.7 | 5.7 | 5.7 | 5.7
10% PoE | N-1 | CR |  | MVA | 3.6 | 3.6 | 3.6 | 3.6 | 5.7 | 5.7 | 5.7 | 5.7 | 5.7 | 5.7 | 5.7 | 5.7 | 5.7 | 5.7 | 5.7 | 5.7 | 5.7 | 5.7 | 5.7 | 5.7 | 5.7 | 5.7 | 5.7 | 5.7 | 5.7 | 5.7 | 5.7
10% LAR | N |  |  | Ratio Rating/Load | 0.91873 | 0.87377 | 0.8288 | 0.79742 | 1.228 | 1.1964 | 1.1684 | 1.1398 | 1.1077 | 1.0765 | 1.0539 | 1.0371 | 1.0371 | 1.0371 | 1.0371 | 1.0371 | 1.0371 | 1.0371 | 1.0371 | 1.0371 | 1.0371 | 1.0371 | 1.0371 | 1.0371 | 1.0371 | 1.0371 | 1.0371
10% LAR | N-1 |  |  | Ratio Rating/Load | 0.91873 | 0.87377 | 0.8288 | 0.79742 | 1.228 | 1.1964 | 1.1684 | 1.1398 | 1.1077 | 1.0765 | 1.0539 | 1.0371 | 1.0371 | 1.0371 | 1.0371 | 1.0371 | 1.0371 | 1.0371 | 1.0371 | 1.0371 | 1.0371 | 1.0371 | 1.0371 | 1.0371 | 1.0371 | 1.0371 | 1.0371
50% PoE | N |  |  | EatR, MWhrs | 0 | 0.29456 | 1.9997 | 3.9885 | 0 | 0 | 0 | 0 | 0 | 0 | 0 | 0 | 0 | 0 | 0 | 0 | 0 | 0 | 0 | 0 | 0 | 0 | 0 | 0 | 0 | 0 | 0
50% PoE | N-1 |  |  | EatR, MWhrs | 0 | 0 | 0 | 0 | 0 | 0 | 0 | 0 | 0 | 0 | 0 | 0 | 0 | 0 | 0 | 0 | 0 | 0 | 0 | 0 | 0 | 0 | 0 | 0 | 0 | 0 | 0
10% LAR | N |  |  | EatR, MWhrs | 2.045 | 4.8937 | 11.7131 | 20.3246 | 0 | 0 | 0 | 0 | 0 | 0 | 0 | 0 | 0 | 0 | 0 | 0 | 0 | 0 | 0 | 0 | 0 | 0 | 0 | 0 | 0 | 0 | 0
10% LAR | N-1 |  |  | EatR, MWhrs | 2.2914e-05 | 5.4835e-05 | 0.00013125 | 0.00022774 | 0 | 0 | 0 | 0 | 0 | 0 | 0 | 0 | 0 | 0 | 0 | 0 | 0 | 0 | 0 | 0 | 0 | 0 | 0 | 0 | 0 | 0 | 0
No of Tx | bar: 2024 to 2050
50% PoE | N | 1 |  | EEatR, MWhrs | 0 | 0.29456 | 1.9997 | 3.9885 | 0 | 0 | 0 | 0 | 0 | 0 | 0 | 0 | 0 | 0 | 0 | 0 | 0 | 0 | 0 | 0 | 0 | 0 | 0 | 0 | 0 | 0 | 0
50% PoE | N-1 | 3.744% |  | EEatR, MWhrs | 0 | 0 | 0 | 0 | 0 | 0 | 0 | 0 | 0 | 0 | 0 | 0 | 0 | 0 | 0 | 0 | 0 | 0 | 0 | 0 | 0 | 0 | 0 | 0 | 0 | 0 | 0
10% LAR | N | 1 |  | EEatR, MWhrs | 2.045 | 4.8937 | 11.7131 | 20.3246 | 0 | 0 | 0 | 0 | 0 | 0 | 0 | 0 | 0 | 0 | 0 | 0 | 0 | 0 | 0 | 0 | 0 | 0 | 0 | 0 | 0 | 0 | 0
10% LAR | N-1 | 3.744% |  | EEatR, MWhrs | 8.5798e-07 | 2.0532e-06 | 4.9143e-06 | 8.5273e-06 | 0 | 0 | 0 | 0 | 0 | 0 | 0 | 0 | 0 | 0 | 0 | 0 | 0 | 0 | 0 | 0 | 0 | 0 | 0 | 0 | 0 | 0 | 0
LDC
Summer (Oct to Mar) |  | Winter (Apr to Sep)
MW pu | MVA pu | MW pu | MVA pu
1 |  | 1
0.96013 |  | 0.99013
0.9351 |  | 0.98447
0.92714 |  | 0.97864
0.91907 |  | 0.97384
0.91395 |  | 0.96243
0.91023 |  | 0.96019
0.90557 |  | 0.95428
0.90328 |  | 0.9477
0.89824 |  | 0.93866
0.89602 |  | 0.93572
0.8937 |  | 0.92059
0.89179 |  | 0.91276
0.8893 |  | 0.89556
0.88059 |  | 0.89175
0.87607 |  | 0.88929
0.87117 |  | 0.88643
0.86889 |  | 0.88141
0.86577 |  | 0.87996
0.86089 |  | 0.87731
0.85245 |  | 0.87584
0.84971 |  | 0.87237
0.8484 |  | 0.86791
0.84476 |  | 0.86564
0.84302 |  | 0.86427
0.83648 |  | 0.86247
0.83257 |  | 0.86023
0.83015 |  | 0.85779
0.82795 |  | 0.85722
0.82655 |  | 0.85625
0.82344 |  | 0.85542
0.8212 |  | 0.85394
0.81816 |  | 0.85277
0.817 |  | 0.85024
0.81511 |  | 0.84837
0.81394 |  | 0.84691
0.80936 |  | 0.84626
0.80685 |  | 0.84523
0.80593 |  | 0.84381
0.80528 |  | 0.84249
0.80374 |  | 0.83994
0.80276 |  | 0.83886
0.79974 |  | 0.83796
0.79773 |  | 0.83643
0.796 |  | 0.83609
0.79474 |  | 0.8355
0.79332 |  | 0.83414
0.79267 |  | 0.83206
0.79152 |  | 0.83037
0.7907 |  | 0.82787
0.78869 |  | 0.82667
0.78684 |  | 0.82431
0.78604 |  | 0.82183
0.78447 |  | 0.82093
0.7831 |  | 0.81974
0.78279 |  | 0.81841
0.7812 |  | 0.81661
0.77991 |  | 0.81344
0.77604 |  | 0.8118
0.7751 |  | 0.81081
0.77192 |  | 0.80698
0.77026 |  | 0.80526
0.76902 |  | 0.80141
0.76773 |  | 0.80069
0.76579 |  | 0.79945
0.76456 |  | 0.79772
0.76367 |  | 0.79618
0.76319 |  | 0.79378
0.76193 |  | 0.79246
0.76094 |  | 0.79142
0.75973 |  | 0.79085
0.75887 |  | 0.7896
0.75724 |  | 0.78918
0.75579 |  | 0.78827
0.75523 |  | 0.7869
0.75458 |  | 0.7853
0.75376 |  | 0.78444
0.7532 |  | 0.78227
0.7518 |  | 0.78134
0.74979 |  | 0.78065
0.74744 |  | 0.77712
0.7466 |  | 0.77464
0.7456 |  | 0.77071
0.74403 |  | 0.76995
0.74326 |  | 0.76869
0.74281 |  | 0.76795
0.74216 |  | 0.76738
0.74166 |  | 0.766
0.7409 |  | 0.76545
0.73959 |  | 0.76483
0.73885 |  | 0.7641
0.7378 |  | 0.76113
0.73696 |  | 0.76062
0.73559 |  | 0.75977
0.73479 |  | 0.75824
0.73427 |  | 0.75725
0.7335 |  | 0.75624
0.73258 |  | 0.75574
0.73205 |  | 0.75529
0.73077 |  | 0.7547
0.73005 |  | 0.75418
0.72935 |  | 0.75353
0.72896 |  | 0.7513
0.72813 |  | 0.75069
0.72663 |  | 0.75006
0.72476 |  | 0.74805
0.7245 |  | 0.74745
0.72418 |  | 0.74647
0.72373 |  | 0.74525
0.72312 |  | 0.74423
0.72284 |  | 0.74397
0.72254 |  | 0.7435
0.72208 |  | 0.74256
0.72143 |  | 0.74232
0.72068 |  | 0.7416
0.72016 |  | 0.74085
0.71969 |  | 0.74031
0.71943 |  | 0.7401
0.71884 |  | 0.73968
0.71856 |  | 0.73952
0.71828 |  | 0.73784
0.7176 |  | 0.73748
0.71646 |  | 0.73634
0.71602 |  | 0.73593
0.7156 |  | 0.735
0.71499 |  | 0.73443
0.7141 |  | 0.73401
0.71361 |  | 0.73333
0.71287 |  | 0.73291
0.7122 |  | 0.73254
0.71171 |  | 0.73207
0.71156 |  | 0.73178
0.71096 |  | 0.73153
0.71045 |  | 0.73051
0.71002 |  | 0.72999
0.70906 |  | 0.72958
0.70814 |  | 0.72939
0.7077 |  | 0.72898
0.70717 |  | 0.72884
0.70672 |  | 0.7286
0.70591 |  | 0.72796
0.70523 |  | 0.72747
0.70486 |  | 0.72696
0.70421 |  | 0.72669
0.70361 |  | 0.72628
0.70313 |  | 0.7261
0.70256 |  | 0.72565
0.70214 |  | 0.72553
0.7017 |  | 0.72533
0.70118 |  | 0.72505
0.70041 |  | 0.72482
0.69969 |  | 0.72469
0.69946 |  | 0.72464
0.69924 |  | 0.72435
0.6989 |  | 0.72395
0.69756 |  | 0.72369
0.6972 |  | 0.72345
0.69659 |  | 0.72291
0.69583 |  | 0.72284
0.69557 |  | 0.72244
0.6951 |  | 0.72218
0.69451 |  | 0.72172
0.69367 |  | 0.7213
0.69294 |  | 0.72099
0.69252 |  | 0.72086
0.69225 |  | 0.72046
0.69205 |  | 0.72033
0.69173 |  | 0.72005
0.69128 |  | 0.71966
0.69089 |  | 0.71933
0.69054 |  | 0.7191
0.68992 |  | 0.71886
0.68961 |  | 0.7185
0.68889 |  | 0.71816
0.68849 |  | 0.71766
0.68791 |  | 0.71736
0.68768 |  | 0.71715
0.6874 |  | 0.71699
0.68697 |  | 0.7168
0.68531 |  | 0.7166
0.68499 |  | 0.71646
0.68424 |  | 0.71626
0.68314 |  | 0.7162
0.68296 |  | 0.71589
0.68269 |  | 0.71555
0.68181 |  | 0.71529
0.68095 |  | 0.71499
0.68017 |  | 0.71469
0.67946 |  | 0.71449
0.67905 |  | 0.71403
0.67839 |  | 0.71387
0.67706 |  | 0.71375
0.67687 |  | 0.71353
0.67642 |  | 0.71338
0.67591 |  | 0.71284
0.67521 |  | 0.71269
0.67363 |  | 0.71249
0.67297 |  | 0.7122
0.67253 |  | 0.71212
0.6717 |  | 0.71183
0.67134 |  | 0.71161
0.67049 |  | 0.71138
0.66958 |  | 0.71129
0.6692 |  | 0.71096
0.66869 |  | 0.71074
0.66773 |  | 0.71034
0.6668 |  | 0.71022
0.66613 |  | 0.70994
0.66549 |  | 0.70967
0.66499 |  | 0.70948
0.66445 |  | 0.70935
0.66425 |  | 0.70876
0.66365 |  | 0.70831
0.66352 |  | 0.70784
0.66293 |  | 0.70771
0.66237 |  | 0.70748
0.66226 |  | 0.70722
0.66201 |  | 0.70686
0.66183 |  | 0.70655
0.66102 |  | 0.70638
0.66048 |  | 0.70628
0.65993 |  | 0.70619
0.65972 |  | 0.70589
0.6593 |  | 0.70567
0.65908 |  | 0.70547
0.65742 |  | 0.70514
0.65675 |  | 0.70484
0.65637 |  | 0.70469
0.65583 |  | 0.70447
0.65511 |  | 0.70435
0.65493 |  | 0.70418
0.65478 |  | 0.70401
0.65435 |  | 0.70382
0.6541 |  | 0.70354
0.6538 |  | 0.70336
0.65322 |  | 0.70307
0.65261 |  | 0.70284
0.65221 |  | 0.70257
0.65163 |  | 0.70236
0.6512 |  | 0.70222
0.65061 |  | 0.7018
0.65035 |  | 0.70165
0.64977 |  | 0.70146
0.64919 |  | 0.70131
0.64887 |  | 0.70105
0.64847 |  | 0.70087
0.64823 |  | 0.70056
0.64776 |  | 0.70032
0.6473 |  | 0.69991
0.64648 |  | 0.69983
0.64582 |  | 0.69978
0.64541 |  | 0.69961
0.64509 |  | 0.69948
0.64463 |  | 0.69925
0.64412 |  | 0.69901
0.64367 |  | 0.69888
0.6434 |  | 0.69872
0.6431 |  | 0.69845
0.64265 |  | 0.69828
0.64191 |  | 0.6981
0.64132 |  | 0.69792
0.64102 |  | 0.69756
0.6405 |  | 0.69728
0.64002 |  | 0.69709
0.63962 |  | 0.69694
0.63921 |  | 0.69678
0.63875 |  | 0.69653
0.63853 |  | 0.6964
0.63836 |  | 0.69623
0.63793 |  | 0.69595
0.63747 |  | 0.69592
0.63724 |  | 0.69581
0.63676 |  | 0.69575
0.63661 |  | 0.69548
0.6363 |  | 0.69544
0.63573 |  | 0.69519
0.63553 |  | 0.69509
0.63518 |  | 0.69501
0.63485 |  | 0.69497
0.63458 |  | 0.69481
0.63408 |  | 0.6946
0.63367 |  | 0.69452
0.63298 |  | 0.69437
0.63271 |  | 0.69414
0.6324 |  | 0.69398
0.63182 |  | 0.69393
0.63145 |  | 0.6938
0.63093 |  | 0.69367
0.63066 |  | 0.6935
0.63046 |  | 0.69339
0.63016 |  | 0.6933
0.62995 |  | 0.69312
0.62946 |  | 0.69303
0.62902 |  | 0.6929
0.6287 |  | 0.69271
0.62847 |  | 0.69263
0.62771 |  | 0.69246
0.62754 |  | 0.6923
0.62686 |  | 0.69219
0.62674 |  | 0.69211
0.62643 |  | 0.69195
0.62619 |  | 0.69183
0.62585 |  | 0.69169
0.62538 |  | 0.69159
0.62516 |  | 0.69146
0.6251 |  | 0.69139
0.62468 |  | 0.69125
0.6245 |  | 0.69102
0.62396 |  | 0.69085
0.62369 |  | 0.69073
0.6235 |  | 0.69068
0.62322 |  | 0.69054
0.62262 |  | 0.69037
0.62231 |  | 0.69009
0.62222 |  | 0.68993
0.62171 |  | 0.68981
0.62098 |  | 0.68965
0.62075 |  | 0.68956
0.62054 |  | 0.68938
0.62045 |  | 0.68931
0.62008 |  | 0.68909
0.61956 |  | 0.68883
0.6192 |  | 0.68878
0.61878 |  | 0.68856
0.61855 |  | 0.6885
0.61845 |  | 0.68833
0.61823 |  | 0.68807
0.61778 |  | 0.68796
0.61762 |  | 0.6879
0.61742 |  | 0.68772
0.61728 |  | 0.6875
0.61686 |  | 0.68742
0.61638 |  | 0.68728
0.61597 |  | 0.68724
0.61578 |  | 0.68716
0.61571 |  | 0.68702
0.61526 |  | 0.68692
0.61498 |  | 0.68683
0.61476 |  | 0.68678
0.61454 |  | 0.68674
0.61416 |  | 0.6866
0.61401 |  | 0.68649
0.61385 |  | 0.68637
0.61347 |  | 0.68629
0.61306 |  | 0.686
0.61291 |  | 0.68579
0.61272 |  | 0.68575
0.61242 |  | 0.68564
0.61211 |  | 0.68542
0.61179 |  | 0.6853
0.61151 |  | 0.68522
0.61123 |  | 0.685
0.61062 |  | 0.68491
0.61026 |  | 0.68484
0.60993 |  | 0.68471
0.60964 |  | 0.68463
0.60939 |  | 0.68452
0.60906 |  | 0.68433
0.6089 |  | 0.68418
0.60873 |  | 0.68411
0.60858 |  | 0.68399
0.60835 |  | 0.68382
0.60805 |  | 0.68374
0.60778 |  | 0.68359
0.60767 |  | 0.68351
0.60735 |  | 0.68347
0.60701 |  | 0.6833
0.60673 |  | 0.68315
0.60664 |  | 0.68305
0.60639 |  | 0.68292
0.60619 |  | 0.68268
0.60579 |  | 0.68263
0.60558 |  | 0.68252
0.6054 |  | 0.68246
0.60516 |  | 0.6824
0.60475 |  | 0.68215
0.60454 |  | 0.68197
0.60436 |  | 0.68189
0.60417 |  | 0.68171
0.60397 |  | 0.6816
0.60374 |  | 0.68151
0.60341 |  | 0.68145
0.60317 |  | 0.68124
0.60281 |  | 0.68119
0.60253 |  | 0.68105
0.60226 |  | 0.68094
0.60201 |  | 0.68081
0.6019 |  | 0.68068
0.60171 |  | 0.68056
0.6015 |  | 0.68029
0.60117 |  | 0.68022
0.601 |  | 0.68009
0.60078 |  | 0.68007
0.60043 |  | 0.67995
0.60021 |  | 0.6799
0.59997 |  | 0.6798
0.59988 |  | 0.67974
0.5997 |  | 0.67963
0.59953 |  | 0.67957
0.59943 |  | 0.67946
0.59925 |  | 0.67931
0.59901 |  | 0.67928
0.59871 |  | 0.67921
0.59856 |  | 0.6791
0.59817 |  | 0.67902
0.59801 |  | 0.67886
0.59785 |  | 0.67874
0.59747 |  | 0.67862
0.59736 |  | 0.67845
0.59719 |  | 0.67836
0.59707 |  | 0.67823
0.59676 |  | 0.67816
0.59656 |  | 0.67798
0.59648 |  | 0.67789
0.59638 |  | 0.67778
0.59615 |  | 0.67769
0.59587 |  | 0.67759
0.59567 |  | 0.67756
0.59542 |  | 0.67743
0.59515 |  | 0.67739
0.5948 |  | 0.6773
0.59476 |  | 0.67717
0.59446 |  | 0.67706
0.59428 |  | 0.67697
0.59405 |  | 0.67694
0.59394 |  | 0.67692
0.59371 |  | 0.67688
0.59336 |  | 0.67682
0.59316 |  | 0.67676
0.59292 |  | 0.67671
0.59284 |  | 0.67669
0.59269 |  | 0.6766
0.59247 |  | 0.67653
0.59204 |  | 0.67643
0.59188 |  | 0.67637
0.59163 |  | 0.67632
0.59149 |  | 0.67628
0.59136 |  | 0.67624
0.5912 |  | 0.6762
0.59079 |  | 0.67612
0.59043 |  | 0.676
0.59031 |  | 0.67578
0.59012 |  | 0.67568
0.59 |  | 0.67543
0.58987 |  | 0.67539
0.58962 |  | 0.67529
0.58941 |  | 0.67524
0.58933 |  | 0.67516
0.58918 |  | 0.6751
0.58909 |  | 0.67504
0.58892 |  | 0.67496
0.58888 |  | 0.6749
0.58875 |  | 0.67484
0.58862 |  | 0.67477
0.58847 |  | 0.67467
0.58825 |  | 0.67451
0.58812 |  | 0.6744
0.588 |  | 0.67433
0.5879 |  | 0.67422
0.58778 |  | 0.67416
0.58768 |  | 0.67399
0.58753 |  | 0.67391
0.5873 |  | 0.67383
0.58724 |  | 0.67367
0.58713 |  | 0.67356
0.58689 |  | 0.6734
0.58663 |  | 0.6733
0.5864 |  | 0.67326
0.58625 |  | 0.67319
0.58615 |  | 0.67309
0.58599 |  | 0.67306
0.58576 |  | 0.67298
0.58563 |  | 0.67291
0.58555 |  | 0.67283
0.58538 |  | 0.67276
0.58506 |  | 0.67269
0.5848 |  | 0.67262
0.58467 |  | 0.67252
0.58433 |  | 0.67246
0.58419 |  | 0.67242
0.58403 |  | 0.67238
0.5838 |  | 0.67229
0.58363 |  | 0.67224
0.58352 |  | 0.67214
0.58321 |  | 0.67203
0.58308 |  | 0.67196
0.58291 |  | 0.67188
0.58286 |  | 0.67184
0.58268 |  | 0.67171
0.58259 |  | 0.67161
0.58231 |  | 0.67156
0.58216 |  | 0.67149
0.58202 |  | 0.67143
0.58185 |  | 0.67141
0.58136 |  | 0.67127
0.58123 |  | 0.67113
0.58116 |  | 0.67104
0.58095 |  | 0.67098
0.58062 |  | 0.67087
0.58054 |  | 0.67079
0.5804 |  | 0.6707
0.58023 |  | 0.67064
0.58005 |  | 0.67056
0.58 |  | 0.67051
0.5799 |  | 0.67044
0.57973 |  | 0.67036
0.57965 |  | 0.6703
0.57943 |  | 0.67025
0.57922 |  | 0.67017
0.57909 |  | 0.67009
0.57885 |  | 0.67004
0.5786 |  | 0.66994
0.57845 |  | 0.66984
0.57833 |  | 0.66974
0.57819 |  | 0.66966
0.5781 |  | 0.66957
0.57792 |  | 0.66947
0.57775 |  | 0.66942
0.57747 |  | 0.66941
0.57726 |  | 0.66933
0.57712 |  | 0.66929
0.57699 |  | 0.66917
0.57678 |  | 0.66909
0.57658 |  | 0.66902
0.57646 |  | 0.66898
0.57641 |  | 0.66892
0.57631 |  | 0.6688
0.57622 |  | 0.66872
0.57598 |  | 0.6686
0.57581 |  | 0.66852
0.57567 |  | 0.66844
0.57553 |  | 0.66838
0.57535 |  | 0.66825
0.57518 |  | 0.66816
0.57505 |  | 0.66811
0.57488 |  | 0.668
0.5748 |  | 0.66789
0.57463 |  | 0.66786
0.57456 |  | 0.66777
0.57443 |  | 0.66762
0.57435 |  | 0.66755
0.57425 |  | 0.66749
0.57415 |  | 0.66748
0.57402 |  | 0.66742
0.57378 |  | 0.66734
0.5736 |  | 0.66731
0.57355 |  | 0.66726
0.57322 |  | 0.6672
0.57306 |  | 0.66713
0.57292 |  | 0.66703
0.57283 |  | 0.667
0.57271 |  | 0.66694
0.57243 |  | 0.66676
0.57221 |  | 0.66669
0.57206 |  | 0.6666
0.57201 |  | 0.66654
0.57177 |  | 0.66649
0.57165 |  | 0.66635
0.57151 |  | 0.66615
0.5714 |  | 0.666
0.57127 |  | 0.66597
0.57103 |  | 0.66583
0.57087 |  | 0.66577
0.57079 |  | 0.66572
0.57067 |  | 0.66568
0.57047 |  | 0.66563
0.5702 |  | 0.66555
0.56994 |  | 0.66542
0.56968 |  | 0.66537
0.56963 |  | 0.66533
0.56952 |  | 0.6653
0.5694 |  | 0.66521
0.56925 |  | 0.66516
0.56919 |  | 0.66513
0.56898 |  | 0.66508
0.56892 |  | 0.66503
0.56882 |  | 0.66491
0.56873 |  | 0.66489
0.56867 |  | 0.66481
0.56857 |  | 0.6647
0.56842 |  | 0.6646
0.56827 |  | 0.66456
0.56802 |  | 0.66447
0.5679 |  | 0.66441
0.56774 |  | 0.66432
0.56761 |  | 0.66428
0.56755 |  | 0.66419
0.5674 |  | 0.66415
0.56732 |  | 0.6641
0.56729 |  | 0.66404
0.56696 |  | 0.66401
0.56668 |  | 0.66398
0.56655 |  | 0.66392
0.56638 |  | 0.66383
0.56627 |  | 0.66375
0.5661 |  | 0.66367
0.56593 |  | 0.66358
0.56578 |  | 0.66353
0.56561 |  | 0.66348
0.56541 |  | 0.66347
0.56522 |  | 0.66342
0.56513 |  | 0.66335
0.56487 |  | 0.66333
0.56462 |  | 0.66327
0.56438 |  | 0.66318
0.56425 |  | 0.66309
0.56419 |  | 0.663
0.56404 |  | 0.66298
0.56389 |  | 0.66283
0.56377 |  | 0.66275
0.56375 |  | 0.66258
0.56363 |  | 0.66256
0.56347 |  | 0.6625
0.56328 |  | 0.66242
0.56308 |  | 0.66232
0.56295 |  | 0.66229
0.5629 |  | 0.66223
0.56269 |  | 0.66213
0.56258 |  | 0.66206
0.56236 |  | 0.66193
0.56218 |  | 0.66191
0.56201 |  | 0.66183
0.56174 |  | 0.66179
0.56165 |  | 0.66171
0.56153 |  | 0.66167
0.5614 |  | 0.6616
0.56133 |  | 0.66156
0.5611 |  | 0.66152
0.56093 |  | 0.66147
0.56084 |  | 0.66143
0.56068 |  | 0.66134
0.56062 |  | 0.66128
0.56051 |  | 0.66122
0.5604 |  | 0.66119
0.56022 |  | 0.66104
0.56008 |  | 0.66097
0.55985 |  | 0.66092
0.5597 |  | 0.6608
0.55965 |  | 0.66071
0.55955 |  | 0.66068
0.55938 |  | 0.66063
0.55927 |  | 0.6605
0.55907 |  | 0.66042
0.5589 |  | 0.66038
0.55877 |  | 0.66029
0.55848 |  | 0.66025
0.55839 |  | 0.66014
0.55814 |  | 0.6601
0.55794 |  | 0.66005
0.55776 |  | 0.66
0.55757 |  | 0.65992
0.55734 |  | 0.65983
0.55723 |  | 0.65975
0.55715 |  | 0.65969
0.55706 |  | 0.65965
0.55702 |  | 0.65955
0.55686 |  | 0.65947
0.5567 |  | 0.65938
0.55665 |  | 0.65933
0.5566 |  | 0.65929
0.55651 |  | 0.65913
0.55643 |  | 0.65904
0.55637 |  | 0.659
0.55619 |  | 0.65894
0.55606 |  | 0.65887
0.55585 |  | 0.65881
0.55576 |  | 0.65872
0.55557 |  | 0.65862
0.55536 |  | 0.65852
0.55524 |  | 0.65849
0.55519 |  | 0.65843
0.55503 |  | 0.65831
0.55492 |  | 0.65831
0.5547 |  | 0.65823
0.55468 |  | 0.65815
0.55445 |  | 0.65812
0.55433 |  | 0.65807
0.55425 |  | 0.65797
0.55419 |  | 0.65793
0.55407 |  | 0.65789
0.55398 |  | 0.65783
0.55391 |  | 0.65773
0.55376 |  | 0.65771
0.55351 |  | 0.65766
0.5534 |  | 0.6576
0.55328 |  | 0.65757
0.55321 |  | 0.65753
0.55299 |  | 0.65745
0.55288 |  | 0.65741
0.55271 |  | 0.65736
0.55255 |  | 0.6573
0.55238 |  | 0.65725
0.55235 |  | 0.65719
0.55228 |  | 0.65714
0.55215 |  | 0.65701
0.55185 |  | 0.65694
0.55173 |  | 0.6569
0.55145 |  | 0.65683
0.55129 |  | 0.65679
0.55104 |  | 0.65673
0.55089 |  | 0.65668
0.55072 |  | 0.65663
0.55055 |  | 0.65656
0.55049 |  | 0.65647
0.55041 |  | 0.65645
0.55022 |  | 0.65634
0.55002 |  | 0.65625
0.54987 |  | 0.6562
0.54971 |  | 0.65614
0.54956 |  | 0.65607
0.54936 |  | 0.65599
0.54926 |  | 0.65585
0.54921 |  | 0.65582
0.54905 |  | 0.65577
0.54895 |  | 0.65574
0.54887 |  | 0.65569
0.54872 |  | 0.65562
0.5486 |  | 0.6556
0.54852 |  | 0.65553
0.54844 |  | 0.65549
0.54833 |  | 0.65545
0.54818 |  | 0.65542
0.54801 |  | 0.65537
0.54774 |  | 0.65529
0.54768 |  | 0.65527
0.54756 |  | 0.65519
0.54741 |  | 0.65518
0.54729 |  | 0.65515
0.54716 |  | 0.65508
0.54705 |  | 0.65502
0.54695 |  | 0.65496
0.5467 |  | 0.6549
0.54653 |  | 0.65485
0.54636 |  | 0.65483
0.54615 |  | 0.65482
0.54606 |  | 0.65478
0.54593 |  | 0.65471
0.54585 |  | 0.65465
0.54578 |  | 0.65457
0.54567 |  | 0.6545
0.54551 |  | 0.65447
0.54544 |  | 0.65442
0.54533 |  | 0.65439
0.54523 |  | 0.65427
0.54513 |  | 0.65422
0.54495 |  | 0.65415
0.54482 |  | 0.65409
0.5447 |  | 0.65405
0.54465 |  | 0.65398
0.54454 |  | 0.65391
0.54442 |  | 0.65383
0.54427 |  | 0.65381
0.54408 |  | 0.65376
0.54394 |  | 0.65363
0.54388 |  | 0.65361
0.54384 |  | 0.65353
0.54374 |  | 0.65347
0.54345 |  | 0.65343
0.54323 |  | 0.65332
0.54318 |  | 0.65328
0.54309 |  | 0.65323
0.54307 |  | 0.65311
0.54303 |  | 0.65309
0.54272 |  | 0.65304
0.5426 |  | 0.65292
0.54255 |  | 0.65285
0.54248 |  | 0.65284
0.5423 |  | 0.65276
0.54223 |  | 0.65273
0.54213 |  | 0.65265
0.54194 |  | 0.65261
0.54186 |  | 0.65252
0.5418 |  | 0.6525
0.54171 |  | 0.65244
0.54164 |  | 0.65241
0.54157 |  | 0.65238
0.54142 |  | 0.65232
0.54128 |  | 0.65223
0.5412 |  | 0.65218
0.54108 |  | 0.65215
0.54086 |  | 0.65208
0.54078 |  | 0.65206
0.54066 |  | 0.65199
0.54042 |  | 0.65194
0.54031 |  | 0.65182
0.54018 |  | 0.6518
0.54013 |  | 0.65175
0.53993 |  | 0.65168
0.53979 |  | 0.65165
0.53971 |  | 0.65158
0.5396 |  | 0.65154
0.53942 |  | 0.65147
0.53931 |  | 0.65141
0.53919 |  | 0.65132
0.53909 |  | 0.65129
0.53902 |  | 0.65119
0.53892 |  | 0.65114
0.53881 |  | 0.65106
0.53869 |  | 0.65102
0.53858 |  | 0.65096
0.53853 |  | 0.65091
0.53847 |  | 0.65086
0.53838 |  | 0.65086
0.5382 |  | 0.65077
0.53801 |  | 0.65075
0.53792 |  | 0.6507
0.53788 |  | 0.65064
0.53775 |  | 0.65063
0.53763 |  | 0.6506
0.53746 |  | 0.65056
0.53737 |  | 0.65051
0.5373 |  | 0.65049
0.53721 |  | 0.65043
0.53704 |  | 0.65033
0.53688 |  | 0.65026
0.53678 |  | 0.65021
0.53672 |  | 0.65015
0.53656 |  | 0.6501
0.53644 |  | 0.65005
0.53638 |  | 0.65002
0.53629 |  | 0.64986
0.53608 |  | 0.64984
0.53602 |  | 0.64979
0.53595 |  | 0.64972
0.53589 |  | 0.64962
0.53575 |  | 0.64952
0.53568 |  | 0.64947
0.5356 |  | 0.6494
0.53554 |  | 0.64932
0.53535 |  | 0.64926
0.53528 |  | 0.64924
0.53519 |  | 0.6492
0.53509 |  | 0.64917
0.53496 |  | 0.64915
0.53486 |  | 0.64909
0.53475 |  | 0.64903
0.53453 |  | 0.649
0.53433 |  | 0.64898
0.53425 |  | 0.6489
0.53409 |  | 0.64882
0.53394 |  | 0.64878
0.53386 |  | 0.64866
0.53378 |  | 0.64859
0.53362 |  | 0.6485
0.53346 |  | 0.64847
0.53337 |  | 0.64844
0.53327 |  | 0.64837
0.53313 |  | 0.64833
0.53304 |  | 0.64825
0.5329 |  | 0.64821
0.53279 |  | 0.64819
0.53269 |  | 0.64814
0.53266 |  | 0.6481
0.53253 |  | 0.64806
0.53241 |  | 0.64799
0.5323 |  | 0.64795
0.53219 |  | 0.64789
0.53207 |  | 0.64782
0.53198 |  | 0.64781
0.53195 |  | 0.64776
0.53186 |  | 0.64772
0.53179 |  | 0.6477
0.53172 |  | 0.64761
0.53161 |  | 0.64756
0.53147 |  | 0.64744
0.53137 |  | 0.64741
0.53126 |  | 0.64734
0.53108 |  | 0.64727
0.53103 |  | 0.64725
0.5309 |  | 0.6472
0.53081 |  | 0.64717
0.53068 |  | 0.64717
0.53057 |  | 0.64713
0.53048 |  | 0.64704
0.53039 |  | 0.647
0.53028 |  | 0.64693
0.53017 |  | 0.64691
0.53001 |  | 0.64689
0.52992 |  | 0.64687
0.52986 |  | 0.64682
0.52969 |  | 0.6468
0.52961 |  | 0.64675
0.52946 |  | 0.64664
0.52928 |  | 0.64659
0.52911 |  | 0.64648
0.52899 |  | 0.64646
0.52892 |  | 0.6464
0.52885 |  | 0.64634
0.52879 |  | 0.64628
0.52872 |  | 0.64624
0.52861 |  | 0.64619
0.52855 |  | 0.64613
0.52851 |  | 0.64607
0.52845 |  | 0.64601
0.52833 |  | 0.64598
0.52828 |  | 0.64598
0.52817 |  | 0.64592
0.5281 |  | 0.64585
0.52806 |  | 0.64584
0.52792 |  | 0.64579
0.5278 |  | 0.64572
0.52761 |  | 0.64563
0.52746 |  | 0.64556
0.52742 |  | 0.6455
0.52741 |  | 0.64542
0.52735 |  | 0.6454
0.5273 |  | 0.64534
0.52725 |  | 0.6453
0.52708 |  | 0.64524
0.52701 |  | 0.64521
0.52693 |  | 0.64518
0.52684 |  | 0.64511
0.52672 |  | 0.64508
0.52668 |  | 0.64504
0.52659 |  | 0.64495
0.52654 |  | 0.64491
0.52646 |  | 0.64489
0.52629 |  | 0.64482
0.52615 |  | 0.64477
0.52607 |  | 0.64475
0.52594 |  | 0.6447
0.52592 |  | 0.64461
0.52581 |  | 0.64455
0.52564 |  | 0.64449
0.52553 |  | 0.64442
0.5255 |  | 0.64438
0.52539 |  | 0.64434
0.52536 |  | 0.64428
0.5253 |  | 0.64416
0.5252 |  | 0.64411
0.52513 |  | 0.64406
0.52505 |  | 0.64401
0.525 |  | 0.64399
0.52485 |  | 0.64393
0.5247 |  | 0.64386
0.52464 |  | 0.64385
0.52446 |  | 0.6438
0.52428 |  | 0.64377
0.52417 |  | 0.64376
0.52413 |  | 0.6437
0.5241 |  | 0.64366
0.52401 |  | 0.64354
0.5239 |  | 0.64345
0.52386 |  | 0.64339
0.52377 |  | 0.64337
0.52366 |  | 0.64328
0.52356 |  | 0.64324
0.52342 |  | 0.64321
0.52339 |  | 0.64317
0.52333 |  | 0.64307
0.52328 |  | 0.64306
0.52323 |  | 0.64304
0.5231 |  | 0.64301
0.523 |  | 0.64298
0.52294 |  | 0.64294
0.52287 |  | 0.64287
0.52283 |  | 0.64285
0.52274 |  | 0.64276
0.52265 |  | 0.64267
0.52256 |  | 0.64263
0.5225 |  | 0.64255
0.52245 |  | 0.64249
0.52242 |  | 0.64244
0.52231 |  | 0.6424
0.5222 |  | 0.64234
0.52213 |  | 0.6423
0.52202 |  | 0.64222
0.52195 |  | 0.64222
0.52181 |  | 0.64216
0.52165 |  | 0.64212
0.52155 |  | 0.64205
0.52143 |  | 0.64201
0.52135 |  | 0.64198
0.52128 |  | 0.64194
0.52123 |  | 0.64193
0.52114 |  | 0.64184
0.52101 |  | 0.64178
0.52088 |  | 0.64175
0.52081 |  | 0.64168
0.52073 |  | 0.64165
0.52064 |  | 0.64164
0.52061 |  | 0.64156
0.52039 |  | 0.64151
0.5203 |  | 0.64145
0.52019 |  | 0.64139
0.52011 |  | 0.64135
0.52005 |  | 0.64129
0.51998 |  | 0.64126
0.51995 |  | 0.64124
0.5198 |  | 0.64121
0.51957 |  | 0.64116
0.51948 |  | 0.64111
0.5194 |  | 0.64104
0.51929 |  | 0.64103
0.51924 |  | 0.64099
0.51906 |  | 0.64094
0.51897 |  | 0.64086
0.51885 |  | 0.64078
0.51871 |  | 0.64073
0.5185 |  | 0.6407
0.51844 |  | 0.64065
0.51835 |  | 0.64056
0.51824 |  | 0.6405
0.51812 |  | 0.64045
0.51791 |  | 0.64041
0.51778 |  | 0.64035
0.51761 |  | 0.6403
0.5175 |  | 0.64027
0.51744 |  | 0.64019
0.51732 |  | 0.64015
0.51725 |  | 0.64011
0.51718 |  | 0.64006
0.51707 |  | 0.64
0.51703 |  | 0.63994
0.5169 |  | 0.63993
0.51683 |  | 0.63989
0.51677 |  | 0.63987
0.51669 |  | 0.63982
0.51659 |  | 0.63978
0.51652 |  | 0.63975
0.51641 |  | 0.6397
0.51629 |  | 0.63965
0.5162 |  | 0.63959
0.51613 |  | 0.63953
0.516 |  | 0.63949
0.51582 |  | 0.63943
0.51569 |  | 0.63941
0.51565 |  | 0.63937
0.51558 |  | 0.63935
0.51549 |  | 0.6393
0.51538 |  | 0.63925
0.51534 |  | 0.63922
0.51522 |  | 0.63919
0.51512 |  | 0.63914
0.51507 |  | 0.63908
0.51503 |  | 0.63899
0.51493 |  | 0.63896
0.51486 |  | 0.63885
0.51477 |  | 0.63879
0.51472 |  | 0.6387
0.51462 |  | 0.63868
0.51454 |  | 0.63865
0.51443 |  | 0.63854
0.51437 |  | 0.63848
0.51426 |  | 0.63844
0.51418 |  | 0.63841
0.51412 |  | 0.63836
0.51409 |  | 0.63833
0.51397 |  | 0.63828
0.5138 |  | 0.63828
0.5136 |  | 0.6382
0.51348 |  | 0.63816
0.51342 |  | 0.63814
0.51334 |  | 0.63807
0.51322 |  | 0.63807
0.51307 |  | 0.63801
0.51295 |  | 0.63796
0.51284 |  | 0.63792
0.51279 |  | 0.63787
0.51262 |  | 0.63781
0.51244 |  | 0.63777
0.51237 |  | 0.63773
0.51226 |  | 0.63767
0.51213 |  | 0.6376
0.51206 |  | 0.63757
0.512 |  | 0.63757
0.51195 |  | 0.63752
0.51193 |  | 0.63748
0.51187 |  | 0.63745
0.51184 |  | 0.63736
0.51177 |  | 0.63728
0.51166 |  | 0.63725
0.5116 |  | 0.63719
0.51154 |  | 0.63715
0.51146 |  | 0.63712
0.51136 |  | 0.63706
0.51132 |  | 0.63701
0.51121 |  | 0.637
0.51113 |  | 0.63694
0.51109 |  | 0.63694
0.51104 |  | 0.63687
0.51094 |  | 0.63686
0.51085 |  | 0.63681
0.51073 |  | 0.63675
0.51063 |  | 0.6367
0.5106 |  | 0.63665
0.51049 |  | 0.63661
0.51028 |  | 0.63658
0.51016 |  | 0.63649
0.51009 |  | 0.63647
0.50997 |  | 0.63643
0.50992 |  | 0.63637
0.50987 |  | 0.63633
0.50979 |  | 0.63624
0.50966 |  | 0.63622
0.5096 |  | 0.63617
0.50953 |  | 0.63616
0.50949 |  | 0.63611
0.50937 |  | 0.63607
0.5093 |  | 0.63605
0.50922 |  | 0.636
0.50919 |  | 0.63594
0.50913 |  | 0.6359
0.50901 |  | 0.63586
0.50888 |  | 0.63578
0.5088 |  | 0.63577
0.50868 |  | 0.63574
0.5086 |  | 0.6357
0.50858 |  | 0.63567
0.50854 |  | 0.63558
0.50848 |  | 0.63554
0.50842 |  | 0.6355
0.50835 |  | 0.63545
0.50827 |  | 0.63543
0.50818 |  | 0.63534
0.50813 |  | 0.63533
0.50807 |  | 0.63526
0.50797 |  | 0.63522
0.5079 |  | 0.63516
0.50782 |  | 0.6351
0.50779 |  | 0.63506
0.50774 |  | 0.635
0.50761 |  | 0.63496
0.50754 |  | 0.63494
0.50747 |  | 0.6349
0.50739 |  | 0.63479
0.50727 |  | 0.63475
0.50717 |  | 0.6347
0.50704 |  | 0.63468
0.50695 |  | 0.63467
0.50685 |  | 0.63463
0.5068 |  | 0.63461
0.50676 |  | 0.63454
0.50671 |  | 0.63451
0.50665 |  | 0.63447
0.50662 |  | 0.6344
0.50654 |  | 0.63432
0.50648 |  | 0.63425
0.5064 |  | 0.63418
0.50622 |  | 0.6341
0.50614 |  | 0.63404
0.50609 |  | 0.63399
0.50598 |  | 0.63393
0.50591 |  | 0.63391
0.50585 |  | 0.63386
0.50575 |  | 0.63378
0.50563 |  | 0.63376
0.50558 |  | 0.63375
0.50548 |  | 0.6337
0.5054 |  | 0.63362
0.50532 |  | 0.63355
0.50531 |  | 0.63353
0.50525 |  | 0.63347
0.50516 |  | 0.63344
0.50511 |  | 0.6334
0.50504 |  | 0.63336
0.505 |  | 0.63331
0.50494 |  | 0.63328
0.50486 |  | 0.63323
0.50477 |  | 0.63316
0.50467 |  | 0.63311
0.50465 |  | 0.6331
0.50458 |  | 0.63304
0.50447 |  | 0.63302
0.5044 |  | 0.63299
0.50434 |  | 0.63294
0.50427 |  | 0.63291
0.50419 |  | 0.63289
0.50413 |  | 0.63284
0.504 |  | 0.63279
0.50396 |  | 0.63278
0.50387 |  | 0.63272
0.50382 |  | 0.6327
0.50373 |  | 0.63267
0.50369 |  | 0.63264
0.50362 |  | 0.6326
0.50357 |  | 0.63254
0.50352 |  | 0.63252
0.50347 |  | 0.63251
0.50339 |  | 0.63246
0.50332 |  | 0.63246
0.50321 |  | 0.63238
0.50314 |  | 0.63231
0.50305 |  | 0.63228
0.50301 |  | 0.63227
0.50292 |  | 0.63223
0.5028 |  | 0.6322
0.50274 |  | 0.63216
0.50266 |  | 0.63207
0.50261 |  | 0.63203
0.50251 |  | 0.63199
0.50242 |  | 0.63194
0.50239 |  | 0.63194
0.5023 |  | 0.6319
0.50219 |  | 0.63188
0.5021 |  | 0.63187
0.50205 |  | 0.63185
0.50197 |  | 0.63181
0.50192 |  | 0.63179
0.50177 |  | 0.63179
0.50173 |  | 0.63174
0.50168 |  | 0.63172
0.50164 |  | 0.63167
0.50157 |  | 0.63156
0.50144 |  | 0.63154
0.50139 |  | 0.63148
0.50134 |  | 0.63142
0.50128 |  | 0.63137
0.50119 |  | 0.63132
0.50117 |  | 0.63129
0.50113 |  | 0.63122
0.501 |  | 0.63118
0.50093 |  | 0.63116
0.50087 |  | 0.6311
0.50082 |  | 0.63106
0.50077 |  | 0.63099
0.5007 |  | 0.63094
0.50064 |  | 0.63091
0.50056 |  | 0.63086
0.50046 |  | 0.63082
0.50043 |  | 0.63079
0.50029 |  | 0.63073
0.50025 |  | 0.63068
0.50016 |  | 0.63067
0.50008 |  | 0.63058
0.50001 |  | 0.63055
0.49997 |  | 0.63049
0.49989 |  | 0.63046
0.49979 |  | 0.63045
0.4997 |  | 0.63042
0.49963 |  | 0.63037
0.49953 |  | 0.63033
0.49948 |  | 0.63028
0.4994 |  | 0.63025
0.4994 |  | 0.6302
0.49934 |  | 0.63014
0.49932 |  | 0.63006
0.49925 |  | 0.62998
0.49919 |  | 0.62991
0.49917 |  | 0.62988
0.49913 |  | 0.62985
0.49905 |  | 0.62979
0.499 |  | 0.62977
0.49894 |  | 0.62973
0.49887 |  | 0.62971
0.49883 |  | 0.62962
0.49874 |  | 0.62958
0.49869 |  | 0.62955
0.49857 |  | 0.62951
0.4985 |  | 0.6294
0.4984 |  | 0.62932
0.49832 |  | 0.62926
0.49831 |  | 0.62923
0.49823 |  | 0.62915
0.49814 |  | 0.62913
0.49811 |  | 0.62903
0.49809 |  | 0.629
0.49799 |  | 0.62893
0.49793 |  | 0.62891
0.49786 |  | 0.62887
0.49782 |  | 0.62881
0.49769 |  | 0.62879
0.49763 |  | 0.62876
0.49754 |  | 0.62868
0.49751 |  | 0.62865
0.49746 |  | 0.62861
0.49739 |  | 0.62856
0.49734 |  | 0.62855
0.4973 |  | 0.62851
0.49729 |  | 0.62849
0.49723 |  | 0.62841
0.49719 |  | 0.62836
0.49714 |  | 0.62832
0.49711 |  | 0.62828
0.49703 |  | 0.62826
0.49699 |  | 0.62821
0.49694 |  | 0.62819
0.49688 |  | 0.62816
0.49684 |  | 0.6281
0.49667 |  | 0.62809
0.49662 |  | 0.62802
0.49656 |  | 0.62799
0.4965 |  | 0.62793
0.49643 |  | 0.62792
0.49633 |  | 0.6279
0.49626 |  | 0.62783
0.49619 |  | 0.62777
0.49612 |  | 0.62777
0.49607 |  | 0.62775
0.49599 |  | 0.62769
0.49589 |  | 0.62765
0.49577 |  | 0.62765
0.49569 |  | 0.62761
0.49568 |  | 0.62753
0.49564 |  | 0.62751
0.49561 |  | 0.62744
0.4956 |  | 0.62736
0.49552 |  | 0.62733
0.49548 |  | 0.62731
0.49545 |  | 0.62718
0.49542 |  | 0.62717
0.49541 |  | 0.62705
0.49536 |  | 0.62703
0.49521 |  | 0.62699
0.49515 |  | 0.62698
0.49509 |  | 0.62694
0.49506 |  | 0.6269
0.49501 |  | 0.62684
0.49495 |  | 0.6268
0.49489 |  | 0.62677
0.49486 |  | 0.62671
0.49482 |  | 0.62667
0.49476 |  | 0.62662
0.49473 |  | 0.62658
0.49468 |  | 0.62654
0.49468 |  | 0.62649
0.49458 |  | 0.62648
0.49451 |  | 0.62644
0.49442 |  | 0.62639
0.49435 |  | 0.62638
0.49429 |  | 0.62632
0.49419 |  | 0.62628
0.49418 |  | 0.62622
0.49412 |  | 0.62618
0.49409 |  | 0.62612
0.49406 |  | 0.62609
0.49402 |  | 0.62606
0.49397 |  | 0.62602
0.49395 |  | 0.62594
0.49389 |  | 0.62589
0.4938 |  | 0.62585
0.49373 |  | 0.62581
0.49364 |  | 0.62576
0.49359 |  | 0.62574
0.49351 |  | 0.62573
0.49349 |  | 0.62571
0.49341 |  | 0.6257
0.49338 |  | 0.62566
0.49332 |  | 0.62561
0.49329 |  | 0.62558
0.49323 |  | 0.62553
0.49309 |  | 0.62553
0.49307 |  | 0.62544
0.49299 |  | 0.62542
0.49294 |  | 0.62538
0.49283 |  | 0.62535
0.49281 |  | 0.62531
0.49276 |  | 0.6253
0.49269 |  | 0.62525
0.49264 |  | 0.6252
0.49257 |  | 0.62517
0.4925 |  | 0.62512
0.49249 |  | 0.6251
0.49244 |  | 0.62508
0.4924 |  | 0.62503
0.49233 |  | 0.62494
0.49227 |  | 0.62491
0.49223 |  | 0.62487
0.4922 |  | 0.62483
0.49219 |  | 0.62482
0.49213 |  | 0.62479
0.49207 |  | 0.62472
0.49204 |  | 0.62471
0.49201 |  | 0.62468
0.49191 |  | 0.62465
0.49184 |  | 0.62465
0.49183 |  | 0.62463
0.49178 |  | 0.62457
0.49174 |  | 0.62452
0.49172 |  | 0.62449
0.4916 |  | 0.62439
0.49155 |  | 0.62435
0.4915 |  | 0.62433
0.49145 |  | 0.62427
0.49138 |  | 0.62425
0.49133 |  | 0.6242
0.4913 |  | 0.62416
0.49123 |  | 0.62415
0.49117 |  | 0.62413
0.49115 |  | 0.62409
0.49102 |  | 0.62406
0.49092 |  | 0.62399
0.49087 |  | 0.62397
0.49082 |  | 0.62391
0.4908 |  | 0.62387
0.49074 |  | 0.62385
0.49072 |  | 0.62382
0.49068 |  | 0.62375
0.49064 |  | 0.62371
0.4906 |  | 0.62369
0.49056 |  | 0.62366
0.49045 |  | 0.62363
0.4904 |  | 0.62359
0.49033 |  | 0.62359
0.4903 |  | 0.62357
0.49026 |  | 0.62353
0.49022 |  | 0.62348
0.49016 |  | 0.62343
0.49014 |  | 0.62342
0.49008 |  | 0.62338
0.49005 |  | 0.62336
0.48997 |  | 0.62334
0.48993 |  | 0.62328
0.48989 |  | 0.62326
0.48988 |  | 0.62325
0.48982 |  | 0.6232
0.48978 |  | 0.62316
0.48975 |  | 0.62307
0.48972 |  | 0.62302
0.48964 |  | 0.62297
0.48956 |  | 0.62293
0.48951 |  | 0.62286
0.48944 |  | 0.62283
0.4894 |  | 0.6228
0.48933 |  | 0.62275
0.48923 |  | 0.62274
0.48913 |  | 0.6227
0.48906 |  | 0.62268
0.48903 |  | 0.62259
0.48898 |  | 0.62256
0.48894 |  | 0.62251
0.4889 |  | 0.62245
0.48885 |  | 0.62243
0.4888 |  | 0.62241
0.48875 |  | 0.62231
0.4887 |  | 0.62229
0.48866 |  | 0.62227
0.48859 |  | 0.62222
0.48855 |  | 0.6222
0.48849 |  | 0.62219
0.48848 |  | 0.62215
0.48844 |  | 0.62213
0.48839 |  | 0.6221
0.48837 |  | 0.62207
0.4883 |  | 0.62202
0.48824 |  | 0.62197
0.48823 |  | 0.62195
0.4882 |  | 0.62192
0.48817 |  | 0.62187
0.48808 |  | 0.62186
0.48807 |  | 0.62183
0.48803 |  | 0.62178
0.488 |  | 0.62177
0.48794 |  | 0.62176
0.48791 |  | 0.62173
0.48785 |  | 0.62171
0.48783 |  | 0.62168
0.48782 |  | 0.62168
0.48777 |  | 0.62164
0.4877 |  | 0.62158
0.48766 |  | 0.62155
0.48763 |  | 0.62155
0.48758 |  | 0.62152
0.48756 |  | 0.62149
0.4875 |  | 0.62144
0.48747 |  | 0.62141
0.48737 |  | 0.62138
0.48735 |  | 0.62133
0.48729 |  | 0.62127
0.48721 |  | 0.62125
0.48717 |  | 0.62125
0.48711 |  | 0.62122
0.48709 |  | 0.62118
0.48706 |  | 0.62114
0.48703 |  | 0.62113
0.48701 |  | 0.62105
0.48697 |  | 0.621
0.48694 |  | 0.62096
0.48688 |  | 0.62095
0.48686 |  | 0.62093
0.48679 |  | 0.62089
0.48677 |  | 0.62088
0.48671 |  | 0.6208
0.48669 |  | 0.62078
0.48665 |  | 0.62072
0.48663 |  | 0.62068
0.48659 |  | 0.62063
0.4865 |  | 0.6206
0.48643 |  | 0.62054
0.48639 |  | 0.62047
0.48636 |  | 0.62044
0.48631 |  | 0.62042
0.48621 |  | 0.62041
0.48617 |  | 0.62035
0.48617 |  | 0.6203
0.4861 |  | 0.62027
0.48606 |  | 0.62021
0.48602 |  | 0.62019
0.48595 |  | 0.62018
0.48589 |  | 0.62015
0.48586 |  | 0.62013
0.48583 |  | 0.62009
0.48581 |  | 0.62004
0.48576 |  | 0.62001
0.48568 |  | 0.62001
0.48561 |  | 0.62
0.48551 |  | 0.61994
0.4855 |  | 0.61992
0.48541 |  | 0.61988
0.48536 |  | 0.61983
0.48529 |  | 0.6198
0.48527 |  | 0.61976
0.48523 |  | 0.61971
0.48521 |  | 0.61968
0.48518 |  | 0.61961
0.48513 |  | 0.61958
0.48509 |  | 0.61955
0.48507 |  | 0.61947
0.485 |  | 0.61942
0.48496 |  | 0.61941
0.48486 |  | 0.61937
0.4848 |  | 0.61933
0.48473 |  | 0.61931
0.48469 |  | 0.61927
0.48461 |  | 0.61925
0.48457 |  | 0.61922
0.48455 |  | 0.61922
0.48452 |  | 0.61915
0.48449 |  | 0.61913
0.48447 |  | 0.61907
0.48445 |  | 0.61904
0.48439 |  | 0.61901
0.48432 |  | 0.61899
0.48429 |  | 0.61893
0.48423 |  | 0.61888
0.48422 |  | 0.61886
0.48418 |  | 0.61882
0.48412 |  | 0.61878
0.48405 |  | 0.61874
0.48405 |  | 0.61873
0.48398 |  | 0.61871
0.48393 |  | 0.61865
0.48387 |  | 0.61861
0.48386 |  | 0.61858
0.48379 |  | 0.61852
0.48374 |  | 0.6185
0.4837 |  | 0.61844
0.48369 |  | 0.61842
0.48365 |  | 0.61839
0.48362 |  | 0.61837
0.48353 |  | 0.61832
0.48351 |  | 0.61824
0.48343 |  | 0.61819
0.48342 |  | 0.61814
0.48339 |  | 0.6181
0.48336 |  | 0.6181
0.48332 |  | 0.61804
0.48326 |  | 0.61798
0.48325 |  | 0.61798
0.4832 |  | 0.61794
0.48317 |  | 0.6179
0.48313 |  | 0.61789
0.48309 |  | 0.61786
0.48305 |  | 0.61781
0.48296 |  | 0.61781
0.48291 |  | 0.61776
0.48282 |  | 0.61775
0.4828 |  | 0.61767
0.48272 |  | 0.61765
0.48267 |  | 0.61762
0.4826 |  | 0.6176
0.48256 |  | 0.61752
0.48252 |  | 0.61749
0.48248 |  | 0.61747
0.48244 |  | 0.61746
0.48242 |  | 0.61741
0.48239 |  | 0.61738
0.48234 |  | 0.61737
0.48232 |  | 0.61733
0.48227 |  | 0.61726
0.48224 |  | 0.61724
0.48221 |  | 0.61718
0.48216 |  | 0.61714
0.48212 |  | 0.61709
0.48209 |  | 0.61709
0.48204 |  | 0.61707
0.48198 |  | 0.61705
0.4819 |  | 0.61702
0.48185 |  | 0.61697
0.4818 |  | 0.6169
0.48178 |  | 0.61681
0.48168 |  | 0.61677
0.48166 |  | 0.61674
0.48158 |  | 0.61669
0.48153 |  | 0.61666
0.48148 |  | 0.61663
0.48142 |  | 0.61662
0.48141 |  | 0.61659
0.48137 |  | 0.61654
0.48134 |  | 0.61652
0.48131 |  | 0.61649
0.48128 |  | 0.61644
0.48123 |  | 0.61643
0.4812 |  | 0.61639
0.48114 |  | 0.61639
0.48112 |  | 0.61633
0.48107 |  | 0.61627
0.48103 |  | 0.61626
0.48097 |  | 0.6162
0.48092 |  | 0.61616
0.48083 |  | 0.61611
0.48075 |  | 0.61608
0.48072 |  | 0.61603
0.48065 |  | 0.61602
0.48062 |  | 0.61596
0.48057 |  | 0.61593
0.48052 |  | 0.61586
0.48051 |  | 0.61581
0.48047 |  | 0.61578
0.48042 |  | 0.61574
0.48038 |  | 0.61572
0.48032 |  | 0.61569
0.4803 |  | 0.61567
0.48025 |  | 0.61564
0.48021 |  | 0.61558
0.48018 |  | 0.61554
0.48014 |  | 0.61551
0.48005 |  | 0.61549
0.48001 |  | 0.61545
0.47994 |  | 0.61542
0.4799 |  | 0.61541
0.47985 |  | 0.61536
0.47982 |  | 0.61532
0.47978 |  | 0.61529
0.47971 |  | 0.61525
0.47966 |  | 0.61525
0.47964 |  | 0.61524
0.47957 |  | 0.61521
0.4795 |  | 0.61519
0.47948 |  | 0.61516
0.47942 |  | 0.61512
0.4794 |  | 0.61511
0.47935 |  | 0.61505
0.47931 |  | 0.61502
0.4792 |  | 0.615
0.47917 |  | 0.61495
0.47911 |  | 0.61491
0.47906 |  | 0.61488
0.47903 |  | 0.61485
0.47897 |  | 0.61484
0.47892 |  | 0.61482
0.47888 |  | 0.61479
0.47881 |  | 0.61477
0.47879 |  | 0.61477
0.47872 |  | 0.6147
0.47872 |  | 0.61464
0.47866 |  | 0.61459
0.47863 |  | 0.61456
0.4786 |  | 0.61451
0.47857 |  | 0.61445
0.47856 |  | 0.61444
0.47852 |  | 0.61441
0.47843 |  | 0.61438
0.4784 |  | 0.61436
0.47837 |  | 0.61431
0.47833 |  | 0.61426
0.47828 |  | 0.61419
0.47824 |  | 0.61416
0.47817 |  | 0.61415
0.4781 |  | 0.61411
0.47802 |  | 0.61409
0.47799 |  | 0.61408
0.47795 |  | 0.61403
0.47789 |  | 0.61401
0.47785 |  | 0.61397
0.47781 |  | 0.61394
0.47774 |  | 0.6139
0.47766 |  | 0.61388
0.47761 |  | 0.61385
0.47756 |  | 0.6138
0.47747 |  | 0.61379
0.47743 |  | 0.61378
0.47742 |  | 0.61373
0.47735 |  | 0.61372
0.47732 |  | 0.61368
0.47723 |  | 0.61367
0.4772 |  | 0.61362
0.47719 |  | 0.61358
0.47707 |  | 0.61356
0.47704 |  | 0.61347
0.47701 |  | 0.61345
0.47697 |  | 0.6134
0.47693 |  | 0.61338
0.47689 |  | 0.61331
0.4768 |  | 0.61328
0.47678 |  | 0.61323
0.47669 |  | 0.61321
0.47665 |  | 0.61317
0.47661 |  | 0.61311
0.47657 |  | 0.61307
0.47653 |  | 0.61303
0.47646 |  | 0.61298
0.47645 |  | 0.61294
0.47642 |  | 0.61287
0.47637 |  | 0.61286
0.47636 |  | 0.61286
0.47634 |  | 0.61282
0.47629 |  | 0.61281
0.47624 |  | 0.61277
0.47621 |  | 0.61276
0.4762 |  | 0.61272
0.47618 |  | 0.61267
0.47612 |  | 0.61266
0.47611 |  | 0.61265
0.47604 |  | 0.61261
0.476 |  | 0.61259
0.476 |  | 0.61258
0.47597 |  | 0.61255
0.47591 |  | 0.61253
0.47589 |  | 0.61251
0.47584 |  | 0.61251
0.47581 |  | 0.61244
0.47577 |  | 0.61242
0.47574 |  | 0.61237
0.47571 |  | 0.61235
0.47569 |  | 0.61232
0.47566 |  | 0.61229
0.47558 |  | 0.61227
0.47556 |  | 0.61224
0.47552 |  | 0.6122
0.47548 |  | 0.61217
0.47546 |  | 0.6121
0.47544 |  | 0.61208
0.47539 |  | 0.61197
0.47536 |  | 0.61195
0.47533 |  | 0.61194
0.4753 |  | 0.61189
0.47528 |  | 0.61188
0.47523 |  | 0.61186
0.47519 |  | 0.61182
0.47517 |  | 0.61177
0.47512 |  | 0.61175
0.47504 |  | 0.61171
0.47497 |  | 0.61168
0.47495 |  | 0.61167
0.47491 |  | 0.61165
0.47489 |  | 0.61161
0.47487 |  | 0.61155
0.47482 |  | 0.61152
0.4748 |  | 0.61149
0.47478 |  | 0.61149
0.47474 |  | 0.61145
0.47471 |  | 0.61139
0.47468 |  | 0.61137
0.47466 |  | 0.6113
0.47463 |  | 0.61127
0.47459 |  | 0.61125
0.47455 |  | 0.61122
0.4745 |  | 0.61122
0.47448 |  | 0.61119
0.47443 |  | 0.61116
0.4744 |  | 0.61115
0.47436 |  | 0.61109
0.47428 |  | 0.61104
0.47424 |  | 0.611
0.47423 |  | 0.61098
0.47422 |  | 0.61091
0.47417 |  | 0.61088
0.47415 |  | 0.61088
0.47411 |  | 0.61085
0.47407 |  | 0.61083
0.47405 |  | 0.61077
0.474 |  | 0.61073
0.47397 |  | 0.61067
0.47393 |  | 0.61063
0.47393 |  | 0.6106
0.47388 |  | 0.61059
0.47383 |  | 0.61052
0.47382 |  | 0.6105
0.4738 |  | 0.61046
0.47376 |  | 0.61044
0.47375 |  | 0.61038
0.47371 |  | 0.61036
0.47371 |  | 0.61033
0.47369 |  | 0.61033
0.47366 |  | 0.61029
0.47355 |  | 0.61022
0.47351 |  | 0.61019
0.47344 |  | 0.61014
0.47343 |  | 0.61012
0.47338 |  | 0.6101
0.47337 |  | 0.61007
0.47332 |  | 0.61003
0.47327 |  | 0.61001
0.47322 |  | 0.60998
0.47316 |  | 0.60996
0.47315 |  | 0.60993
0.47311 |  | 0.60989
0.47306 |  | 0.60983
0.47303 |  | 0.60979
0.473 |  | 0.60976
0.47297 |  | 0.60972
0.47294 |  | 0.60972
0.47287 |  | 0.60964
0.47286 |  | 0.60961
0.47282 |  | 0.6096
0.47273 |  | 0.60955
0.47267 |  | 0.60951
0.47266 |  | 0.6095
0.4726 |  | 0.60943
0.47251 |  | 0.60939
0.47247 |  | 0.60936
0.47245 |  | 0.60931
0.47242 |  | 0.60929
0.47241 |  | 0.60925
0.47238 |  | 0.60923
0.47233 |  | 0.60919
0.4723 |  | 0.60917
0.47228 |  | 0.60913
0.47228 |  | 0.60909
0.47223 |  | 0.60903
0.47218 |  | 0.60902
0.47214 |  | 0.60901
0.47211 |  | 0.60897
0.47206 |  | 0.60892
0.47202 |  | 0.60888
0.47198 |  | 0.60883
0.47197 |  | 0.60883
0.47192 |  | 0.60879
0.47187 |  | 0.60877
0.47184 |  | 0.60875
0.47177 |  | 0.60874
0.47175 |  | 0.60869
0.47171 |  | 0.60864
0.47166 |  | 0.60862
0.47163 |  | 0.60857
0.47161 |  | 0.60855
0.4716 |  | 0.60853
0.47157 |  | 0.60849
0.47154 |  | 0.60847
0.47148 |  | 0.60846
0.47146 |  | 0.60843
0.47144 |  | 0.60837
0.47139 |  | 0.60834
0.47135 |  | 0.60833
0.47134 |  | 0.60832
0.47129 |  | 0.60827
0.47126 |  | 0.60823
0.47123 |  | 0.60822
0.47118 |  | 0.60821
0.47115 |  | 0.60817
0.47113 |  | 0.60817
0.47106 |  | 0.60811
0.47105 |  | 0.60805
0.47098 |  | 0.608
0.47094 |  | 0.60793
0.4709 |  | 0.60791
0.47082 |  | 0.60791
0.47079 |  | 0.60787
0.47075 |  | 0.60786
0.47071 |  | 0.60783
0.47063 |  | 0.60781
0.4706 |  | 0.60778
0.47056 |  | 0.60778
0.47054 |  | 0.60773
0.47051 |  | 0.60767
0.47048 |  | 0.60767
0.47046 |  | 0.60765
0.4704 |  | 0.60761
0.47033 |  | 0.6076
0.47028 |  | 0.60758
0.47025 |  | 0.60754
0.47022 |  | 0.60752
0.47017 |  | 0.60748
0.47014 |  | 0.60743
0.47012 |  | 0.60743
0.47009 |  | 0.6074
0.47004 |  | 0.60736
0.47001 |  | 0.60734
0.46997 |  | 0.6073
0.46993 |  | 0.60725
0.46988 |  | 0.60721
0.46985 |  | 0.60716
0.46984 |  | 0.60712
0.46979 |  | 0.60709
0.46976 |  | 0.60705
0.46974 |  | 0.60702
0.4697 |  | 0.60699
0.46965 |  | 0.60698
0.46961 |  | 0.6069
0.46958 |  | 0.60687
0.46954 |  | 0.60681
0.46949 |  | 0.60678
0.46946 |  | 0.60676
0.46944 |  | 0.60672
0.4694 |  | 0.60669
0.46937 |  | 0.60668
0.46931 |  | 0.60665
0.4693 |  | 0.60662
0.46924 |  | 0.60658
0.46922 |  | 0.60655
0.46919 |  | 0.6065
0.46918 |  | 0.60646
0.46912 |  | 0.60645
0.46911 |  | 0.60643
0.46907 |  | 0.6064
0.46904 |  | 0.60637
0.46891 |  | 0.60632
0.46889 |  | 0.60627
0.46885 |  | 0.6062
0.46882 |  | 0.6062
0.46879 |  | 0.60616
0.46879 |  | 0.60612
0.46873 |  | 0.60607
0.46867 |  | 0.60606
0.46863 |  | 0.60602
0.46858 |  | 0.60598
0.46856 |  | 0.60595
0.46852 |  | 0.60589
0.46851 |  | 0.60588
0.46848 |  | 0.60585
0.46846 |  | 0.6058
0.4684 |  | 0.60577
0.46838 |  | 0.60576
0.46834 |  | 0.60572
0.46832 |  | 0.60569
0.46829 |  | 0.60567
0.46827 |  | 0.60565
0.46824 |  | 0.60564
0.46819 |  | 0.60558
0.46818 |  | 0.60556
0.46817 |  | 0.60553
0.46813 |  | 0.60549
0.4681 |  | 0.60546
0.46804 |  | 0.60543
0.46801 |  | 0.6054
0.46798 |  | 0.60536
0.46797 |  | 0.60533
0.46796 |  | 0.60529
0.46794 |  | 0.60526
0.46788 |  | 0.6052
0.46783 |  | 0.60517
0.46782 |  | 0.60515
0.46778 |  | 0.60514
0.46773 |  | 0.60509
0.46768 |  | 0.605
0.46766 |  | 0.60497
0.46763 |  | 0.60494
0.46761 |  | 0.60489
0.46755 |  | 0.60489
0.46753 |  | 0.60488
0.4675 |  | 0.60482
0.46748 |  | 0.60482
0.46746 |  | 0.60478
0.4674 |  | 0.60477
0.46735 |  | 0.60476
0.46732 |  | 0.6047
0.46731 |  | 0.60465
0.46721 |  | 0.60464
0.4672 |  | 0.6046
0.46718 |  | 0.60458
0.46711 |  | 0.60456
0.46708 |  | 0.60452
0.46706 |  | 0.6045
0.46701 |  | 0.60447
0.46698 |  | 0.60446
0.46695 |  | 0.60445
0.46695 |  | 0.60439
0.46688 |  | 0.60437
0.46686 |  | 0.60425
0.46684 |  | 0.6042
0.46681 |  | 0.60419
0.46679 |  | 0.60415
0.46673 |  | 0.60412
0.46671 |  | 0.6041
0.46668 |  | 0.60409
0.46667 |  | 0.60405
0.46661 |  | 0.60402
0.46658 |  | 0.604
0.46654 |  | 0.60396
0.46652 |  | 0.60392
0.4665 |  | 0.60386
0.46647 |  | 0.60383
0.46643 |  | 0.6038
0.46642 |  | 0.60378
0.46639 |  | 0.60376
0.46636 |  | 0.60367
0.46636 |  | 0.60364
0.46632 |  | 0.60361
0.46631 |  | 0.6036
0.46627 |  | 0.60354
0.46624 |  | 0.60351
0.4662 |  | 0.60348
0.46615 |  | 0.60345
0.46613 |  | 0.60345
0.46611 |  | 0.60342
0.46607 |  | 0.6034
0.46601 |  | 0.60334
0.46599 |  | 0.6033
0.46595 |  | 0.60326
0.46592 |  | 0.60324
0.46588 |  | 0.60314
0.46584 |  | 0.60308
0.46582 |  | 0.60303
0.4658 |  | 0.60301
0.46577 |  | 0.60293
0.46571 |  | 0.60288
0.46566 |  | 0.60286
0.46565 |  | 0.60284
0.46558 |  | 0.60279
0.46555 |  | 0.60277
0.46549 |  | 0.60275
0.46547 |  | 0.60271
0.46544 |  | 0.60264
0.46541 |  | 0.60262
0.46539 |  | 0.60257
0.46538 |  | 0.60249
0.46536 |  | 0.60246
0.46534 |  | 0.60245
0.46531 |  | 0.60243
0.46524 |  | 0.60237
0.46522 |  | 0.60235
0.4652 |  | 0.60233
0.46517 |  | 0.60228
0.46513 |  | 0.60223
0.46512 |  | 0.60217
0.46508 |  | 0.60215
0.46505 |  | 0.60213
0.46499 |  | 0.6021
0.46496 |  | 0.60206
0.46494 |  | 0.60202
0.46491 |  | 0.602
0.46491 |  | 0.602
0.46488 |  | 0.60197
0.46484 |  | 0.60195
0.46481 |  | 0.6019
0.46478 |  | 0.60187
0.46474 |  | 0.60186
0.4647 |  | 0.60182
0.46466 |  | 0.60181
0.46464 |  | 0.60176
0.46462 |  | 0.60174
0.46454 |  | 0.60172
0.46451 |  | 0.60168
0.46448 |  | 0.60166
0.46445 |  | 0.60162
0.46441 |  | 0.6016
0.46438 |  | 0.60155
0.46438 |  | 0.60152
0.46435 |  | 0.60149
0.46432 |  | 0.60144
0.46428 |  | 0.60138
0.46428 |  | 0.60136
0.46426 |  | 0.60132
0.46423 |  | 0.60131
0.46421 |  | 0.60128
0.46416 |  | 0.60125
0.46412 |  | 0.60122
0.46409 |  | 0.60121
0.46406 |  | 0.60118
0.46402 |  | 0.60114
0.46401 |  | 0.60113
0.46398 |  | 0.6011
0.46395 |  | 0.60108
0.46394 |  | 0.60108
0.46391 |  | 0.60102
0.46388 |  | 0.60102
0.46383 |  | 0.60099
0.46381 |  | 0.60096
0.46379 |  | 0.60096
0.46377 |  | 0.60094
0.46374 |  | 0.60091
0.46373 |  | 0.60089
0.46368 |  | 0.60085
0.46358 |  | 0.60082
0.46358 |  | 0.6008
0.46355 |  | 0.60077
0.46354 |  | 0.60076
0.4635 |  | 0.60068
0.46349 |  | 0.60064
0.46347 |  | 0.60063
0.46345 |  | 0.60059
0.46342 |  | 0.60057
0.46338 |  | 0.60053
0.46337 |  | 0.60049
0.46332 |  | 0.60047
0.46327 |  | 0.60045
0.46325 |  | 0.60045
0.46322 |  | 0.60041
0.4632 |  | 0.60038
0.46316 |  | 0.60035
0.46314 |  | 0.60033
0.46312 |  | 0.60026
0.46309 |  | 0.60026
0.46305 |  | 0.60022
0.46302 |  | 0.60017
0.46297 |  | 0.60015
0.46297 |  | 0.60009
0.46295 |  | 0.60007
0.46291 |  | 0.60006
0.46289 |  | 0.60002
0.46289 |  | 0.59999
0.46288 |  | 0.59997
0.46285 |  | 0.59995
0.46282 |  | 0.59991
0.46279 |  | 0.59987
0.46276 |  | 0.59983
0.46271 |  | 0.59981
0.46267 |  | 0.59977
0.46266 |  | 0.59976
0.46265 |  | 0.59973
0.46261 |  | 0.59969
0.4626 |  | 0.59966
0.46254 |  | 0.59965
0.46249 |  | 0.59959
0.46246 |  | 0.59958
0.46243 |  | 0.59955
0.46242 |  | 0.59954
0.4624 |  | 0.59951
0.46239 |  | 0.59949
0.46234 |  | 0.59942
0.46233 |  | 0.59941
0.4623 |  | 0.59939
0.46227 |  | 0.59937
0.46223 |  | 0.59932
0.46221 |  | 0.59931
0.46215 |  | 0.59927
0.46213 |  | 0.59923
0.46211 |  | 0.59921
0.46209 |  | 0.59917
0.46209 |  | 0.59916
0.46204 |  | 0.59915
0.46203 |  | 0.59911
0.46199 |  | 0.59906
0.46197 |  | 0.59902
0.46194 |  | 0.599
0.4619 |  | 0.59899
0.46188 |  | 0.59896
0.46185 |  | 0.59893
0.46182 |  | 0.59889
0.4618 |  | 0.59888
0.46176 |  | 0.59882
0.46175 |  | 0.59881
0.46173 |  | 0.59876
0.46169 |  | 0.59875
0.46169 |  | 0.59874
0.46164 |  | 0.59873
0.46164 |  | 0.5987
0.46161 |  | 0.59864
0.46156 |  | 0.59863
0.46152 |  | 0.59859
0.46151 |  | 0.59855
0.46146 |  | 0.59854
0.46146 |  | 0.59849
0.46143 |  | 0.59846
0.4614 |  | 0.59841
0.46136 |  | 0.59835
0.46132 |  | 0.59834
0.4613 |  | 0.59831
0.46129 |  | 0.59828
0.46122 |  | 0.59823
0.46119 |  | 0.5982
0.46118 |  | 0.59818
0.46114 |  | 0.59815
0.46111 |  | 0.59813
0.4611 |  | 0.59808
0.46107 |  | 0.59807
0.46104 |  | 0.59803
0.46102 |  | 0.59798
0.46098 |  | 0.59797
0.46093 |  | 0.59795
0.4609 |  | 0.59791
0.46088 |  | 0.59788
0.46087 |  | 0.59786
0.46084 |  | 0.59785
0.46082 |  | 0.59778
0.46079 |  | 0.59774
0.46076 |  | 0.59768
0.46071 |  | 0.59764
0.46065 |  | 0.5976
0.46064 |  | 0.59759
0.4606 |  | 0.59756
0.4606 |  | 0.59753
0.46056 |  | 0.59751
0.46054 |  | 0.59748
0.46052 |  | 0.59746
0.46049 |  | 0.5974
0.46046 |  | 0.5974
0.46044 |  | 0.59737
0.46043 |  | 0.59734
0.46041 |  | 0.5973
0.46036 |  | 0.59727
0.46035 |  | 0.59723
0.46033 |  | 0.5972
0.4603 |  | 0.59719
0.46026 |  | 0.59717
0.46022 |  | 0.59713
0.46018 |  | 0.5971
0.46015 |  | 0.59705
0.46011 |  | 0.59704
0.4601 |  | 0.59701
0.46008 |  | 0.59699
0.46003 |  | 0.59696
0.46003 |  | 0.59692
0.45999 |  | 0.59692
0.45997 |  | 0.59688
0.45995 |  | 0.59685
0.45995 |  | 0.5968
0.45989 |  | 0.59676
0.45985 |  | 0.59674
0.45983 |  | 0.59674
0.45981 |  | 0.59671
0.45976 |  | 0.59671
0.45975 |  | 0.59666
0.45971 |  | 0.59663
0.45971 |  | 0.5966
0.45967 |  | 0.59659
0.45964 |  | 0.59658
0.45961 |  | 0.59655
0.45956 |  | 0.59654
0.45951 |  | 0.59651
0.45947 |  | 0.5965
0.45944 |  | 0.59647
0.4594 |  | 0.59644
0.45938 |  | 0.5964
0.45933 |  | 0.59637
0.45932 |  | 0.59635
0.45931 |  | 0.59633
0.45929 |  | 0.59632
0.45925 |  | 0.59628
0.45924 |  | 0.59627
0.4592 |  | 0.59619
0.45916 |  | 0.59619
0.45915 |  | 0.59614
0.45912 |  | 0.59609
0.4591 |  | 0.59607
0.45908 |  | 0.59605
0.45903 |  | 0.59602
0.459 |  | 0.59602
0.45897 |  | 0.59599
0.45893 |  | 0.59595
0.4589 |  | 0.59593
0.45889 |  | 0.59589
0.45886 |  | 0.59588
0.45884 |  | 0.59588
0.45881 |  | 0.59584
0.45878 |  | 0.59583
0.45875 |  | 0.59582
0.45875 |  | 0.59579
0.45871 |  | 0.59578
0.45871 |  | 0.59574
0.45866 |  | 0.59572
0.45866 |  | 0.59571
0.45862 |  | 0.59563
0.4586 |  | 0.59561
0.45858 |  | 0.59556
0.45853 |  | 0.59551
0.45847 |  | 0.59547
0.45842 |  | 0.59544
0.45842 |  | 0.59538
0.4584 |  | 0.59537
0.45839 |  | 0.59537
0.45837 |  | 0.59536
0.45832 |  | 0.59529
0.4583 |  | 0.59525
0.4583 |  | 0.59522
0.45826 |  | 0.59519
0.45824 |  | 0.59517
0.45823 |  | 0.59513
0.45819 |  | 0.59511
0.45815 |  | 0.59506
0.45815 |  | 0.59503
0.45811 |  | 0.59503
0.45807 |  | 0.595
0.45806 |  | 0.59497
0.45804 |  | 0.59497
0.458 |  | 0.59493
0.45798 |  | 0.59489
0.45797 |  | 0.59489
0.45796 |  | 0.59487
0.45794 |  | 0.59483
0.45792 |  | 0.5948
0.45788 |  | 0.59476
0.45784 |  | 0.59474
0.45782 |  | 0.59471
0.45782 |  | 0.59466
0.45779 |  | 0.59464
0.45778 |  | 0.5946
0.45777 |  | 0.5946
0.45776 |  | 0.59458
0.45776 |  | 0.59453
0.45773 |  | 0.59452
0.45771 |  | 0.5945
0.4577 |  | 0.59443
0.45768 |  | 0.59441
0.45766 |  | 0.59439
0.45762 |  | 0.59437
0.4576 |  | 0.59433
0.45759 |  | 0.59432
0.45757 |  | 0.59431
0.45756 |  | 0.59428
0.45755 |  | 0.59424
0.45753 |  | 0.59423
0.45752 |  | 0.59418
0.45748 |  | 0.59417
0.45744 |  | 0.59413
0.45742 |  | 0.5941
0.45738 |  | 0.59406
0.45737 |  | 0.59403
0.45735 |  | 0.59402
0.45734 |  | 0.59399
0.4573 |  | 0.59397
0.45728 |  | 0.59396
0.45722 |  | 0.59391
0.45719 |  | 0.59391
0.45716 |  | 0.59388
0.4571 |  | 0.59386
0.45709 |  | 0.59383
0.45706 |  | 0.59379
0.45703 |  | 0.59378
0.45701 |  | 0.59375
0.45699 |  | 0.59371
0.45697 |  | 0.59369
0.45692 |  | 0.59367
0.45691 |  | 0.59366
0.45691 |  | 0.59365
0.45689 |  | 0.59364
0.45687 |  | 0.59358
0.45686 |  | 0.59353
0.45683 |  | 0.5935
0.4568 |  | 0.59344
0.45679 |  | 0.59341
0.45676 |  | 0.5934
0.45674 |  | 0.59335
0.45673 |  | 0.5933
0.45669 |  | 0.59328
0.45667 |  | 0.59326
0.45666 |  | 0.59321
0.45661 |  | 0.59318
0.45658 |  | 0.59316
0.45654 |  | 0.59312
0.45652 |  | 0.59309
0.45649 |  | 0.59306
0.45645 |  | 0.59302
0.45645 |  | 0.59299
0.45643 |  | 0.59298
0.45642 |  | 0.59295
0.45641 |  | 0.59293
0.45638 |  | 0.59291
0.45635 |  | 0.59287
0.45633 |  | 0.59286
0.4563 |  | 0.59286
0.45628 |  | 0.59283
0.45623 |  | 0.5928
0.45623 |  | 0.59278
0.45622 |  | 0.59276
0.4562 |  | 0.59274
0.45618 |  | 0.59271
0.45616 |  | 0.59271
0.45614 |  | 0.5927
0.45612 |  | 0.59265
0.4561 |  | 0.5926
0.45608 |  | 0.59258
0.45607 |  | 0.59255
0.45601 |  | 0.59254
0.45599 |  | 0.59252
0.45596 |  | 0.59248
0.45594 |  | 0.59245
0.45594 |  | 0.59243
0.45589 |  | 0.59238
0.45584 |  | 0.59234
0.45584 |  | 0.59231
0.45581 |  | 0.59227
0.45578 |  | 0.59226
0.45577 |  | 0.59221
0.45574 |  | 0.59219
0.45572 |  | 0.59213
0.4557 |  | 0.59206
0.45566 |  | 0.59206
0.45566 |  | 0.59203
0.45564 |  | 0.59199
0.45561 |  | 0.59198
0.45559 |  | 0.59193
0.45556 |  | 0.59193
0.45556 |  | 0.5919
0.45554 |  | 0.59187
0.45552 |  | 0.59182
0.45548 |  | 0.59182
0.45547 |  | 0.5918
0.45544 |  | 0.59176
0.4554 |  | 0.59175
0.45539 |  | 0.5917
0.45538 |  | 0.59167
0.45537 |  | 0.59164
0.45535 |  | 0.59163
0.45532 |  | 0.59158
0.4553 |  | 0.59155
0.45528 |  | 0.59155
0.45526 |  | 0.5915
0.45522 |  | 0.59147
0.4552 |  | 0.59145
0.45519 |  | 0.59141
0.45518 |  | 0.59139
0.45516 |  | 0.59135
0.45511 |  | 0.5913
0.45508 |  | 0.59123
0.45507 |  | 0.59122
0.45505 |  | 0.59122
0.45502 |  | 0.59119
0.45501 |  | 0.59115
0.45497 |  | 0.59111
0.45494 |  | 0.5911
0.45491 |  | 0.59108
0.45489 |  | 0.59099
0.45488 |  | 0.59098
0.45486 |  | 0.59092
0.45483 |  | 0.59089
0.45481 |  | 0.59088
0.45477 |  | 0.59084
0.45472 |  | 0.59083
0.45471 |  | 0.59078
0.45467 |  | 0.59077
0.45467 |  | 0.59075
0.45465 |  | 0.59071
0.45459 |  | 0.59067
0.45459 |  | 0.59062
0.45459 |  | 0.59059
0.45459 |  | 0.59059
0.45455 |  | 0.59055
0.45454 |  | 0.59053
0.45451 |  | 0.59048
0.45451 |  | 0.59048
0.45449 |  | 0.59047
0.45448 |  | 0.59043
0.45443 |  | 0.59042
0.45439 |  | 0.59038
0.45438 |  | 0.59037
0.45436 |  | 0.59033
0.45435 |  | 0.59031
0.45432 |  | 0.59026
0.45427 |  | 0.59026
0.45425 |  | 0.59025
0.45424 |  | 0.59021
0.45421 |  | 0.59019
0.45419 |  | 0.59018
0.45419 |  | 0.59014
0.45415 |  | 0.59012
0.45412 |  | 0.59008
0.4541 |  | 0.59005
0.45405 |  | 0.59004
0.45405 |  | 0.59
0.45402 |  | 0.58997
0.45401 |  | 0.58996
0.45398 |  | 0.58991
0.45394 |  | 0.58987
0.4539 |  | 0.58986
0.45388 |  | 0.58986
0.45388 |  | 0.58983
0.45387 |  | 0.5898
0.45386 |  | 0.58976
0.45381 |  | 0.58974
0.4538 |  | 0.58973
0.45378 |  | 0.58968
0.45373 |  | 0.58965
0.45371 |  | 0.58961
0.45369 |  | 0.58958
0.45366 |  | 0.58956
0.45362 |  | 0.58953
0.45361 |  | 0.5895
0.4536 |  | 0.58945
0.45356 |  | 0.58943
0.45353 |  | 0.58938
0.45347 |  | 0.58937
0.45346 |  | 0.58936
0.45341 |  | 0.58932
0.45339 |  | 0.58932
0.45336 |  | 0.58926
0.45334 |  | 0.58923
0.4533 |  | 0.58921
0.45328 |  | 0.58919
0.45326 |  | 0.58917
0.45319 |  | 0.58913
0.45316 |  | 0.5891
0.45316 |  | 0.58909
0.45313 |  | 0.58904
0.4531 |  | 0.58901
0.45304 |  | 0.58899
0.45302 |  | 0.58897
0.45302 |  | 0.58894
0.45299 |  | 0.58893
0.45298 |  | 0.58892
0.45296 |  | 0.58887
0.45293 |  | 0.58887
0.4529 |  | 0.58883
0.4529 |  | 0.58881
0.45287 |  | 0.58879
0.45287 |  | 0.58877
0.45283 |  | 0.58876
0.45281 |  | 0.5887
0.45279 |  | 0.5887
0.45278 |  | 0.58869
0.45278 |  | 0.58864
0.45274 |  | 0.58861
0.45274 |  | 0.58859
0.45272 |  | 0.58855
0.4527 |  | 0.58853
0.4527 |  | 0.58849
0.45264 |  | 0.58848
0.45262 |  | 0.58846
0.45259 |  | 0.58844
0.45258 |  | 0.58841
0.45258 |  | 0.58838
0.45253 |  | 0.58831
0.45251 |  | 0.5883
0.45249 |  | 0.58827
0.45246 |  | 0.58823
0.45245 |  | 0.58821
0.45243 |  | 0.58814
0.45242 |  | 0.5881
0.45239 |  | 0.58809
0.45236 |  | 0.58807
0.45236 |  | 0.58802
0.45235 |  | 0.588
0.45231 |  | 0.58797
0.45229 |  | 0.58792
0.45226 |  | 0.58791
0.45226 |  | 0.58787
0.45224 |  | 0.58786
0.45222 |  | 0.58781
0.45221 |  | 0.5878
0.45221 |  | 0.58776
0.45218 |  | 0.58776
0.45218 |  | 0.58773
0.45215 |  | 0.58772
0.45213 |  | 0.58768
0.4521 |  | 0.58768
0.45209 |  | 0.58766
0.45204 |  | 0.58764
0.45204 |  | 0.58761
0.45203 |  | 0.58758
0.45203 |  | 0.58757
0.45199 |  | 0.58753
0.45199 |  | 0.58751
0.45196 |  | 0.58747
0.45194 |  | 0.58745
0.45192 |  | 0.58742
0.45191 |  | 0.58737
0.45189 |  | 0.58736
0.45187 |  | 0.58734
0.45183 |  | 0.58732
0.45183 |  | 0.5873
0.45179 |  | 0.58726
0.45176 |  | 0.58722
0.45172 |  | 0.5872
0.45172 |  | 0.58719
0.4517 |  | 0.58716
0.45169 |  | 0.58715
0.45168 |  | 0.58714
0.45164 |  | 0.5871
0.45162 |  | 0.58708
0.45158 |  | 0.58706
0.45158 |  | 0.58704
0.45157 |  | 0.58701
0.45152 |  | 0.587
0.45149 |  | 0.58696
0.45145 |  | 0.58695
0.45143 |  | 0.58694
0.45142 |  | 0.5869
0.4514 |  | 0.58685
0.45137 |  | 0.58684
0.45135 |  | 0.5868
0.45133 |  | 0.58677
0.45128 |  | 0.58677
0.45128 |  | 0.58676
0.45128 |  | 0.58673
0.45124 |  | 0.58669
0.45122 |  | 0.58667
0.45118 |  | 0.58662
0.45116 |  | 0.5866
0.45114 |  | 0.58657
0.45114 |  | 0.58653
0.45112 |  | 0.58651
0.45111 |  | 0.58647
0.45108 |  | 0.58645
0.45106 |  | 0.58642
0.45103 |  | 0.58636
0.45102 |  | 0.58636
0.45097 |  | 0.58632
0.45095 |  | 0.58629
0.45094 |  | 0.58625
0.45091 |  | 0.58624
0.45089 |  | 0.58624
0.45085 |  | 0.58619
0.45083 |  | 0.58616
0.45081 |  | 0.58615
0.45079 |  | 0.58613
0.45075 |  | 0.58613
0.45073 |  | 0.58607
0.45071 |  | 0.58607
0.4507 |  | 0.586
0.45066 |  | 0.58599
0.45064 |  | 0.58597
0.45059 |  | 0.58596
0.45057 |  | 0.58592
0.45056 |  | 0.58591
0.45055 |  | 0.5859
0.45054 |  | 0.58587
0.45051 |  | 0.58582
0.45049 |  | 0.58577
0.45047 |  | 0.58574
0.45046 |  | 0.5857
0.45045 |  | 0.58568
0.45043 |  | 0.58568
0.4504 |  | 0.58567
0.4504 |  | 0.58561
0.45039 |  | 0.58558
0.45035 |  | 0.58556
0.45031 |  | 0.58555
0.4503 |  | 0.58551
0.45028 |  | 0.58548
0.45024 |  | 0.58547
0.45021 |  | 0.58544
0.4502 |  | 0.58541
0.45019 |  | 0.58538
0.45018 |  | 0.58536
0.45016 |  | 0.58528
0.45011 |  | 0.58523
0.45011 |  | 0.58522
0.4501 |  | 0.58519
0.45008 |  | 0.58517
0.45005 |  | 0.58515
0.45004 |  | 0.58514
0.45004 |  | 0.58509
0.45002 |  | 0.58508
0.44998 |  | 0.58505
0.44998 |  | 0.58502
0.44992 |  | 0.58499
0.44991 |  | 0.58496
0.44991 |  | 0.58496
0.44989 |  | 0.58492
0.44987 |  | 0.5849
0.44984 |  | 0.58486
0.44981 |  | 0.58485
0.4498 |  | 0.58483
0.44975 |  | 0.58479
0.44972 |  | 0.58476
0.4497 |  | 0.58475
0.44967 |  | 0.58473
0.44965 |  | 0.58468
0.44962 |  | 0.58466
0.4496 |  | 0.58461
0.44958 |  | 0.58461
0.44957 |  | 0.58456
0.44957 |  | 0.58454
0.44954 |  | 0.5845
0.44953 |  | 0.58444
0.44951 |  | 0.58441
0.4495 |  | 0.5844
0.44949 |  | 0.58435
0.44944 |  | 0.58432
0.44941 |  | 0.5843
0.44938 |  | 0.58425
0.44938 |  | 0.58421
0.44937 |  | 0.58419
0.44935 |  | 0.58417
0.44935 |  | 0.58416
0.4493 |  | 0.58411
0.44929 |  | 0.5841
0.44926 |  | 0.58408
0.44925 |  | 0.58407
0.44923 |  | 0.58407
0.44923 |  | 0.58405
0.4492 |  | 0.584
0.44918 |  | 0.58399
0.44917 |  | 0.58396
0.44916 |  | 0.58394
0.44914 |  | 0.58391
0.44913 |  | 0.58388
0.44911 |  | 0.58386
0.44906 |  | 0.58386
0.44904 |  | 0.58385
0.44903 |  | 0.58383
0.44903 |  | 0.58381
0.449 |  | 0.58375
0.44896 |  | 0.58374
0.44895 |  | 0.58367
0.44895 |  | 0.58364
0.44889 |  | 0.58361
0.44889 |  | 0.58361
0.44884 |  | 0.58361
0.44882 |  | 0.58358
0.4488 |  | 0.58356
0.44875 |  | 0.58352
0.44874 |  | 0.58347
0.44874 |  | 0.58345
0.4487 |  | 0.58342
0.4487 |  | 0.58337
0.44869 |  | 0.58333
0.44868 |  | 0.58327
0.44865 |  | 0.58325
0.44863 |  | 0.58321
0.44857 |  | 0.58318
0.44854 |  | 0.58315
0.44853 |  | 0.58309
0.44853 |  | 0.58309
0.44847 |  | 0.58308
0.44845 |  | 0.58304
0.44842 |  | 0.58302
0.44841 |  | 0.58299
0.44838 |  | 0.58298
0.44838 |  | 0.58294
0.44836 |  | 0.5829
0.44835 |  | 0.58287
0.44832 |  | 0.58286
0.4483 |  | 0.58282
0.44827 |  | 0.58279
0.44826 |  | 0.58276
0.44824 |  | 0.58274
0.44818 |  | 0.58273
0.44818 |  | 0.5827
0.44818 |  | 0.58267
0.44816 |  | 0.58265
0.44815 |  | 0.58262
0.44814 |  | 0.58261
0.4481 |  | 0.5826
0.4481 |  | 0.58256
0.44807 |  | 0.58255
0.44806 |  | 0.58253
0.44803 |  | 0.5825
0.44803 |  | 0.58249
0.44799 |  | 0.58247
0.44795 |  | 0.58245
0.44792 |  | 0.58242
0.44791 |  | 0.58241
0.44788 |  | 0.58237
0.44786 |  | 0.58235
0.44783 |  | 0.58235
0.44783 |  | 0.58232
0.44781 |  | 0.58232
0.44779 |  | 0.5823
0.44774 |  | 0.58229
0.44772 |  | 0.5822
0.4477 |  | 0.58219
0.44768 |  | 0.58218
0.44766 |  | 0.58215
0.44764 |  | 0.58208
0.4476 |  | 0.58207
0.44759 |  | 0.58203
0.44758 |  | 0.582
0.44755 |  | 0.58198
0.44751 |  | 0.58195
0.44751 |  | 0.58192
0.44749 |  | 0.5819
0.44748 |  | 0.5819
0.44747 |  | 0.58187
0.44747 |  | 0.58182
0.4474 |  | 0.58182
0.4474 |  | 0.5818
0.44737 |  | 0.58178
0.44737 |  | 0.5817
0.44732 |  | 0.58168
0.44731 |  | 0.58167
0.44725 |  | 0.58164
0.44722 |  | 0.58163
0.4472 |  | 0.58157
0.44718 |  | 0.58155
0.44716 |  | 0.58153
0.44711 |  | 0.58152
0.4471 |  | 0.58151
0.44707 |  | 0.58149
0.44706 |  | 0.58145
0.44706 |  | 0.58143
0.44706 |  | 0.58142
0.44704 |  | 0.5814
0.44702 |  | 0.58137
0.44702 |  | 0.58134
0.447 |  | 0.58131
0.447 |  | 0.58131
0.44695 |  | 0.58129
0.44691 |  | 0.58126
0.44691 |  | 0.58124
0.44689 |  | 0.58123
0.44685 |  | 0.58123
0.44684 |  | 0.58122
0.44683 |  | 0.58117
0.44679 |  | 0.58115
0.44679 |  | 0.58113
0.44676 |  | 0.58111
0.44672 |  | 0.58108
0.44672 |  | 0.58105
0.44672 |  | 0.58102
0.44667 |  | 0.581
0.44666 |  | 0.58099
0.44662 |  | 0.58093
0.4466 |  | 0.58091
0.4466 |  | 0.58083
0.44658 |  | 0.58082
0.44657 |  | 0.58081
0.44652 |  | 0.58077
0.44651 |  | 0.58074
0.4465 |  | 0.58072
0.44648 |  | 0.58069
0.44646 |  | 0.58067
0.44643 |  | 0.58063
0.44641 |  | 0.58059
0.4464 |  | 0.58056
0.44638 |  | 0.58054
0.44637 |  | 0.58049
0.44635 |  | 0.58048
0.44634 |  | 0.58046
0.44629 |  | 0.58046
0.44628 |  | 0.58043
0.44627 |  | 0.58041
0.44623 |  | 0.58039
0.4462 |  | 0.58038
0.44616 |  | 0.58034
0.44615 |  | 0.58032
0.44612 |  | 0.58031
0.44611 |  | 0.58027
0.4461 |  | 0.58024
0.44607 |  | 0.58021
0.44605 |  | 0.58021
0.44603 |  | 0.58021
0.44601 |  | 0.58018
0.44599 |  | 0.58018
0.44598 |  | 0.58014
0.44595 |  | 0.58007
0.44594 |  | 0.58004
0.4459 |  | 0.58002
0.4459 |  | 0.57999
0.44589 |  | 0.57998
0.44587 |  | 0.57995
0.44582 |  | 0.57991
0.44581 |  | 0.57989
0.44579 |  | 0.57986
0.44575 |  | 0.57985
0.44573 |  | 0.57984
0.4457 |  | 0.57981
0.44568 |  | 0.57979
0.44567 |  | 0.57976
0.44567 |  | 0.57976
0.44565 |  | 0.57971
0.44562 |  | 0.57967
0.44561 |  | 0.57967
0.44558 |  | 0.57966
0.44557 |  | 0.57963
0.44553 |  | 0.57962
0.44551 |  | 0.57959
0.44547 |  | 0.57955
0.44545 |  | 0.57955
0.44543 |  | 0.57954
0.44542 |  | 0.5795
0.44541 |  | 0.57945
0.44541 |  | 0.57942
0.44537 |  | 0.57942
0.44535 |  | 0.57938
0.44533 |  | 0.57933
0.44529 |  | 0.57931
0.44529 |  | 0.57927
0.44528 |  | 0.57923
0.44527 |  | 0.57922
0.44523 |  | 0.57919
0.44523 |  | 0.57917
0.44523 |  | 0.57916
0.44522 |  | 0.57915
0.4452 |  | 0.57914
0.4452 |  | 0.57914
0.44517 |  | 0.57909
0.44517 |  | 0.57909
0.44516 |  | 0.57904
0.44513 |  | 0.57902
0.44511 |  | 0.57899
0.44509 |  | 0.57895
0.44508 |  | 0.57894
0.44505 |  | 0.57894
0.44505 |  | 0.57892
0.44503 |  | 0.57886
0.44499 |  | 0.57884
0.44499 |  | 0.57882
0.44496 |  | 0.57881
0.44495 |  | 0.57876
0.44494 |  | 0.57875
0.44492 |  | 0.57872
0.44489 |  | 0.5787
0.44488 |  | 0.57869
0.44488 |  | 0.57865
0.44487 |  | 0.57864
0.44484 |  | 0.57863
0.44481 |  | 0.5786
0.4448 |  | 0.57858
0.44477 |  | 0.57853
0.44475 |  | 0.57852
0.44472 |  | 0.57851
0.44471 |  | 0.57847
0.44469 |  | 0.57842
0.44468 |  | 0.57842
0.44465 |  | 0.57839
0.44464 |  | 0.57833
0.44462 |  | 0.57831
0.44461 |  | 0.5783
0.44458 |  | 0.57825
0.44457 |  | 0.57822
0.44455 |  | 0.57818
0.44454 |  | 0.57817
0.44452 |  | 0.57813
0.44448 |  | 0.57807
0.44447 |  | 0.57807
0.44442 |  | 0.57804
0.44442 |  | 0.57803
0.44439 |  | 0.57801
0.44437 |  | 0.57799
0.44436 |  | 0.57797
0.44434 |  | 0.57796
0.44429 |  | 0.57794
0.44427 |  | 0.57793
0.44426 |  | 0.57788
0.44425 |  | 0.57788
0.44424 |  | 0.57787
0.44422 |  | 0.57781
0.44418 |  | 0.5778
0.44418 |  | 0.5778
0.44415 |  | 0.57777
0.44413 |  | 0.57775
0.44411 |  | 0.57772
0.44411 |  | 0.57769
0.44411 |  | 0.57768
0.44409 |  | 0.57766
0.44407 |  | 0.57762
0.44404 |  | 0.5776
0.44403 |  | 0.5776
0.44401 |  | 0.57757
0.44398 |  | 0.57754
0.44398 |  | 0.57752
0.44397 |  | 0.57746
0.44397 |  | 0.57744
0.44395 |  | 0.57741
0.44393 |  | 0.57739
0.44392 |  | 0.57737
0.44385 |  | 0.57734
0.44385 |  | 0.57733
0.44382 |  | 0.57731
0.44381 |  | 0.57728
0.44379 |  | 0.57726
0.44378 |  | 0.57725
0.44377 |  | 0.57723
0.44375 |  | 0.5772
0.44375 |  | 0.57717
0.44374 |  | 0.57712
0.44372 |  | 0.5771
0.44371 |  | 0.57707
0.44368 |  | 0.57705
0.44367 |  | 0.57697
0.44363 |  | 0.57697
0.4436 |  | 0.57691
0.44359 |  | 0.5769
0.44357 |  | 0.57688
0.44354 |  | 0.57684
0.44352 |  | 0.57683
0.44351 |  | 0.57679
0.44349 |  | 0.57676
0.44349 |  | 0.57675
0.44346 |  | 0.57673
0.44345 |  | 0.57667
0.44345 |  | 0.57667
0.44344 |  | 0.57664
0.44344 |  | 0.5766
0.44341 |  | 0.57657
0.44338 |  | 0.57654
0.44338 |  | 0.57652
0.44336 |  | 0.5765
0.44333 |  | 0.57647
0.4433 |  | 0.57644
0.44327 |  | 0.5764
0.44325 |  | 0.5764
0.44322 |  | 0.57638
0.44321 |  | 0.57633
0.44319 |  | 0.57631
0.44317 |  | 0.57629
0.44316 |  | 0.57627
0.44313 |  | 0.57626
0.44311 |  | 0.57623
0.4431 |  | 0.57618
0.44309 |  | 0.57615
0.44307 |  | 0.57614
0.44305 |  | 0.5761
0.443 |  | 0.57609
0.44298 |  | 0.57608
0.44296 |  | 0.57607
0.44294 |  | 0.57602
0.44293 |  | 0.57597
0.44291 |  | 0.57595
0.44288 |  | 0.5759
0.44288 |  | 0.5759
0.44286 |  | 0.57587
0.44286 |  | 0.57583
0.44283 |  | 0.57583
0.44279 |  | 0.57582
0.44276 |  | 0.57579
0.44276 |  | 0.57577
0.44274 |  | 0.57575
0.44271 |  | 0.57573
0.44271 |  | 0.57571
0.44268 |  | 0.57569
0.44267 |  | 0.57567
0.44266 |  | 0.57566
0.44265 |  | 0.57565
0.44265 |  | 0.5756
0.44263 |  | 0.5756
0.44262 |  | 0.57559
0.44261 |  | 0.57553
0.4426 |  | 0.57551
0.44257 |  | 0.5755
0.44255 |  | 0.57547
0.44252 |  | 0.57545
0.44251 |  | 0.57541
0.44251 |  | 0.57541
0.44247 |  | 0.57538
0.44244 |  | 0.57534
0.44244 |  | 0.57533
0.44242 |  | 0.57527
0.44239 |  | 0.57527
0.44236 |  | 0.57522
0.44236 |  | 0.57521
0.44236 |  | 0.57519
0.44232 |  | 0.57516
0.44231 |  | 0.57515
0.44231 |  | 0.57512
0.44229 |  | 0.57509
0.44226 |  | 0.57508
0.44226 |  | 0.57505
0.44225 |  | 0.57504
0.44225 |  | 0.57501
0.4422 |  | 0.57499
0.44219 |  | 0.57498
0.44219 |  | 0.57494
0.44216 |  | 0.57491
0.44215 |  | 0.5749
0.44213 |  | 0.57487
0.44212 |  | 0.57485
0.44208 |  | 0.57483
0.44206 |  | 0.5748
0.44205 |  | 0.57477
0.44203 |  | 0.57476
0.44199 |  | 0.57473
0.44199 |  | 0.57471
0.44199 |  | 0.57469
0.44196 |  | 0.57466
0.44195 |  | 0.57466
0.44193 |  | 0.57461
0.44192 |  | 0.57461
0.4419 |  | 0.57457
0.44189 |  | 0.57454
0.44187 |  | 0.57452
0.44185 |  | 0.5745
0.44184 |  | 0.57446
0.44181 |  | 0.57438
0.44178 |  | 0.57438
0.44178 |  | 0.57435
0.44176 |  | 0.57433
0.44174 |  | 0.57432
0.44172 |  | 0.5743
0.44169 |  | 0.57428
0.44167 |  | 0.57428
0.44166 |  | 0.57423
0.44165 |  | 0.57422
0.44163 |  | 0.5742
0.44161 |  | 0.57415
0.44158 |  | 0.57412
0.44157 |  | 0.57412
0.44156 |  | 0.57409
0.44153 |  | 0.57404
0.44153 |  | 0.57404
0.44151 |  | 0.57401
0.44148 |  | 0.57399
0.44148 |  | 0.57398
0.44146 |  | 0.57391
0.44144 |  | 0.57386
0.4414 |  | 0.57382
0.44138 |  | 0.57382
0.44136 |  | 0.57379
0.44136 |  | 0.57376
0.44133 |  | 0.57373
0.44132 |  | 0.57369
0.44131 |  | 0.57367
0.44128 |  | 0.57366
0.44126 |  | 0.57363
0.44124 |  | 0.57359
0.44123 |  | 0.57359
0.44123 |  | 0.57356
0.44121 |  | 0.57351
0.44119 |  | 0.57351
0.44118 |  | 0.57347
0.44116 |  | 0.57345
0.44114 |  | 0.57342
0.44114 |  | 0.5734
0.44112 |  | 0.57337
0.44112 |  | 0.57334
0.4411 |  | 0.57329
0.44108 |  | 0.57325
0.44107 |  | 0.57325
0.44105 |  | 0.57323
0.44104 |  | 0.57318
0.44103 |  | 0.57315
0.44101 |  | 0.5731
0.441 |  | 0.5731
0.44098 |  | 0.57308
0.44097 |  | 0.57306
0.44094 |  | 0.57305
0.44093 |  | 0.57301
0.44091 |  | 0.57299
0.44089 |  | 0.57295
0.44088 |  | 0.57295
0.44086 |  | 0.57291
0.44085 |  | 0.5729
0.44085 |  | 0.57289
0.44081 |  | 0.57285
0.44079 |  | 0.57285
0.44078 |  | 0.57282
0.44078 |  | 0.57278
0.44076 |  | 0.57275
0.44073 |  | 0.57271
0.44073 |  | 0.5727
0.44071 |  | 0.57266
0.4407 |  | 0.57266
0.44067 |  | 0.57264
0.44066 |  | 0.57261
0.44063 |  | 0.57259
0.44063 |  | 0.57256
0.44062 |  | 0.57255
0.4406 |  | 0.57253
0.44059 |  | 0.57251
0.44057 |  | 0.57248
0.44056 |  | 0.57246
0.44055 |  | 0.57241
0.44052 |  | 0.57237
0.4405 |  | 0.57236
0.44047 |  | 0.57229
0.44047 |  | 0.57228
0.44045 |  | 0.57225
0.44044 |  | 0.57224
0.44042 |  | 0.57223
0.44041 |  | 0.57219
0.44037 |  | 0.57215
0.44035 |  | 0.57212
0.44034 |  | 0.57211
0.44032 |  | 0.57208
0.44032 |  | 0.57205
0.44027 |  | 0.57201
0.44025 |  | 0.57196
0.44025 |  | 0.57193
0.44022 |  | 0.57192
0.44022 |  | 0.57191
0.44019 |  | 0.57189
0.44018 |  | 0.57187
0.44017 |  | 0.57182
0.44012 |  | 0.57181
0.4401 |  | 0.5718
0.44009 |  | 0.57177
0.44005 |  | 0.57174
0.44005 |  | 0.57171
0.44003 |  | 0.5717
0.44 |  | 0.57167
0.43999 |  | 0.57167
0.43995 |  | 0.57165
0.43991 |  | 0.57165
0.43989 |  | 0.5716
0.43987 |  | 0.5716
0.43986 |  | 0.57155
0.43982 |  | 0.57152
0.43982 |  | 0.57151
0.43982 |  | 0.57145
0.43979 |  | 0.57141
0.43978 |  | 0.57139
0.43973 |  | 0.57137
0.43973 |  | 0.57132
0.43973 |  | 0.5713
0.43971 |  | 0.57127
0.43968 |  | 0.57125
0.43964 |  | 0.57124
0.43964 |  | 0.57121
0.43962 |  | 0.5712
0.43961 |  | 0.57117
0.43961 |  | 0.57116
0.43959 |  | 0.57112
0.43957 |  | 0.57107
0.43954 |  | 0.57105
0.43954 |  | 0.57102
0.43952 |  | 0.571
0.43952 |  | 0.57098
0.4395 |  | 0.57097
0.43948 |  | 0.57093
0.43947 |  | 0.57092
0.43946 |  | 0.5709
0.43942 |  | 0.57088
0.4394 |  | 0.57084
0.4394 |  | 0.57082
0.43938 |  | 0.57077
0.43935 |  | 0.57072
0.43933 |  | 0.57072
0.4393 |  | 0.57068
0.43929 |  | 0.57066
0.43927 |  | 0.5706
0.43924 |  | 0.57057
0.43923 |  | 0.57051
0.43922 |  | 0.5705
0.43919 |  | 0.57045
0.43918 |  | 0.57043
0.43918 |  | 0.57039
0.43917 |  | 0.57036
0.43915 |  | 0.57034
0.43912 |  | 0.57032
0.4391 |  | 0.57031
0.4391 |  | 0.57028
0.4391 |  | 0.57027
0.43907 |  | 0.57024
0.43906 |  | 0.57022
0.43903 |  | 0.57018
0.43902 |  | 0.57017
0.43898 |  | 0.57015
0.43898 |  | 0.57014
0.43897 |  | 0.57012
0.43893 |  | 0.57011
0.43892 |  | 0.57009
0.43891 |  | 0.57003
0.43888 |  | 0.57
0.43886 |  | 0.56998
0.43883 |  | 0.56995
0.43881 |  | 0.56987
0.43881 |  | 0.56986
0.43878 |  | 0.56986
0.43875 |  | 0.56983
0.43875 |  | 0.56981
0.43874 |  | 0.5698
0.43873 |  | 0.56977
0.43869 |  | 0.56972
0.43869 |  | 0.5697
0.43869 |  | 0.56967
0.43869 |  | 0.56965
0.43864 |  | 0.56965
0.43864 |  | 0.56964
0.43862 |  | 0.5696
0.43862 |  | 0.56957
0.43861 |  | 0.5695
0.43858 |  | 0.56945
0.43856 |  | 0.56942
0.43855 |  | 0.5694
0.43853 |  | 0.56938
0.43852 |  | 0.56936
0.4385 |  | 0.56934
0.4385 |  | 0.56932
0.43846 |  | 0.56929
0.43846 |  | 0.56928
0.43844 |  | 0.56925
0.43843 |  | 0.56922
0.43842 |  | 0.56921
0.43841 |  | 0.56921
0.43841 |  | 0.56917
0.43838 |  | 0.56916
0.43837 |  | 0.56912
0.43837 |  | 0.5691
0.43837 |  | 0.56907
0.43834 |  | 0.56906
0.43832 |  | 0.56902
0.43829 |  | 0.569
0.43829 |  | 0.569
0.43826 |  | 0.56895
0.43824 |  | 0.56894
0.43822 |  | 0.5689
0.43822 |  | 0.56885
0.43817 |  | 0.56881
0.43816 |  | 0.5688
0.43816 |  | 0.56877
0.43813 |  | 0.56872
0.43812 |  | 0.5687
0.43812 |  | 0.5687
0.4381 |  | 0.5687
0.43807 |  | 0.56869
0.43806 |  | 0.56865
0.43805 |  | 0.56863
0.43803 |  | 0.56858
0.43802 |  | 0.56855
0.438 |  | 0.56853
0.43799 |  | 0.56852
0.43799 |  | 0.56849
0.43796 |  | 0.56845
0.43795 |  | 0.56842
0.43792 |  | 0.56841
0.43791 |  | 0.56838
0.43789 |  | 0.56838
0.43787 |  | 0.56833
0.43787 |  | 0.5683
0.43784 |  | 0.56828
0.43782 |  | 0.56826
0.43781 |  | 0.56825
0.43781 |  | 0.56823
0.4378 |  | 0.56818
0.43777 |  | 0.56811
0.43775 |  | 0.56809
0.43772 |  | 0.56808
0.43771 |  | 0.56804
0.4377 |  | 0.56804
0.43769 |  | 0.56798
0.43768 |  | 0.56797
0.43767 |  | 0.56792
0.43765 |  | 0.56792
0.43762 |  | 0.56789
0.43761 |  | 0.56789
0.43758 |  | 0.56787
0.43756 |  | 0.56784
0.43756 |  | 0.56784
0.43754 |  | 0.56781
0.43752 |  | 0.56778
0.43751 |  | 0.56777
0.43751 |  | 0.56775
0.43749 |  | 0.56771
0.43747 |  | 0.56769
0.43744 |  | 0.56765
0.43743 |  | 0.56765
0.43743 |  | 0.5676
0.43741 |  | 0.56759
0.43739 |  | 0.56758
0.43738 |  | 0.56755
0.43735 |  | 0.56753
0.43735 |  | 0.56749
0.43732 |  | 0.56749
0.43728 |  | 0.56746
0.43728 |  | 0.56746
0.43728 |  | 0.56746
0.43726 |  | 0.56742
0.43726 |  | 0.56741
0.43723 |  | 0.56737
0.43722 |  | 0.56736
0.43718 |  | 0.56735
0.43716 |  | 0.56735
0.43716 |  | 0.56732
0.43713 |  | 0.56729
0.43711 |  | 0.56728
0.43711 |  | 0.56724
0.4371 |  | 0.56722
0.43706 |  | 0.56721
0.43706 |  | 0.56717
0.43704 |  | 0.56716
0.43704 |  | 0.56711
0.43702 |  | 0.56709
0.43701 |  | 0.56706
0.43699 |  | 0.56705
0.43697 |  | 0.567
0.43697 |  | 0.56697
0.43697 |  | 0.56694
0.43694 |  | 0.56693
0.43692 |  | 0.56692
0.43692 |  | 0.56687
0.43691 |  | 0.56683
0.43689 |  | 0.56683
0.43687 |  | 0.56682
0.43685 |  | 0.56678
0.43683 |  | 0.56677
0.43683 |  | 0.56675
0.4368 |  | 0.56674
0.43679 |  | 0.5667
0.43679 |  | 0.56669
0.43677 |  | 0.56667
0.43675 |  | 0.56667
0.43674 |  | 0.56663
0.43672 |  | 0.56659
0.43671 |  | 0.56657
0.43667 |  | 0.56654
0.43666 |  | 0.56653
0.43664 |  | 0.56651
0.43663 |  | 0.56648
0.43661 |  | 0.56646
0.4366 |  | 0.5664
0.4366 |  | 0.5664
0.43657 |  | 0.56635
0.43653 |  | 0.56633
0.43653 |  | 0.56629
0.43653 |  | 0.56624
0.4365 |  | 0.56622
0.43649 |  | 0.56618
0.43647 |  | 0.56617
0.43647 |  | 0.56614
0.43645 |  | 0.56611
0.43644 |  | 0.5661
0.43643 |  | 0.5661
0.43642 |  | 0.56608
0.4364 |  | 0.56606
0.4364 |  | 0.56605
0.43637 |  | 0.56602
0.43636 |  | 0.566
0.43635 |  | 0.56598
0.43634 |  | 0.56596
0.4363 |  | 0.56596
0.43629 |  | 0.5659
0.43628 |  | 0.56589
0.43623 |  | 0.56584
0.43623 |  | 0.56583
0.43619 |  | 0.56578
0.43618 |  | 0.56575
0.43615 |  | 0.56571
0.43612 |  | 0.56569
0.43611 |  | 0.56565
0.4361 |  | 0.56562
0.43609 |  | 0.56562
0.43607 |  | 0.56558
0.43604 |  | 0.56557
0.43602 |  | 0.56554
0.43602 |  | 0.5655
0.436 |  | 0.56546
0.436 |  | 0.56544
0.43599 |  | 0.56539
0.43597 |  | 0.56535
0.43597 |  | 0.56534
0.43594 |  | 0.56533
0.43594 |  | 0.5653
0.43592 |  | 0.56529
0.43591 |  | 0.56527
0.43587 |  | 0.56524
0.43585 |  | 0.56522
0.43584 |  | 0.56518
0.43581 |  | 0.56518
0.4358 |  | 0.56515
0.4358 |  | 0.56513
0.43575 |  | 0.56512
0.43574 |  | 0.56511
0.43574 |  | 0.5651
0.43573 |  | 0.56507
0.43568 |  | 0.56507
0.43567 |  | 0.56503
0.43567 |  | 0.56503
0.43566 |  | 0.56502
0.43564 |  | 0.56499
0.43564 |  | 0.56497
0.43563 |  | 0.56494
0.43559 |  | 0.5649
0.43559 |  | 0.56488
0.43557 |  | 0.56487
0.43555 |  | 0.56484
0.43553 |  | 0.56481
0.43551 |  | 0.56479
0.4355 |  | 0.56477
0.43549 |  | 0.56476
0.43546 |  | 0.56472
0.43545 |  | 0.56469
0.43544 |  | 0.56469
0.43544 |  | 0.56465
0.43542 |  | 0.56463
0.43539 |  | 0.56462
0.43538 |  | 0.56457
0.43538 |  | 0.56455
0.43535 |  | 0.56454
0.43535 |  | 0.56452
0.43534 |  | 0.56449
0.43533 |  | 0.56448
0.43531 |  | 0.56446
0.43531 |  | 0.56443
0.43529 |  | 0.56441
0.43528 |  | 0.56439
0.43526 |  | 0.56438
0.43525 |  | 0.56435
0.43521 |  | 0.56433
0.43521 |  | 0.56429
0.4352 |  | 0.56425
0.43518 |  | 0.56425
0.43518 |  | 0.56419
0.43517 |  | 0.56418
0.43516 |  | 0.56415
0.43515 |  | 0.56414
0.43513 |  | 0.5641
0.43509 |  | 0.56409
0.43508 |  | 0.56408
0.43506 |  | 0.56405
0.43504 |  | 0.56403
0.43502 |  | 0.56402
0.43501 |  | 0.56398
0.43499 |  | 0.56395
0.43497 |  | 0.56391
0.43496 |  | 0.5639
0.43495 |  | 0.56387
0.43491 |  | 0.56386
0.43491 |  | 0.56383
0.43491 |  | 0.5638
0.43488 |  | 0.56378
0.43488 |  | 0.56373
0.43486 |  | 0.5637
0.43484 |  | 0.56369
0.43481 |  | 0.56368
0.43479 |  | 0.56365
0.43477 |  | 0.56364
0.43474 |  | 0.5636
0.43473 |  | 0.5636
0.43473 |  | 0.56359
0.43472 |  | 0.56357
0.43468 |  | 0.56357
0.43465 |  | 0.56353
0.43465 |  | 0.56353
0.43464 |  | 0.56351
0.43462 |  | 0.56349
0.4346 |  | 0.56348
0.43457 |  | 0.56346
0.43457 |  | 0.56342
0.43456 |  | 0.56342
0.43454 |  | 0.5634
0.43452 |  | 0.56336
0.43451 |  | 0.56332
0.4345 |  | 0.56332
0.43449 |  | 0.5633
0.43448 |  | 0.56327
0.43446 |  | 0.56326
0.43444 |  | 0.56324
0.43442 |  | 0.5632
0.43439 |  | 0.56318
0.43438 |  | 0.56314
0.43435 |  | 0.56312
0.43435 |  | 0.5631
0.43434 |  | 0.56307
0.43433 |  | 0.56304
0.43432 |  | 0.563
0.43432 |  | 0.56299
0.43431 |  | 0.56298
0.43427 |  | 0.56294
0.43425 |  | 0.56291
0.43424 |  | 0.56286
0.43424 |  | 0.5628
0.43419 |  | 0.56277
0.43418 |  | 0.56276
0.43418 |  | 0.56272
0.43418 |  | 0.5627
0.43414 |  | 0.56268
0.43414 |  | 0.56265
0.43413 |  | 0.56262
0.4341 |  | 0.56262
0.43409 |  | 0.56258
0.43407 |  | 0.56258
0.43406 |  | 0.56254
0.43405 |  | 0.56253
0.43404 |  | 0.56251
0.434 |  | 0.56247
0.434 |  | 0.56247
0.43399 |  | 0.56244
0.43399 |  | 0.56244
0.43396 |  | 0.56242
0.43395 |  | 0.5624
0.43392 |  | 0.56239
0.43389 |  | 0.56239
0.43388 |  | 0.56235
0.43388 |  | 0.56229
0.43387 |  | 0.56228
0.43384 |  | 0.56227
0.43383 |  | 0.56224
0.43382 |  | 0.56219
0.43381 |  | 0.56218
0.43379 |  | 0.56214
0.43377 |  | 0.56212
0.43374 |  | 0.5621
0.43374 |  | 0.56206
0.43372 |  | 0.56206
0.43369 |  | 0.56201
0.43367 |  | 0.56196
0.43366 |  | 0.56195
0.43365 |  | 0.56192
0.43364 |  | 0.56191
0.43359 |  | 0.56188
0.43358 |  | 0.56186
0.43358 |  | 0.56184
0.43356 |  | 0.56179
0.43353 |  | 0.56176
0.43352 |  | 0.56173
0.43351 |  | 0.56171
0.43347 |  | 0.56167
0.43347 |  | 0.56165
0.43346 |  | 0.5616
0.43343 |  | 0.56157
0.43343 |  | 0.56155
0.43341 |  | 0.56154
0.43339 |  | 0.56153
0.43337 |  | 0.56153
0.43335 |  | 0.5615
0.43332 |  | 0.56149
0.4333 |  | 0.56147
0.43329 |  | 0.56143
0.43327 |  | 0.56143
0.43326 |  | 0.56136
0.43324 |  | 0.56135
0.43323 |  | 0.56132
0.43321 |  | 0.56131
0.43318 |  | 0.56129
0.43317 |  | 0.56127
0.43316 |  | 0.56125
0.43315 |  | 0.56121
0.43314 |  | 0.5612
0.43311 |  | 0.56116
0.4331 |  | 0.56116
0.43307 |  | 0.56113
0.43305 |  | 0.5611
0.43305 |  | 0.56106
0.43302 |  | 0.56105
0.43302 |  | 0.56104
0.43301 |  | 0.56099
0.43299 |  | 0.56097
0.43298 |  | 0.56097
0.43297 |  | 0.56088
0.43297 |  | 0.56087
0.43293 |  | 0.56084
0.4329 |  | 0.56079
0.4329 |  | 0.56078
0.43287 |  | 0.56073
0.43287 |  | 0.56072
0.43284 |  | 0.56068
0.43283 |  | 0.56068
0.43281 |  | 0.56065
0.43281 |  | 0.56063
0.43279 |  | 0.5606
0.43277 |  | 0.56059
0.43276 |  | 0.56059
0.43272 |  | 0.56054
0.43271 |  | 0.56051
0.43271 |  | 0.56049
0.43268 |  | 0.56048
0.43268 |  | 0.56048
0.43268 |  | 0.56045
0.43265 |  | 0.56042
0.43265 |  | 0.56041
0.43263 |  | 0.56037
0.43262 |  | 0.56035
0.43262 |  | 0.56032
0.4326 |  | 0.5603
0.43258 |  | 0.56027
0.43258 |  | 0.56027
0.43256 |  | 0.56022
0.43254 |  | 0.56018
0.43253 |  | 0.56015
0.43251 |  | 0.56014
0.43251 |  | 0.56011
0.43248 |  | 0.5601
0.43246 |  | 0.56007
0.43246 |  | 0.56004
0.43244 |  | 0.56
0.43243 |  | 0.55998
0.43241 |  | 0.55998
0.43241 |  | 0.55994
0.4324 |  | 0.5599
0.43237 |  | 0.55988
0.43237 |  | 0.55987
0.43235 |  | 0.55984
0.43235 |  | 0.55982
0.43235 |  | 0.55982
0.43232 |  | 0.55982
0.43229 |  | 0.55978
0.43229 |  | 0.55977
0.43229 |  | 0.55977
0.43228 |  | 0.55972
0.43228 |  | 0.55972
0.43226 |  | 0.55968
0.43226 |  | 0.55968
0.43226 |  | 0.55965
0.43221 |  | 0.55965
0.43221 |  | 0.55961
0.43221 |  | 0.55959
0.43221 |  | 0.55958
0.43219 |  | 0.55955
0.43214 |  | 0.55954
0.43214 |  | 0.55952
0.43213 |  | 0.55949
0.43212 |  | 0.55948
0.4321 |  | 0.55947
0.4321 |  | 0.55944
0.43208 |  | 0.55942
0.43205 |  | 0.55941
0.43204 |  | 0.5594
0.43201 |  | 0.55935
0.432 |  | 0.55932
0.43198 |  | 0.55931
0.43195 |  | 0.55931
0.43194 |  | 0.55926
0.43194 |  | 0.55924
0.43191 |  | 0.5592
0.4319 |  | 0.5592
0.43189 |  | 0.55916
0.43188 |  | 0.55914
0.43188 |  | 0.55912
0.43186 |  | 0.5591
0.43183 |  | 0.55909
0.43183 |  | 0.55906
0.43181 |  | 0.55902
0.4318 |  | 0.559
0.43177 |  | 0.55896
0.43175 |  | 0.55896
0.43173 |  | 0.55893
0.43173 |  | 0.55891
0.4317 |  | 0.55888
0.43168 |  | 0.55886
0.43168 |  | 0.55882
0.43166 |  | 0.5588
0.43164 |  | 0.5588
0.43164 |  | 0.5588
0.43161 |  | 0.55878
0.4316 |  | 0.55875
0.4316 |  | 0.55873
0.43159 |  | 0.55872
0.43157 |  | 0.55868
0.43157 |  | 0.55866
0.43155 |  | 0.55864
0.43153 |  | 0.55861
0.43152 |  | 0.55859
0.4315 |  | 0.55857
0.43149 |  | 0.55856
0.43149 |  | 0.55853
0.43146 |  | 0.55851
0.43145 |  | 0.55849
0.43144 |  | 0.55848
0.43142 |  | 0.55846
0.43139 |  | 0.55845
0.43139 |  | 0.55843
0.43137 |  | 0.55841
0.43137 |  | 0.5584
0.43136 |  | 0.55836
0.43133 |  | 0.55831
0.43132 |  | 0.5583
0.43131 |  | 0.5583
0.4313 |  | 0.55824
0.43129 |  | 0.55823
0.43129 |  | 0.5582
0.43127 |  | 0.55816
0.43123 |  | 0.55814
0.43121 |  | 0.5581
0.43121 |  | 0.5581
0.43119 |  | 0.55808
0.43117 |  | 0.55804
0.43114 |  | 0.55801
0.43112 |  | 0.558
0.43111 |  | 0.55798
0.43109 |  | 0.55796
0.43109 |  | 0.55794
0.43107 |  | 0.55793
0.43105 |  | 0.5579
0.43103 |  | 0.55788
0.43102 |  | 0.55786
0.43102 |  | 0.55785
0.43101 |  | 0.55783
0.431 |  | 0.55777
0.43097 |  | 0.55775
0.43097 |  | 0.55775
0.43095 |  | 0.55772
0.43093 |  | 0.55769
0.43093 |  | 0.55767
0.43092 |  | 0.55766
0.43091 |  | 0.55764
0.43091 |  | 0.55761
0.4309 |  | 0.55757
0.43087 |  | 0.55757
0.43087 |  | 0.55755
0.43086 |  | 0.55751
0.43085 |  | 0.55749
0.43082 |  | 0.55747
0.43076 |  | 0.55744
0.43074 |  | 0.55743
0.43074 |  | 0.55738
0.43074 |  | 0.5573
0.43073 |  | 0.55729
0.43073 |  | 0.55727
0.43071 |  | 0.55721
0.43068 |  | 0.55721
0.43068 |  | 0.55717
0.43067 |  | 0.55715
0.43066 |  | 0.55715
0.43062 |  | 0.5571
0.43061 |  | 0.55708
0.43061 |  | 0.55708
0.4306 |  | 0.55707
0.43059 |  | 0.55706
0.43056 |  | 0.55702
0.43056 |  | 0.55701
0.43054 |  | 0.55699
0.43054 |  | 0.55698
0.43051 |  | 0.55696
0.4305 |  | 0.55693
0.43049 |  | 0.55691
0.43048 |  | 0.55689
0.43047 |  | 0.55688
0.43047 |  | 0.55685
0.43045 |  | 0.55683
0.43044 |  | 0.55678
0.43042 |  | 0.55677
0.43041 |  | 0.55673
0.43041 |  | 0.55671
0.4304 |  | 0.55671
0.43039 |  | 0.5567
0.43038 |  | 0.55667
0.43037 |  | 0.55666
0.43034 |  | 0.55663
0.43033 |  | 0.55662
0.43031 |  | 0.55661
0.4303 |  | 0.55658
0.43028 |  | 0.55657
0.43027 |  | 0.55655
0.43026 |  | 0.55655
0.43026 |  | 0.55648
0.43025 |  | 0.55646
0.43023 |  | 0.55644
0.43021 |  | 0.55641
0.43021 |  | 0.55639
0.43019 |  | 0.55636
0.43017 |  | 0.55635
0.43014 |  | 0.55634
0.43013 |  | 0.55633
0.43012 |  | 0.5563
0.43007 |  | 0.55626
0.43007 |  | 0.55624
0.43005 |  | 0.5562
0.43004 |  | 0.55617
0.43002 |  | 0.55616
0.43001 |  | 0.55615
0.43001 |  | 0.55612
0.43 |  | 0.55608
0.42998 |  | 0.55608
0.42997 |  | 0.55606
0.42996 |  | 0.55606
0.42995 |  | 0.55601
0.42991 |  | 0.55597
0.42989 |  | 0.55596
0.42989 |  | 0.55593
0.42988 |  | 0.5559
0.42985 |  | 0.55588
0.42985 |  | 0.55586
0.42985 |  | 0.55585
0.42985 |  | 0.55581
0.42983 |  | 0.55578
0.42983 |  | 0.55576
0.42982 |  | 0.55572
0.42982 |  | 0.5557
0.42979 |  | 0.55568
0.42977 |  | 0.55565
0.42976 |  | 0.55564
0.42975 |  | 0.55562
0.42973 |  | 0.55558
0.42972 |  | 0.55554
0.4297 |  | 0.55553
0.42969 |  | 0.55553
0.42969 |  | 0.55548
0.42968 |  | 0.55547
0.42965 |  | 0.55546
0.42965 |  | 0.55542
0.42963 |  | 0.5554
0.42962 |  | 0.55539
0.42958 |  | 0.55535
0.42957 |  | 0.55532
0.42954 |  | 0.55531
0.42954 |  | 0.5553
0.42951 |  | 0.55527
0.4295 |  | 0.55525
0.42949 |  | 0.55523
0.42949 |  | 0.55522
0.42949 |  | 0.55518
0.42947 |  | 0.55514
0.42946 |  | 0.55514
0.42945 |  | 0.55512
0.42944 |  | 0.55509
0.42942 |  | 0.55508
0.42942 |  | 0.55505
0.42941 |  | 0.55503
0.4294 |  | 0.55502
0.42937 |  | 0.55501
0.42935 |  | 0.55499
0.42935 |  | 0.55494
0.42933 |  | 0.55493
0.42931 |  | 0.55491
0.42929 |  | 0.5549
0.42929 |  | 0.55489
0.42925 |  | 0.55484
0.42925 |  | 0.5548
0.42925 |  | 0.5548
0.42924 |  | 0.5548
0.42922 |  | 0.55479
0.42921 |  | 0.55475
0.4292 |  | 0.55474
0.42918 |  | 0.55472
0.42918 |  | 0.5547
0.42914 |  | 0.55465
0.42913 |  | 0.55463
0.42911 |  | 0.55459
0.42909 |  | 0.55458
0.42909 |  | 0.55453
0.42907 |  | 0.55452
0.42907 |  | 0.5545
0.42907 |  | 0.55449
0.42906 |  | 0.55448
0.42903 |  | 0.55444
0.42903 |  | 0.55443
0.42899 |  | 0.55439
0.42897 |  | 0.55435
0.42896 |  | 0.55432
0.42895 |  | 0.5543
0.42893 |  | 0.55429
0.42892 |  | 0.55427
0.42892 |  | 0.55424
0.42892 |  | 0.5542
0.42891 |  | 0.5542
0.42888 |  | 0.55417
0.42887 |  | 0.55414
0.42885 |  | 0.55414
0.42885 |  | 0.55412
0.42885 |  | 0.55411
0.42882 |  | 0.55407
0.4288 |  | 0.55404
0.42879 |  | 0.55403
0.42879 |  | 0.55401
0.42876 |  | 0.55398
0.42875 |  | 0.55397
0.42873 |  | 0.55394
0.42872 |  | 0.5539
0.42872 |  | 0.5539
0.42867 |  | 0.5539
0.42867 |  | 0.55388
0.42867 |  | 0.55385
0.42866 |  | 0.55384
0.42866 |  | 0.55382
0.42864 |  | 0.55379
0.42863 |  | 0.55377
0.42863 |  | 0.55377
0.42861 |  | 0.55372
0.42859 |  | 0.55369
0.42859 |  | 0.55366
0.42858 |  | 0.55365
0.42855 |  | 0.55364
0.42854 |  | 0.55364
0.42853 |  | 0.5536
0.42852 |  | 0.55359
0.4285 |  | 0.55358
0.4285 |  | 0.55354
0.42849 |  | 0.55353
0.42847 |  | 0.5535
0.42845 |  | 0.55349
0.42844 |  | 0.55348
0.42843 |  | 0.55344
0.42842 |  | 0.55344
0.4284 |  | 0.55341
0.42839 |  | 0.55338
0.42838 |  | 0.55337
0.42838 |  | 0.55335
0.42838 |  | 0.55332
0.42832 |  | 0.5533
0.42832 |  | 0.55327
0.42831 |  | 0.55325
0.42829 |  | 0.55325
0.42827 |  | 0.55322
0.42825 |  | 0.55317
0.42825 |  | 0.55317
0.42823 |  | 0.55316
0.42821 |  | 0.55311
0.4282 |  | 0.55308
0.42818 |  | 0.55305
0.42818 |  | 0.55303
0.42818 |  | 0.55302
0.42814 |  | 0.553
0.42813 |  | 0.55298
0.42812 |  | 0.55295
0.42812 |  | 0.55292
0.42811 |  | 0.55291
0.42808 |  | 0.55289
0.42807 |  | 0.55286
0.42807 |  | 0.55286
0.42805 |  | 0.55286
0.42804 |  | 0.55283
0.42804 |  | 0.55279
0.42801 |  | 0.55278
0.42799 |  | 0.55277
0.42798 |  | 0.55277
0.42798 |  | 0.55274
0.42796 |  | 0.55271
0.42796 |  | 0.55271
0.42795 |  | 0.55269
0.42794 |  | 0.55267
0.42789 |  | 0.55262
0.42788 |  | 0.55261
0.42788 |  | 0.5526
0.42786 |  | 0.55256
0.42785 |  | 0.55254
0.42782 |  | 0.55251
0.42782 |  | 0.55251
0.4278 |  | 0.55249
0.4278 |  | 0.55248
0.42779 |  | 0.55245
0.42778 |  | 0.55244
0.42777 |  | 0.55243
0.42777 |  | 0.55241
0.42777 |  | 0.55238
0.42773 |  | 0.55238
0.42771 |  | 0.55233
0.42771 |  | 0.55232
0.4277 |  | 0.55227
0.4277 |  | 0.55227
0.42769 |  | 0.55222
0.42768 |  | 0.55221
0.42767 |  | 0.55216
0.42764 |  | 0.55215
0.42763 |  | 0.55211
0.42762 |  | 0.55211
0.4276 |  | 0.5521
0.42759 |  | 0.55209
0.42759 |  | 0.55204
0.42757 |  | 0.55203
0.42757 |  | 0.55202
0.42754 |  | 0.552
0.42752 |  | 0.552
0.42752 |  | 0.55198
0.42752 |  | 0.55194
0.4275 |  | 0.55192
0.4275 |  | 0.55188
0.42749 |  | 0.55186
0.42744 |  | 0.55186
0.42742 |  | 0.55183
0.42742 |  | 0.55181
0.42742 |  | 0.55179
0.4274 |  | 0.55176
0.42739 |  | 0.55174
0.42738 |  | 0.5517
0.42738 |  | 0.55169
0.42737 |  | 0.55168
0.42737 |  | 0.55168
0.42733 |  | 0.55164
0.42732 |  | 0.55163
0.4273 |  | 0.55161
0.42728 |  | 0.55158
0.42727 |  | 0.55153
0.42727 |  | 0.55151
0.42726 |  | 0.55151
0.42725 |  | 0.55148
0.42722 |  | 0.55148
0.4272 |  | 0.55145
0.42718 |  | 0.55142
0.42718 |  | 0.55139
0.42717 |  | 0.55139
0.42716 |  | 0.55133
0.42713 |  | 0.55133
0.42712 |  | 0.55133
0.42711 |  | 0.55129
0.42711 |  | 0.55127
0.42711 |  | 0.55126
0.4271 |  | 0.55124
0.42708 |  | 0.55121
0.42707 |  | 0.55119
0.42705 |  | 0.55118
0.42704 |  | 0.55116
0.42702 |  | 0.55112
0.42701 |  | 0.55109
0.427 |  | 0.55107
0.42698 |  | 0.55106
0.42698 |  | 0.55105
0.42698 |  | 0.55103
0.42695 |  | 0.55101
0.42693 |  | 0.55101
0.42693 |  | 0.55096
0.42688 |  | 0.55094
0.42688 |  | 0.55093
0.42687 |  | 0.55089
0.42687 |  | 0.55088
0.42685 |  | 0.55085
0.42684 |  | 0.55083
0.42684 |  | 0.5508
0.42681 |  | 0.55079
0.42681 |  | 0.55073
0.4268 |  | 0.55072
0.42679 |  | 0.55072
0.42676 |  | 0.55071
0.42674 |  | 0.55068
0.42674 |  | 0.55067
0.42673 |  | 0.55066
0.4267 |  | 0.55064
0.42669 |  | 0.55061
0.42669 |  | 0.55059
0.42668 |  | 0.55058
0.42667 |  | 0.55054
0.42665 |  | 0.5505
0.42662 |  | 0.55048
0.42662 |  | 0.55048
0.42661 |  | 0.55044
0.4266 |  | 0.55043
0.4266 |  | 0.55042
0.4266 |  | 0.55038
0.42657 |  | 0.55038
0.42657 |  | 0.55034
0.42655 |  | 0.55033
0.42654 |  | 0.5503
0.42654 |  | 0.55027
0.42654 |  | 0.55026
0.42653 |  | 0.55024
0.4265 |  | 0.55019
0.4265 |  | 0.55018
0.42649 |  | 0.55017
0.42649 |  | 0.55013
0.42648 |  | 0.5501
0.42647 |  | 0.5501
0.42646 |  | 0.55006
0.42645 |  | 0.55006
0.42641 |  | 0.55004
0.42641 |  | 0.55
0.4264 |  | 0.54994
0.42637 |  | 0.54991
0.42637 |  | 0.5499
0.42635 |  | 0.54987
0.42635 |  | 0.54986
0.42633 |  | 0.54984
0.42633 |  | 0.54981
0.42631 |  | 0.54979
0.42629 |  | 0.54979
0.42628 |  | 0.54973
0.42627 |  | 0.54969
0.42625 |  | 0.54968
0.42624 |  | 0.54964
0.42621 |  | 0.54963
0.42621 |  | 0.5496
0.42619 |  | 0.54958
0.42618 |  | 0.54956
0.42616 |  | 0.54955
0.42615 |  | 0.54949
0.42615 |  | 0.54949
0.42612 |  | 0.54945
0.4261 |  | 0.54944
0.4261 |  | 0.54942
0.42608 |  | 0.54942
0.42608 |  | 0.5494
0.42604 |  | 0.54936
0.42603 |  | 0.54934
0.42602 |  | 0.5493
0.42599 |  | 0.54926
0.42598 |  | 0.54926
0.42597 |  | 0.54925
0.42596 |  | 0.54924
0.42596 |  | 0.54922
0.42595 |  | 0.5492
0.42592 |  | 0.54918
0.42592 |  | 0.54915
0.42592 |  | 0.54914
0.42589 |  | 0.54912
0.42588 |  | 0.54909
0.42587 |  | 0.54906
0.42586 |  | 0.54906
0.42585 |  | 0.54904
0.42584 |  | 0.54904
0.42581 |  | 0.54902
0.4258 |  | 0.54898
0.4258 |  | 0.54897
0.42576 |  | 0.54896
0.42575 |  | 0.54889
0.42572 |  | 0.54888
0.42572 |  | 0.54884
0.42572 |  | 0.54884
0.42568 |  | 0.54882
0.42568 |  | 0.54882
0.42567 |  | 0.54879
0.42565 |  | 0.54877
0.42563 |  | 0.54873
0.42561 |  | 0.54873
0.42561 |  | 0.5487
0.4256 |  | 0.54869
0.42558 |  | 0.54866
0.42558 |  | 0.54865
0.42557 |  | 0.54861
0.42556 |  | 0.54859
0.42555 |  | 0.54857
0.42554 |  | 0.54857
0.42553 |  | 0.54856
0.4255 |  | 0.54851
0.4255 |  | 0.5485
0.4255 |  | 0.54849
0.42548 |  | 0.54848
0.42547 |  | 0.54845
0.42546 |  | 0.54844
0.42543 |  | 0.54844
0.42541 |  | 0.54838
0.4254 |  | 0.54836
0.4254 |  | 0.54836
0.42537 |  | 0.54832
0.42536 |  | 0.54832
0.42536 |  | 0.54828
0.42534 |  | 0.54826
0.42532 |  | 0.54825
0.4253 |  | 0.5482
0.4253 |  | 0.5482
0.42528 |  | 0.54815
0.42525 |  | 0.54813
0.42525 |  | 0.54812
0.42525 |  | 0.54812
0.42524 |  | 0.54811
0.4252 |  | 0.54809
0.4252 |  | 0.54803
0.42518 |  | 0.54802
0.42517 |  | 0.548
0.42517 |  | 0.54798
0.42515 |  | 0.54796
0.42514 |  | 0.54794
0.42514 |  | 0.54792
0.42513 |  | 0.54792
0.4251 |  | 0.54787
0.42508 |  | 0.54782
0.42508 |  | 0.54781
0.42508 |  | 0.5478
0.42506 |  | 0.54778
0.42505 |  | 0.54776
0.42504 |  | 0.5477
0.42504 |  | 0.54767
0.42503 |  | 0.54766
0.42502 |  | 0.54764
0.425 |  | 0.54764
0.425 |  | 0.54762
0.42497 |  | 0.5476
0.42497 |  | 0.54756
0.42496 |  | 0.54754
0.42496 |  | 0.54752
0.42495 |  | 0.54752
0.42493 |  | 0.54752
0.42492 |  | 0.54749
0.4249 |  | 0.54746
0.42489 |  | 0.54741
0.42489 |  | 0.54741
0.42488 |  | 0.54739
0.42487 |  | 0.54737
0.42485 |  | 0.54735
0.42484 |  | 0.54734
0.42484 |  | 0.54733
0.42484 |  | 0.54729
0.42482 |  | 0.54726
0.4248 |  | 0.54724
0.42478 |  | 0.54723
0.42477 |  | 0.5472
0.42475 |  | 0.5472
0.4247 |  | 0.54718
0.4247 |  | 0.54715
0.4247 |  | 0.54713
0.42467 |  | 0.54713
0.42467 |  | 0.54709
0.42467 |  | 0.54708
0.42467 |  | 0.54707
0.42462 |  | 0.54706
0.42462 |  | 0.54702
0.42461 |  | 0.547
0.42459 |  | 0.54698
0.42458 |  | 0.54697
0.42457 |  | 0.54694
0.42456 |  | 0.54688
0.42454 |  | 0.54688
0.42453 |  | 0.54687
0.42452 |  | 0.54685
0.42451 |  | 0.54681
0.42451 |  | 0.54679
0.42448 |  | 0.54675
0.42448 |  | 0.54673
0.42448 |  | 0.5467
0.42445 |  | 0.54669
0.42443 |  | 0.54669
0.42443 |  | 0.54666
0.42443 |  | 0.54665
0.42443 |  | 0.54663
0.4244 |  | 0.54662
0.42438 |  | 0.54659
0.42438 |  | 0.54658
0.42436 |  | 0.54657
0.42435 |  | 0.54656
0.42434 |  | 0.54649
0.42433 |  | 0.54647
0.42433 |  | 0.54643
0.4243 |  | 0.54642
0.4243 |  | 0.54639
0.42428 |  | 0.54639
0.42427 |  | 0.54635
0.42426 |  | 0.54634
0.42422 |  | 0.54633
0.4242 |  | 0.54633
0.42419 |  | 0.54629
0.42419 |  | 0.54628
0.42419 |  | 0.54624
0.42418 |  | 0.54622
0.42417 |  | 0.54619
0.42416 |  | 0.54616
0.42413 |  | 0.54615
0.42413 |  | 0.54612
0.42413 |  | 0.54609
0.42413 |  | 0.54606
0.42411 |  | 0.54606
0.42409 |  | 0.54603
0.42408 |  | 0.54599
0.42405 |  | 0.54599
0.42405 |  | 0.54598
0.42403 |  | 0.54597
0.42403 |  | 0.54592
0.42401 |  | 0.54592
0.424 |  | 0.54592
0.42399 |  | 0.54589
0.42398 |  | 0.54588
0.42397 |  | 0.54584
0.42396 |  | 0.54584
0.42396 |  | 0.54583
0.42395 |  | 0.54582
0.42393 |  | 0.5458
0.42391 |  | 0.54578
0.42391 |  | 0.54576
0.4239 |  | 0.54575
0.42388 |  | 0.54574
0.42385 |  | 0.54572
0.42385 |  | 0.5457
0.42382 |  | 0.54566
0.4238 |  | 0.54566
0.4238 |  | 0.54565
0.42376 |  | 0.54564
0.42374 |  | 0.54561
0.42374 |  | 0.54559
0.42372 |  | 0.54557
0.42372 |  | 0.54555
0.42371 |  | 0.54554
0.42368 |  | 0.54554
0.42368 |  | 0.54553
0.42367 |  | 0.54551
0.42367 |  | 0.54547
0.42366 |  | 0.54546
0.42365 |  | 0.54545
0.42363 |  | 0.54543
0.42363 |  | 0.54541
0.42361 |  | 0.54539
0.4236 |  | 0.54536
0.42359 |  | 0.54536
0.42359 |  | 0.54531
0.42359 |  | 0.5453
0.42358 |  | 0.54528
0.42356 |  | 0.54525
0.42355 |  | 0.54524
0.42353 |  | 0.54519
0.42353 |  | 0.54517
0.42353 |  | 0.54512
0.42351 |  | 0.54511
0.42351 |  | 0.54507
0.42349 |  | 0.54506
0.42348 |  | 0.54505
0.42346 |  | 0.54504
0.42346 |  | 0.54501
0.42343 |  | 0.54497
0.4234 |  | 0.54496
0.4234 |  | 0.54494
0.42339 |  | 0.54492
0.42339 |  | 0.5449
0.42339 |  | 0.5449
0.42339 |  | 0.54488
0.42333 |  | 0.54487
0.42332 |  | 0.54483
0.42331 |  | 0.54482
0.4233 |  | 0.54477
0.4233 |  | 0.54477
0.42326 |  | 0.54472
0.42325 |  | 0.54469
0.42324 |  | 0.54469
0.42323 |  | 0.54467
0.42322 |  | 0.54466
0.42322 |  | 0.54463
0.42321 |  | 0.54459
0.4232 |  | 0.54459
0.42318 |  | 0.54457
0.42317 |  | 0.54456
0.42316 |  | 0.54455
0.42316 |  | 0.54451
0.42313 |  | 0.54451
0.4231 |  | 0.54448
0.4231 |  | 0.54447
0.4231 |  | 0.54444
0.42306 |  | 0.54443
0.42306 |  | 0.54442
0.42305 |  | 0.54438
0.42304 |  | 0.54437
0.42304 |  | 0.54434
0.42304 |  | 0.54432
0.42303 |  | 0.5443
0.42301 |  | 0.54427
0.42298 |  | 0.54424
0.42298 |  | 0.54423
0.42297 |  | 0.54419
0.42296 |  | 0.54418
0.42295 |  | 0.54417
0.42294 |  | 0.54414
0.42294 |  | 0.54414
0.42292 |  | 0.54409
0.42289 |  | 0.54407
0.42288 |  | 0.54404
0.42288 |  | 0.54403
0.42287 |  | 0.544
0.42286 |  | 0.54399
0.42285 |  | 0.54394
0.42282 |  | 0.54393
0.42282 |  | 0.54392
0.42282 |  | 0.5439
0.4228 |  | 0.54388
0.42279 |  | 0.54383
0.42279 |  | 0.54383
0.42277 |  | 0.5438
0.42276 |  | 0.54379
0.42274 |  | 0.54378
0.42274 |  | 0.54377
0.42273 |  | 0.54373
0.42272 |  | 0.54371
0.4227 |  | 0.54368
0.4227 |  | 0.54366
0.42267 |  | 0.54365
0.42266 |  | 0.54363
0.42266 |  | 0.54362
0.42266 |  | 0.54361
0.42263 |  | 0.54359
0.42262 |  | 0.54358
0.42262 |  | 0.54353
0.42259 |  | 0.54352
0.42259 |  | 0.54349
0.42257 |  | 0.54348
0.42256 |  | 0.54346
0.42256 |  | 0.54343
0.42254 |  | 0.54341
0.42253 |  | 0.54338
0.42253 |  | 0.54337
0.42252 |  | 0.54334
0.42252 |  | 0.54332
0.4225 |  | 0.54329
0.42248 |  | 0.54326
0.42245 |  | 0.54323
0.42244 |  | 0.5432
0.42243 |  | 0.5432
0.42243 |  | 0.5432
0.42243 |  | 0.54316
0.4224 |  | 0.54314
0.42238 |  | 0.54313
0.42237 |  | 0.54311
0.42237 |  | 0.54309
0.42237 |  | 0.54308
0.42236 |  | 0.54306
0.42234 |  | 0.54303
0.4223 |  | 0.543
0.4223 |  | 0.54299
0.4223 |  | 0.54294
0.4223 |  | 0.54294
0.42228 |  | 0.54291
0.42227 |  | 0.54289
0.42226 |  | 0.54287
0.42225 |  | 0.54284
0.42223 |  | 0.54283
0.42223 |  | 0.54279
0.42221 |  | 0.54276
0.42218 |  | 0.54276
0.42218 |  | 0.54274
0.42218 |  | 0.54271
0.42218 |  | 0.5427
0.42216 |  | 0.54264
0.42215 |  | 0.54263
0.42211 |  | 0.54262
0.42211 |  | 0.54261
0.42211 |  | 0.5426
0.42211 |  | 0.54257
0.42206 |  | 0.54256
0.42205 |  | 0.54252
0.42204 |  | 0.54251
0.42204 |  | 0.5425
0.42202 |  | 0.54249
0.422 |  | 0.54244
0.422 |  | 0.54243
0.422 |  | 0.54239
0.42199 |  | 0.54238
0.42199 |  | 0.54236
0.42197 |  | 0.54233
0.42194 |  | 0.54231
0.42193 |  | 0.54227
0.42192 |  | 0.54227
0.4219 |  | 0.54225
0.4219 |  | 0.54225
0.4219 |  | 0.54224
0.42188 |  | 0.54219
0.42188 |  | 0.54218
0.42185 |  | 0.54218
0.42184 |  | 0.54214
0.42184 |  | 0.54212
0.42183 |  | 0.54211
0.42181 |  | 0.54209
0.4218 |  | 0.54208
0.4218 |  | 0.54205
0.4218 |  | 0.54203
0.42178 |  | 0.54202
0.42175 |  | 0.542
0.42174 |  | 0.54198
0.42173 |  | 0.54195
0.4217 |  | 0.54194
0.42169 |  | 0.54191
0.42169 |  | 0.54189
0.42167 |  | 0.54189
0.42166 |  | 0.54184
0.42166 |  | 0.54184
0.42165 |  | 0.54182
0.42163 |  | 0.54182
0.42163 |  | 0.5418
0.42159 |  | 0.54177
0.42157 |  | 0.54176
0.42157 |  | 0.54175
0.42156 |  | 0.54174
0.42155 |  | 0.54171
0.42155 |  | 0.54169
0.42154 |  | 0.54165
0.42151 |  | 0.54164
0.42151 |  | 0.5416
0.42149 |  | 0.54156
0.42148 |  | 0.54156
0.42145 |  | 0.54154
0.42144 |  | 0.54152
0.42144 |  | 0.54151
0.42141 |  | 0.54147
0.42141 |  | 0.54144
0.42137 |  | 0.54141
0.42137 |  | 0.54136
0.42137 |  | 0.54136
0.42134 |  | 0.54133
0.42133 |  | 0.54133
0.42133 |  | 0.54132
0.4213 |  | 0.5413
0.42128 |  | 0.54128
0.42128 |  | 0.54125
0.42126 |  | 0.54125
0.42125 |  | 0.54123
0.42124 |  | 0.54119
0.42124 |  | 0.54116
0.42123 |  | 0.54112
0.42123 |  | 0.54111
0.42122 |  | 0.54108
0.42122 |  | 0.54102
0.4212 |  | 0.54102
0.4212 |  | 0.54101
0.42118 |  | 0.54099
0.42114 |  | 0.54096
0.42114 |  | 0.54092
0.42113 |  | 0.5409
0.42113 |  | 0.54089
0.4211 |  | 0.54085
0.4211 |  | 0.54083
0.4211 |  | 0.5408
0.42109 |  | 0.5408
0.42108 |  | 0.5408
0.42107 |  | 0.54078
0.42105 |  | 0.54075
0.42105 |  | 0.54073
0.42103 |  | 0.54072
0.42101 |  | 0.54069
0.421 |  | 0.54063
0.421 |  | 0.54063
0.42097 |  | 0.5406
0.42095 |  | 0.54058
0.42095 |  | 0.54057
0.42095 |  | 0.54056
0.42094 |  | 0.54055
0.42092 |  | 0.54052
0.42091 |  | 0.54052
0.42091 |  | 0.54048
0.42089 |  | 0.54045
0.42087 |  | 0.54044
0.42087 |  | 0.54044
0.42087 |  | 0.54039
0.42085 |  | 0.54038
0.42084 |  | 0.54036
0.42081 |  | 0.54036
0.42081 |  | 0.54031
0.4208 |  | 0.5403
0.42078 |  | 0.54028
0.42078 |  | 0.54027
0.42077 |  | 0.54027
0.42074 |  | 0.54025
0.42072 |  | 0.54019
0.42071 |  | 0.54015
0.42069 |  | 0.54015
0.42069 |  | 0.54013
0.42066 |  | 0.54012
0.42066 |  | 0.54007
0.42064 |  | 0.54006
0.42063 |  | 0.54003
0.42061 |  | 0.53999
0.42061 |  | 0.53998
0.42061 |  | 0.53997
0.42061 |  | 0.53993
0.42056 |  | 0.53991
0.42055 |  | 0.53991
0.42055 |  | 0.53987
0.42054 |  | 0.53984
0.42053 |  | 0.53983
0.42053 |  | 0.53982
0.42051 |  | 0.5398
0.42051 |  | 0.53976
0.42048 |  | 0.53974
0.42048 |  | 0.5397
0.42046 |  | 0.53969
0.42043 |  | 0.53969
0.42042 |  | 0.53965
0.42042 |  | 0.53963
0.42042 |  | 0.53963
0.4204 |  | 0.53963
0.42039 |  | 0.53962
0.42036 |  | 0.53956
0.42036 |  | 0.53955
0.42036 |  | 0.53954
0.42035 |  | 0.53951
0.42034 |  | 0.53949
0.42032 |  | 0.53946
0.42032 |  | 0.53946
0.42031 |  | 0.53945
0.42029 |  | 0.53943
0.42028 |  | 0.5394
0.42028 |  | 0.53937
0.42026 |  | 0.53936
0.42026 |  | 0.53932
0.42026 |  | 0.53931
0.42025 |  | 0.53929
0.42025 |  | 0.53926
0.42023 |  | 0.53924
0.42023 |  | 0.53924
0.4202 |  | 0.53921
0.4202 |  | 0.53919
0.42019 |  | 0.53918
0.42019 |  | 0.53917
0.42016 |  | 0.53916
0.42016 |  | 0.53913
0.42015 |  | 0.53908
0.42015 |  | 0.53907
0.42013 |  | 0.53906
0.42012 |  | 0.53905
0.42011 |  | 0.53905
0.42011 |  | 0.53901
0.42008 |  | 0.53898
0.42008 |  | 0.53896
0.42006 |  | 0.53895
0.42004 |  | 0.53893
0.42002 |  | 0.53892
0.42 |  | 0.53889
0.42 |  | 0.53886
0.41999 |  | 0.53883
0.41997 |  | 0.53882
0.41997 |  | 0.53881
0.41997 |  | 0.5388
0.41996 |  | 0.53878
0.41992 |  | 0.53878
0.41991 |  | 0.53877
0.4199 |  | 0.53873
0.4199 |  | 0.53872
0.41989 |  | 0.53871
0.41987 |  | 0.53867
0.41987 |  | 0.53866
0.41985 |  | 0.53864
0.41984 |  | 0.5386
0.41984 |  | 0.53855
0.41984 |  | 0.53855
0.41978 |  | 0.53851
0.41978 |  | 0.53851
0.41978 |  | 0.53848
0.41977 |  | 0.53847
0.41975 |  | 0.53845
0.41975 |  | 0.53841
0.41975 |  | 0.53837
0.41971 |  | 0.53836
0.41968 |  | 0.53835
0.41968 |  | 0.53834
0.41967 |  | 0.53833
0.41965 |  | 0.53828
0.41964 |  | 0.53823
0.41963 |  | 0.53822
0.41961 |  | 0.5382
0.41961 |  | 0.53817
0.41961 |  | 0.53817
0.41957 |  | 0.53815
0.41956 |  | 0.53813
0.41956 |  | 0.53812
0.41955 |  | 0.53805
0.41952 |  | 0.53805
0.41951 |  | 0.53803
0.41949 |  | 0.538
0.41947 |  | 0.53798
0.41947 |  | 0.53795
0.41947 |  | 0.53794
0.41946 |  | 0.53792
0.41943 |  | 0.53789
0.41943 |  | 0.53789
0.41942 |  | 0.53786
0.41942 |  | 0.53783
0.4194 |  | 0.53782
0.41937 |  | 0.53781
0.41937 |  | 0.53778
0.41936 |  | 0.53777
0.41935 |  | 0.53777
0.41934 |  | 0.53775
0.41933 |  | 0.53775
0.41932 |  | 0.5377
0.41929 |  | 0.53767
0.41928 |  | 0.53767
0.41927 |  | 0.53762
0.41926 |  | 0.53759
0.41926 |  | 0.53759
0.41924 |  | 0.53756
0.41923 |  | 0.53755
0.41922 |  | 0.5375
0.41921 |  | 0.53748
0.41918 |  | 0.53748
0.41917 |  | 0.53747
0.41915 |  | 0.53745
0.41915 |  | 0.53741
0.41913 |  | 0.5374
0.41912 |  | 0.53737
0.41911 |  | 0.53737
0.41911 |  | 0.53735
0.4191 |  | 0.53734
0.41907 |  | 0.53733
0.41907 |  | 0.5373
0.41907 |  | 0.53729
0.41905 |  | 0.53727
0.41904 |  | 0.53725
0.41904 |  | 0.53723
0.41902 |  | 0.53721
0.41898 |  | 0.53716
0.41897 |  | 0.53716
0.41896 |  | 0.53714
0.41895 |  | 0.5371
0.41894 |  | 0.53708
0.41892 |  | 0.53708
0.41892 |  | 0.53706
0.41891 |  | 0.53703
0.4189 |  | 0.53702
0.41886 |  | 0.53701
0.41884 |  | 0.53698
0.41884 |  | 0.53696
0.41883 |  | 0.53692
0.41881 |  | 0.5369
0.4188 |  | 0.53688
0.4188 |  | 0.53688
0.4188 |  | 0.53684
0.41879 |  | 0.53682
0.41877 |  | 0.5368
0.41874 |  | 0.53674
0.41873 |  | 0.53674
0.41871 |  | 0.53669
0.41869 |  | 0.53667
0.41869 |  | 0.53665
0.41868 |  | 0.53661
0.41868 |  | 0.53661
0.41867 |  | 0.53657
0.41865 |  | 0.53655
0.41864 |  | 0.53651
0.41863 |  | 0.5365
0.41863 |  | 0.53649
0.41861 |  | 0.53646
0.4186 |  | 0.53646
0.41859 |  | 0.53645
0.41858 |  | 0.53642
0.41856 |  | 0.53641
0.41855 |  | 0.5364
0.41855 |  | 0.53638
0.41854 |  | 0.53635
0.41852 |  | 0.53632
0.4185 |  | 0.53631
0.4185 |  | 0.5363
0.4185 |  | 0.53626
0.4185 |  | 0.53623
0.41848 |  | 0.53622
0.41847 |  | 0.53619
0.41844 |  | 0.53618
0.41843 |  | 0.53618
0.41842 |  | 0.53615
0.41842 |  | 0.53614
0.41841 |  | 0.53611
0.41837 |  | 0.53609
0.41837 |  | 0.53608
0.41835 |  | 0.53604
0.41833 |  | 0.53602
0.41832 |  | 0.53602
0.41832 |  | 0.536
0.4183 |  | 0.53597
0.41827 |  | 0.53593
0.41827 |  | 0.5359
0.41826 |  | 0.5359
0.41823 |  | 0.53588
0.41823 |  | 0.53586
0.41823 |  | 0.53579
0.41822 |  | 0.53579
0.41821 |  | 0.53578
0.4182 |  | 0.53576
0.41819 |  | 0.53574
0.41818 |  | 0.53572
0.41817 |  | 0.53571
0.41814 |  | 0.53568
0.41813 |  | 0.53567
0.41812 |  | 0.53566
0.41812 |  | 0.53563
0.4181 |  | 0.53563
0.41808 |  | 0.53561
0.41808 |  | 0.53556
0.41808 |  | 0.53553
0.41806 |  | 0.53553
0.41805 |  | 0.53551
0.41802 |  | 0.5355
0.418 |  | 0.53548
0.418 |  | 0.53543
0.41799 |  | 0.53542
0.41799 |  | 0.53541
0.41798 |  | 0.5354
0.41797 |  | 0.53537
0.41797 |  | 0.53536
0.41794 |  | 0.53535
0.41793 |  | 0.53532
0.41792 |  | 0.5353
0.41791 |  | 0.53527
0.41791 |  | 0.53525
0.4179 |  | 0.53522
0.4179 |  | 0.53522
0.41789 |  | 0.5352
0.41785 |  | 0.53518
0.41783 |  | 0.53516
0.41783 |  | 0.53512
0.41782 |  | 0.53511
0.4178 |  | 0.53505
0.41779 |  | 0.53505
0.41778 |  | 0.535
0.41778 |  | 0.53498
0.41777 |  | 0.53495
0.41776 |  | 0.53493
0.41776 |  | 0.53492
0.41776 |  | 0.53491
0.41773 |  | 0.53488
0.41771 |  | 0.53486
0.41769 |  | 0.53484
0.41768 |  | 0.53479
0.41766 |  | 0.53478
0.41766 |  | 0.53477
0.41766 |  | 0.53475
0.41766 |  | 0.53473
0.41762 |  | 0.5347
0.41761 |  | 0.53467
0.4176 |  | 0.53465
0.41759 |  | 0.53464
0.41758 |  | 0.53463
0.41758 |  | 0.53461
0.41756 |  | 0.53457
0.41755 |  | 0.53456
0.41753 |  | 0.53454
0.41753 |  | 0.53452
0.41752 |  | 0.53451
0.41751 |  | 0.5345
0.41749 |  | 0.53449
0.41748 |  | 0.53444
0.41747 |  | 0.53443
0.41747 |  | 0.5344
0.41747 |  | 0.53436
0.41744 |  | 0.53435
0.41744 |  | 0.53433
0.41743 |  | 0.53428
0.41741 |  | 0.53428
0.4174 |  | 0.53425
0.41737 |  | 0.53424
0.41737 |  | 0.53423
0.41737 |  | 0.53418
0.41735 |  | 0.53417
0.41735 |  | 0.53417
0.41734 |  | 0.53415
0.41733 |  | 0.53411
0.4173 |  | 0.5341
0.4173 |  | 0.53406
0.41729 |  | 0.53404
0.41727 |  | 0.53403
0.41725 |  | 0.534
0.41724 |  | 0.53397
0.41724 |  | 0.53396
0.41724 |  | 0.53395
0.41722 |  | 0.53395
0.41721 |  | 0.53394
0.41719 |  | 0.5339
0.41719 |  | 0.53388
0.41716 |  | 0.53387
0.41715 |  | 0.53383
0.41713 |  | 0.53382
0.41713 |  | 0.53379
0.41712 |  | 0.53377
0.41711 |  | 0.53375
0.41708 |  | 0.53374
0.41708 |  | 0.53372
0.41708 |  | 0.53372
0.41706 |  | 0.53371
0.41705 |  | 0.53368
0.41703 |  | 0.53366
0.41703 |  | 0.53365
0.41702 |  | 0.53363
0.41702 |  | 0.53359
0.41702 |  | 0.53358
0.417 |  | 0.53356
0.41698 |  | 0.53355
0.41698 |  | 0.53352
0.41696 |  | 0.53351
0.41695 |  | 0.53351
0.41695 |  | 0.5335
0.41693 |  | 0.53346
0.41691 |  | 0.53345
0.41691 |  | 0.53343
0.41691 |  | 0.53342
0.41688 |  | 0.53342
0.41686 |  | 0.53338
0.41686 |  | 0.53336
0.41684 |  | 0.53334
0.41684 |  | 0.53332
0.41683 |  | 0.53331
0.41682 |  | 0.53327
0.4168 |  | 0.53325
0.41678 |  | 0.53322
0.41677 |  | 0.53322
0.41677 |  | 0.5332
0.41677 |  | 0.53316
0.41676 |  | 0.53315
0.41674 |  | 0.53312
0.41672 |  | 0.53308
0.41672 |  | 0.53306
0.4167 |  | 0.53304
0.4167 |  | 0.53302
0.41669 |  | 0.533
0.41668 |  | 0.53296
0.41668 |  | 0.53294
0.41666 |  | 0.53294
0.41665 |  | 0.53292
0.41665 |  | 0.53288
0.41662 |  | 0.53288
0.41661 |  | 0.53285
0.4166 |  | 0.53282
0.41659 |  | 0.5328
0.41659 |  | 0.5328
0.41659 |  | 0.53279
0.41658 |  | 0.53277
0.41656 |  | 0.53274
0.41655 |  | 0.53272
0.41654 |  | 0.53267
0.41652 |  | 0.53267
0.41652 |  | 0.53264
0.41652 |  | 0.53261
0.4165 |  | 0.5326
0.4165 |  | 0.53259
0.41648 |  | 0.53255
0.41648 |  | 0.53254
0.41646 |  | 0.53251
0.41645 |  | 0.53249
0.41643 |  | 0.53248
0.41641 |  | 0.53246
0.4164 |  | 0.53244
0.41638 |  | 0.53241
0.41638 |  | 0.53241
0.41637 |  | 0.53238
0.41634 |  | 0.53235
0.41633 |  | 0.53235
0.41633 |  | 0.53232
0.41632 |  | 0.53232
0.41631 |  | 0.53231
0.41631 |  | 0.5323
0.41628 |  | 0.53226
0.41627 |  | 0.53224
0.41626 |  | 0.53221
0.41626 |  | 0.53219
0.41625 |  | 0.53216
0.41623 |  | 0.53215
0.41623 |  | 0.53213
0.41623 |  | 0.53211
0.41621 |  | 0.53207
0.4162 |  | 0.53206
0.41619 |  | 0.53203
0.41618 |  | 0.53202
0.41618 |  | 0.53201
0.41617 |  | 0.53201
0.41617 |  | 0.53196
0.41616 |  | 0.53195
0.41616 |  | 0.53191
0.41611 |  | 0.53191
0.4161 |  | 0.53189
0.4161 |  | 0.53185
0.41609 |  | 0.53183
0.41608 |  | 0.53182
0.41608 |  | 0.53182
0.41607 |  | 0.53178
0.41604 |  | 0.53176
0.41604 |  | 0.53175
0.41602 |  | 0.53171
0.416 |  | 0.5317
0.416 |  | 0.5317
0.41599 |  | 0.53165
0.41597 |  | 0.53164
0.41597 |  | 0.53164
0.41596 |  | 0.53164
0.41594 |  | 0.5316
0.41593 |  | 0.53159
0.41593 |  | 0.53158
0.41593 |  | 0.53157
0.41592 |  | 0.53155
0.41589 |  | 0.53152
0.41588 |  | 0.53152
0.41587 |  | 0.53151
0.41585 |  | 0.53151
0.41584 |  | 0.53148
0.41584 |  | 0.53143
0.41583 |  | 0.53143
0.41581 |  | 0.5314
0.41581 |  | 0.53136
0.4158 |  | 0.53135
0.41578 |  | 0.53133
0.41576 |  | 0.53133
0.41574 |  | 0.53132
0.41572 |  | 0.53129
0.41572 |  | 0.53128
0.41572 |  | 0.53126
0.41572 |  | 0.53123
0.4157 |  | 0.53118
0.41569 |  | 0.53118
0.41567 |  | 0.53116
0.41567 |  | 0.53116
0.41567 |  | 0.53112
0.41567 |  | 0.53111
0.41564 |  | 0.53109
0.41564 |  | 0.53108
0.41563 |  | 0.53104
0.41563 |  | 0.53103
0.41563 |  | 0.53103
0.41562 |  | 0.53099
0.41561 |  | 0.53098
0.4156 |  | 0.53094
0.41558 |  | 0.53091
0.41558 |  | 0.53089
0.41557 |  | 0.53089
0.41554 |  | 0.53085
0.41554 |  | 0.5308
0.41554 |  | 0.53079
0.41553 |  | 0.53078
0.41553 |  | 0.53076
0.4155 |  | 0.53072
0.4155 |  | 0.5307
0.4155 |  | 0.5307
0.41548 |  | 0.53066
0.41546 |  | 0.53064
0.41546 |  | 0.53064
0.41546 |  | 0.53064
0.41545 |  | 0.53061
0.41543 |  | 0.53059
0.41543 |  | 0.53058
0.41543 |  | 0.53056
0.41541 |  | 0.53052
0.4154 |  | 0.53048
0.41538 |  | 0.53047
0.41537 |  | 0.53045
0.41536 |  | 0.53041
0.41535 |  | 0.53041
0.41533 |  | 0.53039
0.41533 |  | 0.53038
0.41533 |  | 0.53037
0.41532 |  | 0.53035
0.41528 |  | 0.53031
0.41528 |  | 0.5303
0.41528 |  | 0.53027
0.41525 |  | 0.53025
0.41524 |  | 0.53025
0.41524 |  | 0.53023
0.41523 |  | 0.53021
0.4152 |  | 0.53019
0.4152 |  | 0.53018
0.41517 |  | 0.53013
0.41517 |  | 0.53012
0.41515 |  | 0.53009
0.41515 |  | 0.53008
0.41512 |  | 0.53007
0.4151 |  | 0.53003
0.41508 |  | 0.53002
0.41507 |  | 0.53002
0.41503 |  | 0.53
0.41502 |  | 0.52997
0.41501 |  | 0.52993
0.415 |  | 0.52991
0.415 |  | 0.52988
0.41498 |  | 0.52986
0.41497 |  | 0.52984
0.41497 |  | 0.52979
0.41497 |  | 0.52979
0.41495 |  | 0.52979
0.41494 |  | 0.52973
0.41493 |  | 0.52972
0.41493 |  | 0.5297
0.41492 |  | 0.52967
0.41491 |  | 0.52966
0.4149 |  | 0.52966
0.41489 |  | 0.52964
0.41488 |  | 0.5296
0.41487 |  | 0.52957
0.41485 |  | 0.52955
0.41484 |  | 0.52954
0.41484 |  | 0.5295
0.41482 |  | 0.52949
0.41482 |  | 0.52948
0.41482 |  | 0.52944
0.41481 |  | 0.52942
0.41481 |  | 0.52941
0.41481 |  | 0.52938
0.4148 |  | 0.52938
0.41478 |  | 0.52938
0.41478 |  | 0.52937
0.41475 |  | 0.52933
0.41475 |  | 0.52932
0.41474 |  | 0.52931
0.41471 |  | 0.52928
0.4147 |  | 0.52924
0.41468 |  | 0.52923
0.41468 |  | 0.5292
0.41466 |  | 0.5292
0.41465 |  | 0.52917
0.41465 |  | 0.52915
0.41463 |  | 0.52914
0.4146 |  | 0.52908
0.41458 |  | 0.52906
0.41457 |  | 0.52906
0.41455 |  | 0.52903
0.41453 |  | 0.52899
0.41452 |  | 0.52898
0.41451 |  | 0.52897
0.41451 |  | 0.52895
0.4145 |  | 0.52893
0.41448 |  | 0.52893
0.41447 |  | 0.52888
0.41444 |  | 0.52886
0.41443 |  | 0.52886
0.41442 |  | 0.52885
0.41442 |  | 0.52882
0.41441 |  | 0.52879
0.41437 |  | 0.52875
0.41437 |  | 0.52875
0.41436 |  | 0.52874
0.41436 |  | 0.52873
0.41435 |  | 0.52869
0.41434 |  | 0.52868
0.41434 |  | 0.52863
0.41433 |  | 0.5286
0.41433 |  | 0.5286
0.4143 |  | 0.52858
0.41429 |  | 0.52858
0.41429 |  | 0.52855
0.41429 |  | 0.52855
0.41426 |  | 0.52853
0.41426 |  | 0.52852
0.41426 |  | 0.52849
0.41426 |  | 0.52847
0.41425 |  | 0.52846
0.41424 |  | 0.52844
0.41422 |  | 0.52841
0.41422 |  | 0.5284
0.41422 |  | 0.52835
0.41418 |  | 0.52834
0.41418 |  | 0.5283
0.41417 |  | 0.5283
0.41414 |  | 0.52825
0.41414 |  | 0.52823
0.41414 |  | 0.52823
0.41412 |  | 0.52819
0.4141 |  | 0.52816
0.41409 |  | 0.52814
0.41409 |  | 0.52814
0.41408 |  | 0.52812
0.41408 |  | 0.52811
0.41408 |  | 0.52809
0.41407 |  | 0.52807
0.41405 |  | 0.52804
0.41405 |  | 0.528
0.41402 |  | 0.52799
0.41402 |  | 0.52799
0.414 |  | 0.52796
0.41398 |  | 0.52794
0.41396 |  | 0.52791
0.41395 |  | 0.52789
0.41395 |  | 0.52789
0.41394 |  | 0.52788
0.41393 |  | 0.52787
0.41392 |  | 0.52784
0.41391 |  | 0.52782
0.41389 |  | 0.5278
0.41389 |  | 0.52779
0.41389 |  | 0.52778
0.41386 |  | 0.52776
0.41384 |  | 0.52775
0.41384 |  | 0.52771
0.41382 |  | 0.52771
0.41382 |  | 0.52769
0.41382 |  | 0.52768
0.4138 |  | 0.52766
0.41377 |  | 0.52763
0.41375 |  | 0.52762
0.41375 |  | 0.52758
0.41375 |  | 0.52757
0.41375 |  | 0.52756
0.41374 |  | 0.52754
0.41373 |  | 0.52749
0.41372 |  | 0.52748
0.41372 |  | 0.52745
0.41369 |  | 0.52742
0.41369 |  | 0.52741
0.41367 |  | 0.52739
0.41366 |  | 0.52737
0.41364 |  | 0.52737
0.41364 |  | 0.52737
0.41364 |  | 0.52733
0.41362 |  | 0.52731
0.41359 |  | 0.52731
0.41358 |  | 0.5273
0.41357 |  | 0.52727
0.41356 |  | 0.52727
0.41355 |  | 0.52721
0.41354 |  | 0.5272
0.41351 |  | 0.52719
0.4135 |  | 0.52718
0.41349 |  | 0.52716
0.41349 |  | 0.52716
0.41347 |  | 0.52715
0.41346 |  | 0.5271
0.41344 |  | 0.52709
0.41343 |  | 0.52706
0.41342 |  | 0.52705
0.41341 |  | 0.527
0.41341 |  | 0.52699
0.41339 |  | 0.52696
0.41338 |  | 0.52695
0.41337 |  | 0.52693
0.41337 |  | 0.52689
0.41336 |  | 0.52688
0.41333 |  | 0.52684
0.41333 |  | 0.52682
0.4133 |  | 0.52682
0.41329 |  | 0.52678
0.41327 |  | 0.52677
0.41326 |  | 0.52673
0.41326 |  | 0.52672
0.41326 |  | 0.52669
0.41324 |  | 0.52669
0.41323 |  | 0.52666
0.41322 |  | 0.52665
0.4132 |  | 0.52663
0.4132 |  | 0.52663
0.41319 |  | 0.52661
0.41317 |  | 0.52659
0.41317 |  | 0.52659
0.41315 |  | 0.52655
0.41315 |  | 0.52655
0.41314 |  | 0.52653
0.41313 |  | 0.52652
0.41312 |  | 0.52648
0.41311 |  | 0.52646
0.4131 |  | 0.52644
0.4131 |  | 0.52643
0.41309 |  | 0.52643
0.41309 |  | 0.52638
0.41306 |  | 0.52636
0.41304 |  | 0.52635
0.41304 |  | 0.52633
0.41304 |  | 0.52631
0.41302 |  | 0.5263
0.41301 |  | 0.52629
0.41301 |  | 0.52628
0.413 |  | 0.52625
0.41299 |  | 0.52625
0.41296 |  | 0.52623
0.41296 |  | 0.52621
0.41295 |  | 0.52619
0.41293 |  | 0.52617
0.41293 |  | 0.52614
0.41291 |  | 0.52614
0.41291 |  | 0.52611
0.41289 |  | 0.52611
0.41289 |  | 0.52607
0.41288 |  | 0.52606
0.41286 |  | 0.526
0.41286 |  | 0.526
0.41285 |  | 0.52598
0.41284 |  | 0.52597
0.41283 |  | 0.52594
0.41281 |  | 0.52593
0.41279 |  | 0.52589
0.41278 |  | 0.52586
0.41278 |  | 0.52586
0.41278 |  | 0.52583
0.41275 |  | 0.52582
0.41275 |  | 0.5258
0.41275 |  | 0.52576
0.41273 |  | 0.52574
0.41273 |  | 0.52572
0.41273 |  | 0.52571
0.41273 |  | 0.52569
0.41271 |  | 0.52568
0.41271 |  | 0.52566
0.4127 |  | 0.52564
0.41269 |  | 0.52563
0.41269 |  | 0.52562
0.41269 |  | 0.5256
0.41269 |  | 0.5256
0.41268 |  | 0.52557
0.41266 |  | 0.52555
0.41266 |  | 0.52553
0.41262 |  | 0.52553
0.41262 |  | 0.52553
0.41261 |  | 0.5255
0.41261 |  | 0.52549
0.41259 |  | 0.52546
0.41259 |  | 0.52543
0.41258 |  | 0.52539
0.41257 |  | 0.52538
0.41254 |  | 0.52533
0.41254 |  | 0.52533
0.41254 |  | 0.52531
0.41253 |  | 0.52527
0.41252 |  | 0.52526
0.41251 |  | 0.52522
0.41248 |  | 0.52519
0.41248 |  | 0.52519
0.41248 |  | 0.52516
0.41246 |  | 0.52515
0.41246 |  | 0.52514
0.41246 |  | 0.52511
0.41245 |  | 0.52509
0.41242 |  | 0.52507
0.41242 |  | 0.52503
0.41241 |  | 0.525
0.41241 |  | 0.52499
0.4124 |  | 0.52498
0.41236 |  | 0.52497
0.41235 |  | 0.52496
0.41235 |  | 0.52496
0.41235 |  | 0.52491
0.41235 |  | 0.5249
0.41235 |  | 0.52486
0.41235 |  | 0.52485
0.41232 |  | 0.52482
0.41232 |  | 0.52482
0.41231 |  | 0.52479
0.4123 |  | 0.52475
0.41229 |  | 0.52473
0.41229 |  | 0.52469
0.41227 |  | 0.52469
0.41223 |  | 0.52464
0.41222 |  | 0.52462
0.41221 |  | 0.52461
0.41221 |  | 0.52454
0.41221 |  | 0.52453
0.41221 |  | 0.52451
0.41218 |  | 0.52447
0.41214 |  | 0.52447
0.41214 |  | 0.52446
0.41214 |  | 0.52443
0.41214 |  | 0.52439
0.41214 |  | 0.52438
0.41213 |  | 0.52434
0.41212 |  | 0.52433
0.41207 |  | 0.52433
0.41207 |  | 0.52429
0.41206 |  | 0.52429
0.41206 |  | 0.52427
0.41206 |  | 0.52423
0.41203 |  | 0.52422
0.41202 |  | 0.52422
0.41202 |  | 0.52418
0.41202 |  | 0.52418
0.41201 |  | 0.52417
0.41198 |  | 0.52414
0.41198 |  | 0.52412
0.41195 |  | 0.52412
0.41195 |  | 0.52411
0.41194 |  | 0.52409
0.41194 |  | 0.52406
0.41193 |  | 0.52404
0.41193 |  | 0.52404
0.41192 |  | 0.52404
0.41192 |  | 0.52402
0.4119 |  | 0.52401
0.41189 |  | 0.52398
0.41188 |  | 0.52397
0.41187 |  | 0.52395
0.41185 |  | 0.52395
0.41185 |  | 0.52392
0.41185 |  | 0.52391
0.41183 |  | 0.52387
0.41181 |  | 0.52385
0.41179 |  | 0.52383
0.41179 |  | 0.52381
0.41179 |  | 0.5238
0.41179 |  | 0.52377
0.41175 |  | 0.52375
0.41175 |  | 0.52374
0.41173 |  | 0.52372
0.41173 |  | 0.5237
0.41169 |  | 0.52367
0.41169 |  | 0.52366
0.41168 |  | 0.52363
0.41166 |  | 0.52361
0.41166 |  | 0.52356
0.41165 |  | 0.52355
0.41165 |  | 0.52353
0.41162 |  | 0.52351
0.41162 |  | 0.5235
0.4116 |  | 0.5235
0.41158 |  | 0.52349
0.41158 |  | 0.52345
0.41155 |  | 0.52343
0.41154 |  | 0.52342
0.41153 |  | 0.52339
0.41153 |  | 0.52337
0.41151 |  | 0.52336
0.41151 |  | 0.52332
0.41151 |  | 0.52331
0.41148 |  | 0.5233
0.41148 |  | 0.5233
0.41147 |  | 0.5233
0.41145 |  | 0.52326
0.41143 |  | 0.52325
0.41142 |  | 0.52324
0.41141 |  | 0.52324
0.41141 |  | 0.52323
0.4114 |  | 0.52323
0.41138 |  | 0.52319
0.41136 |  | 0.52318
0.41136 |  | 0.52315
0.41135 |  | 0.52314
0.41134 |  | 0.52313
0.41134 |  | 0.5231
0.41131 |  | 0.52308
0.41129 |  | 0.52307
0.41129 |  | 0.52304
0.41129 |  | 0.52302
0.41127 |  | 0.52301
0.41127 |  | 0.52299
0.41127 |  | 0.52296
0.41125 |  | 0.52295
0.41123 |  | 0.52295
0.41123 |  | 0.52291
0.41123 |  | 0.52291
0.41122 |  | 0.52286
0.41122 |  | 0.52284
0.4112 |  | 0.52282
0.41117 |  | 0.52281
0.41116 |  | 0.52278
0.41116 |  | 0.52276
0.41115 |  | 0.52276
0.41115 |  | 0.52274
0.41114 |  | 0.52273
0.41111 |  | 0.52271
0.41111 |  | 0.52268
0.4111 |  | 0.52265
0.41108 |  | 0.52265
0.41108 |  | 0.52264
0.41108 |  | 0.52264
0.41108 |  | 0.52263
0.41105 |  | 0.52262
0.41105 |  | 0.52262
0.41104 |  | 0.52259
0.41103 |  | 0.52257
0.411 |  | 0.52256
0.41099 |  | 0.52255
0.41098 |  | 0.52251
0.41098 |  | 0.5225
0.41098 |  | 0.5225
0.41095 |  | 0.52249
0.41095 |  | 0.52245
0.41095 |  | 0.52244
0.41095 |  | 0.52242
0.41092 |  | 0.5224
0.41092 |  | 0.52239
0.41092 |  | 0.52236
0.41091 |  | 0.52231
0.41088 |  | 0.52231
0.41088 |  | 0.52229
0.41088 |  | 0.52228
0.41086 |  | 0.52227
0.41084 |  | 0.52226
0.41082 |  | 0.52222
0.41081 |  | 0.52221
0.41081 |  | 0.52221
0.41081 |  | 0.5222
0.41079 |  | 0.52218
0.41079 |  | 0.52214
0.41079 |  | 0.52214
0.41078 |  | 0.5221
0.41077 |  | 0.52208
0.41075 |  | 0.52208
0.41075 |  | 0.52204
0.41073 |  | 0.52201
0.41073 |  | 0.52199
0.41072 |  | 0.52197
0.4107 |  | 0.52192
0.41069 |  | 0.52191
0.41068 |  | 0.52187
0.41067 |  | 0.52183
0.41065 |  | 0.52182
0.41065 |  | 0.5218
0.41065 |  | 0.52176
0.41063 |  | 0.52175
0.41061 |  | 0.52174
0.4106 |  | 0.52171
0.4106 |  | 0.5217
0.4106 |  | 0.5217
0.4106 |  | 0.52167
0.41058 |  | 0.52164
0.41056 |  | 0.52164
0.41054 |  | 0.5216
0.41054 |  | 0.52158
0.41052 |  | 0.52158
0.41052 |  | 0.52156
0.41052 |  | 0.52154
0.41047 |  | 0.52152
0.41046 |  | 0.5215
0.41044 |  | 0.5215
0.41044 |  | 0.52147
0.41043 |  | 0.52144
0.41043 |  | 0.52141
0.41042 |  | 0.5214
0.41039 |  | 0.52139
0.41038 |  | 0.52138
0.41037 |  | 0.52137
0.41037 |  | 0.52133
0.41035 |  | 0.52131
0.41033 |  | 0.5213
0.41033 |  | 0.5213
0.41033 |  | 0.52129
0.41032 |  | 0.52126
0.41031 |  | 0.52122
0.4103 |  | 0.52119
0.41027 |  | 0.52117
0.41027 |  | 0.52113
0.41025 |  | 0.52112
0.41023 |  | 0.5211
0.41023 |  | 0.52108
0.41022 |  | 0.52102
0.4102 |  | 0.52101
0.41018 |  | 0.521
0.41018 |  | 0.52097
0.41017 |  | 0.52097
0.41016 |  | 0.52097
0.41014 |  | 0.52095
0.41014 |  | 0.52092
0.41014 |  | 0.5209
0.41014 |  | 0.52088
0.41013 |  | 0.52087
0.41011 |  | 0.52084
0.41011 |  | 0.52084
0.41008 |  | 0.5208
0.41008 |  | 0.52077
0.41007 |  | 0.52077
0.41004 |  | 0.52075
0.41003 |  | 0.52074
0.41003 |  | 0.52074
0.41003 |  | 0.52068
0.41003 |  | 0.52066
0.40999 |  | 0.52064
0.40999 |  | 0.52063
0.40999 |  | 0.52059
0.40997 |  | 0.52056
0.40995 |  | 0.52056
0.40995 |  | 0.52054
0.40991 |  | 0.5205
0.40991 |  | 0.52048
0.4099 |  | 0.52046
0.40987 |  | 0.52045
0.40987 |  | 0.52044
0.40986 |  | 0.52042
0.40985 |  | 0.52038
0.40985 |  | 0.52037
0.40982 |  | 0.52034
0.40982 |  | 0.52033
0.40982 |  | 0.52031
0.40979 |  | 0.52028
0.40979 |  | 0.52025
0.40977 |  | 0.52024
0.40976 |  | 0.52024
0.40976 |  | 0.5202
0.40972 |  | 0.5202
0.4097 |  | 0.52018
0.40969 |  | 0.52015
0.40969 |  | 0.52014
0.40968 |  | 0.52013
0.40965 |  | 0.52012
0.40963 |  | 0.52011
0.40962 |  | 0.52008
0.40962 |  | 0.52006
0.40961 |  | 0.52003
0.40961 |  | 0.52
0.4096 |  | 0.52
0.40958 |  | 0.52
0.40956 |  | 0.51998
0.40956 |  | 0.51994
0.40955 |  | 0.51994
0.40954 |  | 0.5199
0.40953 |  | 0.51988
0.40952 |  | 0.51985
0.40951 |  | 0.51985
0.4095 |  | 0.51984
0.40948 |  | 0.51979
0.40948 |  | 0.51977
0.40947 |  | 0.51976
0.40945 |  | 0.51974
0.40944 |  | 0.5197
0.40943 |  | 0.51968
0.40941 |  | 0.51967
0.40939 |  | 0.51966
0.40938 |  | 0.51965
0.40937 |  | 0.51962
0.40936 |  | 0.51959
0.40936 |  | 0.51957
0.40934 |  | 0.51955
0.40932 |  | 0.51954
0.4093 |  | 0.51954
0.4093 |  | 0.51951
0.4093 |  | 0.5195
0.40928 |  | 0.51947
0.40927 |  | 0.51946
0.40925 |  | 0.51943
0.40924 |  | 0.5194
0.40923 |  | 0.51939
0.4092 |  | 0.51939
0.4092 |  | 0.51936
0.40919 |  | 0.51932
0.40918 |  | 0.51931
0.40917 |  | 0.51927
0.40915 |  | 0.51926
0.40915 |  | 0.51925
0.40914 |  | 0.51925
0.40914 |  | 0.51924
0.40914 |  | 0.51923
0.4091 |  | 0.51918
0.40909 |  | 0.51917
0.40909 |  | 0.51913
0.40908 |  | 0.51912
0.40908 |  | 0.51911
0.40906 |  | 0.51908
0.40903 |  | 0.51907
0.40903 |  | 0.51904
0.40902 |  | 0.51902
0.40902 |  | 0.51901
0.40899 |  | 0.51896
0.40899 |  | 0.51895
0.40898 |  | 0.51892
0.40898 |  | 0.51891
0.40897 |  | 0.51891
0.40896 |  | 0.51889
0.40896 |  | 0.51886
0.40894 |  | 0.51884
0.40892 |  | 0.51883
0.40891 |  | 0.51882
0.4089 |  | 0.51878
0.40889 |  | 0.51874
0.40888 |  | 0.51873
0.40887 |  | 0.51872
0.40886 |  | 0.51868
0.40885 |  | 0.51868
0.40882 |  | 0.51866
0.40881 |  | 0.51865
0.40877 |  | 0.51863
0.40877 |  | 0.51863
0.40877 |  | 0.51862
0.40877 |  | 0.51861
0.40874 |  | 0.51857
0.40874 |  | 0.51856
0.40874 |  | 0.51854
0.40871 |  | 0.5185
0.40871 |  | 0.5185
0.4087 |  | 0.51845
0.40868 |  | 0.51844
0.40867 |  | 0.5184
0.40865 |  | 0.51838
0.40865 |  | 0.51836
0.40864 |  | 0.51836
0.40863 |  | 0.51833
0.40862 |  | 0.5183
0.40862 |  | 0.5183
0.4086 |  | 0.51828
0.40859 |  | 0.51826
0.40859 |  | 0.51826
0.40856 |  | 0.51824
0.40856 |  | 0.51824
0.40855 |  | 0.51823
0.40853 |  | 0.51821
0.40851 |  | 0.51818
0.4085 |  | 0.51816
0.40849 |  | 0.51814
0.40849 |  | 0.51814
0.40847 |  | 0.5181
0.40847 |  | 0.51807
0.40844 |  | 0.51806
0.40844 |  | 0.51802
0.40842 |  | 0.51802
0.40841 |  | 0.51801
0.40841 |  | 0.518
0.40838 |  | 0.51794
0.40838 |  | 0.51793
0.40837 |  | 0.51791
0.40836 |  | 0.51789
0.40834 |  | 0.51786
0.40834 |  | 0.51783
0.40834 |  | 0.51782
0.40834 |  | 0.51779
0.40832 |  | 0.51778
0.40831 |  | 0.51777
0.4083 |  | 0.51776
0.40828 |  | 0.51774
0.40828 |  | 0.51772
0.40828 |  | 0.51767
0.40827 |  | 0.51764
0.40824 |  | 0.51762
0.40824 |  | 0.51761
0.40823 |  | 0.51759
0.40822 |  | 0.51758
0.40821 |  | 0.51756
0.4082 |  | 0.51752
0.40818 |  | 0.51751
0.40817 |  | 0.5175
0.40817 |  | 0.51747
0.40814 |  | 0.51745
0.40813 |  | 0.51742
0.40812 |  | 0.51742
0.40811 |  | 0.51741
0.40809 |  | 0.51739
0.40809 |  | 0.51736
0.40809 |  | 0.51734
0.40807 |  | 0.51732
0.40805 |  | 0.51728
0.40805 |  | 0.51728
0.40805 |  | 0.51727
0.40805 |  | 0.51725
0.40803 |  | 0.51723
0.40802 |  | 0.51719
0.40801 |  | 0.51718
0.40799 |  | 0.51711
0.40798 |  | 0.51709
0.40798 |  | 0.51707
0.40796 |  | 0.51705
0.40795 |  | 0.51701
0.40792 |  | 0.517
0.40792 |  | 0.51699
0.40792 |  | 0.51696
0.4079 |  | 0.51695
0.40789 |  | 0.51694
0.40788 |  | 0.51693
0.40786 |  | 0.5169
0.40786 |  | 0.51689
0.40786 |  | 0.51688
0.40784 |  | 0.51685
0.40784 |  | 0.51685
0.40782 |  | 0.51683
0.40781 |  | 0.51681
0.40781 |  | 0.51678
0.40778 |  | 0.51675
0.40777 |  | 0.51673
0.40777 |  | 0.51672
0.40777 |  | 0.51671
0.40775 |  | 0.5167
0.40775 |  | 0.5167
0.40774 |  | 0.51667
0.40773 |  | 0.51666
0.4077 |  | 0.51665
0.40769 |  | 0.51662
0.40767 |  | 0.5166
0.40766 |  | 0.51659
0.40765 |  | 0.51659
0.40761 |  | 0.51658
0.4076 |  | 0.51654
0.4076 |  | 0.51653
0.4076 |  | 0.51649
0.4076 |  | 0.51645
0.40756 |  | 0.51643
0.40756 |  | 0.51643
0.40755 |  | 0.51642
0.40755 |  | 0.51637
0.40754 |  | 0.51637
0.40751 |  | 0.51636
0.40751 |  | 0.51632
0.40751 |  | 0.51629
0.40749 |  | 0.51627
0.40747 |  | 0.51625
0.40744 |  | 0.51624
0.40744 |  | 0.51622
0.40744 |  | 0.5162
0.40744 |  | 0.5162
0.40744 |  | 0.51619
0.40741 |  | 0.51618
0.40739 |  | 0.51614
0.40739 |  | 0.51609
0.40737 |  | 0.51609
0.40736 |  | 0.51607
0.40735 |  | 0.51604
0.40734 |  | 0.51602
0.40734 |  | 0.51598
0.40732 |  | 0.51597
0.40732 |  | 0.51596
0.40732 |  | 0.51594
0.40729 |  | 0.51594
0.40728 |  | 0.51593
0.40726 |  | 0.5159
0.40726 |  | 0.5159
0.40726 |  | 0.51586
0.40726 |  | 0.51586
0.40724 |  | 0.51585
0.40723 |  | 0.51584
0.40722 |  | 0.51581
0.40722 |  | 0.51579
0.40722 |  | 0.51577
0.40721 |  | 0.51577
0.40717 |  | 0.51574
0.40716 |  | 0.51572
0.40715 |  | 0.5157
0.40715 |  | 0.51567
0.40711 |  | 0.51566
0.4071 |  | 0.51562
0.40709 |  | 0.51562
0.40709 |  | 0.51561
0.40707 |  | 0.51559
0.40706 |  | 0.51558
0.40705 |  | 0.51557
0.40705 |  | 0.51553
0.40702 |  | 0.51553
0.40702 |  | 0.51552
0.40702 |  | 0.51548
0.40701 |  | 0.51546
0.40701 |  | 0.51542
0.40698 |  | 0.51542
0.40696 |  | 0.5154
0.40696 |  | 0.51539
0.40695 |  | 0.51539
0.40694 |  | 0.51535
0.40692 |  | 0.51534
0.40691 |  | 0.51532
0.4069 |  | 0.5153
0.4069 |  | 0.51528
0.40689 |  | 0.51528
0.40688 |  | 0.51525
0.40687 |  | 0.51524
0.40685 |  | 0.51521
0.40683 |  | 0.51518
0.40682 |  | 0.51516
0.40679 |  | 0.51514
0.40679 |  | 0.51512
0.40679 |  | 0.5151
0.40678 |  | 0.51509
0.40678 |  | 0.51509
0.40677 |  | 0.51505
0.40677 |  | 0.51504
0.40674 |  | 0.51502
0.40673 |  | 0.51502
0.40671 |  | 0.515
0.4067 |  | 0.51498
0.40669 |  | 0.51498
0.40669 |  | 0.51496
0.40667 |  | 0.51496
0.40666 |  | 0.51492
0.40665 |  | 0.51488
0.40664 |  | 0.51488
0.40662 |  | 0.51487
0.40662 |  | 0.51485
0.40661 |  | 0.51484
0.4066 |  | 0.51482
0.4066 |  | 0.51482
0.40659 |  | 0.51482
0.40657 |  | 0.51476
0.40657 |  | 0.51476
0.40656 |  | 0.51474
0.40656 |  | 0.5147
0.40656 |  | 0.51469
0.40655 |  | 0.51468
0.40654 |  | 0.51463
0.40651 |  | 0.51463
0.40648 |  | 0.51461
0.40647 |  | 0.51459
0.40647 |  | 0.51458
0.40646 |  | 0.51455
0.40646 |  | 0.51454
0.40644 |  | 0.51451
0.40644 |  | 0.51448
0.40642 |  | 0.51447
0.40641 |  | 0.51446
0.4064 |  | 0.51444
0.4064 |  | 0.51443
0.40638 |  | 0.5144
0.40635 |  | 0.5144
0.40635 |  | 0.51437
0.40635 |  | 0.51436
0.40635 |  | 0.51431
0.4063 |  | 0.51429
0.4063 |  | 0.51427
0.4063 |  | 0.51426
0.4063 |  | 0.51425
0.40629 |  | 0.51422
0.40628 |  | 0.5142
0.40627 |  | 0.51418
0.40627 |  | 0.51417
0.40626 |  | 0.51413
0.40624 |  | 0.51413
0.40624 |  | 0.51411
0.40624 |  | 0.5141
0.40624 |  | 0.51406
0.40623 |  | 0.51405
0.40622 |  | 0.51403
0.40619 |  | 0.51402
0.40618 |  | 0.51396
0.40618 |  | 0.51394
0.40617 |  | 0.51393
0.40616 |  | 0.51393
0.40614 |  | 0.51391
0.40614 |  | 0.51388
0.40612 |  | 0.51387
0.40612 |  | 0.51382
0.40611 |  | 0.51381
0.4061 |  | 0.51379
0.40609 |  | 0.51378
0.40608 |  | 0.51374
0.40606 |  | 0.51372
0.40606 |  | 0.51369
0.40604 |  | 0.51365
0.40603 |  | 0.51363
0.40601 |  | 0.51359
0.406 |  | 0.51357
0.406 |  | 0.51354
0.406 |  | 0.51354
0.40598 |  | 0.51351
0.40594 |  | 0.51348
0.40594 |  | 0.51346
0.40594 |  | 0.51344
0.40593 |  | 0.51343
0.40591 |  | 0.51339
0.4059 |  | 0.51337
0.4059 |  | 0.51334
0.4059 |  | 0.51334
0.4059 |  | 0.51334
0.40589 |  | 0.51332
0.40588 |  | 0.51329
0.40587 |  | 0.51326
0.40584 |  | 0.51326
0.40583 |  | 0.51325
0.40582 |  | 0.51324
0.40581 |  | 0.5132
0.4058 |  | 0.51318
0.4058 |  | 0.51318
0.4058 |  | 0.51315
0.4058 |  | 0.51314
0.40576 |  | 0.51309
0.40576 |  | 0.51309
0.40575 |  | 0.51308
0.40572 |  | 0.51306
0.40572 |  | 0.513
0.40571 |  | 0.51299
0.40571 |  | 0.51297
0.4057 |  | 0.51296
0.40567 |  | 0.51294
0.40567 |  | 0.51292
0.40567 |  | 0.5129
0.40567 |  | 0.51288
0.40564 |  | 0.51288
0.40564 |  | 0.51287
0.40564 |  | 0.51287
0.40562 |  | 0.51282
0.40558 |  | 0.51282
0.40557 |  | 0.5128
0.40556 |  | 0.51279
0.40556 |  | 0.51277
0.40555 |  | 0.51276
0.40555 |  | 0.51275
0.40554 |  | 0.51274
0.40554 |  | 0.51272
0.40552 |  | 0.51267
0.4055 |  | 0.51263
0.40549 |  | 0.51263
0.40547 |  | 0.51258
0.40544 |  | 0.51258
0.40544 |  | 0.51254
0.40544 |  | 0.51254
0.40542 |  | 0.51253
0.40541 |  | 0.51252
0.40541 |  | 0.51249
0.40539 |  | 0.51248
0.40539 |  | 0.51245
0.40538 |  | 0.51242
0.40538 |  | 0.5124
0.40537 |  | 0.51239
0.40533 |  | 0.51237
0.40532 |  | 0.51237
0.40531 |  | 0.51235
0.40531 |  | 0.51234
0.40531 |  | 0.51231
0.4053 |  | 0.51229
0.40527 |  | 0.51228
0.40527 |  | 0.51226
0.40527 |  | 0.51224
0.40524 |  | 0.51222
0.40524 |  | 0.51218
0.40524 |  | 0.51216
0.40524 |  | 0.51213
0.40524 |  | 0.51213
0.40522 |  | 0.51212
0.40522 |  | 0.51208
0.4052 |  | 0.51207
0.4052 |  | 0.51205
0.40519 |  | 0.51203
0.40517 |  | 0.51202
0.40517 |  | 0.51202
0.40515 |  | 0.51201
0.40515 |  | 0.51196
0.40515 |  | 0.51194
0.40514 |  | 0.51193
0.40513 |  | 0.51191
0.40511 |  | 0.51188
0.4051 |  | 0.51185
0.40509 |  | 0.51183
0.40509 |  | 0.51179
0.40508 |  | 0.51178
0.40505 |  | 0.51177
0.40505 |  | 0.51173
0.40505 |  | 0.5117
0.40503 |  | 0.5117
0.405 |  | 0.51168
0.405 |  | 0.51163
0.405 |  | 0.5116
0.40499 |  | 0.5116
0.40497 |  | 0.51157
0.40497 |  | 0.51149
0.40496 |  | 0.51149
0.40494 |  | 0.51147
0.40493 |  | 0.51146
0.40492 |  | 0.51146
0.40491 |  | 0.51141
0.4049 |  | 0.51139
0.40488 |  | 0.51138
0.40488 |  | 0.51136
0.40486 |  | 0.51134
0.40486 |  | 0.51131
0.40483 |  | 0.5113
0.40483 |  | 0.51128
0.40483 |  | 0.51125
0.40483 |  | 0.51124
0.40479 |  | 0.51123
0.40479 |  | 0.51123
0.40477 |  | 0.5112
0.40477 |  | 0.51118
0.40474 |  | 0.51114
0.40473 |  | 0.51113
0.40473 |  | 0.51111
0.40473 |  | 0.51108
0.40471 |  | 0.51107
0.4047 |  | 0.51103
0.40468 |  | 0.51103
0.40468 |  | 0.51098
0.40468 |  | 0.51098
0.40468 |  | 0.51097
0.40463 |  | 0.51094
0.40462 |  | 0.51094
0.40462 |  | 0.51091
0.40461 |  | 0.51091
0.40459 |  | 0.51089
0.40457 |  | 0.51086
0.40455 |  | 0.51086
0.40455 |  | 0.51085
0.40455 |  | 0.51084
0.40452 |  | 0.51082
0.4045 |  | 0.5108
0.4045 |  | 0.51079
0.4045 |  | 0.51078
0.40446 |  | 0.51078
0.40446 |  | 0.51075
0.40444 |  | 0.51075
0.40444 |  | 0.51071
0.40443 |  | 0.5107
0.40442 |  | 0.51069
0.4044 |  | 0.51069
0.40439 |  | 0.51069
0.40437 |  | 0.51065
0.40437 |  | 0.51062
0.40436 |  | 0.5106
0.40435 |  | 0.51059
0.40433 |  | 0.51057
0.40432 |  | 0.51056
0.40432 |  | 0.51053
0.4043 |  | 0.51052
0.40428 |  | 0.5105
0.40427 |  | 0.51048
0.40426 |  | 0.51046
0.40426 |  | 0.51045
0.40425 |  | 0.51041
0.40424 |  | 0.51039
0.40424 |  | 0.51037
0.40424 |  | 0.51034
0.40421 |  | 0.51032
0.40421 |  | 0.51031
0.40419 |  | 0.51026
0.40418 |  | 0.51026
0.40418 |  | 0.51024
0.40417 |  | 0.51022
0.40417 |  | 0.51019
0.40417 |  | 0.51016
0.40415 |  | 0.51015
0.40414 |  | 0.51014
0.40413 |  | 0.51013
0.40413 |  | 0.51013
0.40413 |  | 0.5101
0.40411 |  | 0.51009
0.40411 |  | 0.51006
0.40409 |  | 0.51004
0.40408 |  | 0.51003
0.40407 |  | 0.51
0.40406 |  | 0.50999
0.40405 |  | 0.50999
0.40403 |  | 0.50999
0.40402 |  | 0.50993
0.40402 |  | 0.50992
0.404 |  | 0.50991
0.404 |  | 0.5099
0.40398 |  | 0.50987
0.40397 |  | 0.50986
0.40397 |  | 0.50984
0.40395 |  | 0.50981
0.40393 |  | 0.50978
0.40393 |  | 0.50976
0.4039 |  | 0.50974
0.4039 |  | 0.50972
0.4039 |  | 0.50971
0.40389 |  | 0.50969
0.40389 |  | 0.50965
0.40388 |  | 0.50963
0.40388 |  | 0.50962
0.40386 |  | 0.50962
0.40385 |  | 0.50959
0.40384 |  | 0.50956
0.40382 |  | 0.50954
0.40382 |  | 0.50953
0.40381 |  | 0.50953
0.40381 |  | 0.50952
0.40378 |  | 0.5095
0.40377 |  | 0.50946
0.40377 |  | 0.50946
0.40374 |  | 0.50945
0.40374 |  | 0.50941
0.40373 |  | 0.50937
0.40371 |  | 0.50935
0.40371 |  | 0.50934
0.40367 |  | 0.50929
0.40367 |  | 0.50928
0.40367 |  | 0.50926
0.40367 |  | 0.50924
0.40366 |  | 0.50923
0.40364 |  | 0.5092
0.40364 |  | 0.5092
0.40363 |  | 0.5092
0.40362 |  | 0.50917
0.40361 |  | 0.50916
0.40359 |  | 0.50911
0.40357 |  | 0.50911
0.40357 |  | 0.50911
0.40356 |  | 0.50908
0.40355 |  | 0.50906
0.40354 |  | 0.50905
0.40353 |  | 0.50903
0.40353 |  | 0.50902
0.40352 |  | 0.509
0.40351 |  | 0.50899
0.40348 |  | 0.50895
0.40347 |  | 0.50893
0.40345 |  | 0.50893
0.40345 |  | 0.50892
0.40341 |  | 0.50888
0.40341 |  | 0.50885
0.4034 |  | 0.50883
0.40338 |  | 0.50877
0.40337 |  | 0.50877
0.40337 |  | 0.50876
0.40336 |  | 0.50875
0.40336 |  | 0.50872
0.40334 |  | 0.50871
0.40331 |  | 0.50867
0.40331 |  | 0.50866
0.4033 |  | 0.50866
0.4033 |  | 0.50866
0.4033 |  | 0.50864
0.40329 |  | 0.50861
0.40329 |  | 0.5086
0.40328 |  | 0.50857
0.40324 |  | 0.50855
0.40323 |  | 0.50854
0.40321 |  | 0.50852
0.4032 |  | 0.50852
0.4032 |  | 0.5085
0.4032 |  | 0.50847
0.40319 |  | 0.50846
0.40318 |  | 0.50845
0.40316 |  | 0.50841
0.40316 |  | 0.50838
0.40314 |  | 0.50837
0.40314 |  | 0.50834
0.40312 |  | 0.5083
0.40311 |  | 0.5083
0.4031 |  | 0.50828
0.40309 |  | 0.50827
0.40309 |  | 0.50826
0.40309 |  | 0.50824
0.40309 |  | 0.5082
0.40309 |  | 0.5082
0.40307 |  | 0.50817
0.40305 |  | 0.50815
0.40303 |  | 0.50814
0.40303 |  | 0.50812
0.40303 |  | 0.50811
0.40302 |  | 0.50807
0.403 |  | 0.50806
0.40299 |  | 0.50804
0.40299 |  | 0.50804
0.40299 |  | 0.50804
0.40299 |  | 0.50801
0.40296 |  | 0.50796
0.40295 |  | 0.50796
0.40293 |  | 0.50793
0.40292 |  | 0.50792
0.40292 |  | 0.5079
0.40289 |  | 0.50788
0.40289 |  | 0.50788
0.40289 |  | 0.50787
0.40288 |  | 0.50783
0.40287 |  | 0.50781
0.40287 |  | 0.5078
0.40286 |  | 0.50777
0.40286 |  | 0.50774
0.40283 |  | 0.50771
0.40283 |  | 0.50769
0.4028 |  | 0.50767
0.4028 |  | 0.50765
0.40278 |  | 0.50763
0.40278 |  | 0.50761
0.40278 |  | 0.50759
0.40277 |  | 0.50757
0.40277 |  | 0.50757
0.40277 |  | 0.50755
0.40275 |  | 0.50753
0.40273 |  | 0.50749
0.40272 |  | 0.50746
0.40272 |  | 0.50745
0.40271 |  | 0.5074
0.4027 |  | 0.50735
0.40267 |  | 0.50735
0.40267 |  | 0.50734
0.40267 |  | 0.50732
0.40267 |  | 0.50729
0.40264 |  | 0.50727
0.40262 |  | 0.50726
0.40262 |  | 0.50726
0.40262 |  | 0.50722
0.40261 |  | 0.50722
0.40261 |  | 0.50721
0.40257 |  | 0.5072
0.40255 |  | 0.50717
0.40255 |  | 0.50713
0.40255 |  | 0.50711
0.40254 |  | 0.5071
0.40253 |  | 0.50708
0.40252 |  | 0.50708
0.4025 |  | 0.50706
0.4025 |  | 0.50704
0.40249 |  | 0.50701
0.40247 |  | 0.50701
0.40247 |  | 0.50699
0.40245 |  | 0.50695
0.40244 |  | 0.50693
0.40242 |  | 0.50689
0.40241 |  | 0.50689
0.40239 |  | 0.50687
0.40239 |  | 0.50687
0.40239 |  | 0.50684
0.40238 |  | 0.50683
0.40237 |  | 0.50682
0.40237 |  | 0.50682
0.40235 |  | 0.5068
0.40234 |  | 0.50679
0.40233 |  | 0.50676
0.40233 |  | 0.50676
0.4023 |  | 0.50674
0.40229 |  | 0.50672
0.40229 |  | 0.5067
0.40227 |  | 0.5067
0.40227 |  | 0.50667
0.40225 |  | 0.50667
0.40224 |  | 0.50663
0.40222 |  | 0.5066
0.40221 |  | 0.50659
0.40219 |  | 0.50657
0.40219 |  | 0.50655
0.40219 |  | 0.50655
0.40218 |  | 0.50651
0.40217 |  | 0.50651
0.40216 |  | 0.50651
0.40215 |  | 0.50649
0.40213 |  | 0.50648
0.40213 |  | 0.50647
0.40211 |  | 0.50646
0.40211 |  | 0.50643
0.40209 |  | 0.50641
0.40209 |  | 0.50639
0.40208 |  | 0.50636
0.40207 |  | 0.50633
0.40207 |  | 0.50632
0.40205 |  | 0.50629
0.40205 |  | 0.50628
0.40201 |  | 0.50625
0.40201 |  | 0.50623
0.402 |  | 0.50622
0.402 |  | 0.50621
0.40198 |  | 0.5062
0.40196 |  | 0.50616
0.40194 |  | 0.50614
0.40192 |  | 0.50614
0.40191 |  | 0.5061
0.40191 |  | 0.50604
0.40189 |  | 0.50603
0.40188 |  | 0.50602
0.40188 |  | 0.50602
0.40187 |  | 0.50601
0.40186 |  | 0.50599
0.40185 |  | 0.50598
0.40185 |  | 0.50596
0.40184 |  | 0.50594
0.40182 |  | 0.50592
0.40181 |  | 0.50591
0.40179 |  | 0.50588
0.40179 |  | 0.50588
0.40176 |  | 0.50583
0.40176 |  | 0.50581
0.40172 |  | 0.50581
0.40172 |  | 0.50579
0.4017 |  | 0.50576
0.40167 |  | 0.50574
0.40167 |  | 0.50574
0.40166 |  | 0.50569
0.40164 |  | 0.50569
0.40164 |  | 0.50566
0.40163 |  | 0.50565
0.40163 |  | 0.50565
0.40163 |  | 0.50564
0.40162 |  | 0.50563
0.40161 |  | 0.50559
0.40161 |  | 0.50558
0.40161 |  | 0.50558
0.40157 |  | 0.50556
0.40157 |  | 0.50552
0.40156 |  | 0.50551
0.40155 |  | 0.50549
0.40153 |  | 0.50548
0.40153 |  | 0.50546
0.4015 |  | 0.50544
0.40149 |  | 0.50542
0.40148 |  | 0.50541
0.40147 |  | 0.50539
0.40147 |  | 0.50538
0.40147 |  | 0.50535
0.40146 |  | 0.50535
0.40144 |  | 0.50532
0.40143 |  | 0.50529
0.40139 |  | 0.50529
0.40139 |  | 0.50527
0.40137 |  | 0.50525
0.40136 |  | 0.50523
0.40135 |  | 0.50523
0.40133 |  | 0.50522
0.40133 |  | 0.50518
0.40133 |  | 0.50518
0.40133 |  | 0.50517
0.40133 |  | 0.50515
0.40129 |  | 0.50513
0.40128 |  | 0.50509
0.40128 |  | 0.50506
0.40128 |  | 0.50503
0.40126 |  | 0.50501
0.40124 |  | 0.50501
0.40123 |  | 0.50499
0.40123 |  | 0.50496
0.4012 |  | 0.50495
0.4012 |  | 0.50493
0.4012 |  | 0.50492
0.40119 |  | 0.50489
0.40117 |  | 0.50487
0.40116 |  | 0.50487
0.40115 |  | 0.50487
0.40113 |  | 0.50481
0.40113 |  | 0.5048
0.40113 |  | 0.50479
0.40112 |  | 0.50477
0.4011 |  | 0.50477
0.4011 |  | 0.50474
0.40109 |  | 0.5047
0.40109 |  | 0.50468
0.40107 |  | 0.50468
0.40106 |  | 0.50467
0.40105 |  | 0.50467
0.40103 |  | 0.50464
0.40103 |  | 0.5046
0.40103 |  | 0.50458
0.40101 |  | 0.50456
0.40099 |  | 0.50455
0.40098 |  | 0.50452
0.40098 |  | 0.50451
0.40096 |  | 0.50448
0.40095 |  | 0.50447
0.40092 |  | 0.50446
0.40092 |  | 0.50445
0.40092 |  | 0.50441
0.40091 |  | 0.5044
0.40091 |  | 0.50439
0.4009 |  | 0.50437
0.40088 |  | 0.50435
0.40087 |  | 0.50434
0.40085 |  | 0.50433
0.40084 |  | 0.50428
0.40084 |  | 0.50426
0.40084 |  | 0.50423
0.40084 |  | 0.50421
0.40081 |  | 0.50419
0.4008 |  | 0.50418
0.40077 |  | 0.50413
0.40076 |  | 0.50411
0.40076 |  | 0.5041
0.40076 |  | 0.50406
0.40075 |  | 0.50405
0.40075 |  | 0.50405
0.40074 |  | 0.50404
0.40071 |  | 0.50402
0.4007 |  | 0.50399
0.40069 |  | 0.50397
0.40069 |  | 0.50395
0.40069 |  | 0.50392
0.40068 |  | 0.50391
0.40068 |  | 0.50391
0.40068 |  | 0.50389
0.40067 |  | 0.50389
0.40065 |  | 0.50384
0.40065 |  | 0.50383
0.40065 |  | 0.50379
0.40063 |  | 0.50379
0.40063 |  | 0.50377
0.40062 |  | 0.50376
0.40062 |  | 0.50374
0.40062 |  | 0.50372
0.40059 |  | 0.50371
0.40059 |  | 0.50367
0.40058 |  | 0.50367
0.40058 |  | 0.50366
0.40058 |  | 0.50363
0.40057 |  | 0.50357
0.40055 |  | 0.50355
0.40053 |  | 0.50354
0.40053 |  | 0.5035
0.40053 |  | 0.5035
0.40052 |  | 0.50347
0.40052 |  | 0.50345
0.4005 |  | 0.50341
0.4005 |  | 0.5034
0.40049 |  | 0.50339
0.40049 |  | 0.50337
0.40047 |  | 0.50335
0.40045 |  | 0.50333
0.40045 |  | 0.50331
0.40045 |  | 0.50328
0.40045 |  | 0.50327
0.40045 |  | 0.50324
0.40044 |  | 0.50324
0.40044 |  | 0.50322
0.40043 |  | 0.5032
0.40041 |  | 0.50319
0.4004 |  | 0.50317
0.4004 |  | 0.50315
0.40038 |  | 0.50314
0.40038 |  | 0.50311
0.40038 |  | 0.50309
0.40037 |  | 0.50306
0.40034 |  | 0.50305
0.40034 |  | 0.50303
0.40034 |  | 0.503
0.40033 |  | 0.503
0.40033 |  | 0.50299
0.40033 |  | 0.50299
0.40032 |  | 0.50297
0.40029 |  | 0.50294
0.40029 |  | 0.5029
0.40029 |  | 0.50288
0.40028 |  | 0.50288
0.40028 |  | 0.50285
0.40027 |  | 0.50283
0.40027 |  | 0.50282
0.40025 |  | 0.50279
0.40023 |  | 0.50278
0.40022 |  | 0.50275
0.40022 |  | 0.50271
0.40021 |  | 0.50267
0.40021 |  | 0.50267
0.4002 |  | 0.50267
0.40019 |  | 0.50266
0.40016 |  | 0.50262
0.40015 |  | 0.50259
0.40015 |  | 0.50256
0.40015 |  | 0.50256
0.40015 |  | 0.50254
0.40013 |  | 0.50252
0.40011 |  | 0.50251
0.4001 |  | 0.5025
0.40009 |  | 0.50248
0.40008 |  | 0.50244
0.40007 |  | 0.5024
0.40005 |  | 0.50238
0.40004 |  | 0.50237
0.40004 |  | 0.50235
0.40003 |  | 0.50235
0.40001 |  | 0.50232
0.40001 |  | 0.50232
0.39999 |  | 0.5023
0.39999 |  | 0.5023
0.39999 |  | 0.50227
0.39999 |  | 0.50227
0.39998 |  | 0.50225
0.39998 |  | 0.50223
0.39998 |  | 0.5022
0.39998 |  | 0.50217
0.39996 |  | 0.50215
0.39995 |  | 0.50213
0.39993 |  | 0.50211
0.39993 |  | 0.50206
0.39993 |  | 0.50205
0.39992 |  | 0.50204
0.39991 |  | 0.50201
0.39989 |  | 0.50199
0.39989 |  | 0.50196
0.39987 |  | 0.50195
0.39986 |  | 0.50193
0.39986 |  | 0.50191
0.39985 |  | 0.5019
0.39984 |  | 0.50187
0.39983 |  | 0.50183
0.3998 |  | 0.5018
0.39979 |  | 0.50174
0.39979 |  | 0.50174
0.39979 |  | 0.50171
0.39977 |  | 0.5017
0.39977 |  | 0.50165
0.39975 |  | 0.50165
0.39974 |  | 0.50163
0.39972 |  | 0.50159
0.39972 |  | 0.50157
0.39971 |  | 0.50155
0.39971 |  | 0.50152
0.39969 |  | 0.5015
0.39969 |  | 0.50149
0.39969 |  | 0.50145
0.39969 |  | 0.50144
0.39967 |  | 0.50142
0.39966 |  | 0.5014
0.39966 |  | 0.5014
0.39966 |  | 0.50139
0.39964 |  | 0.50139
0.39962 |  | 0.50136
0.39962 |  | 0.50134
0.39961 |  | 0.50132
0.39961 |  | 0.50128
0.39959 |  | 0.50127
0.39957 |  | 0.50124
0.39956 |  | 0.50123
0.39955 |  | 0.50123
0.39955 |  | 0.5012
0.39955 |  | 0.50118
0.39955 |  | 0.50115
0.39954 |  | 0.50113
0.39953 |  | 0.50111
0.39952 |  | 0.50107
0.39952 |  | 0.50103
0.39952 |  | 0.50102
0.39949 |  | 0.50099
0.39947 |  | 0.50096
0.39947 |  | 0.50096
0.39947 |  | 0.50094
0.39947 |  | 0.50093
0.39945 |  | 0.50092
0.39945 |  | 0.50092
0.39944 |  | 0.50091
0.39942 |  | 0.50088
0.39941 |  | 0.50084
0.39941 |  | 0.5008
0.39941 |  | 0.5008
0.39939 |  | 0.50079
0.39938 |  | 0.50075
0.39936 |  | 0.50075
0.39936 |  | 0.50074
0.39936 |  | 0.50073
0.39936 |  | 0.50072
0.39932 |  | 0.50072
0.39931 |  | 0.50069
0.39931 |  | 0.50067
0.3993 |  | 0.50064
0.3993 |  | 0.50063
0.39927 |  | 0.50061
0.39925 |  | 0.50057
0.39925 |  | 0.50057
0.39924 |  | 0.50055
0.39924 |  | 0.50052
0.39923 |  | 0.50051
0.39923 |  | 0.5005
0.39919 |  | 0.50046
0.39919 |  | 0.50043
0.39918 |  | 0.50041
0.39918 |  | 0.5004
0.39916 |  | 0.50038
0.39914 |  | 0.50038
0.39913 |  | 0.50036
0.39913 |  | 0.50034
0.39912 |  | 0.5003
0.39912 |  | 0.50028
0.3991 |  | 0.50027
0.39907 |  | 0.50024
0.39907 |  | 0.50021
0.39907 |  | 0.5002
0.39907 |  | 0.50016
0.39907 |  | 0.50016
0.39905 |  | 0.50015
0.39902 |  | 0.50011
0.39902 |  | 0.50009
0.39902 |  | 0.50009
0.399 |  | 0.50008
0.39898 |  | 0.50006
0.39897 |  | 0.50004
0.39896 |  | 0.50002
0.39896 |  | 0.50001
0.39895 |  | 0.49998
0.39894 |  | 0.49997
0.39892 |  | 0.49993
0.39891 |  | 0.49993
0.39891 |  | 0.49991
0.39887 |  | 0.4999
0.39885 |  | 0.49987
0.39884 |  | 0.49987
0.39882 |  | 0.49985
0.39882 |  | 0.49983
0.39882 |  | 0.4998
0.3988 |  | 0.49977
0.39878 |  | 0.49975
0.39876 |  | 0.49973
0.39876 |  | 0.49969
0.39876 |  | 0.49969
0.39873 |  | 0.49968
0.39873 |  | 0.49962
0.39873 |  | 0.4996
0.39872 |  | 0.4996
0.39871 |  | 0.49958
0.39871 |  | 0.49955
0.39867 |  | 0.49954
0.39866 |  | 0.4995
0.39866 |  | 0.49949
0.39864 |  | 0.49947
0.39863 |  | 0.49945
0.39863 |  | 0.49944
0.39862 |  | 0.49943
0.39862 |  | 0.49941
0.39861 |  | 0.49938
0.39859 |  | 0.49937
0.39859 |  | 0.49936
0.39858 |  | 0.49936
0.39856 |  | 0.49932
0.39855 |  | 0.4993
0.39853 |  | 0.49928
0.39852 |  | 0.49928
0.39852 |  | 0.49926
0.39852 |  | 0.49924
0.3985 |  | 0.49921
0.39848 |  | 0.4992
0.39847 |  | 0.49918
0.39847 |  | 0.49917
0.39847 |  | 0.49913
0.39844 |  | 0.4991
0.39844 |  | 0.49909
0.39843 |  | 0.49908
0.3984 |  | 0.49905
0.3984 |  | 0.49903
0.3984 |  | 0.499
0.39838 |  | 0.49898
0.39837 |  | 0.49895
0.39836 |  | 0.49894
0.39836 |  | 0.49893
0.39836 |  | 0.49892
0.39835 |  | 0.49889
0.39833 |  | 0.49887
0.39832 |  | 0.49885
0.39831 |  | 0.49881
0.39829 |  | 0.4988
0.39829 |  | 0.49877
0.39828 |  | 0.49875
0.39827 |  | 0.49875
0.39826 |  | 0.49874
0.39826 |  | 0.49871
0.39826 |  | 0.49868
0.39824 |  | 0.49866
0.39821 |  | 0.49866
0.39821 |  | 0.49863
0.39821 |  | 0.49861
0.3982 |  | 0.49859
0.3982 |  | 0.49857
0.39818 |  | 0.49855
0.39818 |  | 0.49855
0.39816 |  | 0.49855
0.39814 |  | 0.49853
0.39814 |  | 0.49852
0.39813 |  | 0.49851
0.39812 |  | 0.49849
0.39811 |  | 0.49844
0.39809 |  | 0.49842
0.39809 |  | 0.49841
0.39808 |  | 0.49838
0.39806 |  | 0.49836
0.39806 |  | 0.49836
0.39805 |  | 0.49835
0.39802 |  | 0.49831
0.39802 |  | 0.4983
0.39802 |  | 0.49827
0.39801 |  | 0.49825
0.398 |  | 0.49824
0.398 |  | 0.49823
0.39798 |  | 0.49819
0.39796 |  | 0.49817
0.39795 |  | 0.49817
0.39794 |  | 0.49812
0.39793 |  | 0.49812
0.39791 |  | 0.49811
0.39791 |  | 0.49808
0.39789 |  | 0.49807
0.39788 |  | 0.49806
0.39786 |  | 0.49805
0.39782 |  | 0.49805
0.39781 |  | 0.49802
0.3978 |  | 0.498
0.3978 |  | 0.49799
0.39779 |  | 0.49796
0.39778 |  | 0.49794
0.39777 |  | 0.49794
0.39775 |  | 0.49792
0.39775 |  | 0.49791
0.39773 |  | 0.49788
0.39773 |  | 0.49785
0.39772 |  | 0.49785
0.39772 |  | 0.49784
0.39771 |  | 0.4978
0.39768 |  | 0.49779
0.39767 |  | 0.49778
0.39767 |  | 0.49775
0.39767 |  | 0.49773
0.39767 |  | 0.4977
0.39767 |  | 0.49768
0.39765 |  | 0.49768
0.39763 |  | 0.49767
0.39763 |  | 0.49765
0.39763 |  | 0.49763
0.39761 |  | 0.49759
0.39761 |  | 0.49758
0.3976 |  | 0.49755
0.39758 |  | 0.49752
0.39757 |  | 0.49752
0.39756 |  | 0.49749
0.39754 |  | 0.49748
0.39752 |  | 0.49747
0.39752 |  | 0.49742
0.39752 |  | 0.49739
0.39751 |  | 0.49737
0.3975 |  | 0.49736
0.39749 |  | 0.49732
0.39747 |  | 0.49731
0.39747 |  | 0.49731
0.39745 |  | 0.4973
0.39743 |  | 0.4973
0.39743 |  | 0.49729
0.39739 |  | 0.49725
0.39739 |  | 0.49725
0.39738 |  | 0.49721
0.39738 |  | 0.49719
0.39735 |  | 0.49718
0.39735 |  | 0.49718
0.39735 |  | 0.49715
0.39733 |  | 0.49714
0.39731 |  | 0.49714
0.39731 |  | 0.49713
0.3973 |  | 0.49713
0.39729 |  | 0.49712
0.39729 |  | 0.49708
0.39729 |  | 0.49706
0.39726 |  | 0.49706
0.39726 |  | 0.49702
0.39726 |  | 0.497
0.39725 |  | 0.49696
0.39723 |  | 0.49694
0.39723 |  | 0.49692
0.39723 |  | 0.49688
0.39722 |  | 0.49687
0.3972 |  | 0.49685
0.39718 |  | 0.49682
0.39718 |  | 0.49678
0.39718 |  | 0.49678
0.39717 |  | 0.49677
0.39716 |  | 0.49674
0.39715 |  | 0.49672
0.39715 |  | 0.49671
0.39713 |  | 0.49671
0.39712 |  | 0.49667
0.3971 |  | 0.49666
0.39708 |  | 0.49662
0.39707 |  | 0.49662
0.39707 |  | 0.4966
0.39707 |  | 0.49659
0.39706 |  | 0.49656
0.39704 |  | 0.49656
0.39703 |  | 0.49655
0.39702 |  | 0.49651
0.39701 |  | 0.4965
0.39699 |  | 0.49645
0.39698 |  | 0.49643
0.39696 |  | 0.49643
0.39694 |  | 0.49641
0.39694 |  | 0.49638
0.39693 |  | 0.49638
0.39692 |  | 0.49634
0.3969 |  | 0.49633
0.39689 |  | 0.49631
0.39688 |  | 0.49631
0.39688 |  | 0.49628
0.39686 |  | 0.49626
0.39686 |  | 0.49626
0.39686 |  | 0.49624
0.39686 |  | 0.49623
0.39682 |  | 0.4962
0.39682 |  | 0.4962
0.39681 |  | 0.49617
0.39681 |  | 0.49615
0.3968 |  | 0.49614
0.39679 |  | 0.49613
0.39679 |  | 0.49611
0.39675 |  | 0.49609
0.39675 |  | 0.49609
0.39675 |  | 0.49607
0.39675 |  | 0.49604
0.39674 |  | 0.49601
0.39672 |  | 0.49599
0.39671 |  | 0.49597
0.39671 |  | 0.49597
0.3967 |  | 0.49594
0.39667 |  | 0.49589
0.39667 |  | 0.49588
0.39667 |  | 0.49584
0.39663 |  | 0.49584
0.39663 |  | 0.49582
0.39662 |  | 0.49581
0.3966 |  | 0.49579
0.39659 |  | 0.49579
0.39659 |  | 0.49577
0.39659 |  | 0.49576
0.39658 |  | 0.49573
0.39658 |  | 0.4957
0.39656 |  | 0.49567
0.39656 |  | 0.49566
0.39655 |  | 0.49565
0.39655 |  | 0.49564
0.39652 |  | 0.49562
0.39651 |  | 0.4956
0.39651 |  | 0.49557
0.3965 |  | 0.49557
0.39648 |  | 0.49554
0.39647 |  | 0.49551
0.39646 |  | 0.49549
0.39645 |  | 0.49547
0.39644 |  | 0.49546
0.39642 |  | 0.49543
0.39641 |  | 0.49543
0.39641 |  | 0.49541
0.3964 |  | 0.49538
0.3964 |  | 0.49537
0.39639 |  | 0.49533
0.39638 |  | 0.49532
0.39637 |  | 0.49532
0.39636 |  | 0.49532
0.39636 |  | 0.4953
0.39636 |  | 0.49528
0.39634 |  | 0.49528
0.39631 |  | 0.49524
0.3963 |  | 0.49522
0.3963 |  | 0.4952
0.39629 |  | 0.49518
0.39626 |  | 0.49518
0.39625 |  | 0.49517
0.39623 |  | 0.49513
0.39623 |  | 0.49509
0.39623 |  | 0.49508
0.39621 |  | 0.49506
0.39621 |  | 0.49504
0.39619 |  | 0.49502
0.39617 |  | 0.49501
0.39617 |  | 0.49498
0.39616 |  | 0.49498
0.39616 |  | 0.49498
0.39613 |  | 0.49497
0.39613 |  | 0.49495
0.39612 |  | 0.49494
0.39611 |  | 0.4949
0.39611 |  | 0.4949
0.39611 |  | 0.49486
0.39609 |  | 0.49482
0.39609 |  | 0.49482
0.39609 |  | 0.49482
0.39606 |  | 0.49481
0.39605 |  | 0.49479
0.39605 |  | 0.49477
0.39604 |  | 0.49475
0.39604 |  | 0.49474
0.39602 |  | 0.4947
0.396 |  | 0.4947
0.39599 |  | 0.49469
0.39599 |  | 0.49464
0.39598 |  | 0.49463
0.39597 |  | 0.49463
0.39597 |  | 0.49462
0.39593 |  | 0.49458
0.39591 |  | 0.49456
0.39591 |  | 0.49455
0.39591 |  | 0.49452
0.39589 |  | 0.49451
0.39588 |  | 0.49449
0.39586 |  | 0.49447
0.39584 |  | 0.49446
0.39581 |  | 0.49445
0.3958 |  | 0.4944
0.39579 |  | 0.49437
0.39579 |  | 0.49435
0.39579 |  | 0.49433
0.39577 |  | 0.49433
0.39575 |  | 0.49431
0.39573 |  | 0.49429
0.39573 |  | 0.49428
0.39573 |  | 0.49425
0.39572 |  | 0.49424
0.3957 |  | 0.49423
0.39569 |  | 0.49421
0.39568 |  | 0.49417
0.39567 |  | 0.49416
0.39566 |  | 0.49415
0.39566 |  | 0.49413
0.39565 |  | 0.4941
0.39565 |  | 0.49408
0.39564 |  | 0.49406
0.39562 |  | 0.49405
0.3956 |  | 0.49401
0.39559 |  | 0.49396
0.39559 |  | 0.49394
0.39558 |  | 0.49393
0.39556 |  | 0.49392
0.39553 |  | 0.49389
0.39551 |  | 0.49388
0.39551 |  | 0.49388
0.3955 |  | 0.49387
0.39549 |  | 0.49383
0.39548 |  | 0.49383
0.39548 |  | 0.4938
0.39547 |  | 0.49379
0.39544 |  | 0.49376
0.39543 |  | 0.49374
0.39542 |  | 0.49373
0.39542 |  | 0.49372
0.39541 |  | 0.49369
0.3954 |  | 0.49368
0.3954 |  | 0.49367
0.3954 |  | 0.49365
0.39539 |  | 0.49362
0.39536 |  | 0.49359
0.39535 |  | 0.49358
0.39533 |  | 0.49356
0.39533 |  | 0.49355
0.3953 |  | 0.49352
0.3953 |  | 0.49351
0.3953 |  | 0.49349
0.39528 |  | 0.49347
0.39526 |  | 0.49344
0.39525 |  | 0.49344
0.39523 |  | 0.49344
0.39523 |  | 0.49341
0.39523 |  | 0.4934
0.39523 |  | 0.49339
0.3952 |  | 0.49337
0.39519 |  | 0.49336
0.39519 |  | 0.49334
0.39518 |  | 0.49331
0.39518 |  | 0.49331
0.39517 |  | 0.49328
0.39517 |  | 0.49327
0.39514 |  | 0.49325
0.39512 |  | 0.49323
0.39512 |  | 0.49322
0.39511 |  | 0.49321
0.39511 |  | 0.49317
0.39509 |  | 0.49316
0.39507 |  | 0.49315
0.39507 |  | 0.49312
0.39505 |  | 0.49311
0.39503 |  | 0.49308
0.39502 |  | 0.49308
0.39502 |  | 0.49306
0.39499 |  | 0.49306
0.39498 |  | 0.49302
0.39498 |  | 0.49299
0.39496 |  | 0.49299
0.39495 |  | 0.49296
0.39495 |  | 0.49293
0.39494 |  | 0.49293
0.39494 |  | 0.49292
0.39492 |  | 0.49288
0.3949 |  | 0.49284
0.3949 |  | 0.49282
0.39488 |  | 0.49281
0.39486 |  | 0.49279
0.39484 |  | 0.49276
0.39484 |  | 0.49275
0.39483 |  | 0.49275
0.39483 |  | 0.49273
0.39482 |  | 0.49272
0.39479 |  | 0.49267
0.39479 |  | 0.49265
0.39478 |  | 0.49264
0.39477 |  | 0.49262
0.39476 |  | 0.4926
0.39476 |  | 0.49258
0.39474 |  | 0.49258
0.39474 |  | 0.49255
0.39473 |  | 0.49252
0.39472 |  | 0.49252
0.39471 |  | 0.4925
0.3947 |  | 0.49249
0.3947 |  | 0.49248
0.39468 |  | 0.49244
0.39467 |  | 0.49244
0.39465 |  | 0.4924
0.39465 |  | 0.49237
0.39465 |  | 0.49237
0.39465 |  | 0.49237
0.39462 |  | 0.49233
0.39462 |  | 0.49229
0.39461 |  | 0.49229
0.39459 |  | 0.49228
0.39456 |  | 0.49226
0.39456 |  | 0.49226
0.39456 |  | 0.49223
0.39455 |  | 0.49222
0.39453 |  | 0.49222
0.39453 |  | 0.49221
0.39453 |  | 0.49216
0.3945 |  | 0.49215
0.39447 |  | 0.49215
0.39447 |  | 0.49215
0.39446 |  | 0.49212
0.39445 |  | 0.4921
0.39445 |  | 0.49207
0.39443 |  | 0.49207
0.39443 |  | 0.49207
0.39442 |  | 0.49205
0.39439 |  | 0.49202
0.39438 |  | 0.492
0.39437 |  | 0.49199
0.39437 |  | 0.49198
0.39437 |  | 0.49194
0.39435 |  | 0.49193
0.39434 |  | 0.49191
0.39434 |  | 0.4919
0.39433 |  | 0.49189
0.39433 |  | 0.49187
0.39431 |  | 0.49184
0.39431 |  | 0.49184
0.3943 |  | 0.49183
0.39428 |  | 0.49178
0.39428 |  | 0.49177
0.39424 |  | 0.49173
0.39424 |  | 0.49172
0.39422 |  | 0.49169
0.39422 |  | 0.49167
0.3942 |  | 0.49167
0.39419 |  | 0.49164
0.39419 |  | 0.49161
0.39417 |  | 0.49159
0.39415 |  | 0.49157
0.39415 |  | 0.49155
0.39412 |  | 0.49155
0.3941 |  | 0.49153
0.39409 |  | 0.49152
0.39409 |  | 0.4915
0.39408 |  | 0.49147
0.39406 |  | 0.49146
0.39405 |  | 0.49146
0.39405 |  | 0.49144
0.39405 |  | 0.49141
0.39404 |  | 0.4914
0.39403 |  | 0.49136
0.394 |  | 0.49135
0.39399 |  | 0.49134
0.39399 |  | 0.49134
0.39398 |  | 0.4913
0.39397 |  | 0.49129
0.39395 |  | 0.49126
0.39395 |  | 0.49125
0.39393 |  | 0.49123
0.39393 |  | 0.49123
0.39392 |  | 0.49123
0.39392 |  | 0.49119
0.39391 |  | 0.49118
0.39389 |  | 0.49117
0.39389 |  | 0.49116
0.39388 |  | 0.49114
0.39387 |  | 0.49112
0.39386 |  | 0.49112
0.39383 |  | 0.49109
0.39382 |  | 0.49107
0.39381 |  | 0.49105
0.3938 |  | 0.49105
0.39378 |  | 0.49103
0.39378 |  | 0.49099
0.39378 |  | 0.49097
0.39376 |  | 0.49095
0.39374 |  | 0.49094
0.39372 |  | 0.49092
0.39372 |  | 0.4909
0.39372 |  | 0.49088
0.39368 |  | 0.49088
0.39368 |  | 0.49087
0.39368 |  | 0.49084
0.39366 |  | 0.49084
0.39365 |  | 0.49083
0.39363 |  | 0.49083
0.39363 |  | 0.49081
0.39363 |  | 0.4908
0.3936 |  | 0.49076
0.39359 |  | 0.49073
0.39359 |  | 0.49072
0.39358 |  | 0.4907
0.39356 |  | 0.49069
0.39355 |  | 0.49065
0.39355 |  | 0.49064
0.39353 |  | 0.49064
0.39352 |  | 0.49061
0.3935 |  | 0.4906
0.3935 |  | 0.49058
0.3935 |  | 0.49055
0.39348 |  | 0.49053
0.39347 |  | 0.49051
0.39347 |  | 0.49051
0.39347 |  | 0.49051
0.39347 |  | 0.49049
0.39343 |  | 0.49046
0.39343 |  | 0.49044
0.39343 |  | 0.49041
0.39343 |  | 0.49041
0.39343 |  | 0.4904
0.39343 |  | 0.4904
0.39342 |  | 0.49039
0.39337 |  | 0.49038
0.39337 |  | 0.49037
0.39336 |  | 0.49033
0.39335 |  | 0.49032
0.39335 |  | 0.49032
0.39333 |  | 0.49031
0.39333 |  | 0.49028
0.3933 |  | 0.49028
0.3933 |  | 0.49026
0.39329 |  | 0.49019
0.39327 |  | 0.49019
0.39326 |  | 0.49018
0.39326 |  | 0.49017
0.39326 |  | 0.49015
0.39326 |  | 0.49012
0.39321 |  | 0.49012
0.39321 |  | 0.49012
0.39321 |  | 0.49011
0.3932 |  | 0.4901
0.3932 |  | 0.49007
0.39319 |  | 0.49007
0.39319 |  | 0.49004
0.39318 |  | 0.49002
0.39316 |  | 0.49002
0.39313 |  | 0.48998
0.39313 |  | 0.48995
0.39312 |  | 0.48994
0.39312 |  | 0.48992
0.39311 |  | 0.48992
0.39309 |  | 0.48987
0.39308 |  | 0.48984
0.39306 |  | 0.48984
0.39306 |  | 0.48983
0.39303 |  | 0.48982
0.39303 |  | 0.48979
0.39303 |  | 0.48979
0.39303 |  | 0.48975
0.39302 |  | 0.48972
0.393 |  | 0.48971
0.393 |  | 0.48967
0.39298 |  | 0.48966
0.39295 |  | 0.48962
0.39294 |  | 0.48962
0.39294 |  | 0.48961
0.39293 |  | 0.4896
0.39293 |  | 0.4896
0.39293 |  | 0.48955
0.39292 |  | 0.48953
0.39291 |  | 0.48952
0.3929 |  | 0.4895
0.39286 |  | 0.48947
0.39286 |  | 0.48947
0.39285 |  | 0.48946
0.39285 |  | 0.48943
0.39284 |  | 0.48941
0.39283 |  | 0.48937
0.39282 |  | 0.48937
0.39281 |  | 0.48935
0.3928 |  | 0.48935
0.3928 |  | 0.48934
0.39279 |  | 0.4893
0.39278 |  | 0.48929
0.39277 |  | 0.48927
0.39275 |  | 0.48925
0.39274 |  | 0.48925
0.39271 |  | 0.48924
0.39271 |  | 0.4892
0.39271 |  | 0.48919
0.3927 |  | 0.48919
0.39268 |  | 0.48917
0.39266 |  | 0.48916
0.39264 |  | 0.48913
0.39264 |  | 0.48912
0.39263 |  | 0.48909
0.39261 |  | 0.48909
0.39261 |  | 0.48906
0.39259 |  | 0.48906
0.39258 |  | 0.48903
0.39258 |  | 0.48899
0.39256 |  | 0.48898
0.39256 |  | 0.48898
0.39255 |  | 0.48896
0.39253 |  | 0.48893
0.39253 |  | 0.4889
0.39253 |  | 0.48889
0.39253 |  | 0.48888
0.3925 |  | 0.48885
0.39247 |  | 0.48881
0.39247 |  | 0.48881
0.39246 |  | 0.4888
0.39241 |  | 0.48878
0.3924 |  | 0.48877
0.39239 |  | 0.48875
0.39239 |  | 0.48873
0.39239 |  | 0.48868
0.39238 |  | 0.48866
0.39238 |  | 0.48864
0.39236 |  | 0.48863
0.39235 |  | 0.48861
0.39231 |  | 0.48859
0.3923 |  | 0.48858
0.3923 |  | 0.48853
0.39229 |  | 0.48853
0.39228 |  | 0.48851
0.39228 |  | 0.4885
0.39228 |  | 0.48845
0.39226 |  | 0.48842
0.39225 |  | 0.48841
0.39222 |  | 0.48841
0.39222 |  | 0.48837
0.39221 |  | 0.48836
0.39219 |  | 0.48834
0.39218 |  | 0.48832
0.39216 |  | 0.48831
0.39215 |  | 0.48831
0.39213 |  | 0.48829
0.39213 |  | 0.48828
0.39212 |  | 0.48827
0.3921 |  | 0.48823
0.39209 |  | 0.48823
0.39207 |  | 0.48818
0.39207 |  | 0.48816
0.39205 |  | 0.48814
0.39203 |  | 0.48813
0.39203 |  | 0.48813
0.39201 |  | 0.48812
0.39199 |  | 0.48807
0.39199 |  | 0.48806
0.39198 |  | 0.48802
0.39198 |  | 0.48802
0.39198 |  | 0.48798
0.39195 |  | 0.48797
0.39193 |  | 0.48795
0.39193 |  | 0.48795
0.39193 |  | 0.48793
0.39191 |  | 0.48791
0.3919 |  | 0.48789
0.39189 |  | 0.48785
0.39188 |  | 0.48782
0.39186 |  | 0.48781
0.39186 |  | 0.48779
0.39185 |  | 0.48777
0.39184 |  | 0.48776
0.39182 |  | 0.48771
0.39179 |  | 0.48768
0.39179 |  | 0.48767
0.39178 |  | 0.48767
0.39176 |  | 0.48764
0.39174 |  | 0.48763
0.39174 |  | 0.48761
0.39172 |  | 0.48758
0.39172 |  | 0.48757
0.39172 |  | 0.48757
0.3917 |  | 0.48755
0.3917 |  | 0.48753
0.39167 |  | 0.48752
0.39165 |  | 0.48751
0.39163 |  | 0.48749
0.39163 |  | 0.48745
0.39163 |  | 0.48743
0.39163 |  | 0.48742
0.3916 |  | 0.48739
0.3916 |  | 0.48739
0.39159 |  | 0.48737
0.39159 |  | 0.48735
0.39158 |  | 0.48734
0.39155 |  | 0.48733
0.39155 |  | 0.48731
0.39153 |  | 0.48728
0.39152 |  | 0.48727
0.39152 |  | 0.48723
0.39148 |  | 0.48721
0.39147 |  | 0.48719
0.39146 |  | 0.48716
0.39143 |  | 0.48714
0.39142 |  | 0.48714
0.39141 |  | 0.48713
0.39141 |  | 0.48713
0.3914 |  | 0.4871
0.3914 |  | 0.48709
0.3914 |  | 0.48708
0.39137 |  | 0.48707
0.39137 |  | 0.48704
0.39137 |  | 0.48704
0.39137 |  | 0.487
0.39135 |  | 0.48699
0.39133 |  | 0.48698
0.39132 |  | 0.48697
0.3913 |  | 0.48693
0.3913 |  | 0.48693
0.3913 |  | 0.48691
0.39128 |  | 0.48689
0.39128 |  | 0.48688
0.39125 |  | 0.48685
0.39125 |  | 0.48682
0.39123 |  | 0.48682
0.39122 |  | 0.48681
0.3912 |  | 0.48677
0.3912 |  | 0.48677
0.39118 |  | 0.48675
0.39117 |  | 0.48673
0.39115 |  | 0.48671
0.39115 |  | 0.48669
0.39114 |  | 0.48667
0.39112 |  | 0.48665
0.39111 |  | 0.48662
0.39111 |  | 0.48661
0.39111 |  | 0.48659
0.39109 |  | 0.48659
0.39107 |  | 0.48657
0.39105 |  | 0.48656
0.39105 |  | 0.48653
0.39104 |  | 0.4865
0.39103 |  | 0.4865
0.39102 |  | 0.4865
0.39102 |  | 0.48647
0.39099 |  | 0.48645
0.39099 |  | 0.48642
0.39099 |  | 0.48641
0.39098 |  | 0.48638
0.39096 |  | 0.48636
0.39096 |  | 0.48634
0.39092 |  | 0.48632
0.39092 |  | 0.48632
0.39091 |  | 0.48632
0.39091 |  | 0.48631
0.3909 |  | 0.4863
0.39087 |  | 0.48628
0.39087 |  | 0.48626
0.39087 |  | 0.48625
0.39085 |  | 0.48624
0.39084 |  | 0.48624
0.39084 |  | 0.48622
0.39084 |  | 0.48619
0.39083 |  | 0.48619
0.39083 |  | 0.48619
0.39081 |  | 0.48615
0.39079 |  | 0.48613
0.39077 |  | 0.48611
0.39077 |  | 0.4861
0.39075 |  | 0.48609
0.39074 |  | 0.48609
0.39072 |  | 0.48606
0.3907 |  | 0.48604
0.39069 |  | 0.48603
0.39069 |  | 0.486
0.39067 |  | 0.48599
0.39067 |  | 0.48599
0.39066 |  | 0.48598
0.39064 |  | 0.48598
0.39064 |  | 0.48594
0.39064 |  | 0.48594
0.39061 |  | 0.48594
0.39061 |  | 0.48593
0.39059 |  | 0.48591
0.39059 |  | 0.48591
0.39057 |  | 0.48589
0.39057 |  | 0.48588
0.39055 |  | 0.48588
0.39054 |  | 0.48586
0.39051 |  | 0.48584
0.39051 |  | 0.48582
0.39051 |  | 0.48581
0.39048 |  | 0.48578
0.39046 |  | 0.48576
0.39046 |  | 0.48574
0.39046 |  | 0.48573
0.39046 |  | 0.48571
0.39045 |  | 0.48569
0.39044 |  | 0.48568
0.39041 |  | 0.48568
0.39041 |  | 0.48567
0.3904 |  | 0.48566
0.3904 |  | 0.48563
0.39039 |  | 0.48562
0.39039 |  | 0.48561
0.39038 |  | 0.48558
0.39038 |  | 0.48556
0.39037 |  | 0.48555
0.39035 |  | 0.48555
0.39032 |  | 0.48552
0.39031 |  | 0.48552
0.39031 |  | 0.48552
0.39031 |  | 0.48549
0.39031 |  | 0.48547
0.39029 |  | 0.48544
0.39028 |  | 0.48543
0.39025 |  | 0.48541
0.39025 |  | 0.4854
0.39025 |  | 0.48538
0.39025 |  | 0.48537
0.39023 |  | 0.48536
0.39022 |  | 0.48533
0.39021 |  | 0.48532
0.39021 |  | 0.4853
0.3902 |  | 0.48529
0.39019 |  | 0.48528
0.39017 |  | 0.48525
0.39017 |  | 0.48523
0.39016 |  | 0.48521
0.39015 |  | 0.48519
0.39015 |  | 0.48518
0.39013 |  | 0.48517
0.39012 |  | 0.48516
0.39011 |  | 0.48514
0.3901 |  | 0.48513
0.39009 |  | 0.48512
0.39009 |  | 0.48512
0.39008 |  | 0.48511
0.39003 |  | 0.48508
0.39003 |  | 0.48507
0.39003 |  | 0.48506
0.39003 |  | 0.48504
0.39002 |  | 0.48504
0.39002 |  | 0.48502
0.38999 |  | 0.48501
0.38998 |  | 0.485
0.38996 |  | 0.485
0.38995 |  | 0.48497
0.38995 |  | 0.48496
0.38994 |  | 0.48495
0.38992 |  | 0.48494
0.38991 |  | 0.4849
0.38991 |  | 0.48487
0.38989 |  | 0.48486
0.38989 |  | 0.48485
0.38988 |  | 0.48484
0.38988 |  | 0.48481
0.38987 |  | 0.4848
0.38986 |  | 0.48479
0.38984 |  | 0.48476
0.38984 |  | 0.48474
0.38983 |  | 0.48473
0.38982 |  | 0.48473
0.38978 |  | 0.48469
0.38978 |  | 0.48467
0.38978 |  | 0.48465
0.38976 |  | 0.48465
0.38975 |  | 0.48461
0.38973 |  | 0.4846
0.38973 |  | 0.48457
0.38973 |  | 0.48456
0.38971 |  | 0.48454
0.3897 |  | 0.48453
0.38969 |  | 0.48452
0.38967 |  | 0.48452
0.38966 |  | 0.48448
0.38964 |  | 0.48445
0.38964 |  | 0.48445
0.38964 |  | 0.48442
0.38964 |  | 0.48442
0.38962 |  | 0.48439
0.38962 |  | 0.48438
0.38962 |  | 0.48437
0.38959 |  | 0.48436
0.38959 |  | 0.48434
0.38953 |  | 0.48434
0.38953 |  | 0.48433
0.38953 |  | 0.4843
0.38953 |  | 0.48429
0.38951 |  | 0.48425
0.38949 |  | 0.48423
0.38948 |  | 0.48422
0.38946 |  | 0.4842
0.38945 |  | 0.48418
0.38944 |  | 0.48416
0.38943 |  | 0.48414
0.38942 |  | 0.48411
0.38941 |  | 0.48411
0.38941 |  | 0.4841
0.3894 |  | 0.48409
0.38938 |  | 0.48406
0.38936 |  | 0.48404
0.38936 |  | 0.48403
0.38936 |  | 0.484
0.38936 |  | 0.484
0.38933 |  | 0.48399
0.38933 |  | 0.48397
0.38932 |  | 0.48396
0.38932 |  | 0.48394
0.38931 |  | 0.48394
0.38928 |  | 0.48393
0.38928 |  | 0.48391
0.38927 |  | 0.48389
0.38924 |  | 0.48388
0.38923 |  | 0.48387
0.38923 |  | 0.48384
0.38921 |  | 0.48382
0.3892 |  | 0.4838
0.3892 |  | 0.48379
0.38919 |  | 0.48377
0.38917 |  | 0.48376
0.38917 |  | 0.48375
0.38915 |  | 0.48374
0.38915 |  | 0.48374
0.38915 |  | 0.48372
0.38914 |  | 0.48371
0.38912 |  | 0.48368
0.38911 |  | 0.48367
0.38909 |  | 0.48367
0.38906 |  | 0.48366
0.38906 |  | 0.48361
0.38906 |  | 0.48359
0.38905 |  | 0.48354
0.38903 |  | 0.48353
0.38903 |  | 0.48352
0.38902 |  | 0.4835
0.389 |  | 0.48348
0.389 |  | 0.48347
0.389 |  | 0.48346
0.38899 |  | 0.48342
0.38897 |  | 0.48342
0.38896 |  | 0.48342
0.38896 |  | 0.48338
0.38894 |  | 0.48338
0.38894 |  | 0.48336
0.3889 |  | 0.48333
0.3889 |  | 0.4833
0.3889 |  | 0.4833
0.3889 |  | 0.48327
0.3889 |  | 0.48325
0.38887 |  | 0.48324
0.38887 |  | 0.48322
0.38886 |  | 0.48321
0.38885 |  | 0.48319
0.38883 |  | 0.48319
0.38881 |  | 0.48319
0.38881 |  | 0.48316
0.3888 |  | 0.48316
0.38878 |  | 0.48314
0.38878 |  | 0.48313
0.38877 |  | 0.48309
0.38877 |  | 0.48306
0.38872 |  | 0.48305
0.38872 |  | 0.48302
0.38871 |  | 0.48302
0.38871 |  | 0.483
0.38871 |  | 0.48299
0.3887 |  | 0.48298
0.38869 |  | 0.48295
0.38868 |  | 0.48293
0.38867 |  | 0.4829
0.38867 |  | 0.48289
0.38865 |  | 0.48287
0.38865 |  | 0.48284
0.38864 |  | 0.48282
0.38863 |  | 0.4828
0.38863 |  | 0.48279
0.38859 |  | 0.48277
0.38859 |  | 0.48276
0.38859 |  | 0.48273
0.38859 |  | 0.48273
0.38859 |  | 0.48273
0.38858 |  | 0.48271
0.38857 |  | 0.48268
0.38855 |  | 0.48266
0.38852 |  | 0.48265
0.38852 |  | 0.48262
0.38851 |  | 0.48262
0.3885 |  | 0.48261
0.38849 |  | 0.4826
0.38849 |  | 0.48258
0.38847 |  | 0.48258
0.38847 |  | 0.48255
0.38844 |  | 0.48253
0.38844 |  | 0.48253
0.38843 |  | 0.4825
0.38842 |  | 0.48249
0.3884 |  | 0.48248
0.38839 |  | 0.48246
0.38837 |  | 0.48246
0.38837 |  | 0.48243
0.38835 |  | 0.4824
0.38835 |  | 0.4824
0.38834 |  | 0.48238
0.38833 |  | 0.48235
0.38832 |  | 0.48233
0.3883 |  | 0.48233
0.3883 |  | 0.4823
0.3883 |  | 0.48229
0.38829 |  | 0.48228
0.38827 |  | 0.48224
0.38822 |  | 0.48223
0.38822 |  | 0.48223
0.3882 |  | 0.48221
0.38819 |  | 0.48219
0.38818 |  | 0.48219
0.38818 |  | 0.48219
0.38818 |  | 0.48218
0.38815 |  | 0.48214
0.38814 |  | 0.48214
0.38813 |  | 0.48212
0.38813 |  | 0.48212
0.38813 |  | 0.4821
0.3881 |  | 0.48207
0.38808 |  | 0.48206
0.38808 |  | 0.48202
0.38806 |  | 0.482
0.38805 |  | 0.48197
0.38805 |  | 0.48197
0.38803 |  | 0.48194
0.38802 |  | 0.48194
0.38801 |  | 0.4819
0.388 |  | 0.4819
0.388 |  | 0.48189
0.38798 |  | 0.48189
0.38795 |  | 0.48189
0.38794 |  | 0.48188
0.38793 |  | 0.48186
0.38793 |  | 0.48184
0.38793 |  | 0.48182
0.38793 |  | 0.48182
0.38789 |  | 0.48181
0.38789 |  | 0.4818
0.38789 |  | 0.48178
0.38788 |  | 0.48176
0.38787 |  | 0.48173
0.38786 |  | 0.48173
0.38784 |  | 0.48172
0.38784 |  | 0.48171
0.38784 |  | 0.4817
0.38782 |  | 0.48167
0.38781 |  | 0.48166
0.38778 |  | 0.48165
0.38778 |  | 0.48164
0.38778 |  | 0.48162
0.38775 |  | 0.48162
0.38774 |  | 0.48161
0.38773 |  | 0.48159
0.38769 |  | 0.48158
0.38769 |  | 0.48158
0.38769 |  | 0.48157
0.38769 |  | 0.48153
0.38767 |  | 0.48153
0.38765 |  | 0.48152
0.38764 |  | 0.4815
0.38764 |  | 0.48147
0.38764 |  | 0.48147
0.38762 |  | 0.48146
0.38761 |  | 0.48143
0.38761 |  | 0.48143
0.38761 |  | 0.48141
0.38758 |  | 0.4814
0.38757 |  | 0.48136
0.38756 |  | 0.48135
0.38755 |  | 0.48134
0.38753 |  | 0.4813
0.38752 |  | 0.48129
0.38751 |  | 0.48125
0.38747 |  | 0.48125
0.38747 |  | 0.48122
0.38746 |  | 0.48119
0.38744 |  | 0.48119
0.38742 |  | 0.48116
0.38742 |  | 0.48113
0.38742 |  | 0.48113
0.38738 |  | 0.48107
0.38736 |  | 0.48106
0.38735 |  | 0.48106
0.38734 |  | 0.48105
0.38732 |  | 0.48101
0.38732 |  | 0.48101
0.38732 |  | 0.48099
0.38731 |  | 0.48099
0.38729 |  | 0.48094
0.38726 |  | 0.48093
0.38725 |  | 0.48091
0.38725 |  | 0.48091
0.38722 |  | 0.48088
0.38721 |  | 0.48087
0.38721 |  | 0.48087
0.38721 |  | 0.48087
0.3872 |  | 0.48087
0.38716 |  | 0.48083
0.38716 |  | 0.48081
0.38716 |  | 0.48078
0.38714 |  | 0.48076
0.38714 |  | 0.48075
0.38712 |  | 0.48075
0.38711 |  | 0.48074
0.38711 |  | 0.48071
0.38711 |  | 0.48071
0.3871 |  | 0.48069
0.38708 |  | 0.48066
0.38706 |  | 0.48064
0.38702 |  | 0.48061
0.38702 |  | 0.48061
0.38702 |  | 0.48059
0.38702 |  | 0.48059
0.38701 |  | 0.48056
0.38699 |  | 0.48055
0.38697 |  | 0.48053
0.38695 |  | 0.48053
0.38694 |  | 0.4805
0.38693 |  | 0.48048
0.38693 |  | 0.48048
0.38689 |  | 0.48043
0.38687 |  | 0.48041
0.38686 |  | 0.48041
0.38684 |  | 0.4804
0.38683 |  | 0.48039
0.3868 |  | 0.48036
0.38679 |  | 0.48035
0.38678 |  | 0.48034
0.38676 |  | 0.48033
0.38674 |  | 0.4803
0.38674 |  | 0.48029
0.38671 |  | 0.48024
0.38671 |  | 0.48022
0.3867 |  | 0.48021
0.38668 |  | 0.48021
0.38666 |  | 0.48018
0.38665 |  | 0.48016
0.38665 |  | 0.48014
0.38663 |  | 0.48014
0.38663 |  | 0.48013
0.38662 |  | 0.48013
0.38661 |  | 0.4801
0.38659 |  | 0.48008
0.38657 |  | 0.48005
0.38652 |  | 0.48005
0.3865 |  | 0.48004
0.38649 |  | 0.48001
0.38649 |  | 0.48
0.38648 |  | 0.47999
0.38647 |  | 0.47999
0.38645 |  | 0.47999
0.38644 |  | 0.47997
0.38643 |  | 0.47997
0.38642 |  | 0.47994
0.38641 |  | 0.47992
0.38641 |  | 0.47988
0.38638 |  | 0.47988
0.38637 |  | 0.47987
0.38635 |  | 0.47986
0.38634 |  | 0.47985
0.38633 |  | 0.47982
0.3863 |  | 0.47979
0.3863 |  | 0.47979
0.38627 |  | 0.47977
0.38626 |  | 0.47976
0.38625 |  | 0.47974
0.38623 |  | 0.47972
0.38623 |  | 0.47969
0.38621 |  | 0.47969
0.38619 |  | 0.47969
0.38619 |  | 0.47965
0.38616 |  | 0.47963
0.38616 |  | 0.47961
0.38615 |  | 0.47959
0.38614 |  | 0.47958
0.38613 |  | 0.47956
0.38612 |  | 0.47954
0.38611 |  | 0.47951
0.38609 |  | 0.47949
0.38608 |  | 0.47946
0.38606 |  | 0.47943
0.38606 |  | 0.47941
0.38605 |  | 0.47938
0.38604 |  | 0.47936
0.38601 |  | 0.47935
0.386 |  | 0.47935
0.386 |  | 0.47933
0.38599 |  | 0.47931
0.38598 |  | 0.47928
0.38597 |  | 0.47928
0.38596 |  | 0.47928
0.38594 |  | 0.47926
0.38592 |  | 0.47924
0.38592 |  | 0.47922
0.38591 |  | 0.47922
0.38591 |  | 0.4792
0.3859 |  | 0.47915
0.38588 |  | 0.47915
0.38588 |  | 0.47915
0.38588 |  | 0.47913
0.38588 |  | 0.47913
0.38586 |  | 0.4791
0.38585 |  | 0.47909
0.38585 |  | 0.47907
0.38583 |  | 0.47904
0.38581 |  | 0.47903
0.38581 |  | 0.47902
0.3858 |  | 0.479
0.3858 |  | 0.47898
0.38579 |  | 0.47895
0.38577 |  | 0.47894
0.38576 |  | 0.4789
0.38576 |  | 0.47889
0.38574 |  | 0.47888
0.38574 |  | 0.47888
0.38573 |  | 0.47885
0.38573 |  | 0.47883
0.38572 |  | 0.47881
0.38568 |  | 0.4788
0.38567 |  | 0.47879
0.38567 |  | 0.47879
0.38565 |  | 0.47876
0.38565 |  | 0.47873
0.38564 |  | 0.47871
0.38563 |  | 0.47871
0.38563 |  | 0.4787
0.38561 |  | 0.47867
0.38559 |  | 0.47867
0.38558 |  | 0.47864
0.38556 |  | 0.47862
0.38555 |  | 0.4786
0.38555 |  | 0.47859
0.38551 |  | 0.47858
0.38551 |  | 0.47854
0.38551 |  | 0.47854
0.38551 |  | 0.47852
0.38549 |  | 0.47851
0.38549 |  | 0.47849
0.38549 |  | 0.47845
0.38545 |  | 0.47842
0.38545 |  | 0.47842
0.38545 |  | 0.4784
0.38543 |  | 0.47837
0.38542 |  | 0.47837
0.38539 |  | 0.47837
0.38539 |  | 0.47835
0.38538 |  | 0.47834
0.38537 |  | 0.47831
0.38534 |  | 0.47827
0.38534 |  | 0.47826
0.38531 |  | 0.47825
0.38531 |  | 0.47823
0.38529 |  | 0.47822
0.38528 |  | 0.4782
0.38528 |  | 0.47819
0.38525 |  | 0.47819
0.38522 |  | 0.47816
0.38521 |  | 0.47816
0.3852 |  | 0.4781
0.38519 |  | 0.47809
0.38518 |  | 0.47809
0.38516 |  | 0.47808
0.38515 |  | 0.47805
0.38515 |  | 0.47804
0.38512 |  | 0.47801
0.38512 |  | 0.47799
0.38512 |  | 0.47799
0.38509 |  | 0.47799
0.38509 |  | 0.47796
0.38509 |  | 0.47795
0.38506 |  | 0.47794
0.38505 |  | 0.47794
0.38504 |  | 0.47792
0.38504 |  | 0.47789
0.38502 |  | 0.47789
0.38501 |  | 0.47786
0.38501 |  | 0.47784
0.385 |  | 0.47783
0.38498 |  | 0.47781
0.38497 |  | 0.47778
0.38496 |  | 0.47777
0.38495 |  | 0.47777
0.38492 |  | 0.47776
0.38491 |  | 0.47775
0.38491 |  | 0.47772
0.3849 |  | 0.4777
0.38486 |  | 0.4777
0.38485 |  | 0.47769
0.38485 |  | 0.47765
0.38485 |  | 0.47764
0.38483 |  | 0.4776
0.3848 |  | 0.47759
0.3848 |  | 0.47757
0.38479 |  | 0.47755
0.38479 |  | 0.47755
0.38478 |  | 0.47752
0.38477 |  | 0.47752
0.38475 |  | 0.4775
0.38475 |  | 0.47747
0.38474 |  | 0.47744
0.38473 |  | 0.47744
0.38469 |  | 0.47742
0.38469 |  | 0.47742
0.38469 |  | 0.47739
0.38469 |  | 0.47739
0.38466 |  | 0.47736
0.38466 |  | 0.47735
0.38465 |  | 0.4773
0.38462 |  | 0.4773
0.38461 |  | 0.4773
0.3846 |  | 0.47725
0.38457 |  | 0.47722
0.38456 |  | 0.47721
0.38453 |  | 0.47719
0.38453 |  | 0.47719
0.3845 |  | 0.47719
0.3845 |  | 0.47716
0.38449 |  | 0.47715
0.38446 |  | 0.47714
0.38446 |  | 0.47714
0.38443 |  | 0.47713
0.38443 |  | 0.47708
0.38442 |  | 0.47705
0.3844 |  | 0.47704
0.38439 |  | 0.47704
0.38439 |  | 0.47704
0.38436 |  | 0.47702
0.38436 |  | 0.47698
0.38433 |  | 0.47697
0.38433 |  | 0.47695
0.38433 |  | 0.47693
0.38433 |  | 0.47691
0.38432 |  | 0.47687
0.3843 |  | 0.47687
0.38428 |  | 0.47686
0.38425 |  | 0.47685
0.38424 |  | 0.47683
0.38422 |  | 0.47681
0.38422 |  | 0.4768
0.38421 |  | 0.47677
0.3842 |  | 0.47674
0.38416 |  | 0.47674
0.38416 |  | 0.47673
0.38415 |  | 0.47671
0.38414 |  | 0.47667
0.38412 |  | 0.47666
0.3841 |  | 0.47662
0.3841 |  | 0.47661
0.38409 |  | 0.47661
0.38408 |  | 0.47658
0.38406 |  | 0.47657
0.38404 |  | 0.47657
0.38401 |  | 0.47654
0.38401 |  | 0.47654
0.384 |  | 0.47653
0.38399 |  | 0.47649
0.38398 |  | 0.47649
0.38397 |  | 0.47648
0.38397 |  | 0.47645
0.38392 |  | 0.47643
0.38392 |  | 0.47641
0.38392 |  | 0.47639
0.38391 |  | 0.47635
0.3839 |  | 0.47633
0.38388 |  | 0.47631
0.38386 |  | 0.47631
0.38384 |  | 0.47628
0.38383 |  | 0.47626
0.38382 |  | 0.47626
0.38381 |  | 0.47623
0.38379 |  | 0.47621
0.38379 |  | 0.4762
0.38379 |  | 0.47617
0.38377 |  | 0.47612
0.38374 |  | 0.47612
0.38374 |  | 0.47612
0.38372 |  | 0.47609
0.38371 |  | 0.47607
0.38369 |  | 0.47605
0.38368 |  | 0.47605
0.38366 |  | 0.47601
0.38365 |  | 0.47601
0.38365 |  | 0.47601
0.38365 |  | 0.47596
0.38362 |  | 0.47593
0.38359 |  | 0.47593
0.38358 |  | 0.47592
0.38357 |  | 0.47589
0.38356 |  | 0.47588
0.38356 |  | 0.47587
0.38356 |  | 0.47586
0.38354 |  | 0.47579
0.38352 |  | 0.47578
0.38349 |  | 0.47577
0.38348 |  | 0.47576
0.38347 |  | 0.47572
0.38347 |  | 0.47571
0.38347 |  | 0.4757
0.38345 |  | 0.47569
0.38344 |  | 0.47566
0.38343 |  | 0.47566
0.38342 |  | 0.47563
0.38342 |  | 0.47563
0.38341 |  | 0.47561
0.3834 |  | 0.4756
0.38335 |  | 0.47559
0.38335 |  | 0.47558
0.38334 |  | 0.47556
0.38334 |  | 0.47554
0.38333 |  | 0.47554
0.38332 |  | 0.47553
0.38331 |  | 0.47551
0.38331 |  | 0.47549
0.38329 |  | 0.47549
0.38329 |  | 0.47545
0.38325 |  | 0.47543
0.38324 |  | 0.47542
0.38322 |  | 0.47541
0.38322 |  | 0.47541
0.38321 |  | 0.47541
0.38318 |  | 0.47538
0.38317 |  | 0.47537
0.38317 |  | 0.47537
0.38316 |  | 0.47535
0.38316 |  | 0.47531
0.38313 |  | 0.4753
0.38312 |  | 0.47529
0.3831 |  | 0.47525
0.3831 |  | 0.47525
0.38309 |  | 0.47525
0.38308 |  | 0.47523
0.38307 |  | 0.47523
0.38306 |  | 0.47518
0.38305 |  | 0.47516
0.38305 |  | 0.47514
0.38302 |  | 0.47514
0.38301 |  | 0.47511
0.383 |  | 0.47511
0.38299 |  | 0.4751
0.38298 |  | 0.47508
0.38297 |  | 0.47508
0.38297 |  | 0.47504
0.38293 |  | 0.47503
0.38291 |  | 0.475
0.38291 |  | 0.47499
0.3829 |  | 0.47495
0.38288 |  | 0.47495
0.38288 |  | 0.47494
0.38288 |  | 0.47493
0.38285 |  | 0.4749
0.38281 |  | 0.47487
0.38281 |  | 0.47487
0.3828 |  | 0.47484
0.38279 |  | 0.47484
0.38277 |  | 0.47482
0.38276 |  | 0.47481
0.38276 |  | 0.4748
0.38275 |  | 0.47476
0.38274 |  | 0.47473
0.38272 |  | 0.47471
0.3827 |  | 0.4747
0.3827 |  | 0.4747
0.38269 |  | 0.47466
0.38268 |  | 0.47466
0.38265 |  | 0.47466
0.38263 |  | 0.47463
0.38263 |  | 0.47461
0.38263 |  | 0.4746
0.38262 |  | 0.47459
0.38259 |  | 0.47456
0.38258 |  | 0.47453
0.38256 |  | 0.47452
0.38256 |  | 0.47451
0.38254 |  | 0.47448
0.38252 |  | 0.47446
0.38252 |  | 0.47444
0.38252 |  | 0.47443
0.38248 |  | 0.47443
0.38248 |  | 0.47441
0.38248 |  | 0.47436
0.38245 |  | 0.47433
0.38243 |  | 0.47433
0.38243 |  | 0.47433
0.38243 |  | 0.47432
0.38242 |  | 0.47431
0.38241 |  | 0.47427
0.38238 |  | 0.47426
0.38237 |  | 0.47426
0.38236 |  | 0.47425
0.38235 |  | 0.47421
0.38234 |  | 0.4742
0.38233 |  | 0.4742
0.38233 |  | 0.47416
0.38232 |  | 0.47415
0.38228 |  | 0.47415
0.38228 |  | 0.47411
0.38227 |  | 0.47408
0.38227 |  | 0.47406
0.38227 |  | 0.47405
0.38225 |  | 0.47401
0.38224 |  | 0.47399
0.38223 |  | 0.47398
0.3822 |  | 0.47396
0.3822 |  | 0.47393
0.38219 |  | 0.47393
0.38218 |  | 0.47391
0.38218 |  | 0.47389
0.38217 |  | 0.47388
0.38216 |  | 0.47384
0.38215 |  | 0.47383
0.38213 |  | 0.47382
0.38213 |  | 0.47379
0.3821 |  | 0.47377
0.3821 |  | 0.47377
0.38209 |  | 0.47376
0.38207 |  | 0.47373
0.38206 |  | 0.4737
0.38205 |  | 0.47367
0.38205 |  | 0.47366
0.38204 |  | 0.47365
0.38203 |  | 0.47365
0.38201 |  | 0.47363
0.382 |  | 0.47361
0.382 |  | 0.4736
0.38198 |  | 0.47359
0.38197 |  | 0.47357
0.38195 |  | 0.47355
0.38193 |  | 0.47352
0.38192 |  | 0.47349
0.38192 |  | 0.47349
0.38189 |  | 0.47349
0.38187 |  | 0.47347
0.38186 |  | 0.47346
0.38185 |  | 0.47346
0.38184 |  | 0.47342
0.38183 |  | 0.4734
0.38182 |  | 0.47338
0.38179 |  | 0.47335
0.38178 |  | 0.47335
0.38178 |  | 0.47333
0.38175 |  | 0.47329
0.38175 |  | 0.47328
0.38173 |  | 0.47328
0.38173 |  | 0.47325
0.38173 |  | 0.47322
0.38173 |  | 0.4732
0.38169 |  | 0.4732
0.38168 |  | 0.47319
0.38168 |  | 0.47316
0.38166 |  | 0.47316
0.38165 |  | 0.47314
0.38164 |  | 0.47314
0.38164 |  | 0.47311
0.38163 |  | 0.47311
0.38159 |  | 0.4731
0.38157 |  | 0.47309
0.38157 |  | 0.47309
0.38157 |  | 0.47309
0.38156 |  | 0.47305
0.38154 |  | 0.47302
0.38154 |  | 0.473
0.38148 |  | 0.47298
0.38148 |  | 0.47297
0.38147 |  | 0.47291
0.38146 |  | 0.47291
0.38145 |  | 0.47291
0.38143 |  | 0.47289
0.38142 |  | 0.47289
0.38142 |  | 0.47287
0.38142 |  | 0.47283
0.38141 |  | 0.47281
0.38137 |  | 0.47281
0.38136 |  | 0.4728
0.38135 |  | 0.47276
0.38135 |  | 0.47276
0.38135 |  | 0.47274
0.38134 |  | 0.47272
0.38133 |  | 0.4727
0.38132 |  | 0.47269
0.38131 |  | 0.47268
0.38129 |  | 0.47266
0.38129 |  | 0.47265
0.38129 |  | 0.47262
0.38128 |  | 0.47262
0.38124 |  | 0.4726
0.38124 |  | 0.47259
0.38123 |  | 0.47257
0.38122 |  | 0.47255
0.38121 |  | 0.47253
0.38121 |  | 0.47252
0.38118 |  | 0.4725
0.38117 |  | 0.47246
0.38115 |  | 0.47246
0.38115 |  | 0.47245
0.38113 |  | 0.47244
0.38113 |  | 0.47243
0.38113 |  | 0.4724
0.38112 |  | 0.47238
0.38111 |  | 0.47236
0.3811 |  | 0.47233
0.38106 |  | 0.47233
0.38106 |  | 0.47231
0.38105 |  | 0.4723
0.38101 |  | 0.4723
0.381 |  | 0.4723
0.38098 |  | 0.47225
0.38098 |  | 0.47224
0.38097 |  | 0.47223
0.38096 |  | 0.47222
0.38095 |  | 0.4722
0.38094 |  | 0.47218
0.38091 |  | 0.47216
0.38089 |  | 0.47216
0.38089 |  | 0.47212
0.38085 |  | 0.47209
0.38084 |  | 0.47209
0.38083 |  | 0.47206
0.38082 |  | 0.47205
0.3808 |  | 0.47201
0.38078 |  | 0.472
0.38077 |  | 0.47198
0.38077 |  | 0.47196
0.38076 |  | 0.47196
0.38076 |  | 0.47194
0.38075 |  | 0.47191
0.38074 |  | 0.4719
0.38071 |  | 0.47186
0.38069 |  | 0.47185
0.38067 |  | 0.47184
0.38066 |  | 0.47184
0.38066 |  | 0.4718
0.38066 |  | 0.47178
0.38063 |  | 0.47178
0.38063 |  | 0.47178
0.38062 |  | 0.47176
0.3806 |  | 0.47174
0.3806 |  | 0.47173
0.3806 |  | 0.47169
0.38056 |  | 0.47169
0.38055 |  | 0.47167
0.38055 |  | 0.47165
0.38053 |  | 0.47161
0.38053 |  | 0.47159
0.38051 |  | 0.47159
0.3805 |  | 0.47158
0.3805 |  | 0.47154
0.38048 |  | 0.47154
0.38046 |  | 0.4715
0.38044 |  | 0.47149
0.38044 |  | 0.47149
0.38042 |  | 0.47148
0.38042 |  | 0.47145
0.3804 |  | 0.47145
0.3804 |  | 0.47143
0.3804 |  | 0.47141
0.38039 |  | 0.47139
0.38037 |  | 0.47137
0.38035 |  | 0.47137
0.38033 |  | 0.47137
0.38032 |  | 0.47132
0.38031 |  | 0.47131
0.38028 |  | 0.47129
0.38028 |  | 0.47129
0.38025 |  | 0.47126
0.38025 |  | 0.47125
0.38021 |  | 0.47124
0.38019 |  | 0.47121
0.38019 |  | 0.47119
0.38016 |  | 0.47115
0.38013 |  | 0.47115
0.38012 |  | 0.47114
0.38012 |  | 0.47113
0.38012 |  | 0.47112
0.38011 |  | 0.4711
0.38008 |  | 0.47108
0.38008 |  | 0.47106
0.38005 |  | 0.47106
0.38005 |  | 0.47104
0.38005 |  | 0.47101
0.38005 |  | 0.47097
0.38005 |  | 0.47096
0.38001 |  | 0.47093
0.37998 |  | 0.47093
0.37996 |  | 0.47091
0.37996 |  | 0.47091
0.37995 |  | 0.47088
0.37994 |  | 0.47086
0.37993 |  | 0.47082
0.37991 |  | 0.47081
0.37991 |  | 0.47081
0.37989 |  | 0.47078
0.37989 |  | 0.47077
0.37985 |  | 0.47075
0.37984 |  | 0.47075
0.37981 |  | 0.47072
0.3798 |  | 0.47071
0.37978 |  | 0.47067
0.37977 |  | 0.47065
0.37975 |  | 0.47063
0.37975 |  | 0.4706
0.37975 |  | 0.4706
0.37973 |  | 0.47058
0.37972 |  | 0.47057
0.37972 |  | 0.47055
0.3797 |  | 0.47053
0.3797 |  | 0.47051
0.37969 |  | 0.47049
0.37967 |  | 0.47047
0.37966 |  | 0.47046
0.37962 |  | 0.47042
0.37962 |  | 0.47041
0.37962 |  | 0.4704
0.37962 |  | 0.4704
0.3796 |  | 0.47039
0.37959 |  | 0.47036
0.37957 |  | 0.47035
0.37956 |  | 0.47035
0.37955 |  | 0.47031
0.37953 |  | 0.47031
0.37952 |  | 0.4703
0.37951 |  | 0.4703
0.37949 |  | 0.47029
0.37949 |  | 0.47028
0.37947 |  | 0.47023
0.37947 |  | 0.47023
0.37947 |  | 0.4702
0.37947 |  | 0.47019
0.37944 |  | 0.47018
0.37943 |  | 0.47015
0.37941 |  | 0.47013
0.37941 |  | 0.47013
0.37941 |  | 0.47013
0.3794 |  | 0.47008
0.37937 |  | 0.47005
0.37937 |  | 0.47005
0.37935 |  | 0.47003
0.37934 |  | 0.47
0.37933 |  | 0.46998
0.37933 |  | 0.46996
0.3793 |  | 0.46994
0.3793 |  | 0.46991
0.37929 |  | 0.4699
0.37928 |  | 0.46988
0.37928 |  | 0.46986
0.37927 |  | 0.46985
0.37927 |  | 0.46983
0.37923 |  | 0.4698
0.37922 |  | 0.46977
0.37921 |  | 0.46976
0.37921 |  | 0.46976
0.37918 |  | 0.46976
0.37918 |  | 0.46974
0.37915 |  | 0.46967
0.37912 |  | 0.46967
0.37912 |  | 0.46966
0.37912 |  | 0.46966
0.3791 |  | 0.46966
0.37908 |  | 0.46964
0.37908 |  | 0.46962
0.37907 |  | 0.4696
0.37904 |  | 0.46956
0.37904 |  | 0.46955
0.37904 |  | 0.46954
0.379 |  | 0.46953
0.37899 |  | 0.46953
0.37899 |  | 0.46953
0.37898 |  | 0.4695
0.37896 |  | 0.46948
0.37894 |  | 0.46948
0.37894 |  | 0.46947
0.37894 |  | 0.46945
0.3789 |  | 0.46943
0.3789 |  | 0.46943
0.37888 |  | 0.46942
0.37887 |  | 0.46938
0.37887 |  | 0.46937
0.37886 |  | 0.46936
0.37884 |  | 0.46933
0.37882 |  | 0.4693
0.37881 |  | 0.46929
0.3788 |  | 0.46927
0.37879 |  | 0.46925
0.37877 |  | 0.46924
0.37873 |  | 0.46923
0.37873 |  | 0.46923
0.37872 |  | 0.4692
0.3787 |  | 0.4692
0.37869 |  | 0.4692
0.37867 |  | 0.46917
0.37866 |  | 0.46915
0.37865 |  | 0.46913
0.37861 |  | 0.46911
0.3786 |  | 0.46911
0.37858 |  | 0.4691
0.37858 |  | 0.46905
0.37857 |  | 0.46905
0.37856 |  | 0.46903
0.37855 |  | 0.46901
0.37855 |  | 0.469
0.37854 |  | 0.46895
0.37853 |  | 0.46895
0.37849 |  | 0.46895
0.37848 |  | 0.46892
0.37847 |  | 0.46891
0.37845 |  | 0.46887
0.37845 |  | 0.46886
0.37844 |  | 0.46884
0.37842 |  | 0.46883
0.37842 |  | 0.46881
0.37842 |  | 0.4688
0.37842 |  | 0.46875
0.37842 |  | 0.46875
0.37841 |  | 0.46875
0.37839 |  | 0.46874
0.37837 |  | 0.46872
0.37837 |  | 0.46869
0.37837 |  | 0.46867
0.37833 |  | 0.46865
0.37831 |  | 0.46862
0.37831 |  | 0.46859
0.3783 |  | 0.46858
0.3783 |  | 0.46855
0.37829 |  | 0.46854
0.37826 |  | 0.46853
0.37825 |  | 0.46852
0.37823 |  | 0.46852
0.37823 |  | 0.46851
0.37823 |  | 0.46845
0.37822 |  | 0.46844
0.37821 |  | 0.46842
0.37819 |  | 0.4684
0.37817 |  | 0.4684
0.37816 |  | 0.46837
0.37815 |  | 0.46836
0.37815 |  | 0.46832
0.37814 |  | 0.46832
0.37813 |  | 0.46832
0.3781 |  | 0.46827
0.37809 |  | 0.46827
0.37807 |  | 0.46825
0.37805 |  | 0.46824
0.37805 |  | 0.46821
0.37805 |  | 0.46819
0.37804 |  | 0.46819
0.37803 |  | 0.46817
0.37802 |  | 0.46815
0.37799 |  | 0.46814
0.37798 |  | 0.46813
0.37797 |  | 0.4681
0.37796 |  | 0.4681
0.37795 |  | 0.46809
0.37795 |  | 0.46807
0.37793 |  | 0.46806
0.37791 |  | 0.46804
0.37787 |  | 0.46801
0.37786 |  | 0.46801
0.37786 |  | 0.468
0.37786 |  | 0.46797
0.37785 |  | 0.46796
0.37783 |  | 0.46795
0.3778 |  | 0.46795
0.37779 |  | 0.46794
0.37779 |  | 0.46794
0.37778 |  | 0.4679
0.37775 |  | 0.46788
0.37775 |  | 0.46785
0.37774 |  | 0.46782
0.37771 |  | 0.46781
0.3777 |  | 0.46779
0.37769 |  | 0.46775
0.37769 |  | 0.46774
0.37768 |  | 0.46772
0.37766 |  | 0.46772
0.37766 |  | 0.46771
0.37764 |  | 0.46769
0.37763 |  | 0.46768
0.37762 |  | 0.46765
0.37759 |  | 0.46762
0.37759 |  | 0.46761
0.37758 |  | 0.46761
0.37756 |  | 0.46757
0.37756 |  | 0.46755
0.37754 |  | 0.46755
0.37752 |  | 0.46753
0.37752 |  | 0.46751
0.37751 |  | 0.46748
0.37749 |  | 0.46747
0.37749 |  | 0.46744
0.37747 |  | 0.46744
0.37746 |  | 0.46743
0.37745 |  | 0.46743
0.37743 |  | 0.46739
0.37742 |  | 0.46735
0.37742 |  | 0.46734
0.3774 |  | 0.46733
0.37739 |  | 0.46732
0.37737 |  | 0.46732
0.37736 |  | 0.4673
0.37734 |  | 0.46727
0.37733 |  | 0.46726
0.37733 |  | 0.46726
0.37731 |  | 0.46726
0.3773 |  | 0.46723
0.3773 |  | 0.46722
0.3773 |  | 0.46721
0.37728 |  | 0.46717
0.37726 |  | 0.46715
0.37726 |  | 0.46713
0.37724 |  | 0.46711
0.37722 |  | 0.46709
0.3772 |  | 0.46707
0.37718 |  | 0.46707
0.37718 |  | 0.46704
0.37718 |  | 0.46704
0.37715 |  | 0.46702
0.37714 |  | 0.46702
0.37712 |  | 0.46699
0.37712 |  | 0.46698
0.37712 |  | 0.46693
0.37709 |  | 0.46692
0.37708 |  | 0.46691
0.37706 |  | 0.4669
0.37704 |  | 0.46686
0.37704 |  | 0.46682
0.37704 |  | 0.46681
0.37702 |  | 0.4668
0.37701 |  | 0.46676
0.37698 |  | 0.46675
0.37697 |  | 0.46674
0.37696 |  | 0.46671
0.37696 |  | 0.46669
0.37696 |  | 0.46669
0.37695 |  | 0.46667
0.37694 |  | 0.46665
0.37694 |  | 0.46664
0.37693 |  | 0.46664
0.37688 |  | 0.46663
0.37687 |  | 0.46663
0.37686 |  | 0.4666
0.37686 |  | 0.46659
0.37685 |  | 0.46659
0.37684 |  | 0.46658
0.37682 |  | 0.46654
0.37681 |  | 0.46652
0.37679 |  | 0.46651
0.37678 |  | 0.46649
0.37676 |  | 0.46647
0.37675 |  | 0.46645
0.37675 |  | 0.46642
0.37674 |  | 0.4664
0.37673 |  | 0.46638
0.37669 |  | 0.46637
0.37669 |  | 0.46634
0.37668 |  | 0.46632
0.37667 |  | 0.46631
0.37666 |  | 0.46628
0.37666 |  | 0.46627
0.37666 |  | 0.46625
0.37662 |  | 0.46624
0.37661 |  | 0.46623
0.37661 |  | 0.4662
0.37661 |  | 0.46619
0.37659 |  | 0.46615
0.37659 |  | 0.46615
0.37659 |  | 0.46613
0.37656 |  | 0.4661
0.37656 |  | 0.46609
0.37655 |  | 0.46608
0.37654 |  | 0.46606
0.37654 |  | 0.46603
0.37654 |  | 0.46603
0.37654 |  | 0.46603
0.37653 |  | 0.466
0.37647 |  | 0.46598
0.37646 |  | 0.46598
0.37646 |  | 0.46595
0.37646 |  | 0.46593
0.37644 |  | 0.46591
0.37642 |  | 0.46591
0.37641 |  | 0.4659
0.3764 |  | 0.46587
0.37637 |  | 0.46587
0.37636 |  | 0.46586
0.37634 |  | 0.4658
0.37633 |  | 0.46579
0.37632 |  | 0.46579
0.37631 |  | 0.46575
0.37628 |  | 0.46575
0.37628 |  | 0.46574
0.37628 |  | 0.46571
0.37626 |  | 0.46569
0.37623 |  | 0.46569
0.37622 |  | 0.46568
0.37621 |  | 0.46566
0.3762 |  | 0.46564
0.3762 |  | 0.46562
0.37617 |  | 0.46561
0.37614 |  | 0.46559
0.37613 |  | 0.46556
0.37611 |  | 0.46555
0.3761 |  | 0.46552
0.37609 |  | 0.4655
0.37606 |  | 0.46549
0.37606 |  | 0.46548
0.37606 |  | 0.46546
0.37606 |  | 0.46545
0.37603 |  | 0.46544
0.37601 |  | 0.46544
0.376 |  | 0.46543
0.37598 |  | 0.46543
0.37598 |  | 0.46541
0.37597 |  | 0.46541
0.37597 |  | 0.46541
0.37596 |  | 0.46537
0.37592 |  | 0.46536
0.37592 |  | 0.46533
0.37591 |  | 0.46533
0.3759 |  | 0.46531
0.37588 |  | 0.46531
0.37586 |  | 0.46529
0.37584 |  | 0.46527
0.37584 |  | 0.46525
0.37584 |  | 0.46525
0.37581 |  | 0.46524
0.3758 |  | 0.46523
0.37579 |  | 0.46521
0.37576 |  | 0.46521
0.37576 |  | 0.46519
0.37574 |  | 0.46517
0.37572 |  | 0.46517
0.37571 |  | 0.46513
0.37568 |  | 0.46512
0.37567 |  | 0.46509
0.37567 |  | 0.46507
0.37566 |  | 0.46507
0.37565 |  | 0.46504
0.37563 |  | 0.46503
0.3756 |  | 0.46502
0.3756 |  | 0.46502
0.37559 |  | 0.46501
0.37556 |  | 0.46498
0.37553 |  | 0.46495
0.37553 |  | 0.46492
0.37553 |  | 0.46492
0.3755 |  | 0.46491
0.37549 |  | 0.46488
0.37549 |  | 0.46488
0.37548 |  | 0.46486
0.37547 |  | 0.46484
0.37547 |  | 0.46482
0.37545 |  | 0.46482
0.37545 |  | 0.46482
0.37542 |  | 0.46481
0.37539 |  | 0.46479
0.37539 |  | 0.46478
0.37539 |  | 0.46477
0.37538 |  | 0.46475
0.37536 |  | 0.46473
0.37534 |  | 0.46472
0.37534 |  | 0.46468
0.37534 |  | 0.46467
0.37532 |  | 0.46466
0.3753 |  | 0.46465
0.3753 |  | 0.46463
0.37529 |  | 0.46461
0.37527 |  | 0.46461
0.37525 |  | 0.46459
0.37525 |  | 0.46458
0.37525 |  | 0.46456
0.37523 |  | 0.46454
0.37521 |  | 0.46453
0.37518 |  | 0.46449
0.37518 |  | 0.46449
0.37517 |  | 0.46446
0.37516 |  | 0.46444
0.37515 |  | 0.46443
0.37514 |  | 0.4644
0.37514 |  | 0.4644
0.37513 |  | 0.46438
0.37511 |  | 0.46435
0.3751 |  | 0.46434
0.37508 |  | 0.46434
0.37506 |  | 0.46433
0.37503 |  | 0.46433
0.37502 |  | 0.4643
0.37501 |  | 0.4643
0.37499 |  | 0.46426
0.37498 |  | 0.46426
0.37495 |  | 0.46426
0.37495 |  | 0.46424
0.37495 |  | 0.4642
0.37492 |  | 0.4642
0.37491 |  | 0.46416
0.3749 |  | 0.46414
0.37489 |  | 0.46413
0.37487 |  | 0.4641
0.37487 |  | 0.4641
0.37484 |  | 0.46408
0.37483 |  | 0.46405
0.3748 |  | 0.46404
0.3748 |  | 0.46404
0.3748 |  | 0.46403
0.37479 |  | 0.46399
0.37479 |  | 0.46399
0.37478 |  | 0.46398
0.37476 |  | 0.46395
0.37475 |  | 0.46391
0.37474 |  | 0.4639
0.37472 |  | 0.4639
0.37471 |  | 0.46385
0.3747 |  | 0.46385
0.37469 |  | 0.46385
0.37469 |  | 0.46382
0.37465 |  | 0.46381
0.37464 |  | 0.4638
0.37463 |  | 0.46377
0.37463 |  | 0.46377
0.37462 |  | 0.46374
0.37462 |  | 0.46372
0.37459 |  | 0.46372
0.37459 |  | 0.46372
0.37458 |  | 0.4637
0.37456 |  | 0.46366
0.37456 |  | 0.46366
0.37454 |  | 0.46364
0.37454 |  | 0.46364
0.37453 |  | 0.46363
0.3745 |  | 0.46362
0.37449 |  | 0.46359
0.37448 |  | 0.46358
0.37447 |  | 0.46356
0.37446 |  | 0.46353
0.37446 |  | 0.46352
0.37446 |  | 0.4635
0.37442 |  | 0.46348
0.37441 |  | 0.46347
0.3744 |  | 0.46346
0.37439 |  | 0.46345
0.37438 |  | 0.46345
0.37437 |  | 0.46343
0.37437 |  | 0.46341
0.37433 |  | 0.46339
0.37432 |  | 0.46337
0.37432 |  | 0.46334
0.3743 |  | 0.46334
0.3743 |  | 0.4633
0.3743 |  | 0.46328
0.37429 |  | 0.46324
0.37427 |  | 0.46324
0.37427 |  | 0.4632
0.37424 |  | 0.4632
0.37423 |  | 0.4632
0.37422 |  | 0.46318
0.37419 |  | 0.46314
0.37419 |  | 0.46314
0.37418 |  | 0.46311
0.37418 |  | 0.46308
0.37416 |  | 0.46306
0.37415 |  | 0.46305
0.37413 |  | 0.46305
0.37413 |  | 0.46303
0.3741 |  | 0.46301
0.37409 |  | 0.46298
0.37408 |  | 0.46297
0.37407 |  | 0.46297
0.37404 |  | 0.46296
0.37402 |  | 0.46294
0.37402 |  | 0.46291
0.37402 |  | 0.4629
0.37401 |  | 0.46289
0.37397 |  | 0.46287
0.37397 |  | 0.46286
0.37396 |  | 0.46282
0.37393 |  | 0.4628
0.37392 |  | 0.46279
0.37391 |  | 0.46276
0.37391 |  | 0.46275
0.37389 |  | 0.46272
0.37389 |  | 0.4627
0.37388 |  | 0.46269
0.37387 |  | 0.46269
0.37383 |  | 0.46269
0.37381 |  | 0.46266
0.3738 |  | 0.46263
0.37378 |  | 0.46263
0.37377 |  | 0.4626
0.37377 |  | 0.46259
0.37376 |  | 0.46258
0.37373 |  | 0.46256
0.37372 |  | 0.46256
0.3737 |  | 0.46253
0.37369 |  | 0.4625
0.37368 |  | 0.46247
0.37368 |  | 0.46247
0.37366 |  | 0.46246
0.37366 |  | 0.46245
0.37366 |  | 0.46244
0.37362 |  | 0.46242
0.37361 |  | 0.46238
0.37361 |  | 0.46236
0.37361 |  | 0.46235
0.37358 |  | 0.46233
0.37356 |  | 0.4623
0.37354 |  | 0.46227
0.37352 |  | 0.46224
0.37351 |  | 0.46224
0.3735 |  | 0.46224
0.37348 |  | 0.46223
0.37346 |  | 0.46222
0.37344 |  | 0.46221
0.37343 |  | 0.46217
0.37339 |  | 0.46215
0.37338 |  | 0.46215
0.37337 |  | 0.46211
0.37335 |  | 0.4621
0.37335 |  | 0.4621
0.37335 |  | 0.46209
0.37333 |  | 0.46207
0.37331 |  | 0.46206
0.37331 |  | 0.46204
0.3733 |  | 0.462
0.37329 |  | 0.46199
0.37327 |  | 0.46197
0.37327 |  | 0.46196
0.37327 |  | 0.46195
0.37326 |  | 0.46194
0.37325 |  | 0.46194
0.37324 |  | 0.46192
0.37324 |  | 0.46189
0.37321 |  | 0.46188
0.37318 |  | 0.46188
0.37318 |  | 0.46187
0.37317 |  | 0.46184
0.37316 |  | 0.46183
0.37315 |  | 0.46181
0.37313 |  | 0.46179
0.37313 |  | 0.46177
0.3731 |  | 0.46177
0.3731 |  | 0.46177
0.37308 |  | 0.46174
0.37307 |  | 0.46172
0.37305 |  | 0.46172
0.37305 |  | 0.46167
0.37305 |  | 0.46166
0.37303 |  | 0.46163
0.37301 |  | 0.46163
0.37301 |  | 0.46161
0.37301 |  | 0.46157
0.37297 |  | 0.46156
0.37297 |  | 0.46155
0.37296 |  | 0.46151
0.37295 |  | 0.46148
0.37295 |  | 0.46146
0.37295 |  | 0.46145
0.3729 |  | 0.46144
0.37289 |  | 0.4614
0.37286 |  | 0.46137
0.37284 |  | 0.46137
0.37283 |  | 0.46133
0.37279 |  | 0.46132
0.37278 |  | 0.46132
0.37276 |  | 0.46128
0.37276 |  | 0.46126
0.37274 |  | 0.46126
0.37271 |  | 0.46123
0.3727 |  | 0.4612
0.3727 |  | 0.4612
0.37268 |  | 0.46117
0.37267 |  | 0.46117
0.37265 |  | 0.46116
0.37263 |  | 0.46115
0.37263 |  | 0.46111
0.37262 |  | 0.46108
0.37262 |  | 0.46108
0.37261 |  | 0.46105
0.37258 |  | 0.46105
0.37257 |  | 0.46104
0.37257 |  | 0.461
0.37256 |  | 0.46099
0.37256 |  | 0.46099
0.37254 |  | 0.46097
0.3725 |  | 0.46095
0.37249 |  | 0.46094
0.37248 |  | 0.46093
0.37247 |  | 0.46091
0.37245 |  | 0.4609
0.37245 |  | 0.46086
0.37245 |  | 0.46085
0.37243 |  | 0.46081
0.37243 |  | 0.46081
0.37242 |  | 0.4608
0.37241 |  | 0.46078
0.37239 |  | 0.46078
0.37239 |  | 0.46075
0.37235 |  | 0.46073
0.37234 |  | 0.4607
0.37233 |  | 0.46068
0.37233 |  | 0.46064
0.37231 |  | 0.46064
0.37228 |  | 0.46064
0.37228 |  | 0.46062
0.37228 |  | 0.46061
0.37225 |  | 0.46058
0.37223 |  | 0.46057
0.37221 |  | 0.46055
0.37221 |  | 0.46053
0.37221 |  | 0.46051
0.37219 |  | 0.46051
0.37219 |  | 0.46047
0.37217 |  | 0.46046
0.37214 |  | 0.46044
0.37214 |  | 0.46043
0.37214 |  | 0.46039
0.37214 |  | 0.46039
0.37213 |  | 0.46037
0.3721 |  | 0.46037
0.37209 |  | 0.46035
0.37205 |  | 0.46032
0.37204 |  | 0.46031
0.37204 |  | 0.46028
0.37201 |  | 0.46026
0.37199 |  | 0.46024
0.37198 |  | 0.46023
0.37196 |  | 0.46023
0.37196 |  | 0.4602
0.37196 |  | 0.4602
0.37192 |  | 0.46017
0.37192 |  | 0.46014
0.37191 |  | 0.46014
0.3719 |  | 0.46012
0.3719 |  | 0.4601
0.37188 |  | 0.46008
0.37188 |  | 0.46007
0.37186 |  | 0.46006
0.37184 |  | 0.46002
0.37184 |  | 0.46002
0.37182 |  | 0.46
0.37182 |  | 0.45998
0.37182 |  | 0.45995
0.37179 |  | 0.45994
0.37178 |  | 0.45993
0.37177 |  | 0.45992
0.37177 |  | 0.45989
0.37173 |  | 0.45988
0.37172 |  | 0.45987
0.37171 |  | 0.45983
0.37168 |  | 0.45982
0.37168 |  | 0.4598
0.37167 |  | 0.45978
0.37163 |  | 0.45977
0.37162 |  | 0.45975
0.37161 |  | 0.45974
0.3716 |  | 0.45972
0.3716 |  | 0.45972
0.37158 |  | 0.4597
0.37156 |  | 0.45969
0.37154 |  | 0.45967
0.37151 |  | 0.45965
0.3715 |  | 0.45964
0.3715 |  | 0.4596
0.37149 |  | 0.4596
0.37149 |  | 0.4596
0.37146 |  | 0.45957
0.37146 |  | 0.45955
0.37146 |  | 0.45953
0.37143 |  | 0.45951
0.37142 |  | 0.4595
0.3714 |  | 0.45949
0.37139 |  | 0.45945
0.37138 |  | 0.45943
0.37138 |  | 0.45941
0.37136 |  | 0.4594
0.37134 |  | 0.45938
0.37133 |  | 0.45935
0.37131 |  | 0.45933
0.37131 |  | 0.45931
0.3713 |  | 0.45929
0.37126 |  | 0.45929
0.37125 |  | 0.45928
0.37125 |  | 0.45927
0.37122 |  | 0.45925
0.37122 |  | 0.45923
0.3712 |  | 0.45922
0.3712 |  | 0.4592
0.37118 |  | 0.4592
0.37117 |  | 0.45916
0.37115 |  | 0.45914
0.37113 |  | 0.45911
0.37111 |  | 0.45909
0.37111 |  | 0.45906
0.37111 |  | 0.45905
0.3711 |  | 0.45904
0.37109 |  | 0.45901
0.37106 |  | 0.459
0.37106 |  | 0.459
0.37104 |  | 0.45898
0.37104 |  | 0.45895
0.37102 |  | 0.45893
0.37101 |  | 0.45891
0.371 |  | 0.45888
0.37098 |  | 0.45887
0.37097 |  | 0.45884
0.37096 |  | 0.45884
0.37095 |  | 0.4588
0.37092 |  | 0.4588
0.37089 |  | 0.45879
0.37088 |  | 0.45876
0.37088 |  | 0.45873
0.37085 |  | 0.45871
0.37083 |  | 0.45869
0.37083 |  | 0.45868
0.37082 |  | 0.45868
0.3708 |  | 0.45865
0.37078 |  | 0.45862
0.37078 |  | 0.4586
0.37076 |  | 0.4586
0.37076 |  | 0.4586
0.37075 |  | 0.45857
0.37073 |  | 0.45855
0.37073 |  | 0.45853
0.37071 |  | 0.4585
0.3707 |  | 0.4585
0.3707 |  | 0.45849
0.37066 |  | 0.45845
0.37066 |  | 0.45845
0.37066 |  | 0.45844
0.37064 |  | 0.45843
0.37063 |  | 0.4584
0.37061 |  | 0.45838
0.37056 |  | 0.45838
0.37056 |  | 0.45835
0.37054 |  | 0.45834
0.37054 |  | 0.45832
0.37053 |  | 0.45831
0.37053 |  | 0.4583
0.3705 |  | 0.45827
0.37048 |  | 0.45826
0.37048 |  | 0.45823
0.37046 |  | 0.45823
0.37045 |  | 0.4582
0.37043 |  | 0.4582
0.3704 |  | 0.45816
0.37039 |  | 0.45815
0.37037 |  | 0.45814
0.37036 |  | 0.45814
0.37036 |  | 0.4581
0.37035 |  | 0.4581
0.37033 |  | 0.45809
0.37033 |  | 0.45808
0.37031 |  | 0.45806
0.37031 |  | 0.45804
0.37027 |  | 0.45801
0.37026 |  | 0.45801
0.37024 |  | 0.458
0.37023 |  | 0.45798
0.37023 |  | 0.45795
0.37022 |  | 0.45794
0.3702 |  | 0.45792
0.37018 |  | 0.45789
0.37016 |  | 0.45789
0.37015 |  | 0.45788
0.37014 |  | 0.45788
0.37012 |  | 0.45785
0.37012 |  | 0.45784
0.37009 |  | 0.45782
0.37009 |  | 0.45781
0.37008 |  | 0.45781
0.37006 |  | 0.45777
0.37004 |  | 0.45777
0.37003 |  | 0.45775
0.37003 |  | 0.45775
0.37001 |  | 0.45773
0.37001 |  | 0.45771
0.37001 |  | 0.45768
0.37001 |  | 0.45767
0.37 |  | 0.45765
0.36997 |  | 0.45762
0.36994 |  | 0.45762
0.36994 |  | 0.45761
0.36991 |  | 0.45761
0.36991 |  | 0.4576
0.36991 |  | 0.45759
0.36989 |  | 0.45759
0.36988 |  | 0.45756
0.36986 |  | 0.45754
0.36984 |  | 0.45752
0.36983 |  | 0.45752
0.3698 |  | 0.4575
0.3698 |  | 0.45748
0.36979 |  | 0.45745
0.36978 |  | 0.45744
0.36977 |  | 0.45744
0.36976 |  | 0.45742
0.36972 |  | 0.45742
0.36971 |  | 0.45739
0.36971 |  | 0.45738
0.36969 |  | 0.45735
0.36969 |  | 0.45734
0.36968 |  | 0.45733
0.36967 |  | 0.45733
0.36965 |  | 0.45729
0.36963 |  | 0.45728
0.36963 |  | 0.45727
0.36963 |  | 0.45726
0.36961 |  | 0.45723
0.36959 |  | 0.4572
0.36958 |  | 0.45718
0.36957 |  | 0.45715
0.36956 |  | 0.45713
0.36955 |  | 0.45711
0.36955 |  | 0.4571
0.36952 |  | 0.45708
0.3695 |  | 0.45705
0.3695 |  | 0.45703
0.36949 |  | 0.45701
0.36949 |  | 0.45701
0.36949 |  | 0.45699
0.36947 |  | 0.45697
0.36945 |  | 0.45695
0.36945 |  | 0.45694
0.3694 |  | 0.45693
0.3694 |  | 0.45691
0.3694 |  | 0.45688
0.36937 |  | 0.45684
0.36935 |  | 0.45681
0.36934 |  | 0.45678
0.36932 |  | 0.45676
0.3693 |  | 0.45673
0.36929 |  | 0.45671
0.36929 |  | 0.45669
0.36927 |  | 0.45668
0.36925 |  | 0.45667
0.36922 |  | 0.45666
0.36921 |  | 0.45665
0.3692 |  | 0.45665
0.36919 |  | 0.45661
0.36918 |  | 0.45658
0.36917 |  | 0.45658
0.36915 |  | 0.45658
0.36914 |  | 0.45657
0.36913 |  | 0.45654
0.36913 |  | 0.45653
0.3691 |  | 0.4565
0.36909 |  | 0.45649
0.36909 |  | 0.45648
0.36907 |  | 0.45646
0.36905 |  | 0.45645
0.36905 |  | 0.45644
0.36901 |  | 0.45642
0.36901 |  | 0.45639
0.36901 |  | 0.45637
0.36899 |  | 0.45636
0.36898 |  | 0.45633
0.36895 |  | 0.45633
0.36893 |  | 0.45632
0.36891 |  | 0.45628
0.36889 |  | 0.45628
0.36888 |  | 0.45627
0.36888 |  | 0.45624
0.36886 |  | 0.45622
0.36885 |  | 0.4562
0.36883 |  | 0.4562
0.36882 |  | 0.4562
0.36881 |  | 0.45618
0.36881 |  | 0.45617
0.36881 |  | 0.45615
0.36879 |  | 0.45613
0.36879 |  | 0.4561
0.36879 |  | 0.45609
0.36873 |  | 0.45609
0.36873 |  | 0.45609
0.36872 |  | 0.45605
0.36871 |  | 0.45605
0.3687 |  | 0.45601
0.36868 |  | 0.45601
0.36867 |  | 0.456
0.36867 |  | 0.45599
0.36864 |  | 0.45599
0.36861 |  | 0.45598
0.3686 |  | 0.45595
0.36859 |  | 0.45595
0.36859 |  | 0.45592
0.36855 |  | 0.45589
0.36853 |  | 0.45589
0.36853 |  | 0.45587
0.3685 |  | 0.45586
0.36849 |  | 0.45584
0.36847 |  | 0.4558
0.36846 |  | 0.4558
0.36846 |  | 0.45579
0.36843 |  | 0.45576
0.36842 |  | 0.45575
0.36842 |  | 0.45574
0.36837 |  | 0.45571
0.36836 |  | 0.4557
0.36833 |  | 0.4557
0.36832 |  | 0.45569
0.36832 |  | 0.45565
0.36829 |  | 0.45564
0.36827 |  | 0.45561
0.36826 |  | 0.45559
0.36824 |  | 0.45557
0.36823 |  | 0.45553
0.36821 |  | 0.45552
0.36818 |  | 0.4555
0.36818 |  | 0.45547
0.36817 |  | 0.45547
0.36814 |  | 0.45546
0.36814 |  | 0.45544
0.36811 |  | 0.45542
0.36811 |  | 0.45539
0.36811 |  | 0.45537
0.36809 |  | 0.45535
0.36808 |  | 0.45532
0.36806 |  | 0.45532
0.36806 |  | 0.45531
0.36804 |  | 0.4553
0.36804 |  | 0.45529
0.36804 |  | 0.45529
0.36803 |  | 0.45529
0.368 |  | 0.45525
0.36798 |  | 0.45521
0.36798 |  | 0.45521
0.36798 |  | 0.4552
0.36797 |  | 0.45518
0.36795 |  | 0.45516
0.36793 |  | 0.45514
0.36793 |  | 0.45513
0.3679 |  | 0.45512
0.3679 |  | 0.45512
0.36787 |  | 0.45507
0.36787 |  | 0.45506
0.36783 |  | 0.45503
0.36783 |  | 0.45502
0.36781 |  | 0.45501
0.3678 |  | 0.45498
0.36777 |  | 0.45497
0.36776 |  | 0.45495
0.36773 |  | 0.45491
0.36771 |  | 0.45491
0.3677 |  | 0.45488
0.36769 |  | 0.45487
0.36767 |  | 0.45485
0.36767 |  | 0.45482
0.36766 |  | 0.4548
0.36765 |  | 0.4548
0.36763 |  | 0.45477
0.36761 |  | 0.45474
0.36761 |  | 0.45473
0.36759 |  | 0.45472
0.36757 |  | 0.45469
0.36755 |  | 0.45468
0.36754 |  | 0.45466
0.36753 |  | 0.45465
0.36751 |  | 0.45464
0.36748 |  | 0.45461
0.36747 |  | 0.4546
0.36745 |  | 0.45459
0.36744 |  | 0.45457
0.36741 |  | 0.45455
0.36739 |  | 0.45453
0.36737 |  | 0.45452
0.36737 |  | 0.4545
0.36736 |  | 0.45448
0.36735 |  | 0.45446
0.36733 |  | 0.45441
0.3673 |  | 0.4544
0.3673 |  | 0.45438
0.3673 |  | 0.45433
0.36727 |  | 0.45432
0.36725 |  | 0.45429
0.36725 |  | 0.45427
0.36724 |  | 0.45425
0.36724 |  | 0.45424
0.36722 |  | 0.45424
0.3672 |  | 0.45424
0.36718 |  | 0.45424
0.36717 |  | 0.45421
0.36715 |  | 0.45417
0.36714 |  | 0.45415
0.36711 |  | 0.45412
0.36711 |  | 0.45411
0.36711 |  | 0.4541
0.36709 |  | 0.45409
0.36707 |  | 0.45405
0.36707 |  | 0.45405
0.36706 |  | 0.45403
0.36705 |  | 0.454
0.36704 |  | 0.45399
0.36702 |  | 0.45399
0.36702 |  | 0.45398
0.36702 |  | 0.45395
0.36699 |  | 0.45394
0.36698 |  | 0.45394
0.36697 |  | 0.45393
0.36695 |  | 0.45389
0.36694 |  | 0.45389
0.36691 |  | 0.45386
0.3669 |  | 0.45384
0.36689 |  | 0.45383
0.36686 |  | 0.45382
0.36685 |  | 0.45378
0.36683 |  | 0.45378
0.36683 |  | 0.45377
0.36681 |  | 0.45375
0.3668 |  | 0.45372
0.3668 |  | 0.45369
0.36679 |  | 0.45369
0.36679 |  | 0.45365
0.36678 |  | 0.45364
0.36675 |  | 0.45359
0.36675 |  | 0.45359
0.36672 |  | 0.45357
0.36672 |  | 0.45355
0.36672 |  | 0.45354
0.36671 |  | 0.45352
0.3667 |  | 0.4535
0.36668 |  | 0.45349
0.36667 |  | 0.45348
0.36667 |  | 0.45345
0.36664 |  | 0.45342
0.36662 |  | 0.4534
0.3666 |  | 0.4534
0.3666 |  | 0.4534
0.36658 |  | 0.4534
0.36657 |  | 0.45339
0.36657 |  | 0.45337
0.36656 |  | 0.45337
0.36655 |  | 0.45334
0.36654 |  | 0.45333
0.36653 |  | 0.45331
0.36652 |  | 0.45329
0.36649 |  | 0.45328
0.36647 |  | 0.45326
0.36647 |  | 0.45324
0.36646 |  | 0.45322
0.36646 |  | 0.45319
0.36643 |  | 0.45318
0.36642 |  | 0.45316
0.36639 |  | 0.45314
0.36638 |  | 0.45312
0.36637 |  | 0.45309
0.36637 |  | 0.45307
0.36636 |  | 0.45303
0.36635 |  | 0.45302
0.36634 |  | 0.45302
0.36631 |  | 0.45299
0.36631 |  | 0.45297
0.36631 |  | 0.45296
0.36629 |  | 0.45296
0.36629 |  | 0.45295
0.36627 |  | 0.45292
0.36625 |  | 0.45289
0.36624 |  | 0.45289
0.3662 |  | 0.45287
0.36617 |  | 0.45284
0.36614 |  | 0.45283
0.36614 |  | 0.45281
0.36614 |  | 0.4528
0.36613 |  | 0.4528
0.36608 |  | 0.45279
0.36607 |  | 0.45278
0.36606 |  | 0.45275
0.36605 |  | 0.45275
0.36603 |  | 0.45273
0.366 |  | 0.45272
0.36599 |  | 0.45269
0.36597 |  | 0.45268
0.36594 |  | 0.45265
0.36592 |  | 0.45264
0.36591 |  | 0.45261
0.36591 |  | 0.4526
0.36591 |  | 0.45259
0.36588 |  | 0.45255
0.36586 |  | 0.45255
0.36584 |  | 0.45253
0.3658 |  | 0.45249
0.3658 |  | 0.45249
0.36579 |  | 0.45248
0.36578 |  | 0.45247
0.36575 |  | 0.45247
0.36574 |  | 0.45244
0.36573 |  | 0.45243
0.36573 |  | 0.45238
0.36571 |  | 0.45238
0.3657 |  | 0.45238
0.3657 |  | 0.45234
0.36569 |  | 0.45231
0.36566 |  | 0.45231
0.36566 |  | 0.4523
0.36565 |  | 0.45229
0.36564 |  | 0.45227
0.36563 |  | 0.45226
0.36558 |  | 0.45224
0.36558 |  | 0.45219
0.36557 |  | 0.45215
0.36555 |  | 0.45214
0.36554 |  | 0.45213
0.36553 |  | 0.45212
0.36553 |  | 0.45209
0.36551 |  | 0.45209
0.3655 |  | 0.45208
0.36549 |  | 0.45208
0.36548 |  | 0.45204
0.36548 |  | 0.45202
0.36546 |  | 0.452
0.36545 |  | 0.452
0.36544 |  | 0.45198
0.36543 |  | 0.45194
0.36541 |  | 0.45193
0.3654 |  | 0.45191
0.36539 |  | 0.45188
0.36536 |  | 0.45186
0.36535 |  | 0.45183
0.36533 |  | 0.45182
0.36533 |  | 0.45178
0.36532 |  | 0.45175
0.36532 |  | 0.45174
0.36531 |  | 0.45174
0.36528 |  | 0.45172
0.36527 |  | 0.45168
0.36527 |  | 0.45168
0.36523 |  | 0.45166
0.36522 |  | 0.45163
0.36522 |  | 0.45161
0.36518 |  | 0.45157
0.36517 |  | 0.45156
0.36514 |  | 0.45155
0.36514 |  | 0.4515
0.36509 |  | 0.4515
0.36508 |  | 0.45149
0.36507 |  | 0.45148
0.36507 |  | 0.45145
0.36505 |  | 0.45144
0.36501 |  | 0.45143
0.36501 |  | 0.45142
0.365 |  | 0.45139
0.36499 |  | 0.45139
0.36497 |  | 0.45138
0.36497 |  | 0.45134
0.36497 |  | 0.45134
0.36494 |  | 0.45132
0.36493 |  | 0.45132
0.36492 |  | 0.45132
0.36488 |  | 0.45131
0.36487 |  | 0.45125
0.36485 |  | 0.45125
0.36485 |  | 0.45122
0.36482 |  | 0.45121
0.3648 |  | 0.4512
0.36478 |  | 0.45117
0.36478 |  | 0.45115
0.36478 |  | 0.45115
0.36476 |  | 0.4511
0.36473 |  | 0.45108
0.36472 |  | 0.45107
0.36472 |  | 0.45105
0.36469 |  | 0.45105
0.36468 |  | 0.45101
0.36467 |  | 0.451
0.36467 |  | 0.45096
0.36463 |  | 0.45096
0.36461 |  | 0.45094
0.3646 |  | 0.45092
0.36459 |  | 0.45091
0.36459 |  | 0.45087
0.36457 |  | 0.45083
0.36454 |  | 0.45082
0.36454 |  | 0.45081
0.36452 |  | 0.45078
0.3645 |  | 0.45074
0.36449 |  | 0.45072
0.36449 |  | 0.45072
0.36447 |  | 0.45071
0.36446 |  | 0.45067
0.36444 |  | 0.45066
0.36442 |  | 0.45063
0.36441 |  | 0.45061
0.36441 |  | 0.45057
0.36439 |  | 0.45057
0.36437 |  | 0.45055
0.36437 |  | 0.45054
0.36436 |  | 0.45052
0.36434 |  | 0.4505
0.36432 |  | 0.45049
0.36432 |  | 0.45049
0.36431 |  | 0.45049
0.3643 |  | 0.45047
0.36426 |  | 0.45046
0.36425 |  | 0.45043
0.36425 |  | 0.45043
0.36423 |  | 0.45041
0.36422 |  | 0.4504
0.3642 |  | 0.45036
0.36417 |  | 0.45035
0.36415 |  | 0.45032
0.36415 |  | 0.4503
0.36414 |  | 0.45026
0.36413 |  | 0.45025
0.36413 |  | 0.45025
0.3641 |  | 0.45023
0.36408 |  | 0.45021
0.36408 |  | 0.45018
0.36406 |  | 0.45018
0.36404 |  | 0.45015
0.36401 |  | 0.45015
0.364 |  | 0.45014
0.36399 |  | 0.4501
0.36397 |  | 0.45009
0.36395 |  | 0.45008
0.36393 |  | 0.45006
0.36392 |  | 0.45004
0.36391 |  | 0.45003
0.36387 |  | 0.45
0.36385 |  | 0.44999
0.36384 |  | 0.44997
0.36384 |  | 0.44997
0.36384 |  | 0.44997
0.3638 |  | 0.44994
0.36377 |  | 0.44992
0.36377 |  | 0.44987
0.36376 |  | 0.44986
0.36373 |  | 0.44985
0.36373 |  | 0.44985
0.36371 |  | 0.44982
0.36371 |  | 0.44978
0.3637 |  | 0.44978
0.36369 |  | 0.44978
0.36367 |  | 0.44976
0.36365 |  | 0.44974
0.36363 |  | 0.44971
0.36363 |  | 0.44971
0.36362 |  | 0.44969
0.36361 |  | 0.44968
0.36361 |  | 0.44964
0.36359 |  | 0.44962
0.36356 |  | 0.4496
0.36354 |  | 0.44956
0.36353 |  | 0.44956
0.36351 |  | 0.44953
0.36349 |  | 0.4495
0.36349 |  | 0.4495
0.36349 |  | 0.44947
0.36349 |  | 0.44945
0.36346 |  | 0.44943
0.36343 |  | 0.4494
0.36342 |  | 0.44939
0.36341 |  | 0.44939
0.36339 |  | 0.44936
0.36337 |  | 0.44935
0.36335 |  | 0.4493
0.36334 |  | 0.44929
0.36332 |  | 0.44926
0.3633 |  | 0.44925
0.36327 |  | 0.44924
0.36325 |  | 0.44921
0.36324 |  | 0.4492
0.36322 |  | 0.44918
0.36322 |  | 0.44915
0.36318 |  | 0.44914
0.36317 |  | 0.44914
0.36317 |  | 0.44913
0.36316 |  | 0.44911
0.36312 |  | 0.44909
0.3631 |  | 0.44904
0.3631 |  | 0.44902
0.36307 |  | 0.44902
0.36306 |  | 0.449
0.36304 |  | 0.44897
0.363 |  | 0.44897
0.36299 |  | 0.44896
0.36299 |  | 0.44894
0.36297 |  | 0.4489
0.36297 |  | 0.44888
0.36297 |  | 0.44888
0.36297 |  | 0.44885
0.36291 |  | 0.44882
0.3629 |  | 0.44878
0.3629 |  | 0.44877
0.36287 |  | 0.44874
0.36287 |  | 0.44873
0.36285 |  | 0.44872
0.36284 |  | 0.44869
0.36282 |  | 0.44867
0.36282 |  | 0.44866
0.36281 |  | 0.44861
0.3628 |  | 0.4486
0.36277 |  | 0.44859
0.36275 |  | 0.44855
0.36275 |  | 0.44855
0.36272 |  | 0.44852
0.36271 |  | 0.44851
0.36269 |  | 0.4485
0.36267 |  | 0.44848
0.36266 |  | 0.44845
0.36266 |  | 0.44844
0.36264 |  | 0.44841
0.36262 |  | 0.4484
0.36261 |  | 0.44839
0.36258 |  | 0.44834
0.36257 |  | 0.44832
0.36257 |  | 0.44832
0.36257 |  | 0.44829
0.36254 |  | 0.44827
0.3625 |  | 0.44827
0.36249 |  | 0.44824
0.36247 |  | 0.44822
0.36246 |  | 0.4482
0.36244 |  | 0.4482
0.36244 |  | 0.4482
0.36241 |  | 0.44818
0.3624 |  | 0.44817
0.36238 |  | 0.44813
0.36237 |  | 0.44813
0.36233 |  | 0.44811
0.36232 |  | 0.4481
0.3623 |  | 0.4481
0.36227 |  | 0.44808
0.36225 |  | 0.44806
0.36225 |  | 0.44804
0.36225 |  | 0.44804
0.36223 |  | 0.448
0.36223 |  | 0.44796
0.36221 |  | 0.44796
0.36218 |  | 0.44795
0.36218 |  | 0.4479
0.36217 |  | 0.44789
0.36216 |  | 0.44789
0.36215 |  | 0.44786
0.36215 |  | 0.44783
0.36214 |  | 0.44783
0.36211 |  | 0.44781
0.36211 |  | 0.44777
0.36211 |  | 0.44777
0.36207 |  | 0.44776
0.36207 |  | 0.44774
0.36202 |  | 0.44774
0.36202 |  | 0.4477
0.362 |  | 0.44769
0.36199 |  | 0.44767
0.36199 |  | 0.44766
0.36195 |  | 0.44763
0.36194 |  | 0.44761
0.36192 |  | 0.44757
0.36192 |  | 0.44756
0.36191 |  | 0.44755
0.3619 |  | 0.44752
0.36187 |  | 0.4475
0.36187 |  | 0.4475
0.36187 |  | 0.44747
0.36182 |  | 0.44747
0.3618 |  | 0.44745
0.3618 |  | 0.44744
0.36175 |  | 0.4474
0.36175 |  | 0.44739
0.36172 |  | 0.44735
0.36172 |  | 0.44733
0.3617 |  | 0.44732
0.36169 |  | 0.44732
0.36166 |  | 0.44732
0.36165 |  | 0.44728
0.36165 |  | 0.44726
0.36165 |  | 0.44724
0.36163 |  | 0.44722
0.36161 |  | 0.44719
0.3616 |  | 0.44719
0.36157 |  | 0.44717
0.36156 |  | 0.44714
0.36155 |  | 0.44714
0.36155 |  | 0.44712
0.36152 |  | 0.4471
0.36151 |  | 0.4471
0.36149 |  | 0.44707
0.36147 |  | 0.44706
0.36144 |  | 0.44704
0.36144 |  | 0.44701
0.36143 |  | 0.447
0.36142 |  | 0.44697
0.36141 |  | 0.44696
0.3614 |  | 0.44696
0.3614 |  | 0.44692
0.36138 |  | 0.4469
0.36136 |  | 0.4469
0.36136 |  | 0.4469
0.36133 |  | 0.4469
0.36132 |  | 0.44686
0.36131 |  | 0.44682
0.3613 |  | 0.44679
0.36128 |  | 0.44677
0.36125 |  | 0.44677
0.36125 |  | 0.44675
0.36123 |  | 0.44674
0.36121 |  | 0.44672
0.36121 |  | 0.44671
0.36119 |  | 0.44668
0.36117 |  | 0.44668
0.36115 |  | 0.44666
0.36114 |  | 0.44664
0.36113 |  | 0.44663
0.36113 |  | 0.44661
0.36109 |  | 0.4466
0.36107 |  | 0.44656
0.36105 |  | 0.44656
0.36104 |  | 0.44653
0.36103 |  | 0.44653
0.36103 |  | 0.44653
0.36101 |  | 0.44649
0.36099 |  | 0.44646
0.36098 |  | 0.44642
0.36094 |  | 0.44641
0.36094 |  | 0.44638
0.36094 |  | 0.44636
0.36093 |  | 0.44635
0.36091 |  | 0.44633
0.36089 |  | 0.4463
0.36088 |  | 0.4463
0.36087 |  | 0.44629
0.36085 |  | 0.44627
0.36084 |  | 0.44624
0.36083 |  | 0.44624
0.36083 |  | 0.4462
0.3608 |  | 0.4462
0.36078 |  | 0.44618
0.36077 |  | 0.44617
0.36077 |  | 0.44617
0.36077 |  | 0.44616
0.36077 |  | 0.44615
0.36074 |  | 0.44612
0.36072 |  | 0.44611
0.3607 |  | 0.44608
0.36068 |  | 0.44608
0.36067 |  | 0.44605
0.36067 |  | 0.44603
0.36067 |  | 0.44602
0.36063 |  | 0.44596
0.36061 |  | 0.44595
0.3606 |  | 0.44595
0.3606 |  | 0.44594
0.36057 |  | 0.44591
0.36057 |  | 0.44589
0.36056 |  | 0.44588
0.36055 |  | 0.44586
0.36052 |  | 0.44584
0.3605 |  | 0.44582
0.36049 |  | 0.44581
0.36049 |  | 0.44578
0.36046 |  | 0.44577
0.36044 |  | 0.44577
0.36043 |  | 0.44575
0.36041 |  | 0.44572
0.36041 |  | 0.4457
0.3604 |  | 0.44567
0.36038 |  | 0.44565
0.36035 |  | 0.44561
0.36033 |  | 0.44561
0.36032 |  | 0.44558
0.36029 |  | 0.44558
0.36025 |  | 0.44556
0.36025 |  | 0.44554
0.36024 |  | 0.44551
0.36022 |  | 0.44548
0.36018 |  | 0.44546
0.36017 |  | 0.44543
0.36016 |  | 0.44541
0.36015 |  | 0.4454
0.36013 |  | 0.44539
0.36011 |  | 0.44538
0.36011 |  | 0.44534
0.3601 |  | 0.44533
0.36007 |  | 0.44532
0.36006 |  | 0.44529
0.36004 |  | 0.44529
0.36004 |  | 0.44527
0.35999 |  | 0.44525
0.35997 |  | 0.44521
0.35993 |  | 0.44518
0.35992 |  | 0.44518
0.35992 |  | 0.44518
0.3599 |  | 0.44517
0.3599 |  | 0.44517
0.35985 |  | 0.44515
0.35984 |  | 0.44513
0.35984 |  | 0.44513
0.35983 |  | 0.4451
0.35981 |  | 0.44506
0.35979 |  | 0.44504
0.35978 |  | 0.44504
0.35976 |  | 0.44502
0.35974 |  | 0.44501
0.35973 |  | 0.44498
0.35972 |  | 0.44496
0.3597 |  | 0.44495
0.35968 |  | 0.44492
0.35966 |  | 0.44491
0.35964 |  | 0.44488
0.35963 |  | 0.44488
0.35963 |  | 0.44487
0.35961 |  | 0.44486
0.35959 |  | 0.44483
0.35958 |  | 0.4448
0.35956 |  | 0.44478
0.35956 |  | 0.44476
0.35954 |  | 0.44476
0.35952 |  | 0.44474
0.35949 |  | 0.44473
0.35946 |  | 0.44468
0.35945 |  | 0.44468
0.35942 |  | 0.44466
0.35942 |  | 0.44465
0.35938 |  | 0.44463
0.35935 |  | 0.44461
0.35935 |  | 0.44457
0.35934 |  | 0.44455
0.35934 |  | 0.44454
0.35933 |  | 0.4445
0.3593 |  | 0.44447
0.3593 |  | 0.44445
0.35929 |  | 0.44443
0.35925 |  | 0.44441
0.35924 |  | 0.44439
0.35923 |  | 0.44439
0.35921 |  | 0.44438
0.35918 |  | 0.44435
0.35918 |  | 0.44434
0.35916 |  | 0.44432
0.35915 |  | 0.44431
0.35912 |  | 0.44429
0.35911 |  | 0.44427
0.3591 |  | 0.44426
0.35906 |  | 0.44422
0.35905 |  | 0.44421
0.35904 |  | 0.44419
0.35901 |  | 0.44414
0.359 |  | 0.44411
0.359 |  | 0.4441
0.35898 |  | 0.44407
0.35896 |  | 0.44402
0.35896 |  | 0.444
0.35894 |  | 0.44399
0.35891 |  | 0.44396
0.3589 |  | 0.44395
0.35887 |  | 0.44394
0.35887 |  | 0.44391
0.35887 |  | 0.44391
0.35884 |  | 0.44389
0.35884 |  | 0.44388
0.35883 |  | 0.44387
0.35881 |  | 0.44382
0.35879 |  | 0.44382
0.35877 |  | 0.44379
0.35875 |  | 0.44379
0.35874 |  | 0.44377
0.35872 |  | 0.44375
0.35872 |  | 0.44374
0.35868 |  | 0.44372
0.35867 |  | 0.4437
0.35863 |  | 0.44366
0.35863 |  | 0.44366
0.35862 |  | 0.44365
0.3586 |  | 0.44361
0.35856 |  | 0.4436
0.35855 |  | 0.44356
0.35853 |  | 0.44356
0.35852 |  | 0.44355
0.35851 |  | 0.44354
0.3585 |  | 0.44353
0.35847 |  | 0.44349
0.35845 |  | 0.44348
0.35845 |  | 0.44348
0.35844 |  | 0.44344
0.35843 |  | 0.44343
0.35842 |  | 0.44341
0.35839 |  | 0.4434
0.35839 |  | 0.44337
0.35837 |  | 0.44337
0.35836 |  | 0.44336
0.35834 |  | 0.44334
0.35834 |  | 0.44334
0.35832 |  | 0.44332
0.3583 |  | 0.44332
0.35826 |  | 0.4433
0.35824 |  | 0.44328
0.35822 |  | 0.44325
0.3582 |  | 0.44325
0.3582 |  | 0.44324
0.35819 |  | 0.44322
0.35816 |  | 0.4432
0.35814 |  | 0.44319
0.35811 |  | 0.44318
0.3581 |  | 0.44317
0.35809 |  | 0.44314
0.35808 |  | 0.44311
0.35806 |  | 0.44311
0.35803 |  | 0.44307
0.35803 |  | 0.44306
0.35798 |  | 0.44305
0.35797 |  | 0.44302
0.35796 |  | 0.443
0.35795 |  | 0.44299
0.35793 |  | 0.44295
0.35792 |  | 0.44292
0.35789 |  | 0.44292
0.35789 |  | 0.44288
0.35788 |  | 0.44286
0.35788 |  | 0.44286
0.35784 |  | 0.44285
0.35784 |  | 0.44283
0.35783 |  | 0.44281
0.35783 |  | 0.4428
0.35782 |  | 0.4428
0.35781 |  | 0.44277
0.35774 |  | 0.44275
0.35771 |  | 0.44273
0.35768 |  | 0.44269
0.35768 |  | 0.44265
0.35765 |  | 0.44263
0.35763 |  | 0.44262
0.35762 |  | 0.44262
0.35759 |  | 0.44257
0.35757 |  | 0.44256
0.35757 |  | 0.44255
0.35755 |  | 0.44252
0.35751 |  | 0.4425
0.3575 |  | 0.44249
0.35749 |  | 0.44248
0.35747 |  | 0.44246
0.35745 |  | 0.44245
0.35745 |  | 0.44244
0.35743 |  | 0.44241
0.35742 |  | 0.44239
0.3574 |  | 0.44238
0.3574 |  | 0.44235
0.35739 |  | 0.44233
0.35738 |  | 0.44231
0.35735 |  | 0.44229
0.35734 |  | 0.44226
0.35733 |  | 0.44224
0.35732 |  | 0.44222
0.3573 |  | 0.4422
0.35727 |  | 0.44219
0.35726 |  | 0.44217
0.35725 |  | 0.44216
0.35724 |  | 0.44216
0.35724 |  | 0.44213
0.35721 |  | 0.4421
0.3572 |  | 0.44209
0.35719 |  | 0.44205
0.35716 |  | 0.44203
0.35716 |  | 0.44201
0.35715 |  | 0.44201
0.35715 |  | 0.442
0.35711 |  | 0.44199
0.35711 |  | 0.44196
0.35711 |  | 0.44194
0.35708 |  | 0.44191
0.35705 |  | 0.44188
0.35702 |  | 0.44188
0.35702 |  | 0.44186
0.35701 |  | 0.44185
0.35701 |  | 0.44184
0.35698 |  | 0.44181
0.35697 |  | 0.44178
0.35695 |  | 0.44176
0.35694 |  | 0.44175
0.35694 |  | 0.44174
0.35694 |  | 0.44172
0.35691 |  | 0.44168
0.35689 |  | 0.44167
0.35688 |  | 0.44166
0.35684 |  | 0.44163
0.35684 |  | 0.44162
0.35684 |  | 0.44161
0.35682 |  | 0.44157
0.35681 |  | 0.44157
0.35681 |  | 0.44154
0.35679 |  | 0.44152
0.35677 |  | 0.44149
0.35676 |  | 0.44148
0.35675 |  | 0.44146
0.35675 |  | 0.44144
0.35674 |  | 0.4414
0.35672 |  | 0.44138
0.35669 |  | 0.44136
0.35669 |  | 0.44136
0.35666 |  | 0.44133
0.35666 |  | 0.44131
0.35664 |  | 0.4413
0.35663 |  | 0.44127
0.35661 |  | 0.44127
0.3566 |  | 0.44124
0.3566 |  | 0.4412
0.35659 |  | 0.44115
0.35657 |  | 0.44111
0.35656 |  | 0.4411
0.35652 |  | 0.44109
0.3565 |  | 0.44105
0.3565 |  | 0.44105
0.35649 |  | 0.44104
0.35646 |  | 0.44102
0.35646 |  | 0.44101
0.35645 |  | 0.441
0.35643 |  | 0.44096
0.35642 |  | 0.44094
0.3564 |  | 0.44092
0.35638 |  | 0.44091
0.35637 |  | 0.4409
0.35635 |  | 0.44089
0.35631 |  | 0.44089
0.35631 |  | 0.44084
0.3563 |  | 0.44083
0.35629 |  | 0.44081
0.35627 |  | 0.44078
0.35626 |  | 0.44078
0.35624 |  | 0.44073
0.35624 |  | 0.44073
0.35623 |  | 0.4407
0.35618 |  | 0.4407
0.35618 |  | 0.44069
0.35617 |  | 0.44065
0.35613 |  | 0.44064
0.35612 |  | 0.44062
0.35611 |  | 0.44061
0.35608 |  | 0.44058
0.35606 |  | 0.44056
0.35606 |  | 0.44055
0.35604 |  | 0.44055
0.35602 |  | 0.44054
0.35601 |  | 0.4405
0.35598 |  | 0.44049
0.35596 |  | 0.44047
0.35595 |  | 0.44045
0.35593 |  | 0.44045
0.35588 |  | 0.44041
0.35588 |  | 0.44041
0.35585 |  | 0.44037
0.35583 |  | 0.44037
0.35583 |  | 0.44035
0.3558 |  | 0.44033
0.3558 |  | 0.44031
0.35578 |  | 0.44029
0.35576 |  | 0.44027
0.35576 |  | 0.44025
0.35574 |  | 0.44024
0.35572 |  | 0.44023
0.35569 |  | 0.44021
0.35569 |  | 0.4402
0.35565 |  | 0.44018
0.35563 |  | 0.44014
0.35563 |  | 0.4401
0.35561 |  | 0.44008
0.35558 |  | 0.44008
0.35556 |  | 0.44004
0.35556 |  | 0.44003
0.35552 |  | 0.44001
0.35551 |  | 0.44
0.35551 |  | 0.44
0.3555 |  | 0.43998
0.35546 |  | 0.43994
0.35544 |  | 0.43992
0.35543 |  | 0.43991
0.35541 |  | 0.43989
0.3554 |  | 0.43986
0.35538 |  | 0.43983
0.35537 |  | 0.43979
0.35535 |  | 0.43979
0.35533 |  | 0.43977
0.35533 |  | 0.43976
0.35532 |  | 0.43973
0.3553 |  | 0.43971
0.35528 |  | 0.43969
0.35526 |  | 0.43969
0.35525 |  | 0.43968
0.35522 |  | 0.43965
0.3552 |  | 0.43964
0.35518 |  | 0.43959
0.35517 |  | 0.43959
0.35515 |  | 0.43957
0.35513 |  | 0.43957
0.35512 |  | 0.43955
0.3551 |  | 0.43955
0.3551 |  | 0.43952
0.35509 |  | 0.43948
0.35506 |  | 0.43947
0.35506 |  | 0.43947
0.35503 |  | 0.43947
0.35502 |  | 0.43944
0.35501 |  | 0.4394
0.35498 |  | 0.4394
0.35497 |  | 0.43939
0.35495 |  | 0.43937
0.35494 |  | 0.43934
0.35494 |  | 0.43932
0.35491 |  | 0.4393
0.35489 |  | 0.43928
0.35487 |  | 0.43927
0.35487 |  | 0.43925
0.35486 |  | 0.43923
0.35483 |  | 0.43923
0.35483 |  | 0.43921
0.35483 |  | 0.43916
0.35482 |  | 0.43916
0.35479 |  | 0.43913
0.35476 |  | 0.43912
0.35473 |  | 0.43912
0.35473 |  | 0.43912
0.35472 |  | 0.43911
0.35472 |  | 0.43906
0.35469 |  | 0.43905
0.35467 |  | 0.43901
0.35465 |  | 0.43901
0.35461 |  | 0.439
0.35461 |  | 0.43899
0.35461 |  | 0.43897
0.35458 |  | 0.43894
0.35457 |  | 0.4389
0.35456 |  | 0.43887
0.35455 |  | 0.43885
0.35454 |  | 0.43881
0.35452 |  | 0.43879
0.35451 |  | 0.43876
0.3545 |  | 0.43874
0.35448 |  | 0.43872
0.35446 |  | 0.4387
0.35444 |  | 0.43868
0.35444 |  | 0.43867
0.35443 |  | 0.43866
0.35441 |  | 0.43864
0.35438 |  | 0.43862
0.35438 |  | 0.4386
0.35435 |  | 0.43859
0.35431 |  | 0.43855
0.3543 |  | 0.43854
0.35429 |  | 0.43852
0.35426 |  | 0.4385
0.35425 |  | 0.43847
0.35424 |  | 0.43845
0.35424 |  | 0.43842
0.35424 |  | 0.43841
0.35423 |  | 0.43839
0.35421 |  | 0.43837
0.3542 |  | 0.43834
0.35419 |  | 0.43831
0.35415 |  | 0.43827
0.35413 |  | 0.43825
0.3541 |  | 0.43823
0.35407 |  | 0.43818
0.35406 |  | 0.43817
0.35406 |  | 0.43816
0.35403 |  | 0.43814
0.35403 |  | 0.43806
0.35402 |  | 0.43804
0.35398 |  | 0.43804
0.35397 |  | 0.43802
0.35396 |  | 0.43796
0.35394 |  | 0.43792
0.35393 |  | 0.4379
0.35391 |  | 0.43789
0.35391 |  | 0.43787
0.35389 |  | 0.43786
0.35388 |  | 0.43782
0.35387 |  | 0.43778
0.35387 |  | 0.43777
0.35383 |  | 0.43772
0.3538 |  | 0.43772
0.35377 |  | 0.4377
0.35376 |  | 0.43766
0.35373 |  | 0.43766
0.35373 |  | 0.43763
0.3537 |  | 0.43763
0.3537 |  | 0.43762
0.35368 |  | 0.43762
0.35367 |  | 0.4376
0.35364 |  | 0.43759
0.35363 |  | 0.43758
0.35362 |  | 0.43757
0.35362 |  | 0.43757
0.3536 |  | 0.43754
0.35359 |  | 0.43753
0.35357 |  | 0.43752
0.35357 |  | 0.43749
0.35356 |  | 0.43748
0.35356 |  | 0.43744
0.35353 |  | 0.43741
0.35353 |  | 0.43741
0.35352 |  | 0.4374
0.35351 |  | 0.43739
0.3535 |  | 0.43735
0.35348 |  | 0.43735
0.35346 |  | 0.43731
0.35344 |  | 0.43729
0.35342 |  | 0.43729
0.35341 |  | 0.43725
0.35339 |  | 0.43725
0.35336 |  | 0.43721
0.35336 |  | 0.43718
0.35333 |  | 0.43716
0.35331 |  | 0.43712
0.35329 |  | 0.43711
0.35329 |  | 0.4371
0.35327 |  | 0.43707
0.35326 |  | 0.43704
0.35324 |  | 0.43702
0.35323 |  | 0.437
0.3532 |  | 0.43699
0.3532 |  | 0.43693
0.35318 |  | 0.43693
0.35317 |  | 0.4369
0.35315 |  | 0.43687
0.35313 |  | 0.43687
0.35313 |  | 0.43682
0.35311 |  | 0.43679
0.35309 |  | 0.43674
0.35308 |  | 0.43673
0.35304 |  | 0.43671
0.35301 |  | 0.43667
0.35301 |  | 0.43666
0.35299 |  | 0.43665
0.35298 |  | 0.43664
0.35295 |  | 0.43662
0.35291 |  | 0.43657
0.3529 |  | 0.43657
0.35289 |  | 0.43652
0.35287 |  | 0.43651
0.35287 |  | 0.43649
0.35286 |  | 0.43648
0.35286 |  | 0.43642
0.35284 |  | 0.4364
0.35282 |  | 0.43639
0.35279 |  | 0.43635
0.35278 |  | 0.43632
0.35277 |  | 0.43632
0.35275 |  | 0.4363
0.35274 |  | 0.4363
0.35273 |  | 0.43627
0.35269 |  | 0.43626
0.35268 |  | 0.43621
0.35265 |  | 0.43621
0.35265 |  | 0.4362
0.35262 |  | 0.43619
0.35261 |  | 0.43614
0.3526 |  | 0.43614
0.3526 |  | 0.43611
0.35259 |  | 0.43609
0.35259 |  | 0.43609
0.35255 |  | 0.43606
0.35253 |  | 0.43604
0.35249 |  | 0.436
0.35245 |  | 0.43599
0.35245 |  | 0.43595
0.35245 |  | 0.43594
0.35243 |  | 0.43593
0.35241 |  | 0.43588
0.3524 |  | 0.43587
0.35237 |  | 0.43585
0.35234 |  | 0.43583
0.35234 |  | 0.4358
0.35232 |  | 0.43577
0.35231 |  | 0.43575
0.35229 |  | 0.43572
0.35228 |  | 0.4357
0.35225 |  | 0.43566
0.35224 |  | 0.43564
0.35222 |  | 0.43563
0.35219 |  | 0.4356
0.35219 |  | 0.43557
0.35219 |  | 0.43557
0.35216 |  | 0.43554
0.35215 |  | 0.43549
0.35215 |  | 0.43547
0.35213 |  | 0.43546
0.3521 |  | 0.43545
0.35208 |  | 0.43544
0.35204 |  | 0.43539
0.35203 |  | 0.43536
0.35203 |  | 0.43534
0.35201 |  | 0.4353
0.35199 |  | 0.43529
0.35196 |  | 0.43527
0.35193 |  | 0.43524
0.35192 |  | 0.43523
0.35189 |  | 0.4352
0.35189 |  | 0.43518
0.35189 |  | 0.43515
0.35187 |  | 0.43513
0.35187 |  | 0.43513
0.35184 |  | 0.43511
0.35183 |  | 0.4351
0.35181 |  | 0.43505
0.35179 |  | 0.43502
0.35178 |  | 0.43501
0.35178 |  | 0.43501
0.35175 |  | 0.435
0.35175 |  | 0.43495
0.35175 |  | 0.43494
0.35171 |  | 0.43492
0.35168 |  | 0.43487
0.35168 |  | 0.43484
0.35166 |  | 0.43483
0.35164 |  | 0.4348
0.35163 |  | 0.43478
0.3516 |  | 0.43474
0.35159 |  | 0.43473
0.35159 |  | 0.43471
0.35158 |  | 0.43469
0.35156 |  | 0.43466
0.35155 |  | 0.43465
0.35154 |  | 0.43463
0.35154 |  | 0.43458
0.3515 |  | 0.43454
0.35149 |  | 0.43452
0.35148 |  | 0.43448
0.35147 |  | 0.43446
0.35142 |  | 0.43445
0.35142 |  | 0.43443
0.35139 |  | 0.43443
0.35139 |  | 0.43441
0.35137 |  | 0.43437
0.35135 |  | 0.43436
0.35133 |  | 0.43436
0.35133 |  | 0.4343
0.35133 |  | 0.43427
0.35131 |  | 0.43423
0.35128 |  | 0.43419
0.35128 |  | 0.43418
0.35126 |  | 0.43417
0.35125 |  | 0.43417
0.35121 |  | 0.43415
0.3512 |  | 0.43413
0.35118 |  | 0.43412
0.35118 |  | 0.4341
0.35118 |  | 0.4341
0.35115 |  | 0.4341
0.35115 |  | 0.43407
0.35113 |  | 0.43402
0.35111 |  | 0.43398
0.35109 |  | 0.43398
0.35109 |  | 0.43397
0.35106 |  | 0.43397
0.35104 |  | 0.43393
0.35103 |  | 0.43392
0.351 |  | 0.43391
0.35099 |  | 0.43388
0.35097 |  | 0.43387
0.35095 |  | 0.43382
0.35093 |  | 0.43382
0.35091 |  | 0.43381
0.3509 |  | 0.43379
0.35089 |  | 0.43377
0.35088 |  | 0.43376
0.35087 |  | 0.43375
0.35084 |  | 0.43371
0.35081 |  | 0.43368
0.35081 |  | 0.43364
0.35077 |  | 0.43362
0.35077 |  | 0.43362
0.35077 |  | 0.43359
0.35075 |  | 0.43356
0.35071 |  | 0.43353
0.35069 |  | 0.43352
0.35069 |  | 0.4335
0.35068 |  | 0.43347
0.35066 |  | 0.43346
0.35066 |  | 0.43346
0.35064 |  | 0.43345
0.35063 |  | 0.43342
0.35062 |  | 0.4334
0.3506 |  | 0.43339
0.3506 |  | 0.43335
0.35057 |  | 0.43333
0.35054 |  | 0.43332
0.35053 |  | 0.43332
0.35052 |  | 0.43329
0.35052 |  | 0.43328
0.35052 |  | 0.43325
0.3505 |  | 0.43323
0.35047 |  | 0.43322
0.35046 |  | 0.4332
0.35042 |  | 0.43316
0.35041 |  | 0.43313
0.3504 |  | 0.43313
0.3504 |  | 0.43312
0.3504 |  | 0.43309
0.35036 |  | 0.43307
0.35035 |  | 0.43301
0.35032 |  | 0.433
0.35032 |  | 0.43296
0.35031 |  | 0.43294
0.35026 |  | 0.43294
0.35024 |  | 0.43292
0.35023 |  | 0.43288
0.35021 |  | 0.43285
0.35019 |  | 0.43285
0.35016 |  | 0.43282
0.35016 |  | 0.43281
0.35015 |  | 0.43276
0.35015 |  | 0.43275
0.35013 |  | 0.43274
0.35009 |  | 0.43273
0.35008 |  | 0.43272
0.35008 |  | 0.43268
0.35008 |  | 0.43265
0.35002 |  | 0.43264
0.35002 |  | 0.43261
0.35002 |  | 0.43261
0.34999 |  | 0.43258
0.34999 |  | 0.43254
0.34998 |  | 0.43253
0.34997 |  | 0.43248
0.34995 |  | 0.43247
0.34994 |  | 0.43244
0.34993 |  | 0.43244
0.3499 |  | 0.43244
0.34989 |  | 0.43237
0.34986 |  | 0.43234
0.34984 |  | 0.43233
0.34983 |  | 0.43231
0.34983 |  | 0.43229
0.3498 |  | 0.43228
0.34979 |  | 0.43228
0.34978 |  | 0.43224
0.34974 |  | 0.43221
0.34973 |  | 0.43218
0.3497 |  | 0.43216
0.34968 |  | 0.43213
0.34968 |  | 0.43213
0.34968 |  | 0.43209
0.34966 |  | 0.43209
0.34963 |  | 0.43202
0.34959 |  | 0.432
0.34958 |  | 0.43199
0.34956 |  | 0.43198
0.34954 |  | 0.43196
0.34953 |  | 0.43195
0.34952 |  | 0.4319
0.34952 |  | 0.43189
0.34949 |  | 0.43188
0.34947 |  | 0.43185
0.34945 |  | 0.4318
0.34944 |  | 0.43179
0.34943 |  | 0.43177
0.34941 |  | 0.43177
0.3494 |  | 0.43173
0.34938 |  | 0.43171
0.34937 |  | 0.43167
0.34935 |  | 0.43166
0.34933 |  | 0.43162
0.34932 |  | 0.43162
0.34929 |  | 0.43161
0.34928 |  | 0.43158
0.34927 |  | 0.43156
0.34924 |  | 0.43154
0.34922 |  | 0.4315
0.3492 |  | 0.43148
0.34918 |  | 0.43147
0.34918 |  | 0.43143
0.34916 |  | 0.43142
0.34914 |  | 0.43139
0.34911 |  | 0.43137
0.34911 |  | 0.43135
0.34911 |  | 0.43131
0.34909 |  | 0.43126
0.34906 |  | 0.43125
0.34905 |  | 0.43125
0.34903 |  | 0.43122
0.34901 |  | 0.43119
0.34901 |  | 0.43118
0.34901 |  | 0.43115
0.34899 |  | 0.43114
0.34898 |  | 0.43112
0.34897 |  | 0.43109
0.34894 |  | 0.43107
0.34894 |  | 0.43106
0.34892 |  | 0.43102
0.34892 |  | 0.43101
0.3489 |  | 0.43101
0.34889 |  | 0.43098
0.34888 |  | 0.43096
0.34888 |  | 0.43092
0.34887 |  | 0.43092
0.34882 |  | 0.43088
0.34881 |  | 0.43086
0.34879 |  | 0.43083
0.34879 |  | 0.43082
0.34877 |  | 0.43082
0.34874 |  | 0.43078
0.34874 |  | 0.43076
0.34874 |  | 0.43074
0.34871 |  | 0.43069
0.34871 |  | 0.43067
0.34869 |  | 0.43067
0.34868 |  | 0.43065
0.34867 |  | 0.43061
0.34865 |  | 0.43059
0.34865 |  | 0.43056
0.34864 |  | 0.43054
0.34864 |  | 0.43054
0.34862 |  | 0.43053
0.34862 |  | 0.43048
0.34859 |  | 0.43048
0.34858 |  | 0.43046
0.34855 |  | 0.43043
0.34854 |  | 0.43042
0.34849 |  | 0.43041
0.34849 |  | 0.43035
0.34847 |  | 0.43033
0.34844 |  | 0.43031
0.34842 |  | 0.43031
0.34841 |  | 0.43025
0.34838 |  | 0.43025
0.34835 |  | 0.43024
0.34834 |  | 0.43023
0.34833 |  | 0.43019
0.34832 |  | 0.43019
0.34832 |  | 0.43016
0.3483 |  | 0.43013
0.34827 |  | 0.43013
0.34826 |  | 0.43011
0.34824 |  | 0.43007
0.34822 |  | 0.43006
0.34822 |  | 0.43004
0.3482 |  | 0.43002
0.3482 |  | 0.43
0.34817 |  | 0.43
0.34817 |  | 0.42994
0.34815 |  | 0.42992
0.34814 |  | 0.42992
0.34814 |  | 0.42989
0.34813 |  | 0.42987
0.3481 |  | 0.42984
0.34809 |  | 0.42983
0.34807 |  | 0.42981
0.34805 |  | 0.42978
0.34804 |  | 0.42975
0.34803 |  | 0.42972
0.348 |  | 0.42971
0.34799 |  | 0.42969
0.34798 |  | 0.42967
0.34797 |  | 0.42964
0.34795 |  | 0.42961
0.34792 |  | 0.42957
0.34792 |  | 0.42954
0.3479 |  | 0.42951
0.3479 |  | 0.42949
0.3479 |  | 0.42947
0.34786 |  | 0.42944
0.34785 |  | 0.42943
0.34783 |  | 0.42939
0.34783 |  | 0.42939
0.34781 |  | 0.42935
0.34779 |  | 0.42934
0.34779 |  | 0.42931
0.34779 |  | 0.42929
0.34777 |  | 0.42928
0.34774 |  | 0.42924
0.34771 |  | 0.42922
0.34771 |  | 0.4292
0.34771 |  | 0.42919
0.3477 |  | 0.42913
0.34768 |  | 0.42912
0.34766 |  | 0.4291
0.34764 |  | 0.42908
0.34762 |  | 0.42907
0.3476 |  | 0.42906
0.34759 |  | 0.42902
0.34757 |  | 0.42902
0.34754 |  | 0.42901
0.34754 |  | 0.42897
0.34754 |  | 0.42895
0.34751 |  | 0.42894
0.34748 |  | 0.4289
0.34748 |  | 0.42885
0.34744 |  | 0.42884
0.34743 |  | 0.42882
0.34743 |  | 0.42881
0.34742 |  | 0.42881
0.34736 |  | 0.42878
0.34734 |  | 0.42876
0.34733 |  | 0.42875
0.34732 |  | 0.42872
0.3473 |  | 0.42871
0.34728 |  | 0.42867
0.34728 |  | 0.42866
0.34726 |  | 0.42864
0.34726 |  | 0.42862
0.34724 |  | 0.4286
0.34723 |  | 0.42859
0.34722 |  | 0.42859
0.3472 |  | 0.42855
0.34718 |  | 0.42853
0.34715 |  | 0.42853
0.34715 |  | 0.42849
0.34713 |  | 0.42845
0.34712 |  | 0.42844
0.34711 |  | 0.42842
0.3471 |  | 0.42841
0.34708 |  | 0.42836
0.34708 |  | 0.42834
0.34706 |  | 0.42832
0.34704 |  | 0.4283
0.34703 |  | 0.4283
0.34701 |  | 0.42828
0.34699 |  | 0.42826
0.34698 |  | 0.42821
0.34696 |  | 0.42818
0.34696 |  | 0.42818
0.34695 |  | 0.42816
0.34691 |  | 0.42815
0.3469 |  | 0.42813
0.3469 |  | 0.42812
0.34686 |  | 0.4281
0.34683 |  | 0.42804
0.3468 |  | 0.42803
0.34679 |  | 0.42802
0.34678 |  | 0.428
0.34678 |  | 0.42797
0.34675 |  | 0.42796
0.34672 |  | 0.42793
0.3467 |  | 0.42791
0.3467 |  | 0.42791
0.34669 |  | 0.42789
0.34668 |  | 0.42788
0.34664 |  | 0.42785
0.34662 |  | 0.42782
0.34662 |  | 0.42781
0.34662 |  | 0.42776
0.3466 |  | 0.42773
0.34657 |  | 0.42769
0.34657 |  | 0.42767
0.34654 |  | 0.42765
0.34652 |  | 0.42763
0.34652 |  | 0.42762
0.34651 |  | 0.42759
0.34651 |  | 0.42757
0.34649 |  | 0.42754
0.34648 |  | 0.42752
0.34647 |  | 0.4275
0.34643 |  | 0.42748
0.34642 |  | 0.42745
0.34641 |  | 0.42741
0.34641 |  | 0.42739
0.34639 |  | 0.42738
0.34638 |  | 0.42736
0.34637 |  | 0.42734
0.34636 |  | 0.42731
0.34634 |  | 0.42731
0.34633 |  | 0.4273
0.34632 |  | 0.42728
0.34629 |  | 0.42727
0.34626 |  | 0.42725
0.34626 |  | 0.42723
0.34626 |  | 0.42722
0.34624 |  | 0.42721
0.34624 |  | 0.42716
0.34621 |  | 0.42714
0.34621 |  | 0.42712
0.3462 |  | 0.42711
0.34619 |  | 0.42709
0.34615 |  | 0.42705
0.34613 |  | 0.42701
0.34612 |  | 0.427
0.34609 |  | 0.42698
0.34609 |  | 0.42695
0.34605 |  | 0.42692
0.34604 |  | 0.42689
0.34603 |  | 0.42688
0.34599 |  | 0.42687
0.34597 |  | 0.42683
0.34597 |  | 0.42681
0.34597 |  | 0.42676
0.34596 |  | 0.42676
0.34593 |  | 0.42675
0.34591 |  | 0.42671
0.34591 |  | 0.42666
0.34589 |  | 0.42665
0.34588 |  | 0.42664
0.34588 |  | 0.42664
0.34586 |  | 0.42657
0.34583 |  | 0.42655
0.34583 |  | 0.42654
0.34582 |  | 0.42649
0.3458 |  | 0.42648
0.34579 |  | 0.42648
0.34576 |  | 0.42642
0.34575 |  | 0.42637
0.34575 |  | 0.42636
0.34574 |  | 0.42633
0.34572 |  | 0.42631
0.3457 |  | 0.42631
0.34569 |  | 0.42628
0.34567 |  | 0.42626
0.34566 |  | 0.42625
0.34566 |  | 0.42623
0.34564 |  | 0.42621
0.34563 |  | 0.42619
0.34562 |  | 0.42616
0.34561 |  | 0.42614
0.34557 |  | 0.4261
0.34556 |  | 0.4261
0.34554 |  | 0.42607
0.34554 |  | 0.42601
0.34549 |  | 0.42599
0.34549 |  | 0.42597
0.34546 |  | 0.42596
0.34545 |  | 0.4259
0.34545 |  | 0.42588
0.34542 |  | 0.42586
0.34541 |  | 0.42584
0.3454 |  | 0.42583
0.34538 |  | 0.42583
0.34535 |  | 0.42578
0.34535 |  | 0.42578
0.34534 |  | 0.42575
0.34531 |  | 0.42574
0.34529 |  | 0.42571
0.34529 |  | 0.42569
0.34527 |  | 0.42566
0.34526 |  | 0.42563
0.34524 |  | 0.42561
0.3452 |  | 0.4256
0.3452 |  | 0.42557
0.34519 |  | 0.42555
0.34518 |  | 0.42552
0.34516 |  | 0.4255
0.34513 |  | 0.42545
0.3451 |  | 0.42542
0.3451 |  | 0.42539
0.34509 |  | 0.42538
0.34508 |  | 0.42538
0.34505 |  | 0.42534
0.34505 |  | 0.42533
0.34505 |  | 0.42532
0.34503 |  | 0.42529
0.34502 |  | 0.42527
0.34501 |  | 0.42523
0.34499 |  | 0.42521
0.34498 |  | 0.42518
0.34495 |  | 0.42516
0.34494 |  | 0.42512
0.34492 |  | 0.42511
0.3449 |  | 0.42506
0.34489 |  | 0.42505
0.34487 |  | 0.42503
0.34485 |  | 0.425
0.34483 |  | 0.42497
0.34483 |  | 0.42494
0.34482 |  | 0.42494
0.3448 |  | 0.4249
0.34477 |  | 0.42489
0.34476 |  | 0.42487
0.34475 |  | 0.42483
0.34473 |  | 0.4248
0.34473 |  | 0.42479
0.34473 |  | 0.42474
0.34467 |  | 0.42472
0.34467 |  | 0.42471
0.34466 |  | 0.42468
0.34466 |  | 0.42465
0.34462 |  | 0.42463
0.34461 |  | 0.42461
0.34459 |  | 0.42458
0.34459 |  | 0.42455
0.34456 |  | 0.42454
0.34455 |  | 0.4245
0.34454 |  | 0.42449
0.34454 |  | 0.42447
0.34453 |  | 0.42444
0.34451 |  | 0.42441
0.34449 |  | 0.4244
0.34447 |  | 0.42439
0.34447 |  | 0.42436
0.34446 |  | 0.42435
0.34446 |  | 0.42433
0.34443 |  | 0.4243
0.34443 |  | 0.42427
0.34443 |  | 0.42421
0.34438 |  | 0.4242
0.34437 |  | 0.42414
0.34435 |  | 0.42414
0.34433 |  | 0.42408
0.34431 |  | 0.42406
0.34431 |  | 0.42406
0.34427 |  | 0.42401
0.34427 |  | 0.424
0.34423 |  | 0.42396
0.34422 |  | 0.42396
0.34421 |  | 0.42392
0.34421 |  | 0.42388
0.34421 |  | 0.42387
0.34418 |  | 0.42384
0.34416 |  | 0.4238
0.34415 |  | 0.4238
0.34413 |  | 0.42374
0.34413 |  | 0.42373
0.34413 |  | 0.42372
0.34412 |  | 0.42371
0.34408 |  | 0.42371
0.34408 |  | 0.42371
0.34406 |  | 0.42363
0.34405 |  | 0.42362
0.34404 |  | 0.4236
0.34404 |  | 0.42358
0.34401 |  | 0.42351
0.344 |  | 0.42347
0.34398 |  | 0.42345
0.34397 |  | 0.42344
0.34395 |  | 0.42342
0.34392 |  | 0.42339
0.34392 |  | 0.42339
0.34391 |  | 0.42334
0.34391 |  | 0.4233
0.3439 |  | 0.42329
0.34389 |  | 0.42326
0.34387 |  | 0.42326
0.34386 |  | 0.42322
0.34384 |  | 0.42321
0.34382 |  | 0.42317
0.34382 |  | 0.42316
0.3438 |  | 0.42315
0.3438 |  | 0.42314
0.34378 |  | 0.42313
0.34376 |  | 0.42313
0.34376 |  | 0.42311
0.34376 |  | 0.42309
0.34374 |  | 0.42307
0.34372 |  | 0.42305
0.34371 |  | 0.42305
0.3437 |  | 0.42302
0.34369 |  | 0.42301
0.34369 |  | 0.42301
0.34368 |  | 0.42299
0.34368 |  | 0.42296
0.34367 |  | 0.42294
0.34364 |  | 0.42291
0.34363 |  | 0.4229
0.34359 |  | 0.42285
0.34359 |  | 0.42285
0.34357 |  | 0.42284
0.34356 |  | 0.42283
0.34356 |  | 0.42281
0.34354 |  | 0.42279
0.34353 |  | 0.42278
0.34351 |  | 0.42274
0.34351 |  | 0.42272
0.34351 |  | 0.4227
0.34346 |  | 0.42269
0.34345 |  | 0.42266
0.34342 |  | 0.42264
0.34341 |  | 0.42263
0.3434 |  | 0.42261
0.34339 |  | 0.42259
0.34338 |  | 0.42255
0.34335 |  | 0.42253
0.34333 |  | 0.4225
0.3433 |  | 0.42249
0.34329 |  | 0.42249
0.34329 |  | 0.42245
0.34328 |  | 0.42241
0.34326 |  | 0.42239
0.34323 |  | 0.42236
0.34321 |  | 0.42235
0.3432 |  | 0.42234
0.3432 |  | 0.4223
0.34318 |  | 0.42229
0.34314 |  | 0.42229
0.34312 |  | 0.42227
0.34311 |  | 0.42224
0.34311 |  | 0.42222
0.34308 |  | 0.42219
0.34307 |  | 0.42218
0.34306 |  | 0.42215
0.34303 |  | 0.42211
0.34299 |  | 0.42211
0.34299 |  | 0.42206
0.34296 |  | 0.42204
0.34295 |  | 0.422
0.34291 |  | 0.42199
0.34289 |  | 0.42199
0.34288 |  | 0.42194
0.34288 |  | 0.42189
0.34284 |  | 0.42189
0.34283 |  | 0.42187
0.34282 |  | 0.42184
0.34281 |  | 0.42183
0.3428 |  | 0.4218
0.34277 |  | 0.42179
0.34277 |  | 0.42177
0.34275 |  | 0.42174
0.34275 |  | 0.42172
0.34273 |  | 0.42167
0.34271 |  | 0.42163
0.3427 |  | 0.42163
0.34267 |  | 0.42161
0.34267 |  | 0.42159
0.34265 |  | 0.42157
0.34263 |  | 0.42156
0.34261 |  | 0.42153
0.3426 |  | 0.42151
0.34258 |  | 0.4215
0.34256 |  | 0.42145
0.34255 |  | 0.42142
0.34254 |  | 0.42139
0.34253 |  | 0.42137
0.34249 |  | 0.42135
0.34249 |  | 0.42133
0.34247 |  | 0.42132
0.34244 |  | 0.4213
0.34243 |  | 0.42126
0.34242 |  | 0.42125
0.34241 |  | 0.42121
0.34238 |  | 0.42121
0.34237 |  | 0.42118
0.34236 |  | 0.42116
0.34236 |  | 0.42113
0.34234 |  | 0.42112
0.34232 |  | 0.42111
0.3423 |  | 0.42108
0.3423 |  | 0.42106
0.3423 |  | 0.42105
0.34225 |  | 0.42102
0.34223 |  | 0.421
0.34222 |  | 0.42097
0.3422 |  | 0.42094
0.3422 |  | 0.4209
0.34216 |  | 0.42088
0.34216 |  | 0.42085
0.34215 |  | 0.42085
0.34214 |  | 0.42083
0.34212 |  | 0.42079
0.34209 |  | 0.42077
0.34208 |  | 0.42074
0.34207 |  | 0.42073
0.34207 |  | 0.42073
0.34204 |  | 0.42071
0.34203 |  | 0.42069
0.34202 |  | 0.42067
0.34201 |  | 0.42067
0.342 |  | 0.42063
0.34199 |  | 0.42061
0.34198 |  | 0.4206
0.34197 |  | 0.42059
0.34196 |  | 0.42057
0.34194 |  | 0.42053
0.34194 |  | 0.42051
0.3419 |  | 0.42046
0.3419 |  | 0.42045
0.34188 |  | 0.42043
0.34187 |  | 0.42039
0.34185 |  | 0.42038
0.34184 |  | 0.42036
0.34181 |  | 0.42033
0.34179 |  | 0.42033
0.34175 |  | 0.42032
0.34174 |  | 0.42028
0.34174 |  | 0.42027
0.34174 |  | 0.42022
0.34173 |  | 0.42021
0.34173 |  | 0.42019
0.3417 |  | 0.42018
0.3417 |  | 0.42015
0.34168 |  | 0.42011
0.34167 |  | 0.42009
0.34166 |  | 0.42007
0.34161 |  | 0.42006
0.3416 |  | 0.42004
0.34159 |  | 0.42001
0.34157 |  | 0.41996
0.34156 |  | 0.41996
0.34153 |  | 0.41992
0.34152 |  | 0.41987
0.34148 |  | 0.41986
0.34148 |  | 0.41986
0.34146 |  | 0.41981
0.34146 |  | 0.41977
0.34145 |  | 0.41972
0.34144 |  | 0.41969
0.34143 |  | 0.41968
0.34139 |  | 0.41966
0.34139 |  | 0.41964
0.34137 |  | 0.41964
0.34134 |  | 0.41961
0.34131 |  | 0.41958
0.34131 |  | 0.41957
0.3413 |  | 0.41956
0.34128 |  | 0.41953
0.34128 |  | 0.41948
0.34124 |  | 0.41948
0.34124 |  | 0.41946
0.34124 |  | 0.41945
0.34122 |  | 0.41943
0.3412 |  | 0.4194
0.34119 |  | 0.41937
0.34117 |  | 0.41936
0.34116 |  | 0.41936
0.34112 |  | 0.41932
0.34112 |  | 0.41931
0.34111 |  | 0.41929
0.34111 |  | 0.41926
0.34108 |  | 0.41926
0.34107 |  | 0.41922
0.34106 |  | 0.41918
0.34104 |  | 0.41918
0.341 |  | 0.41916
0.341 |  | 0.41916
0.341 |  | 0.41912
0.34097 |  | 0.41909
0.34095 |  | 0.41906
0.34094 |  | 0.41903
0.34094 |  | 0.41898
0.34092 |  | 0.41895
0.34091 |  | 0.41895
0.34091 |  | 0.41893
0.34087 |  | 0.4189
0.34085 |  | 0.41888
0.34084 |  | 0.41886
0.34084 |  | 0.41883
0.34082 |  | 0.41881
0.3408 |  | 0.41879
0.34079 |  | 0.41874
0.34077 |  | 0.41874
0.34077 |  | 0.4187
0.34074 |  | 0.41867
0.34073 |  | 0.41863
0.34072 |  | 0.41862
0.3407 |  | 0.41859
0.3407 |  | 0.41858
0.34069 |  | 0.41855
0.34065 |  | 0.41854
0.34063 |  | 0.41848
0.34063 |  | 0.41847
0.34063 |  | 0.41845
0.34061 |  | 0.41842
0.34059 |  | 0.41835
0.34059 |  | 0.41835
0.34058 |  | 0.41834
0.34055 |  | 0.41829
0.34055 |  | 0.41828
0.34053 |  | 0.41828
0.34053 |  | 0.41825
0.34051 |  | 0.41824
0.3405 |  | 0.4182
0.34048 |  | 0.41819
0.34044 |  | 0.41815
0.34042 |  | 0.41814
0.34041 |  | 0.4181
0.34041 |  | 0.41808
0.34041 |  | 0.41804
0.34038 |  | 0.41803
0.34036 |  | 0.41802
0.34033 |  | 0.41799
0.34033 |  | 0.41797
0.34032 |  | 0.41796
0.34032 |  | 0.41792
0.34031 |  | 0.4179
0.34029 |  | 0.41786
0.34027 |  | 0.41785
0.34027 |  | 0.41781
0.34025 |  | 0.4178
0.34023 |  | 0.41778
0.34021 |  | 0.41775
0.34019 |  | 0.41772
0.34017 |  | 0.41768
0.34015 |  | 0.41767
0.34012 |  | 0.41766
0.34012 |  | 0.41764
0.3401 |  | 0.41758
0.34009 |  | 0.41757
0.34008 |  | 0.41754
0.34007 |  | 0.41751
0.34007 |  | 0.41748
0.34007 |  | 0.41747
0.34004 |  | 0.41744
0.34001 |  | 0.41744
0.33999 |  | 0.41743
0.33996 |  | 0.41738
0.33994 |  | 0.41737
0.33994 |  | 0.41732
0.33993 |  | 0.41731
0.33992 |  | 0.41728
0.3399 |  | 0.41725
0.33987 |  | 0.41721
0.33985 |  | 0.4172
0.33984 |  | 0.41716
0.33982 |  | 0.41715
0.3398 |  | 0.4171
0.33978 |  | 0.4171
0.33977 |  | 0.41708
0.33976 |  | 0.41707
0.33973 |  | 0.41703
0.33971 |  | 0.41701
0.33969 |  | 0.41699
0.33965 |  | 0.41696
0.33964 |  | 0.41692
0.33964 |  | 0.41691
0.3396 |  | 0.41691
0.33958 |  | 0.41691
0.33958 |  | 0.41685
0.33958 |  | 0.41684
0.33955 |  | 0.41683
0.33953 |  | 0.4168
0.33953 |  | 0.41675
0.3395 |  | 0.41672
0.33949 |  | 0.41668
0.33947 |  | 0.41668
0.33947 |  | 0.41662
0.33945 |  | 0.41659
0.33942 |  | 0.41655
0.33942 |  | 0.41653
0.33941 |  | 0.4165
0.33937 |  | 0.41648
0.33937 |  | 0.41641
0.33934 |  | 0.41641
0.33933 |  | 0.41639
0.33933 |  | 0.41635
0.33932 |  | 0.41634
0.33931 |  | 0.41631
0.33928 |  | 0.41627
0.33923 |  | 0.41626
0.33922 |  | 0.41626
0.33922 |  | 0.41621
0.33921 |  | 0.41619
0.33919 |  | 0.41617
0.33917 |  | 0.41617
0.33916 |  | 0.41615
0.33915 |  | 0.41611
0.33913 |  | 0.41608
0.33913 |  | 0.41605
0.33913 |  | 0.41602
0.33911 |  | 0.41601
0.33909 |  | 0.41597
0.33907 |  | 0.41594
0.33905 |  | 0.41593
0.33905 |  | 0.4159
0.33904 |  | 0.4159
0.33903 |  | 0.41586
0.33898 |  | 0.41584
0.33896 |  | 0.41582
0.33895 |  | 0.41581
0.33894 |  | 0.4158
0.33892 |  | 0.41578
0.3389 |  | 0.41575
0.33887 |  | 0.41573
0.33885 |  | 0.4157
0.33883 |  | 0.41568
0.33882 |  | 0.41565
0.3388 |  | 0.41564
0.3388 |  | 0.41559
0.33878 |  | 0.41556
0.33878 |  | 0.41553
0.33877 |  | 0.41551
0.33876 |  | 0.4155
0.33876 |  | 0.4155
0.33875 |  | 0.41547
0.33872 |  | 0.41546
0.3387 |  | 0.41542
0.33869 |  | 0.41537
0.33868 |  | 0.41536
0.33867 |  | 0.41534
0.33866 |  | 0.41531
0.33864 |  | 0.41527
0.33863 |  | 0.41525
0.33861 |  | 0.41522
0.33861 |  | 0.4152
0.33858 |  | 0.41516
0.33855 |  | 0.41514
0.33854 |  | 0.41511
0.33853 |  | 0.41511
0.33851 |  | 0.41507
0.3385 |  | 0.41502
0.33847 |  | 0.41499
0.33846 |  | 0.41496
0.33845 |  | 0.41493
0.33842 |  | 0.41491
0.33837 |  | 0.41489
0.33836 |  | 0.41483
0.33836 |  | 0.41483
0.33835 |  | 0.4148
0.33835 |  | 0.41476
0.33831 |  | 0.41474
0.33828 |  | 0.41474
0.33827 |  | 0.41471
0.33826 |  | 0.41465
0.33825 |  | 0.41464
0.33823 |  | 0.41463
0.33821 |  | 0.41458
0.33819 |  | 0.41457
0.33816 |  | 0.41455
0.33814 |  | 0.41452
0.33812 |  | 0.41449
0.33812 |  | 0.41447
0.33812 |  | 0.41444
0.3381 |  | 0.41444
0.33809 |  | 0.4144
0.33808 |  | 0.41439
0.33807 |  | 0.41436
0.33806 |  | 0.41435
0.33804 |  | 0.41434
0.33803 |  | 0.41429
0.33802 |  | 0.41428
0.338 |  | 0.41427
0.33798 |  | 0.41424
0.33797 |  | 0.41422
0.33795 |  | 0.41422
0.33794 |  | 0.41419
0.33791 |  | 0.41419
0.33788 |  | 0.41416
0.33788 |  | 0.41415
0.33786 |  | 0.41413
0.33786 |  | 0.4141
0.33784 |  | 0.41406
0.33781 |  | 0.41405
0.33781 |  | 0.41401
0.3378 |  | 0.414
0.33778 |  | 0.41399
0.33776 |  | 0.41398
0.33776 |  | 0.41396
0.33776 |  | 0.41393
0.33774 |  | 0.41388
0.33772 |  | 0.41385
0.33772 |  | 0.41384
0.33771 |  | 0.41379
0.33769 |  | 0.41376
0.33767 |  | 0.41373
0.33767 |  | 0.41373
0.33766 |  | 0.41372
0.33763 |  | 0.41369
0.33762 |  | 0.41367
0.3376 |  | 0.41365
0.33758 |  | 0.41361
0.33757 |  | 0.41358
0.33757 |  | 0.41353
0.33755 |  | 0.41353
0.33753 |  | 0.4135
0.33752 |  | 0.41348
0.3375 |  | 0.41347
0.33748 |  | 0.41343
0.33746 |  | 0.41341
0.33746 |  | 0.41341
0.33742 |  | 0.4134
0.33741 |  | 0.41335
0.33739 |  | 0.41331
0.33737 |  | 0.41331
0.33736 |  | 0.41328
0.33735 |  | 0.41327
0.33734 |  | 0.41325
0.33734 |  | 0.41322
0.3373 |  | 0.4132
0.3373 |  | 0.41317
0.33727 |  | 0.41315
0.33726 |  | 0.41314
0.33726 |  | 0.41312
0.33724 |  | 0.4131
0.33722 |  | 0.41305
0.33721 |  | 0.41298
0.3372 |  | 0.41294
0.3372 |  | 0.41292
0.33717 |  | 0.41286
0.33714 |  | 0.41283
0.33713 |  | 0.41283
0.33711 |  | 0.4128
0.3371 |  | 0.41278
0.33709 |  | 0.41276
0.33708 |  | 0.41274
0.33704 |  | 0.41273
0.33704 |  | 0.4127
0.33701 |  | 0.4127
0.33699 |  | 0.41268
0.33697 |  | 0.41263
0.33696 |  | 0.41262
0.33696 |  | 0.41255
0.33693 |  | 0.41253
0.33693 |  | 0.41253
0.33692 |  | 0.41248
0.3369 |  | 0.41245
0.3369 |  | 0.41244
0.3369 |  | 0.41243
0.33688 |  | 0.4124
0.33687 |  | 0.41238
0.33685 |  | 0.41238
0.33683 |  | 0.41235
0.33682 |  | 0.41232
0.33682 |  | 0.41227
0.33682 |  | 0.41226
0.33678 |  | 0.41223
0.33675 |  | 0.41222
0.33673 |  | 0.41218
0.33672 |  | 0.41217
0.33672 |  | 0.41216
0.33671 |  | 0.41211
0.33668 |  | 0.41211
0.33668 |  | 0.41206
0.33668 |  | 0.41203
0.33663 |  | 0.41202
0.33663 |  | 0.412
0.33662 |  | 0.41197
0.33659 |  | 0.41194
0.33657 |  | 0.41192
0.33655 |  | 0.4119
0.33655 |  | 0.41186
0.33653 |  | 0.41184
0.33652 |  | 0.41179
0.3365 |  | 0.41178
0.33649 |  | 0.41175
0.33648 |  | 0.41171
0.33647 |  | 0.41168
0.33646 |  | 0.41168
0.33643 |  | 0.41164
0.33642 |  | 0.41161
0.33641 |  | 0.41158
0.3364 |  | 0.41157
0.3364 |  | 0.41153
0.33638 |  | 0.4115
0.33634 |  | 0.41148
0.33631 |  | 0.41147
0.33631 |  | 0.41142
0.33627 |  | 0.41138
0.33627 |  | 0.41138
0.33627 |  | 0.41135
0.33625 |  | 0.41131
0.33623 |  | 0.4113
0.33622 |  | 0.4113
0.33621 |  | 0.41126
0.3362 |  | 0.41124
0.33619 |  | 0.4112
0.33618 |  | 0.41119
0.33617 |  | 0.41119
0.33612 |  | 0.41117
0.33612 |  | 0.41112
0.33612 |  | 0.41108
0.33611 |  | 0.41105
0.33609 |  | 0.41102
0.33607 |  | 0.41101
0.33604 |  | 0.41101
0.33603 |  | 0.41099
0.33603 |  | 0.41098
0.33602 |  | 0.41097
0.33601 |  | 0.41095
0.33598 |  | 0.41093
0.33597 |  | 0.41088
0.33595 |  | 0.41086
0.33595 |  | 0.41086
0.3359 |  | 0.41082
0.3359 |  | 0.41077
0.33587 |  | 0.41074
0.33587 |  | 0.41073
0.33587 |  | 0.41072
0.33581 |  | 0.41068
0.33581 |  | 0.41065
0.33576 |  | 0.41062
0.33576 |  | 0.41061
0.33575 |  | 0.41057
0.33575 |  | 0.41052
0.33573 |  | 0.41049
0.3357 |  | 0.41046
0.3357 |  | 0.41043
0.3357 |  | 0.41041
0.3357 |  | 0.41041
0.33567 |  | 0.41039
0.33565 |  | 0.41035
0.33565 |  | 0.41032
0.33564 |  | 0.41032
0.33562 |  | 0.41029
0.3356 |  | 0.41025
0.3356 |  | 0.41024
0.33557 |  | 0.41017
0.33554 |  | 0.41015
0.33554 |  | 0.41014
0.33553 |  | 0.41011
0.33552 |  | 0.4101
0.33552 |  | 0.41006
0.33549 |  | 0.41005
0.33546 |  | 0.41003
0.33546 |  | 0.40998
0.33546 |  | 0.40998
0.33545 |  | 0.40995
0.33543 |  | 0.40991
0.33542 |  | 0.40988
0.33542 |  | 0.40987
0.33542 |  | 0.40983
0.33541 |  | 0.40982
0.3354 |  | 0.40979
0.33537 |  | 0.40977
0.33537 |  | 0.40975
0.33536 |  | 0.40972
0.33535 |  | 0.40969
0.33533 |  | 0.40966
0.33533 |  | 0.40961
0.33531 |  | 0.40958
0.33528 |  | 0.40956
0.33528 |  | 0.40951
0.33527 |  | 0.4095
0.33524 |  | 0.40948
0.33522 |  | 0.40946
0.33521 |  | 0.40943
0.33519 |  | 0.40939
0.33516 |  | 0.40939
0.33514 |  | 0.40935
0.33513 |  | 0.40932
0.33512 |  | 0.40929
0.33511 |  | 0.40928
0.33507 |  | 0.40927
0.33507 |  | 0.40927
0.33504 |  | 0.40923
0.33502 |  | 0.40922
0.33501 |  | 0.40921
0.335 |  | 0.40916
0.33499 |  | 0.40915
0.33499 |  | 0.40911
0.33497 |  | 0.4091
0.33494 |  | 0.40909
0.33492 |  | 0.40909
0.3349 |  | 0.40902
0.33489 |  | 0.40902
0.33489 |  | 0.40901
0.33488 |  | 0.40898
0.33485 |  | 0.40897
0.33485 |  | 0.40895
0.33484 |  | 0.40894
0.33483 |  | 0.40889
0.33483 |  | 0.40888
0.3348 |  | 0.40888
0.33479 |  | 0.40883
0.33479 |  | 0.40882
0.33477 |  | 0.40875
0.33476 |  | 0.40873
0.33474 |  | 0.4087
0.33473 |  | 0.40868
0.33471 |  | 0.40867
0.33469 |  | 0.40862
0.33469 |  | 0.40856
0.33467 |  | 0.40855
0.33467 |  | 0.40851
0.33464 |  | 0.4085
0.33464 |  | 0.40847
0.33462 |  | 0.40845
0.33461 |  | 0.40844
0.3346 |  | 0.4084
0.33455 |  | 0.40839
0.33455 |  | 0.40834
0.33455 |  | 0.40833
0.33454 |  | 0.40832
0.33454 |  | 0.40831
0.33451 |  | 0.40828
0.3345 |  | 0.40826
0.33447 |  | 0.40822
0.33446 |  | 0.40819
0.33445 |  | 0.40818
0.33443 |  | 0.40816
0.33442 |  | 0.4081
0.33442 |  | 0.40809
0.3344 |  | 0.40806
0.33438 |  | 0.40804
0.33438 |  | 0.408
0.33437 |  | 0.40796
0.33435 |  | 0.40792
0.33433 |  | 0.4079
0.33431 |  | 0.4079
0.33431 |  | 0.4079
0.33429 |  | 0.40789
0.33428 |  | 0.40785
0.33426 |  | 0.40784
0.33425 |  | 0.40783
0.33423 |  | 0.4078
0.33423 |  | 0.40778
0.33422 |  | 0.40772
0.33421 |  | 0.40768
0.33419 |  | 0.40765
0.33418 |  | 0.40764
0.33416 |  | 0.40762
0.33413 |  | 0.40758
0.33412 |  | 0.40757
0.33412 |  | 0.40756
0.3341 |  | 0.40752
0.33406 |  | 0.4075
0.33405 |  | 0.40748
0.33404 |  | 0.40745
0.33404 |  | 0.40743
0.33403 |  | 0.40741
0.33401 |  | 0.40739
0.334 |  | 0.40737
0.334 |  | 0.40734
0.33399 |  | 0.40731
0.33396 |  | 0.40729
0.33396 |  | 0.40727
0.33392 |  | 0.40723
0.33392 |  | 0.4072
0.33392 |  | 0.4072
0.3339 |  | 0.40717
0.33388 |  | 0.40717
0.33387 |  | 0.40712
0.33385 |  | 0.4071
0.33382 |  | 0.40708
0.33382 |  | 0.40706
0.33381 |  | 0.40704
0.33378 |  | 0.40699
0.33378 |  | 0.40697
0.33375 |  | 0.40695
0.33374 |  | 0.40694
0.33371 |  | 0.4069
0.3337 |  | 0.40688
0.33369 |  | 0.40688
0.33368 |  | 0.40687
0.33364 |  | 0.40684
0.33363 |  | 0.40681
0.33362 |  | 0.40678
0.33361 |  | 0.40677
0.33361 |  | 0.40677
0.33361 |  | 0.40675
0.33358 |  | 0.40671
0.33356 |  | 0.40668
0.33356 |  | 0.40666
0.33355 |  | 0.40663
0.33351 |  | 0.4066
0.33348 |  | 0.40656
0.33347 |  | 0.40651
0.33347 |  | 0.40651
0.33346 |  | 0.40648
0.33342 |  | 0.40646
0.33342 |  | 0.40641
0.33342 |  | 0.40641
0.33338 |  | 0.40639
0.33336 |  | 0.40637
0.33334 |  | 0.40636
0.33333 |  | 0.40632
0.33333 |  | 0.4063
0.33331 |  | 0.40627
0.33328 |  | 0.40622
0.33326 |  | 0.40621
0.33324 |  | 0.4062
0.33322 |  | 0.40619
0.3332 |  | 0.40616
0.33316 |  | 0.40614
0.33316 |  | 0.40612
0.33316 |  | 0.40609
0.33315 |  | 0.40608
0.33311 |  | 0.40604
0.33311 |  | 0.40602
0.3331 |  | 0.406
0.33308 |  | 0.40597
0.33308 |  | 0.40596
0.33307 |  | 0.40593
0.33305 |  | 0.4059
0.33302 |  | 0.40587
0.33301 |  | 0.40587
0.33298 |  | 0.40585
0.33297 |  | 0.40581
0.33295 |  | 0.4058
0.33295 |  | 0.40575
0.33293 |  | 0.40575
0.33291 |  | 0.40571
0.3329 |  | 0.4057
0.33288 |  | 0.40568
0.33285 |  | 0.40563
0.33282 |  | 0.40562
0.33281 |  | 0.40561
0.3328 |  | 0.40557
0.3328 |  | 0.40557
0.3328 |  | 0.40555
0.33278 |  | 0.4055
0.33277 |  | 0.4055
0.33274 |  | 0.40549
0.33273 |  | 0.40547
0.33271 |  | 0.40545
0.3327 |  | 0.40542
0.33268 |  | 0.40538
0.33268 |  | 0.40535
0.33265 |  | 0.40532
0.33263 |  | 0.40528
0.3326 |  | 0.40524
0.3326 |  | 0.40522
0.33258 |  | 0.4052
0.33257 |  | 0.40517
0.33256 |  | 0.40517
0.33256 |  | 0.40515
0.33254 |  | 0.40513
0.33251 |  | 0.40508
0.3325 |  | 0.40506
0.3325 |  | 0.40502
0.33247 |  | 0.40497
0.33245 |  | 0.40496
0.33245 |  | 0.40491
0.33242 |  | 0.40491
0.33239 |  | 0.40491
0.33238 |  | 0.4049
0.33238 |  | 0.40484
0.33234 |  | 0.40483
0.33231 |  | 0.40481
0.3323 |  | 0.4048
0.33229 |  | 0.40479
0.33228 |  | 0.40478
0.33228 |  | 0.40476
0.33226 |  | 0.40471
0.33226 |  | 0.4047
0.33226 |  | 0.40468
0.33221 |  | 0.40466
0.33221 |  | 0.40466
0.33219 |  | 0.40465
0.33218 |  | 0.40463
0.33218 |  | 0.4046
0.33215 |  | 0.40459
0.33213 |  | 0.40455
0.33213 |  | 0.40453
0.3321 |  | 0.4045
0.33209 |  | 0.4045
0.33209 |  | 0.40448
0.33207 |  | 0.40444
0.33204 |  | 0.40441
0.33203 |  | 0.40438
0.33202 |  | 0.40432
0.33199 |  | 0.40432
0.33198 |  | 0.40428
0.33197 |  | 0.40424
0.33195 |  | 0.40421
0.33195 |  | 0.40419
0.33195 |  | 0.40415
0.33195 |  | 0.40413
0.33195 |  | 0.40411
0.33192 |  | 0.40408
0.33191 |  | 0.40404
0.3319 |  | 0.40404
0.33186 |  | 0.40403
0.33186 |  | 0.40402
0.33186 |  | 0.40399
0.33184 |  | 0.40398
0.33183 |  | 0.40395
0.33181 |  | 0.40395
0.3318 |  | 0.40392
0.33178 |  | 0.40388
0.33177 |  | 0.40385
0.33173 |  | 0.40382
0.33173 |  | 0.40382
0.33171 |  | 0.4038
0.33168 |  | 0.40379
0.33167 |  | 0.40375
0.33164 |  | 0.40371
0.33163 |  | 0.40368
0.33163 |  | 0.40368
0.33161 |  | 0.40367
0.33157 |  | 0.40364
0.33157 |  | 0.40362
0.33154 |  | 0.40359
0.33151 |  | 0.40353
0.3315 |  | 0.4035
0.33149 |  | 0.4035
0.33147 |  | 0.40346
0.33146 |  | 0.40346
0.33144 |  | 0.40343
0.33142 |  | 0.40341
0.3314 |  | 0.4034
0.33138 |  | 0.40339
0.33138 |  | 0.40334
0.33137 |  | 0.40334
0.33135 |  | 0.40331
0.33134 |  | 0.40329
0.33131 |  | 0.40325
0.33129 |  | 0.40325
0.33129 |  | 0.4032
0.33126 |  | 0.40316
0.33125 |  | 0.40311
0.33121 |  | 0.4031
0.33121 |  | 0.40305
0.33119 |  | 0.40303
0.33117 |  | 0.40302
0.33116 |  | 0.40299
0.33113 |  | 0.40298
0.33113 |  | 0.40296
0.33111 |  | 0.40293
0.33109 |  | 0.40291
0.33106 |  | 0.40287
0.33105 |  | 0.40281
0.33104 |  | 0.40278
0.33101 |  | 0.40277
0.33098 |  | 0.40272
0.33098 |  | 0.40272
0.33096 |  | 0.4027
0.33092 |  | 0.40268
0.33092 |  | 0.40266
0.33092 |  | 0.40262
0.33091 |  | 0.40261
0.33089 |  | 0.40259
0.33088 |  | 0.40256
0.33088 |  | 0.40251
0.33085 |  | 0.40251
0.33084 |  | 0.4025
0.33083 |  | 0.4025
0.33079 |  | 0.40246
0.33078 |  | 0.40244
0.33078 |  | 0.40241
0.33075 |  | 0.40239
0.33073 |  | 0.40238
0.33072 |  | 0.40237
0.33071 |  | 0.40234
0.33069 |  | 0.40232
0.33067 |  | 0.40227
0.33063 |  | 0.40227
0.33063 |  | 0.40224
0.33062 |  | 0.40219
0.33062 |  | 0.40217
0.33058 |  | 0.40211
0.33058 |  | 0.40211
0.33055 |  | 0.40208
0.33053 |  | 0.40205
0.33052 |  | 0.40204
0.3305 |  | 0.40203
0.33049 |  | 0.40201
0.33047 |  | 0.40199
0.33046 |  | 0.40198
0.33042 |  | 0.40195
0.33042 |  | 0.40194
0.33041 |  | 0.40192
0.3304 |  | 0.40189
0.33038 |  | 0.40188
0.33038 |  | 0.40183
0.33037 |  | 0.40183
0.33034 |  | 0.40182
0.33033 |  | 0.40179
0.33032 |  | 0.40177
0.33031 |  | 0.40175
0.3303 |  | 0.40169
0.33029 |  | 0.40166
0.33029 |  | 0.40166
0.33025 |  | 0.40161
0.33022 |  | 0.40159
0.33022 |  | 0.40158
0.33022 |  | 0.40156
0.3302 |  | 0.40152
0.33017 |  | 0.4015
0.33016 |  | 0.40147
0.33016 |  | 0.40145
0.33015 |  | 0.40142
0.33014 |  | 0.40141
0.33011 |  | 0.40137
0.3301 |  | 0.40137
0.33009 |  | 0.40136
0.33007 |  | 0.40134
0.33004 |  | 0.40129
0.33003 |  | 0.40128
0.33003 |  | 0.40126
0.33003 |  | 0.40126
0.33003 |  | 0.40124
0.33001 |  | 0.40123
0.32999 |  | 0.40119
0.32998 |  | 0.40118
0.32996 |  | 0.40114
0.32994 |  | 0.40113
0.32991 |  | 0.40113
0.32989 |  | 0.4011
0.32989 |  | 0.40108
0.32989 |  | 0.40106
0.32988 |  | 0.40102
0.32986 |  | 0.40101
0.32984 |  | 0.40099
0.32983 |  | 0.40097
0.32982 |  | 0.40095
0.3298 |  | 0.40093
0.32978 |  | 0.4009
0.32978 |  | 0.40086
0.32975 |  | 0.40083
0.32973 |  | 0.40081
0.32973 |  | 0.40076
0.32971 |  | 0.40074
0.3297 |  | 0.40069
0.32968 |  | 0.40064
0.32967 |  | 0.40063
0.32966 |  | 0.40061
0.32965 |  | 0.40057
0.32964 |  | 0.40055
0.32962 |  | 0.40052
0.3296 |  | 0.40051
0.3296 |  | 0.40049
0.32957 |  | 0.40045
0.32956 |  | 0.40043
0.32956 |  | 0.40042
0.32954 |  | 0.4004
0.32951 |  | 0.40038
0.32949 |  | 0.40035
0.32949 |  | 0.40033
0.32948 |  | 0.40029
0.32946 |  | 0.40029
0.32942 |  | 0.40026
0.32942 |  | 0.40022
0.3294 |  | 0.40019
0.32938 |  | 0.40015
0.32936 |  | 0.40012
0.32936 |  | 0.40011
0.32935 |  | 0.40008
0.32933 |  | 0.40005
0.32931 |  | 0.40003
0.32929 |  | 0.4
0.32928 |  | 0.39997
0.32927 |  | 0.39994
0.32927 |  | 0.39994
0.32926 |  | 0.39991
0.32924 |  | 0.39988
0.32924 |  | 0.39984
0.32924 |  | 0.39981
0.32919 |  | 0.39981
0.32918 |  | 0.39981
0.32918 |  | 0.39981
0.32917 |  | 0.3998
0.32916 |  | 0.39975
0.32916 |  | 0.39973
0.32916 |  | 0.39971
0.32914 |  | 0.39967
0.32913 |  | 0.39966
0.32909 |  | 0.39961
0.32909 |  | 0.39959
0.32908 |  | 0.39956
0.32908 |  | 0.39955
0.32905 |  | 0.39951
0.32904 |  | 0.3995
0.32904 |  | 0.39946
0.32902 |  | 0.39945
0.32902 |  | 0.39942
0.32901 |  | 0.39939
0.329 |  | 0.39937
0.32896 |  | 0.39937
0.32896 |  | 0.39936
0.32895 |  | 0.39932
0.32892 |  | 0.39926
0.32887 |  | 0.39925
0.32885 |  | 0.39924
0.32884 |  | 0.3992
0.32883 |  | 0.39919
0.32882 |  | 0.39916
0.32882 |  | 0.39914
0.3288 |  | 0.39912
0.3288 |  | 0.3991
0.32877 |  | 0.3991
0.32876 |  | 0.39909
0.32876 |  | 0.39905
0.32874 |  | 0.39903
0.32871 |  | 0.39898
0.32868 |  | 0.39897
0.32868 |  | 0.39894
0.32867 |  | 0.39892
0.32865 |  | 0.39892
0.32863 |  | 0.39887
0.32862 |  | 0.39884
0.32861 |  | 0.39881
0.32858 |  | 0.39879
0.32856 |  | 0.39878
0.32855 |  | 0.39875
0.32855 |  | 0.39874
0.32855 |  | 0.39872
0.32852 |  | 0.3987
0.3285 |  | 0.39865
0.3285 |  | 0.39863
0.32847 |  | 0.39859
0.32846 |  | 0.39856
0.32846 |  | 0.39853
0.32844 |  | 0.39851
0.32843 |  | 0.3985
0.3284 |  | 0.39847
0.32837 |  | 0.39845
0.32836 |  | 0.39844
0.32836 |  | 0.39842
0.32836 |  | 0.39839
0.32834 |  | 0.39837
0.32832 |  | 0.39835
0.32828 |  | 0.39833
0.32828 |  | 0.39831
0.32827 |  | 0.39827
0.32826 |  | 0.39826
0.32825 |  | 0.39824
0.32825 |  | 0.39823
0.32824 |  | 0.3982
0.32822 |  | 0.3982
0.32821 |  | 0.39818
0.3282 |  | 0.39815
0.32819 |  | 0.39813
0.32819 |  | 0.39809
0.32817 |  | 0.39808
0.32814 |  | 0.39808
0.32813 |  | 0.39802
0.32812 |  | 0.398
0.32811 |  | 0.39796
0.32807 |  | 0.39795
0.32806 |  | 0.39792
0.32806 |  | 0.3979
0.32805 |  | 0.39789
0.32802 |  | 0.39787
0.32801 |  | 0.39785
0.32801 |  | 0.39781
0.32801 |  | 0.39781
0.32798 |  | 0.39776
0.32795 |  | 0.39771
0.32795 |  | 0.3977
0.32794 |  | 0.39769
0.32791 |  | 0.39766
0.32789 |  | 0.39763
0.32788 |  | 0.39761
0.32788 |  | 0.39758
0.32788 |  | 0.39753
0.32785 |  | 0.39752
0.32784 |  | 0.39748
0.32783 |  | 0.39746
0.32782 |  | 0.39745
0.32782 |  | 0.39742
0.32782 |  | 0.3974
0.32779 |  | 0.39736
0.32778 |  | 0.39733
0.32778 |  | 0.39732
0.32778 |  | 0.3973
0.32777 |  | 0.39726
0.32775 |  | 0.39726
0.32774 |  | 0.39726
0.32771 |  | 0.39724
0.3277 |  | 0.39721
0.32769 |  | 0.39716
0.32767 |  | 0.39714
0.32766 |  | 0.39712
0.32764 |  | 0.39711
0.32761 |  | 0.39709
0.32761 |  | 0.39707
0.32759 |  | 0.397
0.32758 |  | 0.39699
0.32758 |  | 0.39698
0.32758 |  | 0.39697
0.32755 |  | 0.39694
0.32754 |  | 0.39693
0.32751 |  | 0.39693
0.32751 |  | 0.39689
0.3275 |  | 0.39687
0.32749 |  | 0.39687
0.32744 |  | 0.39685
0.32744 |  | 0.39682
0.32744 |  | 0.39682
0.32742 |  | 0.39679
0.3274 |  | 0.39677
0.3274 |  | 0.39676
0.32739 |  | 0.39675
0.32735 |  | 0.39671
0.32734 |  | 0.39669
0.32732 |  | 0.39666
0.32731 |  | 0.39666
0.3273 |  | 0.39663
0.32728 |  | 0.39659
0.32724 |  | 0.39654
0.32724 |  | 0.39653
0.32723 |  | 0.39648
0.32722 |  | 0.39647
0.32721 |  | 0.39645
0.32718 |  | 0.39642
0.32715 |  | 0.39641
0.32714 |  | 0.39636
0.32713 |  | 0.39634
0.32713 |  | 0.3963
0.32712 |  | 0.39628
0.32708 |  | 0.39628
0.32707 |  | 0.39626
0.32707 |  | 0.39623
0.32706 |  | 0.39622
0.32704 |  | 0.39619
0.32702 |  | 0.39616
0.32702 |  | 0.39614
0.327 |  | 0.39614
0.32699 |  | 0.39611
0.32699 |  | 0.39609
0.32699 |  | 0.39608
0.32698 |  | 0.39606
0.32695 |  | 0.39603
0.32693 |  | 0.39601
0.32692 |  | 0.39601
0.32687 |  | 0.39597
0.32687 |  | 0.39595
0.32687 |  | 0.39591
0.32687 |  | 0.39591
0.32684 |  | 0.39588
0.32682 |  | 0.39585
0.32682 |  | 0.39582
0.32682 |  | 0.3958
0.32681 |  | 0.39577
0.32677 |  | 0.39573
0.32677 |  | 0.39571
0.32676 |  | 0.39565
0.32675 |  | 0.39564
0.32674 |  | 0.3956
0.32674 |  | 0.39559
0.32672 |  | 0.39555
0.32668 |  | 0.39554
0.32666 |  | 0.39549
0.32666 |  | 0.39548
0.32665 |  | 0.39544
0.32663 |  | 0.39543
0.3266 |  | 0.39538
0.32658 |  | 0.39536
0.32657 |  | 0.39533
0.32656 |  | 0.39527
0.32655 |  | 0.39525
0.32653 |  | 0.39522
0.32653 |  | 0.39521
0.32653 |  | 0.39519
0.32651 |  | 0.39518
0.32648 |  | 0.39515
0.32646 |  | 0.39513
0.32646 |  | 0.3951
0.32646 |  | 0.3951
0.32643 |  | 0.39506
0.32642 |  | 0.39504
0.32642 |  | 0.39503
0.32639 |  | 0.395
0.32637 |  | 0.39497
0.32634 |  | 0.39493
0.32634 |  | 0.39492
0.32634 |  | 0.3949
0.32633 |  | 0.3949
0.32632 |  | 0.39485
0.32629 |  | 0.39484
0.32627 |  | 0.39484
0.32625 |  | 0.39482
0.32625 |  | 0.3948
0.32624 |  | 0.39475
0.3262 |  | 0.39473
0.3262 |  | 0.3947
0.32618 |  | 0.3947
0.32617 |  | 0.39467
0.32614 |  | 0.39467
0.32613 |  | 0.39464
0.32611 |  | 0.39464
0.32609 |  | 0.39462
0.32609 |  | 0.39459
0.32607 |  | 0.39459
0.32605 |  | 0.39459
0.32604 |  | 0.39457
0.32604 |  | 0.39453
0.32601 |  | 0.39453
0.32599 |  | 0.3945
0.32599 |  | 0.39447
0.32597 |  | 0.39444
0.32597 |  | 0.39442
0.32596 |  | 0.3944
0.32593 |  | 0.39439
0.32593 |  | 0.39437
0.32591 |  | 0.39435
0.32591 |  | 0.3943
0.3259 |  | 0.39428
0.32588 |  | 0.39426
0.32585 |  | 0.39424
0.32584 |  | 0.39422
0.32582 |  | 0.39419
0.32581 |  | 0.39418
0.3258 |  | 0.39416
0.3258 |  | 0.39412
0.32576 |  | 0.39411
0.32573 |  | 0.39409
0.32571 |  | 0.39406
0.32569 |  | 0.39404
0.32569 |  | 0.39402
0.32567 |  | 0.394
0.32567 |  | 0.394
0.32566 |  | 0.39399
0.32565 |  | 0.39395
0.32563 |  | 0.39391
0.32562 |  | 0.39388
0.32559 |  | 0.39387
0.32558 |  | 0.39383
0.32558 |  | 0.39382
0.32556 |  | 0.39379
0.32556 |  | 0.39374
0.32555 |  | 0.39373
0.32554 |  | 0.39372
0.32552 |  | 0.39372
0.32551 |  | 0.39368
0.32549 |  | 0.39367
0.32546 |  | 0.39363
0.32546 |  | 0.39357
0.32544 |  | 0.39355
0.32543 |  | 0.39349
0.32542 |  | 0.39348
0.3254 |  | 0.39347
0.3254 |  | 0.39347
0.32538 |  | 0.39345
0.32534 |  | 0.3934
0.32534 |  | 0.39339
0.32534 |  | 0.39335
0.32531 |  | 0.39334
0.32528 |  | 0.39331
0.32527 |  | 0.39327
0.32525 |  | 0.39322
0.32522 |  | 0.39321
0.32522 |  | 0.39319
0.32522 |  | 0.39317
0.32521 |  | 0.39312
0.32516 |  | 0.3931
0.32516 |  | 0.39304
0.32516 |  | 0.39303
0.32515 |  | 0.39303
0.32513 |  | 0.393
0.32512 |  | 0.39297
0.32512 |  | 0.39296
0.3251 |  | 0.39292
0.3251 |  | 0.39292
0.32508 |  | 0.3929
0.32508 |  | 0.39288
0.32505 |  | 0.39288
0.32502 |  | 0.39288
0.32502 |  | 0.39284
0.32499 |  | 0.39282
0.32499 |  | 0.3928
0.32498 |  | 0.39279
0.32494 |  | 0.39274
0.32494 |  | 0.39271
0.32493 |  | 0.39267
0.32492 |  | 0.39263
0.3249 |  | 0.39261
0.3249 |  | 0.3926
0.32488 |  | 0.39259
0.32486 |  | 0.39255
0.32485 |  | 0.39254
0.32484 |  | 0.3925
0.32484 |  | 0.39246
0.32483 |  | 0.39245
0.32481 |  | 0.39241
0.3248 |  | 0.39241
0.32478 |  | 0.39238
0.32476 |  | 0.39235
0.32475 |  | 0.39235
0.32469 |  | 0.39233
0.32469 |  | 0.39229
0.32468 |  | 0.39228
0.32467 |  | 0.39225
0.32467 |  | 0.39222
0.32466 |  | 0.39218
0.32463 |  | 0.39217
0.32463 |  | 0.39215
0.3246 |  | 0.39211
0.32459 |  | 0.3921
0.32456 |  | 0.3921
0.32453 |  | 0.39209
0.32453 |  | 0.39208
0.3245 |  | 0.39207
0.3245 |  | 0.39202
0.32448 |  | 0.39202
0.32446 |  | 0.39199
0.32444 |  | 0.39198
0.32444 |  | 0.39196
0.3244 |  | 0.39192
0.32439 |  | 0.39187
0.32438 |  | 0.39186
0.32437 |  | 0.39184
0.32434 |  | 0.3918
0.32431 |  | 0.39179
0.32429 |  | 0.39175
0.32429 |  | 0.39172
0.32428 |  | 0.3917
0.32423 |  | 0.39169
0.32422 |  | 0.39165
0.32421 |  | 0.39162
0.32419 |  | 0.39161
0.32417 |  | 0.39158
0.32417 |  | 0.39156
0.32417 |  | 0.39155
0.32415 |  | 0.3915
0.32412 |  | 0.39148
0.32411 |  | 0.39146
0.3241 |  | 0.39144
0.3241 |  | 0.39143
0.32408 |  | 0.39139
0.32407 |  | 0.39132
0.32405 |  | 0.39127
0.32405 |  | 0.39124
0.32402 |  | 0.39122
0.32399 |  | 0.39121
0.32397 |  | 0.39119
0.32396 |  | 0.39116
0.32394 |  | 0.39115
0.32393 |  | 0.39112
0.32393 |  | 0.39109
0.3239 |  | 0.39107
0.32388 |  | 0.39107
0.32387 |  | 0.39105
0.32387 |  | 0.39104
0.32386 |  | 0.391
0.32383 |  | 0.39097
0.32381 |  | 0.39096
0.3238 |  | 0.39095
0.32379 |  | 0.39091
0.32377 |  | 0.3909
0.32374 |  | 0.39086
0.32373 |  | 0.39084
0.32373 |  | 0.39084
0.32372 |  | 0.39084
0.32371 |  | 0.3908
0.32369 |  | 0.39076
0.32369 |  | 0.39073
0.32368 |  | 0.39073
0.32368 |  | 0.39071
0.32364 |  | 0.39068
0.32362 |  | 0.39064
0.32362 |  | 0.39062
0.3236 |  | 0.3906
0.32356 |  | 0.3906
0.32356 |  | 0.39056
0.32356 |  | 0.39053
0.32356 |  | 0.39051
0.32354 |  | 0.39049
0.32352 |  | 0.39046
0.32351 |  | 0.39045
0.32348 |  | 0.39043
0.32348 |  | 0.39043
0.32344 |  | 0.39039
0.32343 |  | 0.39037
0.32343 |  | 0.39036
0.3234 |  | 0.39033
0.32339 |  | 0.39032
0.32337 |  | 0.3903
0.32337 |  | 0.39027
0.32333 |  | 0.39023
0.32333 |  | 0.39023
0.32331 |  | 0.39019
0.32329 |  | 0.39016
0.32329 |  | 0.39014
0.32327 |  | 0.39014
0.32325 |  | 0.39008
0.32325 |  | 0.39004
0.32325 |  | 0.39001
0.32323 |  | 0.38997
0.32321 |  | 0.38994
0.3232 |  | 0.38992
0.3232 |  | 0.38991
0.32318 |  | 0.3899
0.32317 |  | 0.38983
0.32315 |  | 0.38981
0.32314 |  | 0.38981
0.32314 |  | 0.38978
0.32312 |  | 0.38975
0.3231 |  | 0.38971
0.32307 |  | 0.38971
0.32306 |  | 0.38969
0.32306 |  | 0.38967
0.32303 |  | 0.38965
0.32302 |  | 0.38964
0.323 |  | 0.38962
0.32299 |  | 0.38958
0.32299 |  | 0.38958
0.32295 |  | 0.38954
0.32294 |  | 0.38953
0.32293 |  | 0.38945
0.32291 |  | 0.38943
0.3229 |  | 0.38942
0.32289 |  | 0.38936
0.32287 |  | 0.38935
0.32284 |  | 0.38934
0.32284 |  | 0.38932
0.32282 |  | 0.38932
0.32282 |  | 0.3893
0.32282 |  | 0.38925
0.32278 |  | 0.38924
0.32277 |  | 0.38924
0.32276 |  | 0.3892
0.32275 |  | 0.38918
0.32273 |  | 0.38911
0.32273 |  | 0.38909
0.32271 |  | 0.38908
0.32271 |  | 0.38905
0.32268 |  | 0.38903
0.32267 |  | 0.38899
0.32266 |  | 0.38897
0.32265 |  | 0.38896
0.32262 |  | 0.38896
0.32261 |  | 0.38892
0.32261 |  | 0.3889
0.3226 |  | 0.38889
0.32259 |  | 0.38886
0.32259 |  | 0.38884
0.32254 |  | 0.38879
0.32254 |  | 0.38874
0.32253 |  | 0.38869
0.32252 |  | 0.38865
0.32247 |  | 0.38859
0.32245 |  | 0.38859
0.32244 |  | 0.38858
0.32244 |  | 0.38858
0.32244 |  | 0.38855
0.32241 |  | 0.38852
0.32241 |  | 0.38852
0.32238 |  | 0.3885
0.32237 |  | 0.38846
0.32236 |  | 0.38846
0.32235 |  | 0.38841
0.32235 |  | 0.3884
0.32232 |  | 0.38837
0.32232 |  | 0.38837
0.32229 |  | 0.38835
0.32229 |  | 0.38827
0.32228 |  | 0.38823
0.32226 |  | 0.38822
0.32226 |  | 0.3882
0.32226 |  | 0.38815
0.32222 |  | 0.38815
0.32222 |  | 0.38815
0.32222 |  | 0.38813
0.32219 |  | 0.38809
0.32218 |  | 0.38808
0.32218 |  | 0.38807
0.32215 |  | 0.38805
0.32215 |  | 0.38804
0.32215 |  | 0.38799
0.32211 |  | 0.38794
0.32207 |  | 0.38793
0.32205 |  | 0.38789
0.32204 |  | 0.38787
0.32203 |  | 0.38783
0.32203 |  | 0.38781
0.322 |  | 0.38778
0.32199 |  | 0.38773
0.32199 |  | 0.3877
0.32197 |  | 0.3877
0.32195 |  | 0.38768
0.32195 |  | 0.38766
0.32192 |  | 0.38761
0.32192 |  | 0.3876
0.32192 |  | 0.38759
0.32188 |  | 0.38758
0.32188 |  | 0.38754
0.32187 |  | 0.38752
0.32184 |  | 0.38748
0.32184 |  | 0.38747
0.32182 |  | 0.38745
0.3218 |  | 0.38743
0.32177 |  | 0.38742
0.32176 |  | 0.3874
0.32174 |  | 0.38739
0.32174 |  | 0.38737
0.32172 |  | 0.38735
0.32172 |  | 0.38732
0.3217 |  | 0.38729
0.3217 |  | 0.38726
0.32169 |  | 0.38723
0.32169 |  | 0.38719
0.32163 |  | 0.38718
0.32163 |  | 0.38716
0.32163 |  | 0.38714
0.32163 |  | 0.38711
0.32163 |  | 0.38709
0.32159 |  | 0.38706
0.32157 |  | 0.38704
0.32156 |  | 0.38701
0.32154 |  | 0.38697
0.32151 |  | 0.38695
0.3215 |  | 0.38689
0.32149 |  | 0.38688
0.32146 |  | 0.38688
0.32145 |  | 0.38685
0.32144 |  | 0.38682
0.32143 |  | 0.38681
0.32141 |  | 0.38679
0.32139 |  | 0.38678
0.32136 |  | 0.38674
0.32135 |  | 0.38672
0.32131 |  | 0.38667
0.32129 |  | 0.38666
0.32127 |  | 0.38664
0.32127 |  | 0.38664
0.32125 |  | 0.38659
0.32124 |  | 0.38657
0.32123 |  | 0.38653
0.32123 |  | 0.38651
0.32122 |  | 0.3865
0.32121 |  | 0.38645
0.32117 |  | 0.38643
0.32117 |  | 0.38641
0.32117 |  | 0.38634
0.32115 |  | 0.38634
0.32112 |  | 0.38632
0.3211 |  | 0.38629
0.32109 |  | 0.38628
0.32107 |  | 0.38625
0.32105 |  | 0.38623
0.32103 |  | 0.38621
0.32103 |  | 0.38618
0.32099 |  | 0.38615
0.32098 |  | 0.38614
0.32098 |  | 0.38612
0.32097 |  | 0.38609
0.32097 |  | 0.38605
0.32094 |  | 0.38602
0.32094 |  | 0.386
0.32091 |  | 0.38597
0.32091 |  | 0.38594
0.32089 |  | 0.38592
0.32086 |  | 0.38591
0.32086 |  | 0.3859
0.32084 |  | 0.38588
0.3208 |  | 0.38585
0.3208 |  | 0.38584
0.32079 |  | 0.38584
0.32077 |  | 0.3858
0.32075 |  | 0.38578
0.32073 |  | 0.38574
0.32072 |  | 0.38571
0.3207 |  | 0.38567
0.3207 |  | 0.38564
0.32068 |  | 0.38563
0.32068 |  | 0.3856
0.32065 |  | 0.38556
0.32063 |  | 0.38551
0.3206 |  | 0.38549
0.3206 |  | 0.38545
0.32059 |  | 0.38539
0.32058 |  | 0.38536
0.32057 |  | 0.38535
0.32054 |  | 0.38529
0.32053 |  | 0.38527
0.32052 |  | 0.38525
0.32052 |  | 0.38521
0.32051 |  | 0.38516
0.32047 |  | 0.38515
0.32047 |  | 0.38511
0.32044 |  | 0.3851
0.32041 |  | 0.38509
0.32041 |  | 0.38505
0.3204 |  | 0.38502
0.32039 |  | 0.38502
0.32038 |  | 0.38499
0.32038 |  | 0.38495
0.32036 |  | 0.38495
0.32036 |  | 0.38493
0.32034 |  | 0.38491
0.32031 |  | 0.38488
0.3203 |  | 0.38485
0.32029 |  | 0.38482
0.32026 |  | 0.38481
0.32025 |  | 0.3848
0.32025 |  | 0.3848
0.32024 |  | 0.38478
0.32023 |  | 0.38476
0.3202 |  | 0.38475
0.3202 |  | 0.38471
0.32019 |  | 0.38471
0.32018 |  | 0.38467
0.32014 |  | 0.38466
0.32013 |  | 0.38461
0.32012 |  | 0.38457
0.3201 |  | 0.38457
0.32008 |  | 0.38454
0.32007 |  | 0.3845
0.32003 |  | 0.38447
0.32003 |  | 0.38447
0.32003 |  | 0.38446
0.32001 |  | 0.38443
0.31999 |  | 0.3844
0.31999 |  | 0.38435
0.31996 |  | 0.38434
0.31995 |  | 0.38434
0.31993 |  | 0.38427
0.31992 |  | 0.38425
0.3199 |  | 0.38422
0.3199 |  | 0.3842
0.31988 |  | 0.38416
0.31987 |  | 0.38413
0.31986 |  | 0.38407
0.31984 |  | 0.38406
0.31983 |  | 0.38403
0.31981 |  | 0.38402
0.3198 |  | 0.38401
0.31979 |  | 0.38397
0.31976 |  | 0.38395
0.31976 |  | 0.38393
0.31976 |  | 0.38392
0.31974 |  | 0.3839
0.31974 |  | 0.38388
0.31971 |  | 0.38386
0.3197 |  | 0.38385
0.31969 |  | 0.38384
0.31968 |  | 0.38379
0.31966 |  | 0.38378
0.31965 |  | 0.38376
0.31964 |  | 0.38374
0.31962 |  | 0.38371
0.31961 |  | 0.38369
0.3196 |  | 0.38369
0.31959 |  | 0.38365
0.31955 |  | 0.38364
0.31952 |  | 0.38361
0.31952 |  | 0.3836
0.31951 |  | 0.38356
0.31949 |  | 0.38353
0.31947 |  | 0.38352
0.31946 |  | 0.38346
0.31945 |  | 0.38344
0.31945 |  | 0.38341
0.31945 |  | 0.3834
0.31943 |  | 0.38337
0.31942 |  | 0.38334
0.31942 |  | 0.38333
0.31938 |  | 0.38333
0.31938 |  | 0.38332
0.31935 |  | 0.38331
0.31935 |  | 0.38329
0.31933 |  | 0.38327
0.31931 |  | 0.38322
0.31929 |  | 0.38322
0.31929 |  | 0.38321
0.31928 |  | 0.3832
0.31925 |  | 0.38316
0.31925 |  | 0.38315
0.31925 |  | 0.38312
0.31924 |  | 0.3831
0.31923 |  | 0.38309
0.31921 |  | 0.38305
0.31918 |  | 0.38305
0.31917 |  | 0.38303
0.31915 |  | 0.383
0.31915 |  | 0.383
0.31914 |  | 0.38298
0.31914 |  | 0.38294
0.31912 |  | 0.38293
0.31911 |  | 0.38291
0.31909 |  | 0.38288
0.31909 |  | 0.38287
0.31906 |  | 0.38284
0.31905 |  | 0.3828
0.31904 |  | 0.3828
0.31904 |  | 0.38277
0.31902 |  | 0.38275
0.31901 |  | 0.38274
0.319 |  | 0.38273
0.31899 |  | 0.3827
0.31898 |  | 0.38266
0.31898 |  | 0.38266
0.31895 |  | 0.38264
0.31893 |  | 0.38261
0.31892 |  | 0.38259
0.31892 |  | 0.38255
0.3189 |  | 0.38254
0.31888 |  | 0.3825
0.31888 |  | 0.38247
0.31887 |  | 0.38246
0.31886 |  | 0.38242
0.31884 |  | 0.38241
0.31883 |  | 0.3824
0.31882 |  | 0.38237
0.31882 |  | 0.38233
0.3188 |  | 0.38229
0.31878 |  | 0.38226
0.31875 |  | 0.38225
0.31875 |  | 0.38223
0.31875 |  | 0.3822
0.31872 |  | 0.38216
0.3187 |  | 0.38214
0.31869 |  | 0.38212
0.31867 |  | 0.3821
0.31866 |  | 0.38207
0.31863 |  | 0.38204
0.31861 |  | 0.38201
0.3186 |  | 0.38199
0.3186 |  | 0.38199
0.31858 |  | 0.38195
0.31855 |  | 0.38193
0.31853 |  | 0.3819
0.31852 |  | 0.3819
0.31852 |  | 0.38189
0.31849 |  | 0.38187
0.31849 |  | 0.38183
0.31849 |  | 0.38182
0.31846 |  | 0.38178
0.31843 |  | 0.38174
0.31843 |  | 0.38168
0.31843 |  | 0.38166
0.31843 |  | 0.38162
0.31841 |  | 0.38162
0.31837 |  | 0.38161
0.31836 |  | 0.38155
0.31834 |  | 0.38153
0.31834 |  | 0.38148
0.31833 |  | 0.38144
0.31831 |  | 0.38142
0.3183 |  | 0.3814
0.31828 |  | 0.38138
0.31828 |  | 0.38134
0.31826 |  | 0.38131
0.31823 |  | 0.38127
0.31821 |  | 0.38123
0.31819 |  | 0.38123
0.31818 |  | 0.38118
0.31816 |  | 0.38116
0.31816 |  | 0.38112
0.31814 |  | 0.3811
0.31813 |  | 0.3811
0.3181 |  | 0.38106
0.3181 |  | 0.38102
0.31807 |  | 0.38099
0.31805 |  | 0.38094
0.31805 |  | 0.3809
0.31803 |  | 0.38087
0.31802 |  | 0.38087
0.31801 |  | 0.38083
0.31799 |  | 0.38082
0.31796 |  | 0.38078
0.31794 |  | 0.38074
0.31794 |  | 0.38072
0.31793 |  | 0.38068
0.31791 |  | 0.38064
0.31789 |  | 0.38062
0.31788 |  | 0.38061
0.31787 |  | 0.38059
0.31783 |  | 0.38058
0.31783 |  | 0.38055
0.31783 |  | 0.38052
0.31781 |  | 0.3805
0.31778 |  | 0.38045
0.31774 |  | 0.38045
0.31773 |  | 0.38043
0.31773 |  | 0.38039
0.31771 |  | 0.38038
0.31769 |  | 0.38037
0.31769 |  | 0.38033
0.31768 |  | 0.38032
0.31768 |  | 0.38031
0.31766 |  | 0.38029
0.31763 |  | 0.38027
0.31761 |  | 0.38027
0.3176 |  | 0.38026
0.31757 |  | 0.38023
0.31757 |  | 0.38021
0.31756 |  | 0.38017
0.31753 |  | 0.38017
0.31753 |  | 0.38014
0.3175 |  | 0.38009
0.31748 |  | 0.38003
0.31748 |  | 0.38003
0.31746 |  | 0.37999
0.31746 |  | 0.37999
0.31746 |  | 0.37999
0.31744 |  | 0.37996
0.31743 |  | 0.37994
0.31741 |  | 0.37993
0.3174 |  | 0.37992
0.31737 |  | 0.37988
0.31737 |  | 0.37984
0.31734 |  | 0.37983
0.31732 |  | 0.37981
0.31728 |  | 0.37978
0.31727 |  | 0.37976
0.31726 |  | 0.37973
0.31725 |  | 0.37971
0.31724 |  | 0.37969
0.31724 |  | 0.37966
0.31723 |  | 0.37966
0.31721 |  | 0.37965
0.3172 |  | 0.37964
0.31716 |  | 0.37961
0.31715 |  | 0.37959
0.31712 |  | 0.37958
0.3171 |  | 0.37953
0.31707 |  | 0.37952
0.31706 |  | 0.37952
0.31705 |  | 0.37951
0.31705 |  | 0.37948
0.31702 |  | 0.37945
0.31701 |  | 0.37943
0.31701 |  | 0.37941
0.31699 |  | 0.37938
0.31699 |  | 0.37938
0.31697 |  | 0.37937
0.31696 |  | 0.37936
0.31693 |  | 0.37932
0.31693 |  | 0.3793
0.31693 |  | 0.37926
0.31692 |  | 0.37926
0.31691 |  | 0.37924
0.3169 |  | 0.37921
0.31686 |  | 0.37917
0.31685 |  | 0.37916
0.31684 |  | 0.37913
0.31683 |  | 0.37911
0.3168 |  | 0.37908
0.3168 |  | 0.37908
0.31677 |  | 0.37904
0.31675 |  | 0.37901
0.31675 |  | 0.37897
0.31673 |  | 0.37896
0.31672 |  | 0.37896
0.3167 |  | 0.37896
0.31669 |  | 0.37895
0.31669 |  | 0.37889
0.31666 |  | 0.37885
0.31666 |  | 0.37884
0.31664 |  | 0.37882
0.31663 |  | 0.3788
0.3166 |  | 0.37877
0.31658 |  | 0.37876
0.31656 |  | 0.37873
0.31656 |  | 0.37871
0.31653 |  | 0.37869
0.31653 |  | 0.37868
0.31651 |  | 0.37865
0.3165 |  | 0.37862
0.31647 |  | 0.3786
0.31646 |  | 0.37859
0.31646 |  | 0.37856
0.31643 |  | 0.37855
0.3164 |  | 0.37852
0.3164 |  | 0.37848
0.3164 |  | 0.37846
0.31639 |  | 0.37843
0.31639 |  | 0.37841
0.31635 |  | 0.37836
0.31634 |  | 0.37833
0.31633 |  | 0.3783
0.31631 |  | 0.37829
0.31631 |  | 0.37828
0.31629 |  | 0.37824
0.31628 |  | 0.37822
0.31626 |  | 0.3782
0.31626 |  | 0.3782
0.31625 |  | 0.37816
0.31624 |  | 0.37812
0.31622 |  | 0.37811
0.31617 |  | 0.3781
0.31617 |  | 0.37808
0.31616 |  | 0.37805
0.31614 |  | 0.37804
0.31614 |  | 0.37803
0.31613 |  | 0.37802
0.31608 |  | 0.378
0.31607 |  | 0.37797
0.31606 |  | 0.37795
0.31605 |  | 0.37793
0.31604 |  | 0.37788
0.31604 |  | 0.37788
0.31602 |  | 0.37788
0.31597 |  | 0.37785
0.31596 |  | 0.37785
0.31596 |  | 0.37781
0.31594 |  | 0.3778
0.31592 |  | 0.37776
0.31591 |  | 0.37775
0.3159 |  | 0.37774
0.31589 |  | 0.37771
0.31587 |  | 0.37771
0.31587 |  | 0.37769
0.31584 |  | 0.37768
0.31584 |  | 0.37764
0.31583 |  | 0.37763
0.31582 |  | 0.37761
0.31579 |  | 0.37759
0.31578 |  | 0.37756
0.31578 |  | 0.37753
0.31576 |  | 0.37749
0.31574 |  | 0.37747
0.31574 |  | 0.37746
0.3157 |  | 0.37744
0.3157 |  | 0.37743
0.3157 |  | 0.37743
0.3157 |  | 0.37738
0.31569 |  | 0.37736
0.31566 |  | 0.37735
0.31564 |  | 0.37733
0.31563 |  | 0.37729
0.31562 |  | 0.37726
0.31561 |  | 0.37723
0.31561 |  | 0.3772
0.31558 |  | 0.37716
0.31556 |  | 0.37715
0.31556 |  | 0.3771
0.31555 |  | 0.3771
0.31554 |  | 0.37709
0.31552 |  | 0.37706
0.3155 |  | 0.37705
0.31548 |  | 0.377
0.31547 |  | 0.377
0.31547 |  | 0.37695
0.31546 |  | 0.37695
0.31544 |  | 0.37693
0.31544 |  | 0.37691
0.31541 |  | 0.3769
0.31538 |  | 0.37688
0.31538 |  | 0.37684
0.31535 |  | 0.37679
0.31533 |  | 0.37679
0.31531 |  | 0.37674
0.31531 |  | 0.37671
0.31528 |  | 0.37671
0.31527 |  | 0.3767
0.31526 |  | 0.37669
0.31524 |  | 0.37663
0.31522 |  | 0.37661
0.31522 |  | 0.37659
0.31519 |  | 0.37659
0.31517 |  | 0.37659
0.31516 |  | 0.37656
0.31515 |  | 0.37653
0.31512 |  | 0.37651
0.31509 |  | 0.37648
0.31508 |  | 0.37646
0.31507 |  | 0.37645
0.31504 |  | 0.3764
0.31501 |  | 0.3764
0.315 |  | 0.37637
0.31497 |  | 0.37634
0.31497 |  | 0.37634
0.31495 |  | 0.37632
0.31495 |  | 0.37627
0.31494 |  | 0.37626
0.31494 |  | 0.37625
0.31493 |  | 0.37623
0.31489 |  | 0.3762
0.31489 |  | 0.37618
0.31487 |  | 0.37617
0.31486 |  | 0.37616
0.31486 |  | 0.37612
0.31482 |  | 0.3761
0.31481 |  | 0.37607
0.31481 |  | 0.37606
0.31479 |  | 0.37602
0.31477 |  | 0.37599
0.31477 |  | 0.37597
0.31474 |  | 0.37595
0.31473 |  | 0.37594
0.31473 |  | 0.3759
0.31472 |  | 0.37589
0.31471 |  | 0.37588
0.31467 |  | 0.37586
0.31466 |  | 0.37582
0.31466 |  | 0.37577
0.31464 |  | 0.37576
0.31464 |  | 0.37572
0.3146 |  | 0.3757
0.3146 |  | 0.37566
0.3146 |  | 0.37564
0.31457 |  | 0.37563
0.31454 |  | 0.37562
0.31453 |  | 0.37557
0.31452 |  | 0.37554
0.3145 |  | 0.37553
0.31447 |  | 0.37549
0.31445 |  | 0.37548
0.31441 |  | 0.37543
0.31441 |  | 0.37542
0.3144 |  | 0.37541
0.31438 |  | 0.37539
0.31436 |  | 0.37536
0.31435 |  | 0.37534
0.31435 |  | 0.3753
0.31432 |  | 0.3753
0.3143 |  | 0.37528
0.3143 |  | 0.37525
0.31429 |  | 0.37524
0.31427 |  | 0.37524
0.31424 |  | 0.37521
0.31423 |  | 0.37519
0.31422 |  | 0.37515
0.3142 |  | 0.37514
0.3142 |  | 0.37513
0.31419 |  | 0.3751
0.31417 |  | 0.37507
0.31414 |  | 0.37507
0.31413 |  | 0.37505
0.31412 |  | 0.37503
0.31411 |  | 0.375
0.31409 |  | 0.37498
0.31407 |  | 0.37498
0.31407 |  | 0.37497
0.31406 |  | 0.37494
0.31404 |  | 0.37493
0.31404 |  | 0.37491
0.314 |  | 0.37489
0.31398 |  | 0.37488
0.31398 |  | 0.37488
0.31396 |  | 0.37486
0.31395 |  | 0.37483
0.31394 |  | 0.37483
0.31393 |  | 0.3748
0.31391 |  | 0.3748
0.31387 |  | 0.37477
0.31387 |  | 0.37475
0.31385 |  | 0.3747
0.31384 |  | 0.3747
0.31384 |  | 0.37467
0.3138 |  | 0.37465
0.31377 |  | 0.37461
0.31377 |  | 0.37456
0.31377 |  | 0.37454
0.31374 |  | 0.3745
0.31373 |  | 0.37448
0.31371 |  | 0.37445
0.31369 |  | 0.37444
0.31367 |  | 0.37443
0.31367 |  | 0.37441
0.31365 |  | 0.37438
0.31364 |  | 0.37437
0.31361 |  | 0.37437
0.3136 |  | 0.37433
0.3136 |  | 0.3743
0.31359 |  | 0.3743
0.31358 |  | 0.37426
0.31356 |  | 0.37424
0.31355 |  | 0.37423
0.31354 |  | 0.3742
0.31352 |  | 0.37414
0.31351 |  | 0.37413
0.3135 |  | 0.37412
0.31347 |  | 0.37412
0.31344 |  | 0.37408
0.31343 |  | 0.37407
0.31342 |  | 0.37404
0.31342 |  | 0.37401
0.31339 |  | 0.37401
0.31339 |  | 0.374
0.31337 |  | 0.37398
0.31337 |  | 0.37395
0.31335 |  | 0.37391
0.31335 |  | 0.37389
0.31332 |  | 0.37389
0.31331 |  | 0.37386
0.31329 |  | 0.37386
0.31326 |  | 0.37385
0.31323 |  | 0.37384
0.31323 |  | 0.3738
0.3132 |  | 0.37375
0.31319 |  | 0.37374
0.31319 |  | 0.37373
0.31315 |  | 0.37372
0.31314 |  | 0.37369
0.31314 |  | 0.37369
0.3131 |  | 0.37364
0.31309 |  | 0.37364
0.31308 |  | 0.37363
0.31306 |  | 0.37361
0.31306 |  | 0.37357
0.31305 |  | 0.37355
0.313 |  | 0.37354
0.313 |  | 0.37354
0.313 |  | 0.3735
0.313 |  | 0.37349
0.31298 |  | 0.37348
0.31296 |  | 0.37344
0.31293 |  | 0.37342
0.31293 |  | 0.37342
0.31292 |  | 0.37338
0.31291 |  | 0.37337
0.31291 |  | 0.3733
0.31289 |  | 0.37329
0.31288 |  | 0.37328
0.31286 |  | 0.37328
0.31285 |  | 0.37323
0.31283 |  | 0.3732
0.31283 |  | 0.37318
0.31283 |  | 0.37318
0.31278 |  | 0.37315
0.31278 |  | 0.37315
0.31278 |  | 0.37311
0.31274 |  | 0.37308
0.31273 |  | 0.37304
0.31272 |  | 0.37303
0.31272 |  | 0.37299
0.31269 |  | 0.37297
0.31267 |  | 0.37295
0.31266 |  | 0.37295
0.31263 |  | 0.37293
0.31261 |  | 0.3729
0.3126 |  | 0.37289
0.31258 |  | 0.37287
0.31257 |  | 0.37283
0.31257 |  | 0.3728
0.31257 |  | 0.37278
0.31257 |  | 0.37277
0.31254 |  | 0.37275
0.31253 |  | 0.37272
0.31251 |  | 0.3727
0.31251 |  | 0.37268
0.31251 |  | 0.37264
0.3125 |  | 0.37262
0.31249 |  | 0.3726
0.31247 |  | 0.37258
0.31245 |  | 0.37255
0.31244 |  | 0.3725
0.31243 |  | 0.37248
0.31241 |  | 0.37245
0.31241 |  | 0.37244
0.31236 |  | 0.37242
0.31235 |  | 0.37242
0.31234 |  | 0.37241
0.31233 |  | 0.37237
0.3123 |  | 0.37234
0.31228 |  | 0.37234
0.31227 |  | 0.37232
0.31225 |  | 0.37229
0.31225 |  | 0.37228
0.31224 |  | 0.37226
0.3122 |  | 0.37225
0.31218 |  | 0.37222
0.31217 |  | 0.3722
0.31216 |  | 0.37217
0.31216 |  | 0.37217
0.31214 |  | 0.37213
0.31214 |  | 0.37209
0.31211 |  | 0.37206
0.31208 |  | 0.37199
0.31206 |  | 0.37197
0.31206 |  | 0.37195
0.31206 |  | 0.37194
0.31204 |  | 0.37192
0.31203 |  | 0.37189
0.31202 |  | 0.37186
0.312 |  | 0.37185
0.31198 |  | 0.37185
0.31197 |  | 0.37182
0.31196 |  | 0.3718
0.31194 |  | 0.37179
0.31192 |  | 0.37174
0.3119 |  | 0.37174
0.3119 |  | 0.37171
0.31189 |  | 0.37171
0.31185 |  | 0.37169
0.31185 |  | 0.37164
0.31184 |  | 0.37162
0.31182 |  | 0.3716
0.31179 |  | 0.37158
0.31178 |  | 0.37156
0.31177 |  | 0.37153
0.31172 |  | 0.37151
0.3117 |  | 0.37149
0.3117 |  | 0.37147
0.31169 |  | 0.37145
0.31169 |  | 0.37143
0.31167 |  | 0.37141
0.31164 |  | 0.37141
0.31164 |  | 0.37141
0.31162 |  | 0.37139
0.3116 |  | 0.37138
0.31158 |  | 0.37135
0.31155 |  | 0.37135
0.31154 |  | 0.37132
0.31152 |  | 0.37131
0.3115 |  | 0.37128
0.3115 |  | 0.37122
0.31148 |  | 0.37121
0.31147 |  | 0.37117
0.31146 |  | 0.37115
0.31145 |  | 0.37113
0.3114 |  | 0.3711
0.3114 |  | 0.37108
0.3114 |  | 0.37106
0.31138 |  | 0.37106
0.31137 |  | 0.37102
0.31135 |  | 0.37101
0.31135 |  | 0.37098
0.31132 |  | 0.37093
0.31132 |  | 0.37091
0.31131 |  | 0.37088
0.3113 |  | 0.37082
0.31129 |  | 0.3708
0.31126 |  | 0.37079
0.31126 |  | 0.37078
0.31125 |  | 0.37078
0.31125 |  | 0.37075
0.31125 |  | 0.37072
0.31122 |  | 0.37069
0.31121 |  | 0.37067
0.3112 |  | 0.37065
0.31118 |  | 0.37063
0.31116 |  | 0.3706
0.31113 |  | 0.37059
0.31113 |  | 0.37058
0.31111 |  | 0.37054
0.3111 |  | 0.37052
0.31107 |  | 0.37049
0.31107 |  | 0.37047
0.31107 |  | 0.37046
0.31104 |  | 0.37045
0.31101 |  | 0.37041
0.31099 |  | 0.37037
0.31099 |  | 0.37036
0.31097 |  | 0.37032
0.31096 |  | 0.37031
0.31095 |  | 0.3703
0.31093 |  | 0.37026
0.31092 |  | 0.37024
0.31091 |  | 0.3702
0.31091 |  | 0.37016
0.31088 |  | 0.37015
0.31085 |  | 0.37014
0.31084 |  | 0.37009
0.31083 |  | 0.37007
0.3108 |  | 0.37005
0.31079 |  | 0.37
0.31077 |  | 0.36999
0.31075 |  | 0.36999
0.31074 |  | 0.36999
0.3107 |  | 0.36998
0.31069 |  | 0.36995
0.31069 |  | 0.36992
0.31068 |  | 0.3699
0.31064 |  | 0.36986
0.31064 |  | 0.36984
0.31064 |  | 0.36982
0.31061 |  | 0.3698
0.3106 |  | 0.36976
0.3106 |  | 0.36974
0.31058 |  | 0.36974
0.31057 |  | 0.36973
0.31054 |  | 0.36971
0.31053 |  | 0.36967
0.3105 |  | 0.36966
0.31049 |  | 0.3696
0.31049 |  | 0.36959
0.31048 |  | 0.36958
0.31048 |  | 0.36954
0.31045 |  | 0.36949
0.31041 |  | 0.36948
0.31039 |  | 0.36946
0.31039 |  | 0.36944
0.31037 |  | 0.36942
0.31036 |  | 0.36941
0.31032 |  | 0.36938
0.31031 |  | 0.36937
0.31031 |  | 0.36935
0.31028 |  | 0.36935
0.31027 |  | 0.36935
0.31024 |  | 0.36935
0.31023 |  | 0.36934
0.31023 |  | 0.36928
0.3102 |  | 0.36927
0.31019 |  | 0.36925
0.31015 |  | 0.36925
0.31015 |  | 0.3692
0.31014 |  | 0.36919
0.3101 |  | 0.36917
0.31006 |  | 0.36915
0.31002 |  | 0.36912
0.31002 |  | 0.3691
0.31 |  | 0.36909
0.31 |  | 0.36905
0.30998 |  | 0.36905
0.30998 |  | 0.36903
0.30996 |  | 0.36902
0.30992 |  | 0.36899
0.3099 |  | 0.36896
0.30987 |  | 0.36894
0.30986 |  | 0.36892
0.30985 |  | 0.36889
0.30982 |  | 0.36886
0.30979 |  | 0.36883
0.30976 |  | 0.3688
0.30974 |  | 0.36879
0.30974 |  | 0.36876
0.30971 |  | 0.36875
0.3097 |  | 0.36874
0.30968 |  | 0.36869
0.30967 |  | 0.36868
0.30966 |  | 0.36863
0.30966 |  | 0.3686
0.30965 |  | 0.36858
0.30963 |  | 0.36857
0.30962 |  | 0.36856
0.3096 |  | 0.36853
0.30958 |  | 0.36852
0.30957 |  | 0.36849
0.30957 |  | 0.36848
0.30954 |  | 0.36842
0.30953 |  | 0.36842
0.30949 |  | 0.36839
0.30948 |  | 0.36837
0.30948 |  | 0.36833
0.30946 |  | 0.36832
0.30945 |  | 0.36827
0.30942 |  | 0.36826
0.30942 |  | 0.36825
0.30938 |  | 0.36822
0.30938 |  | 0.36822
0.30937 |  | 0.36821
0.30935 |  | 0.36817
0.30935 |  | 0.36814
0.30935 |  | 0.36811
0.30935 |  | 0.3681
0.30931 |  | 0.36809
0.30929 |  | 0.36807
0.30928 |  | 0.36805
0.30927 |  | 0.36801
0.30924 |  | 0.36801
0.30924 |  | 0.36799
0.30922 |  | 0.36798
0.30921 |  | 0.36797
0.30919 |  | 0.36796
0.30917 |  | 0.36793
0.30916 |  | 0.36792
0.30915 |  | 0.36788
0.30912 |  | 0.36786
0.30911 |  | 0.36785
0.30908 |  | 0.36784
0.30908 |  | 0.3678
0.30908 |  | 0.36777
0.30904 |  | 0.36777
0.30902 |  | 0.36777
0.309 |  | 0.36775
0.309 |  | 0.36773
0.30898 |  | 0.36771
0.30898 |  | 0.36771
0.30895 |  | 0.36768
0.30895 |  | 0.36766
0.30894 |  | 0.36764
0.30891 |  | 0.36762
0.30891 |  | 0.36761
0.30891 |  | 0.3676
0.30889 |  | 0.36758
0.30887 |  | 0.36756
0.30885 |  | 0.36753
0.30879 |  | 0.36752
0.30879 |  | 0.36746
0.30879 |  | 0.36745
0.30878 |  | 0.36745
0.30876 |  | 0.36741
0.30875 |  | 0.36739
0.30875 |  | 0.36737
0.30873 |  | 0.36735
0.30873 |  | 0.36735
0.30871 |  | 0.36735
0.30869 |  | 0.36734
0.30868 |  | 0.36734
0.30868 |  | 0.36732
0.30864 |  | 0.36732
0.30862 |  | 0.36729
0.30862 |  | 0.36728
0.30861 |  | 0.36727
0.3086 |  | 0.36723
0.3086 |  | 0.36723
0.30857 |  | 0.36721
0.30853 |  | 0.3672
0.30852 |  | 0.36717
0.30852 |  | 0.36714
0.30852 |  | 0.36711
0.30849 |  | 0.3671
0.30849 |  | 0.3671
0.30846 |  | 0.36709
0.30846 |  | 0.36706
0.30846 |  | 0.36703
0.30842 |  | 0.36701
0.3084 |  | 0.367
0.30839 |  | 0.36697
0.30838 |  | 0.36697
0.30836 |  | 0.36696
0.30836 |  | 0.36693
0.30836 |  | 0.36692
0.30834 |  | 0.36688
0.30829 |  | 0.36687
0.30828 |  | 0.36682
0.30825 |  | 0.3668
0.30823 |  | 0.36679
0.30821 |  | 0.36676
0.3082 |  | 0.36674
0.30819 |  | 0.36672
0.30817 |  | 0.3667
0.30816 |  | 0.36669
0.30814 |  | 0.36668
0.30814 |  | 0.36665
0.3081 |  | 0.36663
0.30808 |  | 0.36662
0.30805 |  | 0.36661
0.30803 |  | 0.3666
0.30802 |  | 0.36654
0.30802 |  | 0.36653
0.30801 |  | 0.36649
0.30798 |  | 0.36647
0.30796 |  | 0.36646
0.30794 |  | 0.36646
0.30791 |  | 0.36643
0.3079 |  | 0.36642
0.30789 |  | 0.36642
0.30787 |  | 0.36639
0.30785 |  | 0.36636
0.30783 |  | 0.36634
0.30781 |  | 0.36629
0.3078 |  | 0.36627
0.30774 |  | 0.36623
0.30772 |  | 0.36622
0.3077 |  | 0.36622
0.3077 |  | 0.36621
0.3077 |  | 0.36614
0.30768 |  | 0.36614
0.30765 |  | 0.36611
0.30764 |  | 0.36609
0.30762 |  | 0.36607
0.30762 |  | 0.36604
0.30759 |  | 0.36603
0.30758 |  | 0.366
0.30758 |  | 0.36599
0.30755 |  | 0.36599
0.30754 |  | 0.36599
0.30754 |  | 0.36593
0.30752 |  | 0.36591
0.30751 |  | 0.3659
0.30749 |  | 0.36589
0.30745 |  | 0.36587
0.30744 |  | 0.36584
0.30744 |  | 0.36583
0.3074 |  | 0.36578
0.30738 |  | 0.36577
0.30737 |  | 0.36575
0.30736 |  | 0.36573
0.30735 |  | 0.36571
0.30731 |  | 0.36569
0.30731 |  | 0.36569
0.30729 |  | 0.36567
0.30727 |  | 0.36565
0.30726 |  | 0.36562
0.30724 |  | 0.36561
0.30723 |  | 0.36556
0.30721 |  | 0.36553
0.30719 |  | 0.36551
0.30715 |  | 0.36551
0.30713 |  | 0.36549
0.30712 |  | 0.36548
0.3071 |  | 0.36548
0.30709 |  | 0.36543
0.30708 |  | 0.36542
0.30708 |  | 0.36541
0.30707 |  | 0.36539
0.30704 |  | 0.36537
0.30701 |  | 0.36535
0.30701 |  | 0.36533
0.307 |  | 0.36531
0.30697 |  | 0.3653
0.30696 |  | 0.36525
0.30696 |  | 0.36525
0.30693 |  | 0.36524
0.30691 |  | 0.3652
0.3069 |  | 0.36518
0.30688 |  | 0.36517
0.30683 |  | 0.36513
0.30682 |  | 0.36513
0.30679 |  | 0.36512
0.30678 |  | 0.36509
0.30675 |  | 0.36508
0.30672 |  | 0.36505
0.30672 |  | 0.36504
0.30672 |  | 0.36501
0.3067 |  | 0.36499
0.3067 |  | 0.36497
0.30667 |  | 0.36496
0.30666 |  | 0.36495
0.30662 |  | 0.36493
0.30662 |  | 0.36491
0.30661 |  | 0.36488
0.3066 |  | 0.36488
0.30658 |  | 0.36486
0.30654 |  | 0.36483
0.30653 |  | 0.36483
0.30651 |  | 0.36479
0.30649 |  | 0.36478
0.30649 |  | 0.36478
0.30645 |  | 0.36476
0.30643 |  | 0.36474
0.30641 |  | 0.36469
0.30641 |  | 0.36466
0.30638 |  | 0.36465
0.30637 |  | 0.36463
0.30635 |  | 0.36459
0.30633 |  | 0.36459
0.30631 |  | 0.36457
0.30629 |  | 0.36456
0.30629 |  | 0.36456
0.30628 |  | 0.36452
0.30625 |  | 0.36452
0.30623 |  | 0.36452
0.30621 |  | 0.36449
0.3062 |  | 0.36448
0.30619 |  | 0.36445
0.30617 |  | 0.3644
0.30617 |  | 0.36439
0.30615 |  | 0.36437
0.30611 |  | 0.36434
0.30607 |  | 0.36431
0.30606 |  | 0.3643
0.30606 |  | 0.36426
0.30604 |  | 0.36425
0.30603 |  | 0.36423
0.30602 |  | 0.36421
0.30601 |  | 0.3642
0.30598 |  | 0.3642
0.30596 |  | 0.36414
0.30595 |  | 0.3641
0.30593 |  | 0.36407
0.30591 |  | 0.36405
0.3059 |  | 0.36402
0.30586 |  | 0.36401
0.30582 |  | 0.36401
0.30582 |  | 0.36399
0.3058 |  | 0.36395
0.30579 |  | 0.36394
0.30579 |  | 0.3639
0.30574 |  | 0.36389
0.30574 |  | 0.36386
0.30571 |  | 0.36382
0.3057 |  | 0.36381
0.3057 |  | 0.36378
0.3057 |  | 0.36376
0.30567 |  | 0.36376
0.30565 |  | 0.36373
0.30564 |  | 0.36372
0.30561 |  | 0.36371
0.30561 |  | 0.36371
0.3056 |  | 0.36367
0.30559 |  | 0.36365
0.30557 |  | 0.36364
0.30553 |  | 0.36363
0.30552 |  | 0.36363
0.30552 |  | 0.36359
0.30552 |  | 0.36358
0.3055 |  | 0.36357
0.30547 |  | 0.36354
0.30547 |  | 0.36351
0.30544 |  | 0.36351
0.30543 |  | 0.3635
0.30541 |  | 0.3635
0.3054 |  | 0.36349
0.30539 |  | 0.36346
0.30536 |  | 0.36344
0.30536 |  | 0.36341
0.30535 |  | 0.3634
0.30533 |  | 0.36335
0.3053 |  | 0.36333
0.30529 |  | 0.3633
0.30526 |  | 0.36328
0.30525 |  | 0.36327
0.30522 |  | 0.36327
0.30522 |  | 0.36324
0.30522 |  | 0.36321
0.3052 |  | 0.36318
0.30519 |  | 0.36316
0.30516 |  | 0.36312
0.30514 |  | 0.3631
0.30513 |  | 0.36308
0.30512 |  | 0.36308
0.30509 |  | 0.36306
0.30508 |  | 0.36301
0.30505 |  | 0.36299
0.30505 |  | 0.36297
0.30503 |  | 0.36294
0.305 |  | 0.36292
0.30496 |  | 0.36289
0.30496 |  | 0.36286
0.30496 |  | 0.36284
0.30495 |  | 0.36281
0.30493 |  | 0.36278
0.30491 |  | 0.36275
0.30491 |  | 0.36274
0.30486 |  | 0.36271
0.30486 |  | 0.3627
0.30483 |  | 0.3627
0.30482 |  | 0.36266
0.3048 |  | 0.36265
0.30478 |  | 0.36263
0.30477 |  | 0.36262
0.30475 |  | 0.36258
0.30472 |  | 0.36256
0.30472 |  | 0.36254
0.30471 |  | 0.36253
0.30469 |  | 0.36252
0.30467 |  | 0.36249
0.30465 |  | 0.36246
0.30463 |  | 0.36244
0.3046 |  | 0.36244
0.3046 |  | 0.36241
0.30458 |  | 0.36239
0.30457 |  | 0.36238
0.30454 |  | 0.36236
0.30452 |  | 0.36234
0.30449 |  | 0.36229
0.30446 |  | 0.36228
0.30445 |  | 0.36228
0.30445 |  | 0.36225
0.30444 |  | 0.36224
0.30443 |  | 0.36223
0.30439 |  | 0.36221
0.30438 |  | 0.36218
0.30437 |  | 0.36216
0.30436 |  | 0.36211
0.30435 |  | 0.36209
0.30431 |  | 0.36206
0.30429 |  | 0.36205
0.30428 |  | 0.36203
0.30425 |  | 0.36202
0.30424 |  | 0.36199
0.30424 |  | 0.36198
0.30419 |  | 0.36197
0.30418 |  | 0.36194
0.30415 |  | 0.36194
0.30414 |  | 0.3619
0.30414 |  | 0.36187
0.30411 |  | 0.36185
0.30411 |  | 0.36185
0.30409 |  | 0.36183
0.30407 |  | 0.36179
0.30407 |  | 0.36178
0.30404 |  | 0.36178
0.30402 |  | 0.36175
0.304 |  | 0.36173
0.30397 |  | 0.36172
0.30394 |  | 0.36168
0.30392 |  | 0.36164
0.3039 |  | 0.36164
0.30389 |  | 0.36162
0.30385 |  | 0.3616
0.30385 |  | 0.36157
0.30384 |  | 0.36157
0.30383 |  | 0.36155
0.3038 |  | 0.36152
0.30378 |  | 0.36151
0.30378 |  | 0.36148
0.30375 |  | 0.36147
0.30374 |  | 0.36145
0.30371 |  | 0.36144
0.30369 |  | 0.3614
0.30369 |  | 0.36137
0.30368 |  | 0.36134
0.30364 |  | 0.36131
0.30364 |  | 0.3613
0.30363 |  | 0.36129
0.3036 |  | 0.36129
0.30357 |  | 0.36124
0.30356 |  | 0.36121
0.30354 |  | 0.3612
0.30351 |  | 0.3612
0.30351 |  | 0.3612
0.30348 |  | 0.3612
0.30342 |  | 0.36119
0.30342 |  | 0.36115
0.3034 |  | 0.36111
0.30339 |  | 0.36111
0.30337 |  | 0.36108
0.30337 |  | 0.36106
0.30335 |  | 0.36102
0.30332 |  | 0.36101
0.30331 |  | 0.36099
0.30329 |  | 0.36098
0.30327 |  | 0.36094
0.30326 |  | 0.36091
0.30326 |  | 0.3609
0.30323 |  | 0.36088
0.30323 |  | 0.36088
0.30321 |  | 0.36085
0.30318 |  | 0.36084
0.30316 |  | 0.3608
0.30315 |  | 0.36078
0.30315 |  | 0.36076
0.30314 |  | 0.36076
0.30313 |  | 0.36075
0.30312 |  | 0.36073
0.3031 |  | 0.36069
0.30309 |  | 0.36069
0.30309 |  | 0.36068
0.30307 |  | 0.36067
0.30305 |  | 0.36064
0.30303 |  | 0.36063
0.303 |  | 0.3606
0.30299 |  | 0.36055
0.30298 |  | 0.36054
0.30295 |  | 0.36052
0.30294 |  | 0.36052
0.3029 |  | 0.3605
0.3029 |  | 0.36048
0.30287 |  | 0.36047
0.30285 |  | 0.36046
0.30285 |  | 0.36041
0.30281 |  | 0.36036
0.30281 |  | 0.36036
0.30281 |  | 0.36034
0.30279 |  | 0.36033
0.30279 |  | 0.36033
0.30278 |  | 0.36029
0.30275 |  | 0.36027
0.30275 |  | 0.36025
0.30273 |  | 0.36023
0.30271 |  | 0.36022
0.3027 |  | 0.3602
0.30266 |  | 0.36017
0.30264 |  | 0.36016
0.30262 |  | 0.36013
0.3026 |  | 0.36012
0.30257 |  | 0.36012
0.30257 |  | 0.36009
0.30256 |  | 0.36009
0.30253 |  | 0.36006
0.30252 |  | 0.36002
0.30248 |  | 0.36001
0.30248 |  | 0.35999
0.30247 |  | 0.35996
0.30245 |  | 0.35995
0.30244 |  | 0.35994
0.30244 |  | 0.3599
0.30242 |  | 0.35989
0.30238 |  | 0.35985
0.30238 |  | 0.35982
0.30235 |  | 0.3598
0.30234 |  | 0.35979
0.30234 |  | 0.35978
0.30232 |  | 0.35975
0.30232 |  | 0.35972
0.30228 |  | 0.35972
0.30228 |  | 0.35971
0.30225 |  | 0.3597
0.30222 |  | 0.35967
0.3022 |  | 0.35967
0.3022 |  | 0.35966
0.30218 |  | 0.35964
0.30216 |  | 0.3596
0.30216 |  | 0.3596
0.30213 |  | 0.35954
0.30213 |  | 0.35953
0.30211 |  | 0.35953
0.3021 |  | 0.35949
0.30207 |  | 0.35947
0.30207 |  | 0.35946
0.30207 |  | 0.35944
0.30206 |  | 0.35941
0.30202 |  | 0.35941
0.30202 |  | 0.35939
0.30201 |  | 0.35938
0.30199 |  | 0.35936
0.30198 |  | 0.35933
0.30198 |  | 0.35932
0.30197 |  | 0.35932
0.30196 |  | 0.3593
0.30196 |  | 0.35928
0.30193 |  | 0.35926
0.30192 |  | 0.35926
0.30192 |  | 0.35926
0.30188 |  | 0.35923
0.30188 |  | 0.35917
0.30185 |  | 0.35917
0.30184 |  | 0.35915
0.3018 |  | 0.35909
0.30178 |  | 0.35908
0.30177 |  | 0.35905
0.30175 |  | 0.35904
0.30174 |  | 0.35903
0.30172 |  | 0.359
0.30169 |  | 0.359
0.30168 |  | 0.35899
0.30168 |  | 0.35898
0.30168 |  | 0.35893
0.30166 |  | 0.35891
0.30164 |  | 0.35888
0.30163 |  | 0.35887
0.3016 |  | 0.35885
0.30159 |  | 0.35881
0.30159 |  | 0.3588
0.30157 |  | 0.3588
0.30156 |  | 0.35875
0.30152 |  | 0.35875
0.30149 |  | 0.35872
0.30149 |  | 0.3587
0.30148 |  | 0.35867
0.30146 |  | 0.35866
0.30142 |  | 0.35865
0.3014 |  | 0.3586
0.30137 |  | 0.3586
0.30135 |  | 0.35858
0.30133 |  | 0.35855
0.30133 |  | 0.35851
0.3013 |  | 0.3585
0.30129 |  | 0.35847
0.30127 |  | 0.35844
0.30123 |  | 0.35841
0.30122 |  | 0.3584
0.30119 |  | 0.35838
0.30118 |  | 0.35835
0.30118 |  | 0.35832
0.30117 |  | 0.35832
0.30113 |  | 0.35827
0.30112 |  | 0.35826
0.30111 |  | 0.35823
0.3011 |  | 0.35822
0.3011 |  | 0.35818
0.30107 |  | 0.35817
0.30104 |  | 0.35815
0.30102 |  | 0.35813
0.30101 |  | 0.35812
0.301 |  | 0.35811
0.30097 |  | 0.35808
0.30095 |  | 0.35808
0.30093 |  | 0.35805
0.30092 |  | 0.35802
0.30091 |  | 0.35802
0.30089 |  | 0.35798
0.30089 |  | 0.35797
0.30088 |  | 0.35794
0.30088 |  | 0.35793
0.30086 |  | 0.35791
0.30084 |  | 0.35791
0.30082 |  | 0.35786
0.30081 |  | 0.35786
0.30077 |  | 0.35783
0.30076 |  | 0.35781
0.30074 |  | 0.35776
0.30073 |  | 0.35775
0.3007 |  | 0.35774
0.30067 |  | 0.35771
0.30066 |  | 0.3577
0.30064 |  | 0.35767
0.30063 |  | 0.35766
0.30063 |  | 0.35765
0.30062 |  | 0.35763
0.30061 |  | 0.3576
0.30059 |  | 0.35755
0.30056 |  | 0.35754
0.30056 |  | 0.35752
0.30055 |  | 0.35751
0.30055 |  | 0.35746
0.30055 |  | 0.35744
0.30053 |  | 0.35743
0.30051 |  | 0.35742
0.30051 |  | 0.35741
0.30048 |  | 0.35738
0.30048 |  | 0.35736
0.30045 |  | 0.3573
0.30045 |  | 0.3573
0.30041 |  | 0.35729
0.30039 |  | 0.35727
0.30036 |  | 0.35724
0.30035 |  | 0.35723
0.30035 |  | 0.35721
0.30034 |  | 0.35718
0.30033 |  | 0.35718
0.3003 |  | 0.35714
0.3003 |  | 0.35712
0.30029 |  | 0.3571
0.30026 |  | 0.35709
0.30024 |  | 0.35706
0.30022 |  | 0.35704
0.30021 |  | 0.357
0.30018 |  | 0.35698
0.30015 |  | 0.35695
0.30012 |  | 0.35694
0.30009 |  | 0.35692
0.30007 |  | 0.35689
0.30006 |  | 0.35686
0.30003 |  | 0.35684
0.30001 |  | 0.35683
0.29999 |  | 0.35683
0.29997 |  | 0.35681
0.29996 |  | 0.3568
0.29994 |  | 0.35678
0.29993 |  | 0.35676
0.29991 |  | 0.35673
0.29989 |  | 0.35671
0.29988 |  | 0.35671
0.29987 |  | 0.3567
0.29983 |  | 0.3567
0.29983 |  | 0.35667
0.2998 |  | 0.35664
0.2998 |  | 0.35663
0.29978 |  | 0.35662
0.29976 |  | 0.3566
0.29973 |  | 0.35658
0.29972 |  | 0.35657
0.29972 |  | 0.35654
0.29968 |  | 0.35652
0.29965 |  | 0.3565
0.29965 |  | 0.35649
0.29964 |  | 0.35648
0.2996 |  | 0.35647
0.29959 |  | 0.35647
0.29957 |  | 0.35643
0.29956 |  | 0.35641
0.29955 |  | 0.35641
0.29955 |  | 0.35639
0.29952 |  | 0.35636
0.29952 |  | 0.35636
0.29948 |  | 0.35635
0.29946 |  | 0.35631
0.29945 |  | 0.35631
0.29945 |  | 0.35628
0.29942 |  | 0.35625
0.29941 |  | 0.35621
0.2994 |  | 0.35619
0.29938 |  | 0.35616
0.29933 |  | 0.35616
0.29932 |  | 0.35614
0.29931 |  | 0.35612
0.29927 |  | 0.3561
0.29926 |  | 0.35609
0.29924 |  | 0.35606
0.29923 |  | 0.35604
0.29918 |  | 0.35601
0.29917 |  | 0.356
0.29914 |  | 0.35595
0.29914 |  | 0.35595
0.29913 |  | 0.35594
0.29913 |  | 0.35594
0.29912 |  | 0.35593
0.29909 |  | 0.35588
0.29908 |  | 0.35587
0.29904 |  | 0.35587
0.29901 |  | 0.35583
0.29899 |  | 0.35581
0.29898 |  | 0.35581
0.29894 |  | 0.35576
0.29893 |  | 0.35575
0.29892 |  | 0.35572
0.29889 |  | 0.35566
0.29887 |  | 0.35565
0.29884 |  | 0.35565
0.29883 |  | 0.35564
0.2988 |  | 0.3556
0.29878 |  | 0.35559
0.29875 |  | 0.35555
0.29874 |  | 0.35554
0.29871 |  | 0.35554
0.29871 |  | 0.35554
0.29871 |  | 0.3555
0.29867 |  | 0.3555
0.29866 |  | 0.35549
0.29866 |  | 0.35545
0.29863 |  | 0.35544
0.29862 |  | 0.35542
0.29862 |  | 0.3554
0.2986 |  | 0.35539
0.29859 |  | 0.35537
0.29857 |  | 0.35536
0.29856 |  | 0.35533
0.29854 |  | 0.35532
0.29853 |  | 0.35531
0.29852 |  | 0.35528
0.2985 |  | 0.35527
0.29849 |  | 0.35527
0.29845 |  | 0.35525
0.29844 |  | 0.35523
0.2984 |  | 0.35518
0.2984 |  | 0.35515
0.2984 |  | 0.35515
0.29836 |  | 0.35515
0.29833 |  | 0.35512
0.29832 |  | 0.35512
0.29827 |  | 0.35508
0.29826 |  | 0.35508
0.29823 |  | 0.35507
0.29821 |  | 0.35506
0.29818 |  | 0.35504
0.29815 |  | 0.35501
0.29813 |  | 0.355
0.29811 |  | 0.35498
0.29811 |  | 0.35495
0.29809 |  | 0.35495
0.29806 |  | 0.35492
0.29803 |  | 0.35487
0.29801 |  | 0.35485
0.29799 |  | 0.35483
0.29797 |  | 0.35481
0.29796 |  | 0.3548
0.29793 |  | 0.35479
0.29791 |  | 0.35476
0.29791 |  | 0.35475
0.2979 |  | 0.35473
0.2979 |  | 0.35468
0.29789 |  | 0.35466
0.29786 |  | 0.35464
0.29786 |  | 0.35463
0.29784 |  | 0.35463
0.29782 |  | 0.35462
0.29781 |  | 0.3546
0.29781 |  | 0.35457
0.29777 |  | 0.35454
0.29776 |  | 0.35453
0.29774 |  | 0.3545
0.29774 |  | 0.35448
0.29771 |  | 0.35448
0.2977 |  | 0.35447
0.29769 |  | 0.35445
0.29767 |  | 0.35442
0.29765 |  | 0.35442
0.29763 |  | 0.35441
0.29762 |  | 0.35435
0.29762 |  | 0.35433
0.2976 |  | 0.35432
0.2976 |  | 0.35429
0.29759 |  | 0.35429
0.29758 |  | 0.35423
0.29753 |  | 0.35422
0.29752 |  | 0.3542
0.29752 |  | 0.35419
0.29752 |  | 0.35416
0.29749 |  | 0.35415
0.29744 |  | 0.35414
0.29743 |  | 0.35413
0.29743 |  | 0.35411
0.29737 |  | 0.35409
0.29736 |  | 0.35408
0.29736 |  | 0.35406
0.29734 |  | 0.35404
0.29731 |  | 0.35402
0.29729 |  | 0.354
0.29726 |  | 0.35397
0.29724 |  | 0.35396
0.29723 |  | 0.35393
0.29722 |  | 0.35393
0.29721 |  | 0.35391
0.29721 |  | 0.35389
0.29718 |  | 0.35388
0.29715 |  | 0.35385
0.29715 |  | 0.35385
0.29714 |  | 0.35385
0.29714 |  | 0.35383
0.29714 |  | 0.35382
0.29713 |  | 0.35379
0.29712 |  | 0.35378
0.29708 |  | 0.35376
0.29707 |  | 0.35372
0.29705 |  | 0.35372
0.29703 |  | 0.35371
0.297 |  | 0.35368
0.29698 |  | 0.35368
0.29697 |  | 0.35365
0.29692 |  | 0.35363
0.2969 |  | 0.35361
0.2969 |  | 0.3536
0.29689 |  | 0.3536
0.29685 |  | 0.35358
0.29684 |  | 0.35352
0.29684 |  | 0.3535
0.29681 |  | 0.35348
0.2968 |  | 0.35347
0.29676 |  | 0.35342
0.29676 |  | 0.35339
0.29675 |  | 0.35338
0.29673 |  | 0.35338
0.29672 |  | 0.35337
0.29672 |  | 0.35336
0.2967 |  | 0.35333
0.29667 |  | 0.35329
0.29666 |  | 0.35328
0.29665 |  | 0.35328
0.29664 |  | 0.35327
0.2966 |  | 0.35321
0.29659 |  | 0.35321
0.29658 |  | 0.3532
0.29657 |  | 0.35316
0.29655 |  | 0.35315
0.29653 |  | 0.35315
0.2965 |  | 0.35311
0.2965 |  | 0.35309
0.29647 |  | 0.35307
0.29646 |  | 0.35306
0.29645 |  | 0.35304
0.29643 |  | 0.35302
0.29641 |  | 0.353
0.29639 |  | 0.35299
0.29639 |  | 0.35299
0.29636 |  | 0.35298
0.29635 |  | 0.35291
0.29634 |  | 0.35289
0.2963 |  | 0.35286
0.29629 |  | 0.35282
0.29629 |  | 0.35281
0.29626 |  | 0.3528
0.29626 |  | 0.35277
0.29626 |  | 0.35273
0.29621 |  | 0.35271
0.2962 |  | 0.35268
0.29619 |  | 0.35266
0.29618 |  | 0.35265
0.29616 |  | 0.35262
0.29614 |  | 0.3526
0.29612 |  | 0.3526
0.29611 |  | 0.35258
0.29609 |  | 0.35254
0.29609 |  | 0.35253
0.29607 |  | 0.35249
0.29606 |  | 0.35248
0.29603 |  | 0.35247
0.296 |  | 0.35246
0.29599 |  | 0.35245
0.29598 |  | 0.35241
0.29595 |  | 0.35239
0.29594 |  | 0.35239
0.29594 |  | 0.35235
0.29593 |  | 0.3523
0.29588 |  | 0.35229
0.29585 |  | 0.35228
0.29584 |  | 0.35227
0.29582 |  | 0.35224
0.29582 |  | 0.35222
0.2958 |  | 0.35222
0.2958 |  | 0.35219
0.29576 |  | 0.35217
0.29576 |  | 0.35217
0.29573 |  | 0.35216
0.29572 |  | 0.35211
0.29572 |  | 0.3521
0.29571 |  | 0.35207
0.2957 |  | 0.35206
0.29568 |  | 0.35205
0.29566 |  | 0.35202
0.29563 |  | 0.352
0.29562 |  | 0.35199
0.29557 |  | 0.35198
0.29556 |  | 0.35195
0.29553 |  | 0.35195
0.29552 |  | 0.35193
0.29551 |  | 0.35189
0.29551 |  | 0.35187
0.29548 |  | 0.35184
0.29546 |  | 0.35184
0.29544 |  | 0.35183
0.29544 |  | 0.35182
0.29542 |  | 0.35179
0.2954 |  | 0.35177
0.29535 |  | 0.35175
0.29532 |  | 0.35175
0.29532 |  | 0.35175
0.29531 |  | 0.3517
0.29529 |  | 0.35169
0.29525 |  | 0.35164
0.29522 |  | 0.35164
0.29521 |  | 0.35161
0.29518 |  | 0.35161
0.29518 |  | 0.3516
0.29513 |  | 0.35158
0.29513 |  | 0.35157
0.29512 |  | 0.35154
0.2951 |  | 0.35154
0.29509 |  | 0.35153
0.29507 |  | 0.35151
0.29506 |  | 0.35149
0.29505 |  | 0.35148
0.29505 |  | 0.35144
0.29503 |  | 0.35141
0.29501 |  | 0.35141
0.29498 |  | 0.3514
0.29497 |  | 0.35136
0.29496 |  | 0.35136
0.29495 |  | 0.35136
0.29493 |  | 0.35135
0.29492 |  | 0.35132
0.2949 |  | 0.3513
0.2949 |  | 0.35129
0.29488 |  | 0.35128
0.29486 |  | 0.35127
0.29485 |  | 0.35127
0.29485 |  | 0.35125
0.29482 |  | 0.35123
0.29481 |  | 0.3512
0.29479 |  | 0.35119
0.29477 |  | 0.35119
0.29474 |  | 0.35118
0.29473 |  | 0.35113
0.29472 |  | 0.35112
0.2947 |  | 0.35109
0.29467 |  | 0.35107
0.29465 |  | 0.35106
0.29464 |  | 0.35105
0.29464 |  | 0.351
0.29461 |  | 0.35097
0.29461 |  | 0.35094
0.2946 |  | 0.35094
0.29458 |  | 0.35091
0.29457 |  | 0.3509
0.29454 |  | 0.35089
0.29454 |  | 0.35088
0.29454 |  | 0.35085
0.29449 |  | 0.35083
0.29448 |  | 0.35079
0.29446 |  | 0.35078
0.29444 |  | 0.35075
0.29444 |  | 0.35071
0.29441 |  | 0.35071
0.29441 |  | 0.3507
0.29438 |  | 0.35068
0.29436 |  | 0.35066
0.29436 |  | 0.35064
0.29433 |  | 0.35063
0.29433 |  | 0.35062
0.29433 |  | 0.35062
0.29428 |  | 0.35058
0.29428 |  | 0.35058
0.29427 |  | 0.35058
0.29424 |  | 0.35054
0.2942 |  | 0.35053
0.2942 |  | 0.35048
0.29418 |  | 0.35048
0.29416 |  | 0.35046
0.29415 |  | 0.35046
0.29414 |  | 0.35042
0.29413 |  | 0.35041
0.29412 |  | 0.35038
0.2941 |  | 0.35038
0.29406 |  | 0.35035
0.29405 |  | 0.35034
0.29405 |  | 0.35031
0.29403 |  | 0.35029
0.29402 |  | 0.35026
0.29399 |  | 0.35024
0.29399 |  | 0.35021
0.29398 |  | 0.3502
0.29397 |  | 0.35018
0.29391 |  | 0.35017
0.29391 |  | 0.35016
0.2939 |  | 0.35013
0.29388 |  | 0.35012
0.29386 |  | 0.3501
0.29386 |  | 0.35007
0.29384 |  | 0.35005
0.29382 |  | 0.35003
0.29381 |  | 0.35002
0.29381 |  | 0.34999
0.29379 |  | 0.34995
0.29377 |  | 0.34992
0.29377 |  | 0.3499
0.29375 |  | 0.34989
0.29374 |  | 0.34989
0.29371 |  | 0.34989
0.2937 |  | 0.34986
0.29369 |  | 0.34983
0.29365 |  | 0.34983
0.29364 |  | 0.34982
0.29364 |  | 0.34978
0.29362 |  | 0.34977
0.29362 |  | 0.34977
0.29361 |  | 0.34974
0.29358 |  | 0.34971
0.29357 |  | 0.3497
0.29356 |  | 0.34968
0.29353 |  | 0.34967
0.29353 |  | 0.34964
0.29352 |  | 0.34964
0.29352 |  | 0.34962
0.29349 |  | 0.34961
0.29346 |  | 0.34958
0.29345 |  | 0.34957
0.29344 |  | 0.34955
0.29341 |  | 0.34955
0.29339 |  | 0.34951
0.29337 |  | 0.34949
0.29336 |  | 0.34949
0.29333 |  | 0.34948
0.29331 |  | 0.34947
0.29331 |  | 0.34945
0.29329 |  | 0.34942
0.29328 |  | 0.34941
0.29326 |  | 0.34936
0.29323 |  | 0.34935
0.29321 |  | 0.34933
0.29321 |  | 0.34933
0.29321 |  | 0.3493
0.29319 |  | 0.34925
0.29314 |  | 0.34924
0.29312 |  | 0.34923
0.29311 |  | 0.34923
0.2931 |  | 0.34918
0.29309 |  | 0.34917
0.29307 |  | 0.34915
0.29306 |  | 0.34912
0.29305 |  | 0.34912
0.29301 |  | 0.34911
0.29301 |  | 0.3491
0.29299 |  | 0.34906
0.29296 |  | 0.34904
0.29295 |  | 0.34903
0.29294 |  | 0.34902
0.29293 |  | 0.349
0.29289 |  | 0.34896
0.29289 |  | 0.34893
0.29288 |  | 0.34892
0.29287 |  | 0.34891
0.29283 |  | 0.34891
0.29283 |  | 0.34887
0.29283 |  | 0.34885
0.29279 |  | 0.34885
0.29278 |  | 0.34884
0.29278 |  | 0.34881
0.29278 |  | 0.34879
0.29277 |  | 0.34875
0.29275 |  | 0.34873
0.29274 |  | 0.34872
0.29272 |  | 0.3487
0.29272 |  | 0.34869
0.29271 |  | 0.34864
0.29268 |  | 0.34863
0.29265 |  | 0.34862
0.29265 |  | 0.34862
0.29262 |  | 0.34857
0.29261 |  | 0.34855
0.2926 |  | 0.34855
0.2926 |  | 0.34852
0.29256 |  | 0.34851
0.29255 |  | 0.34851
0.29253 |  | 0.34846
0.29249 |  | 0.34845
0.29247 |  | 0.34845
0.29246 |  | 0.34845
0.29246 |  | 0.34844
0.29244 |  | 0.3484
0.29243 |  | 0.34837
0.29242 |  | 0.34835
0.29241 |  | 0.34834
0.29237 |  | 0.34834
0.29234 |  | 0.34832
0.29234 |  | 0.34828
0.29233 |  | 0.34827
0.29232 |  | 0.34824
0.29231 |  | 0.34822
0.2923 |  | 0.34822
0.29226 |  | 0.3482
0.29224 |  | 0.34818
0.29224 |  | 0.34815
0.2922 |  | 0.34814
0.29219 |  | 0.34814
0.29218 |  | 0.34813
0.29217 |  | 0.3481
0.29217 |  | 0.34805
0.29214 |  | 0.34803
0.29211 |  | 0.34802
0.2921 |  | 0.34801
0.29209 |  | 0.34797
0.29206 |  | 0.34795
0.29205 |  | 0.34793
0.29203 |  | 0.34792
0.29202 |  | 0.3479
0.29199 |  | 0.34786
0.29198 |  | 0.34786
0.29195 |  | 0.34782
0.29194 |  | 0.3478
0.29193 |  | 0.34779
0.29192 |  | 0.34777
0.29189 |  | 0.34774
0.29187 |  | 0.34773
0.29187 |  | 0.34771
0.29186 |  | 0.34769
0.29184 |  | 0.34766
0.29181 |  | 0.34766
0.2918 |  | 0.34764
0.2918 |  | 0.34763
0.29177 |  | 0.34762
0.29175 |  | 0.3476
0.29174 |  | 0.34759
0.2917 |  | 0.34757
0.29168 |  | 0.34755
0.29167 |  | 0.34753
0.29164 |  | 0.34751
0.29163 |  | 0.3475
0.29162 |  | 0.3475
0.29161 |  | 0.34746
0.2916 |  | 0.34742
0.29158 |  | 0.34741
0.29156 |  | 0.34735
0.29155 |  | 0.34733
0.29153 |  | 0.34733
0.29153 |  | 0.34732
0.29153 |  | 0.34729
0.29149 |  | 0.34729
0.29149 |  | 0.34729
0.29149 |  | 0.34725
0.29149 |  | 0.34722
0.29147 |  | 0.34721
0.29144 |  | 0.3472
0.29143 |  | 0.34717
0.29142 |  | 0.34714
0.29141 |  | 0.34714
0.29141 |  | 0.3471
0.29138 |  | 0.34709
0.29136 |  | 0.34707
0.29136 |  | 0.34705
0.29134 |  | 0.34704
0.29132 |  | 0.347
0.29129 |  | 0.347
0.29128 |  | 0.34699
0.29128 |  | 0.34699
0.29126 |  | 0.34694
0.29124 |  | 0.34694
0.29121 |  | 0.34693
0.29121 |  | 0.34691
0.29119 |  | 0.34688
0.29118 |  | 0.34685
0.29117 |  | 0.34684
0.29115 |  | 0.34681
0.29112 |  | 0.34679
0.2911 |  | 0.34675
0.2911 |  | 0.34673
0.29107 |  | 0.34672
0.29106 |  | 0.34671
0.29104 |  | 0.34667
0.29102 |  | 0.34666
0.29102 |  | 0.34665
0.29099 |  | 0.34664
0.29098 |  | 0.34663
0.29097 |  | 0.34658
0.29092 |  | 0.34657
0.2909 |  | 0.34654
0.29088 |  | 0.34653
0.29085 |  | 0.34652
0.29084 |  | 0.34647
0.29083 |  | 0.34646
0.2908 |  | 0.34643
0.29079 |  | 0.34641
0.29078 |  | 0.34639
0.29078 |  | 0.34636
0.29076 |  | 0.34635
0.29074 |  | 0.34635
0.29071 |  | 0.34633
0.29071 |  | 0.3463
0.29068 |  | 0.34628
0.29068 |  | 0.34624
0.29067 |  | 0.34621
0.29066 |  | 0.3462
0.29063 |  | 0.3462
0.29062 |  | 0.34619
0.29062 |  | 0.34616
0.29057 |  | 0.34613
0.29056 |  | 0.3461
0.29055 |  | 0.3461
0.29053 |  | 0.34608
0.29049 |  | 0.34608
0.29048 |  | 0.34607
0.29048 |  | 0.34603
0.29046 |  | 0.34602
0.29045 |  | 0.34601
0.29043 |  | 0.34599
0.29042 |  | 0.34599
0.29039 |  | 0.34599
0.29037 |  | 0.34597
0.29035 |  | 0.34593
0.29033 |  | 0.34591
0.2903 |  | 0.34589
0.2903 |  | 0.34586
0.29028 |  | 0.34586
0.29026 |  | 0.34585
0.29024 |  | 0.34581
0.29023 |  | 0.3458
0.29023 |  | 0.34578
0.29023 |  | 0.34577
0.29021 |  | 0.34577
0.2902 |  | 0.34576
0.29018 |  | 0.34573
0.29015 |  | 0.3457
0.29014 |  | 0.3457
0.29012 |  | 0.3457
0.29011 |  | 0.34568
0.29008 |  | 0.34568
0.29007 |  | 0.34562
0.29006 |  | 0.34562
0.29003 |  | 0.3456
0.29001 |  | 0.34556
0.29001 |  | 0.34555
0.29 |  | 0.34553
0.28999 |  | 0.34553
0.28995 |  | 0.34549
0.28995 |  | 0.34544
0.28992 |  | 0.34542
0.2899 |  | 0.34541
0.28989 |  | 0.34539
0.28986 |  | 0.34537
0.28984 |  | 0.34536
0.28981 |  | 0.34535
0.2898 |  | 0.34532
0.28978 |  | 0.34531
0.28977 |  | 0.34528
0.28976 |  | 0.34526
0.28974 |  | 0.34523
0.28972 |  | 0.34523
0.28969 |  | 0.3452
0.28968 |  | 0.34518
0.28967 |  | 0.34518
0.28965 |  | 0.34516
0.28961 |  | 0.34514
0.2896 |  | 0.34513
0.28959 |  | 0.34511
0.28958 |  | 0.3451
0.28956 |  | 0.34508
0.28955 |  | 0.34507
0.28953 |  | 0.34505
0.28951 |  | 0.34504
0.28948 |  | 0.34498
0.28947 |  | 0.34497
0.28947 |  | 0.34496
0.28946 |  | 0.34495
0.28945 |  | 0.34492
0.28942 |  | 0.34491
0.28941 |  | 0.34487
0.28938 |  | 0.34486
0.28936 |  | 0.34484
0.28936 |  | 0.34484
0.28934 |  | 0.34481
0.28933 |  | 0.3448
0.28931 |  | 0.34479
0.2893 |  | 0.34475
0.28929 |  | 0.34471
0.28928 |  | 0.3447
0.28923 |  | 0.34468
0.28923 |  | 0.34467
0.2892 |  | 0.34466
0.28919 |  | 0.34463
0.28918 |  | 0.34462
0.28917 |  | 0.34461
0.28915 |  | 0.34456
0.28914 |  | 0.34455
0.28913 |  | 0.3445
0.2891 |  | 0.34449
0.28908 |  | 0.34448
0.28906 |  | 0.34445
0.28903 |  | 0.34444
0.28901 |  | 0.34444
0.289 |  | 0.34441
0.28899 |  | 0.34439
0.28896 |  | 0.34438
0.28893 |  | 0.34437
0.2889 |  | 0.34437
0.28888 |  | 0.34435
0.28888 |  | 0.34433
0.28887 |  | 0.34432
0.28885 |  | 0.3443
0.28881 |  | 0.34429
0.28881 |  | 0.34426
0.28879 |  | 0.34426
0.28878 |  | 0.34425
0.28876 |  | 0.34421
0.28875 |  | 0.34419
0.28874 |  | 0.34417
0.28872 |  | 0.34413
0.28871 |  | 0.34411
0.28871 |  | 0.3441
0.28869 |  | 0.34405
0.28868 |  | 0.34404
0.28866 |  | 0.34403
0.28863 |  | 0.34402
0.28862 |  | 0.344
0.28862 |  | 0.34397
0.28859 |  | 0.34397
0.28856 |  | 0.34395
0.28856 |  | 0.34392
0.28856 |  | 0.34392
0.28855 |  | 0.3439
0.28853 |  | 0.34387
0.28851 |  | 0.34387
0.28851 |  | 0.34386
0.28848 |  | 0.34382
0.28848 |  | 0.3438
0.28846 |  | 0.3438
0.28845 |  | 0.3438
0.28842 |  | 0.34379
0.28842 |  | 0.34377
0.28842 |  | 0.34374
0.28838 |  | 0.3437
0.28838 |  | 0.3437
0.28837 |  | 0.34367
0.28834 |  | 0.34367
0.28833 |  | 0.34363
0.28831 |  | 0.34363
0.28831 |  | 0.3436
0.28829 |  | 0.34358
0.28825 |  | 0.34357
0.28824 |  | 0.34354
0.28824 |  | 0.34354
0.28822 |  | 0.34349
0.28822 |  | 0.34347
0.28819 |  | 0.34347
0.28817 |  | 0.34343
0.28817 |  | 0.34342
0.28817 |  | 0.34339
0.28814 |  | 0.34338
0.28813 |  | 0.34337
0.28812 |  | 0.34334
0.2881 |  | 0.34334
0.28809 |  | 0.34333
0.28808 |  | 0.34328
0.28805 |  | 0.34328
0.28805 |  | 0.34328
0.28805 |  | 0.34323
0.288 |  | 0.34322
0.28799 |  | 0.34318
0.28796 |  | 0.34316
0.28796 |  | 0.34314
0.28796 |  | 0.34314
0.28796 |  | 0.34311
0.28795 |  | 0.3431
0.28791 |  | 0.3431
0.2879 |  | 0.3431
0.28789 |  | 0.34305
0.28786 |  | 0.34304
0.28786 |  | 0.34303
0.28784 |  | 0.34301
0.28784 |  | 0.34301
0.28782 |  | 0.343
0.2878 |  | 0.34298
0.28776 |  | 0.34295
0.28775 |  | 0.34295
0.28772 |  | 0.34294
0.2877 |  | 0.34293
0.28768 |  | 0.34293
0.28767 |  | 0.34289
0.28767 |  | 0.34289
0.28765 |  | 0.34287
0.28763 |  | 0.34286
0.28763 |  | 0.34282
0.28761 |  | 0.34281
0.28759 |  | 0.34279
0.28759 |  | 0.34278
0.28757 |  | 0.34277
0.28757 |  | 0.34277
0.28755 |  | 0.34274
0.28754 |  | 0.34271
0.28752 |  | 0.34268
0.2875 |  | 0.34268
0.2875 |  | 0.34267
0.28749 |  | 0.34266
0.28746 |  | 0.34263
0.28746 |  | 0.34262
0.28744 |  | 0.3426
0.28743 |  | 0.34256
0.28743 |  | 0.34256
0.28741 |  | 0.34253
0.28741 |  | 0.3425
0.2874 |  | 0.34249
0.28738 |  | 0.34248
0.28736 |  | 0.34246
0.28736 |  | 0.34246
0.28733 |  | 0.34243
0.28732 |  | 0.34241
0.2873 |  | 0.34237
0.28729 |  | 0.34237
0.28728 |  | 0.34236
0.28725 |  | 0.34236
0.28725 |  | 0.34232
0.28722 |  | 0.34232
0.28722 |  | 0.34229
0.28722 |  | 0.34226
0.28718 |  | 0.34224
0.28716 |  | 0.3422
0.28716 |  | 0.34219
0.28716 |  | 0.34216
0.28713 |  | 0.34214
0.28711 |  | 0.34212
0.2871 |  | 0.34209
0.2871 |  | 0.34208
0.28706 |  | 0.34206
0.28703 |  | 0.34204
0.28702 |  | 0.34202
0.28699 |  | 0.34201
0.28697 |  | 0.34201
0.28696 |  | 0.34197
0.28695 |  | 0.34197
0.28693 |  | 0.34194
0.28693 |  | 0.34192
0.28691 |  | 0.34191
0.2869 |  | 0.34186
0.28688 |  | 0.34184
0.28688 |  | 0.34184
0.28687 |  | 0.34183
0.28682 |  | 0.34179
0.2868 |  | 0.34178
0.2868 |  | 0.34176
0.28676 |  | 0.34173
0.28676 |  | 0.34173
0.28676 |  | 0.34168
0.28674 |  | 0.34167
0.28672 |  | 0.34166
0.28672 |  | 0.34166
0.2867 |  | 0.34164
0.28668 |  | 0.34163
0.28666 |  | 0.34162
0.28665 |  | 0.34157
0.28665 |  | 0.34157
0.28662 |  | 0.34156
0.28661 |  | 0.34153
0.28661 |  | 0.34152
0.2866 |  | 0.3415
0.2866 |  | 0.34149
0.28658 |  | 0.34146
0.28657 |  | 0.34146
0.28655 |  | 0.34146
0.28653 |  | 0.34144
0.28651 |  | 0.34143
0.28648 |  | 0.34141
0.28646 |  | 0.34141
0.28645 |  | 0.34137
0.28644 |  | 0.34135
0.28642 |  | 0.34135
0.28641 |  | 0.34132
0.28639 |  | 0.34132
0.28636 |  | 0.34131
0.28636 |  | 0.34128
0.28636 |  | 0.34127
0.28635 |  | 0.34127
0.28634 |  | 0.34122
0.28634 |  | 0.34121
0.28633 |  | 0.34121
0.28631 |  | 0.34119
0.2863 |  | 0.34117
0.28629 |  | 0.34117
0.28628 |  | 0.34116
0.28624 |  | 0.34115
0.28623 |  | 0.34113
0.28621 |  | 0.3411
0.28618 |  | 0.34109
0.28617 |  | 0.34108
0.28615 |  | 0.34104
0.28613 |  | 0.34103
0.28613 |  | 0.34101
0.28609 |  | 0.34096
0.28608 |  | 0.34094
0.28606 |  | 0.3409
0.28603 |  | 0.34089
0.28602 |  | 0.34086
0.28599 |  | 0.34085
0.28598 |  | 0.34084
0.28596 |  | 0.34084
0.28595 |  | 0.34082
0.28593 |  | 0.34077
0.28591 |  | 0.34077
0.28591 |  | 0.34076
0.28588 |  | 0.34075
0.28587 |  | 0.34073
0.28585 |  | 0.34071
0.28585 |  | 0.3407
0.28583 |  | 0.3407
0.28582 |  | 0.34067
0.28579 |  | 0.34065
0.28578 |  | 0.34064
0.28576 |  | 0.34062
0.28576 |  | 0.34062
0.28574 |  | 0.3406
0.28573 |  | 0.34058
0.28573 |  | 0.34054
0.28571 |  | 0.34052
0.28568 |  | 0.34052
0.28567 |  | 0.34051
0.28565 |  | 0.3405
0.28564 |  | 0.34046
0.28562 |  | 0.34044
0.28562 |  | 0.3404
0.28561 |  | 0.3404
0.28559 |  | 0.34039
0.28557 |  | 0.34037
0.28555 |  | 0.34036
0.28555 |  | 0.34034
0.28551 |  | 0.34031
0.2855 |  | 0.34029
0.2855 |  | 0.34029
0.28548 |  | 0.34027
0.28547 |  | 0.34027
0.28545 |  | 0.34025
0.28545 |  | 0.34025
0.28545 |  | 0.34023
0.28543 |  | 0.34022
0.28543 |  | 0.34019
0.2854 |  | 0.34017
0.28539 |  | 0.34017
0.28539 |  | 0.34013
0.28537 |  | 0.34012
0.28535 |  | 0.34011
0.28534 |  | 0.34011
0.2853 |  | 0.34007
0.2853 |  | 0.34006
0.28529 |  | 0.34002
0.28526 |  | 0.34002
0.28524 |  | 0.34001
0.28523 |  | 0.33999
0.28522 |  | 0.33998
0.28521 |  | 0.33994
0.2852 |  | 0.33992
0.28516 |  | 0.33989
0.28516 |  | 0.33988
0.28514 |  | 0.33986
0.28513 |  | 0.33983
0.28512 |  | 0.33979
0.28512 |  | 0.33979
0.28509 |  | 0.33979
0.28508 |  | 0.33978
0.28505 |  | 0.33975
0.28503 |  | 0.33975
0.28503 |  | 0.33973
0.28503 |  | 0.33971
0.28502 |  | 0.33969
0.28499 |  | 0.33968
0.28497 |  | 0.33966
0.28497 |  | 0.33965
0.28497 |  | 0.33964
0.28494 |  | 0.33961
0.28493 |  | 0.33958
0.28489 |  | 0.33953
0.28489 |  | 0.33952
0.28488 |  | 0.33951
0.28486 |  | 0.33951
0.28486 |  | 0.33947
0.28481 |  | 0.33944
0.2848 |  | 0.33943
0.28479 |  | 0.33941
0.28478 |  | 0.33939
0.28476 |  | 0.33937
0.28476 |  | 0.33937
0.28473 |  | 0.33934
0.28472 |  | 0.33933
0.28471 |  | 0.33931
0.28469 |  | 0.33928
0.28468 |  | 0.33927
0.28466 |  | 0.33925
0.28466 |  | 0.33923
0.28463 |  | 0.33922
0.28463 |  | 0.33918
0.2846 |  | 0.33915
0.2846 |  | 0.33915
0.28457 |  | 0.33913
0.28455 |  | 0.33911
0.28455 |  | 0.3391
0.28454 |  | 0.33909
0.28451 |  | 0.33907
0.28449 |  | 0.33906
0.28448 |  | 0.33905
0.28447 |  | 0.33902
0.28445 |  | 0.33901
0.28444 |  | 0.33899
0.28441 |  | 0.33899
0.28439 |  | 0.33898
0.28438 |  | 0.33894
0.28438 |  | 0.33894
0.28437 |  | 0.33893
0.28436 |  | 0.33892
0.28434 |  | 0.33889
0.28433 |  | 0.33888
0.28431 |  | 0.33883
0.28429 |  | 0.33882
0.28426 |  | 0.33881
0.28425 |  | 0.33877
0.28424 |  | 0.33877
0.28424 |  | 0.33875
0.28419 |  | 0.33874
0.28419 |  | 0.33872
0.28418 |  | 0.33871
0.28418 |  | 0.33869
0.28415 |  | 0.33868
0.28414 |  | 0.33868
0.28413 |  | 0.33863
0.28411 |  | 0.33862
0.28411 |  | 0.33862
0.2841 |  | 0.33861
0.28408 |  | 0.33859
0.28405 |  | 0.33859
0.28404 |  | 0.33856
0.28403 |  | 0.33854
0.28401 |  | 0.33852
0.28399 |  | 0.33851
0.28399 |  | 0.3385
0.28397 |  | 0.33847
0.28395 |  | 0.33844
0.28394 |  | 0.33842
0.28394 |  | 0.33842
0.28392 |  | 0.33839
0.2839 |  | 0.33839
0.28389 |  | 0.33839
0.28388 |  | 0.33836
0.28387 |  | 0.33834
0.28384 |  | 0.33834
0.28382 |  | 0.33833
0.2838 |  | 0.33833
0.28379 |  | 0.33828
0.28378 |  | 0.33825
0.28377 |  | 0.33824
0.28377 |  | 0.33824
0.28376 |  | 0.33823
0.28374 |  | 0.33822
0.28374 |  | 0.33817
0.28374 |  | 0.33817
0.2837 |  | 0.33816
0.28369 |  | 0.33815
0.28368 |  | 0.33815
0.28368 |  | 0.33811
0.28362 |  | 0.3381
0.28361 |  | 0.3381
0.2836 |  | 0.33806
0.2836 |  | 0.33804
0.2836 |  | 0.33803
0.28358 |  | 0.33803
0.28358 |  | 0.338
0.28356 |  | 0.33798
0.28355 |  | 0.33797
0.28354 |  | 0.33795
0.28353 |  | 0.33792
0.28352 |  | 0.33791
0.28349 |  | 0.3379
0.28348 |  | 0.33789
0.28348 |  | 0.33789
0.28346 |  | 0.33786
0.28344 |  | 0.33784
0.28344 |  | 0.33781
0.28341 |  | 0.3378
0.28339 |  | 0.33779
0.28337 |  | 0.33777
0.28336 |  | 0.33775
0.28336 |  | 0.33774
0.28335 |  | 0.33773
0.28332 |  | 0.33772
0.28331 |  | 0.3377
0.28329 |  | 0.33769
0.28329 |  | 0.33767
0.28329 |  | 0.33766
0.28327 |  | 0.33765
0.28325 |  | 0.33758
0.28323 |  | 0.33756
0.28322 |  | 0.33751
0.2832 |  | 0.33749
0.28319 |  | 0.33747
0.28317 |  | 0.33747
0.28315 |  | 0.33744
0.28313 |  | 0.33743
0.28313 |  | 0.33741
0.28311 |  | 0.33739
0.2831 |  | 0.33737
0.2831 |  | 0.33737
0.28308 |  | 0.33736
0.28305 |  | 0.33736
0.28304 |  | 0.33734
0.28302 |  | 0.33733
0.28301 |  | 0.33731
0.28298 |  | 0.33731
0.28297 |  | 0.33728
0.28297 |  | 0.33725
0.28295 |  | 0.33725
0.28293 |  | 0.33723
0.28293 |  | 0.33718
0.28291 |  | 0.33718
0.28289 |  | 0.33716
0.28289 |  | 0.33714
0.28288 |  | 0.33713
0.28286 |  | 0.33711
0.28286 |  | 0.3371
0.28284 |  | 0.33708
0.28283 |  | 0.33707
0.28282 |  | 0.33707
0.2828 |  | 0.33703
0.2828 |  | 0.33702
0.28278 |  | 0.33697
0.28277 |  | 0.33695
0.28275 |  | 0.33694
0.28274 |  | 0.3369
0.28272 |  | 0.3369
0.28271 |  | 0.33686
0.28267 |  | 0.33685
0.28266 |  | 0.33683
0.28265 |  | 0.33679
0.28265 |  | 0.33679
0.28264 |  | 0.33676
0.28263 |  | 0.33675
0.28263 |  | 0.33672
0.28262 |  | 0.33672
0.28261 |  | 0.33668
0.28258 |  | 0.33666
0.28255 |  | 0.33663
0.28255 |  | 0.33663
0.28253 |  | 0.33659
0.28253 |  | 0.33659
0.28251 |  | 0.33657
0.28251 |  | 0.33657
0.28249 |  | 0.33655
0.28246 |  | 0.33655
0.28246 |  | 0.3365
0.28243 |  | 0.3365
0.28242 |  | 0.33649
0.28242 |  | 0.33649
0.2824 |  | 0.33648
0.28236 |  | 0.33644
0.28235 |  | 0.33643
0.28235 |  | 0.33643
0.28232 |  | 0.3364
0.28229 |  | 0.3364
0.28229 |  | 0.33638
0.28228 |  | 0.33638
0.28226 |  | 0.33636
0.28226 |  | 0.33633
0.28225 |  | 0.33631
0.28223 |  | 0.33631
0.28221 |  | 0.33631
0.28221 |  | 0.33629
0.28216 |  | 0.33627
0.28216 |  | 0.33625
0.28216 |  | 0.33618
0.28214 |  | 0.33618
0.28212 |  | 0.33615
0.2821 |  | 0.33612
0.28209 |  | 0.33611
0.28208 |  | 0.3361
0.28207 |  | 0.3361
0.28207 |  | 0.33609
0.28207 |  | 0.33605
0.28203 |  | 0.33602
0.28201 |  | 0.33602
0.282 |  | 0.33602
0.282 |  | 0.33601
0.282 |  | 0.33598
0.28198 |  | 0.33596
0.28196 |  | 0.33595
0.28192 |  | 0.33591
0.28191 |  | 0.3359
0.2819 |  | 0.33589
0.28188 |  | 0.33585
0.28187 |  | 0.33583
0.28184 |  | 0.33583
0.28184 |  | 0.33578
0.28182 |  | 0.33577
0.28181 |  | 0.33577
0.28178 |  | 0.33573
0.28178 |  | 0.33572
0.28177 |  | 0.33569
0.28177 |  | 0.33569
0.28175 |  | 0.33567
0.28173 |  | 0.33566
0.28171 |  | 0.33565
0.28171 |  | 0.33563
0.28171 |  | 0.33559
0.28169 |  | 0.33558
0.28166 |  | 0.33557
0.28165 |  | 0.33557
0.28164 |  | 0.33553
0.28164 |  | 0.33549
0.28163 |  | 0.33549
0.28162 |  | 0.33549
0.28161 |  | 0.33543
0.28159 |  | 0.33542
0.28157 |  | 0.33541
0.28155 |  | 0.3354
0.28154 |  | 0.33538
0.28154 |  | 0.33535
0.28153 |  | 0.33532
0.28151 |  | 0.33529
0.28148 |  | 0.33529
0.28146 |  | 0.33529
0.28144 |  | 0.33526
0.28144 |  | 0.33524
0.28144 |  | 0.33523
0.2814 |  | 0.33522
0.2814 |  | 0.33519
0.28138 |  | 0.33519
0.28138 |  | 0.33518
0.28136 |  | 0.33516
0.28136 |  | 0.33512
0.28135 |  | 0.33511
0.28134 |  | 0.33508
0.28131 |  | 0.33507
0.28131 |  | 0.33507
0.2813 |  | 0.33507
0.28128 |  | 0.33505
0.28128 |  | 0.33504
0.28126 |  | 0.33502
0.28125 |  | 0.33501
0.28123 |  | 0.33499
0.28122 |  | 0.33497
0.28121 |  | 0.33496
0.2812 |  | 0.33492
0.28116 |  | 0.33492
0.28116 |  | 0.33488
0.28116 |  | 0.33484
0.28115 |  | 0.33481
0.2811 |  | 0.33481
0.2811 |  | 0.33479
0.28109 |  | 0.33479
0.28108 |  | 0.33478
0.28107 |  | 0.33474
0.28106 |  | 0.33473
0.28105 |  | 0.33472
0.28103 |  | 0.3347
0.28103 |  | 0.33467
0.28101 |  | 0.33466
0.28098 |  | 0.33464
0.28097 |  | 0.33462
0.28097 |  | 0.3346
0.28096 |  | 0.3346
0.28096 |  | 0.33457
0.28094 |  | 0.33453
0.28093 |  | 0.33453
0.28093 |  | 0.33451
0.28091 |  | 0.33449
0.28091 |  | 0.33449
0.28087 |  | 0.33445
0.28086 |  | 0.33444
0.28085 |  | 0.33443
0.28084 |  | 0.33442
0.28083 |  | 0.33438
0.28081 |  | 0.33438
0.2808 |  | 0.33435
0.28078 |  | 0.33433
0.28078 |  | 0.3343
0.28076 |  | 0.3343
0.28075 |  | 0.33428
0.28073 |  | 0.33426
0.28073 |  | 0.33423
0.28071 |  | 0.33421
0.2807 |  | 0.33419
0.28068 |  | 0.33419
0.28066 |  | 0.33417
0.28064 |  | 0.33414
0.28063 |  | 0.33414
0.28063 |  | 0.33414
0.28063 |  | 0.33413
0.28061 |  | 0.33411
0.2806 |  | 0.33409
0.28059 |  | 0.33409
0.28056 |  | 0.33405
0.28055 |  | 0.33405
0.28053 |  | 0.33403
0.28051 |  | 0.334
0.2805 |  | 0.33399
0.28045 |  | 0.33397
0.28044 |  | 0.33394
0.28043 |  | 0.33393
0.28042 |  | 0.33391
0.28041 |  | 0.3339
0.28041 |  | 0.3339
0.2804 |  | 0.3339
0.2804 |  | 0.33387
0.28038 |  | 0.33386
0.28036 |  | 0.33384
0.28035 |  | 0.33381
0.28035 |  | 0.33377
0.28034 |  | 0.33376
0.28033 |  | 0.33375
0.28032 |  | 0.33372
0.2803 |  | 0.3337
0.28029 |  | 0.33369
0.28027 |  | 0.33369
0.28025 |  | 0.33368
0.28024 |  | 0.33367
0.28023 |  | 0.33363
0.28023 |  | 0.33362
0.28021 |  | 0.33358
0.28019 |  | 0.33354
0.28018 |  | 0.33353
0.28018 |  | 0.33349
0.28015 |  | 0.33347
0.28015 |  | 0.33346
0.28013 |  | 0.33345
0.28013 |  | 0.33345
0.28013 |  | 0.33341
0.2801 |  | 0.33339
0.28006 |  | 0.33338
0.28006 |  | 0.33338
0.28004 |  | 0.33335
0.28002 |  | 0.33335
0.28002 |  | 0.33334
0.28002 |  | 0.3333
0.28 |  | 0.33327
0.27998 |  | 0.33326
0.27998 |  | 0.33324
0.27995 |  | 0.33321
0.27994 |  | 0.33317
0.27992 |  | 0.33316
0.27991 |  | 0.33315
0.2799 |  | 0.3331
0.27989 |  | 0.3331
0.27987 |  | 0.33309
0.27984 |  | 0.33306
0.27984 |  | 0.33305
0.27981 |  | 0.33305
0.27981 |  | 0.33303
0.27981 |  | 0.333
0.2798 |  | 0.333
0.27976 |  | 0.33299
0.27976 |  | 0.33297
0.27976 |  | 0.33296
0.27975 |  | 0.33296
0.27973 |  | 0.33293
0.27971 |  | 0.33291
0.27971 |  | 0.33288
0.27971 |  | 0.33287
0.2797 |  | 0.33286
0.27965 |  | 0.33283
0.27964 |  | 0.33282
0.27962 |  | 0.3328
0.27962 |  | 0.33276
0.2796 |  | 0.33275
0.2796 |  | 0.33273
0.27959 |  | 0.33272
0.27958 |  | 0.33269
0.27956 |  | 0.33269
0.27954 |  | 0.33267
0.27954 |  | 0.33263
0.27953 |  | 0.33263
0.27952 |  | 0.33257
0.27952 |  | 0.33257
0.27949 |  | 0.33255
0.27946 |  | 0.33253
0.27945 |  | 0.3325
0.27942 |  | 0.33248
0.2794 |  | 0.33246
0.27939 |  | 0.33244
0.27936 |  | 0.33244
0.27936 |  | 0.3324
0.27935 |  | 0.33238
0.27934 |  | 0.33235
0.27933 |  | 0.33234
0.27931 |  | 0.33233
0.27929 |  | 0.3323
0.27928 |  | 0.33228
0.27928 |  | 0.33226
0.27926 |  | 0.33225
0.27925 |  | 0.33223
0.27923 |  | 0.33222
0.27923 |  | 0.33217
0.27922 |  | 0.33216
0.27921 |  | 0.33215
0.27919 |  | 0.33211
0.27919 |  | 0.3321
0.27917 |  | 0.3321
0.27917 |  | 0.33209
0.27916 |  | 0.33206
0.27913 |  | 0.33205
0.27912 |  | 0.33204
0.2791 |  | 0.33199
0.2791 |  | 0.33197
0.27909 |  | 0.33197
0.27907 |  | 0.33196
0.27905 |  | 0.33196
0.27903 |  | 0.33196
0.27902 |  | 0.33191
0.27901 |  | 0.3319
0.279 |  | 0.33189
0.27896 |  | 0.33188
0.27896 |  | 0.33185
0.27896 |  | 0.33183
0.27894 |  | 0.33181
0.27893 |  | 0.3318
0.27892 |  | 0.33179
0.27891 |  | 0.33177
0.27889 |  | 0.33174
0.27886 |  | 0.33173
0.27884 |  | 0.33172
0.27882 |  | 0.33169
0.27882 |  | 0.33169
0.2788 |  | 0.33168
0.27879 |  | 0.33166
0.27879 |  | 0.33163
0.27878 |  | 0.33161
0.27878 |  | 0.33161
0.27876 |  | 0.33156
0.27875 |  | 0.33155
0.27873 |  | 0.33153
0.27871 |  | 0.3315
0.27871 |  | 0.33149
0.27869 |  | 0.33148
0.27868 |  | 0.33147
0.27868 |  | 0.33145
0.27864 |  | 0.33142
0.27863 |  | 0.3314
0.27862 |  | 0.33138
0.27861 |  | 0.33136
0.27858 |  | 0.33132
0.27856 |  | 0.33131
0.27856 |  | 0.33127
0.27855 |  | 0.33126
0.27854 |  | 0.33125
0.27853 |  | 0.33125
0.27852 |  | 0.33122
0.27852 |  | 0.33122
0.27849 |  | 0.33117
0.27848 |  | 0.33116
0.27845 |  | 0.33113
0.27845 |  | 0.33112
0.27844 |  | 0.33112
0.27842 |  | 0.3311
0.2784 |  | 0.33104
0.27839 |  | 0.33103
0.27838 |  | 0.33102
0.27838 |  | 0.33102
0.27837 |  | 0.33101
0.27836 |  | 0.33101
0.27836 |  | 0.33099
0.27835 |  | 0.33096
0.2783 |  | 0.33094
0.2783 |  | 0.33092
0.27829 |  | 0.3309
0.27828 |  | 0.33088
0.27828 |  | 0.33086
0.27826 |  | 0.33085
0.27823 |  | 0.33084
0.27823 |  | 0.33081
0.27819 |  | 0.33078
0.27819 |  | 0.33077
0.27816 |  | 0.33077
0.27815 |  | 0.33076
0.27815 |  | 0.33072
0.27813 |  | 0.33071
0.27813 |  | 0.33068
0.2781 |  | 0.33064
0.27808 |  | 0.3306
0.27807 |  | 0.33059
0.27807 |  | 0.33059
0.27806 |  | 0.33058
0.27804 |  | 0.33056
0.27802 |  | 0.33054
0.278 |  | 0.33051
0.278 |  | 0.33051
0.27797 |  | 0.33048
0.27796 |  | 0.33044
0.27796 |  | 0.33044
0.27795 |  | 0.33041
0.27792 |  | 0.3304
0.27791 |  | 0.33038
0.27791 |  | 0.33037
0.27787 |  | 0.33034
0.27787 |  | 0.3303
0.27784 |  | 0.33029
0.27783 |  | 0.33028
0.27781 |  | 0.33025
0.27781 |  | 0.33023
0.27778 |  | 0.33022
0.27777 |  | 0.33021
0.27776 |  | 0.33018
0.27773 |  | 0.33017
0.27772 |  | 0.33015
0.27769 |  | 0.33014
0.27768 |  | 0.33008
0.27767 |  | 0.33006
0.27767 |  | 0.33003
0.27766 |  | 0.33001
0.27766 |  | 0.32997
0.27764 |  | 0.32996
0.27761 |  | 0.32995
0.27758 |  | 0.32994
0.27758 |  | 0.32993
0.27758 |  | 0.32993
0.27757 |  | 0.32989
0.27755 |  | 0.32989
0.27754 |  | 0.32986
0.27751 |  | 0.32984
0.27751 |  | 0.32983
0.27751 |  | 0.32981
0.2775 |  | 0.32979
0.27749 |  | 0.32975
0.27748 |  | 0.32974
0.27747 |  | 0.32973
0.27746 |  | 0.32972
0.27745 |  | 0.32967
0.27743 |  | 0.32967
0.27742 |  | 0.32967
0.27741 |  | 0.32967
0.2774 |  | 0.32962
0.27738 |  | 0.32961
0.27737 |  | 0.32961
0.27736 |  | 0.32961
0.27736 |  | 0.3296
0.27734 |  | 0.32957
0.27731 |  | 0.32955
0.27731 |  | 0.32955
0.2773 |  | 0.32951
0.27727 |  | 0.32948
0.27725 |  | 0.32945
0.27725 |  | 0.32943
0.27724 |  | 0.32943
0.27721 |  | 0.32939
0.2772 |  | 0.32939
0.2772 |  | 0.32938
0.2772 |  | 0.32934
0.27718 |  | 0.32932
0.27714 |  | 0.3293
0.27714 |  | 0.32929
0.27713 |  | 0.32928
0.27711 |  | 0.32926
0.27709 |  | 0.32922
0.27709 |  | 0.32922
0.27708 |  | 0.32918
0.27706 |  | 0.32918
0.27703 |  | 0.32914
0.27702 |  | 0.32912
0.27702 |  | 0.3291
0.27702 |  | 0.3291
0.27699 |  | 0.3291
0.27697 |  | 0.32909
0.27697 |  | 0.32907
0.27695 |  | 0.32906
0.27695 |  | 0.32905
0.27695 |  | 0.32902
0.27695 |  | 0.32902
0.27692 |  | 0.329
0.2769 |  | 0.32898
0.27688 |  | 0.32897
0.27688 |  | 0.32893
0.27688 |  | 0.32892
0.27687 |  | 0.3289
0.27684 |  | 0.32887
0.27684 |  | 0.32886
0.27684 |  | 0.32885
0.27683 |  | 0.32884
0.27681 |  | 0.3288
0.2768 |  | 0.32879
0.2768 |  | 0.32878
0.27677 |  | 0.32877
0.27677 |  | 0.32873
0.27676 |  | 0.32872
0.27674 |  | 0.32869
0.27674 |  | 0.32869
0.27673 |  | 0.32867
0.27673 |  | 0.32866
0.27671 |  | 0.32861
0.2767 |  | 0.32858
0.27669 |  | 0.32857
0.27668 |  | 0.32857
0.27665 |  | 0.32855
0.27663 |  | 0.32853
0.27662 |  | 0.32851
0.27662 |  | 0.32848
0.27661 |  | 0.32844
0.2766 |  | 0.32844
0.27657 |  | 0.32841
0.27657 |  | 0.32836
0.27654 |  | 0.32835
0.27653 |  | 0.32831
0.27653 |  | 0.32831
0.27652 |  | 0.32828
0.27651 |  | 0.32828
0.27651 |  | 0.32826
0.2765 |  | 0.32824
0.27647 |  | 0.32821
0.27646 |  | 0.3282
0.27645 |  | 0.32818
0.27644 |  | 0.32818
0.27642 |  | 0.32817
0.27642 |  | 0.32816
0.2764 |  | 0.32812
0.27638 |  | 0.3281
0.27634 |  | 0.32807
0.27633 |  | 0.32806
0.27632 |  | 0.32805
0.27632 |  | 0.32803
0.2763 |  | 0.328
0.27629 |  | 0.328
0.27628 |  | 0.32794
0.27626 |  | 0.32793
0.27626 |  | 0.32791
0.27623 |  | 0.32791
0.27621 |  | 0.3279
0.27619 |  | 0.32789
0.27618 |  | 0.32785
0.27615 |  | 0.32784
0.27615 |  | 0.32782
0.27614 |  | 0.32781
0.27614 |  | 0.32779
0.27612 |  | 0.32779
0.2761 |  | 0.32775
0.27609 |  | 0.32775
0.27609 |  | 0.32771
0.27607 |  | 0.32768
0.27605 |  | 0.32763
0.27603 |  | 0.32761
0.27602 |  | 0.32758
0.27601 |  | 0.32755
0.276 |  | 0.32755
0.27598 |  | 0.32753
0.27597 |  | 0.32753
0.27597 |  | 0.3275
0.27595 |  | 0.32749
0.27591 |  | 0.32746
0.2759 |  | 0.32744
0.2759 |  | 0.32743
0.2759 |  | 0.32741
0.27587 |  | 0.32741
0.27584 |  | 0.32737
0.27582 |  | 0.32737
0.27581 |  | 0.32735
0.27578 |  | 0.32731
0.27577 |  | 0.32731
0.27576 |  | 0.32729
0.27575 |  | 0.32729
0.27574 |  | 0.32725
0.2757 |  | 0.32723
0.27569 |  | 0.32718
0.27569 |  | 0.32717
0.27568 |  | 0.32712
0.27566 |  | 0.32712
0.27565 |  | 0.32711
0.27562 |  | 0.32708
0.27561 |  | 0.32706
0.27559 |  | 0.32705
0.27558 |  | 0.32704
0.27555 |  | 0.32699
0.27555 |  | 0.32699
0.27554 |  | 0.32697
0.27551 |  | 0.32694
0.2755 |  | 0.32691
0.27547 |  | 0.32689
0.27546 |  | 0.32688
0.27545 |  | 0.32686
0.27542 |  | 0.32683
0.27542 |  | 0.32683
0.27542 |  | 0.32681
0.27542 |  | 0.32678
0.27539 |  | 0.32678
0.27537 |  | 0.32677
0.27536 |  | 0.32676
0.27535 |  | 0.32672
0.27533 |  | 0.32671
0.27531 |  | 0.3267
0.27531 |  | 0.32669
0.2753 |  | 0.32666
0.27526 |  | 0.32666
0.27526 |  | 0.32662
0.27524 |  | 0.32661
0.27524 |  | 0.32658
0.27521 |  | 0.32656
0.2752 |  | 0.32653
0.2752 |  | 0.3265
0.27519 |  | 0.32648
0.27516 |  | 0.32645
0.27515 |  | 0.32643
0.27513 |  | 0.3264
0.27512 |  | 0.32637
0.27508 |  | 0.32634
0.27508 |  | 0.32632
0.27508 |  | 0.3263
0.27504 |  | 0.32629
0.27504 |  | 0.32627
0.27503 |  | 0.32625
0.27499 |  | 0.32624
0.27499 |  | 0.32624
0.27499 |  | 0.32619
0.27498 |  | 0.32616
0.27495 |  | 0.32616
0.27493 |  | 0.32615
0.27491 |  | 0.32609
0.27489 |  | 0.32606
0.27487 |  | 0.32606
0.27487 |  | 0.32605
0.27486 |  | 0.32603
0.27485 |  | 0.32599
0.27482 |  | 0.32599
0.27481 |  | 0.32595
0.27481 |  | 0.32592
0.2748 |  | 0.32589
0.2748 |  | 0.32588
0.2748 |  | 0.32586
0.27476 |  | 0.32585
0.27474 |  | 0.32582
0.27473 |  | 0.32581
0.27473 |  | 0.32581
0.27472 |  | 0.3258
0.27472 |  | 0.32576
0.2747 |  | 0.32574
0.27466 |  | 0.32574
0.27466 |  | 0.32571
0.27466 |  | 0.3257
0.27466 |  | 0.32566
0.27463 |  | 0.32565
0.27462 |  | 0.32559
0.27462 |  | 0.32555
0.27459 |  | 0.32555
0.27457 |  | 0.32551
0.27455 |  | 0.32548
0.27453 |  | 0.32548
0.27453 |  | 0.32543
0.27451 |  | 0.32541
0.2745 |  | 0.32541
0.27448 |  | 0.32539
0.27448 |  | 0.32539
0.27447 |  | 0.32534
0.27447 |  | 0.32531
0.27443 |  | 0.3253
0.27442 |  | 0.32528
0.27442 |  | 0.32527
0.2744 |  | 0.32522
0.27438 |  | 0.32521
0.27436 |  | 0.32518
0.27434 |  | 0.32516
0.27434 |  | 0.32513
0.27433 |  | 0.32508
0.27433 |  | 0.32507
0.27431 |  | 0.32504
0.2743 |  | 0.32502
0.27427 |  | 0.32502
0.27427 |  | 0.32501
0.27424 |  | 0.32498
0.27422 |  | 0.32498
0.27422 |  | 0.32495
0.27419 |  | 0.32492
0.27419 |  | 0.32492
0.27418 |  | 0.32492
0.27413 |  | 0.32491
0.27412 |  | 0.32488
0.27411 |  | 0.32485
0.27411 |  | 0.32482
0.27411 |  | 0.32482
0.27411 |  | 0.3248
0.27406 |  | 0.32479
0.27405 |  | 0.32479
0.27404 |  | 0.32475
0.27402 |  | 0.32472
0.27402 |  | 0.32469
0.27402 |  | 0.32468
0.27401 |  | 0.32465
0.27401 |  | 0.32465
0.274 |  | 0.32462
0.27397 |  | 0.3246
0.27397 |  | 0.32459
0.27396 |  | 0.32459
0.27395 |  | 0.32456
0.27392 |  | 0.32455
0.27391 |  | 0.32452
0.2739 |  | 0.3245
0.27389 |  | 0.32449
0.27387 |  | 0.32448
0.27385 |  | 0.32445
0.27383 |  | 0.32444
0.27381 |  | 0.32443
0.27381 |  | 0.32441
0.27379 |  | 0.32437
0.27378 |  | 0.32437
0.27374 |  | 0.32435
0.27373 |  | 0.32433
0.2737 |  | 0.32433
0.27368 |  | 0.3243
0.27367 |  | 0.32427
0.27365 |  | 0.32426
0.27363 |  | 0.32425
0.2736 |  | 0.32423
0.27359 |  | 0.32421
0.27357 |  | 0.32421
0.27356 |  | 0.32419
0.27354 |  | 0.32417
0.27353 |  | 0.32413
0.27348 |  | 0.32413
0.27347 |  | 0.32409
0.27346 |  | 0.32409
0.27343 |  | 0.32406
0.27341 |  | 0.32405
0.27341 |  | 0.32403
0.27341 |  | 0.32402
0.27339 |  | 0.32398
0.27336 |  | 0.32395
0.27335 |  | 0.32393
0.27335 |  | 0.32392
0.27331 |  | 0.32392
0.2733 |  | 0.32389
0.27329 |  | 0.32387
0.27324 |  | 0.32386
0.27324 |  | 0.32385
0.2732 |  | 0.32381
0.2732 |  | 0.32381
0.27317 |  | 0.3238
0.27317 |  | 0.32375
0.27316 |  | 0.3237
0.27313 |  | 0.32366
0.27312 |  | 0.32363
0.27312 |  | 0.3236
0.27311 |  | 0.32358
0.27309 |  | 0.32354
0.27307 |  | 0.3235
0.27305 |  | 0.3235
0.27303 |  | 0.32346
0.27301 |  | 0.32343
0.27299 |  | 0.32343
0.27298 |  | 0.32339
0.27295 |  | 0.32336
0.27294 |  | 0.32331
0.2729 |  | 0.32329
0.2729 |  | 0.32326
0.27289 |  | 0.32326
0.27287 |  | 0.32322
0.27286 |  | 0.32321
0.27285 |  | 0.32319
0.27284 |  | 0.32318
0.27283 |  | 0.32318
0.27282 |  | 0.32315
0.27279 |  | 0.32313
0.27277 |  | 0.3231
0.27276 |  | 0.32306
0.27276 |  | 0.32304
0.27274 |  | 0.323
0.27272 |  | 0.32299
0.27272 |  | 0.32298
0.2727 |  | 0.32298
0.27268 |  | 0.32293
0.27267 |  | 0.32293
0.27266 |  | 0.32293
0.27262 |  | 0.32289
0.27262 |  | 0.32287
0.27259 |  | 0.32283
0.27256 |  | 0.32281
0.27254 |  | 0.32278
0.27253 |  | 0.32276
0.2725 |  | 0.32273
0.27249 |  | 0.32272
0.27246 |  | 0.32271
0.27245 |  | 0.32269
0.27242 |  | 0.32269
0.27239 |  | 0.32267
0.27239 |  | 0.32264
0.27238 |  | 0.32264
0.27237 |  | 0.3226
0.27233 |  | 0.32258
0.27231 |  | 0.32258
0.2723 |  | 0.32254
0.27229 |  | 0.32253
0.27227 |  | 0.32252
0.27225 |  | 0.32251
0.27222 |  | 0.32246
0.27221 |  | 0.32246
0.2722 |  | 0.32246
0.27217 |  | 0.32242
0.27214 |  | 0.32241
0.27211 |  | 0.3224
0.27211 |  | 0.32239
0.27208 |  | 0.32236
0.27208 |  | 0.32235
0.27205 |  | 0.32235
0.27202 |  | 0.32233
0.27197 |  | 0.32232
0.27194 |  | 0.3223
0.27194 |  | 0.32228
0.27194 |  | 0.32226
0.27191 |  | 0.32223
0.2719 |  | 0.32219
0.27188 |  | 0.32216
0.27184 |  | 0.32215
0.27183 |  | 0.32214
0.27178 |  | 0.32212
0.27177 |  | 0.32211
0.27176 |  | 0.3221
0.27174 |  | 0.32206
0.27166 |  | 0.32205
0.27164 |  | 0.32205
0.27163 |  | 0.32201
0.27161 |  | 0.32196
0.2716 |  | 0.32196
0.27157 |  | 0.32196
0.27149 |  | 0.32195
0.27147 |  | 0.32191
0.27144 |  | 0.3219
0.27142 |  | 0.32188
0.27141 |  | 0.32183
0.27139 |  | 0.32182
0.27134 |  | 0.32179
0.27132 |  | 0.32178
0.27131 |  | 0.32175
0.27129 |  | 0.32174
0.27126 |  | 0.3217
0.27124 |  | 0.32169
0.27123 |  | 0.32165
0.2712 |  | 0.32164
0.27117 |  | 0.32159
0.27114 |  | 0.32158
0.27108 |  | 0.32157
0.27107 |  | 0.32156
0.27103 |  | 0.32155
0.27098 |  | 0.32152
0.27096 |  | 0.32151
0.27089 |  | 0.32147
0.27087 |  | 0.32146
0.27087 |  | 0.32146
0.27087 |  | 0.32139
0.27086 |  | 0.32139
0.27076 |  | 0.32138
0.27068 |  | 0.32137
0.27068 |  | 0.32137
0.27065 |  | 0.32135
0.27062 |  | 0.32132
0.27062 |  | 0.32131
0.27051 |  | 0.32127
0.27046 |  | 0.32126
0.27038 |  | 0.32126
0.27015 |  | 0.32125
0.26999 |  | 0.32123
0.26994 |  | 0.32119
0.26981 |  | 0.32118
0.26948 |  | 0.32116
0.26924 |  | 0.32114
0.26891 |  | 0.32113
0.26879 |  | 0.32111
0.26856 |  | 0.32109
0.26843 |  | 0.32108
0.26807 |  | 0.32106
0.26788 |  | 0.32102
0.26762 |  | 0.32101
0.26747 |  | 0.321
0.2672 |  | 0.32096
0.26243 |  | 0.3209
0.26169 |  | 0.32089
0.26137 |  | 0.32087
0.26134 |  | 0.32082
0.26131 |  | 0.32078
0.26125 |  | 0.32077
0.26107 |  | 0.32073
0.26068 |  | 0.32071
0.26056 |  | 0.32068
0.26053 |  | 0.32067
0.26051 |  | 0.32067
0.26028 |  | 0.32062
0.26018 |  | 0.32061
0.2599 |  | 0.32058
0.25875 |  | 0.32058
0.25814 |  | 0.32058
0.2577 |  | 0.32056
0.25685 |  | 0.32054
0.25673 |  | 0.32051
0.25555 |  | 0.32047
0.25489 |  | 0.32045
0.25487 |  | 0.32044
0.25466 |  | 0.3204
0.25335 |  | 0.32038
0.25296 |  | 0.32035
0.25276 |  | 0.32032
0.25269 |  | 0.32031
0.25213 |  | 0.32028
0.25186 |  | 0.32026
0.25179 |  | 0.32022
0.25139 |  | 0.3202
0.25118 |  | 0.32018
0.25074 |  | 0.32017
0.25059 |  | 0.32015
0.23913 |  | 0.32015
0.23877 |  | 0.3201
0.23809 |  | 0.3201
0.23799 |  | 0.32008
0.23796 |  | 0.32005
0.23788 |  | 0.32002
0.23767 |  | 0.32002
0.23754 |  | 0.31999
0.23728 |  | 0.31996
0.2372 |  | 0.31996
0.23704 |  | 0.31995
0.23699 |  | 0.3199
0.23681 |  | 0.3199
0.2366 |  | 0.3199
0.23652 |  | 0.3199
0.23647 |  | 0.31987
0.23642 |  | 0.31986
0.23631 |  | 0.31984
0.23627 |  | 0.31982
0.23618 |  | 0.3198
0.23596 |  | 0.31978
0.23594 |  | 0.31975
0.23589 |  | 0.31973
0.23562 |  | 0.31969
0.23529 |  | 0.31969
0.23506 |  | 0.31966
0.23497 |  | 0.31964
0.2349 |  | 0.31962
0.23489 |  | 0.31957
0.23484 |  | 0.31955
0.23471 |  | 0.31949
0.23466 |  | 0.31949
0.23464 |  | 0.31948
0.23445 |  | 0.31945
0.23439 |  | 0.31944
0.23434 |  | 0.31942
0.23431 |  | 0.31939
0.23431 |  | 0.31936
0.23427 |  | 0.31934
0.23426 |  | 0.31933
0.23393 |  | 0.31927
0.23387 |  | 0.31924
0.23381 |  | 0.31923
0.23381 |  | 0.31919
0.23377 |  | 0.31917
0.23373 |  | 0.31914
0.23363 |  | 0.31913
0.23359 |  | 0.31912
0.23354 |  | 0.3191
0.23353 |  | 0.31904
0.23349 |  | 0.31901
0.23347 |  | 0.319
0.23335 |  | 0.31896
0.23333 |  | 0.31893
0.23331 |  | 0.31891
0.23331 |  | 0.3189
0.23328 |  | 0.31886
0.23317 |  | 0.31885
0.23312 |  | 0.31885
0.23304 |  | 0.31883
0.23299 |  | 0.3188
0.23289 |  | 0.31879
0.23286 |  | 0.31877
0.23285 |  | 0.31877
0.23276 |  | 0.31874
0.23276 |  | 0.31873
0.23263 |  | 0.31871
0.2326 |  | 0.3187
0.23256 |  | 0.31866
0.23252 |  | 0.31862
0.23247 |  | 0.31859
0.2324 |  | 0.31857
0.2323 |  | 0.31855
0.23229 |  | 0.31853
0.23227 |  | 0.31851
0.23224 |  | 0.31847
0.23221 |  | 0.31845
0.23218 |  | 0.31842
0.23216 |  | 0.31837
0.23215 |  | 0.31836
0.23211 |  | 0.31832
0.23206 |  | 0.3183
0.23201 |  | 0.31827
0.23195 |  | 0.31826
0.23193 |  | 0.31824
0.23186 |  | 0.31822
0.23184 |  | 0.31821
0.2318 |  | 0.31817
0.23179 |  | 0.31817
0.23173 |  | 0.3181
0.23172 |  | 0.3181
0.23167 |  | 0.31808
0.23163 |  | 0.31807
0.23156 |  | 0.31805
0.23151 |  | 0.31803
0.23148 |  | 0.31801
0.23147 |  | 0.31799
0.23141 |  | 0.31797
0.23139 |  | 0.31796
0.23137 |  | 0.31795
0.23135 |  | 0.31791
0.23134 |  | 0.31787
0.23132 |  | 0.31785
0.23128 |  | 0.31779
0.23128 |  | 0.31778
0.23123 |  | 0.31775
0.23121 |  | 0.31775
0.2312 |  | 0.31774
0.23116 |  | 0.31771
0.23111 |  | 0.31771
0.23111 |  | 0.31768
0.23106 |  | 0.31765
0.23105 |  | 0.31763
0.23101 |  | 0.31758
0.23097 |  | 0.31757
0.23092 |  | 0.31754
0.23089 |  | 0.31753
0.23087 |  | 0.31751
0.23086 |  | 0.31749
0.2308 |  | 0.31746
0.23076 |  | 0.31743
0.23074 |  | 0.31742
0.23073 |  | 0.31738
0.23071 |  | 0.31736
0.23068 |  | 0.31734
0.23066 |  | 0.31734
0.23063 |  | 0.31732
0.2306 |  | 0.31728
0.23054 |  | 0.31724
0.23053 |  | 0.31722
0.23049 |  | 0.31722
0.23048 |  | 0.31717
0.23048 |  | 0.31716
0.23043 |  | 0.31713
0.23041 |  | 0.31712
0.23041 |  | 0.31706
0.23041 |  | 0.31705
0.23039 |  | 0.31702
0.23038 |  | 0.317
0.23036 |  | 0.31698
0.23034 |  | 0.31695
0.23034 |  | 0.31695
0.2303 |  | 0.31694
0.2303 |  | 0.31693
0.23025 |  | 0.31688
0.23023 |  | 0.31683
0.23021 |  | 0.31681
0.23019 |  | 0.3168
0.23019 |  | 0.31673
0.23016 |  | 0.31673
0.23012 |  | 0.31671
0.2301 |  | 0.31669
0.23006 |  | 0.31668
0.23006 |  | 0.31667
0.23005 |  | 0.31663
0.23002 |  | 0.31663
0.22996 |  | 0.31662
0.22994 |  | 0.31659
0.22991 |  | 0.31659
0.22991 |  | 0.31657
0.2299 |  | 0.31654
0.22987 |  | 0.31654
0.22983 |  | 0.31654
0.22979 |  | 0.31651
0.22976 |  | 0.31647
0.22974 |  | 0.31646
0.22974 |  | 0.31645
0.22974 |  | 0.31643
0.22973 |  | 0.31639
0.2297 |  | 0.31635
0.22968 |  | 0.31635
0.22967 |  | 0.31632
0.22965 |  | 0.31631
0.22965 |  | 0.3163
0.22964 |  | 0.31627
0.22963 |  | 0.31626
0.22963 |  | 0.31624
0.22961 |  | 0.31621
0.2296 |  | 0.3162
0.22959 |  | 0.31619
0.22956 |  | 0.31617
0.22953 |  | 0.31614
0.22949 |  | 0.31613
0.22945 |  | 0.3161
0.22943 |  | 0.31607
0.22941 |  | 0.31604
0.22941 |  | 0.31601
0.2294 |  | 0.316
0.22938 |  | 0.31597
0.22936 |  | 0.31595
0.22932 |  | 0.31592
0.22931 |  | 0.3159
0.22928 |  | 0.31589
0.22926 |  | 0.31588
0.22924 |  | 0.31584
0.22918 |  | 0.31583
0.22918 |  | 0.31578
0.22916 |  | 0.31576
0.22913 |  | 0.31573
0.22908 |  | 0.31572
0.22907 |  | 0.31571
0.22906 |  | 0.31568
0.22902 |  | 0.31567
0.22899 |  | 0.31563
0.22897 |  | 0.31561
0.22897 |  | 0.31559
0.22894 |  | 0.31559
0.22894 |  | 0.31552
0.22892 |  | 0.31551
0.22892 |  | 0.31548
0.2289 |  | 0.31546
0.22887 |  | 0.31544
0.22882 |  | 0.3154
0.2288 |  | 0.31539
0.22878 |  | 0.31538
0.22876 |  | 0.31537
0.22873 |  | 0.31534
0.22873 |  | 0.31534
0.22873 |  | 0.31531
0.2287 |  | 0.31531
0.22867 |  | 0.31531
0.22865 |  | 0.31527
0.22865 |  | 0.31524
0.22865 |  | 0.31523
0.22864 |  | 0.31522
0.22862 |  | 0.31522
0.22862 |  | 0.31521
0.22859 |  | 0.3152
0.22857 |  | 0.3152
0.22854 |  | 0.31515
0.22852 |  | 0.31515
0.22852 |  | 0.31511
0.22851 |  | 0.31509
0.22841 |  | 0.31506
0.2284 |  | 0.31505
0.2284 |  | 0.31504
0.22839 |  | 0.31501
0.22837 |  | 0.31499
0.22833 |  | 0.31495
0.22833 |  | 0.31494
0.22832 |  | 0.31494
0.22832 |  | 0.31491
0.22831 |  | 0.3149
0.22831 |  | 0.3149
0.22829 |  | 0.31489
0.22827 |  | 0.31485
0.22827 |  | 0.31484
0.2282 |  | 0.31481
0.22817 |  | 0.3148
0.22816 |  | 0.31479
0.22812 |  | 0.31475
0.22808 |  | 0.31472
0.22806 |  | 0.31472
0.22804 |  | 0.31468
0.22803 |  | 0.31466
0.22801 |  | 0.31466
0.22801 |  | 0.31462
0.22799 |  | 0.31461
0.22791 |  | 0.31457
0.22789 |  | 0.31457
0.22787 |  | 0.31454
0.22786 |  | 0.31451
0.22783 |  | 0.31449
0.22783 |  | 0.31448
0.22782 |  | 0.31448
0.22781 |  | 0.31444
0.22778 |  | 0.3144
0.22776 |  | 0.31439
0.22776 |  | 0.31435
0.22772 |  | 0.31434
0.22771 |  | 0.31431
0.22767 |  | 0.3143
0.22767 |  | 0.3143
0.22767 |  | 0.31425
0.22763 |  | 0.31422
0.22761 |  | 0.3142
0.2276 |  | 0.31419
0.22759 |  | 0.31419
0.22753 |  | 0.31415
0.22751 |  | 0.31413
0.22748 |  | 0.3141
0.22747 |  | 0.31409
0.22747 |  | 0.31406
0.22746 |  | 0.31404
0.22746 |  | 0.31403
0.22746 |  | 0.31401
0.22741 |  | 0.31398
0.2274 |  | 0.31395
0.22738 |  | 0.31394
0.22734 |  | 0.31392
0.22731 |  | 0.31387
0.22729 |  | 0.31387
0.22728 |  | 0.31386
0.22725 |  | 0.31384
0.22719 |  | 0.31383
0.22719 |  | 0.31382
0.22717 |  | 0.31379
0.22716 |  | 0.31376
0.22713 |  | 0.31376
0.2271 |  | 0.31376
0.2271 |  | 0.31372
0.2271 |  | 0.31369
0.22706 |  | 0.31369
0.22702 |  | 0.31365
0.22702 |  | 0.31364
0.22702 |  | 0.31362
0.22701 |  | 0.31361
0.22697 |  | 0.3136
0.22696 |  | 0.3136
0.22693 |  | 0.31356
0.22692 |  | 0.31355
0.2269 |  | 0.31354
0.2269 |  | 0.31352
0.2269 |  | 0.31347
0.22686 |  | 0.31346
0.22685 |  | 0.31344
0.22683 |  | 0.31344
0.22683 |  | 0.3134
0.22681 |  | 0.31339
0.22678 |  | 0.31333
0.22676 |  | 0.31332
0.22675 |  | 0.31329
0.22675 |  | 0.31325
0.22673 |  | 0.31324
0.22672 |  | 0.31323
0.2267 |  | 0.31321
0.22667 |  | 0.31317
0.22666 |  | 0.31314
0.22665 |  | 0.31311
0.22662 |  | 0.31311
0.2266 |  | 0.31311
0.2266 |  | 0.3131
0.22658 |  | 0.31308
0.22657 |  | 0.31301
0.22652 |  | 0.313
0.2265 |  | 0.31296
0.22646 |  | 0.31295
0.22644 |  | 0.31294
0.22643 |  | 0.3129
0.22642 |  | 0.31289
0.22639 |  | 0.31287
0.22637 |  | 0.31285
0.22636 |  | 0.31282
0.22636 |  | 0.31279
0.22634 |  | 0.31278
0.22632 |  | 0.31277
0.22631 |  | 0.31272
0.22631 |  | 0.31269
0.2263 |  | 0.31267
0.2263 |  | 0.31264
0.22626 |  | 0.31262
0.22624 |  | 0.31258
0.22621 |  | 0.31258
0.22618 |  | 0.31256
0.22616 |  | 0.31252
0.22614 |  | 0.31251
0.2261 |  | 0.31247
0.22608 |  | 0.31246
0.22608 |  | 0.31243
0.22607 |  | 0.3124
0.22606 |  | 0.31237
0.22606 |  | 0.31236
0.22602 |  | 0.31232
0.22602 |  | 0.31231
0.22601 |  | 0.31228
0.22598 |  | 0.31224
0.22598 |  | 0.3122
0.22597 |  | 0.31219
0.22593 |  | 0.31218
0.22592 |  | 0.31216
0.22592 |  | 0.31212
0.22589 |  | 0.3121
0.22588 |  | 0.31207
0.22588 |  | 0.31205
0.22585 |  | 0.312
0.22585 |  | 0.31199
0.22582 |  | 0.31199
0.22581 |  | 0.31199
0.22579 |  | 0.31194
0.22577 |  | 0.31192
0.22575 |  | 0.31189
0.22575 |  | 0.31187
0.22574 |  | 0.31186
0.22572 |  | 0.31183
0.22572 |  | 0.31182
0.22572 |  | 0.31175
0.2257 |  | 0.31173
0.2257 |  | 0.31172
0.22568 |  | 0.31168
0.22567 |  | 0.31166
0.22567 |  | 0.31165
0.22564 |  | 0.31163
0.22561 |  | 0.31161
0.2256 |  | 0.31158
0.22559 |  | 0.31157
0.22559 |  | 0.31155
0.22556 |  | 0.31155
0.22554 |  | 0.31152
0.22553 |  | 0.31152
0.2255 |  | 0.31149
0.22545 |  | 0.31147
0.22544 |  | 0.31146
0.22543 |  | 0.31144
0.22543 |  | 0.31143
0.22541 |  | 0.3114
0.22541 |  | 0.3114
0.22539 |  | 0.31137
0.22538 |  | 0.3113
0.22537 |  | 0.3113
0.22536 |  | 0.31127
0.22533 |  | 0.31123
0.22531 |  | 0.3112
0.22528 |  | 0.31119
0.22528 |  | 0.31115
0.22525 |  | 0.31112
0.22525 |  | 0.3111
0.22523 |  | 0.31107
0.22523 |  | 0.31104
0.22519 |  | 0.31104
0.22517 |  | 0.311
0.22516 |  | 0.31098
0.22515 |  | 0.31092
0.22514 |  | 0.31092
0.22514 |  | 0.31089
0.22509 |  | 0.31087
0.22508 |  | 0.31085
0.22508 |  | 0.31084
0.22508 |  | 0.31082
0.22507 |  | 0.31079
0.22506 |  | 0.31078
0.22506 |  | 0.31077
0.22504 |  | 0.31074
0.22501 |  | 0.31072
0.225 |  | 0.3107
0.22499 |  | 0.31064
0.22499 |  | 0.31061
0.22499 |  | 0.31057
0.22494 |  | 0.31055
0.22493 |  | 0.31051
0.22491 |  | 0.31049
0.2249 |  | 0.31049
0.22487 |  | 0.31046
0.22487 |  | 0.31044
0.22486 |  | 0.31043
0.22485 |  | 0.31038
0.22482 |  | 0.31037
0.22481 |  | 0.31033
0.22479 |  | 0.31032
0.22478 |  | 0.31028
0.22477 |  | 0.31025
0.22476 |  | 0.31024
0.22473 |  | 0.31021
0.22472 |  | 0.3102
0.2247 |  | 0.31018
0.22468 |  | 0.31016
0.22468 |  | 0.31015
0.22466 |  | 0.31013
0.22464 |  | 0.31008
0.22462 |  | 0.31007
0.2246 |  | 0.31006
0.22458 |  | 0.31003
0.22458 |  | 0.30999
0.22457 |  | 0.30996
0.22457 |  | 0.3099
0.22455 |  | 0.30987
0.22454 |  | 0.30985
0.22453 |  | 0.30984
0.22453 |  | 0.30981
0.22449 |  | 0.3098
0.22448 |  | 0.30978
0.22446 |  | 0.30974
0.22446 |  | 0.30974
0.22445 |  | 0.30973
0.22445 |  | 0.30968
0.22442 |  | 0.30967
0.2244 |  | 0.30967
0.22439 |  | 0.30966
0.22438 |  | 0.30961
0.22435 |  | 0.30959
0.22434 |  | 0.30957
0.22433 |  | 0.30956
0.22433 |  | 0.30956
0.22428 |  | 0.30951
0.22428 |  | 0.30949
0.22426 |  | 0.30946
0.22425 |  | 0.30943
0.22425 |  | 0.30938
0.22424 |  | 0.30934
0.22423 |  | 0.30934
0.22423 |  | 0.30932
0.22419 |  | 0.30932
0.22418 |  | 0.30928
0.22418 |  | 0.30927
0.22413 |  | 0.30924
0.22413 |  | 0.30924
0.22413 |  | 0.30923
0.22409 |  | 0.30922
0.22409 |  | 0.30919
0.22406 |  | 0.30918
0.22406 |  | 0.30914
0.22406 |  | 0.30913
0.22404 |  | 0.30911
0.22402 |  | 0.30911
0.22401 |  | 0.30906
0.224 |  | 0.30903
0.224 |  | 0.30903
0.22397 |  | 0.309
0.22396 |  | 0.30897
0.22394 |  | 0.30893
0.22393 |  | 0.30891
0.22391 |  | 0.30889
0.22389 |  | 0.30887
0.22388 |  | 0.30885
0.22388 |  | 0.30884
0.22386 |  | 0.30882
0.22384 |  | 0.3088
0.22382 |  | 0.30877
0.22382 |  | 0.30876
0.22382 |  | 0.30873
0.22381 |  | 0.3087
0.22379 |  | 0.30866
0.22378 |  | 0.30865
0.22376 |  | 0.30862
0.22375 |  | 0.3086
0.22374 |  | 0.30858
0.22371 |  | 0.30854
0.2237 |  | 0.30853
0.22367 |  | 0.30849
0.22366 |  | 0.30846
0.22366 |  | 0.30846
0.22364 |  | 0.30842
0.22364 |  | 0.30839
0.22363 |  | 0.30834
0.2236 |  | 0.3083
0.22359 |  | 0.30827
0.22357 |  | 0.30825
0.22356 |  | 0.30823
0.22355 |  | 0.30818
0.22354 |  | 0.30817
0.22354 |  | 0.30815
0.22352 |  | 0.30811
0.22349 |  | 0.30809
0.22347 |  | 0.30807
0.22345 |  | 0.30804
0.22345 |  | 0.308
0.22344 |  | 0.30798
0.22343 |  | 0.30797
0.22342 |  | 0.30794
0.2234 |  | 0.30793
0.22339 |  | 0.30789
0.22336 |  | 0.30785
0.22335 |  | 0.30782
0.22334 |  | 0.3078
0.22334 |  | 0.30776
0.22332 |  | 0.30776
0.22329 |  | 0.30775
0.22328 |  | 0.30773
0.22327 |  | 0.30768
0.22326 |  | 0.30767
0.22324 |  | 0.30761
0.22322 |  | 0.3076
0.22322 |  | 0.3076
0.2232 |  | 0.30759
0.22317 |  | 0.30756
0.22317 |  | 0.30755
0.22314 |  | 0.30752
0.22308 |  | 0.30749
0.22306 |  | 0.30747
0.22304 |  | 0.30743
0.22303 |  | 0.30741
0.22301 |  | 0.30737
0.223 |  | 0.30734
0.22297 |  | 0.30731
0.22297 |  | 0.30731
0.22297 |  | 0.30727
0.22295 |  | 0.30726
0.22295 |  | 0.30722
0.22294 |  | 0.3072
0.22293 |  | 0.30718
0.22291 |  | 0.30711
0.22289 |  | 0.30709
0.22289 |  | 0.30707
0.22289 |  | 0.30705
0.22288 |  | 0.30703
0.22287 |  | 0.30698
0.22286 |  | 0.30697
0.22284 |  | 0.3069
0.22283 |  | 0.30687
0.2228 |  | 0.30683
0.2228 |  | 0.30682
0.22278 |  | 0.30677
0.22278 |  | 0.30675
0.22277 |  | 0.30673
0.22274 |  | 0.30672
0.22274 |  | 0.30664
0.22273 |  | 0.30662
0.22272 |  | 0.30658
0.22271 |  | 0.30656
0.2227 |  | 0.30651
0.22267 |  | 0.30645
0.22266 |  | 0.30641
0.22265 |  | 0.30633
0.22263 |  | 0.30633
0.22263 |  | 0.30629
0.22261 |  | 0.30627
0.22259 |  | 0.30625
0.22258 |  | 0.30622
0.22257 |  | 0.30618
0.22256 |  | 0.30615
0.22256 |  | 0.30608
0.22255 |  | 0.30607
0.22253 |  | 0.30604
0.22253 |  | 0.30602
0.22251 |  | 0.30599
0.2225 |  | 0.30597
0.22247 |  | 0.30593
0.22245 |  | 0.30584
0.22244 |  | 0.30583
0.22243 |  | 0.30582
0.22243 |  | 0.30581
0.22241 |  | 0.30578
0.22237 |  | 0.30576
0.22237 |  | 0.30573
0.22235 |  | 0.30568
0.22235 |  | 0.30567
0.22235 |  | 0.30566
0.22234 |  | 0.30562
0.22232 |  | 0.30559
0.2223 |  | 0.30558
0.2223 |  | 0.30558
0.22226 |  | 0.30557
0.22226 |  | 0.30552
0.22224 |  | 0.30547
0.22223 |  | 0.30545
0.22222 |  | 0.3054
0.22221 |  | 0.30535
0.22219 |  | 0.30525
0.22216 |  | 0.30521
0.22213 |  | 0.30518
0.22213 |  | 0.30515
0.22213 |  | 0.30502
0.22212 |  | 0.30501
0.22211 |  | 0.30495
0.22208 |  | 0.30478
0.22208 |  | 0.30475
0.22206 |  | 0.30447
0.22205 |  | 0.30422
0.22205 |  | 0.3042
0.22202 |  | 0.30384
0.22201 |  | 0.30378
0.22199 |  | 0.30373
0.22198 |  | 0.30335
0.22194 |  | 0.30326
0.22193 |  | 0.30314
0.22191 |  | 0.28545
0.22191 |  | 0.28137
0.22191 |  | 0.27952
0.22188 |  | 0.27933
0.22188 |  | 0.2793
0.22186 |  | 0.27923
0.22185 |  | 0.27907
0.22183 |  | 0.27885
0.22183 |  | 0.27877
0.22182 |  | 0.2787
0.22179 |  | 0.27857
0.22177 |  | 0.27854
0.22177 |  | 0.27842
0.22177 |  | 0.27838
0.22175 |  | 0.27835
0.22173 |  | 0.27817
0.22172 |  | 0.27809
0.2217 |  | 0.27805
0.2217 |  | 0.27802
0.22168 |  | 0.27799
0.22166 |  | 0.27796
0.22165 |  | 0.27779
0.22161 |  | 0.27776
0.22159 |  | 0.27761
0.22156 |  | 0.27756
0.22156 |  | 0.27733
0.22155 |  | 0.27732
0.22153 |  | 0.27726
0.22153 |  | 0.27721
0.2215 |  | 0.2772
0.2215 |  | 0.27713
0.2215 |  | 0.27708
0.22149 |  | 0.27704
0.22148 |  | 0.27692
0.22147 |  | 0.2769
0.22146 |  | 0.27687
0.22146 |  | 0.27685
0.22144 |  | 0.27679
0.22143 |  | 0.2767
0.22142 |  | 0.27664
0.22141 |  | 0.27661
0.22138 |  | 0.27654
0.22136 |  | 0.27654
0.22134 |  | 0.2764
0.22134 |  | 0.27639
0.22132 |  | 0.27637
0.2213 |  | 0.27626
0.2213 |  | 0.27614
0.22127 |  | 0.27609
0.22125 |  | 0.27605
0.22124 |  | 0.27603
0.22122 |  | 0.27597
0.22122 |  | 0.27573
0.2212 |  | 0.27572
0.22118 |  | 0.27569
0.22116 |  | 0.27563
0.22115 |  | 0.2756
0.22114 |  | 0.27555
0.22111 |  | 0.27544
0.22111 |  | 0.27535
0.22109 |  | 0.2753
0.22106 |  | 0.27526
0.22106 |  | 0.27509
0.22104 |  | 0.27502
0.22103 |  | 0.27489
0.22099 |  | 0.27485
0.22099 |  | 0.27484
0.22097 |  | 0.27477
0.22095 |  | 0.27475
0.22095 |  | 0.27461
0.22094 |  | 0.27453
0.22092 |  | 0.27445
0.22091 |  | 0.27429
0.22088 |  | 0.27418
0.22087 |  | 0.27416
0.22087 |  | 0.27409
0.22084 |  | 0.27403
0.22083 |  | 0.27378
0.2208 |  | 0.27371
0.22079 |  | 0.27364
0.22078 |  | 0.2736
0.22076 |  | 0.27354
0.22075 |  | 0.27352
0.22074 |  | 0.27347
0.22072 |  | 0.27342
0.2207 |  | 0.27334
0.22068 |  | 0.27326
0.22068 |  | 0.27319
0.22066 |  | 0.27319
0.22065 |  | 0.27309
0.22065 |  | 0.27306
0.22061 |  | 0.273
0.22058 |  | 0.27292
0.22057 |  | 0.27289
0.22056 |  | 0.27283
0.22056 |  | 0.27282
0.22052 |  | 0.27279
0.22052 |  | 0.27271
0.22049 |  | 0.27269
0.22048 |  | 0.27265
0.22048 |  | 0.27261
0.22048 |  | 0.27253
0.22045 |  | 0.27248
0.22043 |  | 0.27247
0.22043 |  | 0.27242
0.22041 |  | 0.27236
0.22037 |  | 0.27235
0.22036 |  | 0.27226
0.22032 |  | 0.27221
0.2203 |  | 0.27217
0.22029 |  | 0.27212
0.22028 |  | 0.27209
0.22027 |  | 0.27208
0.22025 |  | 0.27205
0.22022 |  | 0.272
0.22022 |  | 0.27195
0.22021 |  | 0.27195
0.2202 |  | 0.2719
0.22018 |  | 0.27189
0.22015 |  | 0.27185
0.22013 |  | 0.27183
0.22012 |  | 0.27182
0.22011 |  | 0.27176
0.22009 |  | 0.27173
0.22007 |  | 0.27172
0.22007 |  | 0.27169
0.22005 |  | 0.27166
0.22003 |  | 0.27163
0.22003 |  | 0.27161
0.22003 |  | 0.27155
0.22002 |  | 0.27149
0.22001 |  | 0.27148
0.22 |  | 0.27143
0.21998 |  | 0.27138
0.21996 |  | 0.27133
0.21995 |  | 0.27129
0.21995 |  | 0.27124
0.21993 |  | 0.2712
0.21992 |  | 0.27118
0.2199 |  | 0.27114
0.2199 |  | 0.27113
0.21987 |  | 0.2711
0.21986 |  | 0.27102
0.21985 |  | 0.27099
0.21983 |  | 0.27096
0.2198 |  | 0.27092
0.21979 |  | 0.27088
0.21977 |  | 0.27086
0.21977 |  | 0.27082
0.21976 |  | 0.27079
0.21976 |  | 0.27072
0.21974 |  | 0.2707
0.21973 |  | 0.27067
0.21971 |  | 0.27065
0.21969 |  | 0.2706
0.21967 |  | 0.27053
0.21967 |  | 0.27048
0.21967 |  | 0.27046
0.21964 |  | 0.27045
0.21964 |  | 0.27042
0.21961 |  | 0.27038
0.2196 |  | 0.27037
0.21959 |  | 0.27035
0.21959 |  | 0.27032
0.21956 |  | 0.27029
0.21955 |  | 0.27024
0.21954 |  | 0.27021
0.21954 |  | 0.27017
0.2195 |  | 0.27009
0.2195 |  | 0.27006
0.21948 |  | 0.27
0.21947 |  | 0.26998
0.21945 |  | 0.26991
0.21945 |  | 0.2699
0.21943 |  | 0.26987
0.21943 |  | 0.26984
0.21941 |  | 0.2698
0.21939 |  | 0.26979
0.21937 |  | 0.26974
0.21936 |  | 0.2697
0.21934 |  | 0.26961
0.21933 |  | 0.26958
0.21933 |  | 0.26956
0.21931 |  | 0.26951
0.21928 |  | 0.26945
0.21926 |  | 0.26941
0.21926 |  | 0.26937
0.21925 |  | 0.26934
0.21923 |  | 0.26929
0.21923 |  | 0.26926
0.21922 |  | 0.26923
0.2192 |  | 0.26919
0.2192 |  | 0.26911
0.21919 |  | 0.26909
0.21918 |  | 0.26908
0.21917 |  | 0.26904
0.21915 |  | 0.26902
0.21912 |  | 0.26898
0.21911 |  | 0.26895
0.21908 |  | 0.26891
0.21904 |  | 0.26889
0.21904 |  | 0.26884
0.21904 |  | 0.26879
0.21902 |  | 0.26869
0.21901 |  | 0.26865
0.21898 |  | 0.26857
0.21898 |  | 0.26855
0.21897 |  | 0.26848
0.21896 |  | 0.26847
0.21895 |  | 0.26843
0.21894 |  | 0.26837
0.21891 |  | 0.26834
0.21891 |  | 0.26831
0.21888 |  | 0.2683
0.21887 |  | 0.26829
0.21884 |  | 0.26822
0.21883 |  | 0.2682
0.21881 |  | 0.26812
0.21878 |  | 0.26807
0.21876 |  | 0.26805
0.21876 |  | 0.26799
0.21876 |  | 0.26797
0.21873 |  | 0.26794
0.21872 |  | 0.26793
0.21872 |  | 0.26791
0.21869 |  | 0.26787
0.21869 |  | 0.26785
0.21864 |  | 0.26784
0.21863 |  | 0.26777
0.21861 |  | 0.26774
0.21861 |  | 0.26767
0.21859 |  | 0.26762
0.21857 |  | 0.26756
0.21857 |  | 0.26755
0.21857 |  | 0.26749
0.21856 |  | 0.26738
0.21855 |  | 0.26735
0.21855 |  | 0.26731
0.21851 |  | 0.26724
0.2185 |  | 0.26718
0.21849 |  | 0.26715
0.21848 |  | 0.2671
0.21842 |  | 0.26705
0.21841 |  | 0.26705
0.21841 |  | 0.26696
0.21841 |  | 0.26695
0.21841 |  | 0.26678
0.21841 |  | 0.26676
0.21841 |  | 0.26674
0.21837 |  | 0.26668
0.21837 |  | 0.26665
0.21834 |  | 0.2666
0.21832 |  | 0.26651
0.2183 |  | 0.26648
0.21828 |  | 0.2664
0.21825 |  | 0.26635
0.21822 |  | 0.26631
0.2182 |  | 0.26627
0.2182 |  | 0.26618
0.21818 |  | 0.2661
0.21817 |  | 0.26604
0.21816 |  | 0.26601
0.21814 |  | 0.26587
0.21812 |  | 0.26582
0.2181 |  | 0.2658
0.21808 |  | 0.26578
0.21806 |  | 0.26574
0.21806 |  | 0.26569
0.21804 |  | 0.26566
0.218 |  | 0.26562
0.21798 |  | 0.26556
0.21796 |  | 0.26555
0.21796 |  | 0.26551
0.21794 |  | 0.26546
0.21792 |  | 0.26543
0.21791 |  | 0.26531
0.21787 |  | 0.26524
0.21787 |  | 0.26523
0.21786 |  | 0.2652
0.21783 |  | 0.26509
0.21781 |  | 0.26503
0.21778 |  | 0.26501
0.21776 |  | 0.26495
0.21775 |  | 0.2649
0.21774 |  | 0.26486
0.21772 |  | 0.26479
0.2177 |  | 0.26472
0.21767 |  | 0.26471
0.21766 |  | 0.26463
0.21764 |  | 0.26456
0.21763 |  | 0.26452
0.2176 |  | 0.2645
0.21759 |  | 0.26446
0.21759 |  | 0.2644
0.21758 |  | 0.26433
0.21756 |  | 0.26429
0.21755 |  | 0.26419
0.21755 |  | 0.26419
0.21753 |  | 0.26413
0.2175 |  | 0.26407
0.21747 |  | 0.26403
0.21747 |  | 0.26398
0.21746 |  | 0.26396
0.21745 |  | 0.26394
0.21744 |  | 0.26384
0.2174 |  | 0.26381
0.21737 |  | 0.2638
0.21737 |  | 0.26373
0.21733 |  | 0.26363
0.21733 |  | 0.26361
0.21732 |  | 0.26356
0.21729 |  | 0.26351
0.21727 |  | 0.26348
0.21727 |  | 0.26345
0.21726 |  | 0.26335
0.21725 |  | 0.26332
0.21723 |  | 0.26329
0.2172 |  | 0.26326
0.21719 |  | 0.26322
0.21716 |  | 0.2632
0.21714 |  | 0.2632
0.21714 |  | 0.26317
0.21711 |  | 0.26312
0.21711 |  | 0.26301
0.21709 |  | 0.26296
0.21706 |  | 0.26294
0.21706 |  | 0.26286
0.21703 |  | 0.26285
0.21701 |  | 0.26271
0.217 |  | 0.26268
0.21695 |  | 0.26256
0.21691 |  | 0.26244
0.21691 |  | 0.26242
0.21691 |  | 0.26239
0.21687 |  | 0.26238
0.21686 |  | 0.26234
0.21684 |  | 0.26228
0.21681 |  | 0.26226
0.2168 |  | 0.26221
0.21678 |  | 0.26219
0.21676 |  | 0.26212
0.21676 |  | 0.26207
0.21671 |  | 0.26205
0.21671 |  | 0.26201
0.21669 |  | 0.26199
0.21668 |  | 0.26193
0.21664 |  | 0.26187
0.21662 |  | 0.26185
0.2166 |  | 0.26181
0.2166 |  | 0.2618
0.2166 |  | 0.26175
0.21658 |  | 0.26174
0.21654 |  | 0.26168
0.21652 |  | 0.26167
0.21651 |  | 0.26163
0.2165 |  | 0.26162
0.21647 |  | 0.26156
0.21645 |  | 0.26154
0.21642 |  | 0.26151
0.21641 |  | 0.26147
0.21638 |  | 0.26143
0.21635 |  | 0.26136
0.21634 |  | 0.26128
0.21633 |  | 0.26124
0.21633 |  | 0.26121
0.2163 |  | 0.26116
0.21628 |  | 0.26112
0.21624 |  | 0.2611
0.21624 |  | 0.26106
0.21623 |  | 0.261
0.21619 |  | 0.26095
0.21618 |  | 0.26095
0.21613 |  | 0.26089
0.21612 |  | 0.26088
0.21611 |  | 0.26086
0.2161 |  | 0.26082
0.21608 |  | 0.26079
0.21607 |  | 0.26077
0.21605 |  | 0.26071
0.21604 |  | 0.26071
0.216 |  | 0.26065
0.21598 |  | 0.26062
0.21594 |  | 0.26062
0.21592 |  | 0.26057
0.21589 |  | 0.26056
0.21586 |  | 0.2605
0.21584 |  | 0.26043
0.21584 |  | 0.26036
0.21581 |  | 0.26031
0.21579 |  | 0.26029
0.21578 |  | 0.26026
0.21574 |  | 0.26022
0.21574 |  | 0.26018
0.21572 |  | 0.26013
0.21572 |  | 0.2601
0.21571 |  | 0.26007
0.21569 |  | 0.26
0.21569 |  | 0.25996
0.21563 |  | 0.25991
0.2156 |  | 0.25987
0.2156 |  | 0.25985
0.21556 |  | 0.25982
0.21554 |  | 0.2598
0.21552 |  | 0.25974
0.21549 |  | 0.25972
0.21543 |  | 0.25967
0.21541 |  | 0.25962
0.21538 |  | 0.25961
0.21536 |  | 0.2596
0.21534 |  | 0.25955
0.21532 |  | 0.2595
0.21531 |  | 0.25948
0.21528 |  | 0.25947
0.21521 |  | 0.25941
0.21518 |  | 0.25937
0.21517 |  | 0.25934
0.21512 |  | 0.2593
0.21511 |  | 0.25924
0.21509 |  | 0.2592
0.21508 |  | 0.25915
0.21505 |  | 0.2591
0.21491 |  | 0.25904
0.21488 |  | 0.25902
0.21483 |  | 0.25898
0.21478 |  | 0.25893
0.21474 |  | 0.2589
0.21469 |  | 0.25887
0.21465 |  | 0.25884
0.21463 |  | 0.2588
0.2145 |  | 0.25878
0.21446 |  | 0.25875
0.21435 |  | 0.25873
0.21435 |  | 0.25872
0.2143 |  | 0.25866
0.2143 |  | 0.25865
0.21395 |  | 0.2586
0.21386 |  | 0.25855
0.21381 |  | 0.2585
0.21358 |  | 0.25848
0.21347 |  | 0.25846
0.21347 |  | 0.25842
0.21345 |  | 0.2584
0.2133 |  | 0.2584
0.21321 |  | 0.25834
0.21292 |  | 0.25829
0.21153 |  | 0.25819
0.21132 |  | 0.25819
0.21092 |  | 0.25818
0.21058 |  | 0.25813
0.21033 |  | 0.25811
0.21011 |  | 0.2581
0.20958 |  | 0.25806
0.20938 |  | 0.25802
0.20931 |  | 0.25799
0.20928 |  | 0.25796
0.20915 |  | 0.25793
0.20909 |  | 0.2579
0.20906 |  | 0.25784
0.20896 |  | 0.25782
0.2089 |  | 0.25776
0.20884 |  | 0.2577
0.20883 |  | 0.25763
0.20878 |  | 0.25761
0.20865 |  | 0.25758
0.20856 |  | 0.25753
0.20852 |  | 0.25751
0.2084 |  | 0.25747
0.20834 |  | 0.25744
0.20827 |  | 0.2574
0.20818 |  | 0.25738
0.20799 |  | 0.25736
0.20791 |  | 0.25732
0.20777 |  | 0.25728
0.20771 |  | 0.25725
0.20763 |  | 0.25721
0.20742 |  | 0.25718
0.2072 |  | 0.25712
0.20717 |  | 0.25708
0.20703 |  | 0.25708
0.20693 |  | 0.25706
0.2066 |  | 0.257
0.20656 |  | 0.25697
0.20652 |  | 0.25692
0.20651 |  | 0.25689
0.20641 |  | 0.25689
0.20639 |  | 0.25683
0.20634 |  | 0.2568
0.20578 |  | 0.25677
0.20544 |  | 0.25675
0.20522 |  | 0.25672
0.20508 |  | 0.25672
0.20498 |  | 0.25663
0.20423 |  | 0.25661
0.20354 |  | 0.25659
0.20325 |  | 0.25659
0.20302 |  | 0.25654
0.20252 |  | 0.25652
0.2024 |  | 0.25649
0.20235 |  | 0.25645
0.20224 |  | 0.25641
0.20222 |  | 0.25641
0.20185 |  | 0.25639
0.20174 |  | 0.25633
0.20126 |  | 0.25626
0.20109 |  | 0.25623
0.20094 |  | 0.25619
0.20084 |  | 0.25615
0.20059 |  | 0.25612
0.20056 |  | 0.25608
0.20041 |  | 0.25607
0.20008 |  | 0.25602
0.19998 |  | 0.25599
0.19997 |  | 0.25596
0.19995 |  | 0.25594
0.19977 |  | 0.25592
0.19963 |  | 0.2559
0.1996 |  | 0.25586
0.19946 |  | 0.25582
0.19942 |  | 0.25577
0.19929 |  | 0.25577
0.19895 |  | 0.25575
0.19885 |  | 0.25572
0.19884 |  | 0.25569
0.19874 |  | 0.25568
0.19806 |  | 0.25565
0.19796 |  | 0.25564
0.19756 |  | 0.25561
0.19725 |  | 0.25558
0.19723 |  | 0.25553
0.19722 |  | 0.25548
0.19721 |  | 0.25543
0.19721 |  | 0.25541
0.19721 |  | 0.25539
0.19719 |  | 0.25535
0.19717 |  | 0.25531
0.19715 |  | 0.25528
0.19714 |  | 0.25521
0.19712 |  | 0.25519
0.1971 |  | 0.25516
0.19707 |  | 0.25514
0.19705 |  | 0.25512
0.19704 |  | 0.25509
0.19701 |  | 0.25505
0.19701 |  | 0.255
0.197 |  | 0.25497
0.19698 |  | 0.25495
0.19697 |  | 0.25489
0.19694 |  | 0.25485
0.19691 |  | 0.25482
0.19691 |  | 0.25478
0.19689 |  | 0.25474
0.19688 |  | 0.25467
0.19686 |  | 0.25464
0.19682 |  | 0.25458
0.1968 |  | 0.25452
0.19679 |  | 0.25447
0.19676 |  | 0.25444
0.19676 |  | 0.2544
0.19676 |  | 0.25437
0.19672 |  | 0.25433
0.1967 |  | 0.25428
0.19669 |  | 0.25425
0.19669 |  | 0.25423
0.19666 |  | 0.25421
0.19665 |  | 0.25418
0.1966 |  | 0.25415
0.1966 |  | 0.2541
0.19656 |  | 0.25404
0.19655 |  | 0.25399
0.19652 |  | 0.25397
0.19651 |  | 0.25392
0.1965 |  | 0.25387
0.1965 |  | 0.25384
0.19648 |  | 0.2538
0.19645 |  | 0.25379
0.19641 |  | 0.25373
0.19641 |  | 0.25371
0.19638 |  | 0.25371
0.19638 |  | 0.25369
0.19638 |  | 0.25363
0.19636 |  | 0.2536
0.19632 |  | 0.25357
0.19632 |  | 0.25355
0.19631 |  | 0.25354
0.19628 |  | 0.25347
0.19627 |  | 0.25346
0.19625 |  | 0.25345
0.19625 |  | 0.25338
0.19622 |  | 0.25334
0.19621 |  | 0.2533
0.19621 |  | 0.25328
0.19621 |  | 0.25323
0.19618 |  | 0.25317
0.19616 |  | 0.25313
0.19612 |  | 0.25307
0.19612 |  | 0.25304
0.19611 |  | 0.25302
0.19609 |  | 0.25297
0.19607 |  | 0.25294
0.19605 |  | 0.25291
0.19602 |  | 0.25289
0.19599 |  | 0.25285
0.19598 |  | 0.25282
0.19598 |  | 0.25281
0.19595 |  | 0.25278
0.19593 |  | 0.25274
0.19592 |  | 0.25271
0.19591 |  | 0.25263
0.1959 |  | 0.2526
0.19589 |  | 0.25255
0.19589 |  | 0.25254
0.19588 |  | 0.25251
0.19585 |  | 0.25245
0.19582 |  | 0.25243
0.19582 |  | 0.25239
0.19581 |  | 0.25234
0.19578 |  | 0.25232
0.19578 |  | 0.25228
0.19576 |  | 0.25221
0.19575 |  | 0.25215
0.19573 |  | 0.25211
0.19573 |  | 0.25207
0.19571 |  | 0.25206
0.1957 |  | 0.25201
0.19568 |  | 0.25199
0.19567 |  | 0.25195
0.19565 |  | 0.25189
0.19565 |  | 0.25189
0.19562 |  | 0.25184
0.19559 |  | 0.25183
0.19559 |  | 0.25177
0.19559 |  | 0.25172
0.19557 |  | 0.25167
0.19555 |  | 0.25157
0.19555 |  | 0.25149
0.19552 |  | 0.25143
0.19552 |  | 0.25133
0.19551 |  | 0.2513
0.19551 |  | 0.25127
0.19547 |  | 0.25124
0.19547 |  | 0.25123
0.19544 |  | 0.25122
0.19541 |  | 0.25114
0.19538 |  | 0.25113
0.19538 |  | 0.25106
0.19537 |  | 0.25097
0.19537 |  | 0.25093
0.19533 |  | 0.2509
0.19531 |  | 0.25085
0.1953 |  | 0.25084
0.1953 |  | 0.2508
0.1953 |  | 0.25073
0.1953 |  | 0.25073
0.19526 |  | 0.25068
0.19524 |  | 0.25061
0.19523 |  | 0.25057
0.19519 |  | 0.25054
0.19519 |  | 0.25048
0.19514 |  | 0.25043
0.19514 |  | 0.25035
0.19514 |  | 0.25028
0.1951 |  | 0.25025
0.19508 |  | 0.25018
0.19508 |  | 0.25017
0.19508 |  | 0.25012
0.19506 |  | 0.25005
0.19503 |  | 0.25001
0.19503 |  | 0.24999
0.19499 |  | 0.24996
0.19499 |  | 0.24989
0.19497 |  | 0.24982
0.19495 |  | 0.24979
0.19494 |  | 0.24971
0.19493 |  | 0.24963
0.19488 |  | 0.24958
0.19488 |  | 0.24954
0.19484 |  | 0.24946
0.19482 |  | 0.24943
0.19481 |  | 0.24939
0.19481 |  | 0.24937
0.19477 |  | 0.24935
0.19476 |  | 0.24929
0.19474 |  | 0.24923
0.19474 |  | 0.24922
0.19472 |  | 0.24922
0.19469 |  | 0.24908
0.19465 |  | 0.249
0.19463 |  | 0.24894
0.19463 |  | 0.24891
0.19459 |  | 0.24888
0.19458 |  | 0.24877
0.19453 |  | 0.24876
0.19453 |  | 0.2487
0.19452 |  | 0.24862
0.19451 |  | 0.24856
0.19447 |  | 0.24837
0.19447 |  | 0.24827
0.19445 |  | 0.24823
0.19444 |  | 0.24801
0.19444 |  | 0.24797
0.19442 |  | 0.24788
0.1944 |  | 0.24787
0.19435 |  | 0.24784
0.19435 |  | 0.24773
0.19432 |  | 0.24768
0.1943 |  | 0.24757
0.1943 |  | 0.24753
0.19427 |  | 0.24744
0.19427 |  | 0.24742
0.19424 |  | 0.24727
0.19424 |  | 0.24725
0.1942 |  | 0.2471
0.19418 |  | 0.24685
0.19417 |  | 0.24658
0.19413 |  | 0.24633
0.19411 |  | 0.24631
0.19409 |  | 0.24631
0.19408 |  | 0.24585
0.19406 |  | 0.24543
0.19405 |  | 0.24534
0.19404 |  | 0.24526
0.194 |  | 0.24499
0.19396 |  | 0.24491
0.19396 |  | 0.24483
0.19395 |  | 0.24458
0.19392 |  | 0.24444
0.1939 |  | 0.24403
0.19389 |  | 0.24383
0.19386 |  | 0.24349
0.19384 |  | 0.24319
0.19382 |  | 0.24232
0.19381 |  | 0.24201
0.19379 |  | 0.24155
0.19376 |  | 0.24142
0.19373 |  | 0.24134
0.19372 |  | 0.24111
0.1937 |  | 0.24034
0.19369 |  | 0.23987
0.19366 |  | 0.23969
0.19364 |  | 0.2396
0.19361 |  | 0.23895
0.19357 |  | 0.23848
0.19356 |  | 0.23777
0.19355 |  | 0.2375
0.19351 |  | 0.23738
0.19348 |  | 0.23695
0.19348 |  | 0.23641
0.19347 |  | 0.23627
0.19343 |  | 0.23593
0.19343 |  | 0.23561
0.19341 |  | 0.2355
0.19338 |  | 0.23539
0.19337 |  | 0.23504
0.19334 |  | 0.23498
0.19333 |  | 0.23481
0.19326 |  | 0.23465
0.19325 |  | 0.23455
0.19323 |  | 0.2344
0.19322 |  | 0.23422
0.19319 |  | 0.23408
0.19316 |  | 0.23384
0.1931 |  | 0.23381
0.1931 |  | 0.23355
0.19305 |  | 0.23343
0.19304 |  | 0.23341
0.19301 |  | 0.23333
0.19297 |  | 0.23319
0.19293 |  | 0.23308
0.19293 |  | 0.23289
0.1929 |  | 0.23284
0.19287 |  | 0.23278
0.19283 |  | 0.23271
0.1928 |  | 0.2326
0.19276 |  | 0.23254
0.19276 |  | 0.2325
0.19275 |  | 0.23227
0.19271 |  | 0.23212
0.19266 |  | 0.23206
0.19266 |  | 0.23195
0.19266 |  | 0.23141
0.19262 |  | 0.23124
0.1926 |  | 0.23117
0.19258 |  | 0.23108
0.19256 |  | 0.23087
0.19251 |  | 0.23069
0.19249 |  | 0.23012
0.19248 |  | 0.23005
0.19243 |  | 0.22945
0.19236 |  | 0.22944
0.19233 |  | 0.22923
0.19232 |  | 0.22877
0.1923 |  | 0.22872
0.19224 |  | 0.22858
0.1922 |  | 0.22841
0.19219 |  | 0.22806
0.19215 |  | 0.22791
0.19215 |  | 0.22777
0.19207 |  | 0.22776
0.19207 |  | 0.22761
0.19206 |  | 0.22749
0.19201 |  | 0.22744
0.19199 |  | 0.22735
0.19194 |  | 0.22711
0.19188 |  | 0.22706
0.19184 |  | 0.22702
0.19184 |  | 0.227
0.19182 |  | 0.227
0.19181 |  | 0.22692
0.19178 |  | 0.22686
0.19176 |  | 0.22683
0.19174 |  | 0.22677
0.1917 |  | 0.22675
0.19168 |  | 0.2267
0.19163 |  | 0.2267
0.19159 |  | 0.22665
0.19156 |  | 0.22664
0.19154 |  | 0.22663
0.19152 |  | 0.22657
0.19147 |  | 0.22655
0.19145 |  | 0.22652
0.19142 |  | 0.22652
0.19139 |  | 0.22649
0.19137 |  | 0.22644
0.19134 |  | 0.22637
0.1913 |  | 0.22629
0.19127 |  | 0.22627
0.19126 |  | 0.22626
0.19121 |  | 0.22624
0.19115 |  | 0.22622
0.19111 |  | 0.2262
0.19104 |  | 0.22616
0.19101 |  | 0.22605
0.19101 |  | 0.22601
0.191 |  | 0.22597
0.19087 |  | 0.22593
0.19084 |  | 0.22591
0.19076 |  | 0.22589
0.19056 |  | 0.22583
0.19052 |  | 0.22577
0.19047 |  | 0.22573
0.19041 |  | 0.22567
0.19036 |  | 0.22565
0.19028 |  | 0.22563
0.19028 |  | 0.22555
0.19022 |  | 0.22553
0.19017 |  | 0.22553
0.19008 |  | 0.22549
0.19001 |  | 0.22547
0.18999 |  | 0.22545
0.18981 |  | 0.22543
0.18973 |  | 0.22535
0.1896 |  | 0.22525
0.18952 |  | 0.22523
0.1894 |  | 0.2252
0.18922 |  | 0.22515
0.18915 |  | 0.22513
0.18872 |  | 0.22509
0.18857 |  | 0.22504
0.18829 |  | 0.22504
0.18825 |  | 0.22503
0.18809 |  | 0.22495
0.18791 |  | 0.22493
0.18751 |  | 0.22493
0.18742 |  | 0.22489
0.18703 |  | 0.22485
0.18698 |  | 0.22483
0.18676 |  | 0.22479
0.18659 |  | 0.22472
0.18659 |  | 0.22472
0.18651 |  | 0.22466
0.18626 |  | 0.22454
0.18601 |  | 0.22452
0.18598 |  | 0.22446
0.18577 |  | 0.22444
0.18571 |  | 0.22437
0.18557 |  | 0.22433
0.18552 |  | 0.22431
0.18546 |  | 0.22429
0.18543 |  | 0.22425
0.18537 |  | 0.22423
0.18492 |  | 0.22417
0.18491 |  | 0.2241
0.18489 |  | 0.22401
0.18469 |  | 0.22393
0.18462 |  | 0.22391
0.18453 |  | 0.22389
0.18452 |  | 0.22384
0.18449 |  | 0.22381
0.18426 |  | 0.22375
0.18424 |  | 0.22375
0.18416 |  | 0.22371
0.18413 |  | 0.22369
0.1841 |  | 0.22365
0.18406 |  | 0.22359
0.18404 |  | 0.22358
0.18401 |  | 0.22355
0.18384 |  | 0.22355
0.18382 |  | 0.22349
0.18382 |  | 0.22347
0.18368 |  | 0.22343
0.18339 |  | 0.2234
0.18336 |  | 0.22335
0.18324 |  | 0.22334
0.18315 |  | 0.22334
0.18309 |  | 0.22329
0.18295 |  | 0.22327
0.18282 |  | 0.22323
0.18277 |  | 0.22315
0.18276 |  | 0.22311
0.18268 |  | 0.22305
0.18267 |  | 0.22301
0.18252 |  | 0.22292
0.18242 |  | 0.22289
0.18236 |  | 0.22287
0.1823 |  | 0.22279
0.1823 |  | 0.22273
0.18225 |  | 0.22269
0.18223 |  | 0.22267
0.18218 |  | 0.22263
0.18202 |  | 0.22259
0.182 |  | 0.22257
0.18194 |  | 0.22257
0.18181 |  | 0.22253
0.1818 |  | 0.22247
0.18173 |  | 0.22243
0.18171 |  | 0.22241
0.18149 |  | 0.22237
0.18139 |  | 0.22233
0.18135 |  | 0.22228
0.18132 |  | 0.22221
0.18114 |  | 0.22217
0.18109 |  | 0.22215
0.18106 |  | 0.22206
0.18103 |  | 0.22206
0.18094 |  | 0.222
0.18067 |  | 0.22199
0.18062 |  | 0.22194
0.18049 |  | 0.22192
0.18041 |  | 0.22188
0.18035 |  | 0.22184
0.18019 |  | 0.22174
0.18009 |  | 0.22172
0.18004 |  | 0.22165
0.17989 |  | 0.22161
0.17974 |  | 0.2216
0.17972 |  | 0.22153
0.17946 |  | 0.22149
0.17941 |  | 0.22147
0.17934 |  | 0.22145
0.17927 |  | 0.22145
0.17926 |  | 0.22133
0.17897 |  | 0.22133
0.17897 |  | 0.22127
0.17883 |  | 0.22125
0.17856 |  | 0.22123
0.17854 |  | 0.22119
0.17828 |  | 0.22117
0.17812 |  | 0.22108
0.17806 |  | 0.2209
0.17781 |  | 0.2209
0.1778 |  | 0.22084
0.17769 |  | 0.22082
0.17741 |  | 0.22074
0.17705 |  | 0.22072
0.177 |  | 0.22067
0.17691 |  | 0.22063
0.17645 |  | 0.22061
0.17641 |  | 0.22055
0.17625 |  | 0.22055
0.17601 |  | 0.22049
0.17589 |  | 0.22047
0.17579 |  | 0.22036
0.17573 |  | 0.22032
0.17523 |  | 0.22029
0.17517 |  | 0.22024
0.17511 |  | 0.22021
0.17503 |  | 0.22021
0.17484 |  | 0.22018
0.17458 |  | 0.22016
0.17445 |  | 0.2201
0.17443 |  | 0.22004
0.17425 |  | 0.21997
0.17424 |  | 0.21995
0.17397 |  | 0.21993
0.17394 |  | 0.21991
0.17385 |  | 0.21985
0.17381 |  | 0.21981
0.17376 |  | 0.21979
0.17372 |  | 0.21973
0.17363 |  | 0.21969
0.17354 |  | 0.21963
0.17333 |  | 0.21961
0.17318 |  | 0.21956
0.17289 |  | 0.21938
0.17287 |  | 0.21936
0.17275 |  | 0.21934
0.17274 |  | 0.21926
0.17268 |  | 0.21921
0.17259 |  | 0.21917
0.17241 |  | 0.21909
0.17235 |  | 0.21907
0.17235 |  | 0.21907
0.17217 |  | 0.21895
0.17202 |  | 0.21893
0.17192 |  | 0.21884
0.17183 |  | 0.21882
0.1718 |  | 0.21878
0.17162 |  | 0.21867
0.17159 |  | 0.2186
0.17151 |  | 0.21856
0.17151 |  | 0.21852
0.17145 |  | 0.21848
0.17136 |  | 0.21834
0.17119 |  | 0.21832
0.17115 |  | 0.21819
0.17106 |  | 0.21813
0.17106 |  | 0.21805
0.17105 |  | 0.21799
0.17092 |  | 0.21794
0.17056 |  | 0.21786
0.17041 |  | 0.21783
0.17031 |  | 0.21778
0.17027 |  | 0.2177
0.17015 |  | 0.21748
0.17013 |  | 0.21744
0.17003 |  | 0.2174
0.17001 |  | 0.21723
0.16989 |  | 0.21712
0.16985 |  | 0.21707
0.16974 |  | 0.21703
0.16966 |  | 0.2169
0.16946 |  | 0.21683
0.1694 |  | 0.21668
0.16928 |  | 0.21658
0.16906 |  | 0.21654
0.16903 |  | 0.21631
0.16892 |  | 0.2162
0.1689 |  | 0.21612
0.1688 |  | 0.21608
0.16873 |  | 0.21596
0.16868 |  | 0.21589
0.16836 |  | 0.21574
0.1683 |  | 0.21568
0.16826 |  | 0.21563
0.16823 |  | 0.21556
0.16803 |  | 0.21542
0.16798 |  | 0.21525
0.16796 |  | 0.21521
0.16792 |  | 0.21517
0.1678 |  | 0.21511
0.16777 |  | 0.21498
0.16767 |  | 0.21489
0.16763 |  | 0.21473
0.16757 |  | 0.21457
0.16757 |  | 0.21448
0.16754 |  | 0.2144
0.16729 |  | 0.21421
0.16724 |  | 0.21329
0.16712 |  | 0.21236
0.16708 |  | 0.2119
0.16696 |  | 0.20631
0.1668 |  | 0.20419
0.16659 |  | 0.20143
0.16659 |  | 0.20052
0.16649 |  | 0.19508
0.16642 |  | 0.19481
0.16637 |  | 0.19261
0.16634 |  | 0.192
0.16628 |  | 0.19022
0.16625 |  | 0.19001
0.16621 |  | 0.18703
0.16606 |  | 0.18696
0.16603 |  | 0.15688
0.16587 |  | 0.15682
0.16584 |  | 0.15682
0.16577 |  | 0.1567
0.16574 |  | 0.15667
0.16559 |  | 0.15661
0.16557 |  | 0.15659
0.1655 |  | 0.15644
0.16544 |  | 0.15641
0.16541 |  | 0.15638
0.16535 |  | 0.15635
0.16532 |  | 0.15632
0.16522 |  | 0.15614
0.16511 |  | 0.15608
0.16508 |  | 0.15606
0.16496 |  | 0.156
0.16491 |  | 0.15594
0.16478 |  | 0.15591
0.16469 |  | 0.15585
0.16465 |  | 0.15585
0.16456 |  | 0.15579
0.16453 |  | 0.15576
0.16447 |  | 0.15567
0.16443 |  | 0.15552
0.16437 |  | 0.15552
0.16431 |  | 0.15544
0.16425 |  | 0.15529
0.16412 |  | 0.1552
0.16405 |  | 0.15508
0.16396 |  | 0.155
0.16369 |  | 0.15488
0.16363 |  | 0.15473
0.16352 |  | 0.15458
0.16341 |  | 0.15455
0.16331 |  | 0.15452
0.16327 |  | 0.15452
0.1632 |  | 0.15446
0.16308 |  | 0.15435
0.16298 |  | 0.15423
0.16287 |  | 0.1542
0.1627 |  | 0.15411
0.16265 |  | 0.15406
0.16246 |  | 0.15397
0.1622 |  | 0.15388
0.16184 |  | 0.15382
0.16172 |  | 0.15355
0.1614 |  | 0.15346
0.16136 |  | 0.1534
0.16104 |  | 0.15331
0.16084 |  | 0.15331
0.16053 |  | 0.1532
0.16043 |  | 0.15317
0.16037 |  | 0.15308
0.16012 |  | 0.1529
0.15989 |  | 0.15258
0.15976 |  | 0.1524
0.15963 |  | 0.15231
0.15948 |  | 0.1521
0.15938 |  | 0.15177
0.15922 |  | 0.15165
0.15911 |  | 0.15136
0.1589 |  | 0.15103
0.15847 |  | 0.15082
0.15839 |  | 0.14983
0.15819 |  | 0.14978
0.15796 |  | 0.14963
0.15784 |  | 0.14948
0.15723 |  | 0.031749
0.15706 |  | 0.031749
0.15687 |  | 0.031749
0.15635 |  | 0.031638
0.15609 |  | 0.031527
0.15597 |  | 0.031527
0.15558 |  | 0.031472
0.15542 |  | 0.031472
0.1552 |  | 0.031416
0.1548 |  | 0.031361
0.15462 |  | 0.031361
0.15435 |  | 0.03125
0.15397 |  | 0.03125
0.15123 |  | 0.031195
0.15024 |  | 0.031195
0.14921 |  | 0.031139
0.14903 |  | 0.031028
0.14796 |  | 0.030973
0.14718 |  | 0.030973
0.14691 |  | 0.030751
0.14667 |  | 0.030641
0.14621 |  | 0.030641
0.14611 |  | 0.030474
0.14596 |  | 0.030364
0.14573 |  | 0.030364
0.14483 |  | 0.030364
0.14179 |  | 0.030308
0.14063 |  | 0.030197
0.13556 |  | 0.030197
0.10264 |  | 0.030142
0.033389 |  | 0.030086
0 |  | 0.030031
0 |  | 0.030031
0 |  | 0.02992
0 |  | 0.029588
0 |  | 0.029532
0 |  | 0.029532
0 |  | 0.029477
0 |  | 0.029145
0 |  | 0.029145
0 |  | 0.029034
0 |  | 0.028757
0 |  | 0.028313
0 |  | 0.028147
0 |  | 0.027759
0 |  | 0.027482
0 |  | 0.026152
0 |  | 0.025765
0 |  | 0
0 |  | 0
0 |  | 0
0 |  | 0
0 |  | 0
0 |  | 0
0 |  | 0
0 |  | 0
0 |  | 0
0 |  | 0
0 |  | 0
0 |  | 0
0 |  | 0
0 |  | 0
0 |  | 0
0 |  | 0
0 |  | 0
0 |  | 0
0 |  | 0
0 |  | 0
0 |  | 0
0 |  | 0
0 |  | 0
0 |  | 0
0 |  | 0
0 |  | 0
0 |  | 0
0 |  | 0
0 |  | 0
0 |  | 0
0 |  | 0

## Workings_costs
CitiPower
North Richmond feeder: NR015
WORKINGS - COSTS
| Option 2 | NR015 feeder cable upgrade
|  | Project components | Units | Quantity | Unit Rate ($2023) | Installed cost ($2023)
|  | Cost per span - 50m per span (Citipower only) | m |  | 15230.86 | 0
|  | U/G cost per metre | m | 980 | 4032.75 | 3952095
|  | HV remote controlled switch | m |  | 93000 | 0
|  | Average cost per uprate (metre) | each |  | 64.22 | 0
|  | Total |  |  |  | 3952095

## Sensitivity_calcs
CitiPower
North Richmond feeder: NR015
SENSITIVITY CALCULATIONS
Discount factor | [6 empty] | 0 | 0.98295 | 0.94971 | 0.91759 | 0.88656 | 0.85658 | 0.82761 | 0.79963 | 0.77259 | 0.74646 | 0.72122 | 0.69683 | 0.67326 | 0.6505 | 0.6285 | 0.60725 | 0.58671 | 0.56687 | 0.5477 | 0.52918 | 0.51129 | 0.494 | 0.47729 | 0.46115 | 0.44556 | 0.43049
Count | [6 empty] | 0 | 1 | 2 | 3 | 4 | 5 | 6 | 7 | 8 | 9 | 10 | 11 | 12 | 13 | 14 | 15 | 16 | 17 | 18 | 19 | 20 | 21 | 22 | 23 | 24 | 25
Analysis period | [6 empty] | TRUE | TRUE | TRUE | TRUE | TRUE | TRUE | TRUE | TRUE | TRUE | TRUE | TRUE | TRUE | TRUE | TRUE | TRUE | TRUE | TRUE | TRUE | TRUE | TRUE | TRUE | TRUE | TRUE | FALSE | FALSE | FALSE
[7 empty] | 2026-06-30 | 2026-27 | 2027-28 | 2028-29 | 2029-30 | 2030-31 | 2031-32 | 2032-33 | 2033-34 | 2034-35 | 2035-36 | 2036-37 | 2037-38 | 2038-39 | 2039-40 | 2040-41 | 2041-42 | 2042-43 | 2043-44 | 2044-45 | 2045-46 | 2046-47 | 2047-48 | 2048-49 | 2049-50 | 2050-51
PV
[25 empty] | 926533.9127 | 926533.9127 | 926533.9127 | 926533.9127 | 0 | 0 | 0
OPTION 1 (base case) | NPV | Net benefits | OPTION 1 (base case)NPV |  | 0 |  | 0 | 0 | 0 | 0 | 0 | 0 | 0 | 0 | 0 | 0 | 0 | 0 | 0 | 0 | 0 | 0 | 0 | 0 | 0 | 0 | 0 | 0 | 0 | 0 | 0 | 0
OPTION 1 (base case) | sens1 | Capex 10% higher | OPTION 1 (base case)sens1 |  | 0 |  | 0 | 0 | 0 | 0 | 0 | 0 | 0 | 0 | 0 | 0 | 0 | 0 | 0 | 0 | 0 | 0 | 0 | 0 | 0 | 0 | 0 | 0 | 0 | 0 | 0 | 0
OPTION 1 (base case) | sens2 | Capex 10% lower | OPTION 1 (base case)sens2 |  | 0 |  | 0 | 0 | 0 | 0 | 0 | 0 | 0 | 0 | 0 | 0 | 0 | 0 | 0 | 0 | 0 | 0 | 0 | 0 | 0 | 0 | 0 | 0 | 0 | 0 | 0 | 0
OPTION 1 (base case) | sens3 | Total benefits 10% higher | OPTION 1 (base case)sens3 |  | 0 |  | 0 | 0 | 0 | 0 | 0 | 0 | 0 | 0 | 0 | 0 | 0 | 0 | 0 | 0 | 0 | 0 | 0 | 0 | 0 | 0 | 0 | 0 | 0 | 0 | 0 | 0
OPTION 1 (base case) | sens4 | Total benefits 10% lower | OPTION 1 (base case)sens4 |  | 0 |  | 0 | 0 | 0 | 0 | 0 | 0 | 0 | 0 | 0 | 0 | 0 | 0 | 0 | 0 | 0 | 0 | 0 | 0 | 0 | 0 | 0 | 0 | 0 | 0 | 0 | 0
OPTION 1 (base case) | sens5 | Capex 10% higher & Total benefits 10% lower | OPTION 1 (base case)sens5 |  | 0 |  | 0 | 0 | 0 | 0 | 0 | 0 | 0 | 0 | 0 | 0 | 0 | 0 | 0 | 0 | 0 | 0 | 0 | 0 | 0 | 0 | 0 | 0 | 0 | 0 | 0 | 0
OPTION 1 (base case) | sens | 0 | OPTION 1 (base case)sens |  | 0 |  | 0 | 0 | 0 | 0 | 0 | 0 | 0 | 0 | 0 | 0 | 0 | 0 | 0 | 0 | 0 | 0 | 0 | 0 | 0 | 0 | 0 | 0 | 0 | 0 | 0 | 0
OPTION 1 (base case) | sens | 0 | OPTION 1 (base case)sens |  | 0 |  | 0 | 0 | 0 | 0 | 0 | 0 | 0 | 0 | 0 | 0 | 0 | 0 | 0 | 0 | 0 | 0 | 0 | 0 | 0 | 0 | 0 | 0 | 0 | 0 | 0 | 0
OPTION 1 (base case) | sens | 0 | OPTION 1 (base case)sens |  | 0 |  | 0 | 0 | 0 | 0 | 0 | 0 | 0 | 0 | 0 | 0 | 0 | 0 | 0 | 0 | 0 | 0 | 0 | 0 | 0 | 0 | 0 | 0 | 0 | 0 | 0 | 0
Option 2 | NPV | Net benefits | Option 2NPV |  | 9300595.3794 |  | 0 | 0 | 0 | 0 | 85665.0241 | 177839.2398 | 324032.6364 | 526250.6535 | 732760.6507 | 926533.9127 | 926533.9127 | 926533.9127 | 926533.9127 | 926533.9127 | 926533.9127 | 926533.9127 | 926533.9127 | 926533.9127 | 926533.9127 | 926533.9127 | 926533.9127 | 926533.9127 | 926533.9127 | 0 | 0 | 0
Option 2 | sens1 | Capex 10% higher | Option 2sens1 |  | 9066015.6779 |  | 0 | 0 | 0 | 0 | 67018.0229 | 159192.2386 | 305385.6352 | 507603.6522 | 714113.6495 | 907886.9115 | 907886.9115 | 907886.9115 | 907886.9115 | 907886.9115 | 907886.9115 | 907886.9115 | 907886.9115 | 907886.9115 | 907886.9115 | 907886.9115 | 907886.9115 | 907886.9115 | 907886.9115 | 0 | 0 | 0
Option 2 | sens2 | Capex 10% lower | Option 2sens2 |  | 9535175.081 |  | 0 | 0 | 0 | 0 | 104312.0253 | 196486.241 | 342679.6376 | 544897.6547 | 751407.6519 | 945180.9139 | 945180.9139 | 945180.9139 | 945180.9139 | 945180.9139 | 945180.9139 | 945180.9139 | 945180.9139 | 945180.9139 | 945180.9139 | 945180.9139 | 945180.9139 | 945180.9139 | 945180.9139 | 0 | 0 | 0
Option 2 | sens3 | Total benefits 10% higher | Option 2sens3 |  | 10465234.6189 |  | 0 | 0 | 0 | 0 | 112878.5278 | 214270.165 | 375082.9012 | 597522.72 | 824683.717 | 1037834.3052 | 1037834.3052 | 1037834.3052 | 1037834.3052 | 1037834.3052 | 1037834.3052 | 1037834.3052 | 1037834.3052 | 1037834.3052 | 1037834.3052 | 1037834.3052 | 1037834.3052 | 1037834.3052 | 1037834.3052 | 0 | 0 | 0
Option 2 | sens4 | Total benefits 10% lower | Option 2sens4 |  | 8135956.14 |  | 0 | 0 | 0 | 0 | 58451.5205 | 141408.3146 | 272982.3715 | 454978.5869 | 640837.5844 | 815233.5202 | 815233.5202 | 815233.5202 | 815233.5202 | 815233.5202 | 815233.5202 | 815233.5202 | 815233.5202 | 815233.5202 | 815233.5202 | 815233.5202 | 815233.5202 | 815233.5202 | 815233.5202 | 0 | 0 | 0
Option 2 | sens5 | Capex 10% higher & Total benefits 10% lower | Option 2sens5 |  | 7901376.4385 |  | 0 | 0 | 0 | 0 | 39804.5193 | 122761.3134 | 254335.3703 | 436331.5857 | 622190.5832 | 796586.519 | 796586.519 | 796586.519 | 796586.519 | 796586.519 | 796586.519 | 796586.519 | 796586.519 | 796586.519 | 796586.519 | 796586.519 | 796586.519 | 796586.519 | 796586.519 | 0 | 0 | 0
Option 2 | sens | 0 | Option 2sens |  | 9300595.3794 |  | 0 | 0 | 0 | 0 | 85665.0241 | 177839.2398 | 324032.6364 | 526250.6535 | 732760.6507 | 926533.9127 | 926533.9127 | 926533.9127 | 926533.9127 | 926533.9127 | 926533.9127 | 926533.9127 | 926533.9127 | 926533.9127 | 926533.9127 | 926533.9127 | 926533.9127 | 926533.9127 | 926533.9127 | 0 | 0 | 0
Option 2 | sens | 0 | Option 2sens |  | 9300595.3794 |  | 0 | 0 | 0 | 0 | 85665.0241 | 177839.2398 | 324032.6364 | 526250.6535 | 732760.6507 | 926533.9127 | 926533.9127 | 926533.9127 | 926533.9127 | 926533.9127 | 926533.9127 | 926533.9127 | 926533.9127 | 926533.9127 | 926533.9127 | 926533.9127 | 926533.9127 | 926533.9127 | 926533.9127 | 0 | 0 | 0
Option 2 | sens | 0 | Option 2sens |  | 9300595.3794 |  | 0 | 0 | 0 | 0 | 85665.0241 | 177839.2398 | 324032.6364 | 526250.6535 | 732760.6507 | 926533.9127 | 926533.9127 | 926533.9127 | 926533.9127 | 926533.9127 | 926533.9127 | 926533.9127 | 926533.9127 | 926533.9127 | 926533.9127 | 926533.9127 | 926533.9127 | 926533.9127 | 926533.9127 | 0 | 0 | 0
[7 empty] | 0 | 0 | 0 | 0 | 0 | 76495.5546 | 222688.9512 | 424906.9683 | 631416.9655 | 825190.2275 | 825190.2275 | 825190.2275 | 825190.2275 | 825190.2275 | 825190.2275 | 825190.2275 | 825190.2275 | 825190.2275 | 825190.2275 | 825190.2275 | 825190.2275 | 825190.2275 | 825190.2275 | 0 | 0 | 0
Option 3 | NPV | Net benefits | Option 3NPV |  | 8039589.5978 |  | 0 | 0 | 0 | 0 | 0 | 76495.5546 | 222688.9512 | 424906.9683 | 631416.9655 | 825190.2275 | 825190.2275 | 825190.2275 | 825190.2275 | 825190.2275 | 825190.2275 | 825190.2275 | 825190.2275 | 825190.2275 | 825190.2275 | 825190.2275 | 825190.2275 | 825190.2275 | 825190.2275 | 0 | 0 | 0
Option 3 | sens1 | Capex 10% higher | Option 3sens1 |  | 7703035.7576 |  | 0 | 0 | 0 | 0 | 0 | 47714.1848 | 193907.5815 | 396125.5985 | 602635.5958 | 796408.8578 | 796408.8578 | 796408.8578 | 796408.8578 | 796408.8578 | 796408.8578 | 796408.8578 | 796408.8578 | 796408.8578 | 796408.8578 | 796408.8578 | 796408.8578 | 796408.8578 | 796408.8578 | 0 | 0 | 0
Option 3 | sens2 | Capex 10% lower | Option 3sens2 |  | 8376143.438 |  | 0 | 0 | 0 | 0 | 0 | 105276.9243 | 251470.3209 | 453688.338 | 660198.3352 | 853971.5972 | 853971.5972 | 853971.5972 | 853971.5972 | 853971.5972 | 853971.5972 | 853971.5972 | 853971.5972 | 853971.5972 | 853971.5972 | 853971.5972 | 853971.5972 | 853971.5972 | 853971.5972 | 0 | 0 | 0
Option 3 | sens3 | Total benefits 10% higher | Option 3sens3 |  | 9180102.3978 |  | 0 | 0 | 0 | 0 | 0 | 112926.4798 | 273739.216 | 496179.0348 | 723340.0318 | 936490.62 | 936490.62 | 936490.62 | 936490.62 | 936490.62 | 936490.62 | 936490.62 | 936490.62 | 936490.62 | 936490.62 | 936490.62 | 936490.62 | 936490.62 | 936490.62 | 0 | 0 | 0
Option 3 | sens4 | Total benefits 10% lower | Option 3sens4 |  | 6899076.7979 |  | 0 | 0 | 0 | 0 | 0 | 40064.6294 | 171638.6863 | 353634.9017 | 539493.8992 | 713889.835 | 713889.835 | 713889.835 | 713889.835 | 713889.835 | 713889.835 | 713889.835 | 713889.835 | 713889.835 | 713889.835 | 713889.835 | 713889.835 | 713889.835 | 713889.835 | 0 | 0 | 0
Option 3 | sens5 | Capex 10% higher & Total benefits 10% lower | Option 3sens5 |  | 6562522.9577 |  | 0 | 0 | 0 | 0 | 0 | 11283.2596 | 142857.3166 | 324853.532 | 510712.5295 | 685108.4653 | 685108.4653 | 685108.4653 | 685108.4653 | 685108.4653 | 685108.4653 | 685108.4653 | 685108.4653 | 685108.4653 | 685108.4653 | 685108.4653 | 685108.4653 | 685108.4653 | 685108.4653 | 0 | 0 | 0
Option 3 | sens | 0 | Option 3sens |  | 8039589.5978 |  | 0 | 0 | 0 | 0 | 0 | 76495.5546 | 222688.9512 | 424906.9683 | 631416.9655 | 825190.2275 | 825190.2275 | 825190.2275 | 825190.2275 | 825190.2275 | 825190.2275 | 825190.2275 | 825190.2275 | 825190.2275 | 825190.2275 | 825190.2275 | 825190.2275 | 825190.2275 | 825190.2275 | 0 | 0 | 0
Option 3 | sens | 0 | Option 3sens |  | 8039589.5978 |  | 0 | 0 | 0 | 0 | 0 | 76495.5546 | 222688.9512 | 424906.9683 | 631416.9655 | 825190.2275 | 825190.2275 | 825190.2275 | 825190.2275 | 825190.2275 | 825190.2275 | 825190.2275 | 825190.2275 | 825190.2275 | 825190.2275 | 825190.2275 | 825190.2275 | 825190.2275 | 825190.2275 | 0 | 0 | 0
Option 3 | sens | 0 | Option 3sens |  | 8039589.5978 |  | 0 | 0 | 0 | 0 | 0 | 76495.5546 | 222688.9512 | 424906.9683 | 631416.9655 | 825190.2275 | 825190.2275 | 825190.2275 | 825190.2275 | 825190.2275 | 825190.2275 | 825190.2275 | 825190.2275 | 825190.2275 | 825190.2275 | 825190.2275 | 825190.2275 | 825190.2275 | 825190.2275 | 0 | 0 | 0
Option 4 | NPV | Net benefits | Option 4NPV |  | 0 |  | 0 | 0 | 0 | 0 | 0 | 0 | 0 | 0 | 0 | 0 | 0 | 0 | 0 | 0 | 0 | 0 | 0 | 0 | 0 | 0 | 0 | 0 | 0 | 0 | 0 | 0
Option 4 | sens1 | Capex 10% higher | Option 4sens1 |  | 0 |  | 0 | 0 | 0 | 0 | 0 | 0 | 0 | 0 | 0 | 0 | 0 | 0 | 0 | 0 | 0 | 0 | 0 | 0 | 0 | 0 | 0 | 0 | 0 | 0 | 0 | 0
Option 4 | sens2 | Capex 10% lower | Option 4sens2 |  | 0 |  | 0 | 0 | 0 | 0 | 0 | 0 | 0 | 0 | 0 | 0 | 0 | 0 | 0 | 0 | 0 | 0 | 0 | 0 | 0 | 0 | 0 | 0 | 0 | 0 | 0 | 0
Option 4 | sens3 | Total benefits 10% higher | Option 4sens3 |  | 0 |  | 0 | 0 | 0 | 0 | 0 | 0 | 0 | 0 | 0 | 0 | 0 | 0 | 0 | 0 | 0 | 0 | 0 | 0 | 0 | 0 | 0 | 0 | 0 | 0 | 0 | 0
Option 4 | sens4 | Total benefits 10% lower | Option 4sens4 |  | 0 |  | 0 | 0 | 0 | 0 | 0 | 0 | 0 | 0 | 0 | 0 | 0 | 0 | 0 | 0 | 0 | 0 | 0 | 0 | 0 | 0 | 0 | 0 | 0 | 0 | 0 | 0
Option 4 | sens5 | Capex 10% higher & Total benefits 10% lower | Option 4sens5 |  | 0 |  | 0 | 0 | 0 | 0 | 0 | 0 | 0 | 0 | 0 | 0 | 0 | 0 | 0 | 0 | 0 | 0 | 0 | 0 | 0 | 0 | 0 | 0 | 0 | 0 | 0 | 0
Option 4 | sens | 0 | Option 4sens |  | 0 |  | 0 | 0 | 0 | 0 | 0 | 0 | 0 | 0 | 0 | 0 | 0 | 0 | 0 | 0 | 0 | 0 | 0 | 0 | 0 | 0 | 0 | 0 | 0 | 0 | 0 | 0
Option 4 | sens | 0 | Option 4sens |  | 0 |  | 0 | 0 | 0 | 0 | 0 | 0 | 0 | 0 | 0 | 0 | 0 | 0 | 0 | 0 | 0 | 0 | 0 | 0 | 0 | 0 | 0 | 0 | 0 | 0 | 0 | 0
Option 4 | sens | 0 | Option 4sens |  | 0 |  | 0 | 0 | 0 | 0 | 0 | 0 | 0 | 0 | 0 | 0 | 0 | 0 | 0 | 0 | 0 | 0 | 0 | 0 | 0 | 0 | 0 | 0 | 0 | 0 | 0 | 0
Option 5 | NPV | Net benefits | Option 5NPV |  | 0 |  | 0 | 0 | 0 | 0 | 0 | 0 | 0 | 0 | 0 | 0 | 0 | 0 | 0 | 0 | 0 | 0 | 0 | 0 | 0 | 0 | 0 | 0 | 0 | 0 | 0 | 0
Option 5 | sens1 | Capex 10% higher | Option 5sens1 |  | 0 |  | 0 | 0 | 0 | 0 | 0 | 0 | 0 | 0 | 0 | 0 | 0 | 0 | 0 | 0 | 0 | 0 | 0 | 0 | 0 | 0 | 0 | 0 | 0 | 0 | 0 | 0
Option 5 | sens2 | Capex 10% lower | Option 5sens2 |  | 0 |  | 0 | 0 | 0 | 0 | 0 | 0 | 0 | 0 | 0 | 0 | 0 | 0 | 0 | 0 | 0 | 0 | 0 | 0 | 0 | 0 | 0 | 0 | 0 | 0 | 0 | 0
Option 5 | sens3 | Total benefits 10% higher | Option 5sens3 |  | 0 |  | 0 | 0 | 0 | 0 | 0 | 0 | 0 | 0 | 0 | 0 | 0 | 0 | 0 | 0 | 0 | 0 | 0 | 0 | 0 | 0 | 0 | 0 | 0 | 0 | 0 | 0
Option 5 | sens4 | Total benefits 10% lower | Option 5sens4 |  | 0 |  | 0 | 0 | 0 | 0 | 0 | 0 | 0 | 0 | 0 | 0 | 0 | 0 | 0 | 0 | 0 | 0 | 0 | 0 | 0 | 0 | 0 | 0 | 0 | 0 | 0 | 0
Option 5 | sens5 | Capex 10% higher & Total benefits 10% lower | Option 5sens5 |  | 0 |  | 0 | 0 | 0 | 0 | 0 | 0 | 0 | 0 | 0 | 0 | 0 | 0 | 0 | 0 | 0 | 0 | 0 | 0 | 0 | 0 | 0 | 0 | 0 | 0 | 0 | 0
Option 5 | sens | 0 | Option 5sens |  | 0 |  | 0 | 0 | 0 | 0 | 0 | 0 | 0 | 0 | 0 | 0 | 0 | 0 | 0 | 0 | 0 | 0 | 0 | 0 | 0 | 0 | 0 | 0 | 0 | 0 | 0 | 0
Option 5 | sens | 0 | Option 5sens |  | 0 |  | 0 | 0 | 0 | 0 | 0 | 0 | 0 | 0 | 0 | 0 | 0 | 0 | 0 | 0 | 0 | 0 | 0 | 0 | 0 | 0 | 0 | 0 | 0 | 0 | 0 | 0
Option 5 | sens | 0 | Option 5sens |  | 0 |  | 0 | 0 | 0 | 0 | 0 | 0 | 0 | 0 | 0 | 0 | 0 | 0 | 0 | 0 | 0 | 0 | 0 | 0 | 0 | 0 | 0 | 0 | 0 | 0 | 0 | 0
RESULTS
|  | FALSE | FALSE | FALSE | TRUE | TRUE | 2028-29: FALSE
|  | Option 1 (base case) | Option 2 | Option 3 | Option 4 | Option 5 | 2026-27: Max; 2028-29: Preferred
NPV | None | 0 | 9.3006 | 8.0396 |  |  | 2026-27: 9.3006; 2028-29: Option 2
sens1 | Capex 10% higher | 0 | 9.066 | 7.703 |  |  | 2026-27: 9.066; 2028-29: Option 2
sens2 | Capex 10% lower | 0 | 9.5352 | 8.3761 |  |  | 2026-27: 9.5352; 2028-29: Option 2
sens3 | Total benefits 10% higher | 0 | 10.4652 | 9.1801 |  |  | 2026-27: 10.4652; 2028-29: Option 2
sens4 | Total benefits 10% lower | 0 | 8.136 | 6.8991 |  |  | 2026-27: 8.136; 2028-29: Option 2
sens5 | Capex 10% higher & Total benefits 10% lower | 0 | 7.9014 | 6.5625 |  |  | 2026-27: 7.9014; 2028-29: Option 2
sens | 0 | [5 empty] | 2026-27: 0
sens | 0 | [5 empty] | 2026-27: 0
sens | 0 | [5 empty] | 2026-27: 0

## Misc_calcs
CitiPower
North Richmond feeder: NR015
ESCALATION & OTHER
| Year end |  |  | 2021-06-30 | 2022-06-30 | 2023-06-30 | 2024-06-30 | 2025-06-30 | 2026-06-30
| Actual/forecast CPI (June to June) |  |  | 0% | 0.8606% | 3.498% | 7.832% | 4.052% | 2.425%
| HY ending |  |  | 2021-06-30 | 2021-12-31 | 2022-06-30 | 2022-12-31 | 2023-06-30 | 2023-12-31 | 2024-06-30 | 2024-12-31 | 2025-06-30 | 2025-12-31 | 2026-06-30
| FY ending |  |  | 2021-06-30 | 2022-06-30 | 2022-06-30 | 2023-06-30 | 2023-06-30 | 2024-06-30 | 2024-06-30 | 2025-06-30 | 2025-06-30 | 2026-06-30 | 2026-06-30
| Actual/forecast CPI (June to June) |  |  | 0% | 0.8606% | 0.8606% | 3.498% | 3.498% | 7.832% | 7.832% | 4.052% | 4.052% | 2.425% | 2.425%
| Actual cumulative HY escalation |  |  | 1 | 1.0043 | 1.0086 | 1.0261 | 1.0439 | 1.084 | 1.1256 | 1.1482 | 1.1713 | 1.1854 | 1.1997
| Convert from input dollars | 2023-12-31 | 1.084
| To output dollars | 2026-06-30 | 1.1997
| Conversion from input dollars to output dollars |  | 1.1067
| Convert from VCR date | 2024-12-31 | 1.1482
| To input dollars | 2023-12-31 | 1.084
| VCR escalation |  | 0.94406
| Start_year | 2026-27
FIRST YEAR
| Option | First year | Option included
| Option 2 | 3 | TRUE
| Option 3 | 4 | TRUE
| Option 4 | Not used | FALSE
| Option 5 | Not used | FALSE
| First year | 3

## Data
CitiPower
North Richmond feeder: NR015
DATA
Options
|  | Not used | Text |  | Flags for compliance project
Option1 | Option 1 (base case) | FALSE |  | Option 1 (base case): No change to existing practices | FALSE
Option2 | Option 2 | FALSE |  |  | FALSE
Option3 | Option 3 | FALSE |  |  | FALSE
Option4 | Option 4 | TRUE | Not used |  | TRUE
Option5 | Option 5 | TRUE | Not used |  | TRUE
Compliance project |  |  | Yes | FALSE
No change to existing practices
Not applicable (compliance)
For conditional formatting of preferred option on Summary :
< Enter description >
Categories
Short categ
| Capital expenditure | -1
| Annualised capex | -1
| Operating expenditure | -1
| Risk mitigated | 1
| Other benefits value | 1
| Net benefits | 1
| Total risk cost | 1
Benefits
|  | Short categ | Flag to include | Units | Defined value
1 | Unserved energy | Energy | FALSE | MWh | FALSE
2 | Safety | Safety | FALSE | $ | TRUE
3 | Unplanned replacement | UnRepl | FALSE | $ | TRUE
4 | Bushfire | Fire | FALSE | $ | TRUE
5 | Reduction in CO2 emissions | Carbon | TRUE | MWh | FALSE
6 | Reliability in worst-served areas | Other | TRUE | MWh | FALSE
7 | Network resilience | Other | TRUE | MWh | FALSE
8 | Enabling solar exports | Other | TRUE | MWh | FALSE
9 | Aesthetics | Other | TRUE | Customers impacted | FALSE
10 | Customer value of time - residential | Other | TRUE | Customer minutes | FALSE
11 | Customer value of time - business | Other | TRUE | Customer minutes | FALSE
12 | Communication | Other | TRUE | Customers impacted | FALSE
13 | Information accessibility | Other | TRUE | Customers impacted | FALSE
Value of benefits
CitiPower
| Reliability in worst-served areas | per MWh | 0
| Network resilience | per MWh | 0
| Enabling solar exports | per MWh | 4220.9954
| Aesthetics | per customer impacted | 0
| Customer value of time - residential | per minute customer time | 0.54769
| Customer value of time - business | per minute customer time | 0.54769
| Communication | per customer impacted | 0
| Information accessibility | per customer impacted | 0
Conversions
| thous_conv | 1000
| mill_conv | 1000000
Message
| Message | Enter asset life
Error message |  | Remove inputs prior to start year
Disproportionate factors applied to various bushfire and other risk valuations
| - Select - |  |  |  | 0
| Harm to property from network |  |  |  | 1
| Harm to property from bushfire |  |  |  | 1
| Harm to environment |  |  |  | 1
| Safety - Public trespass |  |  |  | 1
| Safety - Single fatality or serious injury ^ |  |  |  | 3
| Safety from bushfire in HBRA |  |  |  | 3
| Safety - Multiple fatality or serious injury ^ |  |  |  | 6
| Safety from bushfire (REFCL declared areas) |  |  |  | 6
| Safety from bushfire (electric line construction areas) |  |  |  | 10
Total annualised capex
Energy at risk value
Total other benefits
DROPDOWN LISTS
| Business |  |  |  | Type | Include | Dollar inputs - month |  |  | Not used options | Conversions | Dollar inputs - year | Compliance | Capex first year
| CitiPower | CP | CP: |  | - Select - | FALSE | June | 6 | CY | Not used |  | 2026 | No | 2026-27
| Powercor | PA | PAL: |  | Capex | TRUE | December | 12 | FY |  |  | 2025 | Yes | 2025-26
| United Energy | UE | UE: |  | Opex | [6 empty] | 2024 |  | 2024-25
2023
2022
2021
2020