## Cover
CitiPower
Revised regulatory proposal 2026-31
Heffernan Lane feeder: WA023
| Model number: | 3.3.07
2025-12-01
15
2025-05-12

## Summary
CitiPower
Heffernan Lane feeder: WA023
SUMMARY
RESULTS
|  |  |  | PV of costs | PV of benefits | NPV
| Option |  |  | 2026-06-30 | 2026-06-30 | 2026-06-30
| Option 1 (base case) | No change to existing practices |  | 0 | 0 | 0
| Option 2 | WA023 replace 100m of 0.1in Cu cable |  | -0.31792 | 50.1077 | 49.7898
| Option 3 | WA023 replace paper lead cable |  | -1.2821 | 54.2707 | 52.9886
| Option 4 | WA023 replace imperial cable |  | -2.0347 | 54.2707 | 52.236
| Option 5 | 0
NPV
| Preferred option: |  |  | 2026-06-30
| Option 3 | WA023 replace paper lead cable |  | 52.9886
PREFERRED OPTION
Preferred Option
Option 3
| Expenditure forecast | 2026-06-30 | 2026-27 | 2027-28 | 2028-29 | 2029-30 | 2030-31 |  | Total
| Capital expenditure |  | 2.2315 | 0 | 0 | 0 | 0 |  | 2.2315
| Operating expenditure |  | 0 | 0 | 0 | 0 | 0 |  | 0
CHART
| Capex and risk ($M, 2026) |  | Value of expected unserved energy ($M, 2026)
SENSITIVITIES
| Sensitivity | 2026-06-30 | Option 1 (base case) | Option 2 | Option 3 | Option 4 | Option 5 |  | Preferred option
| None |  | 0 | 49.7898 | 52.9886 | 52.236 |  |  | Option 3
| Capex 10% higher |  | 0 | 49.758 | 52.8604 | 52.0325 |  |  | Option 3
| Capex 10% lower |  | 0 | 49.8215 | 53.1168 | 52.4394 |  |  | Option 3
| Total benefits 10% higher |  | 0 | 54.8005 | 58.4156 | 57.663 |  |  | Option 3
| Total benefits 10% lower |  | 0 | 44.779 | 47.5615 | 46.8089 |  |  | Option 3
| Capex 10% higher & Total benefits 10% lower |  | 0 | 44.7472 | 47.4333 | 46.6055 |  |  | Option 3
0
| 0 | [6 empty] | 0
0
0

## Assumptions
CitiPower
Heffernan Lane feeder: WA023
Project
|  | Business: |  | CitiPower
|  | Descripton: |  | Heffernan Lane feeder: WA023
|  | Date of cost inputs: |  | December |  | 2023
|  | Option |  | Description
|  | Option 1 (base case) |  | No change to existing practices
|  | Option 2 |  | WA023 replace 100m of 0.1in Cu cable
|  | Option 3 |  | WA023 replace paper lead cable
|  | Option 4 |  | WA023 replace imperial cable
Option 5
|  | Compliance project |  | No
|  | Expenditure starts |  | 2026-27 | [start]
Timing & WACC
|  | Input dollars |  |  |  | 2023-12-31 | [input_dollars]
|  | Pre-tax real WACC |  |  |  | 3.5% | [real_disc]
|  | VCR date |  |  |  | 2024-12-31 | [vcr_date]
|  | Analysis period (years) |  |  |  | 20 | [years]\
|  | Output dollars |  |  |  | 2026-06-30 | [output_dollars]
|  | Other benefits date |  |  |  | 2023-12-31 | [custval_date]
|  | Value of CO2 reductions input date |  |  |  | 2023-06-30
VCR
|  | Enter ZSS code >> | eg. AR | Heffernan Lane (a.k.a. Celestial Avenue) |  | WA | 35525.9588 | 2024 VCR ($/MWh)
Risks
SAFETY
|  | Value of statistical life |  |  |  | 5400000 | 2023-06-30
|  | Value of injury |  |  |  | 0 | 2023-12-31
Disproportionate factors applied to various bushfire and other risk valuations
|  | Harm to property from network |  |  |  | 1
|  | Harm to property from bushfire |  |  |  | 1
|  | Harm to environment |  |  |  | 1
|  | Safety - Public trespass |  |  |  | 1
|  | Safety - Single fatality or serious injury ^ |  |  |  | 3
|  | Safety from bushfire in HBRA |  |  |  | 3
|  | Safety - Multiple fatality or serious injury ^ |  |  |  | 6
|  | Safety from bushfire (REFCL declared areas) |  |  |  | 6
|  | Safety from bushfire (electric line construction areas) |  |  |  | 10
^ Public or employee
|  | Incident type |  |  |  | Value | Probability | DF selected | Description/comment
|  | Safety (fatality) |  |  |  | 5607473.5197 | 0 | 0 | 0
|  | Safety (injury) |  |  |  | 0 | 0 | 0 | 0
UNPLANNED REPLACEMENT/REPAIR
|  | Major failure (replace) |  |  |  | 0 | 2023-12-31
|  | Minor failure (repair) |  |  |  | 0 | 2023-12-31
|  | Premium for failure |  |  |  | 20%
Other benefits
| ENVIRONMENTAL | [8 empty] | 2026-27 | 2027-28 | 2028-29 | 2029-30 | 2030-31 | 2031-32
|  | Value of CO2 reductions |  |  |  |  | 2023-06-30 | $/kWh |  | 0.02473 | 0.022341 | 0.020196 | 0.018063 | 0.015913 | 0.013715
| CUSTOMER VALUE |  |  |  |  | Value
|  | Reliability in worst-served areas |  |  |  | 0 | 2023-12-31 | per MWh
|  | Network resilience |  |  |  | 0 | 2023-12-31 | per MWh
|  | Enabling solar exports |  |  |  | 4220.9954 | 2023-12-31 | per MWh
|  | Aesthetics |  |  |  | 0 | 2023-12-31 | per customer
|  | Customer value of time - residential |  |  |  | 0.54769 | 2023-12-31 | per customer minute
|  | Customer value of time - business |  |  |  | 0.54769 | 2023-12-31 | per customer minute
|  | Communication |  |  |  | 0 | 2023-12-31 | per customer
|  | Information accessibility |  |  |  | 0 | 2023-12-31 | per customer
Sensitivities
[6 empty] | Capex | Total benefits
| 1 | Capex 10% higher |  |  |  | 10% | 0%
| 2 | Capex 10% lower |  |  |  | -10% | 0%
| 3 | Total benefits 10% higher |  |  |  | 0% | 10%
| 4 | Total benefits 10% lower |  |  |  | 0% | -10%
| 5 | Capex 10% higher & Total benefits 10% lower |  |  |  | 10% | -10%

## Option1 (base case)
CitiPower
Heffernan Lane feeder: WA023
OPTION 1 (base case)
Count |  |  |  |  | 0 | 1 | 2 | 3 | 4 | 5 | 6 | 7 | 8 | 9 | 10 | 11 | 12 | 13 | 14 | 15 | 16 | 17 | 18 | 19 | 20 | 21 | 22 | 23 | 24 | 25
Value of CO2 reductions |  |  |  | $/MWh |  | 24.7305 | 22.3407 | 20.1963 | 18.0629 | 15.9134 | 13.7151 | 13.7151 | 13.7151 | 13.7151 | 13.7151 | 13.7151 | 13.7151 | 13.7151 | 13.7151 | 13.7151 | 13.7151 | 13.7151 | 13.7151 | 13.7151 | 13.7151 | 13.7151 | 13.7151 | 13.7151 | 13.7151 | 13.7151
|  |  |  | Units | 2026-06-30 | 2026-27 | 2027-28 | 2028-29 | 2029-30 | 2030-31 | 2031-32 | 2032-33 | 2033-34 | 2034-35 | 2035-36 | 2036-37 | 2037-38 | 2038-39 | 2039-40 | 2040-41 | 2041-42 | 2042-43 | 2043-44 | 2044-45 | 2045-46 | 2046-47 | 2047-48 | 2048-49 | 2049-50 | 2050-51
INVESTMENT & OPERATING COST
| Capex |  | Asset life (yrs)
| < Enter description > |  | 0 | 2023-12-31 |  | 0 | 0 | 0 | 0 | 0 | 0 | 0 | 0 | 0 | 0 | 0 | 0 | 0 | 0 | 0 | 0 | 0 | 0 | 0 | 0 | 0 | 0 | 0 | 0 | 0
| < Enter description > |  | 0 | 2023-12-31 |  | 0 | 0 | 0 | 0 | 0 | 0 | 0 | 0 | 0 | 0 | 0 | 0 | 0 | 0 | 0 | 0 | 0 | 0 | 0 | 0 | 0 | 0 | 0 | 0 | 0
| < Enter description > |  | 0 | 2023-12-31 |  | 0 | 0 | 0 | 0 | 0 | 0 | 0 | 0 | 0 | 0 | 0 | 0 | 0 | 0 | 0 | 0 | 0 | 0 | 0 | 0 | 0 | 0 | 0 | 0 | 0
| Capital expenditure |  |  | 2023-12-31 |  | 0 | 0 | 0 | 0 | 0 | 0 | 0 | 0 | 0 | 0 | 0 | 0 | 0 | 0 | 0 | 0 | 0 | 0 | 0 | 0 | 0 | 0 | 0 | 0 | 0
| Operating expenditure |  |  | 2023-12-31 |  | 0 | 0 | 0 | 0 | 0 | 0 | 0 | 0 | 0 | 0 | 0 | 0 | 0 | 0 | 0 | 0 | 0 | 0 | 0 | 0 | 0 | 0 | 0 | 0 | 0
RISK ASSUMPTIONS
| PoF (major) |  |  |  |  | 0 | 0 | 0 | 0 | 0 | 0 | 0 | 0 | 0 | 0 | 0 | 0 | 0 | 0 | 0 | 0 | 0 | 0 | 0 | 0 | 0 | 0 | 0 | 0 | 0
| PoF (reparable) |  |  |  |  | 0 | 0 | 0 | 0 | 0 | 0 | 0 | 0 | 0 | 0 | 0 | 0 | 0 | 0 | 0 | 0 | 0 | 0 | 0 | 0 | 0 | 0 | 0 | 0 | 0
| Energy at risk 10% PoE |  | 30% | MWh |  | 197.3742 | 222.5872 | 215.3817 | 203.7646 | 194.8875 | 194.6691 | 196.54 | 191.9739 | 185.2241 | 185.2241 | 185.2241 | 185.2241 | 185.2241 | 185.2241 | 185.2241 | 185.2241 | 185.2241 | 185.2241 | 185.2241 | 185.2241 | 185.2241 | 185.2241 | 185.2241 | 185.2239 | 185.2239
| Energy at risk 50% PoE |  | 70% | MWh |  | 74.1412 | 86.5273 | 82.9059 | 77.1464 | 72.7976 | 72.69 | 73.6017 | 71.3737 | 68.1435 | 68.1435 | 68.1435 | 68.1435 | 68.1435 | 68.1435 | 68.1435 | 68.1435 | 68.1435 | 68.1435 | 68.1435 | 68.1435 | 68.1435 | 68.1435 | 68.1435 | 68.1435 | 68.1435
| Energy at risk (weighted) |  |  | MWh |  | 111.1111 | 127.3452 | 122.6487 | 115.1319 | 109.4246 | 109.2838 | 110.4832 | 107.5538 | 103.2677 | 103.2677 | 103.2677 | 103.2677 | 103.2677 | 103.2677 | 103.2677 | 103.2677 | 103.2677 | 103.2677 | 103.2677 | 103.2677 | 103.2677 | 103.2677 | 103.2677 | 103.2676 | 103.2676
| Energy at risk value | $/MWh | 33538.7711 | 2023-12-31 |  | 3726529.4047 | 4271003.1388 | 4113485.4877 | 3861380.8802 | 3669965.0655 | 3665242.8424 | 3705471.7237 | 3607221.4324 | 3463470.3694 | 3463470.3694 | 3463470.3694 | 3463470.3694 | 3463470.3694 | 3463470.3694 | 3463470.3694 | 3463470.3694 | 3463470.3694 | 3463470.3694 | 3463470.3694 | 3463470.3694 | 3463470.3694 | 3463470.3694 | 3463470.3694 | 3463468.9559 | 3463468.9559
| Safety consequence | (after DF) |  | 2023-12-31 |  | 0 | 0 | 0 | 0 | 0 | 0 | 0 | 0 | 0 | 0 | 0 | 0 | 0 | 0 | 0 | 0 | 0 | 0 | 0 | 0 | 0 | 0 | 0 | 0 | 0
| Unplanned replacements |  |  | 2023-12-31 |  | 0 | 0 | 0 | 0 | 0 | 0 | 0 | 0 | 0 | 0 | 0 | 0 | 0 | 0 | 0 | 0 | 0 | 0 | 0 | 0 | 0 | 0 | 0 | 0 | 0
| Environmental consequence | (after DF) |  | 2023-12-31 |  | 0 | 0 | 0 | 0 | 0 | 0 | 0 | 0 | 0 | 0 | 0 | 0 | 0 | 0 | 0 | 0 | 0 | 0 | 0 | 0 | 0 | 0 | 0 | 0 | 0
| < Other risk - enter description > |  |  | 2023-12-31 |  | 0 | 0 | 0 | 0 | 0 | 0 | 0 | 0 | 0 | 0 | 0 | 0 | 0 | 0 | 0 | 0 | 0 | 0 | 0 | 0 | 0 | 0 | 0 | 0 | 0
| < Other risk - enter description > |  |  | 2023-12-31 |  | 0 | 0 | 0 | 0 | 0 | 0 | 0 | 0 | 0 | 0 | 0 | 0 | 0 | 0 | 0 | 0 | 0 | 0 | 0 | 0 | 0 | 0 | 0 | 0 | 0
| Total risk cost |  |  |  |  | 3726529.4047 | 4271003.1388 | 4113485.4877 | 3861380.8802 | 3669965.0655 | 3665242.8424 | 3705471.7237 | 3607221.4324 | 3463470.3694 | 3463470.3694 | 3463470.3694 | 3463470.3694 | 3463470.3694 | 3463470.3694 | 3463470.3694 | 3463470.3694 | 3463470.3694 | 3463470.3694 | 3463470.3694 | 3463470.3694 | 3463470.3694 | 3463470.3694 | 3463470.3694 | 3463468.9559 | 3463468.9559
OTHER BENEFITS
| Reduction in CO2 emissions |  |  | MWh |  | 0 | 0 | 0 | 0 | 0 | 0 | 0 | 0 | 0 | 0 | 0 | 0 | 0 | 0 | 0 | 0 | 0 | 0 | 0 | 0 | 0 | 0 | 0 | 0 | 0
| Value of reduction in CO2 emissions |  |  | $ |  | 0 | 0 | 0 | 0 | 0 | 0 | 0 | 0 | 0 | 0 | 0 | 0 | 0 | 0 | 0 | 0 | 0 | 0 | 0 | 0 | 0 | 0 | 0 | 0 | 0
| Reliability in worst-served areas | $/MWh | 0 | MWh |  | 0 | 0 | 0 | 0 | 0 | 0 | 0 | 0 | 0 | 0 | 0 | 0 | 0 | 0 | 0 | 0 | 0 | 0 | 0 | 0 | 0 | 0 | 0 | 0 | 0
| Network resilience | $/MWh | 0 | MWh |  | 0 | 0 | 0 | 0 | 0 | 0 | 0 | 0 | 0 | 0 | 0 | 0 | 0 | 0 | 0 | 0 | 0 | 0 | 0 | 0 | 0 | 0 | 0 | 0 | 0
| Enabling solar exports | $/MWh | 4220.9954 | MWh |  | 0 | 0 | 0 | 0 | 0 | 0 | 0 | 0 | 0 | 0 | 0 | 0 | 0 | 0 | 0 | 0 | 0 | 0 | 0 | 0 | 0 | 0 | 0 | 0 | 0
| Aesthetics | $/customer | 0 | customers |  | 0 | 0 | 0 | 0 | 0 | 0 | 0 | 0 | 0 | 0 | 0 | 0 | 0 | 0 | 0 | 0 | 0 | 0 | 0 | 0 | 0 | 0 | 0 | 0 | 0
| Customer value of time (res) | $/customer min | 0.54769 | mins |  | 0 | 0 | 0 | 0 | 0 | 0 | 0 | 0 | 0 | 0 | 0 | 0 | 0 | 0 | 0 | 0 | 0 | 0 | 0 | 0 | 0 | 0 | 0 | 0 | 0
| Customer value of time (bus) | $/customer min | 0.54769 | mins |  | 0 | 0 | 0 | 0 | 0 | 0 | 0 | 0 | 0 | 0 | 0 | 0 | 0 | 0 | 0 | 0 | 0 | 0 | 0 | 0 | 0 | 0 | 0 | 0 | 0
| Communication | $/customer | 0 | customers |  | 0 | 0 | 0 | 0 | 0 | 0 | 0 | 0 | 0 | 0 | 0 | 0 | 0 | 0 | 0 | 0 | 0 | 0 | 0 | 0 | 0 | 0 | 0 | 0 | 0
| Information accessibility | $/customer | 0 | customers |  | 0 | 0 | 0 | 0 | 0 | 0 | 0 | 0 | 0 | 0 | 0 | 0 | 0 | 0 | 0 | 0 | 0 | 0 | 0 | 0 | 0 | 0 | 0 | 0 | 0
| Other benefits 1 |  |  | 2023-12-31 |  | 0 | 0 | 0 | 0 | 0 | 0 | 0 | 0 | 0 | 0 | 0 | 0 | 0 | 0 | 0 | 0 | 0 | 0 | 0 | 0 | 0 | 0 | 0 | 0 | 0
| Other benefits 2 |  |  | 2023-12-31 |  | 0 | 0 | 0 | 0 | 0 | 0 | 0 | 0 | 0 | 0 | 0 | 0 | 0 | 0 | 0 | 0 | 0 | 0 | 0 | 0 | 0 | 0 | 0 | 0 | 0
| Total other benefits |  |  | 2023-12-31 |  | 0 | 0 | 0 | 0 | 0 | 0 | 0 | 0 | 0 | 0 | 0 | 0 | 0 | 0 | 0 | 0 | 0 | 0 | 0 | 0 | 0 | 0 | 0 | 0 | 0
SUMMARY
| Risks mitigated vs base case |  |  | 2023-12-31
Capital expenditure
| < Enter description > |  |  | 2023-12-31 |  | 0 | 0 | 0 | 0 | 0 | 0 | 0 | 0 | 0 | 0 | 0 | 0 | 0 | 0 | 0 | 0 | 0 | 0 | 0 | 0 | 0 | 0 | 0 | 0 | 0
| < Enter description > |  |  | 2023-12-31 |  | 0 | 0 | 0 | 0 | 0 | 0 | 0 | 0 | 0 | 0 | 0 | 0 | 0 | 0 | 0 | 0 | 0 | 0 | 0 | 0 | 0 | 0 | 0 | 0 | 0
| < Enter description > |  |  | 2023-12-31 |  | 0 | 0 | 0 | 0 | 0 | 0 | 0 | 0 | 0 | 0 | 0 | 0 | 0 | 0 | 0 | 0 | 0 | 0 | 0 | 0 | 0 | 0 | 0 | 0 | 0
Cumulative capex
| < Enter description > |  |  | 2023-12-31 |  | 0 | 0 | 0 | 0 | 0 | 0 | 0 | 0 | 0 | 0 | 0 | 0 | 0 | 0 | 0 | 0 | 0 | 0 | 0 | 0 | 0 | 0 | 0 | 0 | 0
| < Enter description > |  |  | 2023-12-31 |  | 0 | 0 | 0 | 0 | 0 | 0 | 0 | 0 | 0 | 0 | 0 | 0 | 0 | 0 | 0 | 0 | 0 | 0 | 0 | 0 | 0 | 0 | 0 | 0 | 0
| < Enter description > |  |  | 2023-12-31 |  | 0 | 0 | 0 | 0 | 0 | 0 | 0 | 0 | 0 | 0 | 0 | 0 | 0 | 0 | 0 | 0 | 0 | 0 | 0 | 0 | 0 | 0 | 0 | 0 | 0
Annualised capex
| Annualised capex - < Enter description > |  |  | 2023-12-31 |  | 0 | 0 | 0 | 0 | 0 | 0 | 0 | 0 | 0 | 0 | 0 | 0 | 0 | 0 | 0 | 0 | 0 | 0 | 0 | 0 | 0 | 0 | 0 | 0 | 0
| Annualised capex - < Enter description > |  |  | 2023-12-31 |  | 0 | 0 | 0 | 0 | 0 | 0 | 0 | 0 | 0 | 0 | 0 | 0 | 0 | 0 | 0 | 0 | 0 | 0 | 0 | 0 | 0 | 0 | 0 | 0 | 0
| Annualised capex - < Enter description > |  |  | 2023-12-31 |  | 0 | 0 | 0 | 0 | 0 | 0 | 0 | 0 | 0 | 0 | 0 | 0 | 0 | 0 | 0 | 0 | 0 | 0 | 0 | 0 | 0 | 0 | 0 | 0 | 0
| Total annualised capex |  |  | 2023-12-31 |  | 0 | 0 | 0 | 0 | 0 | 0 | 0 | 0 | 0 | 0 | 0 | 0 | 0 | 0 | 0 | 0 | 0 | 0 | 0 | 0 | 0 | 0 | 0 | 0 | 0
| Annualised capex |  |  | 2023-12-31 |  | 0 | 0 | 0 | 0 | 0 | 0 | 0 | 0 | 0 | 0 | 0 | 0 | 0 | 0 | 0 | 0 | 0 | 0 | 0 | 0 | 0 | 0 | 0 | 0 | 0
| Operating expenditure |  |  | 2023-12-31 |  | 0 | 0 | 0 | 0 | 0 | 0 | 0 | 0 | 0 | 0 | 0 | 0 | 0 | 0 | 0 | 0 | 0 | 0 | 0 | 0 | 0 | 0 | 0 | 0 | 0
| Risk mitigated |  |  | 2023-12-31 |  | 0 | 0 | 0 | 0 | 0 | 0 | 0 | 0 | 0 | 0 | 0 | 0 | 0 | 0 | 0 | 0 | 0 | 0 | 0 | 0 | 0 | 0 | 0 | 0 | 0
| Other benefits value |  |  | 2023-12-31 |  | 0 | 0 | 0 | 0 | 0 | 0 | 0 | 0 | 0 | 0 | 0 | 0 | 0 | 0 | 0 | 0 | 0 | 0 | 0 | 0 | 0 | 0 | 0 | 0 | 0
| Net benefits |  |  | 2023-12-31 |  | 0 | 0 | 0 | 0 | 0 | 0 | 0 | 0 | 0 | 0 | 0 | 0 | 0 | 0 | 0 | 0 | 0 | 0 | 0 | 0 | 0 | 0 | 0 | 0 | 0
SENSITIVITIES
NPV | Net benefits |  |  | Option 1 (Base Case)NPV |  | 0 | 0 | 0 | 0 | 0 | 0 | 0 | 0 | 0 | 0 | 0 | 0 | 0 | 0 | 0 | 0 | 0 | 0 | 0 | 0 | 0 | 0 | 0 | 0 | 0
| Total annualised capex |  |  |  |  | 0 | 0 | 0 | 0 | 0 | 0 | 0 | 0 | 0 | 0 | 0 | 0 | 0 | 0 | 0 | 0 | 0 | 0 | 0 | 0 | 0 | 0 | 0 | 0 | 0
| Total benefits |  |  |  |  | 0 | 0 | 0 | 0 | 0 | 0 | 0 | 0 | 0 | 0 | 0 | 0 | 0 | 0 | 0 | 0 | 0 | 0 | 0 | 0 | 0 | 0 | 0 | 0 | 0
|  | Capex | Total benefits
sens1 | Capex 10% higher | 10% | 0% | Option 1 (Base Case)sens1 |  | 0 | 0 | 0 | 0 | 0 | 0 | 0 | 0 | 0 | 0 | 0 | 0 | 0 | 0 | 0 | 0 | 0 | 0 | 0 | 0 | 0 | 0 | 0 | 0 | 0
sens2 | Capex 10% lower | -10% | 0% | Option 1 (Base Case)sens2 |  | 0 | 0 | 0 | 0 | 0 | 0 | 0 | 0 | 0 | 0 | 0 | 0 | 0 | 0 | 0 | 0 | 0 | 0 | 0 | 0 | 0 | 0 | 0 | 0 | 0
sens3 | Total benefits 10% higher | 0% | 10% | Option 1 (Base Case)sens3 |  | 0 | 0 | 0 | 0 | 0 | 0 | 0 | 0 | 0 | 0 | 0 | 0 | 0 | 0 | 0 | 0 | 0 | 0 | 0 | 0 | 0 | 0 | 0 | 0 | 0
sens4 | Total benefits 10% lower | 0% | -10% | Option 1 (Base Case)sens4 |  | 0 | 0 | 0 | 0 | 0 | 0 | 0 | 0 | 0 | 0 | 0 | 0 | 0 | 0 | 0 | 0 | 0 | 0 | 0 | 0 | 0 | 0 | 0 | 0 | 0
sens5 | Capex 10% higher & Total benefits 10% lower | 10% | -10% | Option 1 (Base Case)sens5 |  | 0 | 0 | 0 | 0 | 0 | 0 | 0 | 0 | 0 | 0 | 0 | 0 | 0 | 0 | 0 | 0 | 0 | 0 | 0 | 0 | 0 | 0 | 0 | 0 | 0
sens | 0 | 0% | 0% | Option 1 (Base Case)sens |  | 0 | 0 | 0 | 0 | 0 | 0 | 0 | 0 | 0 | 0 | 0 | 0 | 0 | 0 | 0 | 0 | 0 | 0 | 0 | 0 | 0 | 0 | 0 | 0 | 0
sens | 0 | 0% | 0% | Option 1 (Base Case)sens |  | 0 | 0 | 0 | 0 | 0 | 0 | 0 | 0 | 0 | 0 | 0 | 0 | 0 | 0 | 0 | 0 | 0 | 0 | 0 | 0 | 0 | 0 | 0 | 0 | 0
sens | 0 | 0% | 0% | Option 1 (Base Case)sens |  | 0 | 0 | 0 | 0 | 0 | 0 | 0 | 0 | 0 | 0 | 0 | 0 | 0 | 0 | 0 | 0 | 0 | 0 | 0 | 0 | 0 | 0 | 0 | 0 | 0

## Option2
CitiPower
Heffernan Lane feeder: WA023
OPTION 2 | WA023 replace 100m of 0.1in Cu cable
Count |  |  |  |  | 1 | 2 | 3 | 4 | 5 | 6 | 7 | 8 | 9 | 10 | 11 | 12 | 13 | 14 | 15 | 16 | 17 | 18 | 19 | 20 | 21 | 22 | 23 | 24 | 25
Value of CO2 reductions |  |  |  | $/MWh | 24.7305 | 22.3407 | 20.1963 | 18.0629 | 15.9134 | 13.7151 | 13.7151 | 13.7151 | 13.7151 | 13.7151 | 13.7151 | 13.7151 | 13.7151 | 13.7151 | 13.7151 | 13.7151 | 13.7151 | 13.7151 | 13.7151 | 13.7151 | 13.7151 | 13.7151 | 13.7151 | 13.7151 | 13.7151
[5 empty] | 2027 | 2028 | 2029 | 2030 | 2031 | 2032 | 2033 | 2034 | 2035 | 2036 | 2037 | 2038 | 2039 | 2040 | 2041 | 2042 | 2043 | 2044 | 2045 | 2046 | 2047 | 2048 | 2049 | 2050 | 2051
|  |  |  | Units | 2026-27 | 2027-28 | 2028-29 | 2029-30 | 2030-31 | 2031-32 | 2032-33 | 2033-34 | 2034-35 | 2035-36 | 2036-37 | 2037-38 | 2038-39 | 2039-40 | 2040-41 | 2041-42 | 2042-43 | 2043-44 | 2044-45 | 2045-46 | 2046-47 | 2047-48 | 2048-49 | 2049-50 | 2050-51
INVESTMENT & OPERATING COST
| Capex |  | Asset life (yrs)
| WA023 replace 100m of 0.1in Cu cable |  | 50 | 2023-12-31 | 500000 | 0 | 0 | 0 | 0 | 0 | 0 | 0 | 0 | 0 | 0 | 0 | 0 | 0 | 0 | 0 | 0 | 0 | 0 | 0 | 0 | 0 | 0 | 0 | 0
|  |  | 0 | 2023-12-31 | 0 | 0 | 0 | 0 | 0 | 0 | 0 | 0 | 0 | 0 | 0 | 0 | 0 | 0 | 0 | 0 | 0 | 0 | 0 | 0 | 0 | 0 | 0 | 0 | 0
|  |  | 0 | 2023-12-31 | 0 | 0 | 0 | 0 | 0 | 0 | 0 | 0 | 0 | 0 | 0 | 0 | 0 | 0 | 0 | 0 | 0 | 0 | 0 | 0 | 0 | 0 | 0 | 0 | 0
| Capital expenditure |  |  | 2023-12-31 | 500000 | 0 | 0 | 0 | 0 | 0 | 0 | 0 | 0 | 0 | 0 | 0 | 0 | 0 | 0 | 0 | 0 | 0 | 0 | 0 | 0 | 0 | 0 | 0 | 0
| Operating expenditure |  |  | 2023-12-31 | 0 | 0 | 0 | 0 | 0 | 0 | 0 | 0 | 0 | 0 | 0 | 0 | 0 | 0 | 0 | 0 | 0 | 0 | 0 | 0 | 0 | 0 | 0 | 0 | 0
RISK ASSUMPTIONS
| PoF (major) |  |  |  | 0 | 0 | 0 | 0 | 0 | 0 | 0 | 0 | 0 | 0 | 0 | 0 | 0 | 0 | 0 | 0 | 0 | 0 | 0 | 0 | 0 | 0 | 0 | 0 | 0
| PoF (reparable) |  |  |  | 0 | 0 | 0 | 0 | 0 | 0 | 0 | 0 | 0 | 0 | 0 | 0 | 0 | 0 | 0 | 0 | 0 | 0 | 0 | 0 | 0 | 0 | 0 | 0 | 0
| Const end date |  | 2027
| Energy at risk 10% PoE |  | 30% | MWh | 197.3742 | 26.3436 | 24.9058 | 22.6575 | 20.9615 | 20.9589 | 21.3707 | 20.5526 | 19.3655 | 19.3655 | 19.3655 | 19.3655 | 19.3655 | 19.3655 | 19.3655 | 19.3655 | 19.3655 | 19.3655 | 19.3655 | 19.3655 | 19.3655 | 19.3655 | 19.3655 | 19.3655 | 19.3655
| Energy at risk 50% PoE |  | 70% | MWh | 74.1412 | 4.2993 | 3.9376 | 3.3779 | 2.9786 | 2.9786 | 3.0749 | 2.8844 | 2.6099 | 2.6099 | 2.6099 | 2.6099 | 2.6099 | 2.6099 | 2.6099 | 2.6099 | 2.6099 | 2.6099 | 2.6099 | 2.6099 | 2.6099 | 2.6099 | 2.6099 | 2.6099 | 2.6099
| Energy at risk (weighted) |  |  | MWh | 111.1111 | 10.9126 | 10.228 | 9.1618 | 8.3735 | 8.3727 | 8.5636 | 8.1849 | 7.6366 | 7.6366 | 7.6366 | 7.6366 | 7.6366 | 7.6366 | 7.6366 | 7.6366 | 7.6366 | 7.6366 | 7.6366 | 7.6366 | 7.6366 | 7.6366 | 7.6366 | 7.6366 | 7.6366
| Energy at risk value | $/MWh | 33538.7711 | 2023-12-31 | 3726529.4047 | 365995.3361 | 343036.2132 | 307275.4007 | 280836.2833 | 280809.5073 | 287213.1312 | 274510.4807 | 256121.8147 | 256121.8147 | 256121.8147 | 256121.8147 | 256121.8147 | 256121.8147 | 256121.8147 | 256121.8147 | 256121.8147 | 256121.8147 | 256121.8147 | 256121.8147 | 256121.8147 | 256121.8147 | 256121.8147 | 256121.8147 | 256121.8147
| Safety consequence | (after DF) |  | 2023-12-31 | 0 | 0 | 0 | 0 | 0 | 0 | 0 | 0 | 0 | 0 | 0 | 0 | 0 | 0 | 0 | 0 | 0 | 0 | 0 | 0 | 0 | 0 | 0 | 0 | 0
| Unplanned replacements |  |  | 2023-12-31 | 0 | 0 | 0 | 0 | 0 | 0 | 0 | 0 | 0 | 0 | 0 | 0 | 0 | 0 | 0 | 0 | 0 | 0 | 0 | 0 | 0 | 0 | 0 | 0 | 0
| Environmental consequence | (after DF) |  | 2023-12-31 | 0 | 0 | 0 | 0 | 0 | 0 | 0 | 0 | 0 | 0 | 0 | 0 | 0 | 0 | 0 | 0 | 0 | 0 | 0 | 0 | 0 | 0 | 0 | 0 | 0
| < Other risk - enter description > |  |  | 2023-12-31 | 0 | 0 | 0 | 0 | 0 | 0 | 0 | 0 | 0 | 0 | 0 | 0 | 0 | 0 | 0 | 0 | 0 | 0 | 0 | 0 | 0 | 0 | 0 | 0 | 0
| < Other risk - enter description > |  |  | 2023-12-31 | 0 | 0 | 0 | 0 | 0 | 0 | 0 | 0 | 0 | 0 | 0 | 0 | 0 | 0 | 0 | 0 | 0 | 0 | 0 | 0 | 0 | 0 | 0 | 0 | 0
| Total risk cost |  |  |  | 3726529.4047 | 365995.3361 | 343036.2132 | 307275.4007 | 280836.2833 | 280809.5073 | 287213.1312 | 274510.4807 | 256121.8147 | 256121.8147 | 256121.8147 | 256121.8147 | 256121.8147 | 256121.8147 | 256121.8147 | 256121.8147 | 256121.8147 | 256121.8147 | 256121.8147 | 256121.8147 | 256121.8147 | 256121.8147 | 256121.8147 | 256121.8147 | 256121.8147
OTHER BENEFITS
| Reduction in CO2 emissions |  |  | MWh | 0 | 0 | 0 | 0 | 0 | 0 | 0 | 0 | 0 | 0 | 0 | 0 | 0 | 0 | 0 | 0 | 0 | 0 | 0 | 0 | 0 | 0 | 0 | 0 | 0
| Value of reduction in CO2 emissions |  |  | $ | 0 | 0 | 0 | 0 | 0 | 0 | 0 | 0 | 0 | 0 | 0 | 0 | 0 | 0 | 0 | 0 | 0 | 0 | 0 | 0 | 0 | 0 | 0 | 0 | 0
| Reliability in worst-served areas | $/MWh | 0 | MWh | 0 | 0 | 0 | 0 | 0 | 0 | 0 | 0 | 0 | 0 | 0 | 0 | 0 | 0 | 0 | 0 | 0 | 0 | 0 | 0 | 0 | 0 | 0 | 0 | 0
| Network resilience | $/MWh | 0 | MWh | 0 | 0 | 0 | 0 | 0 | 0 | 0 | 0 | 0 | 0 | 0 | 0 | 0 | 0 | 0 | 0 | 0 | 0 | 0 | 0 | 0 | 0 | 0 | 0 | 0
| Enabling solar exports | $/MWh | 4220.9954 | MWh | 0 | 0 | 0 | 0 | 0 | 0 | 0 | 0 | 0 | 0 | 0 | 0 | 0 | 0 | 0 | 0 | 0 | 0 | 0 | 0 | 0 | 0 | 0 | 0 | 0
| Aesthetics | $/customer | 0 | customers | 0 | 0 | 0 | 0 | 0 | 0 | 0 | 0 | 0 | 0 | 0 | 0 | 0 | 0 | 0 | 0 | 0 | 0 | 0 | 0 | 0 | 0 | 0 | 0 | 0
| Customer value of time - residential | $/customer min | 0.54769 | mins | 0 | 0 | 0 | 0 | 0 | 0 | 0 | 0 | 0 | 0 | 0 | 0 | 0 | 0 | 0 | 0 | 0 | 0 | 0 | 0 | 0 | 0 | 0 | 0 | 0
| Customer value of time - business | $/customer min | 0.54769 | mins | 0 | 0 | 0 | 0 | 0 | 0 | 0 | 0 | 0 | 0 | 0 | 0 | 0 | 0 | 0 | 0 | 0 | 0 | 0 | 0 | 0 | 0 | 0 | 0 | 0
| Communication | $/customer | 0 | customers | 0 | 0 | 0 | 0 | 0 | 0 | 0 | 0 | 0 | 0 | 0 | 0 | 0 | 0 | 0 | 0 | 0 | 0 | 0 | 0 | 0 | 0 | 0 | 0 | 0
| Information accessibility | $/customer | 0 | customers | 0 | 0 | 0 | 0 | 0 | 0 | 0 | 0 | 0 | 0 | 0 | 0 | 0 | 0 | 0 | 0 | 0 | 0 | 0 | 0 | 0 | 0 | 0 | 0 | 0
| Other benefits 1 |  |  | 2023-12-31 | 0 | 0 | 0 | 0 | 0 | 0 | 0 | 0 | 0 | 0 | 0 | 0 | 0 | 0 | 0 | 0 | 0 | 0 | 0 | 0 | 0 | 0 | 0 | 0 | 0
| Other benefits 2 |  |  | 2023-12-31 | 0 | 0 | 0 | 0 | 0 | 0 | 0 | 0 | 0 | 0 | 0 | 0 | 0 | 0 | 0 | 0 | 0 | 0 | 0 | 0 | 0 | 0 | 0 | 0 | 0
| Total other benefits |  |  | 2023-12-31 | 0 | 0 | 0 | 0 | 0 | 0 | 0 | 0 | 0 | 0 | 0 | 0 | 0 | 0 | 0 | 0 | 0 | 0 | 0 | 0 | 0 | 0 | 0 | 0 | 0
SUMMARY
| Risks mitigated vs base case |  |  | 2023-12-31 | 0 | 3905007.8028 | 3770449.2745 | 3554105.4795 | 3389128.7822 | 3384433.3351 | 3418258.5925 | 3332710.9517 | 3207348.5548 | 3207348.5548 | 3207348.5548 | 3207348.5548 | 3207348.5548 | 3207348.5548 | 3207348.5548 | 3207348.5548 | 3207348.5548 | 3207348.5548 | 3207348.5548 | 3207348.5548 | 3207348.5548 | 3207348.5548 | 3207348.5548 | 3207347.1412 | 3207347.1412
Capital expenditure
| WA023 replace 100m of 0.1in Cu cable |  |  | 2023-12-31 | -500000 | 0 | 0 | 0 | 0 | 0 | 0 | 0 | 0 | 0 | 0 | 0 | 0 | 0 | 0 | 0 | 0 | 0 | 0 | 0 | 0 | 0 | 0 | 0 | 0
| 0 |  |  | 2023-12-31 | 0 | 0 | 0 | 0 | 0 | 0 | 0 | 0 | 0 | 0 | 0 | 0 | 0 | 0 | 0 | 0 | 0 | 0 | 0 | 0 | 0 | 0 | 0 | 0 | 0
| 0 |  |  | 2023-12-31 | 0 | 0 | 0 | 0 | 0 | 0 | 0 | 0 | 0 | 0 | 0 | 0 | 0 | 0 | 0 | 0 | 0 | 0 | 0 | 0 | 0 | 0 | 0 | 0 | 0
Cumulative capex
| WA023 replace 100m of 0.1in Cu cable |  |  | 2023-12-31 | -500000 | -500000 | -500000 | -500000 | -500000 | -500000 | -500000 | -500000 | -500000 | -500000 | -500000 | -500000 | -500000 | -500000 | -500000 | -500000 | -500000 | -500000 | -500000 | -500000 | -500000 | -500000 | -500000 | -500000 | -500000
| 0 |  |  | 2023-12-31 | 0 | 0 | 0 | 0 | 0 | 0 | 0 | 0 | 0 | 0 | 0 | 0 | 0 | 0 | 0 | 0 | 0 | 0 | 0 | 0 | 0 | 0 | 0 | 0 | 0
| 0 |  |  | 2023-12-31 | 0 | 0 | 0 | 0 | 0 | 0 | 0 | 0 | 0 | 0 | 0 | 0 | 0 | 0 | 0 | 0 | 0 | 0 | 0 | 0 | 0 | 0 | 0 | 0 | 0
Annualised capex
| Annualised capex - WA023 replace 100m of 0.1in Cu cable |  |  | 2023-12-31 | 0 | -21316.8548 | -21316.8548 | -21316.8548 | -21316.8548 | -21316.8548 | -21316.8548 | -21316.8548 | -21316.8548 | -21316.8548 | -21316.8548 | -21316.8548 | -21316.8548 | -21316.8548 | -21316.8548 | -21316.8548 | -21316.8548 | -21316.8548 | -21316.8548 | -21316.8548 | -21316.8548 | -21316.8548 | -21316.8548 | -21316.8548 | -21316.8548
| Annualised capex - |  |  | 2023-12-31 | 0 | 0 | 0 | 0 | 0 | 0 | 0 | 0 | 0 | 0 | 0 | 0 | 0 | 0 | 0 | 0 | 0 | 0 | 0 | 0 | 0 | 0 | 0 | 0 | 0
| Annualised capex - |  |  | 2023-12-31 | 0 | 0 | 0 | 0 | 0 | 0 | 0 | 0 | 0 | 0 | 0 | 0 | 0 | 0 | 0 | 0 | 0 | 0 | 0 | 0 | 0 | 0 | 0 | 0 | 0
| Total annualised capex |  |  | 2023-12-31 | 0 | -21316.8548 | -21316.8548 | -21316.8548 | -21316.8548 | -21316.8548 | -21316.8548 | -21316.8548 | -21316.8548 | -21316.8548 | -21316.8548 | -21316.8548 | -21316.8548 | -21316.8548 | -21316.8548 | -21316.8548 | -21316.8548 | -21316.8548 | -21316.8548 | -21316.8548 | -21316.8548 | -21316.8548 | -21316.8548 | -21316.8548 | -21316.8548
| Annualised capex |  |  | 2023-12-31 | 0 | -21316.8548 | -21316.8548 | -21316.8548 | -21316.8548 | -21316.8548 | -21316.8548 | -21316.8548 | -21316.8548 | -21316.8548 | -21316.8548 | -21316.8548 | -21316.8548 | -21316.8548 | -21316.8548 | -21316.8548 | -21316.8548 | -21316.8548 | -21316.8548 | -21316.8548 | -21316.8548 | -21316.8548 | -21316.8548 | -21316.8548 | -21316.8548
| Operating expenditure |  |  | 2023-12-31 | 0 | 0 | 0 | 0 | 0 | 0 | 0 | 0 | 0 | 0 | 0 | 0 | 0 | 0 | 0 | 0 | 0 | 0 | 0 | 0 | 0 | 0 | 0 | 0 | 0
| Risk mitigated |  |  | 2023-12-31 | 0 | 3905007.8028 | 3770449.2745 | 3554105.4795 | 3389128.7822 | 3384433.3351 | 3418258.5925 | 3332710.9517 | 3207348.5548 | 3207348.5548 | 3207348.5548 | 3207348.5548 | 3207348.5548 | 3207348.5548 | 3207348.5548 | 3207348.5548 | 3207348.5548 | 3207348.5548 | 3207348.5548 | 3207348.5548 | 3207348.5548 | 3207348.5548 | 3207348.5548 | 3207347.1412 | 3207347.1412
| Other benefits value |  |  | 2023-12-31 | 0 | 0 | 0 | 0 | 0 | 0 | 0 | 0 | 0 | 0 | 0 | 0 | 0 | 0 | 0 | 0 | 0 | 0 | 0 | 0 | 0 | 0 | 0 | 0 | 0
| Net benefits |  |  | 2023-12-31 | 0 | 3883690.948 | 3749132.4197 | 3532788.6247 | 3367811.9274 | 3363116.4803 | 3396941.7377 | 3311394.0969 | 3186031.7 | 3186031.7 | 3186031.7 | 3186031.7 | 3186031.7 | 3186031.7 | 3186031.7 | 3186031.7 | 3186031.7 | 3186031.7 | 3186031.7 | 3186031.7 | 3186031.7 | 3186031.7 | 3186031.7 | 3186030.2864 | 3186030.2864
| First capex year |  |  | 1
| First year |  |  | 1
SENSITIVITIES
NPV | Net benefits |  |  | Option 2NPV | 0 | 3883690.948 | 3749132.4197 | 3532788.6247 | 3367811.9274 | 3363116.4803 | 3396941.7377 | 3311394.0969 | 3186031.7 | 3186031.7 | 3186031.7 | 3186031.7 | 3186031.7 | 3186031.7 | 3186031.7 | 3186031.7 | 3186031.7 | 3186031.7 | 3186031.7 | 3186031.7 | 3186031.7 | 3186031.7 | 3186031.7 | 3186030.2864 | 3186030.2864
| Total annualised capex |  |  |  | 0 | -21316.8548 | -21316.8548 | -21316.8548 | -21316.8548 | -21316.8548 | -21316.8548 | -21316.8548 | -21316.8548 | -21316.8548 | -21316.8548 | -21316.8548 | -21316.8548 | -21316.8548 | -21316.8548 | -21316.8548 | -21316.8548 | -21316.8548 | -21316.8548 | -21316.8548 | -21316.8548 | -21316.8548 | -21316.8548 | -21316.8548 | -21316.8548
| Total benefits |  |  |  | 0 | 3905007.8028 | 3770449.2745 | 3554105.4795 | 3389128.7822 | 3384433.3351 | 3418258.5925 | 3332710.9517 | 3207348.5548 | 3207348.5548 | 3207348.5548 | 3207348.5548 | 3207348.5548 | 3207348.5548 | 3207348.5548 | 3207348.5548 | 3207348.5548 | 3207348.5548 | 3207348.5548 | 3207348.5548 | 3207348.5548 | 3207348.5548 | 3207348.5548 | 3207347.1412 | 3207347.1412
|  | Capex | Total benefits
sens1 | Capex 10% higher | 10% | 0% | Option 2sens1 | 0 | 3881559.2625 | 3747000.7342 | 3530656.9392 | 3365680.242 | 3360984.7948 | 3394810.0522 | 3309262.4114 | 3183900.0145 | 3183900.0145 | 3183900.0145 | 3183900.0145 | 3183900.0145 | 3183900.0145 | 3183900.0145 | 3183900.0145 | 3183900.0145 | 3183900.0145 | 3183900.0145 | 3183900.0145 | 3183900.0145 | 3183900.0145 | 3183900.0145 | 3183898.6009 | 3183898.6009
sens2 | Capex 10% lower | -10% | 0% | Option 2sens2 | 0 | 3885822.6334 | 3751264.1051 | 3534920.3102 | 3369943.6129 | 3365248.1658 | 3399073.4232 | 3313525.7824 | 3188163.3854 | 3188163.3854 | 3188163.3854 | 3188163.3854 | 3188163.3854 | 3188163.3854 | 3188163.3854 | 3188163.3854 | 3188163.3854 | 3188163.3854 | 3188163.3854 | 3188163.3854 | 3188163.3854 | 3188163.3854 | 3188163.3854 | 3188161.9719 | 3188161.9719
sens3 | Total benefits 10% higher | 0% | 10% | Option 2sens3 | 0 | 4274191.7282 | 4126177.3471 | 3888199.1726 | 3706724.8057 | 3701559.8138 | 3738767.5969 | 3644665.1921 | 3506766.5554 | 3506766.5554 | 3506766.5554 | 3506766.5554 | 3506766.5554 | 3506766.5554 | 3506766.5554 | 3506766.5554 | 3506766.5554 | 3506766.5554 | 3506766.5554 | 3506766.5554 | 3506766.5554 | 3506766.5554 | 3506766.5554 | 3506765.0005 | 3506765.0005
sens4 | Total benefits 10% lower | 0% | -10% | Option 2sens4 | 0 | 3493190.1677 | 3372087.4922 | 3177378.0767 | 3028899.0492 | 3024673.1468 | 3055115.8785 | 2978123.0017 | 2865296.8445 | 2865296.8445 | 2865296.8445 | 2865296.8445 | 2865296.8445 | 2865296.8445 | 2865296.8445 | 2865296.8445 | 2865296.8445 | 2865296.8445 | 2865296.8445 | 2865296.8445 | 2865296.8445 | 2865296.8445 | 2865296.8445 | 2865295.5723 | 2865295.5723
sens5 | Capex 10% higher & Total benefits 10% lower | 10% | -10% | Option 2sens5 | 0 | 3491058.4822 | 3369955.8067 | 3175246.3913 | 3026767.3637 | 3022541.4613 | 3052984.193 | 2975991.3162 | 2863165.159 | 2863165.159 | 2863165.159 | 2863165.159 | 2863165.159 | 2863165.159 | 2863165.159 | 2863165.159 | 2863165.159 | 2863165.159 | 2863165.159 | 2863165.159 | 2863165.159 | 2863165.159 | 2863165.159 | 2863163.8868 | 2863163.8868
sens | 0 | 0% | 0% | Option 2sens | 0 | 3883690.948 | 3749132.4197 | 3532788.6247 | 3367811.9274 | 3363116.4803 | 3396941.7377 | 3311394.0969 | 3186031.7 | 3186031.7 | 3186031.7 | 3186031.7 | 3186031.7 | 3186031.7 | 3186031.7 | 3186031.7 | 3186031.7 | 3186031.7 | 3186031.7 | 3186031.7 | 3186031.7 | 3186031.7 | 3186031.7 | 3186030.2864 | 3186030.2864
sens | 0 | 0% | 0% | Option 2sens | 0 | 3883690.948 | 3749132.4197 | 3532788.6247 | 3367811.9274 | 3363116.4803 | 3396941.7377 | 3311394.0969 | 3186031.7 | 3186031.7 | 3186031.7 | 3186031.7 | 3186031.7 | 3186031.7 | 3186031.7 | 3186031.7 | 3186031.7 | 3186031.7 | 3186031.7 | 3186031.7 | 3186031.7 | 3186031.7 | 3186031.7 | 3186030.2864 | 3186030.2864
sens | 0 | 0% | 0% | Option 2sens | 0 | 3883690.948 | 3749132.4197 | 3532788.6247 | 3367811.9274 | 3363116.4803 | 3396941.7377 | 3311394.0969 | 3186031.7 | 3186031.7 | 3186031.7 | 3186031.7 | 3186031.7 | 3186031.7 | 3186031.7 | 3186031.7 | 3186031.7 | 3186031.7 | 3186031.7 | 3186031.7 | 3186031.7 | 3186031.7 | 3186031.7 | 3186030.2864 | 3186030.2864

## Option3
CitiPower
Heffernan Lane feeder: WA023
OPTION 3 | WA023 replace paper lead cable
Count |  |  |  |  | 1 | 2 | 3 | 4 | 5 | 6 | 7 | 8 | 9 | 10 | 11 | 12 | 13 | 14 | 15 | 16 | 17 | 18 | 19 | 20 | 21 | 22 | 23 | 24 | 25
Value of CO2 reductions |  |  |  | $/MWh | 24.7305 | 22.3407 | 20.1963 | 18.0629 | 15.9134 | 13.7151 | 13.7151 | 13.7151 | 13.7151 | 13.7151 | 13.7151 | 13.7151 | 13.7151 | 13.7151 | 13.7151 | 13.7151 | 13.7151 | 13.7151 | 13.7151 | 13.7151 | 13.7151 | 13.7151 | 13.7151 | 13.7151 | 13.7151
[5 empty] | 2027 | 2028 | 2029 | 2030 | 2031 | 2032 | 2033 | 2034 | 2035 | 2036 | 2037 | 2038 | 2039 | 2040 | 2041 | 2042 | 2043 | 2044 | 2045 | 2046 | 2047 | 2048 | 2049 | 2050 | 2051
|  |  |  | Units | 2026-27 | 2027-28 | 2028-29 | 2029-30 | 2030-31 | 2031-32 | 2032-33 | 2033-34 | 2034-35 | 2035-36 | 2036-37 | 2037-38 | 2038-39 | 2039-40 | 2040-41 | 2041-42 | 2042-43 | 2043-44 | 2044-45 | 2045-46 | 2046-47 | 2047-48 | 2048-49 | 2049-50 | 2050-51
INVESTMENT & OPERATING COST
| Capex |  | Asset life (yrs)
| WA023 replace paper lead cable |  | 50 | 2023-12-31 | 2016375 | 0 | 0 | 0 | 0 | 0 | 0 | 0 | 0 | 0 | 0 | 0 | 0 | 0 | 0 | 0 | 0 | 0 | 0 | 0 | 0 | 0 | 0 | 0 | 0
| < Enter description > |  | 0 | 2023-12-31 | 0 | 0 | 0 | 0 | 0 | 0 | 0 | 0 | 0 | 0 | 0 | 0 | 0 | 0 | 0 | 0 | 0 | 0 | 0 | 0 | 0 | 0 | 0 | 0 | 0
| < Enter description > |  | 0 | 2023-12-31 | 0 | 0 | 0 | 0 | 0 | 0 | 0 | 0 | 0 | 0 | 0 | 0 | 0 | 0 | 0 | 0 | 0 | 0 | 0 | 0 | 0 | 0 | 0 | 0 | 0
| Capital expenditure |  |  | 2023-12-31 | 2016375 | 0 | 0 | 0 | 0 | 0 | 0 | 0 | 0 | 0 | 0 | 0 | 0 | 0 | 0 | 0 | 0 | 0 | 0 | 0 | 0 | 0 | 0 | 0 | 0
| Operating expenditure |  |  | 2023-12-31 | 0 | 0 | 0 | 0 | 0 | 0 | 0 | 0 | 0 | 0 | 0 | 0 | 0 | 0 | 0 | 0 | 0 | 0 | 0 | 0 | 0 | 0 | 0 | 0 | 0
RISK ASSUMPTIONS
| PoF (major) |  |  |  | 0 | 0 | 0 | 0 | 0 | 0 | 0 | 0 | 0 | 0 | 0 | 0 | 0 | 0 | 0 | 0 | 0 | 0 | 0 | 0 | 0 | 0 | 0 | 0 | 0
| PoF (reparable) |  |  |  | 0 | 0 | 0 | 0 | 0 | 0 | 0 | 0 | 0 | 0 | 0 | 0 | 0 | 0 | 0 | 0 | 0 | 0 | 0 | 0 | 0 | 0 | 0 | 0 | 0
| Const end date |  | 2027
| Energy at risk 10% PoE |  | 30% | MWh | 197.3742 | 0 | 0 | 0 | 0 | 0 | 0 | 0 | 0 | 0 | 0 | 0 | 0 | 0 | 0 | 0 | 0 | 0 | 0 | 0 | 0 | 0 | 0 | 0 | 0
| Energy at risk 50% PoE |  | 70% | MWh | 74.1412 | 0 | 0 | 0 | 0 | 0 | 0 | 0 | 0 | 0 | 0 | 0 | 0 | 0 | 0 | 0 | 0 | 0 | 0 | 0 | 0 | 0 | 0 | 0 | 0
| Energy at risk (weighted) |  |  | MWh | 111.1111 | 0 | 0 | 0 | 0 | 0 | 0 | 0 | 0 | 0 | 0 | 0 | 0 | 0 | 0 | 0 | 0 | 0 | 0 | 0 | 0 | 0 | 0 | 0 | 0
| Energy at risk value | $/MWh | 33538.7711 | 2023-12-31 | 3726529.4047 | 0 | 0 | 0 | 0 | 0 | 0 | 0 | 0 | 0 | 0 | 0 | 0 | 0 | 0 | 0 | 0 | 0 | 0 | 0 | 0 | 0 | 0 | 0 | 0
| Safety consequence | (after DF) |  | 2023-12-31 | 0 | 0 | 0 | 0 | 0 | 0 | 0 | 0 | 0 | 0 | 0 | 0 | 0 | 0 | 0 | 0 | 0 | 0 | 0 | 0 | 0 | 0 | 0 | 0 | 0
| Unplanned replacements |  |  | 2023-12-31 | 0 | 0 | 0 | 0 | 0 | 0 | 0 | 0 | 0 | 0 | 0 | 0 | 0 | 0 | 0 | 0 | 0 | 0 | 0 | 0 | 0 | 0 | 0 | 0 | 0
| Environmental consequence | (after DF) |  | 2023-12-31 | 0 | 0 | 0 | 0 | 0 | 0 | 0 | 0 | 0 | 0 | 0 | 0 | 0 | 0 | 0 | 0 | 0 | 0 | 0 | 0 | 0 | 0 | 0 | 0 | 0
| < Other risk - enter description > |  |  | 2023-12-31 | 0 | 0 | 0 | 0 | 0 | 0 | 0 | 0 | 0 | 0 | 0 | 0 | 0 | 0 | 0 | 0 | 0 | 0 | 0 | 0 | 0 | 0 | 0 | 0 | 0
| < Other risk - enter description > |  |  | 2023-12-31 | 0 | 0 | 0 | 0 | 0 | 0 | 0 | 0 | 0 | 0 | 0 | 0 | 0 | 0 | 0 | 0 | 0 | 0 | 0 | 0 | 0 | 0 | 0 | 0 | 0
| Total risk cost |  |  |  | 3726529.4047 | 0 | 0 | 0 | 0 | 0 | 0 | 0 | 0 | 0 | 0 | 0 | 0 | 0 | 0 | 0 | 0 | 0 | 0 | 0 | 0 | 0 | 0 | 0 | 0
OTHER BENEFITS
| Reduction in CO2 emissions |  |  | MWh | 0 | 0 | 0 | 0 | 0 | 0 | 0 | 0 | 0 | 0 | 0 | 0 | 0 | 0 | 0 | 0 | 0 | 0 | 0 | 0 | 0 | 0 | 0 | 0 | 0
| Value of reduction in CO2 emissions |  |  | $ | 0 | 0 | 0 | 0 | 0 | 0 | 0 | 0 | 0 | 0 | 0 | 0 | 0 | 0 | 0 | 0 | 0 | 0 | 0 | 0 | 0 | 0 | 0 | 0 | 0
| Reliability in worst-served areas | $/MWh | 0 | MWh | 0 | 0 | 0 | 0 | 0 | 0 | 0 | 0 | 0 | 0 | 0 | 0 | 0 | 0 | 0 | 0 | 0 | 0 | 0 | 0 | 0 | 0 | 0 | 0 | 0
| Network resilience | $/MWh | 0 | MWh | 0 | 0 | 0 | 0 | 0 | 0 | 0 | 0 | 0 | 0 | 0 | 0 | 0 | 0 | 0 | 0 | 0 | 0 | 0 | 0 | 0 | 0 | 0 | 0 | 0
| Enabling solar exports | $/MWh | 4220.9954 | MWh | 0 | 0 | 0 | 0 | 0 | 0 | 0 | 0 | 0 | 0 | 0 | 0 | 0 | 0 | 0 | 0 | 0 | 0 | 0 | 0 | 0 | 0 | 0 | 0 | 0
| Aesthetics | $/customer | 0 | customers | 0 | 0 | 0 | 0 | 0 | 0 | 0 | 0 | 0 | 0 | 0 | 0 | 0 | 0 | 0 | 0 | 0 | 0 | 0 | 0 | 0 | 0 | 0 | 0 | 0
| Customer value of time (res) | $/customer min | 0.54769 | mins | 0 | 0 | 0 | 0 | 0 | 0 | 0 | 0 | 0 | 0 | 0 | 0 | 0 | 0 | 0 | 0 | 0 | 0 | 0 | 0 | 0 | 0 | 0 | 0 | 0
| Customer value of time (bus) | $/customer min | 0.54769 | mins | 0 | 0 | 0 | 0 | 0 | 0 | 0 | 0 | 0 | 0 | 0 | 0 | 0 | 0 | 0 | 0 | 0 | 0 | 0 | 0 | 0 | 0 | 0 | 0 | 0
| Communication | $/customer | 0 | customers | 0 | 0 | 0 | 0 | 0 | 0 | 0 | 0 | 0 | 0 | 0 | 0 | 0 | 0 | 0 | 0 | 0 | 0 | 0 | 0 | 0 | 0 | 0 | 0 | 0
| Information accessibility | $/customer | 0 | customers | 0 | 0 | 0 | 0 | 0 | 0 | 0 | 0 | 0 | 0 | 0 | 0 | 0 | 0 | 0 | 0 | 0 | 0 | 0 | 0 | 0 | 0 | 0 | 0 | 0
| Other benefits 1 |  |  | 2023-12-31 | 0 | 0 | 0 | 0 | 0 | 0 | 0 | 0 | 0 | 0 | 0 | 0 | 0 | 0 | 0 | 0 | 0 | 0 | 0 | 0 | 0 | 0 | 0 | 0 | 0
| Other benefits 2 |  |  | 2023-12-31 | 0 | 0 | 0 | 0 | 0 | 0 | 0 | 0 | 0 | 0 | 0 | 0 | 0 | 0 | 0 | 0 | 0 | 0 | 0 | 0 | 0 | 0 | 0 | 0 | 0
| Total other benefits |  |  | 2023-12-31 | 0 | 0 | 0 | 0 | 0 | 0 | 0 | 0 | 0 | 0 | 0 | 0 | 0 | 0 | 0 | 0 | 0 | 0 | 0 | 0 | 0 | 0 | 0 | 0 | 0
SUMMARY
| Risks mitigated vs base case |  |  | 2023-12-31 | 0 | 4271003.1388 | 4113485.4877 | 3861380.8802 | 3669965.0655 | 3665242.8424 | 3705471.7237 | 3607221.4324 | 3463470.3694 | 3463470.3694 | 3463470.3694 | 3463470.3694 | 3463470.3694 | 3463470.3694 | 3463470.3694 | 3463470.3694 | 3463470.3694 | 3463470.3694 | 3463470.3694 | 3463470.3694 | 3463470.3694 | 3463470.3694 | 3463470.3694 | 3463468.9559 | 3463468.9559
Capital expenditure
| WA023 replace paper lead cable |  |  | 2023-12-31 | -2016375 | 0 | 0 | 0 | 0 | 0 | 0 | 0 | 0 | 0 | 0 | 0 | 0 | 0 | 0 | 0 | 0 | 0 | 0 | 0 | 0 | 0 | 0 | 0 | 0
| < Enter description > |  |  | 2023-12-31 | 0 | 0 | 0 | 0 | 0 | 0 | 0 | 0 | 0 | 0 | 0 | 0 | 0 | 0 | 0 | 0 | 0 | 0 | 0 | 0 | 0 | 0 | 0 | 0 | 0
| < Enter description > |  |  | 2023-12-31 | 0 | 0 | 0 | 0 | 0 | 0 | 0 | 0 | 0 | 0 | 0 | 0 | 0 | 0 | 0 | 0 | 0 | 0 | 0 | 0 | 0 | 0 | 0 | 0 | 0
Cumulative capex
| WA023 replace paper lead cable |  |  | 2023-12-31 | -2016375 | -2016375 | -2016375 | -2016375 | -2016375 | -2016375 | -2016375 | -2016375 | -2016375 | -2016375 | -2016375 | -2016375 | -2016375 | -2016375 | -2016375 | -2016375 | -2016375 | -2016375 | -2016375 | -2016375 | -2016375 | -2016375 | -2016375 | -2016375 | -2016375
| < Enter description > |  |  | 2023-12-31 | 0 | 0 | 0 | 0 | 0 | 0 | 0 | 0 | 0 | 0 | 0 | 0 | 0 | 0 | 0 | 0 | 0 | 0 | 0 | 0 | 0 | 0 | 0 | 0 | 0
| < Enter description > |  |  | 2023-12-31 | 0 | 0 | 0 | 0 | 0 | 0 | 0 | 0 | 0 | 0 | 0 | 0 | 0 | 0 | 0 | 0 | 0 | 0 | 0 | 0 | 0 | 0 | 0 | 0 | 0
Annualised capex
| Annualised capex - WA023 replace paper lead cable |  |  | 2023-12-31 | 0 | -85965.5461 | -85965.5461 | -85965.5461 | -85965.5461 | -85965.5461 | -85965.5461 | -85965.5461 | -85965.5461 | -85965.5461 | -85965.5461 | -85965.5461 | -85965.5461 | -85965.5461 | -85965.5461 | -85965.5461 | -85965.5461 | -85965.5461 | -85965.5461 | -85965.5461 | -85965.5461 | -85965.5461 | -85965.5461 | -85965.5461 | -85965.5461
| Annualised capex - < Enter description > |  |  | 2023-12-31 | 0 | 0 | 0 | 0 | 0 | 0 | 0 | 0 | 0 | 0 | 0 | 0 | 0 | 0 | 0 | 0 | 0 | 0 | 0 | 0 | 0 | 0 | 0 | 0 | 0
| Annualised capex - < Enter description > |  |  | 2023-12-31 | 0 | 0 | 0 | 0 | 0 | 0 | 0 | 0 | 0 | 0 | 0 | 0 | 0 | 0 | 0 | 0 | 0 | 0 | 0 | 0 | 0 | 0 | 0 | 0 | 0
| Total annualised capex |  |  | 2023-12-31 | 0 | -85965.5461 | -85965.5461 | -85965.5461 | -85965.5461 | -85965.5461 | -85965.5461 | -85965.5461 | -85965.5461 | -85965.5461 | -85965.5461 | -85965.5461 | -85965.5461 | -85965.5461 | -85965.5461 | -85965.5461 | -85965.5461 | -85965.5461 | -85965.5461 | -85965.5461 | -85965.5461 | -85965.5461 | -85965.5461 | -85965.5461 | -85965.5461
| Annualised capex |  |  | 2023-12-31 | 0 | -85965.5461 | -85965.5461 | -85965.5461 | -85965.5461 | -85965.5461 | -85965.5461 | -85965.5461 | -85965.5461 | -85965.5461 | -85965.5461 | -85965.5461 | -85965.5461 | -85965.5461 | -85965.5461 | -85965.5461 | -85965.5461 | -85965.5461 | -85965.5461 | -85965.5461 | -85965.5461 | -85965.5461 | -85965.5461 | -85965.5461 | -85965.5461
| Operating expenditure |  |  | 2023-12-31 | 0 | 0 | 0 | 0 | 0 | 0 | 0 | 0 | 0 | 0 | 0 | 0 | 0 | 0 | 0 | 0 | 0 | 0 | 0 | 0 | 0 | 0 | 0 | 0 | 0
| Risk mitigated |  |  | 2023-12-31 | 0 | 4271003.1388 | 4113485.4877 | 3861380.8802 | 3669965.0655 | 3665242.8424 | 3705471.7237 | 3607221.4324 | 3463470.3694 | 3463470.3694 | 3463470.3694 | 3463470.3694 | 3463470.3694 | 3463470.3694 | 3463470.3694 | 3463470.3694 | 3463470.3694 | 3463470.3694 | 3463470.3694 | 3463470.3694 | 3463470.3694 | 3463470.3694 | 3463470.3694 | 3463468.9559 | 3463468.9559
| Other benefits value |  |  | 2023-12-31 | 0 | 0 | 0 | 0 | 0 | 0 | 0 | 0 | 0 | 0 | 0 | 0 | 0 | 0 | 0 | 0 | 0 | 0 | 0 | 0 | 0 | 0 | 0 | 0 | 0
| Net benefits |  |  | 2023-12-31 | 0 | 4185037.5927 | 4027519.9415 | 3775415.3341 | 3583999.5194 | 3579277.2963 | 3619506.1776 | 3521255.8863 | 3377504.8233 | 3377504.8233 | 3377504.8233 | 3377504.8233 | 3377504.8233 | 3377504.8233 | 3377504.8233 | 3377504.8233 | 3377504.8233 | 3377504.8233 | 3377504.8233 | 3377504.8233 | 3377504.8233 | 3377504.8233 | 3377504.8233 | 3377503.4097 | 3377503.4097
| First capex year |  |  | 1
| First year |  |  | 1
SENSITIVITIES
NPV | Net benefits |  |  | Option 3NPV | 0 | 4185037.5927 | 4027519.9415 | 3775415.3341 | 3583999.5194 | 3579277.2963 | 3619506.1776 | 3521255.8863 | 3377504.8233 | 3377504.8233 | 3377504.8233 | 3377504.8233 | 3377504.8233 | 3377504.8233 | 3377504.8233 | 3377504.8233 | 3377504.8233 | 3377504.8233 | 3377504.8233 | 3377504.8233 | 3377504.8233 | 3377504.8233 | 3377504.8233 | 3377503.4097 | 3377503.4097
| Total annualised capex |  |  |  | 0 | -85965.5461 | -85965.5461 | -85965.5461 | -85965.5461 | -85965.5461 | -85965.5461 | -85965.5461 | -85965.5461 | -85965.5461 | -85965.5461 | -85965.5461 | -85965.5461 | -85965.5461 | -85965.5461 | -85965.5461 | -85965.5461 | -85965.5461 | -85965.5461 | -85965.5461 | -85965.5461 | -85965.5461 | -85965.5461 | -85965.5461 | -85965.5461
| Total benefits |  |  |  | 0 | 4271003.1388 | 4113485.4877 | 3861380.8802 | 3669965.0655 | 3665242.8424 | 3705471.7237 | 3607221.4324 | 3463470.3694 | 3463470.3694 | 3463470.3694 | 3463470.3694 | 3463470.3694 | 3463470.3694 | 3463470.3694 | 3463470.3694 | 3463470.3694 | 3463470.3694 | 3463470.3694 | 3463470.3694 | 3463470.3694 | 3463470.3694 | 3463470.3694 | 3463468.9559 | 3463468.9559
|  | Capex | Total benefits
sens1 | Capex 10% higher | 10% | 0% | Option 3sens1 | 0 | 4176441.0381 | 4018923.3869 | 3766818.7794 | 3575402.9648 | 3570680.7417 | 3610909.623 | 3512659.3317 | 3368908.2687 | 3368908.2687 | 3368908.2687 | 3368908.2687 | 3368908.2687 | 3368908.2687 | 3368908.2687 | 3368908.2687 | 3368908.2687 | 3368908.2687 | 3368908.2687 | 3368908.2687 | 3368908.2687 | 3368908.2687 | 3368908.2687 | 3368906.8551 | 3368906.8551
sens2 | Capex 10% lower | -10% | 0% | Option 3sens2 | 0 | 4193634.1473 | 4036116.4961 | 3784011.8887 | 3592596.074 | 3587873.8509 | 3628102.7322 | 3529852.4409 | 3386101.3779 | 3386101.3779 | 3386101.3779 | 3386101.3779 | 3386101.3779 | 3386101.3779 | 3386101.3779 | 3386101.3779 | 3386101.3779 | 3386101.3779 | 3386101.3779 | 3386101.3779 | 3386101.3779 | 3386101.3779 | 3386101.3779 | 3386099.9643 | 3386099.9643
sens3 | Total benefits 10% higher | 0% | 10% | Option 3sens3 | 0 | 4612137.9066 | 4438868.4903 | 4161553.4221 | 3950996.0259 | 3945801.5806 | 3990053.35 | 3881978.0295 | 3723851.8602 | 3723851.8602 | 3723851.8602 | 3723851.8602 | 3723851.8602 | 3723851.8602 | 3723851.8602 | 3723851.8602 | 3723851.8602 | 3723851.8602 | 3723851.8602 | 3723851.8602 | 3723851.8602 | 3723851.8602 | 3723851.8602 | 3723850.3053 | 3723850.3053
sens4 | Total benefits 10% lower | 0% | -10% | Option 3sens4 | 0 | 3757937.2788 | 3616171.3928 | 3389277.246 | 3217003.0128 | 3212753.0121 | 3248959.0052 | 3160533.7431 | 3031157.7864 | 3031157.7864 | 3031157.7864 | 3031157.7864 | 3031157.7864 | 3031157.7864 | 3031157.7864 | 3031157.7864 | 3031157.7864 | 3031157.7864 | 3031157.7864 | 3031157.7864 | 3031157.7864 | 3031157.7864 | 3031157.7864 | 3031156.5141 | 3031156.5141
sens5 | Capex 10% higher & Total benefits 10% lower | 10% | -10% | Option 3sens5 | 0 | 3749340.7242 | 3607574.8381 | 3380680.6914 | 3208406.4582 | 3204156.4575 | 3240362.4506 | 3151937.1884 | 3022561.2317 | 3022561.2317 | 3022561.2317 | 3022561.2317 | 3022561.2317 | 3022561.2317 | 3022561.2317 | 3022561.2317 | 3022561.2317 | 3022561.2317 | 3022561.2317 | 3022561.2317 | 3022561.2317 | 3022561.2317 | 3022561.2317 | 3022559.9595 | 3022559.9595
sens | 0 | 0% | 0% | Option 3sens | 0 | 4185037.5927 | 4027519.9415 | 3775415.3341 | 3583999.5194 | 3579277.2963 | 3619506.1776 | 3521255.8863 | 3377504.8233 | 3377504.8233 | 3377504.8233 | 3377504.8233 | 3377504.8233 | 3377504.8233 | 3377504.8233 | 3377504.8233 | 3377504.8233 | 3377504.8233 | 3377504.8233 | 3377504.8233 | 3377504.8233 | 3377504.8233 | 3377504.8233 | 3377503.4097 | 3377503.4097
sens | 0 | 0% | 0% | Option 3sens | 0 | 4185037.5927 | 4027519.9415 | 3775415.3341 | 3583999.5194 | 3579277.2963 | 3619506.1776 | 3521255.8863 | 3377504.8233 | 3377504.8233 | 3377504.8233 | 3377504.8233 | 3377504.8233 | 3377504.8233 | 3377504.8233 | 3377504.8233 | 3377504.8233 | 3377504.8233 | 3377504.8233 | 3377504.8233 | 3377504.8233 | 3377504.8233 | 3377504.8233 | 3377503.4097 | 3377503.4097
sens | 0 | 0% | 0% | Option 3sens | 0 | 4185037.5927 | 4027519.9415 | 3775415.3341 | 3583999.5194 | 3579277.2963 | 3619506.1776 | 3521255.8863 | 3377504.8233 | 3377504.8233 | 3377504.8233 | 3377504.8233 | 3377504.8233 | 3377504.8233 | 3377504.8233 | 3377504.8233 | 3377504.8233 | 3377504.8233 | 3377504.8233 | 3377504.8233 | 3377504.8233 | 3377504.8233 | 3377504.8233 | 3377503.4097 | 3377503.4097

## Option4
CitiPower
Heffernan Lane feeder: WA023
OPTION 4 | WA023 replace imperial cable
Count |  |  |  |  | 1 | 2 | 3 | 4 | 5 | 6 | 7 | 8 | 9 | 10 | 11 | 12 | 13 | 14 | 15 | 16 | 17 | 18 | 19 | 20 | 21 | 22 | 23 | 24 | 25
Value of CO2 reductions |  |  |  | $/MWh | 24.7305 | 22.3407 | 20.1963 | 18.0629 | 15.9134 | 13.7151 | 13.7151 | 13.7151 | 13.7151 | 13.7151 | 13.7151 | 13.7151 | 13.7151 | 13.7151 | 13.7151 | 13.7151 | 13.7151 | 13.7151 | 13.7151 | 13.7151 | 13.7151 | 13.7151 | 13.7151 | 13.7151 | 13.7151
[5 empty] | 2027 | 2028 | 2029 | 2030 | 2031 | 2032 | 2033 | 2034 | 2035 | 2036 | 2037 | 2038 | 2039 | 2040 | 2041 | 2042 | 2043 | 2044 | 2045 | 2046 | 2047 | 2048 | 2049 | 2050 | 2051
|  |  |  | Units | 2026-27 | 2027-28 | 2028-29 | 2029-30 | 2030-31 | 2031-32 | 2032-33 | 2033-34 | 2034-35 | 2035-36 | 2036-37 | 2037-38 | 2038-39 | 2039-40 | 2040-41 | 2041-42 | 2042-43 | 2043-44 | 2044-45 | 2045-46 | 2046-47 | 2047-48 | 2048-49 | 2049-50 | 2050-51
INVESTMENT & OPERATING COST
| Capex |  | Asset life (yrs)
| WA023 replace imperial cable |  | 50 | 2023-12-31 | 3200000 | 0 | 0 | 0 | 0 | 0 | 0 | 0 | 0 | 0 | 0 | 0 | 0 | 0 | 0 | 0 | 0 | 0 | 0 | 0 | 0 | 0 | 0 | 0 | 0
| < Enter description > |  | 0 | 2023-12-31 | 0 | 0 | 0 | 0 | 0 | 0 | 0 | 0 | 0 | 0 | 0 | 0 | 0 | 0 | 0 | 0 | 0 | 0 | 0 | 0 | 0 | 0 | 0 | 0 | 0
| < Enter description > |  | 0 | 2023-12-31 | 0 | 0 | 0 | 0 | 0 | 0 | 0 | 0 | 0 | 0 | 0 | 0 | 0 | 0 | 0 | 0 | 0 | 0 | 0 | 0 | 0 | 0 | 0 | 0 | 0
| Capital expenditure |  |  | 2023-12-31 | 3200000 | 0 | 0 | 0 | 0 | 0 | 0 | 0 | 0 | 0 | 0 | 0 | 0 | 0 | 0 | 0 | 0 | 0 | 0 | 0 | 0 | 0 | 0 | 0 | 0
| Operating expenditure |  |  | 2023-12-31 | 0 | 0 | 0 | 0 | 0 | 0 | 0 | 0 | 0 | 0 | 0 | 0 | 0 | 0 | 0 | 0 | 0 | 0 | 0 | 0 | 0 | 0 | 0 | 0 | 0
RISK ASSUMPTIONS
| PoF (major) |  |  |  | 0 | 0 | 0 | 0 | 0 | 0 | 0 | 0 | 0 | 0 | 0 | 0 | 0 | 0 | 0 | 0 | 0 | 0 | 0 | 0 | 0 | 0 | 0 | 0 | 0
| PoF (reparable) |  |  |  | 0 | 0 | 0 | 0 | 0 | 0 | 0 | 0 | 0 | 0 | 0 | 0 | 0 | 0 | 0 | 0 | 0 | 0 | 0 | 0 | 0 | 0 | 0 | 0 | 0
| Const end date |  | 2027
| Energy at risk 10% PoE |  | 30% | MWh | 197.3742 | 0 | 0 | 0 | 0 | 0 | 0 | 0 | 0 | 0 | 0 | 0 | 0 | 0 | 0 | 0 | 0 | 0 | 0 | 0 | 0 | 0 | 0 | 0 | 0
| Energy at risk 50% PoE |  | 70% | MWh | 74.1412 | 0 | 0 | 0 | 0 | 0 | 0 | 0 | 0 | 0 | 0 | 0 | 0 | 0 | 0 | 0 | 0 | 0 | 0 | 0 | 0 | 0 | 0 | 0 | 0
| Energy at risk (weighted) |  |  | MWh | 111.1111 | 0 | 0 | 0 | 0 | 0 | 0 | 0 | 0 | 0 | 0 | 0 | 0 | 0 | 0 | 0 | 0 | 0 | 0 | 0 | 0 | 0 | 0 | 0 | 0
| Energy at risk value | $/MWh | 33538.7711 | 2023-12-31 | 3726529.4047 | 0 | 0 | 0 | 0 | 0 | 0 | 0 | 0 | 0 | 0 | 0 | 0 | 0 | 0 | 0 | 0 | 0 | 0 | 0 | 0 | 0 | 0 | 0 | 0
| Safety consequence | (after DF) |  | 2023-12-31 | 0 | 0 | 0 | 0 | 0 | 0 | 0 | 0 | 0 | 0 | 0 | 0 | 0 | 0 | 0 | 0 | 0 | 0 | 0 | 0 | 0 | 0 | 0 | 0 | 0
| Unplanned replacements |  |  | 2023-12-31 | 0 | 0 | 0 | 0 | 0 | 0 | 0 | 0 | 0 | 0 | 0 | 0 | 0 | 0 | 0 | 0 | 0 | 0 | 0 | 0 | 0 | 0 | 0 | 0 | 0
| Environmental consequence | (after DF) |  | 2023-12-31 | 0 | 0 | 0 | 0 | 0 | 0 | 0 | 0 | 0 | 0 | 0 | 0 | 0 | 0 | 0 | 0 | 0 | 0 | 0 | 0 | 0 | 0 | 0 | 0 | 0
| < Other risk - enter description > |  |  | 2023-12-31 | 0 | 0 | 0 | 0 | 0 | 0 | 0 | 0 | 0 | 0 | 0 | 0 | 0 | 0 | 0 | 0 | 0 | 0 | 0 | 0 | 0 | 0 | 0 | 0 | 0
| < Other risk - enter description > |  |  | 2023-12-31 | 0 | 0 | 0 | 0 | 0 | 0 | 0 | 0 | 0 | 0 | 0 | 0 | 0 | 0 | 0 | 0 | 0 | 0 | 0 | 0 | 0 | 0 | 0 | 0 | 0
| Total risk cost |  |  |  | 3726529.4047 | 0 | 0 | 0 | 0 | 0 | 0 | 0 | 0 | 0 | 0 | 0 | 0 | 0 | 0 | 0 | 0 | 0 | 0 | 0 | 0 | 0 | 0 | 0 | 0
OTHER BENEFITS
| Reduction in CO2 emissions |  |  | MWh | 0 | 0 | 0 | 0 | 0 | 0 | 0 | 0 | 0 | 0 | 0 | 0 | 0 | 0 | 0 | 0 | 0 | 0 | 0 | 0 | 0 | 0 | 0 | 0 | 0
| Value of reduction in CO2 emissions |  |  | $ | 0 | 0 | 0 | 0 | 0 | 0 | 0 | 0 | 0 | 0 | 0 | 0 | 0 | 0 | 0 | 0 | 0 | 0 | 0 | 0 | 0 | 0 | 0 | 0 | 0
| Reliability in worst-served areas | $/MWh | 0 | MWh | 0 | 0 | 0 | 0 | 0 | 0 | 0 | 0 | 0 | 0 | 0 | 0 | 0 | 0 | 0 | 0 | 0 | 0 | 0 | 0 | 0 | 0 | 0 | 0 | 0
| Network resilience | $/MWh | 0 | MWh | 0 | 0 | 0 | 0 | 0 | 0 | 0 | 0 | 0 | 0 | 0 | 0 | 0 | 0 | 0 | 0 | 0 | 0 | 0 | 0 | 0 | 0 | 0 | 0 | 0
| Enabling solar exports | $/MWh | 4220.9954 | MWh | 0 | 0 | 0 | 0 | 0 | 0 | 0 | 0 | 0 | 0 | 0 | 0 | 0 | 0 | 0 | 0 | 0 | 0 | 0 | 0 | 0 | 0 | 0 | 0 | 0
| Aesthetics | $/customer | 0 | customers | 0 | 0 | 0 | 0 | 0 | 0 | 0 | 0 | 0 | 0 | 0 | 0 | 0 | 0 | 0 | 0 | 0 | 0 | 0 | 0 | 0 | 0 | 0 | 0 | 0
| Customer value of time (res) | $/customer min | 0.54769 | mins | 0 | 0 | 0 | 0 | 0 | 0 | 0 | 0 | 0 | 0 | 0 | 0 | 0 | 0 | 0 | 0 | 0 | 0 | 0 | 0 | 0 | 0 | 0 | 0 | 0
| Customer value of time (bus) | $/customer min | 0.54769 | mins | 0 | 0 | 0 | 0 | 0 | 0 | 0 | 0 | 0 | 0 | 0 | 0 | 0 | 0 | 0 | 0 | 0 | 0 | 0 | 0 | 0 | 0 | 0 | 0 | 0
| Communication | $/customer | 0 | customers | 0 | 0 | 0 | 0 | 0 | 0 | 0 | 0 | 0 | 0 | 0 | 0 | 0 | 0 | 0 | 0 | 0 | 0 | 0 | 0 | 0 | 0 | 0 | 0 | 0
| Information accessibility | $/customer | 0 | customers | 0 | 0 | 0 | 0 | 0 | 0 | 0 | 0 | 0 | 0 | 0 | 0 | 0 | 0 | 0 | 0 | 0 | 0 | 0 | 0 | 0 | 0 | 0 | 0 | 0
| Other benefits 1 |  |  | 2023-12-31 | 0 | 0 | 0 | 0 | 0 | 0 | 0 | 0 | 0 | 0 | 0 | 0 | 0 | 0 | 0 | 0 | 0 | 0 | 0 | 0 | 0 | 0 | 0 | 0 | 0
| Other benefits 2 |  |  | 2023-12-31 | 0 | 0 | 0 | 0 | 0 | 0 | 0 | 0 | 0 | 0 | 0 | 0 | 0 | 0 | 0 | 0 | 0 | 0 | 0 | 0 | 0 | 0 | 0 | 0 | 0
| Total other benefits |  |  | 2023-12-31 | 0 | 0 | 0 | 0 | 0 | 0 | 0 | 0 | 0 | 0 | 0 | 0 | 0 | 0 | 0 | 0 | 0 | 0 | 0 | 0 | 0 | 0 | 0 | 0 | 0
SUMMARY
| Risks mitigated vs base case |  |  | 2023-12-31 | 0 | 4271003.1388 | 4113485.4877 | 3861380.8802 | 3669965.0655 | 3665242.8424 | 3705471.7237 | 3607221.4324 | 3463470.3694 | 3463470.3694 | 3463470.3694 | 3463470.3694 | 3463470.3694 | 3463470.3694 | 3463470.3694 | 3463470.3694 | 3463470.3694 | 3463470.3694 | 3463470.3694 | 3463470.3694 | 3463470.3694 | 3463470.3694 | 3463470.3694 | 3463468.9559 | 3463468.9559
Capital expenditure
| WA023 replace imperial cable |  |  | 2023-12-31 | -3200000 | 0 | 0 | 0 | 0 | 0 | 0 | 0 | 0 | 0 | 0 | 0 | 0 | 0 | 0 | 0 | 0 | 0 | 0 | 0 | 0 | 0 | 0 | 0 | 0
| < Enter description > |  |  | 2023-12-31 | 0 | 0 | 0 | 0 | 0 | 0 | 0 | 0 | 0 | 0 | 0 | 0 | 0 | 0 | 0 | 0 | 0 | 0 | 0 | 0 | 0 | 0 | 0 | 0 | 0
| < Enter description > |  |  | 2023-12-31 | 0 | 0 | 0 | 0 | 0 | 0 | 0 | 0 | 0 | 0 | 0 | 0 | 0 | 0 | 0 | 0 | 0 | 0 | 0 | 0 | 0 | 0 | 0 | 0 | 0
Cumulative capex
| WA023 replace imperial cable |  |  | 2023-12-31 | -3200000 | -3200000 | -3200000 | -3200000 | -3200000 | -3200000 | -3200000 | -3200000 | -3200000 | -3200000 | -3200000 | -3200000 | -3200000 | -3200000 | -3200000 | -3200000 | -3200000 | -3200000 | -3200000 | -3200000 | -3200000 | -3200000 | -3200000 | -3200000 | -3200000
| < Enter description > |  |  | 2023-12-31 | 0 | 0 | 0 | 0 | 0 | 0 | 0 | 0 | 0 | 0 | 0 | 0 | 0 | 0 | 0 | 0 | 0 | 0 | 0 | 0 | 0 | 0 | 0 | 0 | 0
| < Enter description > |  |  | 2023-12-31 | 0 | 0 | 0 | 0 | 0 | 0 | 0 | 0 | 0 | 0 | 0 | 0 | 0 | 0 | 0 | 0 | 0 | 0 | 0 | 0 | 0 | 0 | 0 | 0 | 0
Annualised capex
| Annualised capex - WA023 replace imperial cable |  |  | 2023-12-31 | 0 | -136427.8706 | -136427.8706 | -136427.8706 | -136427.8706 | -136427.8706 | -136427.8706 | -136427.8706 | -136427.8706 | -136427.8706 | -136427.8706 | -136427.8706 | -136427.8706 | -136427.8706 | -136427.8706 | -136427.8706 | -136427.8706 | -136427.8706 | -136427.8706 | -136427.8706 | -136427.8706 | -136427.8706 | -136427.8706 | -136427.8706 | -136427.8706
| Annualised capex - < Enter description > |  |  | 2023-12-31 | 0 | 0 | 0 | 0 | 0 | 0 | 0 | 0 | 0 | 0 | 0 | 0 | 0 | 0 | 0 | 0 | 0 | 0 | 0 | 0 | 0 | 0 | 0 | 0 | 0
| Annualised capex - < Enter description > |  |  | 2023-12-31 | 0 | 0 | 0 | 0 | 0 | 0 | 0 | 0 | 0 | 0 | 0 | 0 | 0 | 0 | 0 | 0 | 0 | 0 | 0 | 0 | 0 | 0 | 0 | 0 | 0
| Total annualised capex |  |  | 2023-12-31 | 0 | -136427.8706 | -136427.8706 | -136427.8706 | -136427.8706 | -136427.8706 | -136427.8706 | -136427.8706 | -136427.8706 | -136427.8706 | -136427.8706 | -136427.8706 | -136427.8706 | -136427.8706 | -136427.8706 | -136427.8706 | -136427.8706 | -136427.8706 | -136427.8706 | -136427.8706 | -136427.8706 | -136427.8706 | -136427.8706 | -136427.8706 | -136427.8706
| Annualised capex |  |  | 2023-12-31 | 0 | -136427.8706 | -136427.8706 | -136427.8706 | -136427.8706 | -136427.8706 | -136427.8706 | -136427.8706 | -136427.8706 | -136427.8706 | -136427.8706 | -136427.8706 | -136427.8706 | -136427.8706 | -136427.8706 | -136427.8706 | -136427.8706 | -136427.8706 | -136427.8706 | -136427.8706 | -136427.8706 | -136427.8706 | -136427.8706 | -136427.8706 | -136427.8706
| Operating expenditure |  |  | 2023-12-31 | 0 | 0 | 0 | 0 | 0 | 0 | 0 | 0 | 0 | 0 | 0 | 0 | 0 | 0 | 0 | 0 | 0 | 0 | 0 | 0 | 0 | 0 | 0 | 0 | 0
| Risk mitigated |  |  | 2023-12-31 | 0 | 4271003.1388 | 4113485.4877 | 3861380.8802 | 3669965.0655 | 3665242.8424 | 3705471.7237 | 3607221.4324 | 3463470.3694 | 3463470.3694 | 3463470.3694 | 3463470.3694 | 3463470.3694 | 3463470.3694 | 3463470.3694 | 3463470.3694 | 3463470.3694 | 3463470.3694 | 3463470.3694 | 3463470.3694 | 3463470.3694 | 3463470.3694 | 3463470.3694 | 3463468.9559 | 3463468.9559
| Other benefits value |  |  | 2023-12-31 | 0 | 0 | 0 | 0 | 0 | 0 | 0 | 0 | 0 | 0 | 0 | 0 | 0 | 0 | 0 | 0 | 0 | 0 | 0 | 0 | 0 | 0 | 0 | 0 | 0
| Net benefits |  |  | 2023-12-31 | 0 | 4134575.2682 | 3977057.617 | 3724953.0096 | 3533537.1949 | 3528814.9718 | 3569043.8531 | 3470793.5618 | 3327042.4988 | 3327042.4988 | 3327042.4988 | 3327042.4988 | 3327042.4988 | 3327042.4988 | 3327042.4988 | 3327042.4988 | 3327042.4988 | 3327042.4988 | 3327042.4988 | 3327042.4988 | 3327042.4988 | 3327042.4988 | 3327042.4988 | 3327041.0852 | 3327041.0852
| First capex year |  |  | 1
| First year |  |  | 1
SENSITIVITIES
NPV | Net benefits |  |  | Option 4NPV | 0 | 4134575.2682 | 3977057.617 | 3724953.0096 | 3533537.1949 | 3528814.9718 | 3569043.8531 | 3470793.5618 | 3327042.4988 | 3327042.4988 | 3327042.4988 | 3327042.4988 | 3327042.4988 | 3327042.4988 | 3327042.4988 | 3327042.4988 | 3327042.4988 | 3327042.4988 | 3327042.4988 | 3327042.4988 | 3327042.4988 | 3327042.4988 | 3327042.4988 | 3327041.0852 | 3327041.0852
| Total annualised capex |  |  |  | 0 | -136427.8706 | -136427.8706 | -136427.8706 | -136427.8706 | -136427.8706 | -136427.8706 | -136427.8706 | -136427.8706 | -136427.8706 | -136427.8706 | -136427.8706 | -136427.8706 | -136427.8706 | -136427.8706 | -136427.8706 | -136427.8706 | -136427.8706 | -136427.8706 | -136427.8706 | -136427.8706 | -136427.8706 | -136427.8706 | -136427.8706 | -136427.8706
| Total benefits |  |  |  | 0 | 4271003.1388 | 4113485.4877 | 3861380.8802 | 3669965.0655 | 3665242.8424 | 3705471.7237 | 3607221.4324 | 3463470.3694 | 3463470.3694 | 3463470.3694 | 3463470.3694 | 3463470.3694 | 3463470.3694 | 3463470.3694 | 3463470.3694 | 3463470.3694 | 3463470.3694 | 3463470.3694 | 3463470.3694 | 3463470.3694 | 3463470.3694 | 3463470.3694 | 3463468.9559 | 3463468.9559
|  | Capex | Total benefits
sens1 | Capex 10% higher | 10% | 0% | Option 4sens1 | 0 | 4120932.4812 | 3963414.83 | 3711310.2225 | 3519894.4078 | 3515172.1848 | 3555401.066 | 3457150.7748 | 3313399.7118 | 3313399.7118 | 3313399.7118 | 3313399.7118 | 3313399.7118 | 3313399.7118 | 3313399.7118 | 3313399.7118 | 3313399.7118 | 3313399.7118 | 3313399.7118 | 3313399.7118 | 3313399.7118 | 3313399.7118 | 3313399.7118 | 3313398.2982 | 3313398.2982
sens2 | Capex 10% lower | -10% | 0% | Option 4sens2 | 0 | 4148218.0553 | 3990700.4041 | 3738595.7966 | 3547179.9819 | 3542457.7589 | 3582686.6402 | 3484436.3489 | 3340685.2859 | 3340685.2859 | 3340685.2859 | 3340685.2859 | 3340685.2859 | 3340685.2859 | 3340685.2859 | 3340685.2859 | 3340685.2859 | 3340685.2859 | 3340685.2859 | 3340685.2859 | 3340685.2859 | 3340685.2859 | 3340685.2859 | 3340683.8723 | 3340683.8723
sens3 | Total benefits 10% higher | 0% | 10% | Option 4sens3 | 0 | 4561675.5821 | 4388406.1658 | 4111091.0976 | 3900533.7014 | 3895339.2561 | 3939591.0255 | 3831515.7051 | 3673389.5358 | 3673389.5358 | 3673389.5358 | 3673389.5358 | 3673389.5358 | 3673389.5358 | 3673389.5358 | 3673389.5358 | 3673389.5358 | 3673389.5358 | 3673389.5358 | 3673389.5358 | 3673389.5358 | 3673389.5358 | 3673389.5358 | 3673387.9808 | 3673387.9808
sens4 | Total benefits 10% lower | 0% | -10% | Option 4sens4 | 0 | 3707474.9543 | 3565709.0683 | 3338814.9216 | 3166540.6883 | 3162290.6876 | 3198496.6807 | 3110071.4186 | 2980695.4619 | 2980695.4619 | 2980695.4619 | 2980695.4619 | 2980695.4619 | 2980695.4619 | 2980695.4619 | 2980695.4619 | 2980695.4619 | 2980695.4619 | 2980695.4619 | 2980695.4619 | 2980695.4619 | 2980695.4619 | 2980695.4619 | 2980694.1897 | 2980694.1897
sens5 | Capex 10% higher & Total benefits 10% lower | 10% | -10% | Option 4sens5 | 0 | 3693832.1673 | 3552066.2812 | 3325172.1345 | 3152897.9013 | 3148647.9005 | 3184853.8937 | 3096428.6315 | 2967052.6748 | 2967052.6748 | 2967052.6748 | 2967052.6748 | 2967052.6748 | 2967052.6748 | 2967052.6748 | 2967052.6748 | 2967052.6748 | 2967052.6748 | 2967052.6748 | 2967052.6748 | 2967052.6748 | 2967052.6748 | 2967052.6748 | 2967051.4026 | 2967051.4026
sens | 0 | 0% | 0% | Option 4sens | 0 | 4134575.2682 | 3977057.617 | 3724953.0096 | 3533537.1949 | 3528814.9718 | 3569043.8531 | 3470793.5618 | 3327042.4988 | 3327042.4988 | 3327042.4988 | 3327042.4988 | 3327042.4988 | 3327042.4988 | 3327042.4988 | 3327042.4988 | 3327042.4988 | 3327042.4988 | 3327042.4988 | 3327042.4988 | 3327042.4988 | 3327042.4988 | 3327042.4988 | 3327041.0852 | 3327041.0852
sens | 0 | 0% | 0% | Option 4sens | 0 | 4134575.2682 | 3977057.617 | 3724953.0096 | 3533537.1949 | 3528814.9718 | 3569043.8531 | 3470793.5618 | 3327042.4988 | 3327042.4988 | 3327042.4988 | 3327042.4988 | 3327042.4988 | 3327042.4988 | 3327042.4988 | 3327042.4988 | 3327042.4988 | 3327042.4988 | 3327042.4988 | 3327042.4988 | 3327042.4988 | 3327042.4988 | 3327042.4988 | 3327041.0852 | 3327041.0852
sens | 0 | 0% | 0% | Option 4sens | 0 | 4134575.2682 | 3977057.617 | 3724953.0096 | 3533537.1949 | 3528814.9718 | 3569043.8531 | 3470793.5618 | 3327042.4988 | 3327042.4988 | 3327042.4988 | 3327042.4988 | 3327042.4988 | 3327042.4988 | 3327042.4988 | 3327042.4988 | 3327042.4988 | 3327042.4988 | 3327042.4988 | 3327042.4988 | 3327042.4988 | 3327042.4988 | 3327042.4988 | 3327041.0852 | 3327041.0852

## Option5
CitiPower
Heffernan Lane feeder: WA023
OPTION 5 | 0
Not used
Count |  |  |  |  | 1 | 2 | 3 | 4 | 5 | 6 | 7 | 8 | 9 | 10 | 11 | 12 | 13 | 14 | 15 | 16 | 17 | 18 | 19 | 20 | 21 | 22 | 23 | 24 | 25
Value of CO2 reductions |  |  |  | $/MWh | 24.7305 | 22.3407 | 20.1963 | 18.0629 | 15.9134 | 13.7151 | 13.7151 | 13.7151 | 13.7151 | 13.7151 | 13.7151 | 13.7151 | 13.7151 | 13.7151 | 13.7151 | 13.7151 | 13.7151 | 13.7151 | 13.7151 | 13.7151 | 13.7151 | 13.7151 | 13.7151 | 13.7151 | 13.7151
[5 empty] | 2027 | 2028 | 2029 | 2030 | 2031 | 2032 | 2033 | 2034 | 2035 | 2036 | 2037 | 2038 | 2039 | 2040 | 2041 | 2042 | 2043 | 2044 | 2045 | 2046 | 2047 | 2048 | 2049 | 2050 | 2051
|  |  |  | Units | 2026-27 | 2027-28 | 2028-29 | 2029-30 | 2030-31 | 2031-32 | 2032-33 | 2033-34 | 2034-35 | 2035-36 | 2036-37 | 2037-38 | 2038-39 | 2039-40 | 2040-41 | 2041-42 | 2042-43 | 2043-44 | 2044-45 | 2045-46 | 2046-47 | 2047-48 | 2048-49 | 2049-50 | 2050-51
INVESTMENT & OPERATING COST
| Capex |  | Asset life (yrs)
| 0 |  | 0 | 2023-12-31 | 0 | 0 | 0 | 0 | 0 | 0 | 0 | 0 | 0 | 0 | 0 | 0 | 0 | 0 | 0 | 0 | 0 | 0 | 0 | 0 | 0 | 0 | 0 | 0 | 0
| < Enter description > |  | 0 | 2023-12-31 | 0 | 0 | 0 | 0 | 0 | 0 | 0 | 0 | 0 | 0 | 0 | 0 | 0 | 0 | 0 | 0 | 0 | 0 | 0 | 0 | 0 | 0 | 0 | 0 | 0
| < Enter description > |  | 0 | 2023-12-31 | 0 | 0 | 0 | 0 | 0 | 0 | 0 | 0 | 0 | 0 | 0 | 0 | 0 | 0 | 0 | 0 | 0 | 0 | 0 | 0 | 0 | 0 | 0 | 0 | 0
| Capital expenditure |  |  | 2023-12-31 | 0 | 0 | 0 | 0 | 0 | 0 | 0 | 0 | 0 | 0 | 0 | 0 | 0 | 0 | 0 | 0 | 0 | 0 | 0 | 0 | 0 | 0 | 0 | 0 | 0
| Operating expenditure |  |  | 2023-12-31 | 0 | 0 | 0 | 0 | 0 | 0 | 0 | 0 | 0 | 0 | 0 | 0 | 0 | 0 | 0 | 0 | 0 | 0 | 0 | 0 | 0 | 0 | 0 | 0 | 0
RISK ASSUMPTIONS
| PoF (major) |  |  |  | 0 | 0 | 0 | 0 | 0 | 0 | 0 | 0 | 0 | 0 | 0 | 0 | 0 | 0 | 0 | 0 | 0 | 0 | 0 | 0 | 0 | 0 | 0 | 0 | 0
| PoF (reparable) |  |  |  | 0 | 0 | 0 | 0 | 0 | 0 | 0 | 0 | 0 | 0 | 0 | 0 | 0 | 0 | 0 | 0 | 0 | 0 | 0 | 0 | 0 | 0 | 0 | 0 | 0
| Const end date |  | 2027
| Energy at risk 10% PoE |  | 30% | MWh | 0 | 0 | 0 | 0 | 0 | 0 | 0 | 0 | 0 | 0 | 0 | 0 | 0 | 0 | 0 | 0 | 0 | 0 | 0 | 0 | 0 | 0 | 0 | 0 | 0
| Energy at risk 50% PoE |  | 70% | MWh | 0 | 0 | 0 | 0 | 0 | 0 | 0 | 0 | 0 | 0 | 0 | 0 | 0 | 0 | 0 | 0 | 0 | 0 | 0 | 0 | 0 | 0 | 0 | 0 | 0
| Energy at risk (weighted) |  |  | MWh | 0 | 0 | 0 | 0 | 0 | 0 | 0 | 0 | 0 | 0 | 0 | 0 | 0 | 0 | 0 | 0 | 0 | 0 | 0 | 0 | 0 | 0 | 0 | 0 | 0
| Energy at risk value | $/MWh | 33538.7711 | 2023-12-31 | 0 | 0 | 0 | 0 | 0 | 0 | 0 | 0 | 0 | 0 | 0 | 0 | 0 | 0 | 0 | 0 | 0 | 0 | 0 | 0 | 0 | 0 | 0 | 0 | 0
| Safety consequence | (after DF) |  | 2023-12-31 | 0 | 0 | 0 | 0 | 0 | 0 | 0 | 0 | 0 | 0 | 0 | 0 | 0 | 0 | 0 | 0 | 0 | 0 | 0 | 0 | 0 | 0 | 0 | 0 | 0
| Unplanned replacements |  |  | 2023-12-31 | 0 | 0 | 0 | 0 | 0 | 0 | 0 | 0 | 0 | 0 | 0 | 0 | 0 | 0 | 0 | 0 | 0 | 0 | 0 | 0 | 0 | 0 | 0 | 0 | 0
| Environmental consequence | (after DF) |  | 2023-12-31 | 0 | 0 | 0 | 0 | 0 | 0 | 0 | 0 | 0 | 0 | 0 | 0 | 0 | 0 | 0 | 0 | 0 | 0 | 0 | 0 | 0 | 0 | 0 | 0 | 0
| < Other risk - enter description > |  |  | 2023-12-31 | 0 | 0 | 0 | 0 | 0 | 0 | 0 | 0 | 0 | 0 | 0 | 0 | 0 | 0 | 0 | 0 | 0 | 0 | 0 | 0 | 0 | 0 | 0 | 0 | 0
| < Other risk - enter description > |  |  | 2023-12-31 | 0 | 0 | 0 | 0 | 0 | 0 | 0 | 0 | 0 | 0 | 0 | 0 | 0 | 0 | 0 | 0 | 0 | 0 | 0 | 0 | 0 | 0 | 0 | 0 | 0
| Total risk cost |  |  |  | 0 | 0 | 0 | 0 | 0 | 0 | 0 | 0 | 0 | 0 | 0 | 0 | 0 | 0 | 0 | 0 | 0 | 0 | 0 | 0 | 0 | 0 | 0 | 0 | 0
OTHER BENEFITS
| Reduction in CO2 emissions |  |  | MWh | 0 | 0 | 0 | 0 | 0 | 0 | 0 | 0 | 0 | 0 | 0 | 0 | 0 | 0 | 0 | 0 | 0 | 0 | 0 | 0 | 0 | 0 | 0 | 0 | 0
| Value of reduction in CO2 emissions |  |  | $ | 0 | 0 | 0 | 0 | 0 | 0 | 0 | 0 | 0 | 0 | 0 | 0 | 0 | 0 | 0 | 0 | 0 | 0 | 0 | 0 | 0 | 0 | 0 | 0 | 0
| Reliability in worst-served areas | $/MWh | 0 | MWh | 0 | 0 | 0 | 0 | 0 | 0 | 0 | 0 | 0 | 0 | 0 | 0 | 0 | 0 | 0 | 0 | 0 | 0 | 0 | 0 | 0 | 0 | 0 | 0 | 0
| Network resilience | $/MWh | 0 | MWh | 0 | 0 | 0 | 0 | 0 | 0 | 0 | 0 | 0 | 0 | 0 | 0 | 0 | 0 | 0 | 0 | 0 | 0 | 0 | 0 | 0 | 0 | 0 | 0 | 0
| Enabling solar exports | $/MWh | 4220.9954 | MWh | 0 | 0 | 0 | 0 | 0 | 0 | 0 | 0 | 0 | 0 | 0 | 0 | 0 | 0 | 0 | 0 | 0 | 0 | 0 | 0 | 0 | 0 | 0 | 0 | 0
| Aesthetics | $/customer | 0 | customers | 0 | 0 | 0 | 0 | 0 | 0 | 0 | 0 | 0 | 0 | 0 | 0 | 0 | 0 | 0 | 0 | 0 | 0 | 0 | 0 | 0 | 0 | 0 | 0 | 0
| Customer value of time (res) | $/customer min | 0.54769 | mins | 0 | 0 | 0 | 0 | 0 | 0 | 0 | 0 | 0 | 0 | 0 | 0 | 0 | 0 | 0 | 0 | 0 | 0 | 0 | 0 | 0 | 0 | 0 | 0 | 0
| Customer value of time (bus) | $/customer min | 0.54769 | mins | 0 | 0 | 0 | 0 | 0 | 0 | 0 | 0 | 0 | 0 | 0 | 0 | 0 | 0 | 0 | 0 | 0 | 0 | 0 | 0 | 0 | 0 | 0 | 0 | 0
| Communication | $/customer | 0 | customers | 0 | 0 | 0 | 0 | 0 | 0 | 0 | 0 | 0 | 0 | 0 | 0 | 0 | 0 | 0 | 0 | 0 | 0 | 0 | 0 | 0 | 0 | 0 | 0 | 0
| Information accessibility | $/customer | 0 | customers | 0 | 0 | 0 | 0 | 0 | 0 | 0 | 0 | 0 | 0 | 0 | 0 | 0 | 0 | 0 | 0 | 0 | 0 | 0 | 0 | 0 | 0 | 0 | 0 | 0
| Other benefits 1 |  |  | 2023-12-31 | 0 | 0 | 0 | 0 | 0 | 0 | 0 | 0 | 0 | 0 | 0 | 0 | 0 | 0 | 0 | 0 | 0 | 0 | 0 | 0 | 0 | 0 | 0 | 0 | 0
| Other benefits 2 |  |  | 2023-12-31 | 0 | 0 | 0 | 0 | 0 | 0 | 0 | 0 | 0 | 0 | 0 | 0 | 0 | 0 | 0 | 0 | 0 | 0 | 0 | 0 | 0 | 0 | 0 | 0 | 0
| Total other benefits |  |  | 2023-12-31 | 0 | 0 | 0 | 0 | 0 | 0 | 0 | 0 | 0 | 0 | 0 | 0 | 0 | 0 | 0 | 0 | 0 | 0 | 0 | 0 | 0 | 0 | 0 | 0 | 0
SUMMARY
| Risks mitigated vs base case |  |  | 2023-12-31 | 0 | 0 | 0 | 0 | 0 | 0 | 0 | 0 | 0 | 0 | 0 | 0 | 0 | 0 | 0 | 0 | 0 | 0 | 0 | 0 | 0 | 0 | 0 | 0 | 0
Capital expenditure
| 0 |  |  | 2023-12-31 | 0 | 0 | 0 | 0 | 0 | 0 | 0 | 0 | 0 | 0 | 0 | 0 | 0 | 0 | 0 | 0 | 0 | 0 | 0 | 0 | 0 | 0 | 0 | 0 | 0
| < Enter description > |  |  | 2023-12-31 | 0 | 0 | 0 | 0 | 0 | 0 | 0 | 0 | 0 | 0 | 0 | 0 | 0 | 0 | 0 | 0 | 0 | 0 | 0 | 0 | 0 | 0 | 0 | 0 | 0
| < Enter description > |  |  | 2023-12-31 | 0 | 0 | 0 | 0 | 0 | 0 | 0 | 0 | 0 | 0 | 0 | 0 | 0 | 0 | 0 | 0 | 0 | 0 | 0 | 0 | 0 | 0 | 0 | 0 | 0
Cumulative capex
| 0 |  |  | 2023-12-31 | 0 | 0 | 0 | 0 | 0 | 0 | 0 | 0 | 0 | 0 | 0 | 0 | 0 | 0 | 0 | 0 | 0 | 0 | 0 | 0 | 0 | 0 | 0 | 0 | 0
| < Enter description > |  |  | 2023-12-31 | 0 | 0 | 0 | 0 | 0 | 0 | 0 | 0 | 0 | 0 | 0 | 0 | 0 | 0 | 0 | 0 | 0 | 0 | 0 | 0 | 0 | 0 | 0 | 0 | 0
| < Enter description > |  |  | 2023-12-31 | 0 | 0 | 0 | 0 | 0 | 0 | 0 | 0 | 0 | 0 | 0 | 0 | 0 | 0 | 0 | 0 | 0 | 0 | 0 | 0 | 0 | 0 | 0 | 0 | 0
Annualised capex
| Annualised capex - 0 |  |  | 2023-12-31 | 0 | 0 | 0 | 0 | 0 | 0 | 0 | 0 | 0 | 0 | 0 | 0 | 0 | 0 | 0 | 0 | 0 | 0 | 0 | 0 | 0 | 0 | 0 | 0 | 0
| Annualised capex - < Enter description > |  |  | 2023-12-31 | 0 | 0 | 0 | 0 | 0 | 0 | 0 | 0 | 0 | 0 | 0 | 0 | 0 | 0 | 0 | 0 | 0 | 0 | 0 | 0 | 0 | 0 | 0 | 0 | 0
| Annualised capex - < Enter description > |  |  | 2023-12-31 | 0 | 0 | 0 | 0 | 0 | 0 | 0 | 0 | 0 | 0 | 0 | 0 | 0 | 0 | 0 | 0 | 0 | 0 | 0 | 0 | 0 | 0 | 0 | 0 | 0
| Total annualised capex |  |  | 2023-12-31 | 0 | 0 | 0 | 0 | 0 | 0 | 0 | 0 | 0 | 0 | 0 | 0 | 0 | 0 | 0 | 0 | 0 | 0 | 0 | 0 | 0 | 0 | 0 | 0 | 0
| Annualised capex |  |  | 2023-12-31 | 0 | 0 | 0 | 0 | 0 | 0 | 0 | 0 | 0 | 0 | 0 | 0 | 0 | 0 | 0 | 0 | 0 | 0 | 0 | 0 | 0 | 0 | 0 | 0 | 0
| Operating expenditure |  |  | 2023-12-31 | 0 | 0 | 0 | 0 | 0 | 0 | 0 | 0 | 0 | 0 | 0 | 0 | 0 | 0 | 0 | 0 | 0 | 0 | 0 | 0 | 0 | 0 | 0 | 0 | 0
| Risk mitigated |  |  | 2023-12-31 | 0 | 0 | 0 | 0 | 0 | 0 | 0 | 0 | 0 | 0 | 0 | 0 | 0 | 0 | 0 | 0 | 0 | 0 | 0 | 0 | 0 | 0 | 0 | 0 | 0
| Other benefits value |  |  | 2023-12-31 | 0 | 0 | 0 | 0 | 0 | 0 | 0 | 0 | 0 | 0 | 0 | 0 | 0 | 0 | 0 | 0 | 0 | 0 | 0 | 0 | 0 | 0 | 0 | 0 | 0
| Net benefits |  |  | 2023-12-31 | 0 | 0 | 0 | 0 | 0 | 0 | 0 | 0 | 0 | 0 | 0 | 0 | 0 | 0 | 0 | 0 | 0 | 0 | 0 | 0 | 0 | 0 | 0 | 0 | 0
| First capex year |  |  | 0
| First year |  |  | Not used
SENSITIVITIES
NPV | Net benefits |  |  | Option 5NPV | 0 | 0 | 0 | 0 | 0 | 0 | 0 | 0 | 0 | 0 | 0 | 0 | 0 | 0 | 0 | 0 | 0 | 0 | 0 | 0 | 0 | 0 | 0 | 0 | 0
| Total annualised capex |  |  |  | 0 | 0 | 0 | 0 | 0 | 0 | 0 | 0 | 0 | 0 | 0 | 0 | 0 | 0 | 0 | 0 | 0 | 0 | 0 | 0 | 0 | 0 | 0 | 0 | 0
| Total benefits |  |  |  | 0 | 0 | 0 | 0 | 0 | 0 | 0 | 0 | 0 | 0 | 0 | 0 | 0 | 0 | 0 | 0 | 0 | 0 | 0 | 0 | 0 | 0 | 0 | 0 | 0
|  | Capex | Total benefits
sens1 | Capex 10% higher | 10% | 0% | Option 5sens1 | 0 | 0 | 0 | 0 | 0 | 0 | 0 | 0 | 0 | 0 | 0 | 0 | 0 | 0 | 0 | 0 | 0 | 0 | 0 | 0 | 0 | 0 | 0 | 0 | 0
sens2 | Capex 10% lower | -10% | 0% | Option 5sens2 | 0 | 0 | 0 | 0 | 0 | 0 | 0 | 0 | 0 | 0 | 0 | 0 | 0 | 0 | 0 | 0 | 0 | 0 | 0 | 0 | 0 | 0 | 0 | 0 | 0
sens3 | Total benefits 10% higher | 0% | 10% | Option 5sens3 | 0 | 0 | 0 | 0 | 0 | 0 | 0 | 0 | 0 | 0 | 0 | 0 | 0 | 0 | 0 | 0 | 0 | 0 | 0 | 0 | 0 | 0 | 0 | 0 | 0
sens4 | Total benefits 10% lower | 0% | -10% | Option 5sens4 | 0 | 0 | 0 | 0 | 0 | 0 | 0 | 0 | 0 | 0 | 0 | 0 | 0 | 0 | 0 | 0 | 0 | 0 | 0 | 0 | 0 | 0 | 0 | 0 | 0
sens5 | Capex 10% higher & Total benefits 10% lower | 10% | -10% | Option 5sens5 | 0 | 0 | 0 | 0 | 0 | 0 | 0 | 0 | 0 | 0 | 0 | 0 | 0 | 0 | 0 | 0 | 0 | 0 | 0 | 0 | 0 | 0 | 0 | 0 | 0
sens | 0 | 0% | 0% | Option 5sens | 0 | 0 | 0 | 0 | 0 | 0 | 0 | 0 | 0 | 0 | 0 | 0 | 0 | 0 | 0 | 0 | 0 | 0 | 0 | 0 | 0 | 0 | 0 | 0 | 0
sens | 0 | 0% | 0% | Option 5sens | 0 | 0 | 0 | 0 | 0 | 0 | 0 | 0 | 0 | 0 | 0 | 0 | 0 | 0 | 0 | 0 | 0 | 0 | 0 | 0 | 0 | 0 | 0 | 0 | 0
sens | 0 | 0% | 0% | Option 5sens | 0 | 0 | 0 | 0 | 0 | 0 | 0 | 0 | 0 | 0 | 0 | 0 | 0 | 0 | 0 | 0 | 0 | 0 | 0 | 0 | 0 | 0 | 0 | 0 | 0

## Consol
CitiPower
Heffernan Lane feeder: WA023
CONSOLIDATED
Discount factor |  |  |  |  | 0 | 0.98295 | 0.94971 | 0.91759 | 0.88656 | 0.85658 | 0.82761 | 0.79963 | 0.77259 | 0.74646 | 0.72122 | 0.69683 | 0.67326 | 0.6505 | 0.6285 | 0.60725 | 0.58671 | 0.56687 | 0.5477 | 0.52918 | 0.51129 | 0.494 | 0.47729 | 0.46115 | 0.44556 | 0.43049
Count |  |  |  |  | 0 | 1 | 2 | 3 | 4 | 5 | 6 | 7 | 8 | 9 | 10 | 11 | 12 | 13 | 14 | 15 | 16 | 17 | 18 | 19 | 20 | 21 | 22 | 23 | 24 | 25
Analysis period |  |  |  |  | TRUE | TRUE | TRUE | TRUE | TRUE | TRUE | TRUE | TRUE | TRUE | TRUE | TRUE | TRUE | TRUE | TRUE | TRUE | TRUE | TRUE | TRUE | TRUE | TRUE | TRUE | FALSE | FALSE | FALSE | FALSE | FALSE
[5 empty] | 2026-06-30 | 2026-27 | 2027-28 | 2028-29 | 2029-30 | 2030-31 | 2031-32 | 2032-33 | 2033-34 | 2034-35 | 2035-36 | 2036-37 | 2037-38 | 2038-39 | 2039-40 | 2040-41 | 2041-42 | 2042-43 | 2043-44 | 2044-45 | 2045-46 | 2046-47 | 2047-48 | 2048-49 | 2049-50 | 2050-51
COSTS |  |  | PV
Option 1 (base case) | Energy at risk value | Option 1 (base case)Energy at risk value | 67172880.0931 | 2026-06-30 |  | 4124136.7157 | 4726703.8429 | 4552379.6238 | 4273376.3596 | 4061537.1646 | 4056311.0973 | 4100832.2558 | 3992099.0111 | 3833010.2257 | 3833010.2257 | 3833010.2257 | 3833010.2257 | 3833010.2257 | 3833010.2257 | 3833010.2257 | 3833010.2257 | 3833010.2257 | 3833010.2257 | 3833010.2257 | 3833010.2257 | 3833010.2257 | 3833010.2257 | 3833010.2257 | 3833008.6613 | 3833008.6613
Option 1 (base case) | Capital expenditure | Option 1 (base case)Capital expenditure | 0 | 2026-06-30 |  | 0 | 0 | 0 | 0 | 0 | 0 | 0 | 0 | 0 | 0 | 0 | 0 | 0 | 0 | 0 | 0 | 0 | 0 | 0 | 0 | 0 | 0 | 0 | 0 | 0
Option 1 (base case) | Total risk cost | Option 1 (base case)Total risk cost | 58324456.9658 | 2026-06-30 |  | 4124136.7157 | 4726703.8429 | 4552379.6238 | 4273376.3596 | 4061537.1646 | 4056311.0973 | 4100832.2558 | 3992099.0111 | 3833010.2257 | 3833010.2257 | 3833010.2257 | 3833010.2257 | 3833010.2257 | 3833010.2257 | 3833010.2257 | 3833010.2257 | 3833010.2257 | 3833010.2257 | 3833010.2257 | 3833010.2257 | 3833010.2257 | 3833010.2257 | 3833010.2257 | 3833008.6613 | 3833008.6613
Option 1 (base case) |  | Option 1 (base case)
Option 1 (base case) | Annualised capex | Option 1 (base case)Annualised capex | 0 | 2026-06-30 |  | 0 | 0 | 0 | 0 | 0 | 0 | 0 | 0 | 0 | 0 | 0 | 0 | 0 | 0 | 0 | 0 | 0 | 0 | 0 | 0 | 0 | 0 | 0 | 0 | 0
Option 1 (base case) | Operating expenditure | Option 1 (base case)Operating expenditure | 0 | 2026-06-30 |  | 0 | 0 | 0 | 0 | 0 | 0 | 0 | 0 | 0 | 0 | 0 | 0 | 0 | 0 | 0 | 0 | 0 | 0 | 0 | 0 | 0 | 0 | 0 | 0 | 0
Option 1 (base case) | Risk mitigated | Option 1 (base case)Risk mitigated | 0 | 2026-06-30 |  | 0 | 0 | 0 | 0 | 0 | 0 | 0 | 0 | 0 | 0 | 0 | 0 | 0 | 0 | 0 | 0 | 0 | 0 | 0 | 0 | 0 | 0 | 0 | 0 | 0
Option 1 (base case) | Other benefits value | Option 1 (base case)Other benefits value | 0 | 2026-06-30 |  | 0 | 0 | 0 | 0 | 0 | 0 | 0 | 0 | 0 | 0 | 0 | 0 | 0 | 0 | 0 | 0 | 0 | 0 | 0 | 0 | 0 | 0 | 0 | 0 | 0
Option 1 (base case) | Net benefits | Option 1 (base case)Net benefits |  | 2026-06-30 |  | 0 | 0 | 0 | 0 | 0 | 0 | 0 | 0 | 0 | 0 | 0 | 0 | 0 | 0 | 0 | 0 | 0 | 0 | 0 | 0 | 0 | 0 | 0 | 0 | 0
Option 1 (base case) | NPV | Option 1 (base case)NPV | 0 | 2026-06-30
Option 1 (base case) | PV of costs | Option 1 (base case)PV of costs | 0 | 2026-06-30
Option 1 (base case) | PV of benefits | Option 1 (base case)PV of benefits | 0 | 2026-06-30
Option 2 | Energy at risk value | Option 2Energy at risk value | 8871120.6251 | 2026-06-30 |  | 4124136.7157 | 405045.7247 | 379636.9458 | 340060.583 | 310800.5066 | 310770.8738 | 317857.7414 | 303799.7637 | 283449.093 | 283449.093 | 283449.093 | 283449.093 | 283449.093 | 283449.093 | 283449.093 | 283449.093 | 283449.093 | 283449.093 | 283449.093 | 283449.093 | 283449.093 | 283449.093 | 283449.093 | 283449.093 | 283449.093
Option 2 | Capital expenditure | Option 2Capital expenditure | -543911.6121 | 2026-06-30 |  | -553348.2052 | 0 | 0 | 0 | 0 | 0 | 0 | 0 | 0 | 0 | 0 | 0 | 0 | 0 | 0 | 0 | 0 | 0 | 0 | 0 | 0 | 0 | 0 | 0 | 0
Option 2 | Total risk cost | Option 2Total risk cost | 8216784.281 | 2026-06-30 |  | 4124136.7157 | 405045.7247 | 379636.9458 | 340060.583 | 310800.5066 | 310770.8738 | 317857.7414 | 303799.7637 | 283449.093 | 283449.093 | 283449.093 | 283449.093 | 283449.093 | 283449.093 | 283449.093 | 283449.093 | 283449.093 | 283449.093 | 283449.093 | 283449.093 | 0 | 0 | 0 | 0 | 0
Option 2 |  | Option 2
Option 2 | Annualised capex | Option 2Annualised capex | -317917.0045 | 2026-06-30 |  | 0 | -23591.2867 | -23591.2867 | -23591.2867 | -23591.2867 | -23591.2867 | -23591.2867 | -23591.2867 | -23591.2867 | -23591.2867 | -23591.2867 | -23591.2867 | -23591.2867 | -23591.2867 | -23591.2867 | -23591.2867 | -23591.2867 | -23591.2867 | -23591.2867 | -23591.2867 | 0 | 0 | 0 | 0 | 0
Option 2 | Operating expenditure | Option 2Operating expenditure | 0 | 2026-06-30 |  | 0 | 0 | 0 | 0 | 0 | 0 | 0 | 0 | 0 | 0 | 0 | 0 | 0 | 0 | 0 | 0 | 0 | 0 | 0 | 0 | 0 | 0 | 0 | 0 | 0
Option 2 | Risk mitigated | Option 2Risk mitigated | 50107672.6847 | 2026-06-30 |  | 0 | 4321658.1182 | 4172742.6779 | 3933315.7766 | 3750736.6579 | 3745540.2235 | 3782974.5144 | 3688299.2474 | 3549561.1327 | 3549561.1327 | 3549561.1327 | 3549561.1327 | 3549561.1327 | 3549561.1327 | 3549561.1327 | 3549561.1327 | 3549561.1327 | 3549561.1327 | 3549561.1327 | 3549561.1327 | 0 | 0 | 0 | 0 | 0
Option 2 | Other benefits value | Option 2Other benefits value | 0 | 2026-06-30 |  | 0 | 0 | 0 | 0 | 0 | 0 | 0 | 0 | 0 | 0 | 0 | 0 | 0 | 0 | 0 | 0 | 0 | 0 | 0 | 0 | 0 | 0 | 0 | 0 | 0
Option 2 | Net benefits | Option 2Net benefits |  | 2026-06-30 |  | 0 | 4298066.8315 | 4149151.3913 | 3909724.4899 | 3727145.3713 | 3721948.9368 | 3759383.2277 | 3664707.9607 | 3525969.846 | 3525969.846 | 3525969.846 | 3525969.846 | 3525969.846 | 3525969.846 | 3525969.846 | 3525969.846 | 3525969.846 | 3525969.846 | 3525969.846 | 3525969.846 | 0 | 0 | 0 | 0 | 0
Option 2 | NPV | Option 2NPV | 49789755.6802 | 2026-06-30
Option 2 | PV of costs | Option 2PV of costs | -317917.0045 | 2026-06-30
Option 2 | PV of benefits | Option 2PV of benefits | 50107672.6847 | 2026-06-30
Option 3 | Energy at risk value | Option 3Energy at risk value | 4053805.2321 | 2026-06-30 |  | 4124136.7157 | 0 | 0 | 0 | 0 | 0 | 0 | 0 | 0 | 0 | 0 | 0 | 0 | 0 | 0 | 0 | 0 | 0 | 0 | 0 | 0 | 0 | 0 | 0 | 0
Option 3 | Capital expenditure | Option 3Capital expenditure | -2193459.5537 | 2026-06-30 |  | -2231514.9747 | 0 | 0 | 0 | 0 | 0 | 0 | 0 | 0 | 0 | 0 | 0 | 0 | 0 | 0 | 0 | 0 | 0 | 0 | 0 | 0 | 0 | 0 | 0 | 0
Option 3 | Total risk cost | Option 3Total risk cost | 4053805.2321 | 2026-06-30 |  | 4124136.7157 | 0 | 0 | 0 | 0 | 0 | 0 | 0 | 0 | 0 | 0 | 0 | 0 | 0 | 0 | 0 | 0 | 0 | 0 | 0 | 0 | 0 | 0 | 0 | 0
Option 3
Option 3 | Annualised capex | Option 3Annualised capex | -1282079.7998 | 2026-06-30 |  | 0 | -95137.7613 | -95137.7613 | -95137.7613 | -95137.7613 | -95137.7613 | -95137.7613 | -95137.7613 | -95137.7613 | -95137.7613 | -95137.7613 | -95137.7613 | -95137.7613 | -95137.7613 | -95137.7613 | -95137.7613 | -95137.7613 | -95137.7613 | -95137.7613 | -95137.7613 | 0 | 0 | 0 | 0 | 0
Option 3 | Operating expenditure | Option 3Operating expenditure | 0 | 2026-06-30 |  | 0 | 0 | 0 | 0 | 0 | 0 | 0 | 0 | 0 | 0 | 0 | 0 | 0 | 0 | 0 | 0 | 0 | 0 | 0 | 0 | 0 | 0 | 0 | 0 | 0
Option 3 | Risk mitigated | Option 3Risk mitigated | 54270651.7336 | 2026-06-30 |  | 0 | 4726703.8429 | 4552379.6238 | 4273376.3596 | 4061537.1646 | 4056311.0973 | 4100832.2558 | 3992099.0111 | 3833010.2257 | 3833010.2257 | 3833010.2257 | 3833010.2257 | 3833010.2257 | 3833010.2257 | 3833010.2257 | 3833010.2257 | 3833010.2257 | 3833010.2257 | 3833010.2257 | 3833010.2257 | 0 | 0 | 0 | 0 | 0
Option 3 | Other benefits value | Option 3Other benefits value | 0 | 2026-06-30 |  | 0 | 0 | 0 | 0 | 0 | 0 | 0 | 0 | 0 | 0 | 0 | 0 | 0 | 0 | 0 | 0 | 0 | 0 | 0 | 0 | 0 | 0 | 0 | 0 | 0
Option 3 | Net benefits | Option 3Net benefits |  | 2026-06-30 |  | 0 | 4631566.0816 | 4457241.8624 | 4178238.5983 | 3966399.4033 | 3961173.3359 | 4005694.4945 | 3896961.2498 | 3737872.4643 | 3737872.4643 | 3737872.4643 | 3737872.4643 | 3737872.4643 | 3737872.4643 | 3737872.4643 | 3737872.4643 | 3737872.4643 | 3737872.4643 | 3737872.4643 | 3737872.4643 | 0 | 0 | 0 | 0 | 0
Option 3 | NPV | Option 3NPV | 52988571.9338 | 2026-06-30
Option 3 | PV of costs | Option 3PV of costs | -1282079.7998 | 2026-06-30
Option 3 | PV of benefits | Option 3PV of benefits | 54270651.7336 | 2026-06-30
Option 4 | Energy at risk value | Option 4Energy at risk value | 4053805.2321 | 2026-06-30 |  | 4124136.7157 | 0 | 0 | 0 | 0 | 0 | 0 | 0 | 0 | 0 | 0 | 0 | 0 | 0 | 0 | 0 | 0 | 0 | 0 | 0 | 0 | 0 | 0 | 0 | 0
Option 4 | Capital expenditure | Option 4Capital expenditure | -3481034.3175 | 2026-06-30 |  | -3541428.5135 | 0 | 0 | 0 | 0 | 0 | 0 | 0 | 0 | 0 | 0 | 0 | 0 | 0 | 0 | 0 | 0 | 0 | 0 | 0 | 0 | 0 | 0 | 0 | 0
Option 4 | Total risk cost | Option 4Total risk cost | 4053805.2321 | 2026-06-30 |  | 4124136.7157 | 0 | 0 | 0 | 0 | 0 | 0 | 0 | 0 | 0 | 0 | 0 | 0 | 0 | 0 | 0 | 0 | 0 | 0 | 0 | 0 | 0 | 0 | 0 | 0
Option 4 |  | Option 4
Option 4 | Annualised capex | Option 4Annualised capex | -2034668.8286 | 2026-06-30 |  | 0 | -150984.2347 | -150984.2347 | -150984.2347 | -150984.2347 | -150984.2347 | -150984.2347 | -150984.2347 | -150984.2347 | -150984.2347 | -150984.2347 | -150984.2347 | -150984.2347 | -150984.2347 | -150984.2347 | -150984.2347 | -150984.2347 | -150984.2347 | -150984.2347 | -150984.2347 | 0 | 0 | 0 | 0 | 0
Option 4 | Operating expenditure | Option 4Operating expenditure | 0 | 2026-06-30 |  | 0 | 0 | 0 | 0 | 0 | 0 | 0 | 0 | 0 | 0 | 0 | 0 | 0 | 0 | 0 | 0 | 0 | 0 | 0 | 0 | 0 | 0 | 0 | 0 | 0
Option 4 | Risk mitigated | Option 4Risk mitigated | 54270651.7336 | 2026-06-30 |  | 0 | 4726703.8429 | 4552379.6238 | 4273376.3596 | 4061537.1646 | 4056311.0973 | 4100832.2558 | 3992099.0111 | 3833010.2257 | 3833010.2257 | 3833010.2257 | 3833010.2257 | 3833010.2257 | 3833010.2257 | 3833010.2257 | 3833010.2257 | 3833010.2257 | 3833010.2257 | 3833010.2257 | 3833010.2257 | 0 | 0 | 0 | 0 | 0
Option 4 | Other benefits value | Option 4Other benefits value | 0 | 2026-06-30 |  | 0 | 0 | 0 | 0 | 0 | 0 | 0 | 0 | 0 | 0 | 0 | 0 | 0 | 0 | 0 | 0 | 0 | 0 | 0 | 0 | 0 | 0 | 0 | 0 | 0
Option 4 | Net benefits | Option 4Net benefits |  | 2026-06-30 |  | 0 | 4575719.6082 | 4401395.3891 | 4122392.1249 | 3910552.9299 | 3905326.8626 | 3949848.0211 | 3841114.7764 | 3682025.991 | 3682025.991 | 3682025.991 | 3682025.991 | 3682025.991 | 3682025.991 | 3682025.991 | 3682025.991 | 3682025.991 | 3682025.991 | 3682025.991 | 3682025.991 | 0 | 0 | 0 | 0 | 0
Option 4 | NPV | Option 4NPV | 52235982.905 | 2026-06-30
Option 4 | PV of costs | Option 4PV of costs | -2034668.8286 | 2026-06-30
Option 4 | PV of benefits | Option 4PV of benefits | 54270651.7336 | 2026-06-30
Option 5 | Energy at risk value | Option 5Energy at risk value | 0 | 2026-06-30 |  | 0 | 0 | 0 | 0 | 0 | 0 | 0 | 0 | 0 | 0 | 0 | 0 | 0 | 0 | 0 | 0 | 0 | 0 | 0 | 0 | 0 | 0 | 0 | 0 | 0
Option 5 | Capital expenditure | Option 5Capital expenditure | 0 | 2026-06-30 |  | 0 | 0 | 0 | 0 | 0 | 0 | 0 | 0 | 0 | 0 | 0 | 0 | 0 | 0 | 0 | 0 | 0 | 0 | 0 | 0 | 0 | 0 | 0 | 0 | 0
Option 5 | Total risk cost | Option 5Total risk cost | 0 | 2026-06-30 |  | 0 | 0 | 0 | 0 | 0 | 0 | 0 | 0 | 0 | 0 | 0 | 0 | 0 | 0 | 0 | 0 | 0 | 0 | 0 | 0 | 0 | 0 | 0 | 0 | 0
Option 5 |  | Option 5
Option 5 | Annualised capex | Option 5Annualised capex | 0 | 2026-06-30 |  | 0 | 0 | 0 | 0 | 0 | 0 | 0 | 0 | 0 | 0 | 0 | 0 | 0 | 0 | 0 | 0 | 0 | 0 | 0 | 0 | 0 | 0 | 0 | 0 | 0
Option 5 | Operating expenditure | Option 5Operating expenditure | 0 | 2026-06-30 |  | 0 | 0 | 0 | 0 | 0 | 0 | 0 | 0 | 0 | 0 | 0 | 0 | 0 | 0 | 0 | 0 | 0 | 0 | 0 | 0 | 0 | 0 | 0 | 0 | 0
Option 5 | Risk mitigated | Option 5Risk mitigated | 0 | 2026-06-30 |  | 0 | 0 | 0 | 0 | 0 | 0 | 0 | 0 | 0 | 0 | 0 | 0 | 0 | 0 | 0 | 0 | 0 | 0 | 0 | 0 | 0 | 0 | 0 | 0 | 0
Option 5 | Other benefits value | Option 5Other benefits value | 0 | 2026-06-30 |  | 0 | 0 | 0 | 0 | 0 | 0 | 0 | 0 | 0 | 0 | 0 | 0 | 0 | 0 | 0 | 0 | 0 | 0 | 0 | 0 | 0 | 0 | 0 | 0 | 0
Option 5 | Net benefits | Option 5Net benefits |  | 2026-06-30 |  | 0 | 0 | 0 | 0 | 0 | 0 | 0 | 0 | 0 | 0 | 0 | 0 | 0 | 0 | 0 | 0 | 0 | 0 | 0 | 0 | 0 | 0 | 0 | 0 | 0
Option 5 | NPV | Option 5NPV | 0 | 2026-06-30
Option 5 | PV of costs | Option 5PV of costs | 0 | 2026-06-30
Option 5 | PV of benefits | Option 5PV of benefits | 0 | 2026-06-30
CHART DATA | [5 empty] | FY27 | FY28 | FY29 | FY30 | FY31 | FY32 | FY33 | FY34 | FY35 | FY36 | FY37 | FY38 | FY39 | FY40 | FY41 | FY42 | FY43 | FY44 | FY45 | FY46 | FY47 | FY48 | FY49 | FY50 | FY51
Option 3 | Annualised capex | -1 |  |  | Option 3 annualised capex | 0.095138 | 0.095138 | 0.095138 | 0.095138 | 0.095138 | 0.095138 | 0.095138 | 0.095138 | 0.095138 | 0.095138 | 0.095138 | 0.095138 | 0.095138 | 0.095138 | 0.095138 | 0.095138 | 0.095138 | 0.095138 | 0.095138 | 0.095138 | 0 | 0 | 0 | 0 | 0
Option 1 (base case) | Total risk cost | 1 |  |  | Option 1 (base case) risk cost | 4.1241 | 4.7267 | 4.5524 | 4.2734 | 4.0615 | 4.0563 | 4.1008 | 3.9921 | 3.833 | 3.833 | 3.833 | 3.833 | 3.833 | 3.833 | 3.833 | 3.833 | 3.833 | 3.833 | 3.833 | 3.833 | 3.833 | 3.833 | 3.833 | 3.833 | 3.833
[6 empty] | FY27 | FY28 | FY29 | FY30 | FY31 | FY32 | FY33 | FY34 | FY35 | FY36 | FY37 | FY38 | FY39 | FY40 | FY41 | FY42 | FY43 | FY44 | FY45 | FY46 | FY47 | FY48 | FY49 | FY50 | FY51
Energy at risk | Energy at risk (weighted) | 127.3452 |  |  | Energy at risk energy at risk (weighted) | 111.1111 | 127.3452 | 122.6487 | 115.1319 | 109.4246 | 109.2838 | 110.4832 | 107.5538 | 103.2677 | 103.2677 | 103.2677 | 103.2677 | 103.2677 | 103.2677 | 103.2677 | 103.2677 | 103.2677 | 103.2677 | 103.2677 | 103.2677 | 103.2677 | 103.2677 | 103.2677 | 103.2676 | 103.2676
Option 1 (base case) | Energy at risk value | 4.271 |  |  | Option 1 (base case) risk cost | 3.7265 | 4.271 | 4.1135 | 3.8614 | 3.67 | 3.6652 | 3.7055 | 3.6072 | 3.4635 | 3.4635 | 3.4635 | 3.4635 | 3.4635 | 3.4635 | 3.4635 | 3.4635 | 3.4635 | 3.4635 | 3.4635 | 3.4635 | 3.4635 | 3.4635 | 3.4635 | 3.4635 | 3.4635

## EaR Opt1, 3 & 4 WA023
Powercor
Greater Western Melbourne supply area
CP
OUTPUT
Do nothing |  |  |  |  | 2024 | 2025 | 2026 | 2027 | 2028 | 2029 | 2030 | 2031 | 2032 | 2033 | 2034 | 2035 | 2036 | 2037 | 2038 | 2039 | 2040 | 2041 | 2042 | 2043 | 2044 | 2045 | 2046 | 2047 | 2048 | 2049
50% PoE |  |  |  |  | 0 | 0 | 3.7371 | 74.1412 | 86.5273 | 82.9059 | 77.1464 | 72.7976 | 72.69 | 73.6017 | 71.3737 | 68.1435 | 68.1435 | 68.1435 | 68.1435 | 68.1435 | 68.1435 | 68.1435 | 68.1435 | 68.1435 | 68.1435 | 68.1435 | 68.1435 | 68.1435 | 68.1435 | 68.1435
10% PoE |  |  |  |  | 0 | 0.015332 | 22.4075 | 197.3742 | 222.5872 | 215.3817 | 203.7646 | 194.8875 | 194.6691 | 196.54 | 191.9739 | 185.2241 | 185.2241 | 185.2241 | 185.2241 | 185.2241 | 185.2241 | 185.2241 | 185.2241 | 185.2241 | 185.2241 | 185.2241 | 185.2241 | 185.2241 | 185.2241 | 185.2241
OPTION 2 |  |  |  |  | 2024 | 2025 | 2026 | 2027 | 2028 | 2029 | 2030 | 2031 | 2032 | 2033 | 2034 | 2035 | 2036 | 2037 | 2038 | 2039 | 2040 | 2041 | 2042 | 2043 | 2044 | 2045 | 2046 | 2047 | 2048 | 2049
50% PoE |  |  |  |  | 0 | 0 | 3.7371 | 74.1412 | 0 | 0 | 0 | 0 | 0 | 0 | 0 | 0 | 0 | 0 | 0 | 0 | 0 | 0 | 0 | 0 | 0 | 0 | 0 | 0 | 0 | 0
10% PoE |  |  |  |  | 0 | 0.015332 | 22.4075 | 197.3742 | 0 | 0 | 0 | 0 | 0 | 0 | 0 | 0 | 0 | 0 | 0 | 0 | 0 | 0 | 0 | 0 | 0 | 0 | 0 | 0 | 0 | 0
INPUT DATA
| ZSS/TS/Line |  |  |  | 2024: WA023
No Tx/Line | bar: 2024
[5 empty] | N Rating | N-1 Rating | Load Tan Phi (actual) | Load Tan Phi (forecast) | 10%/50% POE | Cap Bank (actual) | Cap Bank (forecast) | 2024 MVAR
| S |  |  |  | 2024: 2.95; 2025: 2.95; 2026: 0.0064608; 2027: 0.0064608; 2028: 1.0634; 2029: 0; 2030: 0; 2031: 0.013245
| W |  |  |  | 2024: 2.95; 2025: 2.95; 2026: 0.0063631; 2027: 0.0063631; 2028: 1.1009; 2029: 0; 2030: 0; 2031: 0.016703
| Interval |  |  |  | 2024: 15m
| Exposure |  |  |  | 2024: 3.744%
Do Nothing - 50% PoE Load Forecast |  |  |  |  | 2024 | 2025 | 2026 | 2027 | 2028 | 2029 | 2030 | 2031 | 2032 | 2033 | 2034 | 2035 | 2036 | 2037 | 2038 | 2039 | 2040 | 2041 | 2042 | 2043 | 2044 | 2045 | 2046 | 2047 | 2048 | 2049 | 2050
WA023 | S (MW) |  |  |  | 2.05 | 2.13 | 2.84 | 3.5 | 3.47 | 3.45 | 3.42 | 3.4 | 3.39 | 3.38 | 3.36 | 3.33 | 3.33 | 3.33 | 3.33 | 3.33 | 3.33 | 3.33 | 3.33 | 3.33 | 3.33 | 3.33 | 3.33 | 3.33 | 3.33 | 3.33 | 3.33
| W (MW) |  |  |  | 2.625 | 2.735 | 3.405 | 4.085 | 4.145 | 4.13 | 4.105 | 4.085 | 4.085 | 4.09 | 4.08 | 4.065 | 4.065 | 4.065 | 4.065 | 4.065 | 4.065 | 4.065 | 4.065 | 4.065 | 4.065 | 4.065 | 4.065 | 4.065 | 4.065 | 4.065 | 4.065
Transfers | S (MW) |  |  |  | 0 | 0 | 0 | 0 | 0 | 0 | 0 | 0 | 0 | 0 | 0 | 0 | 0 | 0 | 0 | 0 | 0 | 0 | 0 | 0 | 0 | 0 | 0 | 0 | 0 | 0 | 0
| W (MW) |  |  |  | 0 | 0 | 0 | 0 | 0 | 0 | 0 | 0 | 0 | 0 | 0 | 0 | 0 | 0 | 0 | 0 | 0 | 0 | 0 | 0 | 0 | 0 | 0 | 0 | 0 | 0 | 0
After TFs | S (MW) |  |  |  | 2.05 | 2.13 | 2.84 | 3.5 | 3.47 | 3.45 | 3.42 | 3.4 | 3.39 | 3.38 | 3.36 | 3.33 | 3.33 | 3.33 | 3.33 | 3.33 | 3.33 | 3.33 | 3.33 | 3.33 | 3.33 | 3.33 | 3.33 | 3.33 | 3.33 | 3.33 | 3.33
| W (MW) |  |  |  | 2.625 | 2.735 | 3.405 | 4.085 | 4.145 | 4.13 | 4.105 | 4.085 | 4.085 | 4.09 | 4.08 | 4.065 | 4.065 | 4.065 | 4.065 | 4.065 | 4.065 | 4.065 | 4.065 | 4.065 | 4.065 | 4.065 | 4.065 | 4.065 | 4.065 | 4.065 | 4.065
Option 1 - 50% PoE Load Forecast |  |  |  |  | 2024 | 2025 | 2026 | 2027 | 2028 | 2029 | 2030 | 2031 | 2032 | 2033 | 2034 | 2035 | 2036 | 2037 | 2038 | 2039 | 2040 | 2041 | 2042 | 2043 | 2044 | 2045 | 2046 | 2047 | 2048 | 2049 | 2050
WA023 | S (MW) |  |  |  | 2.05 | 2.13 | 2.84 | 3.5 | 3.47 | 3.45 | 3.42 | 3.4 | 3.39 | 3.38 | 3.36 | 3.33 | 3.33 | 3.33 | 3.33 | 3.33 | 3.33 | 3.33 | 3.33 | 3.33 | 3.33 | 3.33 | 3.33 | 3.33 | 3.33 | 3.33 | 3.33
| W (MW) |  |  |  | 2.625 | 2.735 | 3.405 | 4.085 | 4.145 | 4.13 | 4.105 | 4.085 | 4.085 | 4.09 | 4.08 | 4.065 | 4.065 | 4.065 | 4.065 | 4.065 | 4.065 | 4.065 | 4.065 | 4.065 | 4.065 | 4.065 | 4.065 | 4.065 | 4.065 | 4.065 | 4.065
Transfers | S (MW) |  |  |  | 0 | 0 | 0 | 0 | 0 | 0 | 0 | 0 | 0 | 0 | 0 | 0 | 0 | 0 | 0 | 0 | 0 | 0 | 0 | 0 | 0 | 0 | 0 | 0 | 0 | 0 | 0
| W (MW) |  |  |  | 0 | 0 | 0 | 0 | 0 | 0 | 0 | 0 | 0 | 0 | 0 | 0 | 0 | 0 | 0 | 0 | 0 | 0 | 0 | 0 | 0 | 0 | 0 | 0 | 0 | 0 | 0
After TFs | S (MW) |  |  |  | 2.05 | 2.13 | 2.84 | 3.5 | 3.47 | 3.45 | 3.42 | 3.4 | 3.39 | 3.38 | 3.36 | 3.33 | 3.33 | 3.33 | 3.33 | 3.33 | 3.33 | 3.33 | 3.33 | 3.33 | 3.33 | 3.33 | 3.33 | 3.33 | 3.33 | 3.33 | 3.33
| W (MW) |  |  |  | 2.625 | 2.735 | 3.405 | 4.085 | 4.145 | 4.13 | 4.105 | 4.085 | 4.085 | 4.09 | 4.08 | 4.065 | 4.065 | 4.065 | 4.065 | 4.065 | 4.065 | 4.065 | 4.065 | 4.065 | 4.065 | 4.065 | 4.065 | 4.065 | 4.065 | 4.065 | 4.065
Option 1 - Augmentation Details
N Rating | S (MVA) |  |  |  | 2.95 | 2.95 | 2.95 | 2.95 | 5 | 5 | 5 | 5 | 5 | 5 | 5 | 5 | 5 | 5 | 5 | 5 | 5 | 5 | 5 | 5 | 5 | 5 | 5 | 5 | 5 | 5 | 5
N-1 Rating | S (MVA) |  |  |  | 2.95 | 2.95 | 2.95 | 2.95 | 5 | 5 | 5 | 5 | 5 | 5 | 5 | 5 | 5 | 5 | 5 | 5 | 5 | 5 | 5 | 5 | 5 | 5 | 5 | 5 | 5 | 5 | 5
N Rating | W (MVA) |  |  |  | 2.95 | 2.95 | 2.95 | 2.95 | 5 | 5 | 5 | 5 | 5 | 5 | 5 | 5 | 5 | 5 | 5 | 5 | 5 | 5 | 5 | 5 | 5 | 5 | 5 | 5 | 5 | 5 | 5
N-1 Rating | W (MVA) |  |  |  | 2.95 | 2.95 | 2.95 | 2.95 | 5 | 5 | 5 | 5 | 5 | 5 | 5 | 5 | 5 | 5 | 5 | 5 | 5 | 5 | 5 | 5 | 5 | 5 | 5 | 5 | 5 | 5 | 5
No. Transformers/Lines | bar: 2024 to 2050
ENERGY AT RISK: DO NOTHING
[5 empty] | 2024 | 2025 | 2026 | 2027 | 2028 | 2029 | 2030 | 2031 | 2032 | 2033 | 2034 | 2035 | 2036 | 2037 | 2038 | 2039 | 2040 | 2041 | 2042 | 2043 | 2044 | 2045 | 2046 | 2047 | 2048 | 2049 | 2050
Summary
50% PoE | N |  |  | Total EatR, MWhrs | 0 | 0 | 3.7371 | 74.1412 | 86.5273 | 82.9059 | 77.1464 | 72.7976 | 72.69 | 73.6017 | 71.3737 | 68.1435 | 68.1435 | 68.1435 | 68.1435 | 68.1435 | 68.1435 | 68.1435 | 68.1435 | 68.1435 | 68.1435 | 68.1435 | 68.1435 | 68.1435 | 68.1435 | 68.1435 | 68.1435
50% PoE | N-1 |  |  | Total EatR, MWhrs | 0 | 0 | 0 | 0 | 0 | 0 | 0 | 0 | 0 | 0 | 0 | 0 | 0 | 0 | 0 | 0 | 0 | 0 | 0 | 0 | 0 | 0 | 0 | 0 | 0 | 0 | 0
10% LAR | N |  |  | Total EatR, MWhrs | 0 | 0.015332 | 22.4075 | 197.3741 | 222.587 | 215.3815 | 203.7645 | 194.8873 | 194.669 | 196.5399 | 191.9737 | 185.2239 | 185.2239 | 185.2239 | 185.2239 | 185.2239 | 185.2239 | 185.2239 | 185.2239 | 185.2239 | 185.2239 | 185.2239 | 185.2239 | 185.2239 | 185.2239 | 185.2239 | 185.2239
10% LAR | N-1 |  |  | Total EatR, MWhrs | 0 | 3.1039e-07 | 0.00045364 | 0.0040006 | 0.0045105 | 0.0043643 | 0.0041287 | 0.0039487 | 0.0039441 | 0.0039819 | 0.0038892 | 0.0037522 | 0.0037522 | 0.0037522 | 0.0037522 | 0.0037522 | 0.0037522 | 0.0037522 | 0.0037522 | 0.0037522 | 0.0037522 | 0.0037522 | 0.0037522 | 0.0037522 | 0.0037522 | 0.0037522 | 0.0037522
50% PoE | N |  |  | Total EEatR, MWhrs | 0 | 0 | 3.7371 | 74.1412 | 86.5273 | 82.9059 | 77.1464 | 72.7976 | 72.69 | 73.6017 | 71.3737 | 68.1435 | 68.1435 | 68.1435 | 68.1435 | 68.1435 | 68.1435 | 68.1435 | 68.1435 | 68.1435 | 68.1435 | 68.1435 | 68.1435 | 68.1435 | 68.1435 | 68.1435 | 68.1435
50% PoE | N-1 |  |  | Total EEatR, MWhrs | 0 | 0 | 0 | 0 | 0 | 0 | 0 | 0 | 0 | 0 | 0 | 0 | 0 | 0 | 0 | 0 | 0 | 0 | 0 | 0 | 0 | 0 | 0 | 0 | 0 | 0 | 0
10% LAR | N |  |  | Total EEatR, MWhrs | 0 | 0.015332 | 22.4075 | 197.3741 | 222.587 | 215.3815 | 203.7645 | 194.8873 | 194.669 | 196.5399 | 191.9737 | 185.2239 | 185.2239 | 185.2239 | 185.2239 | 185.2239 | 185.2239 | 185.2239 | 185.2239 | 185.2239 | 185.2239 | 185.2239 | 185.2239 | 185.2239 | 185.2239 | 185.2239 | 185.2239
10% LAR | N-1 |  |  | Total EEatR, MWhrs | 0 | 1.1622e-08 | 1.6986e-05 | 0.00014979 | 0.00016889 | 0.00016341 | 0.00015459 | 0.00014785 | 0.00014768 | 0.00014909 | 0.00014562 | 0.00014049 | 0.00014049 | 0.00014049 | 0.00014049 | 0.00014049 | 0.00014049 | 0.00014049 | 0.00014049 | 0.00014049 | 0.00014049 | 0.00014049 | 0.00014049 | 0.00014049 | 0.00014049 | 0.00014049 | 0.00014049
3.744%
Transfers | ON
MLN021 | 50% PoE | 4.509% |  | MW | 2.05 | 2.13 | 2.84 | 3.5 | 3.47 | 3.45 | 3.42 | 3.4 | 3.39 | 3.38 | 3.36 | 3.33 | 3.33 | 3.33 | 3.33 | 3.33 | 3.33 | 3.33 | 3.33 | 3.33 | 3.33 | 3.33 | 3.33 | 3.33 | 3.33 | 3.33 | 3.33
Summer | load pf | 0.99998 |  | MVAr | 0.013245 | 0.013761 | 0.018349 | 0.022613 | 0.022419 | 0.02229 | 0.022096 | 0.021967 | 0.021902 | 0.021837 | 0.021708 | 0.021514 | 0.021514 | 0.021514 | 0.021514 | 0.021514 | 0.021514 | 0.021514 | 0.021514 | 0.021514 | 0.021514 | 0.021514 | 0.021514 | 0.021514 | 0.021514 | 0.021514 | 0.021514
|  |  |  | MVA | 2.05 | 2.13 | 2.8401 | 3.5001 | 3.4701 | 3.4501 | 3.4201 | 3.4001 | 3.3901 | 3.3801 | 3.3601 | 3.3301 | 3.3301 | 3.3301 | 3.3301 | 3.3301 | 3.3301 | 3.3301 | 3.3301 | 3.3301 | 3.3301 | 3.3301 | 3.3301 | 3.3301 | 3.3301 | 3.3301 | 3.3301
|  |  |  | MVA | 2.05 | 2.13 | 2.8401 | 3.5001 | 3.4701 | 3.4501 | 3.4201 | 3.4001 | 3.3901 | 3.3801 | 3.3601 | 3.3301 | 3.3301 | 3.3301 | 3.3301 | 3.3301 | 3.3301 | 3.3301 | 3.3301 | 3.3301 | 3.3301 | 3.3301 | 3.3301 | 3.3301 | 3.3301 | 3.3301 | 3.3301
50% PoE | N | CR |  | MVA | 2.95 | 2.95 | 2.95 | 2.95 | 2.95 | 2.95 | 2.95 | 2.95 | 2.95 | 2.95 | 2.95 | 2.95 | 2.95 | 2.95 | 2.95 | 2.95 | 2.95 | 2.95 | 2.95 | 2.95 | 2.95 | 2.95 | 2.95 | 2.95 | 2.95 | 2.95 | 2.95
50% PoE | N-1 | CR |  | MVA | 2.95 | 2.95 | 2.95 | 2.95 | 2.95 | 2.95 | 2.95 | 2.95 | 2.95 | 2.95 | 2.95 | 2.95 | 2.95 | 2.95 | 2.95 | 2.95 | 2.95 | 2.95 | 2.95 | 2.95 | 2.95 | 2.95 | 2.95 | 2.95 | 2.95 | 2.95 | 2.95
50% LAR | N |  |  | Ratio Rating/Load | 1.439 | 1.3849 | 1.0387 | 0.84283 | 0.85012 | 0.85505 | 0.86255 | 0.86762 | 0.87018 | 0.87276 | 0.87795 | 0.88586 | 0.88586 | 0.88586 | 0.88586 | 0.88586 | 0.88586 | 0.88586 | 0.88586 | 0.88586 | 0.88586 | 0.88586 | 0.88586 | 0.88586 | 0.88586 | 0.88586 | 0.88586
50% LAR | N-1 |  |  | Ratio Rating/Load | 1.439 | 1.3849 | 1.0387 | 0.84283 | 0.85012 | 0.85505 | 0.86255 | 0.86762 | 0.87018 | 0.87276 | 0.87795 | 0.88586 | 0.88586 | 0.88586 | 0.88586 | 0.88586 | 0.88586 | 0.88586 | 0.88586 | 0.88586 | 0.88586 | 0.88586 | 0.88586 | 0.88586 | 0.88586 | 0.88586 | 0.88586
Load tan Phi |  | 0.0064608 |  |  | 0.0064608 | 0.0064608 | 0.0064608 | 0.0064608 | 0.0064608 | 0.0064608 | 0.0064608 | 0.0064608 | 0.0064608 | 0.0064608 | 0.0064608 | 0.0064608 | 0.0064608 | 0.0064608 | 0.0064608 | 0.0064608 | 0.0064608 | 0.0064608 | 0.0064608 | 0.0064608 | 0.0064608 | 0.0064608 | 0.0064608 | 0.0064608 | 0.0064608 | 0.0064608 | 0.0064608
Cap |  | 0 |  | MVAr | 0 | 0 | 0 | 0 | 0 | 0 | 0 | 0 | 0 | 0 | 0 | 0 | 0 | 0 | 0 | 0 | 0 | 0 | 0 | 0 | 0 | 0 | 0 | 0 | 0 | 0 | 0
10% PoE | 10%/50% | 1.0634 |  | MVA | 2.18 | 2.2651 | 3.0202 | 3.722 | 3.6901 | 3.6689 | 3.6369 | 3.6157 | 3.605 | 3.5944 | 3.5731 | 3.5412 | 3.5412 | 3.5412 | 3.5412 | 3.5412 | 3.5412 | 3.5412 | 3.5412 | 3.5412 | 3.5412 | 3.5412 | 3.5412 | 3.5412 | 3.5412 | 3.5412 | 3.5412
10% PoE | N | CR |  | MVA | 2.95 | 2.95 | 2.95 | 2.95 | 2.95 | 2.95 | 2.95 | 2.95 | 2.95 | 2.95 | 2.95 | 2.95 | 2.95 | 2.95 | 2.95 | 2.95 | 2.95 | 2.95 | 2.95 | 2.95 | 2.95 | 2.95 | 2.95 | 2.95 | 2.95 | 2.95 | 2.95
10% PoE | N-1 | CR |  | MVA | 2.95 | 2.95 | 2.95 | 2.95 | 2.95 | 2.95 | 2.95 | 2.95 | 2.95 | 2.95 | 2.95 | 2.95 | 2.95 | 2.95 | 2.95 | 2.95 | 2.95 | 2.95 | 2.95 | 2.95 | 2.95 | 2.95 | 2.95 | 2.95 | 2.95 | 2.95 | 2.95
10% LAR | N |  |  | Ratio Rating/Load | 1.3532 | 1.3024 | 0.97677 | 0.79257 | 0.79943 | 0.80406 | 0.81111 | 0.81589 | 0.81829 | 0.82071 | 0.8256 | 0.83304 | 0.83304 | 0.83304 | 0.83304 | 0.83304 | 0.83304 | 0.83304 | 0.83304 | 0.83304 | 0.83304 | 0.83304 | 0.83304 | 0.83304 | 0.83304 | 0.83304 | 0.83304
10% LAR | N-1 |  |  | Ratio Rating/Load | 1.3532 | 1.3024 | 0.97677 | 0.79257 | 0.79943 | 0.80406 | 0.81111 | 0.81589 | 0.81829 | 0.82071 | 0.8256 | 0.83304 | 0.83304 | 0.83304 | 0.83304 | 0.83304 | 0.83304 | 0.83304 | 0.83304 | 0.83304 | 0.83304 | 0.83304 | 0.83304 | 0.83304 | 0.83304 | 0.83304 | 0.83304
50% PoE | N |  |  | EatR, MWhrs | 0 | 0 | 0 | 12.7783 | 10.98 | 9.8679 | 8.3181 | 7.404 | 6.9738 | 6.5568 | 5.768 | 4.7435 | 4.7435 | 4.7435 | 4.7435 | 4.7435 | 4.7435 | 4.7435 | 4.7435 | 4.7435 | 4.7435 | 4.7435 | 4.7435 | 4.7435 | 4.7435 | 4.7435 | 4.7435
50% PoE | N-1 |  |  | EatR, MWhrs | 0 | 0 | 0 | 0 | 0 | 0 | 0 | 0 | 0 | 0 | 0 | 0 | 0 | 0 | 0 | 0 | 0 | 0 | 0 | 0 | 0 | 0 | 0 | 0 | 0 | 0 | 0
10% LAR | N |  |  | EatR, MWhrs | 0 | 0 | 0.10006 | 31.1337 | 27.9091 | 25.8567 | 22.9998 | 21.1866 | 20.3131 | 19.4614 | 17.8068 | 15.4763 | 15.4763 | 15.4763 | 15.4763 | 15.4763 | 15.4763 | 15.4763 | 15.4763 | 15.4763 | 15.4763 | 15.4763 | 15.4763 | 15.4763 | 15.4763 | 15.4763 | 15.4763
10% LAR | N-1 |  |  | EatR, MWhrs | 0 | 0 | 2.0884e-06 | 0.00064978 | 0.00058248 | 0.00053964 | 0.00048002 | 0.00044218 | 0.00042395 | 0.00040617 | 0.00037164 | 0.000323 | 0.000323 | 0.000323 | 0.000323 | 0.000323 | 0.000323 | 0.000323 | 0.000323 | 0.000323 | 0.000323 | 0.000323 | 0.000323 | 0.000323 | 0.000323 | 0.000323 | 0.000323
No of Tx | bar: 2024 to 2050
50% PoE | N | 1 |  | EEatR, MWhrs | 0 | 0 | 0 | 12.7783 | 10.98 | 9.8679 | 8.3181 | 7.404 | 6.9738 | 6.5568 | 5.768 | 4.7435 | 4.7435 | 4.7435 | 4.7435 | 4.7435 | 4.7435 | 4.7435 | 4.7435 | 4.7435 | 4.7435 | 4.7435 | 4.7435 | 4.7435 | 4.7435 | 4.7435 | 4.7435
50% PoE | N-1 |  |  | EEatR, MWhrs | 0 | 0 | 0 | 0 | 0 | 0 | 0 | 0 | 0 | 0 | 0 | 0 | 0 | 0 | 0 | 0 | 0 | 0 | 0 | 0 | 0 | 0 | 0 | 0 | 0 | 0 | 0
10% LAR | N | 1 |  | EEatR, MWhrs | 0 | 0 | 0.10006 | 31.1337 | 27.9091 | 25.8567 | 22.9998 | 21.1866 | 20.3131 | 19.4614 | 17.8068 | 15.4763 | 15.4763 | 15.4763 | 15.4763 | 15.4763 | 15.4763 | 15.4763 | 15.4763 | 15.4763 | 15.4763 | 15.4763 | 15.4763 | 15.4763 | 15.4763 | 15.4763 | 15.4763
10% LAR | N-1 | 3.744% |  | EEatR, MWhrs | 0 | 0 | 7.8196e-08 | 2.433e-05 | 2.181e-05 | 2.0206e-05 | 1.7973e-05 | 1.6556e-05 | 1.5874e-05 | 1.5208e-05 | 1.3915e-05 | 1.2094e-05 | 1.2094e-05 | 1.2094e-05 | 1.2094e-05 | 1.2094e-05 | 1.2094e-05 | 1.2094e-05 | 1.2094e-05 | 1.2094e-05 | 1.2094e-05 | 1.2094e-05 | 1.2094e-05 | 1.2094e-05 | 1.2094e-05 | 1.2094e-05 | 1.2094e-05
MLN021 | 50% PoE | 4.056% |  | MW | 2.625 | 2.735 | 3.405 | 4.085 | 4.145 | 4.13 | 4.105 | 4.085 | 4.085 | 4.09 | 4.08 | 4.065 | 4.065 | 4.065 | 4.065 | 4.065 | 4.065 | 4.065 | 4.065 | 4.065 | 4.065 | 4.065 | 4.065 | 4.065 | 4.065 | 4.065 | 4.065
Winter | load pf | 0.99998 |  | MVAr | 0.016703 | 0.017403 | 0.021666 | 0.025993 | 0.026375 | 0.02628 | 0.026121 | 0.025993 | 0.025993 | 0.026025 | 0.025961 | 0.025866 | 0.025866 | 0.025866 | 0.025866 | 0.025866 | 0.025866 | 0.025866 | 0.025866 | 0.025866 | 0.025866 | 0.025866 | 0.025866 | 0.025866 | 0.025866 | 0.025866 | 0.025866
|  |  |  | MVA | 2.6251 | 2.7351 | 3.4051 | 4.0851 | 4.1451 | 4.1301 | 4.1051 | 4.0851 | 4.0851 | 4.0901 | 4.0801 | 4.0651 | 4.0651 | 4.0651 | 4.0651 | 4.0651 | 4.0651 | 4.0651 | 4.0651 | 4.0651 | 4.0651 | 4.0651 | 4.0651 | 4.0651 | 4.0651 | 4.0651 | 4.0651
|  |  |  | MVA | 2.6251 | 2.7351 | 3.4051 | 4.0851 | 4.1451 | 4.1301 | 4.1051 | 4.0851 | 4.0851 | 4.0901 | 4.0801 | 4.0651 | 4.0651 | 4.0651 | 4.0651 | 4.0651 | 4.0651 | 4.0651 | 4.0651 | 4.0651 | 4.0651 | 4.0651 | 4.0651 | 4.0651 | 4.0651 | 4.0651 | 4.0651
50% PoE | N | CR |  | MVA | 2.95 | 2.95 | 2.95 | 2.95 | 2.95 | 2.95 | 2.95 | 2.95 | 2.95 | 2.95 | 2.95 | 2.95 | 2.95 | 2.95 | 2.95 | 2.95 | 2.95 | 2.95 | 2.95 | 2.95 | 2.95 | 2.95 | 2.95 | 2.95 | 2.95 | 2.95 | 2.95
50% PoE | N-1 | CR |  | MVA | 2.95 | 2.95 | 2.95 | 2.95 | 2.95 | 2.95 | 2.95 | 2.95 | 2.95 | 2.95 | 2.95 | 2.95 | 2.95 | 2.95 | 2.95 | 2.95 | 2.95 | 2.95 | 2.95 | 2.95 | 2.95 | 2.95 | 2.95 | 2.95 | 2.95 | 2.95 | 2.95
50% LAR | N |  |  | Ratio Rating/Load | 1.1238 | 1.0786 | 0.86635 | 0.72213 | 0.71168 | 0.71427 | 0.71862 | 0.72213 | 0.72213 | 0.72125 | 0.72302 | 0.72569 | 0.72569 | 0.72569 | 0.72569 | 0.72569 | 0.72569 | 0.72569 | 0.72569 | 0.72569 | 0.72569 | 0.72569 | 0.72569 | 0.72569 | 0.72569 | 0.72569 | 0.72569
50% LAR | N-1 |  |  | Ratio Rating/Load | 1.1238 | 1.0786 | 0.86635 | 0.72213 | 0.71168 | 0.71427 | 0.71862 | 0.72213 | 0.72213 | 0.72125 | 0.72302 | 0.72569 | 0.72569 | 0.72569 | 0.72569 | 0.72569 | 0.72569 | 0.72569 | 0.72569 | 0.72569 | 0.72569 | 0.72569 | 0.72569 | 0.72569 | 0.72569 | 0.72569 | 0.72569
Load tan Phi |  | 0.0063631 |  | MVA | 0.0063631 | 0.0063631 | 0.0063631 | 0.0063631 | 0.0063631 | 0.0063631 | 0.0063631 | 0.0063631 | 0.0063631 | 0.0063631 | 0.0063631 | 0.0063631 | 0.0063631 | 0.0063631 | 0.0063631 | 0.0063631 | 0.0063631 | 0.0063631 | 0.0063631 | 0.0063631 | 0.0063631 | 0.0063631 | 0.0063631 | 0.0063631 | 0.0063631 | 0.0063631 | 0.0063631
Cap |  | 0 |  | MVAr | 0 | 0 | 0 | 0 | 0 | 0 | 0 | 0 | 0 | 0 | 0 | 0 | 0 | 0 | 0 | 0 | 0 | 0 | 0 | 0 | 0 | 0 | 0 | 0 | 0 | 0 | 0
10% PoE | 10%/50% | 1.1009 |  | MVA | 2.89 | 3.0112 | 3.7488 | 4.4975 | 4.5635 | 4.547 | 4.5195 | 4.4975 | 4.4975 | 4.503 | 4.492 | 4.4754 | 4.4754 | 4.4754 | 4.4754 | 4.4754 | 4.4754 | 4.4754 | 4.4754 | 4.4754 | 4.4754 | 4.4754 | 4.4754 | 4.4754 | 4.4754 | 4.4754 | 4.4754
10% PoE | N | CR |  | MVA | 2.95 | 2.95 | 2.95 | 2.95 | 2.95 | 2.95 | 2.95 | 2.95 | 2.95 | 2.95 | 2.95 | 2.95 | 2.95 | 2.95 | 2.95 | 2.95 | 2.95 | 2.95 | 2.95 | 2.95 | 2.95 | 2.95 | 2.95 | 2.95 | 2.95 | 2.95 | 2.95
10% PoE | N-1 | CR |  | MVA | 2.95 | 2.95 | 2.95 | 2.95 | 2.95 | 2.95 | 2.95 | 2.95 | 2.95 | 2.95 | 2.95 | 2.95 | 2.95 | 2.95 | 2.95 | 2.95 | 2.95 | 2.95 | 2.95 | 2.95 | 2.95 | 2.95 | 2.95 | 2.95 | 2.95 | 2.95 | 2.95
10% LAR | N |  |  | Ratio Rating/Load | 1.0207 | 0.97969 | 0.78691 | 0.65592 | 0.64643 | 0.64877 | 0.65273 | 0.65592 | 0.65592 | 0.65512 | 0.65672 | 0.65915 | 0.65915 | 0.65915 | 0.65915 | 0.65915 | 0.65915 | 0.65915 | 0.65915 | 0.65915 | 0.65915 | 0.65915 | 0.65915 | 0.65915 | 0.65915 | 0.65915 | 0.65915
10% LAR | N-1 |  |  | Ratio Rating/Load | 1.0207 | 0.97969 | 0.78691 | 0.65592 | 0.64643 | 0.64877 | 0.65273 | 0.65592 | 0.65592 | 0.65512 | 0.65672 | 0.65915 | 0.65915 | 0.65915 | 0.65915 | 0.65915 | 0.65915 | 0.65915 | 0.65915 | 0.65915 | 0.65915 | 0.65915 | 0.65915 | 0.65915 | 0.65915 | 0.65915 | 0.65915
50% PoE | N |  |  | EatR, MWhrs | 0 | 0 | 14.9484 | 283.7863 | 335.1291 | 321.7559 | 300.2674 | 283.7863 | 283.7863 | 287.8502 | 279.7269 | 267.8305 | 267.8305 | 267.8305 | 267.8305 | 267.8305 | 267.8305 | 267.8305 | 267.8305 | 267.8305 | 267.8305 | 267.8305 | 267.8305 | 267.8305 | 267.8305 | 267.8305 | 267.8305
50% PoE | N-1 |  |  | EatR, MWhrs | 0 | 0 | 0 | 0 | 0 | 0 | 0 | 0 | 0 | 0 | 0 | 0 | 0 | 0 | 0 | 0 | 0 | 0 | 0 | 0 | 0 | 0 | 0 | 0 | 0 | 0 | 0
10% LAR | N |  |  | EatR, MWhrs | 0 | 0.06133 | 89.5299 | 758.3627 | 862.439 | 835.6694 | 792.0581 | 758.3627 | 758.3627 | 766.6981 | 750.0882 | 725.4194 | 725.4194 | 725.4194 | 725.4194 | 725.4194 | 725.4194 | 725.4194 | 725.4194 | 725.4194 | 725.4194 | 725.4194 | 725.4194 | 725.4194 | 725.4194 | 725.4194 | 725.4194
10% LAR | N-1 |  |  | EatR, MWhrs | 0 | 1.2416e-06 | 0.0018125 | 0.015353 | 0.017459 | 0.016918 | 0.016035 | 0.015353 | 0.015353 | 0.015521 | 0.015185 | 0.014686 | 0.014686 | 0.014686 | 0.014686 | 0.014686 | 0.014686 | 0.014686 | 0.014686 | 0.014686 | 0.014686 | 0.014686 | 0.014686 | 0.014686 | 0.014686 | 0.014686 | 0.014686
No of Tx | bar: 2024 to 2050
50% PoE | N | 1 |  | EEatR, MWhrs | 0 | 0 | 14.9484 | 283.7863 | 335.1291 | 321.7559 | 300.2674 | 283.7863 | 283.7863 | 287.8502 | 279.7269 | 267.8305 | 267.8305 | 267.8305 | 267.8305 | 267.8305 | 267.8305 | 267.8305 | 267.8305 | 267.8305 | 267.8305 | 267.8305 | 267.8305 | 267.8305 | 267.8305 | 267.8305 | 267.8305
50% PoE | N-1 | 3.744% |  | EEatR, MWhrs | 0 | 0 | 0 | 0 | 0 | 0 | 0 | 0 | 0 | 0 | 0 | 0 | 0 | 0 | 0 | 0 | 0 | 0 | 0 | 0 | 0 | 0 | 0 | 0 | 0 | 0 | 0
10% LAR | N | 1 |  | EEatR, MWhrs | 0 | 0.06133 | 89.5299 | 758.3627 | 862.439 | 835.6694 | 792.0581 | 758.3627 | 758.3627 | 766.6981 | 750.0882 | 725.4194 | 725.4194 | 725.4194 | 725.4194 | 725.4194 | 725.4194 | 725.4194 | 725.4194 | 725.4194 | 725.4194 | 725.4194 | 725.4194 | 725.4194 | 725.4194 | 725.4194 | 725.4194
10% LAR | N-1 | 3.744% |  | EEatR, MWhrs | 0 | 4.6488e-08 | 6.7864e-05 | 0.00057484 | 0.00065373 | 0.00063344 | 0.00060039 | 0.00057484 | 0.00057484 | 0.00058116 | 0.00056857 | 0.00054987 | 0.00054987 | 0.00054987 | 0.00054987 | 0.00054987 | 0.00054987 | 0.00054987 | 0.00054987 | 0.00054987 | 0.00054987 | 0.00054987 | 0.00054987 | 0.00054987 | 0.00054987 | 0.00054987 | 0.00054987
ENERGY AT RISK: CP
[5 empty] | 2024 | 2025 | 2026 | 2027 | 2028 | 2029 | 2030 | 2031 | 2032 | 2033 | 2034 | 2035 | 2036 | 2037 | 2038 | 2039 | 2040 | 2041 | 2042 | 2043 | 2044 | 2045 | 2046 | 2047 | 2048 | 2049 | 2050
Summary
50% PoE | N |  |  | Total EatR, MWhrs | 0 | 0 | 3.7371 | 74.1412 | 0 | 0 | 0 | 0 | 0 | 0 | 0 | 0 | 0 | 0 | 0 | 0 | 0 | 0 | 0 | 0 | 0 | 0 | 0 | 0 | 0 | 0 | 0
50% PoE | N-1 |  |  | Total EatR, MWhrs | 0 | 0 | 0 | 0 | 0 | 0 | 0 | 0 | 0 | 0 | 0 | 0 | 0 | 0 | 0 | 0 | 0 | 0 | 0 | 0 | 0 | 0 | 0 | 0 | 0 | 0 | 0
10% LAR | N |  |  | Total EatR, MWhrs | 0 | 0.015332 | 22.4075 | 197.3741 | 0 | 0 | 0 | 0 | 0 | 0 | 0 | 0 | 0 | 0 | 0 | 0 | 0 | 0 | 0 | 0 | 0 | 0 | 0 | 0 | 0 | 0 | 0
10% LAR | N-1 |  |  | Total EatR, MWhrs | 0 | 3.1039e-07 | 0.00045364 | 0.0040006 | 0 | 0 | 0 | 0 | 0 | 0 | 0 | 0 | 0 | 0 | 0 | 0 | 0 | 0 | 0 | 0 | 0 | 0 | 0 | 0 | 0 | 0 | 0
50% PoE | N |  |  | Total EEatR, MWhrs | 0 | 0 | 3.7371 | 74.1412 | 0 | 0 | 0 | 0 | 0 | 0 | 0 | 0 | 0 | 0 | 0 | 0 | 0 | 0 | 0 | 0 | 0 | 0 | 0 | 0 | 0 | 0 | 0
50% PoE | N-1 |  |  | Total EEatR, MWhrs | 0 | 0 | 0 | 0 | 0 | 0 | 0 | 0 | 0 | 0 | 0 | 0 | 0 | 0 | 0 | 0 | 0 | 0 | 0 | 0 | 0 | 0 | 0 | 0 | 0 | 0 | 0
10% LAR | N |  |  | Total EEatR, MWhrs | 0 | 0.015332 | 22.4075 | 197.3741 | 0 | 0 | 0 | 0 | 0 | 0 | 0 | 0 | 0 | 0 | 0 | 0 | 0 | 0 | 0 | 0 | 0 | 0 | 0 | 0 | 0 | 0 | 0
10% LAR | N-1 |  |  | Total EEatR, MWhrs | 0 | 1.1622e-08 | 1.6986e-05 | 0.00014979 | 0 | 0 | 0 | 0 | 0 | 0 | 0 | 0 | 0 | 0 | 0 | 0 | 0 | 0 | 0 | 0 | 0 | 0 | 0 | 0 | 0 | 0 | 0
3.744%
Transfers | ON
MLN021 | 50% PoE | 4.509% |  | MW | 2.05 | 2.13 | 2.84 | 3.5 | 3.47 | 3.45 | 3.42 | 3.4 | 3.39 | 3.38 | 3.36 | 3.33 | 3.33 | 3.33 | 3.33 | 3.33 | 3.33 | 3.33 | 3.33 | 3.33 | 3.33 | 3.33 | 3.33 | 3.33 | 3.33 | 3.33 | 3.33
Summer | load pf | 0.99998 |  | MVAr | 0.013245 | 0.013761 | 0.018349 | 0.022613 | 0.022419 | 0.02229 | 0.022096 | 0.021967 | 0.021902 | 0.021837 | 0.021708 | 0.021514 | 0.021514 | 0.021514 | 0.021514 | 0.021514 | 0.021514 | 0.021514 | 0.021514 | 0.021514 | 0.021514 | 0.021514 | 0.021514 | 0.021514 | 0.021514 | 0.021514 | 0.021514
|  |  |  | MVA | 2.05 | 2.13 | 2.8401 | 3.5001 | 3.4701 | 3.4501 | 3.4201 | 3.4001 | 3.3901 | 3.3801 | 3.3601 | 3.3301 | 3.3301 | 3.3301 | 3.3301 | 3.3301 | 3.3301 | 3.3301 | 3.3301 | 3.3301 | 3.3301 | 3.3301 | 3.3301 | 3.3301 | 3.3301 | 3.3301 | 3.3301
|  |  |  | MVA | 2.05 | 2.13 | 2.8401 | 3.5001 | 3.4701 | 3.4501 | 3.4201 | 3.4001 | 3.3901 | 3.3801 | 3.3601 | 3.3301 | 3.3301 | 3.3301 | 3.3301 | 3.3301 | 3.3301 | 3.3301 | 3.3301 | 3.3301 | 3.3301 | 3.3301 | 3.3301 | 3.3301 | 3.3301 | 3.3301 | 3.3301
50% PoE | N | CR |  | MVA | 2.95 | 2.95 | 2.95 | 2.95 | 5 | 5 | 5 | 5 | 5 | 5 | 5 | 5 | 5 | 5 | 5 | 5 | 5 | 5 | 5 | 5 | 5 | 5 | 5 | 5 | 5 | 5 | 5
50% PoE | N-1 | CR |  | MVA | 2.95 | 2.95 | 2.95 | 2.95 | 5 | 5 | 5 | 5 | 5 | 5 | 5 | 5 | 5 | 5 | 5 | 5 | 5 | 5 | 5 | 5 | 5 | 5 | 5 | 5 | 5 | 5 | 5
50% LAR | N |  |  | Ratio Rating/Load | 1.439 | 1.3849 | 1.0387 | 0.84283 | 1.4409 | 1.4492 | 1.462 | 1.4706 | 1.4749 | 1.4792 | 1.4881 | 1.5015 | 1.5015 | 1.5015 | 1.5015 | 1.5015 | 1.5015 | 1.5015 | 1.5015 | 1.5015 | 1.5015 | 1.5015 | 1.5015 | 1.5015 | 1.5015 | 1.5015 | 1.5015
50% LAR | N-1 |  |  | Ratio Rating/Load | 1.439 | 1.3849 | 1.0387 | 0.84283 | 1.4409 | 1.4492 | 1.462 | 1.4706 | 1.4749 | 1.4792 | 1.4881 | 1.5015 | 1.5015 | 1.5015 | 1.5015 | 1.5015 | 1.5015 | 1.5015 | 1.5015 | 1.5015 | 1.5015 | 1.5015 | 1.5015 | 1.5015 | 1.5015 | 1.5015 | 1.5015
Load tan Phi |  | 0.0064608 |  |  | 0.0064608 | 0.0064608 | 0.0064608 | 0.0064608 | 0.0064608 | 0.0064608 | 0.0064608 | 0.0064608 | 0.0064608 | 0.0064608 | 0.0064608 | 0.0064608 | 0.0064608 | 0.0064608 | 0.0064608 | 0.0064608 | 0.0064608 | 0.0064608 | 0.0064608 | 0.0064608 | 0.0064608 | 0.0064608 | 0.0064608 | 0.0064608 | 0.0064608 | 0.0064608 | 0.0064608
Cap |  | 0 |  | MVAr | 0 | 0 | 0 | 0 | 0 | 0 | 0 | 0 | 0 | 0 | 0 | 0 | 0 | 0 | 0 | 0 | 0 | 0 | 0 | 0 | 0 | 0 | 0 | 0 | 0 | 0 | 0
10% PoE | 10%/50% | 1.0634 |  | MVA | 2.18 | 2.2651 | 3.0202 | 3.722 | 3.6901 | 3.6689 | 3.6369 | 3.6157 | 3.605 | 3.5944 | 3.5731 | 3.5412 | 3.5412 | 3.5412 | 3.5412 | 3.5412 | 3.5412 | 3.5412 | 3.5412 | 3.5412 | 3.5412 | 3.5412 | 3.5412 | 3.5412 | 3.5412 | 3.5412 | 3.5412
10% PoE | N | CR |  | MVA | 2.95 | 2.95 | 2.95 | 2.95 | 5 | 5 | 5 | 5 | 5 | 5 | 5 | 5 | 5 | 5 | 5 | 5 | 5 | 5 | 5 | 5 | 5 | 5 | 5 | 5 | 5 | 5 | 5
10% PoE | N-1 | CR |  | MVA | 2.95 | 2.95 | 2.95 | 2.95 | 5 | 5 | 5 | 5 | 5 | 5 | 5 | 5 | 5 | 5 | 5 | 5 | 5 | 5 | 5 | 5 | 5 | 5 | 5 | 5 | 5 | 5 | 5
10% LAR | N |  |  | Ratio Rating/Load | 1.3532 | 1.3024 | 0.97677 | 0.79257 | 1.355 | 1.3628 | 1.3748 | 1.3829 | 1.3869 | 1.391 | 1.3993 | 1.4119 | 1.4119 | 1.4119 | 1.4119 | 1.4119 | 1.4119 | 1.4119 | 1.4119 | 1.4119 | 1.4119 | 1.4119 | 1.4119 | 1.4119 | 1.4119 | 1.4119 | 1.4119
10% LAR | N-1 |  |  | Ratio Rating/Load | 1.3532 | 1.3024 | 0.97677 | 0.79257 | 1.355 | 1.3628 | 1.3748 | 1.3829 | 1.3869 | 1.391 | 1.3993 | 1.4119 | 1.4119 | 1.4119 | 1.4119 | 1.4119 | 1.4119 | 1.4119 | 1.4119 | 1.4119 | 1.4119 | 1.4119 | 1.4119 | 1.4119 | 1.4119 | 1.4119 | 1.4119
50% PoE | N |  |  | EatR, MWhrs | 0 | 0 | 0 | 12.7783 | 0 | 0 | 0 | 0 | 0 | 0 | 0 | 0 | 0 | 0 | 0 | 0 | 0 | 0 | 0 | 0 | 0 | 0 | 0 | 0 | 0 | 0 | 0
50% PoE | N-1 |  |  | EatR, MWhrs | 0 | 0 | 0 | 0 | 0 | 0 | 0 | 0 | 0 | 0 | 0 | 0 | 0 | 0 | 0 | 0 | 0 | 0 | 0 | 0 | 0 | 0 | 0 | 0 | 0 | 0 | 0
10% LAR | N |  |  | EatR, MWhrs | 0 | 0 | 0.10006 | 31.1337 | 0 | 0 | 0 | 0 | 0 | 0 | 0 | 0 | 0 | 0 | 0 | 0 | 0 | 0 | 0 | 0 | 0 | 0 | 0 | 0 | 0 | 0 | 0
10% LAR | N-1 |  |  | EatR, MWhrs | 0 | 0 | 2.0884e-06 | 0.00064978 | 0 | 0 | 0 | 0 | 0 | 0 | 0 | 0 | 0 | 0 | 0 | 0 | 0 | 0 | 0 | 0 | 0 | 0 | 0 | 0 | 0 | 0 | 0
No of Tx | bar: 2024 to 2050
50% PoE | N | 1 |  | EEatR, MWhrs | 0 | 0 | 0 | 12.7783 | 0 | 0 | 0 | 0 | 0 | 0 | 0 | 0 | 0 | 0 | 0 | 0 | 0 | 0 | 0 | 0 | 0 | 0 | 0 | 0 | 0 | 0 | 0
50% PoE | N-1 |  |  | EEatR, MWhrs | 0 | 0 | 0 | 0 | 0 | 0 | 0 | 0 | 0 | 0 | 0 | 0 | 0 | 0 | 0 | 0 | 0 | 0 | 0 | 0 | 0 | 0 | 0 | 0 | 0 | 0 | 0
10% LAR | N | 1 |  | EEatR, MWhrs | 0 | 0 | 0.10006 | 31.1337 | 0 | 0 | 0 | 0 | 0 | 0 | 0 | 0 | 0 | 0 | 0 | 0 | 0 | 0 | 0 | 0 | 0 | 0 | 0 | 0 | 0 | 0 | 0
10% LAR | N-1 | 3.744% |  | EEatR, MWhrs | 0 | 0 | 7.8196e-08 | 2.433e-05 | 0 | 0 | 0 | 0 | 0 | 0 | 0 | 0 | 0 | 0 | 0 | 0 | 0 | 0 | 0 | 0 | 0 | 0 | 0 | 0 | 0 | 0 | 0
MLN021 | 50% PoE | 4.056% |  | MW | 2.625 | 2.735 | 3.405 | 4.085 | 4.145 | 4.13 | 4.105 | 4.085 | 4.085 | 4.09 | 4.08 | 4.065 | 4.065 | 4.065 | 4.065 | 4.065 | 4.065 | 4.065 | 4.065 | 4.065 | 4.065 | 4.065 | 4.065 | 4.065 | 4.065 | 4.065 | 4.065
Winter | load pf | 0.99998 |  | MVAr | 0.016703 | 0.017403 | 0.021666 | 0.025993 | 0.026375 | 0.02628 | 0.026121 | 0.025993 | 0.025993 | 0.026025 | 0.025961 | 0.025866 | 0.025866 | 0.025866 | 0.025866 | 0.025866 | 0.025866 | 0.025866 | 0.025866 | 0.025866 | 0.025866 | 0.025866 | 0.025866 | 0.025866 | 0.025866 | 0.025866 | 0.025866
|  |  |  | MVA | 2.6251 | 2.7351 | 3.4051 | 4.0851 | 4.1451 | 4.1301 | 4.1051 | 4.0851 | 4.0851 | 4.0901 | 4.0801 | 4.0651 | 4.0651 | 4.0651 | 4.0651 | 4.0651 | 4.0651 | 4.0651 | 4.0651 | 4.0651 | 4.0651 | 4.0651 | 4.0651 | 4.0651 | 4.0651 | 4.0651 | 4.0651
|  |  |  | MVA | 2.6251 | 2.7351 | 3.4051 | 4.0851 | 4.1451 | 4.1301 | 4.1051 | 4.0851 | 4.0851 | 4.0901 | 4.0801 | 4.0651 | 4.0651 | 4.0651 | 4.0651 | 4.0651 | 4.0651 | 4.0651 | 4.0651 | 4.0651 | 4.0651 | 4.0651 | 4.0651 | 4.0651 | 4.0651 | 4.0651 | 4.0651
50% PoE | N | CR |  | MVA | 2.95 | 2.95 | 2.95 | 2.95 | 5 | 5 | 5 | 5 | 5 | 5 | 5 | 5 | 5 | 5 | 5 | 5 | 5 | 5 | 5 | 5 | 5 | 5 | 5 | 5 | 5 | 5 | 5
50% PoE | N-1 | CR |  | MVA | 2.95 | 2.95 | 2.95 | 2.95 | 5 | 5 | 5 | 5 | 5 | 5 | 5 | 5 | 5 | 5 | 5 | 5 | 5 | 5 | 5 | 5 | 5 | 5 | 5 | 5 | 5 | 5 | 5
50% LAR | N |  |  | Ratio Rating/Load | 1.1238 | 1.0786 | 0.86635 | 0.72213 | 1.2062 | 1.2106 | 1.218 | 1.224 | 1.224 | 1.2225 | 1.2255 | 1.23 | 1.23 | 1.23 | 1.23 | 1.23 | 1.23 | 1.23 | 1.23 | 1.23 | 1.23 | 1.23 | 1.23 | 1.23 | 1.23 | 1.23 | 1.23
50% LAR | N-1 |  |  | Ratio Rating/Load | 1.1238 | 1.0786 | 0.86635 | 0.72213 | 1.2062 | 1.2106 | 1.218 | 1.224 | 1.224 | 1.2225 | 1.2255 | 1.23 | 1.23 | 1.23 | 1.23 | 1.23 | 1.23 | 1.23 | 1.23 | 1.23 | 1.23 | 1.23 | 1.23 | 1.23 | 1.23 | 1.23 | 1.23
Load tan Phi |  | 0.0063631 |  | MVA | 0.0063631 | 0.0063631 | 0.0063631 | 0.0063631 | 0.0063631 | 0.0063631 | 0.0063631 | 0.0063631 | 0.0063631 | 0.0063631 | 0.0063631 | 0.0063631 | 0.0063631 | 0.0063631 | 0.0063631 | 0.0063631 | 0.0063631 | 0.0063631 | 0.0063631 | 0.0063631 | 0.0063631 | 0.0063631 | 0.0063631 | 0.0063631 | 0.0063631 | 0.0063631 | 0.0063631
Cap |  | 0 |  | MVAr | 0 | 0 | 0 | 0 | 0 | 0 | 0 | 0 | 0 | 0 | 0 | 0 | 0 | 0 | 0 | 0 | 0 | 0 | 0 | 0 | 0 | 0 | 0 | 0 | 0 | 0 | 0
10% PoE | 10%/50% | 1.1009 |  | MVA | 2.89 | 3.0112 | 3.7488 | 4.4975 | 4.5635 | 4.547 | 4.5195 | 4.4975 | 4.4975 | 4.503 | 4.492 | 4.4754 | 4.4754 | 4.4754 | 4.4754 | 4.4754 | 4.4754 | 4.4754 | 4.4754 | 4.4754 | 4.4754 | 4.4754 | 4.4754 | 4.4754 | 4.4754 | 4.4754 | 4.4754
10% PoE | N | CR |  | MVA | 2.95 | 2.95 | 2.95 | 2.95 | 5 | 5 | 5 | 5 | 5 | 5 | 5 | 5 | 5 | 5 | 5 | 5 | 5 | 5 | 5 | 5 | 5 | 5 | 5 | 5 | 5 | 5 | 5
10% PoE | N-1 | CR |  | MVA | 2.95 | 2.95 | 2.95 | 2.95 | 5 | 5 | 5 | 5 | 5 | 5 | 5 | 5 | 5 | 5 | 5 | 5 | 5 | 5 | 5 | 5 | 5 | 5 | 5 | 5 | 5 | 5 | 5
10% LAR | N |  |  | Ratio Rating/Load | 1.0207 | 0.97969 | 0.78691 | 0.65592 | 1.0956 | 1.0996 | 1.1063 | 1.1117 | 1.1117 | 1.1104 | 1.1131 | 1.1172 | 1.1172 | 1.1172 | 1.1172 | 1.1172 | 1.1172 | 1.1172 | 1.1172 | 1.1172 | 1.1172 | 1.1172 | 1.1172 | 1.1172 | 1.1172 | 1.1172 | 1.1172
10% LAR | N-1 |  |  | Ratio Rating/Load | 1.0207 | 0.97969 | 0.78691 | 0.65592 | 1.0956 | 1.0996 | 1.1063 | 1.1117 | 1.1117 | 1.1104 | 1.1131 | 1.1172 | 1.1172 | 1.1172 | 1.1172 | 1.1172 | 1.1172 | 1.1172 | 1.1172 | 1.1172 | 1.1172 | 1.1172 | 1.1172 | 1.1172 | 1.1172 | 1.1172 | 1.1172
50% PoE | N |  |  | EatR, MWhrs | 0 | 0 | 14.9484 | 283.7863 | 0 | 0 | 0 | 0 | 0 | 0 | 0 | 0 | 0 | 0 | 0 | 0 | 0 | 0 | 0 | 0 | 0 | 0 | 0 | 0 | 0 | 0 | 0
50% PoE | N-1 |  |  | EatR, MWhrs | 0 | 0 | 0 | 0 | 0 | 0 | 0 | 0 | 0 | 0 | 0 | 0 | 0 | 0 | 0 | 0 | 0 | 0 | 0 | 0 | 0 | 0 | 0 | 0 | 0 | 0 | 0
10% LAR | N |  |  | EatR, MWhrs | 0 | 0.06133 | 89.5299 | 758.3627 | 0 | 0 | 0 | 0 | 0 | 0 | 0 | 0 | 0 | 0 | 0 | 0 | 0 | 0 | 0 | 0 | 0 | 0 | 0 | 0 | 0 | 0 | 0
10% LAR | N-1 |  |  | EatR, MWhrs | 0 | 1.2416e-06 | 0.0018125 | 0.015353 | 0 | 0 | 0 | 0 | 0 | 0 | 0 | 0 | 0 | 0 | 0 | 0 | 0 | 0 | 0 | 0 | 0 | 0 | 0 | 0 | 0 | 0 | 0
No of Tx | bar: 2024 to 2050
50% PoE | N | 1 |  | EEatR, MWhrs | 0 | 0 | 14.9484 | 283.7863 | 0 | 0 | 0 | 0 | 0 | 0 | 0 | 0 | 0 | 0 | 0 | 0 | 0 | 0 | 0 | 0 | 0 | 0 | 0 | 0 | 0 | 0 | 0
50% PoE | N-1 | 3.744% |  | EEatR, MWhrs | 0 | 0 | 0 | 0 | 0 | 0 | 0 | 0 | 0 | 0 | 0 | 0 | 0 | 0 | 0 | 0 | 0 | 0 | 0 | 0 | 0 | 0 | 0 | 0 | 0 | 0 | 0
10% LAR | N | 1 |  | EEatR, MWhrs | 0 | 0.06133 | 89.5299 | 758.3627 | 0 | 0 | 0 | 0 | 0 | 0 | 0 | 0 | 0 | 0 | 0 | 0 | 0 | 0 | 0 | 0 | 0 | 0 | 0 | 0 | 0 | 0 | 0
10% LAR | N-1 | 3.744% |  | EEatR, MWhrs | 0 | 4.6488e-08 | 6.7864e-05 | 0.00057484 | 0 | 0 | 0 | 0 | 0 | 0 | 0 | 0 | 0 | 0 | 0 | 0 | 0 | 0 | 0 | 0 | 0 | 0 | 0 | 0 | 0 | 0 | 0
LDC
Summer (Oct to Mar) |  | Winter (Apr to Sep)
MW pu | MVA pu | MW pu | MVA pu
1 |  | 1
0.98442 |  | 0.97975
0.97902 |  | 0.97617
0.97198 |  | 0.97169
0.96634 |  | 0.97085
0.96009 |  | 0.96733
0.95745 |  | 0.96528
0.95629 |  | 0.95942
0.95247 |  | 0.95706
0.94773 |  | 0.95341
0.94295 |  | 0.95162
0.93844 |  | 0.95039
0.93603 |  | 0.94921
0.92788 |  | 0.94582
0.92714 |  | 0.94329
0.92293 |  | 0.94098
0.92154 |  | 0.93917
0.91843 |  | 0.93786
0.91515 |  | 0.93724
0.91408 |  | 0.93634
0.91299 |  | 0.93238
0.91217 |  | 0.93158
0.90962 |  | 0.92947
0.90842 |  | 0.92847
0.90686 |  | 0.92767
0.90382 |  | 0.92631
0.90126 |  | 0.92526
0.89855 |  | 0.92455
0.89578 |  | 0.92347
0.89433 |  | 0.92203
0.89217 |  | 0.91989
0.89124 |  | 0.91911
0.88897 |  | 0.91837
0.88717 |  | 0.91734
0.88498 |  | 0.9169
0.88371 |  | 0.91537
0.88219 |  | 0.91411
0.8811 |  | 0.91336
0.88038 |  | 0.91272
0.87859 |  | 0.91049
0.87774 |  | 0.90916
0.87666 |  | 0.90844
0.8763 |  | 0.90817
0.87505 |  | 0.90773
0.87368 |  | 0.90615
0.87137 |  | 0.90571
0.86945 |  | 0.90502
0.86851 |  | 0.90478
0.86675 |  | 0.90367
0.86604 |  | 0.90326
0.8642 |  | 0.90188
0.86392 |  | 0.90139
0.86301 |  | 0.90073
0.86239 |  | 0.90005
0.8613 |  | 0.89912
0.8607 |  | 0.89822
0.85999 |  | 0.89767
0.85883 |  | 0.89702
0.85724 |  | 0.89633
0.85547 |  | 0.89561
0.85464 |  | 0.89512
0.85241 |  | 0.89453
0.85137 |  | 0.89387
0.85027 |  | 0.89362
0.84866 |  | 0.89323
0.84753 |  | 0.89267
0.8468 |  | 0.89234
0.84601 |  | 0.89156
0.84458 |  | 0.89109
0.84352 |  | 0.89058
0.84241 |  | 0.89006
0.84081 |  | 0.88953
0.83813 |  | 0.88859
0.83711 |  | 0.88836
0.83633 |  | 0.88807
0.83576 |  | 0.88727
0.83449 |  | 0.8863
0.83341 |  | 0.88553
0.83268 |  | 0.88491
0.83203 |  | 0.88387
0.8309 |  | 0.88327
0.82948 |  | 0.88276
0.82891 |  | 0.88146
0.8284 |  | 0.88086
0.82776 |  | 0.88042
0.82684 |  | 0.87975
0.82628 |  | 0.87926
0.82441 |  | 0.87887
0.82243 |  | 0.87855
0.82048 |  | 0.87823
0.82005 |  | 0.8779
0.81925 |  | 0.87749
0.81803 |  | 0.87708
0.8176 |  | 0.87678
0.81625 |  | 0.87602
0.81492 |  | 0.87585
0.81402 |  | 0.8752
0.81348 |  | 0.87485
0.81222 |  | 0.87446
0.81031 |  | 0.87355
0.80914 |  | 0.87332
0.80786 |  | 0.87273
0.80768 |  | 0.87204
0.80735 |  | 0.87101
0.80617 |  | 0.8707
0.80537 |  | 0.87061
0.80434 |  | 0.86975
0.80407 |  | 0.8694
0.80368 |  | 0.86903
0.80298 |  | 0.86875
0.80247 |  | 0.86843
0.80202 |  | 0.868
0.80123 |  | 0.86746
0.79974 |  | 0.86704
0.79847 |  | 0.86663
0.79739 |  | 0.86631
0.79614 |  | 0.86582
0.79558 |  | 0.86572
0.79454 |  | 0.86528
0.79279 |  | 0.86494
0.7922 |  | 0.86392
0.79107 |  | 0.86355
0.79058 |  | 0.86289
0.78982 |  | 0.86234
0.78897 |  | 0.86176
0.7879 |  | 0.86138
0.78742 |  | 0.86115
0.78599 |  | 0.86079
0.78534 |  | 0.86054
0.78474 |  | 0.85988
0.78409 |  | 0.8596
0.78334 |  | 0.8595
0.78279 |  | 0.859
0.7821 |  | 0.85859
0.78097 |  | 0.85829
0.78028 |  | 0.85805
0.77953 |  | 0.85751
0.77871 |  | 0.85714
0.77821 |  | 0.85672
0.77775 |  | 0.85629
0.77695 |  | 0.85564
0.77573 |  | 0.85543
0.77388 |  | 0.85504
0.7733 |  | 0.85469
0.77293 |  | 0.85428
0.77247 |  | 0.85381
0.77204 |  | 0.85346
0.77152 |  | 0.85296
0.77015 |  | 0.85269
0.76968 |  | 0.85214
0.76915 |  | 0.85183
0.76873 |  | 0.85158
0.76807 |  | 0.85127
0.76748 |  | 0.85082
0.76703 |  | 0.85045
0.76668 |  | 0.84977
0.76568 |  | 0.84954
0.76508 |  | 0.84941
0.76381 |  | 0.84914
0.76363 |  | 0.84893
0.76263 |  | 0.84868
0.76228 |  | 0.8484
0.76183 |  | 0.84795
0.76124 |  | 0.84763
0.76088 |  | 0.84734
0.76015 |  | 0.84689
0.75969 |  | 0.84671
0.75904 |  | 0.84624
0.75811 |  | 0.84572
0.75735 |  | 0.8454
0.75693 |  | 0.84533
0.75647 |  | 0.84515
0.75611 |  | 0.84472
0.75548 |  | 0.84455
0.75509 |  | 0.84445
0.7543 |  | 0.84421
0.75391 |  | 0.84375
0.75321 |  | 0.84342
0.75301 |  | 0.84313
0.75279 |  | 0.84259
0.75174 |  | 0.84239
0.75125 |  | 0.84221
0.75077 |  | 0.84166
0.75052 |  | 0.84086
0.75016 |  | 0.8408
0.74985 |  | 0.84052
0.74937 |  | 0.84017
0.74883 |  | 0.83992
0.74826 |  | 0.83949
0.74769 |  | 0.83928
0.74724 |  | 0.83906
0.74692 |  | 0.83866
0.74643 |  | 0.83824
0.74611 |  | 0.83786
0.74579 |  | 0.83741
0.74507 |  | 0.83712
0.74486 |  | 0.83679
0.74374 |  | 0.83654
0.74288 |  | 0.83619
0.74205 |  | 0.83585
0.74176 |  | 0.83546
0.74135 |  | 0.83536
0.74111 |  | 0.835
0.74054 |  | 0.83469
0.7404 |  | 0.83458
0.74012 |  | 0.83437
0.73956 |  | 0.83416
0.73941 |  | 0.83379
0.73916 |  | 0.83362
0.73834 |  | 0.83348
0.73805 |  | 0.83322
0.73763 |  | 0.83285
0.73717 |  | 0.83256
0.73644 |  | 0.83222
0.73577 |  | 0.83211
0.73493 |  | 0.83174
0.73449 |  | 0.83143
0.73435 |  | 0.83127
0.73397 |  | 0.8311
0.73367 |  | 0.83066
0.7334 |  | 0.83049
0.7328 |  | 0.83024
0.73259 |  | 0.83004
0.7323 |  | 0.8296
0.73184 |  | 0.82942
0.73132 |  | 0.82895
0.73075 |  | 0.82863
0.7301 |  | 0.82811
0.72956 |  | 0.82769
0.72912 |  | 0.8272
0.72842 |  | 0.8268
0.72793 |  | 0.82649
0.72778 |  | 0.82605
0.72745 |  | 0.82574
0.72631 |  | 0.82556
0.72588 |  | 0.82508
0.72549 |  | 0.82483
0.7251 |  | 0.82476
0.72475 |  | 0.82453
0.7244 |  | 0.82446
0.72392 |  | 0.82394
0.72351 |  | 0.82361
0.72301 |  | 0.82318
0.72227 |  | 0.82312
0.72178 |  | 0.82295
0.72135 |  | 0.82258
0.72073 |  | 0.82248
0.71985 |  | 0.82218
0.71968 |  | 0.82209
0.71928 |  | 0.82195
0.71862 |  | 0.82181
0.71837 |  | 0.82156
0.71808 |  | 0.82118
0.71785 |  | 0.82089
0.71764 |  | 0.82058
0.71739 |  | 0.82051
0.71708 |  | 0.8203
0.7169 |  | 0.82015
0.71646 |  | 0.81962
0.7161 |  | 0.81962
0.71592 |  | 0.81947
0.7156 |  | 0.81926
0.71532 |  | 0.81905
0.71496 |  | 0.81889
0.71417 |  | 0.81862
0.71364 |  | 0.81852
0.71333 |  | 0.81811
0.71319 |  | 0.81792
0.71284 |  | 0.81771
0.71245 |  | 0.81744
0.71228 |  | 0.81727
0.71162 |  | 0.81718
0.71148 |  | 0.81698
0.7112 |  | 0.81673
0.71046 |  | 0.81649
0.71013 |  | 0.81642
0.70974 |  | 0.81612
0.70956 |  | 0.816
0.70935 |  | 0.81593
0.70892 |  | 0.8155
0.70864 |  | 0.81519
0.70849 |  | 0.81503
0.70805 |  | 0.81487
0.70776 |  | 0.81438
0.70734 |  | 0.8142
0.70723 |  | 0.81402
0.70697 |  | 0.8137
0.70636 |  | 0.81346
0.7059 |  | 0.81343
0.70556 |  | 0.81317
0.7051 |  | 0.81303
0.70481 |  | 0.81297
0.70431 |  | 0.81246
0.70385 |  | 0.81203
0.703 |  | 0.81171
0.70268 |  | 0.81162
0.70236 |  | 0.81151
0.70214 |  | 0.81118
0.70193 |  | 0.81098
0.70158 |  | 0.81054
0.70143 |  | 0.81033
0.70088 |  | 0.8101
0.70048 |  | 0.80989
0.69984 |  | 0.80974
0.69962 |  | 0.80958
0.6992 |  | 0.80934
0.69892 |  | 0.8092
0.69854 |  | 0.8091
0.69829 |  | 0.80889
0.69792 |  | 0.80872
0.6977 |  | 0.80827
0.69756 |  | 0.80805
0.69748 |  | 0.80802
0.69723 |  | 0.80784
0.69662 |  | 0.80764
0.69641 |  | 0.80754
0.69606 |  | 0.80718
0.6958 |  | 0.80701
0.69554 |  | 0.80674
0.69517 |  | 0.80656
0.69506 |  | 0.80627
0.69491 |  | 0.80577
0.69462 |  | 0.80573
0.69448 |  | 0.80556
0.69427 |  | 0.8054
0.69406 |  | 0.80506
0.6937 |  | 0.80495
0.69315 |  | 0.8047
0.69286 |  | 0.80457
0.69269 |  | 0.80433
0.69236 |  | 0.8041
0.69199 |  | 0.80393
0.69185 |  | 0.80375
0.69166 |  | 0.80355
0.69141 |  | 0.80329
0.69112 |  | 0.80305
0.69101 |  | 0.80266
0.69078 |  | 0.80249
0.6906 |  | 0.80201
0.6905 |  | 0.80187
0.69002 |  | 0.80162
0.68973 |  | 0.80155
0.68959 |  | 0.80122
0.68941 |  | 0.80115
0.68934 |  | 0.80105
0.68913 |  | 0.80081
0.68901 |  | 0.80067
0.68848 |  | 0.80032
0.68823 |  | 0.80025
0.68809 |  | 0.80016
0.68798 |  | 0.80005
0.68769 |  | 0.79998
0.68754 |  | 0.79984
0.68718 |  | 0.79967
0.68696 |  | 0.7996
0.68667 |  | 0.79944
0.68646 |  | 0.79934
0.68629 |  | 0.7992
0.68608 |  | 0.7991
0.68579 |  | 0.79884
0.68568 |  | 0.7987
0.68546 |  | 0.79846
0.68535 |  | 0.7983
0.68514 |  | 0.79807
0.6849 |  | 0.79771
0.68468 |  | 0.79752
0.68423 |  | 0.79728
0.68411 |  | 0.79713
0.68365 |  | 0.79708
0.68339 |  | 0.79686
0.68306 |  | 0.79659
0.68271 |  | 0.79631
0.6825 |  | 0.79605
0.68236 |  | 0.79585
0.68218 |  | 0.79549
0.68183 |  | 0.79543
0.68151 |  | 0.79525
0.68119 |  | 0.79495
0.68083 |  | 0.79472
0.68068 |  | 0.79456
0.68029 |  | 0.79438
0.68018 |  | 0.79428
0.67986 |  | 0.79428
0.67954 |  | 0.79408
0.67933 |  | 0.79391
0.67914 |  | 0.79383
0.67892 |  | 0.79352
0.67871 |  | 0.79336
0.67852 |  | 0.79329
0.67842 |  | 0.79303
0.67824 |  | 0.79293
0.67802 |  | 0.79285
0.67752 |  | 0.79263
0.67734 |  | 0.79243
0.67701 |  | 0.79233
0.67669 |  | 0.79218
0.67653 |  | 0.79178
0.67628 |  | 0.79171
0.67614 |  | 0.79164
0.67595 |  | 0.79154
0.67554 |  | 0.79136
0.67536 |  | 0.79119
0.67525 |  | 0.79105
0.67522 |  | 0.79077
0.67492 |  | 0.7907
0.67478 |  | 0.79056
0.67465 |  | 0.79053
0.67454 |  | 0.7902
0.67414 |  | 0.79009
0.67393 |  | 0.79003
0.67375 |  | 0.78978
0.6735 |  | 0.78965
0.67339 |  | 0.78954
0.67322 |  | 0.78944
0.67293 |  | 0.78923
0.67272 |  | 0.78893
0.67254 |  | 0.78876
0.67229 |  | 0.78869
0.67215 |  | 0.78833
0.67196 |  | 0.7882
0.67153 |  | 0.78797
0.67118 |  | 0.7878
0.67111 |  | 0.78767
0.67083 |  | 0.78747
0.67046 |  | 0.78726
0.67028 |  | 0.78713
0.67 |  | 0.78695
0.66982 |  | 0.7868
0.66953 |  | 0.78645
0.66907 |  | 0.78623
0.66894 |  | 0.78619
0.66865 |  | 0.78598
0.66833 |  | 0.78564
0.66809 |  | 0.78547
0.66784 |  | 0.78539
0.66738 |  | 0.78529
0.66724 |  | 0.78521
0.66709 |  | 0.78504
0.66688 |  | 0.78493
0.66657 |  | 0.78473
0.66621 |  | 0.78466
0.66609 |  | 0.78449
0.66556 |  | 0.78429
0.66521 |  | 0.7842
0.66495 |  | 0.78399
0.66473 |  | 0.78388
0.66456 |  | 0.78376
0.66445 |  | 0.78369
0.66431 |  | 0.78355
0.6641 |  | 0.78349
0.664 |  | 0.78339
0.66388 |  | 0.78314
0.66363 |  | 0.7829
0.66346 |  | 0.78264
0.6632 |  | 0.7824
0.66295 |  | 0.78215
0.66292 |  | 0.78205
0.6627 |  | 0.78182
0.66242 |  | 0.78171
0.66216 |  | 0.7816
0.66187 |  | 0.78146
0.66169 |  | 0.78132
0.66155 |  | 0.78124
0.66151 |  | 0.78106
0.66134 |  | 0.78099
0.6612 |  | 0.78084
0.66109 |  | 0.78075
0.66088 |  | 0.78053
0.6608 |  | 0.78042
0.66043 |  | 0.78015
0.66025 |  | 0.78005
0.66011 |  | 0.77992
0.65989 |  | 0.77985
0.65962 |  | 0.77972
0.65951 |  | 0.77952
0.65928 |  | 0.77937
0.65907 |  | 0.77919
0.65894 |  | 0.77913
0.65869 |  | 0.77906
0.65848 |  | 0.77898
0.65842 |  | 0.77885
0.65821 |  | 0.77875
0.65788 |  | 0.77858
0.65778 |  | 0.77844
0.65757 |  | 0.77833
0.65742 |  | 0.77824
0.65713 |  | 0.77811
0.65702 |  | 0.77804
0.65685 |  | 0.77784
0.65664 |  | 0.77773
0.65653 |  | 0.77752
0.65628 |  | 0.7774
0.65614 |  | 0.77726
0.65589 |  | 0.77723
0.65582 |  | 0.77709
0.65564 |  | 0.77702
0.6555 |  | 0.77692
0.65536 |  | 0.77682
0.65522 |  | 0.77669
0.65476 |  | 0.77665
0.65459 |  | 0.77655
0.65448 |  | 0.77642
0.65435 |  | 0.77635
0.65423 |  | 0.77625
0.65409 |  | 0.77605
0.65401 |  | 0.77598
0.65384 |  | 0.77581
0.65372 |  | 0.77566
0.65369 |  | 0.77559
0.65348 |  | 0.77553
0.65337 |  | 0.77533
0.65316 |  | 0.77526
0.65306 |  | 0.77512
0.65257 |  | 0.77494
0.65246 |  | 0.77491
0.65232 |  | 0.7748
0.65202 |  | 0.77466
0.65179 |  | 0.77448
0.65161 |  | 0.77442
0.65151 |  | 0.77428
0.65144 |  | 0.77415
0.65112 |  | 0.77405
0.65098 |  | 0.77375
0.65088 |  | 0.77366
0.65067 |  | 0.77349
0.65053 |  | 0.77331
0.65032 |  | 0.77327
0.65022 |  | 0.77307
0.65008 |  | 0.77299
0.64997 |  | 0.77273
0.64975 |  | 0.77269
0.64946 |  | 0.77257
0.64936 |  | 0.77246
0.64926 |  | 0.77236
0.64915 |  | 0.77226
0.649 |  | 0.77216
0.64879 |  | 0.77198
0.6486 |  | 0.77186
0.64845 |  | 0.77158
0.64834 |  | 0.77147
0.64801 |  | 0.77133
0.64779 |  | 0.77123
0.64758 |  | 0.77112
0.64744 |  | 0.77094
0.64719 |  | 0.77064
0.64697 |  | 0.77061
0.64679 |  | 0.77051
0.64661 |  | 0.7704
0.64639 |  | 0.7702
0.64631 |  | 0.77015
0.64628 |  | 0.76987
0.64618 |  | 0.76983
0.646 |  | 0.76973
0.64585 |  | 0.76966
0.64571 |  | 0.76958
0.64546 |  | 0.76951
0.64539 |  | 0.76945
0.64521 |  | 0.7693
0.64507 |  | 0.76917
0.64496 |  | 0.76908
0.64478 |  | 0.76892
0.6447 |  | 0.76878
0.64446 |  | 0.76868
0.64439 |  | 0.76861
0.64425 |  | 0.76834
0.64401 |  | 0.76818
0.64386 |  | 0.76808
0.64361 |  | 0.76805
0.64343 |  | 0.76788
0.64308 |  | 0.76781
0.64278 |  | 0.76764
0.64263 |  | 0.76747
0.64253 |  | 0.76724
0.64238 |  | 0.76707
0.64224 |  | 0.76696
0.64217 |  | 0.76696
0.64192 |  | 0.7669
0.64181 |  | 0.76684
0.64163 |  | 0.76671
0.64138 |  | 0.76664
0.64123 |  | 0.76661
0.64116 |  | 0.7665
0.64095 |  | 0.76643
0.64081 |  | 0.76626
0.64063 |  | 0.76613
0.64045 |  | 0.76606
0.6403 |  | 0.76606
0.64012 |  | 0.76595
0.63998 |  | 0.76581
0.63987 |  | 0.76571
0.63976 |  | 0.76571
0.63951 |  | 0.76557
0.63936 |  | 0.76546
0.63922 |  | 0.76542
0.63908 |  | 0.76526
0.639 |  | 0.76513
0.63883 |  | 0.76502
0.63869 |  | 0.76496
0.63861 |  | 0.76469
0.63851 |  | 0.76458
0.63847 |  | 0.76447
0.63836 |  | 0.76437
0.63826 |  | 0.76434
0.63807 |  | 0.76423
0.63772 |  | 0.7642
0.63744 |  | 0.76406
0.63721 |  | 0.76399
0.63706 |  | 0.76389
0.63689 |  | 0.76383
0.63681 |  | 0.76373
0.63664 |  | 0.76354
0.63656 |  | 0.76348
0.63621 |  | 0.76334
0.63617 |  | 0.76316
0.63603 |  | 0.76301
0.63596 |  | 0.76286
0.63589 |  | 0.7628
0.63571 |  | 0.76269
0.63553 |  | 0.76255
0.63546 |  | 0.76251
0.63532 |  | 0.76241
0.63517 |  | 0.76231
0.6351 |  | 0.76229
0.63477 |  | 0.76221
0.6347 |  | 0.7621
0.63456 |  | 0.76204
0.63445 |  | 0.76198
0.63431 |  | 0.76184
0.63419 |  | 0.76177
0.63405 |  | 0.76165
0.63383 |  | 0.76146
0.63372 |  | 0.76132
0.63351 |  | 0.76121
0.63336 |  | 0.7611
0.6333 |  | 0.76107
0.63305 |  | 0.7609
0.63295 |  | 0.76083
0.6327 |  | 0.7607
0.63255 |  | 0.76049
0.63252 |  | 0.76039
0.63234 |  | 0.76036
0.63227 |  | 0.76025
0.63209 |  | 0.76015
0.63209 |  | 0.75998
0.63191 |  | 0.75988
0.63184 |  | 0.75984
0.63174 |  | 0.75969
0.63151 |  | 0.75952
0.63137 |  | 0.75945
0.63126 |  | 0.75931
0.63119 |  | 0.75924
0.631 |  | 0.75906
0.6309 |  | 0.75899
0.63079 |  | 0.75888
0.63076 |  | 0.75878
0.63047 |  | 0.75868
0.63043 |  | 0.75861
0.63036 |  | 0.75852
0.63029 |  | 0.75848
0.63011 |  | 0.75841
0.63004 |  | 0.75828
0.62982 |  | 0.75822
0.62965 |  | 0.75801
0.62947 |  | 0.75797
0.62932 |  | 0.75786
0.62915 |  | 0.75779
0.62904 |  | 0.75765
0.62882 |  | 0.75763
0.6286 |  | 0.75753
0.62841 |  | 0.75726
0.62824 |  | 0.75716
0.62802 |  | 0.757
0.62795 |  | 0.75689
0.62781 |  | 0.75668
0.62763 |  | 0.75664
0.62756 |  | 0.75661
0.62739 |  | 0.75646
0.62724 |  | 0.75637
0.62707 |  | 0.75634
0.62696 |  | 0.75617
0.62682 |  | 0.75614
0.62663 |  | 0.75596
0.62653 |  | 0.75585
0.62646 |  | 0.75581
0.62632 |  | 0.75571
0.62606 |  | 0.75555
0.62577 |  | 0.75542
0.6257 |  | 0.75531
0.62566 |  | 0.75525
0.62546 |  | 0.75514
0.62528 |  | 0.7551
0.62517 |  | 0.75497
0.62502 |  | 0.75497
0.62495 |  | 0.75484
0.62484 |  | 0.7547
0.6247 |  | 0.75464
0.62459 |  | 0.75449
0.62445 |  | 0.75449
0.62431 |  | 0.75442
0.62424 |  | 0.75424
0.62409 |  | 0.75407
0.62391 |  | 0.75403
0.62373 |  | 0.75383
0.62369 |  | 0.7537
0.62358 |  | 0.75363
0.62325 |  | 0.75349
0.62322 |  | 0.75336
0.62307 |  | 0.75323
0.6229 |  | 0.7532
0.62283 |  | 0.75291
0.62269 |  | 0.75291
0.62252 |  | 0.75261
0.62244 |  | 0.7525
0.62241 |  | 0.75247
0.62231 |  | 0.75236
0.62212 |  | 0.75226
0.62205 |  | 0.75214
0.62187 |  | 0.75208
0.6218 |  | 0.752
0.62152 |  | 0.75179
0.62145 |  | 0.75165
0.62138 |  | 0.75151
0.6212 |  | 0.75145
0.62113 |  | 0.75135
0.62106 |  | 0.75127
0.62096 |  | 0.75118
0.62089 |  | 0.75104
0.6207 |  | 0.75097
0.6206 |  | 0.7509
0.62049 |  | 0.75076
0.62045 |  | 0.75069
0.62024 |  | 0.75062
0.6201 |  | 0.75052
0.61987 |  | 0.75046
0.6198 |  | 0.75025
0.61966 |  | 0.75015
0.61959 |  | 0.75005
0.61952 |  | 0.74989
0.61927 |  | 0.74978
0.6192 |  | 0.74975
0.61908 |  | 0.74957
0.61895 |  | 0.74944
0.61888 |  | 0.74937
0.6187 |  | 0.74926
0.61859 |  | 0.74922
0.61848 |  | 0.74906
0.61837 |  | 0.74896
0.61837 |  | 0.74892
0.61823 |  | 0.74885
0.61812 |  | 0.74868
0.61808 |  | 0.74861
0.6179 |  | 0.74857
0.6178 |  | 0.74848
0.61768 |  | 0.74837
0.61758 |  | 0.74831
0.61744 |  | 0.74821
0.61727 |  | 0.74815
0.61708 |  | 0.74811
0.61708 |  | 0.74802
0.61701 |  | 0.74784
0.61683 |  | 0.74775
0.61676 |  | 0.74772
0.61658 |  | 0.74769
0.61655 |  | 0.74758
0.61633 |  | 0.7475
0.61626 |  | 0.7473
0.61601 |  | 0.74722
0.6159 |  | 0.74709
0.61583 |  | 0.74694
0.61569 |  | 0.74681
0.61554 |  | 0.74681
0.61547 |  | 0.74664
0.61536 |  | 0.74647
0.61521 |  | 0.74637
0.61507 |  | 0.7463
0.61496 |  | 0.74623
0.61496 |  | 0.74615
0.61489 |  | 0.74608
0.61485 |  | 0.74601
0.61471 |  | 0.74594
0.61454 |  | 0.74584
0.61454 |  | 0.74571
0.6144 |  | 0.74564
0.61428 |  | 0.74546
0.61411 |  | 0.74543
0.61401 |  | 0.74524
0.61393 |  | 0.74507
0.61386 |  | 0.7449
0.61367 |  | 0.74479
0.61363 |  | 0.74476
0.61353 |  | 0.74462
0.61344 |  | 0.74448
0.6133 |  | 0.74448
0.61326 |  | 0.74441
0.61319 |  | 0.74435
0.61312 |  | 0.74428
0.61305 |  | 0.74411
0.61289 |  | 0.74405
0.61287 |  | 0.74399
0.6128 |  | 0.74388
0.61273 |  | 0.74375
0.61273 |  | 0.74364
0.61255 |  | 0.7436
0.61243 |  | 0.74353
0.61229 |  | 0.7435
0.61218 |  | 0.74332
0.61203 |  | 0.74326
0.61186 |  | 0.74312
0.61182 |  | 0.74296
0.61168 |  | 0.7429
0.61165 |  | 0.74286
0.61147 |  | 0.74272
0.61132 |  | 0.74261
0.61117 |  | 0.74258
0.61107 |  | 0.7425
0.61107 |  | 0.7423
0.61084 |  | 0.74219
0.61078 |  | 0.7421
0.61078 |  | 0.74203
0.6107 |  | 0.74186
0.61055 |  | 0.74182
0.61055 |  | 0.74176
0.61045 |  | 0.74148
0.61037 |  | 0.74144
0.61019 |  | 0.74137
0.61001 |  | 0.74116
0.60994 |  | 0.74102
0.60976 |  | 0.74098
0.60973 |  | 0.74082
0.60958 |  | 0.74079
0.60943 |  | 0.74076
0.6094 |  | 0.74058
0.6094 |  | 0.74054
0.60929 |  | 0.74048
0.60914 |  | 0.74034
0.60903 |  | 0.74034
0.60892 |  | 0.74018
0.6088 |  | 0.74011
0.60866 |  | 0.74001
0.60866 |  | 0.73984
0.60851 |  | 0.73977
0.60844 |  | 0.7397
0.6084 |  | 0.73963
0.6082 |  | 0.73953
0.60808 |  | 0.73938
0.60798 |  | 0.73935
0.60791 |  | 0.73917
0.60787 |  | 0.73907
0.60779 |  | 0.73899
0.60765 |  | 0.73889
0.60747 |  | 0.73886
0.60734 |  | 0.7388
0.60716 |  | 0.73863
0.60705 |  | 0.73863
0.60698 |  | 0.73852
0.60673 |  | 0.73842
0.60661 |  | 0.73834
0.60644 |  | 0.73824
0.60637 |  | 0.73814
0.60623 |  | 0.73796
0.60623 |  | 0.73789
0.60608 |  | 0.73782
0.60602 |  | 0.73775
0.60584 |  | 0.73754
0.60576 |  | 0.7374
0.60559 |  | 0.73736
0.60555 |  | 0.73729
0.60541 |  | 0.73712
0.60531 |  | 0.73704
0.60508 |  | 0.73698
0.60501 |  | 0.73684
0.60491 |  | 0.7368
0.6048 |  | 0.73677
0.60466 |  | 0.73663
0.60462 |  | 0.73656
0.60455 |  | 0.73649
0.60437 |  | 0.73646
0.60434 |  | 0.73625
0.60419 |  | 0.73622
0.60416 |  | 0.73618
0.60412 |  | 0.73608
0.60397 |  | 0.73586
0.6039 |  | 0.73583
0.60387 |  | 0.73573
0.60379 |  | 0.73562
0.60365 |  | 0.73552
0.60355 |  | 0.73538
0.60344 |  | 0.73527
0.60344 |  | 0.73521
0.60336 |  | 0.73507
0.60323 |  | 0.73493
0.60318 |  | 0.73486
0.60308 |  | 0.73465
0.60301 |  | 0.73463
0.60294 |  | 0.73455
0.60283 |  | 0.73441
0.60272 |  | 0.73434
0.60261 |  | 0.73424
0.60243 |  | 0.73408
0.60233 |  | 0.73401
0.60226 |  | 0.73398
0.60219 |  | 0.7338
0.60215 |  | 0.73366
0.60212 |  | 0.73356
0.60205 |  | 0.73338
0.60184 |  | 0.73335
0.60177 |  | 0.7331
0.60166 |  | 0.73304
0.60155 |  | 0.73294
0.60148 |  | 0.73283
0.60141 |  | 0.7328
0.60134 |  | 0.73258
0.6013 |  | 0.73247
0.60127 |  | 0.7324
0.60106 |  | 0.73238
0.60095 |  | 0.73227
0.60078 |  | 0.73223
0.60071 |  | 0.7321
0.6006 |  | 0.7321
0.60042 |  | 0.73188
0.60028 |  | 0.73178
0.60017 |  | 0.73163
0.60006 |  | 0.73152
0.59999 |  | 0.73149
0.59992 |  | 0.73131
0.59981 |  | 0.73113
0.59974 |  | 0.73107
0.59963 |  | 0.731
0.59952 |  | 0.73096
0.59944 |  | 0.73083
0.59937 |  | 0.73069
0.59927 |  | 0.73056
0.59912 |  | 0.73048
0.59905 |  | 0.73045
0.59905 |  | 0.73045
0.59877 |  | 0.73034
0.5987 |  | 0.73017
0.59858 |  | 0.73007
0.59848 |  | 0.73007
0.59848 |  | 0.72982
0.59833 |  | 0.72979
0.59815 |  | 0.72972
0.59812 |  | 0.72965
0.59797 |  | 0.72959
0.5979 |  | 0.7294
0.59783 |  | 0.7293
0.59765 |  | 0.72923
0.59755 |  | 0.72913
0.59734 |  | 0.72909
0.59723 |  | 0.72892
0.59719 |  | 0.72888
0.59709 |  | 0.72875
0.59705 |  | 0.72871
0.59688 |  | 0.7286
0.59681 |  | 0.7286
0.59681 |  | 0.7285
0.59667 |  | 0.72843
0.59652 |  | 0.72832
0.59649 |  | 0.72829
0.59638 |  | 0.72818
0.59617 |  | 0.72811
0.59595 |  | 0.72805
0.59591 |  | 0.72794
0.59591 |  | 0.72775
0.59584 |  | 0.72772
0.59573 |  | 0.72769
0.59556 |  | 0.72762
0.59548 |  | 0.72745
0.59541 |  | 0.72745
0.59527 |  | 0.72738
0.59523 |  | 0.72734
0.59505 |  | 0.72721
0.59491 |  | 0.72715
0.5948 |  | 0.72698
0.59473 |  | 0.72676
0.59469 |  | 0.72663
0.59462 |  | 0.72652
0.59451 |  | 0.72638
0.5944 |  | 0.72635
0.59436 |  | 0.72621
0.59432 |  | 0.72618
0.59429 |  | 0.726
0.59418 |  | 0.72593
0.59407 |  | 0.72576
0.59388 |  | 0.72566
0.59385 |  | 0.7256
0.59381 |  | 0.72552
0.59373 |  | 0.72542
0.59366 |  | 0.7254
0.59362 |  | 0.72533
0.59345 |  | 0.7253
0.59337 |  | 0.72519
0.59333 |  | 0.72505
0.59326 |  | 0.72498
0.59312 |  | 0.72494
0.59308 |  | 0.72483
0.59301 |  | 0.72473
0.59297 |  | 0.72468
0.59283 |  | 0.72464
0.59266 |  | 0.72453
0.59259 |  | 0.72449
0.59248 |  | 0.72442
0.59233 |  | 0.72432
0.59219 |  | 0.72425
0.59215 |  | 0.72418
0.59209 |  | 0.72414
0.59187 |  | 0.724
0.59172 |  | 0.72386
0.59166 |  | 0.72379
0.59155 |  | 0.72379
0.59148 |  | 0.72365
0.59141 |  | 0.72347
0.59123 |  | 0.7233
0.59119 |  | 0.72319
0.59105 |  | 0.72312
0.59105 |  | 0.72309
0.59095 |  | 0.72305
0.59088 |  | 0.72305
0.59084 |  | 0.72293
0.59073 |  | 0.72282
0.5907 |  | 0.72279
0.59056 |  | 0.72268
0.59052 |  | 0.72257
0.59045 |  | 0.72244
0.59027 |  | 0.72226
0.59009 |  | 0.72223
0.59006 |  | 0.72219
0.58999 |  | 0.72219
0.58996 |  | 0.72201
0.58992 |  | 0.72194
0.58985 |  | 0.72194
0.5897 |  | 0.72184
0.58967 |  | 0.7217
0.58949 |  | 0.7216
0.58942 |  | 0.72154
0.58942 |  | 0.72143
0.58931 |  | 0.72129
0.58924 |  | 0.72122
0.5891 |  | 0.72122
0.58906 |  | 0.72112
0.58895 |  | 0.72109
0.58895 |  | 0.72095
0.58885 |  | 0.72088
0.58867 |  | 0.72078
0.58857 |  | 0.7206
0.58846 |  | 0.72049
0.58846 |  | 0.72043
0.58839 |  | 0.72036
0.58825 |  | 0.72032
0.58818 |  | 0.72025
0.58814 |  | 0.72011
0.5881 |  | 0.72008
0.588 |  | 0.71987
0.58793 |  | 0.71984
0.5879 |  | 0.71981
0.58775 |  | 0.71974
0.58768 |  | 0.7196
0.58754 |  | 0.71936
0.5875 |  | 0.71926
0.58746 |  | 0.71922
0.58742 |  | 0.71915
0.58731 |  | 0.71908
0.58724 |  | 0.71898
0.5871 |  | 0.71895
0.5871 |  | 0.71881
0.58707 |  | 0.71874
0.587 |  | 0.71874
0.58686 |  | 0.71861
0.58674 |  | 0.71847
0.58664 |  | 0.7184
0.5866 |  | 0.7183
0.58657 |  | 0.71823
0.58646 |  | 0.7182
0.58639 |  | 0.71813
0.58628 |  | 0.71806
0.58621 |  | 0.71803
0.58614 |  | 0.71792
0.586 |  | 0.71778
0.58593 |  | 0.71765
0.58586 |  | 0.71758
0.58579 |  | 0.71758
0.58572 |  | 0.71746
0.58554 |  | 0.71746
0.58543 |  | 0.71739
0.58539 |  | 0.71736
0.58536 |  | 0.71712
0.58529 |  | 0.71712
0.58525 |  | 0.71705
0.58514 |  | 0.71695
0.58511 |  | 0.71692
0.58499 |  | 0.71685
0.58488 |  | 0.71664
0.58481 |  | 0.71657
0.58473 |  | 0.7165
0.58466 |  | 0.71642
0.58463 |  | 0.71636
0.58455 |  | 0.71629
0.58448 |  | 0.71619
0.58444 |  | 0.71602
0.58441 |  | 0.71598
0.5843 |  | 0.71595
0.58427 |  | 0.71592
0.5842 |  | 0.71585
0.5842 |  | 0.71578
0.58413 |  | 0.71564
0.58405 |  | 0.71547
0.58398 |  | 0.7154
0.58384 |  | 0.71535
0.58376 |  | 0.71525
0.58365 |  | 0.71518
0.58354 |  | 0.71504
0.58344 |  | 0.71504
0.58336 |  | 0.71494
0.58325 |  | 0.71487
0.58321 |  | 0.71473
0.58297 |  | 0.7147
0.58294 |  | 0.7147
0.5828 |  | 0.71459
0.5827 |  | 0.71453
0.5827 |  | 0.71446
0.58258 |  | 0.71442
0.58258 |  | 0.71422
0.58258 |  | 0.71414
0.58248 |  | 0.71407
0.58234 |  | 0.7139
0.58234 |  | 0.71386
0.5823 |  | 0.71373
0.5822 |  | 0.71369
0.58205 |  | 0.71359
0.58198 |  | 0.71355
0.5818 |  | 0.71335
0.58176 |  | 0.71324
0.58169 |  | 0.7131
0.58155 |  | 0.71306
0.58141 |  | 0.71302
0.58134 |  | 0.71296
0.5813 |  | 0.71282
0.58123 |  | 0.71282
0.58115 |  | 0.71279
0.58104 |  | 0.71272
0.58094 |  | 0.71272
0.58084 |  | 0.71269
0.5808 |  | 0.71256
0.58073 |  | 0.71252
0.58073 |  | 0.71242
0.5807 |  | 0.71238
0.58062 |  | 0.71228
0.58055 |  | 0.71221
0.58051 |  | 0.71218
0.58044 |  | 0.71211
0.58037 |  | 0.71208
0.58037 |  | 0.71201
0.58023 |  | 0.71184
0.58023 |  | 0.7118
0.58023 |  | 0.71169
0.5802 |  | 0.71157
0.58012 |  | 0.7115
0.57998 |  | 0.71135
0.57994 |  | 0.71132
0.57987 |  | 0.71122
0.57969 |  | 0.71112
0.57966 |  | 0.71105
0.57962 |  | 0.71105
0.57955 |  | 0.71095
0.57948 |  | 0.71085
0.57934 |  | 0.71078
0.57924 |  | 0.7106
0.57916 |  | 0.71057
0.57901 |  | 0.7105
0.57894 |  | 0.7105
0.57883 |  | 0.71036
0.57876 |  | 0.71029
0.57872 |  | 0.71023
0.57862 |  | 0.71019
0.57858 |  | 0.71012
0.57844 |  | 0.71009
0.57833 |  | 0.71003
0.5783 |  | 0.70999
0.57819 |  | 0.70993
0.57808 |  | 0.70982
0.57797 |  | 0.70982
0.57793 |  | 0.70976
0.57779 |  | 0.70968
0.57775 |  | 0.70965
0.57768 |  | 0.70955
0.57765 |  | 0.70948
0.57758 |  | 0.70937
0.5775 |  | 0.7093
0.57739 |  | 0.70923
0.57735 |  | 0.70919
0.57728 |  | 0.70916
0.57721 |  | 0.70906
0.57717 |  | 0.70895
0.57714 |  | 0.70885
0.57703 |  | 0.70882
0.57699 |  | 0.70878
0.57692 |  | 0.70875
0.57688 |  | 0.70861
0.57681 |  | 0.70861
0.57674 |  | 0.70854
0.57667 |  | 0.70844
0.5766 |  | 0.70844
0.57656 |  | 0.70834
0.57642 |  | 0.70827
0.57642 |  | 0.7082
0.57639 |  | 0.7081
0.57631 |  | 0.70803
0.57627 |  | 0.70793
0.57624 |  | 0.70783
0.57617 |  | 0.70779
0.57606 |  | 0.70772
0.576 |  | 0.70762
0.57588 |  | 0.70748
0.57585 |  | 0.70734
0.57581 |  | 0.7073
0.57577 |  | 0.70727
0.5757 |  | 0.7072
0.57563 |  | 0.70714
0.57555 |  | 0.70703
0.57555 |  | 0.70699
0.57548 |  | 0.70692
0.57541 |  | 0.70678
0.57537 |  | 0.70678
0.57534 |  | 0.70665
0.57523 |  | 0.70658
0.57523 |  | 0.70647
0.57512 |  | 0.70643
0.57512 |  | 0.70636
0.57498 |  | 0.70623
0.57494 |  | 0.70619
0.57479 |  | 0.70609
0.57465 |  | 0.70599
0.57458 |  | 0.70588
0.57458 |  | 0.70588
0.57451 |  | 0.70574
0.57443 |  | 0.7057
0.57432 |  | 0.70564
0.57425 |  | 0.70564
0.57418 |  | 0.70553
0.57408 |  | 0.70539
0.57396 |  | 0.70532
0.57393 |  | 0.70522
0.57389 |  | 0.70512
0.57378 |  | 0.70508
0.57371 |  | 0.70498
0.57364 |  | 0.70495
0.5736 |  | 0.70474
0.57353 |  | 0.70471
0.57349 |  | 0.70467
0.57342 |  | 0.7045
0.57342 |  | 0.70443
0.57342 |  | 0.70439
0.57331 |  | 0.70426
0.57328 |  | 0.70426
0.57317 |  | 0.70407
0.57306 |  | 0.70407
0.57303 |  | 0.7039
0.57295 |  | 0.7038
0.57288 |  | 0.7038
0.57281 |  | 0.70367
0.57274 |  | 0.70356
0.5727 |  | 0.70356
0.57266 |  | 0.70352
0.5726 |  | 0.70349
0.57252 |  | 0.70342
0.57241 |  | 0.70339
0.57227 |  | 0.70339
0.57227 |  | 0.70329
0.5722 |  | 0.70322
0.57209 |  | 0.70307
0.57209 |  | 0.70304
0.57198 |  | 0.70294
0.57191 |  | 0.70283
0.57184 |  | 0.70273
0.57173 |  | 0.70266
0.57166 |  | 0.70259
0.57159 |  | 0.70249
0.57155 |  | 0.70238
0.57141 |  | 0.70231
0.57141 |  | 0.70221
0.57129 |  | 0.70214
0.57126 |  | 0.7021
0.57123 |  | 0.70204
0.57112 |  | 0.70196
0.57101 |  | 0.7019
0.57094 |  | 0.70177
0.5709 |  | 0.70173
0.57087 |  | 0.70166
0.57083 |  | 0.70156
0.57083 |  | 0.70156
0.57083 |  | 0.70142
0.57072 |  | 0.70135
0.57066 |  | 0.70125
0.57066 |  | 0.70118
0.57058 |  | 0.70118
0.57044 |  | 0.70104
0.57037 |  | 0.70093
0.57037 |  | 0.70089
0.57023 |  | 0.70083
0.57019 |  | 0.70073
0.57012 |  | 0.70069
0.56997 |  | 0.70066
0.56994 |  | 0.70056
0.56983 |  | 0.70053
0.56979 |  | 0.70053
0.56976 |  | 0.70043
0.56965 |  | 0.70032
0.56955 |  | 0.70032
0.56951 |  | 0.70026
0.56945 |  | 0.70012
0.56945 |  | 0.70012
0.56941 |  | 0.70005
0.56933 |  | 0.69998
0.56911 |  | 0.69991
0.56908 |  | 0.69984
0.56897 |  | 0.69978
0.56894 |  | 0.69975
0.56894 |  | 0.69967
0.56883 |  | 0.69953
0.56875 |  | 0.69946
0.56868 |  | 0.69939
0.56861 |  | 0.69926
0.56857 |  | 0.69919
0.56846 |  | 0.69913
0.56832 |  | 0.69902
0.5682 |  | 0.69889
0.56817 |  | 0.69889
0.5681 |  | 0.69882
0.56806 |  | 0.69875
0.56799 |  | 0.69868
0.56788 |  | 0.69857
0.56784 |  | 0.69854
0.56784 |  | 0.69844
0.56781 |  | 0.69844
0.56774 |  | 0.6984
0.56767 |  | 0.6983
0.56759 |  | 0.69823
0.56756 |  | 0.69812
0.56745 |  | 0.69805
0.56738 |  | 0.69798
0.56731 |  | 0.69795
0.56731 |  | 0.69788
0.56728 |  | 0.69785
0.56709 |  | 0.69778
0.56702 |  | 0.69763
0.56702 |  | 0.69753
0.56702 |  | 0.69746
0.56695 |  | 0.69736
0.56684 |  | 0.69729
0.56676 |  | 0.69722
0.5667 |  | 0.69719
0.56666 |  | 0.69705
0.56659 |  | 0.69698
0.56651 |  | 0.69687
0.56644 |  | 0.69677
0.56637 |  | 0.6967
0.56629 |  | 0.6966
0.56619 |  | 0.69649
0.56616 |  | 0.69639
0.56612 |  | 0.69622
0.56609 |  | 0.69615
0.56601 |  | 0.69612
0.56601 |  | 0.69609
0.5659 |  | 0.69605
0.56579 |  | 0.69602
0.56576 |  | 0.69595
0.56572 |  | 0.69584
0.56569 |  | 0.69578
0.56558 |  | 0.69567
0.56558 |  | 0.69564
0.56554 |  | 0.69551
0.56551 |  | 0.69548
0.56551 |  | 0.69544
0.56536 |  | 0.6953
0.56533 |  | 0.69527
0.56529 |  | 0.69514
0.56522 |  | 0.69508
0.56522 |  | 0.69504
0.56511 |  | 0.69494
0.56508 |  | 0.69491
0.56501 |  | 0.69482
0.56497 |  | 0.69471
0.56483 |  | 0.69467
0.56483 |  | 0.69464
0.56472 |  | 0.69457
0.56469 |  | 0.69451
0.56465 |  | 0.6944
0.56454 |  | 0.69426
0.56444 |  | 0.69422
0.56437 |  | 0.69412
0.5643 |  | 0.69409
0.5643 |  | 0.69405
0.56422 |  | 0.69402
0.56419 |  | 0.69398
0.56411 |  | 0.69389
0.56408 |  | 0.69379
0.56401 |  | 0.69375
0.56401 |  | 0.69369
0.56391 |  | 0.69356
0.5638 |  | 0.69349
0.56368 |  | 0.69338
0.56368 |  | 0.69335
0.56354 |  | 0.69331
0.56347 |  | 0.69324
0.5634 |  | 0.69318
0.56329 |  | 0.69318
0.56325 |  | 0.69315
0.56325 |  | 0.69311
0.56321 |  | 0.69304
0.5631 |  | 0.693
0.56299 |  | 0.69297
0.56296 |  | 0.69293
0.56289 |  | 0.69293
0.56278 |  | 0.69283
0.56271 |  | 0.69272
0.56263 |  | 0.69268
0.56251 |  | 0.69262
0.56244 |  | 0.69252
0.56244 |  | 0.69245
0.5624 |  | 0.69237
0.56237 |  | 0.69234
0.56229 |  | 0.69227
0.56226 |  | 0.69218
0.56214 |  | 0.69209
0.56207 |  | 0.69199
0.56196 |  | 0.69191
0.56193 |  | 0.69188
0.56186 |  | 0.69181
0.56178 |  | 0.6917
0.56175 |  | 0.69163
0.56164 |  | 0.69156
0.56157 |  | 0.6915
0.5615 |  | 0.69146
0.56146 |  | 0.6914
0.56138 |  | 0.69126
0.56132 |  | 0.69123
0.56122 |  | 0.69116
0.56117 |  | 0.69109
0.56114 |  | 0.69106
0.561 |  | 0.69102
0.56096 |  | 0.69098
0.56089 |  | 0.69095
0.56082 |  | 0.69091
0.56071 |  | 0.69087
0.56064 |  | 0.6908
0.56049 |  | 0.69067
0.56046 |  | 0.69063
0.56035 |  | 0.6906
0.56035 |  | 0.6906
0.56023 |  | 0.69054
0.56023 |  | 0.6905
0.56016 |  | 0.69043
0.56012 |  | 0.69033
0.56009 |  | 0.6903
0.56002 |  | 0.69016
0.55994 |  | 0.6901
0.55987 |  | 0.69003
0.55983 |  | 0.68999
0.5598 |  | 0.68992
0.55968 |  | 0.68989
0.55965 |  | 0.68978
0.55965 |  | 0.68974
0.55958 |  | 0.68971
0.5594 |  | 0.68971
0.55936 |  | 0.68964
0.55929 |  | 0.68957
0.55929 |  | 0.6895
0.55925 |  | 0.68936
0.55921 |  | 0.68936
0.55921 |  | 0.68932
0.55918 |  | 0.68929
0.55911 |  | 0.68923
0.55897 |  | 0.68919
0.55897 |  | 0.68916
0.5589 |  | 0.68912
0.55883 |  | 0.68902
0.55883 |  | 0.68892
0.55879 |  | 0.68886
0.55879 |  | 0.68876
0.55876 |  | 0.68859
0.55872 |  | 0.68859
0.55868 |  | 0.68851
0.55865 |  | 0.68848
0.55854 |  | 0.68828
0.55843 |  | 0.68821
0.5584 |  | 0.68814
0.5584 |  | 0.68807
0.55825 |  | 0.688
0.55825 |  | 0.68794
0.55818 |  | 0.68786
0.55814 |  | 0.68777
0.55811 |  | 0.68777
0.558 |  | 0.68777
0.55797 |  | 0.6877
0.55789 |  | 0.6876
0.55782 |  | 0.68753
0.55775 |  | 0.68749
0.55775 |  | 0.68742
0.55764 |  | 0.68739
0.55756 |  | 0.68722
0.55756 |  | 0.68715
0.55749 |  | 0.68704
0.55746 |  | 0.68701
0.55742 |  | 0.68698
0.55734 |  | 0.68698
0.55726 |  | 0.68681
0.55719 |  | 0.68675
0.55716 |  | 0.68665
0.55712 |  | 0.68661
0.55705 |  | 0.68649
0.55701 |  | 0.68645
0.55691 |  | 0.68642
0.55688 |  | 0.68631
0.55684 |  | 0.68628
0.55681 |  | 0.68621
0.55673 |  | 0.68611
0.5567 |  | 0.68611
0.55665 |  | 0.68608
0.55662 |  | 0.68594
0.55655 |  | 0.6859
0.55655 |  | 0.68587
0.55641 |  | 0.68584
0.55641 |  | 0.68581
0.55633 |  | 0.68577
0.5563 |  | 0.68571
0.55627 |  | 0.68567
0.55615 |  | 0.68563
0.55608 |  | 0.68556
0.55601 |  | 0.6855
0.55601 |  | 0.68546
0.55594 |  | 0.68539
0.55587 |  | 0.68532
0.55583 |  | 0.68529
0.55572 |  | 0.68518
0.55565 |  | 0.68511
0.55559 |  | 0.68507
0.55559 |  | 0.68504
0.55551 |  | 0.6849
0.55541 |  | 0.68486
0.55534 |  | 0.68479
0.55526 |  | 0.68469
0.55523 |  | 0.68465
0.5552 |  | 0.68455
0.55512 |  | 0.68452
0.55509 |  | 0.68452
0.55501 |  | 0.68442
0.55498 |  | 0.68438
0.55495 |  | 0.68432
0.55495 |  | 0.68428
0.55491 |  | 0.68422
0.55483 |  | 0.68418
0.55477 |  | 0.68407
0.55469 |  | 0.68407
0.55465 |  | 0.68401
0.55462 |  | 0.68397
0.55462 |  | 0.6839
0.55455 |  | 0.68377
0.55451 |  | 0.68373
0.55447 |  | 0.68367
0.5544 |  | 0.68367
0.55429 |  | 0.6836
0.55429 |  | 0.68353
0.55426 |  | 0.68342
0.55426 |  | 0.6833
0.55414 |  | 0.6833
0.55411 |  | 0.6833
0.55397 |  | 0.68313
0.55397 |  | 0.68309
0.55391 |  | 0.68302
0.55386 |  | 0.68298
0.55378 |  | 0.68288
0.55375 |  | 0.68282
0.55364 |  | 0.68276
0.55364 |  | 0.68276
0.5536 |  | 0.68269
0.5536 |  | 0.68269
0.55356 |  | 0.68255
0.55353 |  | 0.68255
0.55346 |  | 0.68251
0.55342 |  | 0.68248
0.55338 |  | 0.68241
0.55331 |  | 0.68238
0.55328 |  | 0.68238
0.55324 |  | 0.68231
0.55321 |  | 0.68217
0.55317 |  | 0.68214
0.5531 |  | 0.68208
0.55299 |  | 0.68204
0.55296 |  | 0.68198
0.55288 |  | 0.68191
0.55288 |  | 0.68183
0.55285 |  | 0.6818
0.55281 |  | 0.68177
0.5527 |  | 0.6817
0.55267 |  | 0.68167
0.55264 |  | 0.6816
0.55259 |  | 0.68153
0.55259 |  | 0.68146
0.55249 |  | 0.68146
0.55239 |  | 0.68142
0.55235 |  | 0.68132
0.55232 |  | 0.68125
0.55224 |  | 0.68121
0.55206 |  | 0.68121
0.55203 |  | 0.68115
0.55203 |  | 0.68107
0.55195 |  | 0.68105
0.55188 |  | 0.68094
0.55185 |  | 0.68088
0.55174 |  | 0.68077
0.55163 |  | 0.68074
0.55163 |  | 0.68074
0.55159 |  | 0.68068
0.55152 |  | 0.68064
0.55141 |  | 0.68054
0.55141 |  | 0.68054
0.55123 |  | 0.68046
0.55119 |  | 0.68039
0.55112 |  | 0.68039
0.55105 |  | 0.68036
0.55094 |  | 0.68032
0.5509 |  | 0.68025
0.55086 |  | 0.68019
0.55083 |  | 0.68012
0.5508 |  | 0.68009
0.5508 |  | 0.68005
0.55069 |  | 0.68005
0.55069 |  | 0.67999
0.55065 |  | 0.67999
0.55061 |  | 0.67991
0.55061 |  | 0.67984
0.55057 |  | 0.6798
0.55051 |  | 0.67978
0.55044 |  | 0.6797
0.5504 |  | 0.67961
0.55033 |  | 0.67957
0.55033 |  | 0.67946
0.55022 |  | 0.67936
0.55015 |  | 0.67936
0.55015 |  | 0.67926
0.55012 |  | 0.67919
0.55008 |  | 0.67919
0.55008 |  | 0.67909
0.55 |  | 0.67905
0.54997 |  | 0.67892
0.5499 |  | 0.67888
0.5499 |  | 0.67884
0.54982 |  | 0.67877
0.54972 |  | 0.67873
0.54972 |  | 0.67871
0.54968 |  | 0.67864
0.54961 |  | 0.67861
0.54946 |  | 0.67854
0.54946 |  | 0.67837
0.54939 |  | 0.67837
0.54935 |  | 0.67823
0.54924 |  | 0.67823
0.54924 |  | 0.6781
0.54917 |  | 0.67807
0.54913 |  | 0.678
0.54903 |  | 0.678
0.54896 |  | 0.67787
0.54892 |  | 0.6778
0.54889 |  | 0.6777
0.54874 |  | 0.67763
0.54874 |  | 0.67756
0.54871 |  | 0.67747
0.54863 |  | 0.67747
0.54856 |  | 0.67743
0.54849 |  | 0.67737
0.54842 |  | 0.67733
0.54842 |  | 0.67733
0.54831 |  | 0.6772
0.54828 |  | 0.67709
0.54817 |  | 0.67699
0.54813 |  | 0.67696
0.54805 |  | 0.67693
0.54805 |  | 0.67693
0.54799 |  | 0.67683
0.54799 |  | 0.67676
0.54792 |  | 0.67666
0.54788 |  | 0.67658
0.54785 |  | 0.67649
0.54781 |  | 0.67645
0.54774 |  | 0.67639
0.5477 |  | 0.67629
0.54767 |  | 0.67625
0.54759 |  | 0.67618
0.54751 |  | 0.67618
0.54751 |  | 0.67605
0.54741 |  | 0.67594
0.54741 |  | 0.67594
0.54734 |  | 0.67588
0.5473 |  | 0.67581
0.5473 |  | 0.67581
0.54716 |  | 0.6757
0.54713 |  | 0.67563
0.54709 |  | 0.67549
0.54698 |  | 0.67545
0.54691 |  | 0.67541
0.54691 |  | 0.67535
0.54684 |  | 0.67528
0.54676 |  | 0.67524
0.54673 |  | 0.67517
0.5467 |  | 0.67517
0.54666 |  | 0.67514
0.54659 |  | 0.67511
0.54655 |  | 0.67507
0.54651 |  | 0.675
0.54644 |  | 0.67489
0.54641 |  | 0.67483
0.54641 |  | 0.6748
0.5463 |  | 0.67472
0.54626 |  | 0.67469
0.54622 |  | 0.67466
0.54619 |  | 0.67462
0.54612 |  | 0.6746
0.54597 |  | 0.67452
0.5459 |  | 0.67449
0.54582 |  | 0.67439
0.54572 |  | 0.67439
0.54572 |  | 0.67432
0.54568 |  | 0.67429
0.54557 |  | 0.67421
0.54554 |  | 0.67421
0.54547 |  | 0.67408
0.54543 |  | 0.67405
0.54543 |  | 0.67401
0.54535 |  | 0.67394
0.54535 |  | 0.67387
0.54529 |  | 0.67383
0.54529 |  | 0.67366
0.54522 |  | 0.67359
0.54522 |  | 0.67355
0.54522 |  | 0.67353
0.54515 |  | 0.6735
0.54507 |  | 0.67346
0.54507 |  | 0.6734
0.54503 |  | 0.67332
0.54493 |  | 0.67329
0.54493 |  | 0.67322
0.54493 |  | 0.67315
0.54474 |  | 0.67315
0.54474 |  | 0.67312
0.54474 |  | 0.67312
0.54471 |  | 0.67301
0.54467 |  | 0.67298
0.54456 |  | 0.67294
0.54449 |  | 0.67294
0.54445 |  | 0.67281
0.54442 |  | 0.67278
0.54438 |  | 0.67274
0.54435 |  | 0.67264
0.54435 |  | 0.6726
0.54428 |  | 0.67246
0.54428 |  | 0.67246
0.54424 |  | 0.67236
0.54421 |  | 0.67229
0.54413 |  | 0.67229
0.54406 |  | 0.67225
0.54403 |  | 0.67222
0.54399 |  | 0.67212
0.54395 |  | 0.67208
0.54391 |  | 0.67205
0.54384 |  | 0.67202
0.54377 |  | 0.67195
0.54373 |  | 0.67188
0.54369 |  | 0.67188
0.54358 |  | 0.67181
0.54355 |  | 0.67171
0.54355 |  | 0.67167
0.54351 |  | 0.67167
0.54344 |  | 0.67157
0.54333 |  | 0.67157
0.54329 |  | 0.6715
0.54326 |  | 0.67146
0.54322 |  | 0.67143
0.54311 |  | 0.67133
0.54304 |  | 0.67117
0.54304 |  | 0.6711
0.543 |  | 0.67103
0.54293 |  | 0.67093
0.54293 |  | 0.67086
0.54282 |  | 0.67083
0.54278 |  | 0.67077
0.54275 |  | 0.67069
0.54275 |  | 0.67062
0.54271 |  | 0.67052
0.54263 |  | 0.67046
0.5426 |  | 0.67038
0.54253 |  | 0.67024
0.54253 |  | 0.67021
0.54245 |  | 0.67017
0.54245 |  | 0.67011
0.54231 |  | 0.67008
0.54231 |  | 0.67005
0.54223 |  | 0.66994
0.5422 |  | 0.66994
0.54213 |  | 0.66981
0.54206 |  | 0.66981
0.54202 |  | 0.66966
0.54199 |  | 0.66963
0.54195 |  | 0.6696
0.54191 |  | 0.66953
0.54191 |  | 0.66946
0.5418 |  | 0.66939
0.5418 |  | 0.66926
0.5418 |  | 0.66926
0.5417 |  | 0.66915
0.5417 |  | 0.66905
0.54162 |  | 0.66902
0.54158 |  | 0.66898
0.54148 |  | 0.66895
0.54137 |  | 0.66888
0.54137 |  | 0.66878
0.54129 |  | 0.66871
0.54115 |  | 0.66871
0.54112 |  | 0.66865
0.54112 |  | 0.66861
0.54104 |  | 0.6685
0.54104 |  | 0.66843
0.54101 |  | 0.66837
0.54094 |  | 0.6683
0.54083 |  | 0.66826
0.54079 |  | 0.66819
0.54079 |  | 0.66816
0.54079 |  | 0.66812
0.54069 |  | 0.66809
0.54065 |  | 0.66806
0.54065 |  | 0.66806
0.54061 |  | 0.66802
0.54061 |  | 0.66798
0.5405 |  | 0.66792
0.5405 |  | 0.66788
0.5405 |  | 0.66788
0.54043 |  | 0.66782
0.5404 |  | 0.66778
0.54036 |  | 0.66775
0.54029 |  | 0.66771
0.54022 |  | 0.66771
0.54022 |  | 0.66771
0.54018 |  | 0.66757
0.54011 |  | 0.66747
0.54008 |  | 0.6674
0.54 |  | 0.66737
0.54 |  | 0.66737
0.53997 |  | 0.66727
0.5399 |  | 0.66727
0.53986 |  | 0.66714
0.53982 |  | 0.66707
0.53975 |  | 0.66701
0.53968 |  | 0.66694
0.53958 |  | 0.66691
0.53954 |  | 0.66681
0.53946 |  | 0.66674
0.53943 |  | 0.6667
0.53939 |  | 0.66667
0.53932 |  | 0.66656
0.53925 |  | 0.6665
0.53921 |  | 0.66646
0.5391 |  | 0.66643
0.53906 |  | 0.66639
0.53899 |  | 0.66635
0.53892 |  | 0.66635
0.53886 |  | 0.66628
0.53886 |  | 0.66625
0.53878 |  | 0.66622
0.53874 |  | 0.66615
0.53874 |  | 0.66611
0.53864 |  | 0.66611
0.53864 |  | 0.66608
0.53856 |  | 0.66598
0.53853 |  | 0.6659
0.53846 |  | 0.66587
0.53835 |  | 0.6658
0.53832 |  | 0.6658
0.53832 |  | 0.6658
0.53828 |  | 0.6657
0.53825 |  | 0.66563
0.53825 |  | 0.6656
0.53814 |  | 0.6656
0.53814 |  | 0.66553
0.53803 |  | 0.66546
0.53803 |  | 0.66539
0.53796 |  | 0.66535
0.53789 |  | 0.66522
0.53785 |  | 0.66515
0.53778 |  | 0.66515
0.53775 |  | 0.66515
0.53767 |  | 0.66505
0.53767 |  | 0.66498
0.53765 |  | 0.66491
0.5376 |  | 0.66491
0.53757 |  | 0.66488
0.53749 |  | 0.66478
0.53746 |  | 0.66471
0.53742 |  | 0.66463
0.53738 |  | 0.6646
0.53731 |  | 0.66457
0.53719 |  | 0.66443
0.53716 |  | 0.66436
0.53712 |  | 0.66429
0.53709 |  | 0.66429
0.53709 |  | 0.66416
0.53705 |  | 0.66402
0.53698 |  | 0.66402
0.53691 |  | 0.66398
0.53691 |  | 0.66391
0.53691 |  | 0.66381
0.53683 |  | 0.66381
0.5368 |  | 0.66363
0.53669 |  | 0.66363
0.53662 |  | 0.66363
0.53662 |  | 0.6636
0.53658 |  | 0.66357
0.53658 |  | 0.66347
0.53652 |  | 0.6634
0.53644 |  | 0.6634
0.53641 |  | 0.66329
0.53637 |  | 0.66326
0.53637 |  | 0.66313
0.53637 |  | 0.66306
0.5363 |  | 0.66303
0.53619 |  | 0.66297
0.53615 |  | 0.66287
0.53611 |  | 0.66276
0.53608 |  | 0.66269
0.536 |  | 0.66262
0.536 |  | 0.66252
0.53594 |  | 0.66245
0.53586 |  | 0.66241
0.53582 |  | 0.66231
0.53579 |  | 0.66224
0.53579 |  | 0.66221
0.53568 |  | 0.66218
0.53568 |  | 0.66215
0.53564 |  | 0.66211
0.53557 |  | 0.66198
0.53553 |  | 0.66194
0.53542 |  | 0.66188
0.53535 |  | 0.66181
0.53535 |  | 0.66177
0.53525 |  | 0.66167
0.53525 |  | 0.66167
0.53521 |  | 0.6615
0.53507 |  | 0.66143
0.53507 |  | 0.66139
0.53499 |  | 0.66136
0.53493 |  | 0.66133
0.53489 |  | 0.66123
0.53481 |  | 0.66119
0.53481 |  | 0.66116
0.53481 |  | 0.66109
0.5347 |  | 0.66099
0.53463 |  | 0.66096
0.53456 |  | 0.66089
0.53456 |  | 0.66078
0.53449 |  | 0.66078
0.53438 |  | 0.66075
0.53438 |  | 0.66072
0.53427 |  | 0.66072
0.53424 |  | 0.66064
0.53424 |  | 0.66054
0.53416 |  | 0.66054
0.53413 |  | 0.66051
0.53402 |  | 0.66047
0.53402 |  | 0.66041
0.53394 |  | 0.66034
0.53391 |  | 0.6603
0.5338 |  | 0.6602
0.5338 |  | 0.6602
0.53369 |  | 0.6602
0.53366 |  | 0.66013
0.53359 |  | 0.66006
0.53355 |  | 0.66002
0.53344 |  | 0.65996
0.53337 |  | 0.65986
0.53326 |  | 0.65982
0.53323 |  | 0.65975
0.53316 |  | 0.65971
0.53316 |  | 0.65967
0.53316 |  | 0.65958
0.53308 |  | 0.65958
0.53301 |  | 0.65947
0.53298 |  | 0.65944
0.5329 |  | 0.65937
0.5329 |  | 0.6593
0.53286 |  | 0.6593
0.53279 |  | 0.65923
0.53279 |  | 0.65916
0.53276 |  | 0.6591
0.53269 |  | 0.6591
0.53269 |  | 0.6591
0.53265 |  | 0.6591
0.53265 |  | 0.65904
0.53258 |  | 0.65896
0.53247 |  | 0.65889
0.53247 |  | 0.65889
0.5324 |  | 0.65886
0.5324 |  | 0.65886
0.53236 |  | 0.65882
0.53232 |  | 0.65872
0.53232 |  | 0.65861
0.53227 |  | 0.65858
0.53214 |  | 0.65851
0.5321 |  | 0.65837
0.53207 |  | 0.65834
0.53207 |  | 0.65834
0.53203 |  | 0.6582
0.53196 |  | 0.6582
0.53189 |  | 0.65817
0.53181 |  | 0.65807
0.53178 |  | 0.65797
0.53174 |  | 0.65797
0.53163 |  | 0.6579
0.53163 |  | 0.65787
0.53163 |  | 0.65784
0.53159 |  | 0.65777
0.53149 |  | 0.6577
0.53145 |  | 0.65763
0.53145 |  | 0.6576
0.53145 |  | 0.65753
0.53134 |  | 0.65749
0.53134 |  | 0.65743
0.53124 |  | 0.65743
0.53124 |  | 0.65736
0.53117 |  | 0.65736
0.53113 |  | 0.65725
0.53106 |  | 0.65722
0.53106 |  | 0.65719
0.53106 |  | 0.65716
0.53102 |  | 0.65712
0.53092 |  | 0.65701
0.53092 |  | 0.65698
0.53081 |  | 0.65687
0.53077 |  | 0.65687
0.53077 |  | 0.65677
0.53066 |  | 0.65667
0.53066 |  | 0.65667
0.53066 |  | 0.65667
0.53063 |  | 0.6566
0.53063 |  | 0.65645
0.53051 |  | 0.65639
0.53051 |  | 0.65639
0.5304 |  | 0.65636
0.53037 |  | 0.65629
0.53029 |  | 0.65615
0.53029 |  | 0.65608
0.53026 |  | 0.65608
0.53012 |  | 0.65601
0.53012 |  | 0.65594
0.53005 |  | 0.65588
0.53001 |  | 0.65571
0.52998 |  | 0.65571
0.5299 |  | 0.6556
0.52983 |  | 0.6555
0.52979 |  | 0.6554
0.52968 |  | 0.65537
0.52965 |  | 0.65534
0.52965 |  | 0.65534
0.52965 |  | 0.6553
0.52958 |  | 0.6552
0.52954 |  | 0.6552
0.52946 |  | 0.65516
0.52935 |  | 0.65513
0.52932 |  | 0.65502
0.52928 |  | 0.65491
0.52925 |  | 0.65491
0.52914 |  | 0.65489
0.52914 |  | 0.65482
0.52903 |  | 0.65482
0.52903 |  | 0.65474
0.52893 |  | 0.65464
0.52893 |  | 0.65464
0.52886 |  | 0.65454
0.52879 |  | 0.65451
0.52879 |  | 0.65444
0.52867 |  | 0.65438
0.52864 |  | 0.65438
0.52857 |  | 0.65434
0.52849 |  | 0.65431
0.52846 |  | 0.65417
0.52846 |  | 0.65413
0.52839 |  | 0.65406
0.52831 |  | 0.65406
0.52831 |  | 0.65402
0.52824 |  | 0.65392
0.52817 |  | 0.65386
0.52817 |  | 0.65386
0.52809 |  | 0.65382
0.52809 |  | 0.65379
0.52802 |  | 0.65369
0.52799 |  | 0.65365
0.52795 |  | 0.65362
0.52795 |  | 0.65359
0.52788 |  | 0.65355
0.52784 |  | 0.65355
0.52777 |  | 0.65344
0.52773 |  | 0.65338
0.52763 |  | 0.65331
0.52751 |  | 0.65331
0.52748 |  | 0.65324
0.52741 |  | 0.6532
0.52741 |  | 0.6531
0.52733 |  | 0.65306
0.5273 |  | 0.65303
0.52726 |  | 0.65303
0.52722 |  | 0.653
0.52722 |  | 0.65293
0.52711 |  | 0.65287
0.52711 |  | 0.65283
0.52704 |  | 0.6528
0.52701 |  | 0.65272
0.52701 |  | 0.65266
0.52693 |  | 0.65259
0.52689 |  | 0.65256
0.52682 |  | 0.65242
0.52682 |  | 0.65242
0.52682 |  | 0.65238
0.52671 |  | 0.65228
0.52671 |  | 0.65228
0.52671 |  | 0.65221
0.52656 |  | 0.65215
0.52649 |  | 0.65215
0.52645 |  | 0.65211
0.52638 |  | 0.65211
0.52634 |  | 0.65198
0.52627 |  | 0.65198
0.52624 |  | 0.65187
0.52616 |  | 0.65187
0.52616 |  | 0.65187
0.52609 |  | 0.65183
0.52609 |  | 0.65176
0.52602 |  | 0.65169
0.52599 |  | 0.65169
0.52595 |  | 0.65163
0.52584 |  | 0.65156
0.5258 |  | 0.65152
0.52576 |  | 0.65152
0.52566 |  | 0.65142
0.52558 |  | 0.65132
0.52558 |  | 0.65132
0.52551 |  | 0.65125
0.52548 |  | 0.65119
0.52544 |  | 0.65119
0.52537 |  | 0.65115
0.52533 |  | 0.65112
0.52522 |  | 0.65112
0.52522 |  | 0.65101
0.52515 |  | 0.65096
0.52511 |  | 0.65087
0.52507 |  | 0.65084
0.52507 |  | 0.65077
0.52503 |  | 0.65077
0.52496 |  | 0.65067
0.52496 |  | 0.6506
0.52492 |  | 0.6506
0.52485 |  | 0.65057
0.52478 |  | 0.65053
0.52474 |  | 0.6505
0.52474 |  | 0.65043
0.52467 |  | 0.6504
0.52467 |  | 0.65033
0.52456 |  | 0.65026
0.52453 |  | 0.65026
0.52453 |  | 0.65023
0.52449 |  | 0.65012
0.52445 |  | 0.65008
0.52442 |  | 0.65005
0.52438 |  | 0.65002
0.52424 |  | 0.65002
0.52417 |  | 0.64998
0.52417 |  | 0.64995
0.5241 |  | 0.64992
0.5241 |  | 0.64988
0.52402 |  | 0.64978
0.52392 |  | 0.64971
0.52392 |  | 0.64971
0.52384 |  | 0.64968
0.52381 |  | 0.64964
0.52377 |  | 0.64958
0.52366 |  | 0.64951
0.52363 |  | 0.64947
0.52359 |  | 0.64944
0.52356 |  | 0.6494
0.52352 |  | 0.64933
0.52352 |  | 0.64926
0.52349 |  | 0.64919
0.52338 |  | 0.64918
0.52338 |  | 0.64913
0.52331 |  | 0.64913
0.52327 |  | 0.64905
0.52323 |  | 0.64902
0.52316 |  | 0.64902
0.52309 |  | 0.64892
0.52305 |  | 0.64892
0.52305 |  | 0.64885
0.52299 |  | 0.64881
0.52295 |  | 0.64875
0.52287 |  | 0.64871
0.52287 |  | 0.64864
0.5228 |  | 0.64864
0.52276 |  | 0.64861
0.52273 |  | 0.64853
0.52265 |  | 0.64846
0.52265 |  | 0.64843
0.52262 |  | 0.64843
0.52257 |  | 0.64836
0.52257 |  | 0.64833
0.52257 |  | 0.64829
0.5225 |  | 0.64818
0.52236 |  | 0.64812
0.52236 |  | 0.64812
0.52226 |  | 0.64809
0.52222 |  | 0.64805
0.52215 |  | 0.64795
0.52211 |  | 0.64792
0.52204 |  | 0.64781
0.52204 |  | 0.64778
0.522 |  | 0.64775
0.52189 |  | 0.64768
0.52189 |  | 0.64751
0.52179 |  | 0.64748
0.52179 |  | 0.64744
0.52171 |  | 0.64742
0.52171 |  | 0.64742
0.52164 |  | 0.64742
0.5216 |  | 0.64728
0.52156 |  | 0.64728
0.52142 |  | 0.64721
0.52138 |  | 0.64717
0.52138 |  | 0.64717
0.52131 |  | 0.6471
0.52131 |  | 0.64703
0.52127 |  | 0.64699
0.52123 |  | 0.64699
0.52116 |  | 0.64699
0.52101 |  | 0.64689
0.52101 |  | 0.64686
0.52094 |  | 0.64682
0.52087 |  | 0.64679
0.52083 |  | 0.64676
0.52076 |  | 0.64672
0.52073 |  | 0.64672
0.52068 |  | 0.64662
0.52068 |  | 0.64655
0.52065 |  | 0.64648
0.52055 |  | 0.64645
0.52055 |  | 0.64645
0.52044 |  | 0.64638
0.5204 |  | 0.64628
0.52037 |  | 0.64621
0.52037 |  | 0.64621
0.5203 |  | 0.64619
0.52022 |  | 0.64618
0.52015 |  | 0.6461
0.52015 |  | 0.64608
0.52015 |  | 0.64594
0.52008 |  | 0.64587
0.52008 |  | 0.64584
0.51997 |  | 0.64577
0.51993 |  | 0.64574
0.51993 |  | 0.64574
0.51993 |  | 0.6457
0.51982 |  | 0.64567
0.51975 |  | 0.64564
0.51971 |  | 0.64564
0.51971 |  | 0.64557
0.5196 |  | 0.64557
0.5196 |  | 0.64546
0.51957 |  | 0.64543
0.51946 |  | 0.64536
0.51946 |  | 0.64529
0.51942 |  | 0.64529
0.51931 |  | 0.64519
0.51924 |  | 0.64515
0.5192 |  | 0.64512
0.51913 |  | 0.64505
0.51913 |  | 0.64505
0.51913 |  | 0.64499
0.51906 |  | 0.64495
0.51906 |  | 0.64489
0.51902 |  | 0.64489
0.51902 |  | 0.64489
0.51902 |  | 0.64478
0.51895 |  | 0.64472
0.51888 |  | 0.64468
0.51888 |  | 0.64465
0.51884 |  | 0.64457
0.51876 |  | 0.64451
0.51873 |  | 0.64451
0.51866 |  | 0.64448
0.51866 |  | 0.64441
0.51858 |  | 0.64437
0.51858 |  | 0.64427
0.51847 |  | 0.6442
0.51844 |  | 0.64413
0.51844 |  | 0.6441
0.5184 |  | 0.64405
0.51833 |  | 0.64399
0.51833 |  | 0.64399
0.51829 |  | 0.64396
0.51825 |  | 0.64389
0.51818 |  | 0.64378
0.51808 |  | 0.64376
0.51808 |  | 0.64372
0.51804 |  | 0.64369
0.5179 |  | 0.64359
0.5179 |  | 0.64355
0.5179 |  | 0.64352
0.51782 |  | 0.64342
0.51778 |  | 0.64338
0.51771 |  | 0.64331
0.51764 |  | 0.64331
0.51756 |  | 0.64325
0.51753 |  | 0.64318
0.51753 |  | 0.64306
0.51753 |  | 0.643
0.51746 |  | 0.643
0.51742 |  | 0.64297
0.51742 |  | 0.64293
0.51738 |  | 0.6429
0.51727 |  | 0.6429
0.5172 |  | 0.64286
0.5172 |  | 0.64286
0.51712 |  | 0.64272
0.51712 |  | 0.64272
0.51702 |  | 0.64269
0.51702 |  | 0.64262
0.51702 |  | 0.64259
0.51698 |  | 0.64255
0.51694 |  | 0.64251
0.51687 |  | 0.64251
0.5168 |  | 0.64244
0.51676 |  | 0.64241
0.51676 |  | 0.64238
0.51676 |  | 0.64228
0.51665 |  | 0.64225
0.51661 |  | 0.64225
0.51655 |  | 0.64218
0.51655 |  | 0.64215
0.51644 |  | 0.64208
0.51644 |  | 0.64208
0.51641 |  | 0.64204
0.51634 |  | 0.64197
0.51629 |  | 0.64197
0.51619 |  | 0.64193
0.51619 |  | 0.64186
0.51616 |  | 0.64183
0.51612 |  | 0.6418
0.51609 |  | 0.64172
0.51597 |  | 0.64169
0.51597 |  | 0.64166
0.51594 |  | 0.64159
0.5159 |  | 0.64153
0.51583 |  | 0.64149
0.51576 |  | 0.64149
0.51572 |  | 0.64149
0.51568 |  | 0.64145
0.51565 |  | 0.64139
0.51558 |  | 0.64135
0.51554 |  | 0.64128
0.5155 |  | 0.64121
0.51547 |  | 0.64117
0.51543 |  | 0.64114
0.51543 |  | 0.64114
0.51539 |  | 0.64111
0.51532 |  | 0.64107
0.51529 |  | 0.64104
0.51529 |  | 0.64093
0.51529 |  | 0.6409
0.51529 |  | 0.64086
0.51522 |  | 0.64077
0.51518 |  | 0.64061
0.51507 |  | 0.64057
0.51503 |  | 0.64054
0.51503 |  | 0.64046
0.515 |  | 0.64039
0.51492 |  | 0.64036
0.51492 |  | 0.64029
0.51485 |  | 0.64022
0.51485 |  | 0.64022
0.51482 |  | 0.64022
0.51474 |  | 0.64015
0.51471 |  | 0.64015
0.51471 |  | 0.64005
0.51467 |  | 0.64005
0.51467 |  | 0.63998
0.5146 |  | 0.63991
0.5146 |  | 0.63988
0.51457 |  | 0.63988
0.51453 |  | 0.63984
0.51446 |  | 0.63977
0.51446 |  | 0.6397
0.51439 |  | 0.63966
0.51433 |  | 0.6396
0.51428 |  | 0.63953
0.51421 |  | 0.63949
0.51421 |  | 0.63939
0.51418 |  | 0.63936
0.5141 |  | 0.63933
0.51399 |  | 0.63933
0.51399 |  | 0.63922
0.51396 |  | 0.63911
0.51393 |  | 0.63908
0.51389 |  | 0.63898
0.51381 |  | 0.63895
0.51378 |  | 0.63891
0.51374 |  | 0.63885
0.51367 |  | 0.63881
0.51355 |  | 0.63877
0.51352 |  | 0.63874
0.51345 |  | 0.63874
0.51341 |  | 0.6387
0.51341 |  | 0.63863
0.51341 |  | 0.6386
0.51334 |  | 0.63853
0.51334 |  | 0.63853
0.51327 |  | 0.63843
0.51319 |  | 0.63839
0.51319 |  | 0.63836
0.51312 |  | 0.63833
0.51308 |  | 0.63829
0.51301 |  | 0.63829
0.51297 |  | 0.63815
0.51293 |  | 0.63805
0.51285 |  | 0.63805
0.51282 |  | 0.63798
0.51278 |  | 0.63795
0.51275 |  | 0.63788
0.51271 |  | 0.63785
0.5126 |  | 0.63785
0.51256 |  | 0.63781
0.51256 |  | 0.63774
0.51245 |  | 0.63774
0.51242 |  | 0.63764
0.51242 |  | 0.6376
0.51242 |  | 0.63753
0.51238 |  | 0.6375
0.51231 |  | 0.6375
0.51231 |  | 0.63747
0.51223 |  | 0.6374
0.5122 |  | 0.63733
0.51216 |  | 0.6373
0.51212 |  | 0.6373
0.51209 |  | 0.63723
0.51205 |  | 0.63716
0.51201 |  | 0.6371
0.51201 |  | 0.63706
0.51194 |  | 0.63706
0.5119 |  | 0.63703
0.51186 |  | 0.63699
0.51176 |  | 0.63692
0.51176 |  | 0.63692
0.51176 |  | 0.63682
0.51168 |  | 0.63675
0.51168 |  | 0.63675
0.51168 |  | 0.63674
0.51158 |  | 0.63671
0.51158 |  | 0.63667
0.51158 |  | 0.63667
0.51153 |  | 0.6366
0.51146 |  | 0.63646
0.51146 |  | 0.63643
0.51143 |  | 0.6364
0.51132 |  | 0.63636
0.51132 |  | 0.63632
0.51132 |  | 0.63632
0.51124 |  | 0.63629
0.51117 |  | 0.63622
0.51113 |  | 0.63619
0.51109 |  | 0.63613
0.51106 |  | 0.63609
0.51103 |  | 0.63599
0.51098 |  | 0.63596
0.51092 |  | 0.63589
0.51092 |  | 0.63586
0.51074 |  | 0.63586
0.51074 |  | 0.63578
0.5107 |  | 0.63572
0.5107 |  | 0.63572
0.5107 |  | 0.63565
0.51066 |  | 0.63561
0.51066 |  | 0.63561
0.51063 |  | 0.63561
0.51056 |  | 0.63548
0.51052 |  | 0.63537
0.51048 |  | 0.63534
0.51041 |  | 0.6353
0.51037 |  | 0.63524
0.51037 |  | 0.6352
0.5103 |  | 0.63516
0.5103 |  | 0.63513
0.51026 |  | 0.63509
0.51015 |  | 0.63509
0.51012 |  | 0.63506
0.51008 |  | 0.63499
0.51004 |  | 0.63492
0.51 |  | 0.63492
0.50997 |  | 0.63492
0.5099 |  | 0.63485
0.50986 |  | 0.63482
0.50979 |  | 0.63479
0.50976 |  | 0.63475
0.50976 |  | 0.63475
0.50976 |  | 0.63475
0.50972 |  | 0.63471
0.50965 |  | 0.63468
0.50958 |  | 0.63468
0.50958 |  | 0.63464
0.50951 |  | 0.63458
0.50943 |  | 0.63451
0.50943 |  | 0.63451
0.5094 |  | 0.63444
0.5094 |  | 0.63444
0.50932 |  | 0.63437
0.50921 |  | 0.63434
0.50921 |  | 0.63424
0.50918 |  | 0.6342
0.50914 |  | 0.63417
0.5091 |  | 0.6341
0.50906 |  | 0.63403
0.50906 |  | 0.63396
0.50902 |  | 0.63396
0.50895 |  | 0.63396
0.50892 |  | 0.63386
0.50888 |  | 0.63379
0.50885 |  | 0.63375
0.50881 |  | 0.63375
0.50881 |  | 0.63372
0.50869 |  | 0.63366
0.50863 |  | 0.63366
0.50855 |  | 0.63362
0.50855 |  | 0.63359
0.50855 |  | 0.63355
0.50848 |  | 0.63351
0.50837 |  | 0.63344
0.50837 |  | 0.63341
0.5083 |  | 0.63334
0.50826 |  | 0.63327
0.50826 |  | 0.63324
0.50826 |  | 0.6332
0.50822 |  | 0.6332
0.50819 |  | 0.63317
0.50815 |  | 0.63317
0.50812 |  | 0.6331
0.50805 |  | 0.63303
0.50801 |  | 0.633
0.50797 |  | 0.633
0.50797 |  | 0.63296
0.5079 |  | 0.63289
0.50787 |  | 0.63286
0.50783 |  | 0.63282
0.50783 |  | 0.63279
0.50775 |  | 0.63279
0.50772 |  | 0.63276
0.50768 |  | 0.63269
0.50768 |  | 0.63269
0.50765 |  | 0.63265
0.50761 |  | 0.63259
0.50758 |  | 0.63252
0.50754 |  | 0.63245
0.5075 |  | 0.63245
0.50743 |  | 0.63239
0.50739 |  | 0.63239
0.50736 |  | 0.63236
0.50732 |  | 0.63228
0.50729 |  | 0.63222
0.50721 |  | 0.63222
0.50714 |  | 0.63218
0.50711 |  | 0.63215
0.50707 |  | 0.63204
0.507 |  | 0.63201
0.50693 |  | 0.63198
0.50689 |  | 0.63198
0.50689 |  | 0.63187
0.50686 |  | 0.63187
0.50686 |  | 0.6318
0.50686 |  | 0.6318
0.50678 |  | 0.63173
0.50671 |  | 0.63164
0.50671 |  | 0.63164
0.50667 |  | 0.63156
0.50664 |  | 0.6315
0.5066 |  | 0.63143
0.50656 |  | 0.63143
0.5065 |  | 0.63139
0.5065 |  | 0.63135
0.50645 |  | 0.63125
0.50645 |  | 0.63125
0.50638 |  | 0.63125
0.50631 |  | 0.63122
0.50628 |  | 0.63118
0.50623 |  | 0.63112
0.50623 |  | 0.63105
0.50623 |  | 0.63094
0.50616 |  | 0.63087
0.50616 |  | 0.63087
0.50613 |  | 0.6308
0.50613 |  | 0.6308
0.50605 |  | 0.63073
0.50599 |  | 0.63063
0.50591 |  | 0.63063
0.50591 |  | 0.63059
0.50591 |  | 0.63056
0.50591 |  | 0.63056
0.50587 |  | 0.63046
0.50583 |  | 0.63043
0.5058 |  | 0.63043
0.50576 |  | 0.63036
0.50576 |  | 0.63033
0.50569 |  | 0.63026
0.50562 |  | 0.63026
0.50562 |  | 0.63022
0.50562 |  | 0.63019
0.50558 |  | 0.63019
0.50548 |  | 0.63015
0.5054 |  | 0.63009
0.50537 |  | 0.62999
0.50534 |  | 0.62992
0.50534 |  | 0.62985
0.5053 |  | 0.62985
0.50522 |  | 0.62982
0.50519 |  | 0.62981
0.50515 |  | 0.62974
0.50515 |  | 0.62968
0.50508 |  | 0.62961
0.50508 |  | 0.62954
0.50504 |  | 0.62954
0.505 |  | 0.62954
0.50493 |  | 0.62937
0.50486 |  | 0.62934
0.50482 |  | 0.62931
0.50482 |  | 0.62931
0.50479 |  | 0.62927
0.50471 |  | 0.6292
0.50468 |  | 0.6292
0.50468 |  | 0.62917
0.50456 |  | 0.62914
0.50452 |  | 0.62914
0.50452 |  | 0.62914
0.50452 |  | 0.62907
0.50445 |  | 0.629
0.50445 |  | 0.62893
0.50437 |  | 0.62893
0.50433 |  | 0.62886
0.50426 |  | 0.62886
0.50422 |  | 0.62879
0.50419 |  | 0.62877
0.50419 |  | 0.62866
0.50415 |  | 0.62866
0.50412 |  | 0.62855
0.50412 |  | 0.62855
0.50408 |  | 0.62851
0.50404 |  | 0.62849
0.50401 |  | 0.62849
0.50397 |  | 0.62845
0.50397 |  | 0.62841
0.50386 |  | 0.62838
0.50386 |  | 0.62828
0.50383 |  | 0.62828
0.50379 |  | 0.62824
0.50376 |  | 0.62814
0.50372 |  | 0.62811
0.50372 |  | 0.62811
0.50369 |  | 0.62803
0.50358 |  | 0.62803
0.50358 |  | 0.62797
0.50354 |  | 0.6279
0.50347 |  | 0.62786
0.50343 |  | 0.62783
0.50343 |  | 0.62783
0.50343 |  | 0.62773
0.5034 |  | 0.6277
0.50329 |  | 0.62766
0.50329 |  | 0.62763
0.50325 |  | 0.6276
0.50325 |  | 0.6276
0.50315 |  | 0.62752
0.50307 |  | 0.62745
0.503 |  | 0.62739
0.50293 |  | 0.62732
0.50293 |  | 0.62729
0.50282 |  | 0.62725
0.50282 |  | 0.62718
0.50278 |  | 0.62714
0.50271 |  | 0.62711
0.50264 |  | 0.62711
0.50261 |  | 0.62704
0.50257 |  | 0.62704
0.50257 |  | 0.62698
0.50257 |  | 0.62694
0.50246 |  | 0.62687
0.50239 |  | 0.62683
0.50239 |  | 0.62683
0.50235 |  | 0.6268
0.50232 |  | 0.62674
0.50228 |  | 0.62674
0.50228 |  | 0.62667
0.50221 |  | 0.62667
0.50221 |  | 0.62657
0.50214 |  | 0.62653
0.50214 |  | 0.62653
0.50207 |  | 0.62647
0.50203 |  | 0.6264
0.50203 |  | 0.62637
0.50203 |  | 0.6263
0.50199 |  | 0.6263
0.50188 |  | 0.62623
0.50181 |  | 0.62623
0.50181 |  | 0.62619
0.50181 |  | 0.62613
0.50174 |  | 0.62606
0.50174 |  | 0.62606
0.50174 |  | 0.62606
0.50167 |  | 0.62602
0.50167 |  | 0.62592
0.50156 |  | 0.62588
0.50152 |  | 0.62585
0.50149 |  | 0.62577
0.50149 |  | 0.62575
0.50145 |  | 0.62575
0.50145 |  | 0.62572
0.50137 |  | 0.62568
0.50137 |  | 0.62558
0.50131 |  | 0.6255
0.50131 |  | 0.62544
0.50124 |  | 0.62537
0.50119 |  | 0.62537
0.50116 |  | 0.6253
0.50116 |  | 0.62526
0.50113 |  | 0.62526
0.50113 |  | 0.62526
0.50108 |  | 0.62519
0.50105 |  | 0.62512
0.50101 |  | 0.62501
0.50101 |  | 0.62501
0.50098 |  | 0.62501
0.50098 |  | 0.62494
0.50095 |  | 0.62491
0.50091 |  | 0.62488
0.50084 |  | 0.62484
0.50072 |  | 0.6248
0.50069 |  | 0.62477
0.50061 |  | 0.62477
0.50061 |  | 0.62466
0.50061 |  | 0.62456
0.50058 |  | 0.62456
0.50055 |  | 0.62456
0.50051 |  | 0.62442
0.50051 |  | 0.62442
0.50048 |  | 0.62435
0.50044 |  | 0.62435
0.5004 |  | 0.62428
0.5004 |  | 0.62421
0.50036 |  | 0.62418
0.50033 |  | 0.62411
0.50025 |  | 0.62411
0.50022 |  | 0.62407
0.50022 |  | 0.62404
0.50018 |  | 0.62404
0.50018 |  | 0.62401
0.50014 |  | 0.62397
0.50014 |  | 0.6239
0.50014 |  | 0.62386
0.50003 |  | 0.62384
0.50003 |  | 0.6238
0.49996 |  | 0.6238
0.49996 |  | 0.62374
0.49996 |  | 0.62367
0.49993 |  | 0.62367
0.49993 |  | 0.62363
0.49985 |  | 0.62359
0.49981 |  | 0.62352
0.49974 |  | 0.62352
0.49974 |  | 0.62346
0.49966 |  | 0.62339
0.49959 |  | 0.62332
0.49959 |  | 0.62332
0.49955 |  | 0.62328
0.49951 |  | 0.62318
0.49948 |  | 0.62314
0.49945 |  | 0.6231
0.49941 |  | 0.62307
0.4993 |  | 0.62307
0.4993 |  | 0.623
0.4993 |  | 0.62293
0.4993 |  | 0.62293
0.49922 |  | 0.62293
0.49919 |  | 0.62286
0.49919 |  | 0.62279
0.49915 |  | 0.62279
0.49911 |  | 0.62272
0.49908 |  | 0.62269
0.49908 |  | 0.62269
0.49908 |  | 0.62262
0.49904 |  | 0.62262
0.49897 |  | 0.62259
0.49897 |  | 0.62255
0.49893 |  | 0.62245
0.4989 |  | 0.62241
0.49886 |  | 0.62241
0.49882 |  | 0.62241
0.49875 |  | 0.62234
0.49871 |  | 0.62231
0.49871 |  | 0.62231
0.49871 |  | 0.62224
0.49864 |  | 0.62224
0.49857 |  | 0.62224
0.49857 |  | 0.62221
0.49849 |  | 0.62214
0.49849 |  | 0.62214
0.49842 |  | 0.62211
0.49842 |  | 0.62207
0.49835 |  | 0.62196
0.49835 |  | 0.62196
0.49835 |  | 0.62196
0.49824 |  | 0.62189
0.49824 |  | 0.62189
0.4982 |  | 0.62183
0.49817 |  | 0.62179
0.49812 |  | 0.62176
0.49812 |  | 0.62172
0.49812 |  | 0.62169
0.49812 |  | 0.62169
0.49812 |  | 0.62162
0.49802 |  | 0.62162
0.49795 |  | 0.62155
0.49795 |  | 0.62155
0.49794 |  | 0.62152
0.49791 |  | 0.62152
0.49791 |  | 0.62145
0.49791 |  | 0.62141
0.49787 |  | 0.62138
0.49784 |  | 0.62134
0.4978 |  | 0.62128
0.49776 |  | 0.62124
0.49776 |  | 0.62118
0.49773 |  | 0.62114
0.49762 |  | 0.62114
0.49759 |  | 0.62107
0.49751 |  | 0.621
0.49751 |  | 0.62097
0.49744 |  | 0.62093
0.49744 |  | 0.62093
0.49733 |  | 0.62087
0.49733 |  | 0.6208
0.49733 |  | 0.6208
0.49733 |  | 0.62076
0.49726 |  | 0.62073
0.49718 |  | 0.6207
0.49711 |  | 0.62066
0.49707 |  | 0.62056
0.49707 |  | 0.62049
0.49696 |  | 0.62049
0.49693 |  | 0.62045
0.49693 |  | 0.62045
0.49693 |  | 0.62038
0.49685 |  | 0.62032
0.49682 |  | 0.62032
0.49678 |  | 0.62028
0.49674 |  | 0.62022
0.49667 |  | 0.62018
0.49667 |  | 0.62018
0.49667 |  | 0.62018
0.4966 |  | 0.62012
0.49652 |  | 0.62005
0.49645 |  | 0.62001
0.49641 |  | 0.61997
0.49638 |  | 0.61994
0.49634 |  | 0.61984
0.4963 |  | 0.6198
0.4963 |  | 0.6198
0.4963 |  | 0.61973
0.49627 |  | 0.6197
0.49619 |  | 0.61966
0.49609 |  | 0.6196
0.49609 |  | 0.61956
0.49609 |  | 0.61945
0.49602 |  | 0.61945
0.49598 |  | 0.61938
0.49595 |  | 0.61932
0.49591 |  | 0.61925
0.49587 |  | 0.61925
0.49587 |  | 0.61917
0.49587 |  | 0.61917
0.4958 |  | 0.61914
0.49576 |  | 0.61907
0.49569 |  | 0.61907
0.49569 |  | 0.61907
0.49569 |  | 0.61901
0.49561 |  | 0.61897
0.49561 |  | 0.61894
0.49561 |  | 0.6189
0.49558 |  | 0.6188
0.49558 |  | 0.6188
0.49554 |  | 0.61877
0.49554 |  | 0.61873
0.49554 |  | 0.61867
0.49547 |  | 0.61867
0.49542 |  | 0.61867
0.4954 |  | 0.61863
0.49536 |  | 0.6186
0.49536 |  | 0.61853
0.49533 |  | 0.61849
0.49529 |  | 0.61846
0.49529 |  | 0.61838
0.49525 |  | 0.61835
0.49522 |  | 0.61835
0.49514 |  | 0.61832
0.49511 |  | 0.61825
0.49511 |  | 0.61825
0.49511 |  | 0.61822
0.49507 |  | 0.61815
0.49503 |  | 0.61808
0.49499 |  | 0.61804
0.49496 |  | 0.61804
0.49496 |  | 0.61801
0.49488 |  | 0.61798
0.49485 |  | 0.61798
0.49485 |  | 0.61798
0.49481 |  | 0.61788
0.49481 |  | 0.6178
0.49475 |  | 0.61777
0.49467 |  | 0.6177
0.49467 |  | 0.61763
0.49467 |  | 0.61763
0.49467 |  | 0.61759
0.49463 |  | 0.61752
0.4946 |  | 0.61746
0.49449 |  | 0.61742
0.49449 |  | 0.61739
0.49446 |  | 0.61736
0.49439 |  | 0.61732
0.49431 |  | 0.61732
0.49431 |  | 0.61732
0.49428 |  | 0.61729
0.4942 |  | 0.61726
0.4942 |  | 0.61711
0.49413 |  | 0.61711
0.49406 |  | 0.61708
0.49406 |  | 0.61704
0.49402 |  | 0.61702
0.49402 |  | 0.61694
0.49394 |  | 0.61694
0.49391 |  | 0.61694
0.49391 |  | 0.61688
0.4938 |  | 0.61684
0.4938 |  | 0.61678
0.4938 |  | 0.61671
0.49376 |  | 0.61664
0.49376 |  | 0.6166
0.49369 |  | 0.6166
0.49369 |  | 0.61657
0.49369 |  | 0.6165
0.49362 |  | 0.6165
0.49359 |  | 0.6165
0.49355 |  | 0.61639
0.49355 |  | 0.61639
0.49344 |  | 0.61633
0.49344 |  | 0.61629
0.4934 |  | 0.61629
0.49336 |  | 0.61623
0.49336 |  | 0.61619
0.49333 |  | 0.61616
0.49326 |  | 0.61616
0.49319 |  | 0.61608
0.49319 |  | 0.61602
0.49319 |  | 0.61602
0.49315 |  | 0.61602
0.49315 |  | 0.61602
0.49311 |  | 0.61591
0.49308 |  | 0.61588
0.49304 |  | 0.61578
0.49304 |  | 0.61574
0.49304 |  | 0.61571
0.49297 |  | 0.61567
0.4929 |  | 0.6156
0.4929 |  | 0.6156
0.49286 |  | 0.61557
0.49283 |  | 0.61557
0.49279 |  | 0.61547
0.49272 |  | 0.61539
0.49272 |  | 0.61536
0.49268 |  | 0.61533
0.49264 |  | 0.61522
0.49257 |  | 0.61519
0.49257 |  | 0.61509
0.49257 |  | 0.61505
0.49257 |  | 0.61501
0.49257 |  | 0.61491
0.49242 |  | 0.61484
0.49242 |  | 0.61484
0.49242 |  | 0.61481
0.49242 |  | 0.61474
0.49235 |  | 0.61467
0.49228 |  | 0.6146
0.49224 |  | 0.61457
0.49224 |  | 0.61457
0.49224 |  | 0.61449
0.49217 |  | 0.61442
0.4921 |  | 0.61442
0.4921 |  | 0.61442
0.49206 |  | 0.61432
0.49203 |  | 0.61432
0.49199 |  | 0.61425
0.49199 |  | 0.61422
0.49188 |  | 0.61412
0.49181 |  | 0.61412
0.49181 |  | 0.61412
0.49181 |  | 0.61405
0.49177 |  | 0.61401
0.49173 |  | 0.61398
0.49173 |  | 0.61395
0.4917 |  | 0.61384
0.4917 |  | 0.61381
0.49166 |  | 0.61381
0.49162 |  | 0.61377
0.49159 |  | 0.61377
0.49155 |  | 0.61374
0.49152 |  | 0.61367
0.49148 |  | 0.61353
0.49148 |  | 0.6135
0.49141 |  | 0.6135
0.49133 |  | 0.61346
0.49129 |  | 0.61343
0.49125 |  | 0.61339
0.49125 |  | 0.61335
0.49122 |  | 0.61329
0.49119 |  | 0.61325
0.49119 |  | 0.61325
0.49115 |  | 0.61322
0.49107 |  | 0.61315
0.49107 |  | 0.61312
0.49104 |  | 0.61304
0.49097 |  | 0.61301
0.49097 |  | 0.61301
0.49093 |  | 0.61294
0.49093 |  | 0.6129
0.49085 |  | 0.61287
0.49082 |  | 0.61273
0.49075 |  | 0.61273
0.49075 |  | 0.61263
0.49075 |  | 0.61263
0.49071 |  | 0.61259
0.49064 |  | 0.61259
0.49064 |  | 0.61252
0.49056 |  | 0.61248
0.49056 |  | 0.61248
0.49056 |  | 0.61246
0.49053 |  | 0.61242
0.49038 |  | 0.61242
0.49038 |  | 0.61242
0.49038 |  | 0.61231
0.49038 |  | 0.61225
0.49035 |  | 0.61225
0.49024 |  | 0.61221
0.49024 |  | 0.61218
0.4902 |  | 0.61214
0.49017 |  | 0.61211
0.49017 |  | 0.61205
0.49013 |  | 0.61201
0.49013 |  | 0.61201
0.49009 |  | 0.61197
0.49003 |  | 0.61197
0.49003 |  | 0.6119
0.49003 |  | 0.61183
0.48999 |  | 0.61183
0.48999 |  | 0.6118
0.48992 |  | 0.61173
0.48988 |  | 0.61173
0.48981 |  | 0.61166
0.48977 |  | 0.61166
0.48977 |  | 0.61162
0.4897 |  | 0.61155
0.4897 |  | 0.61145
0.4897 |  | 0.61145
0.48967 |  | 0.61138
0.48966 |  | 0.61138
0.48963 |  | 0.61128
0.48956 |  | 0.61128
0.48956 |  | 0.61128
0.48952 |  | 0.61118
0.48952 |  | 0.61118
0.48948 |  | 0.6111
0.48944 |  | 0.61107
0.48937 |  | 0.61107
0.48937 |  | 0.61092
0.48929 |  | 0.61089
0.48929 |  | 0.61089
0.48926 |  | 0.61086
0.48926 |  | 0.61079
0.48922 |  | 0.61079
0.48922 |  | 0.61075
0.48918 |  | 0.61072
0.48911 |  | 0.61069
0.48911 |  | 0.61065
0.48907 |  | 0.61054
0.48907 |  | 0.61051
0.48904 |  | 0.61051
0.48904 |  | 0.61051
0.48904 |  | 0.61041
0.489 |  | 0.61041
0.489 |  | 0.61034
0.48889 |  | 0.61034
0.48886 |  | 0.61031
0.48886 |  | 0.61027
0.48878 |  | 0.61023
0.48878 |  | 0.61016
0.48878 |  | 0.6101
0.48871 |  | 0.61007
0.48868 |  | 0.61003
0.48864 |  | 0.60999
0.48864 |  | 0.60996
0.48856 |  | 0.60993
0.48856 |  | 0.60993
0.48853 |  | 0.60989
0.4885 |  | 0.60982
0.48846 |  | 0.60979
0.48842 |  | 0.60975
0.48838 |  | 0.60972
0.48838 |  | 0.60972
0.48827 |  | 0.60969
0.4882 |  | 0.60958
0.48816 |  | 0.60954
0.48816 |  | 0.60951
0.48812 |  | 0.60951
0.48812 |  | 0.60943
0.48805 |  | 0.60941
0.48794 |  | 0.60941
0.48794 |  | 0.60934
0.4879 |  | 0.60934
0.48783 |  | 0.60927
0.4878 |  | 0.60923
0.4878 |  | 0.6092
0.48776 |  | 0.60917
0.48776 |  | 0.6091
0.48772 |  | 0.60906
0.48768 |  | 0.60906
0.48761 |  | 0.609
0.48758 |  | 0.60896
0.48758 |  | 0.60892
0.48754 |  | 0.60892
0.48754 |  | 0.60885
0.4875 |  | 0.60883
0.4875 |  | 0.60879
0.4875 |  | 0.60868
0.48736 |  | 0.60865
0.48732 |  | 0.60858
0.48732 |  | 0.60858
0.48728 |  | 0.60844
0.48721 |  | 0.60844
0.48721 |  | 0.60841
0.48717 |  | 0.60838
0.48717 |  | 0.60831
0.48717 |  | 0.60831
0.48717 |  | 0.60827
0.48714 |  | 0.60821
0.48709 |  | 0.60813
0.48703 |  | 0.6081
0.48703 |  | 0.60803
0.48695 |  | 0.608
0.48691 |  | 0.60796
0.48691 |  | 0.60796
0.48688 |  | 0.60796
0.48684 |  | 0.60793
0.48684 |  | 0.60786
0.4868 |  | 0.60779
0.48677 |  | 0.60779
0.48673 |  | 0.60776
0.48669 |  | 0.60772
0.48669 |  | 0.60765
0.48666 |  | 0.60765
0.48659 |  | 0.60762
0.48655 |  | 0.60758
0.48655 |  | 0.60755
0.48655 |  | 0.60748
0.48651 |  | 0.60748
0.48651 |  | 0.60741
0.48644 |  | 0.60737
0.48641 |  | 0.60734
0.48641 |  | 0.6073
0.48633 |  | 0.6073
0.48629 |  | 0.6072
0.48625 |  | 0.6072
0.48622 |  | 0.60717
0.48622 |  | 0.60713
0.48622 |  | 0.60709
0.48619 |  | 0.60706
0.48611 |  | 0.60699
0.48611 |  | 0.60696
0.48608 |  | 0.60692
0.486 |  | 0.60689
0.486 |  | 0.60689
0.48593 |  | 0.60689
0.48593 |  | 0.60682
0.4859 |  | 0.60675
0.48586 |  | 0.60672
0.48582 |  | 0.60672
0.48579 |  | 0.60672
0.48571 |  | 0.60665
0.48571 |  | 0.60662
0.48568 |  | 0.60662
0.48564 |  | 0.60662
0.48556 |  | 0.60658
0.48556 |  | 0.60651
0.48556 |  | 0.60651
0.48553 |  | 0.60644
0.48549 |  | 0.60637
0.48549 |  | 0.60637
0.48545 |  | 0.6063
0.48538 |  | 0.60627
0.48538 |  | 0.60627
0.48538 |  | 0.60627
0.48538 |  | 0.60623
0.48538 |  | 0.6062
0.48531 |  | 0.60616
0.48528 |  | 0.60612
0.48524 |  | 0.60605
0.48524 |  | 0.60599
0.48517 |  | 0.60595
0.48517 |  | 0.60595
0.48513 |  | 0.60588
0.48509 |  | 0.60585
0.48509 |  | 0.60581
0.48509 |  | 0.60581
0.48509 |  | 0.60578
0.48506 |  | 0.60578
0.48506 |  | 0.60575
0.48502 |  | 0.60564
0.48495 |  | 0.60561
0.48491 |  | 0.60561
0.48485 |  | 0.60557
0.48485 |  | 0.60557
0.48485 |  | 0.60554
0.48485 |  | 0.60547
0.48477 |  | 0.60547
0.48477 |  | 0.60547
0.48473 |  | 0.60543
0.4847 |  | 0.60536
0.48459 |  | 0.60535
0.48459 |  | 0.60534
0.48455 |  | 0.6053
0.48455 |  | 0.60523
0.48455 |  | 0.6052
0.48451 |  | 0.60516
0.48451 |  | 0.60513
0.48451 |  | 0.60509
0.48444 |  | 0.60506
0.4844 |  | 0.60503
0.4844 |  | 0.60499
0.48437 |  | 0.60499
0.48433 |  | 0.60496
0.48429 |  | 0.60492
0.48426 |  | 0.60489
0.48426 |  | 0.60485
0.48422 |  | 0.60482
0.48422 |  | 0.60475
0.48419 |  | 0.60475
0.48415 |  | 0.60465
0.48415 |  | 0.60458
0.48408 |  | 0.60455
0.48408 |  | 0.60448
0.48408 |  | 0.60445
0.48404 |  | 0.60441
0.48397 |  | 0.60441
0.48393 |  | 0.60437
0.48393 |  | 0.60434
0.48393 |  | 0.60427
0.48389 |  | 0.60424
0.48386 |  | 0.60424
0.48382 |  | 0.60413
0.48378 |  | 0.6041
0.48375 |  | 0.60406
0.48375 |  | 0.604
0.48372 |  | 0.604
0.48364 |  | 0.60396
0.48364 |  | 0.60387
0.4836 |  | 0.60387
0.4836 |  | 0.60383
0.4836 |  | 0.60379
0.4836 |  | 0.60376
0.48353 |  | 0.60372
0.48349 |  | 0.60369
0.48349 |  | 0.60362
0.48345 |  | 0.60359
0.48338 |  | 0.60352
0.48338 |  | 0.60349
0.48338 |  | 0.60345
0.48338 |  | 0.60338
0.48335 |  | 0.60338
0.48327 |  | 0.60338
0.4832 |  | 0.60338
0.4832 |  | 0.60334
0.48313 |  | 0.60328
0.48313 |  | 0.60321
0.48309 |  | 0.60321
0.48309 |  | 0.60321
0.48302 |  | 0.60318
0.48302 |  | 0.60311
0.48298 |  | 0.60304
0.48298 |  | 0.60304
0.48295 |  | 0.60297
0.48293 |  | 0.60297
0.48287 |  | 0.60287
0.4828 |  | 0.60277
0.4828 |  | 0.60273
0.4828 |  | 0.60273
0.48277 |  | 0.6027
0.48277 |  | 0.60263
0.48273 |  | 0.60263
0.4827 |  | 0.60263
0.48259 |  | 0.60256
0.48255 |  | 0.60253
0.48251 |  | 0.60253
0.48251 |  | 0.60249
0.48247 |  | 0.60242
0.4824 |  | 0.60239
0.48236 |  | 0.60235
0.48233 |  | 0.60233
0.48233 |  | 0.60229
0.48229 |  | 0.60226
0.48222 |  | 0.60222
0.48222 |  | 0.60211
0.48219 |  | 0.60208
0.48219 |  | 0.60208
0.48219 |  | 0.60205
0.48219 |  | 0.60198
0.48215 |  | 0.60195
0.48208 |  | 0.60191
0.48204 |  | 0.60181
0.48197 |  | 0.60178
0.48197 |  | 0.60171
0.48197 |  | 0.60171
0.48197 |  | 0.60171
0.48197 |  | 0.60161
0.48193 |  | 0.60157
0.4819 |  | 0.60153
0.4819 |  | 0.60143
0.4819 |  | 0.60143
0.48183 |  | 0.60143
0.48183 |  | 0.6014
0.48183 |  | 0.60136
0.48179 |  | 0.60129
0.48179 |  | 0.60126
0.48171 |  | 0.60126
0.48165 |  | 0.60122
0.48161 |  | 0.60119
0.48161 |  | 0.60112
0.48161 |  | 0.60105
0.48157 |  | 0.60102
0.48154 |  | 0.60102
0.4815 |  | 0.60098
0.4815 |  | 0.60088
0.4815 |  | 0.60088
0.48146 |  | 0.60085
0.48142 |  | 0.60085
0.48139 |  | 0.60082
0.48139 |  | 0.60074
0.48139 |  | 0.60068
0.48135 |  | 0.60068
0.48135 |  | 0.60061
0.48131 |  | 0.60057
0.48128 |  | 0.60054
0.48128 |  | 0.60051
0.48128 |  | 0.60044
0.48117 |  | 0.60044
0.48117 |  | 0.60038
0.48117 |  | 0.60034
0.4811 |  | 0.60027
0.48107 |  | 0.60024
0.48107 |  | 0.6002
0.48107 |  | 0.6002
0.48103 |  | 0.60017
0.48099 |  | 0.60017
0.48092 |  | 0.60006
0.48089 |  | 0.60006
0.48085 |  | 0.60003
0.48082 |  | 0.59996
0.48082 |  | 0.59996
0.48082 |  | 0.59992
0.48078 |  | 0.59989
0.48074 |  | 0.59989
0.48066 |  | 0.59985
0.48063 |  | 0.59982
0.48063 |  | 0.59978
0.48056 |  | 0.59971
0.48056 |  | 0.59968
0.48053 |  | 0.59964
0.48053 |  | 0.59961
0.48045 |  | 0.59954
0.48045 |  | 0.5995
0.48041 |  | 0.59943
0.48041 |  | 0.59943
0.48038 |  | 0.5994
0.48038 |  | 0.59937
0.48038 |  | 0.59937
0.48034 |  | 0.5993
0.48034 |  | 0.59926
0.48027 |  | 0.59922
0.4802 |  | 0.59919
0.4802 |  | 0.59909
0.4802 |  | 0.59909
0.4802 |  | 0.59905
0.48016 |  | 0.59902
0.48012 |  | 0.59898
0.48009 |  | 0.59895
0.48009 |  | 0.59891
0.48009 |  | 0.59888
0.48005 |  | 0.59881
0.48005 |  | 0.59881
0.48002 |  | 0.59881
0.47994 |  | 0.59877
0.47991 |  | 0.59874
0.47987 |  | 0.59871
0.47987 |  | 0.59867
0.47984 |  | 0.59867
0.47984 |  | 0.59864
0.47984 |  | 0.59861
0.47976 |  | 0.59857
0.47976 |  | 0.59854
0.47965 |  | 0.5985
0.47965 |  | 0.59847
0.47965 |  | 0.59847
0.47961 |  | 0.59847
0.47961 |  | 0.5984
0.47958 |  | 0.5984
0.47954 |  | 0.59829
0.47947 |  | 0.59826
0.47947 |  | 0.59826
0.47943 |  | 0.59823
0.4794 |  | 0.59823
0.4794 |  | 0.59823
0.47936 |  | 0.59823
0.47933 |  | 0.59813
0.47929 |  | 0.59813
0.47921 |  | 0.59805
0.47918 |  | 0.59805
0.47914 |  | 0.59805
0.47911 |  | 0.59799
0.47911 |  | 0.59795
0.47911 |  | 0.59795
0.47911 |  | 0.59784
0.47907 |  | 0.59778
0.47903 |  | 0.59778
0.47903 |  | 0.59771
0.47897 |  | 0.59771
0.47893 |  | 0.59764
0.47889 |  | 0.59761
0.47885 |  | 0.59757
0.47882 |  | 0.59754
0.47878 |  | 0.59747
0.47875 |  | 0.59743
0.47871 |  | 0.59743
0.47871 |  | 0.59743
0.47867 |  | 0.59733
0.47864 |  | 0.59733
0.47864 |  | 0.59726
0.47864 |  | 0.59722
0.4786 |  | 0.59719
0.47857 |  | 0.59712
0.47857 |  | 0.59712
0.47853 |  | 0.59706
0.47853 |  | 0.59702
0.47846 |  | 0.59696
0.47842 |  | 0.59692
0.47842 |  | 0.59689
0.47839 |  | 0.59689
0.47835 |  | 0.59685
0.47828 |  | 0.59681
0.47828 |  | 0.59681
0.47824 |  | 0.59681
0.47824 |  | 0.59674
0.47824 |  | 0.59674
0.4782 |  | 0.59668
0.47816 |  | 0.59664
0.47816 |  | 0.59664
0.47809 |  | 0.59661
0.47809 |  | 0.59657
0.47805 |  | 0.59654
0.47805 |  | 0.59647
0.47802 |  | 0.5964
0.47798 |  | 0.5964
0.47795 |  | 0.5964
0.47792 |  | 0.59637
0.47788 |  | 0.59637
0.47788 |  | 0.5963
0.47784 |  | 0.59626
0.4778 |  | 0.59622
0.4778 |  | 0.59619
0.47777 |  | 0.59616
0.47773 |  | 0.59612
0.47769 |  | 0.59606
0.47766 |  | 0.59606
0.47766 |  | 0.59606
0.47762 |  | 0.59602
0.47755 |  | 0.59592
0.47755 |  | 0.59592
0.47755 |  | 0.59589
0.47751 |  | 0.59582
0.47748 |  | 0.59578
0.47748 |  | 0.59572
0.47748 |  | 0.59568
0.47745 |  | 0.59568
0.47745 |  | 0.59558
0.47741 |  | 0.59558
0.47737 |  | 0.59558
0.47733 |  | 0.59554
0.47733 |  | 0.59551
0.47726 |  | 0.59551
0.47726 |  | 0.59544
0.47719 |  | 0.59541
0.47719 |  | 0.59538
0.47719 |  | 0.59531
0.47716 |  | 0.59527
0.47712 |  | 0.59523
0.47708 |  | 0.59513
0.47708 |  | 0.5951
0.47708 |  | 0.5951
0.47705 |  | 0.59506
0.47705 |  | 0.59503
0.47698 |  | 0.595
0.47698 |  | 0.59493
0.47698 |  | 0.59489
0.47691 |  | 0.59489
0.4768 |  | 0.59486
0.4768 |  | 0.59482
0.4768 |  | 0.59475
0.47677 |  | 0.59472
0.47677 |  | 0.59472
0.47673 |  | 0.59465
0.47673 |  | 0.59465
0.4767 |  | 0.59462
0.47666 |  | 0.59462
0.47662 |  | 0.59451
0.47659 |  | 0.59451
0.47659 |  | 0.59441
0.47651 |  | 0.59438
0.47651 |  | 0.59438
0.47647 |  | 0.59438
0.47647 |  | 0.59434
0.47636 |  | 0.59431
0.47633 |  | 0.59427
0.47633 |  | 0.59424
0.47629 |  | 0.59421
0.47629 |  | 0.59417
0.47629 |  | 0.59414
0.47625 |  | 0.5941
0.47625 |  | 0.59403
0.47618 |  | 0.59394
0.47618 |  | 0.5939
0.47618 |  | 0.59383
0.47615 |  | 0.59379
0.47607 |  | 0.59376
0.47607 |  | 0.59376
0.47604 |  | 0.59376
0.47604 |  | 0.59372
0.47604 |  | 0.59369
0.476 |  | 0.59361
0.476 |  | 0.59361
0.476 |  | 0.59358
0.47593 |  | 0.59355
0.47593 |  | 0.59348
0.47586 |  | 0.59338
0.47582 |  | 0.59338
0.47582 |  | 0.59328
0.47578 |  | 0.59324
0.47578 |  | 0.59321
0.47575 |  | 0.59321
0.47567 |  | 0.59318
0.47564 |  | 0.59311
0.47564 |  | 0.59311
0.47564 |  | 0.59303
0.4756 |  | 0.59303
0.47553 |  | 0.59296
0.47553 |  | 0.59293
0.47546 |  | 0.59289
0.47546 |  | 0.59283
0.47546 |  | 0.59279
0.47538 |  | 0.59276
0.47531 |  | 0.59272
0.47531 |  | 0.59266
0.47528 |  | 0.59258
0.47524 |  | 0.59258
0.47524 |  | 0.59252
0.4752 |  | 0.59252
0.47517 |  | 0.59249
0.47513 |  | 0.59249
0.4751 |  | 0.59245
0.47506 |  | 0.59238
0.47506 |  | 0.59235
0.47506 |  | 0.59231
0.47502 |  | 0.59225
0.47499 |  | 0.59225
0.47491 |  | 0.59225
0.47491 |  | 0.59221
0.47488 |  | 0.59221
0.47485 |  | 0.59215
0.47485 |  | 0.59215
0.47485 |  | 0.59215
0.47481 |  | 0.59212
0.47474 |  | 0.59209
0.4747 |  | 0.59198
0.4747 |  | 0.59194
0.4747 |  | 0.59191
0.47467 |  | 0.59187
0.47467 |  | 0.59183
0.47459 |  | 0.59177
0.47456 |  | 0.59174
0.47452 |  | 0.59174
0.47452 |  | 0.59167
0.47452 |  | 0.59164
0.47452 |  | 0.59164
0.47448 |  | 0.59164
0.47441 |  | 0.59157
0.47438 |  | 0.59153
0.47438 |  | 0.5915
0.47427 |  | 0.5915
0.47427 |  | 0.59146
0.47427 |  | 0.59143
0.47419 |  | 0.59143
0.47419 |  | 0.59143
0.47419 |  | 0.59132
0.47419 |  | 0.59129
0.47412 |  | 0.59126
0.47408 |  | 0.59122
0.47408 |  | 0.59122
0.47408 |  | 0.59111
0.47401 |  | 0.59104
0.47401 |  | 0.59101
0.47397 |  | 0.59097
0.47397 |  | 0.59097
0.47393 |  | 0.59087
0.47393 |  | 0.59084
0.47386 |  | 0.5908
0.47386 |  | 0.5908
0.47383 |  | 0.5908
0.47383 |  | 0.59073
0.47376 |  | 0.59073
0.47376 |  | 0.5907
0.47372 |  | 0.59063
0.47365 |  | 0.59059
0.47365 |  | 0.59056
0.47361 |  | 0.59052
0.47361 |  | 0.59042
0.47358 |  | 0.59042
0.47358 |  | 0.59038
0.47358 |  | 0.59035
0.47354 |  | 0.59028
0.47354 |  | 0.59025
0.47351 |  | 0.59025
0.47351 |  | 0.59025
0.4734 |  | 0.59018
0.47336 |  | 0.59014
0.47336 |  | 0.59007
0.47336 |  | 0.59007
0.47336 |  | 0.59007
0.47336 |  | 0.59004
0.47336 |  | 0.59004
0.47329 |  | 0.59001
0.47322 |  | 0.5899
0.47318 |  | 0.5899
0.47318 |  | 0.58986
0.47318 |  | 0.5898
0.47318 |  | 0.58976
0.47318 |  | 0.58973
0.47315 |  | 0.58969
0.47308 |  | 0.58966
0.47308 |  | 0.58963
0.47304 |  | 0.58952
0.473 |  | 0.58949
0.47296 |  | 0.58938
0.47296 |  | 0.58935
0.47293 |  | 0.58935
0.4729 |  | 0.58921
0.4729 |  | 0.58921
0.47286 |  | 0.58917
0.47286 |  | 0.58914
0.47278 |  | 0.58907
0.47278 |  | 0.58903
0.47275 |  | 0.589
0.47275 |  | 0.58897
0.47272 |  | 0.58894
0.47268 |  | 0.5889
0.47264 |  | 0.58886
0.47264 |  | 0.58883
0.4726 |  | 0.58883
0.4726 |  | 0.58879
0.47257 |  | 0.58865
0.47253 |  | 0.58862
0.4725 |  | 0.58858
0.4725 |  | 0.58858
0.47246 |  | 0.58858
0.4724 |  | 0.58855
0.4724 |  | 0.58852
0.4724 |  | 0.58848
0.4724 |  | 0.58845
0.47232 |  | 0.58838
0.47232 |  | 0.58835
0.47228 |  | 0.58835
0.47225 |  | 0.58831
0.47225 |  | 0.58825
0.47222 |  | 0.58825
0.47218 |  | 0.58818
0.47218 |  | 0.5881
0.47218 |  | 0.5881
0.47215 |  | 0.58807
0.47215 |  | 0.58807
0.47211 |  | 0.58801
0.47211 |  | 0.58801
0.47207 |  | 0.58797
0.47204 |  | 0.5879
0.47197 |  | 0.58786
0.47197 |  | 0.58786
0.47197 |  | 0.58783
0.47197 |  | 0.58779
0.47193 |  | 0.58779
0.47193 |  | 0.58776
0.47193 |  | 0.58773
0.47193 |  | 0.58769
0.47185 |  | 0.58769
0.47178 |  | 0.58758
0.47178 |  | 0.58752
0.47175 |  | 0.58752
0.47175 |  | 0.58752
0.47171 |  | 0.58749
0.47171 |  | 0.58742
0.47164 |  | 0.58742
0.4716 |  | 0.58735
0.4716 |  | 0.58735
0.4716 |  | 0.58735
0.47153 |  | 0.58732
0.47153 |  | 0.58729
0.47149 |  | 0.58726
0.47149 |  | 0.58722
0.47149 |  | 0.58715
0.47142 |  | 0.58715
0.47138 |  | 0.58712
0.47131 |  | 0.58709
0.47131 |  | 0.58705
0.47127 |  | 0.58698
0.47127 |  | 0.58694
0.47127 |  | 0.58694
0.47124 |  | 0.58694
0.47124 |  | 0.58694
0.4712 |  | 0.58691
0.47113 |  | 0.58691
0.47109 |  | 0.58684
0.47109 |  | 0.58677
0.47109 |  | 0.58677
0.47106 |  | 0.58674
0.47102 |  | 0.58671
0.47102 |  | 0.58664
0.47098 |  | 0.58664
0.47095 |  | 0.58664
0.47095 |  | 0.58657
0.47095 |  | 0.5865
0.47091 |  | 0.58646
0.47091 |  | 0.58643
0.47083 |  | 0.58643
0.47083 |  | 0.58643
0.4708 |  | 0.58636
0.4708 |  | 0.58632
0.47076 |  | 0.58626
0.47073 |  | 0.58622
0.47073 |  | 0.58619
0.47073 |  | 0.58619
0.47073 |  | 0.58615
0.47069 |  | 0.58609
0.47062 |  | 0.58609
0.47062 |  | 0.58609
0.47062 |  | 0.58609
0.47062 |  | 0.58609
0.47055 |  | 0.58605
0.47055 |  | 0.58605
0.47055 |  | 0.58599
0.47052 |  | 0.58599
0.47048 |  | 0.58592
0.47044 |  | 0.58589
0.47041 |  | 0.58585
0.47041 |  | 0.58585
0.47041 |  | 0.58582
0.47034 |  | 0.58578
0.47034 |  | 0.58574
0.47034 |  | 0.58571
0.4703 |  | 0.58561
0.4703 |  | 0.58561
0.47026 |  | 0.58554
0.47019 |  | 0.58554
0.47016 |  | 0.58543
0.47016 |  | 0.58539
0.47012 |  | 0.58536
0.47012 |  | 0.58536
0.47012 |  | 0.58532
0.47012 |  | 0.58529
0.47012 |  | 0.58529
0.47012 |  | 0.58529
0.47009 |  | 0.58526
0.47009 |  | 0.58519
0.47006 |  | 0.58515
0.47002 |  | 0.58515
0.46994 |  | 0.58515
0.46994 |  | 0.58512
0.46987 |  | 0.58505
0.46987 |  | 0.58501
0.46987 |  | 0.58497
0.4698 |  | 0.58494
0.46976 |  | 0.58487
0.46973 |  | 0.58484
0.46973 |  | 0.58484
0.46973 |  | 0.5848
0.46969 |  | 0.5848
0.46965 |  | 0.5848
0.46965 |  | 0.58477
0.46955 |  | 0.58477
0.46955 |  | 0.5847
0.46951 |  | 0.5847
0.46951 |  | 0.58466
0.46951 |  | 0.58466
0.46951 |  | 0.58459
0.46947 |  | 0.58456
0.46947 |  | 0.58456
0.46944 |  | 0.58456
0.4694 |  | 0.58449
0.4694 |  | 0.58439
0.46933 |  | 0.58439
0.46933 |  | 0.58435
0.46933 |  | 0.58435
0.46929 |  | 0.58435
0.46922 |  | 0.58431
0.46919 |  | 0.58431
0.46919 |  | 0.58425
0.46915 |  | 0.58421
0.46915 |  | 0.58411
0.46911 |  | 0.58411
0.46911 |  | 0.58411
0.46908 |  | 0.58407
0.46908 |  | 0.58404
0.46904 |  | 0.58397
0.46901 |  | 0.58394
0.46897 |  | 0.5839
0.46897 |  | 0.5839
0.46897 |  | 0.58386
0.46893 |  | 0.58383
0.46893 |  | 0.5838
0.46893 |  | 0.58373
0.4689 |  | 0.58369
0.4689 |  | 0.58369
0.46887 |  | 0.58369
0.46883 |  | 0.58362
0.46883 |  | 0.58359
0.46883 |  | 0.58359
0.46879 |  | 0.58355
0.46879 |  | 0.58355
0.46879 |  | 0.58352
0.46875 |  | 0.58345
0.46869 |  | 0.58341
0.46865 |  | 0.58338
0.46865 |  | 0.58334
0.46853 |  | 0.58328
0.4685 |  | 0.58328
0.46846 |  | 0.58324
0.46846 |  | 0.58324
0.46846 |  | 0.58321
0.46843 |  | 0.58314
0.46843 |  | 0.58314
0.46839 |  | 0.58307
0.46836 |  | 0.58303
0.46836 |  | 0.583
0.46836 |  | 0.583
0.46828 |  | 0.583
0.46825 |  | 0.58297
0.46821 |  | 0.5829
0.46818 |  | 0.58286
0.46814 |  | 0.58286
0.46814 |  | 0.58283
0.4681 |  | 0.58283
0.4681 |  | 0.58283
0.4681 |  | 0.58279
0.4681 |  | 0.58273
0.4681 |  | 0.58269
0.46804 |  | 0.58269
0.468 |  | 0.58262
0.46792 |  | 0.58262
0.46792 |  | 0.58258
0.46792 |  | 0.58255
0.46792 |  | 0.58245
0.46792 |  | 0.58238
0.46788 |  | 0.58238
0.46781 |  | 0.58238
0.46778 |  | 0.58231
0.46778 |  | 0.58231
0.46778 |  | 0.58224
0.46774 |  | 0.58224
0.46774 |  | 0.58221
0.46771 |  | 0.58217
0.46768 |  | 0.5821
0.46768 |  | 0.5821
0.46764 |  | 0.58207
0.4676 |  | 0.58204
0.46757 |  | 0.58204
0.46753 |  | 0.582
0.46753 |  | 0.58197
0.46753 |  | 0.58197
0.46746 |  | 0.58193
0.46742 |  | 0.58193
0.46738 |  | 0.58186
0.46738 |  | 0.58179
0.46735 |  | 0.58176
0.46735 |  | 0.58176
0.46731 |  | 0.58176
0.46731 |  | 0.58172
0.46727 |  | 0.58172
0.4672 |  | 0.58165
0.4672 |  | 0.58159
0.46713 |  | 0.58159
0.46713 |  | 0.58159
0.46713 |  | 0.58152
0.4671 |  | 0.58148
0.4671 |  | 0.58144
0.4671 |  | 0.58141
0.46702 |  | 0.58138
0.46699 |  | 0.58131
0.46699 |  | 0.58131
0.46695 |  | 0.58124
0.46692 |  | 0.58124
0.46692 |  | 0.58121
0.46688 |  | 0.58117
0.46688 |  | 0.58117
0.46681 |  | 0.58117
0.46681 |  | 0.58114
0.46677 |  | 0.5811
0.46677 |  | 0.58107
0.46677 |  | 0.581
0.46677 |  | 0.581
0.46673 |  | 0.58097
0.4667 |  | 0.58097
0.4667 |  | 0.58097
0.4667 |  | 0.58086
0.46666 |  | 0.58086
0.46666 |  | 0.58083
0.46663 |  | 0.58076
0.46659 |  | 0.58076
0.46656 |  | 0.58072
0.46652 |  | 0.58072
0.46648 |  | 0.58065
0.46648 |  | 0.58065
0.46645 |  | 0.58062
0.46645 |  | 0.58056
0.46641 |  | 0.58056
0.46637 |  | 0.58049
0.46637 |  | 0.58045
0.46637 |  | 0.58038
0.4663 |  | 0.58038
0.4663 |  | 0.58031
0.4663 |  | 0.58031
0.4663 |  | 0.58031
0.4663 |  | 0.58024
0.46626 |  | 0.58021
0.46623 |  | 0.58017
0.46621 |  | 0.58017
0.46616 |  | 0.58007
0.46616 |  | 0.57997
0.46616 |  | 0.57997
0.46616 |  | 0.57993
0.46608 |  | 0.57993
0.46605 |  | 0.5799
0.46605 |  | 0.5799
0.46598 |  | 0.57986
0.46598 |  | 0.57983
0.46594 |  | 0.57983
0.46587 |  | 0.57976
0.46583 |  | 0.57965
0.46583 |  | 0.57965
0.4658 |  | 0.57965
0.4658 |  | 0.57962
0.4658 |  | 0.57955
0.46572 |  | 0.57955
0.46568 |  | 0.57955
0.46568 |  | 0.57944
0.46568 |  | 0.57937
0.46565 |  | 0.57937
0.46562 |  | 0.5793
0.46562 |  | 0.57927
0.46562 |  | 0.57923
0.46562 |  | 0.5792
0.46558 |  | 0.57909
0.46555 |  | 0.57902
0.46551 |  | 0.57895
0.46548 |  | 0.57895
0.46544 |  | 0.57892
0.46544 |  | 0.57892
0.46544 |  | 0.57888
0.46544 |  | 0.57885
0.46537 |  | 0.57878
0.46537 |  | 0.57875
0.46533 |  | 0.57871
0.46529 |  | 0.57865
0.46529 |  | 0.57865
0.46529 |  | 0.57862
0.46526 |  | 0.57858
0.46522 |  | 0.57851
0.46522 |  | 0.57848
0.46515 |  | 0.57844
0.46515 |  | 0.57841
0.46512 |  | 0.57838
0.46512 |  | 0.57838
0.46512 |  | 0.57838
0.46508 |  | 0.57834
0.46504 |  | 0.5783
0.465 |  | 0.57827
0.46497 |  | 0.57824
0.46497 |  | 0.57821
0.46497 |  | 0.57817
0.46497 |  | 0.57817
0.46494 |  | 0.5781
0.4649 |  | 0.5781
0.46483 |  | 0.57803
0.46483 |  | 0.57797
0.46479 |  | 0.57794
0.46479 |  | 0.57786
0.46479 |  | 0.57783
0.46476 |  | 0.57776
0.46476 |  | 0.57776
0.46476 |  | 0.57772
0.46468 |  | 0.57772
0.46464 |  | 0.57762
0.46464 |  | 0.57759
0.46464 |  | 0.57759
0.46464 |  | 0.57755
0.46461 |  | 0.57748
0.46461 |  | 0.57745
0.46454 |  | 0.57745
0.46454 |  | 0.57742
0.46446 |  | 0.57738
0.46446 |  | 0.57731
0.46446 |  | 0.57725
0.46442 |  | 0.57725
0.46439 |  | 0.57725
0.46432 |  | 0.5771
0.46432 |  | 0.57707
0.46428 |  | 0.57707
0.46424 |  | 0.57703
0.46421 |  | 0.57697
0.46421 |  | 0.57693
0.46413 |  | 0.57689
0.46413 |  | 0.57682
0.4641 |  | 0.57682
0.4641 |  | 0.57682
0.4641 |  | 0.57679
0.4641 |  | 0.57672
0.46402 |  | 0.57669
0.46402 |  | 0.57662
0.46399 |  | 0.57655
0.46399 |  | 0.57651
0.46395 |  | 0.57651
0.46392 |  | 0.57645
0.46392 |  | 0.57645
0.46388 |  | 0.57645
0.46384 |  | 0.57641
0.46384 |  | 0.57637
0.46384 |  | 0.57637
0.46381 |  | 0.5763
0.46377 |  | 0.57627
0.46377 |  | 0.57627
0.46373 |  | 0.57627
0.4637 |  | 0.57613
0.4637 |  | 0.5761
0.4637 |  | 0.5761
0.46363 |  | 0.57606
0.46363 |  | 0.57606
0.46363 |  | 0.57599
0.46363 |  | 0.57595
0.46363 |  | 0.57595
0.46359 |  | 0.57592
0.46352 |  | 0.57585
0.46352 |  | 0.57585
0.46348 |  | 0.57578
0.46341 |  | 0.57574
0.46341 |  | 0.57574
0.46341 |  | 0.57572
0.46341 |  | 0.57565
0.46341 |  | 0.57565
0.46337 |  | 0.57562
0.46337 |  | 0.57562
0.4633 |  | 0.57558
0.4633 |  | 0.57555
0.4633 |  | 0.57547
0.46322 |  | 0.57544
0.46322 |  | 0.57544
0.46319 |  | 0.57544
0.46312 |  | 0.57541
0.46312 |  | 0.57541
0.46312 |  | 0.57537
0.46312 |  | 0.57534
0.46308 |  | 0.5753
0.46308 |  | 0.57524
0.46301 |  | 0.57517
0.46301 |  | 0.57517
0.46301 |  | 0.57513
0.46297 |  | 0.57513
0.46293 |  | 0.57509
0.46293 |  | 0.57502
0.46293 |  | 0.57496
0.46293 |  | 0.57496
0.46286 |  | 0.57496
0.46283 |  | 0.57492
0.46283 |  | 0.57492
0.46279 |  | 0.57489
0.46279 |  | 0.57489
0.46275 |  | 0.57485
0.46275 |  | 0.57478
0.46275 |  | 0.57471
0.46271 |  | 0.57471
0.46271 |  | 0.57471
0.46268 |  | 0.57471
0.46268 |  | 0.57471
0.46261 |  | 0.57458
0.46257 |  | 0.57454
0.46257 |  | 0.57454
0.46253 |  | 0.57454
0.46253 |  | 0.57447
0.46247 |  | 0.57447
0.46243 |  | 0.5744
0.46239 |  | 0.57437
0.46239 |  | 0.5743
0.46239 |  | 0.5743
0.46239 |  | 0.57427
0.46235 |  | 0.5742
0.46235 |  | 0.57413
0.46231 |  | 0.57413
0.46231 |  | 0.57406
0.46228 |  | 0.57403
0.46225 |  | 0.57399
0.46221 |  | 0.57393
0.46221 |  | 0.57393
0.46218 |  | 0.57389
0.46218 |  | 0.57382
0.46218 |  | 0.57382
0.46218 |  | 0.57376
0.4621 |  | 0.57372
0.46206 |  | 0.57372
0.46206 |  | 0.57366
0.46206 |  | 0.57359
0.462 |  | 0.57359
0.46196 |  | 0.57355
0.46196 |  | 0.57352
0.46192 |  | 0.57345
0.46188 |  | 0.57341
0.46185 |  | 0.57341
0.46185 |  | 0.57331
0.46185 |  | 0.57327
0.46181 |  | 0.57327
0.46175 |  | 0.57321
0.46174 |  | 0.57317
0.46174 |  | 0.57317
0.46174 |  | 0.57317
0.4617 |  | 0.5731
0.46167 |  | 0.57307
0.46163 |  | 0.57303
0.46163 |  | 0.57303
0.46163 |  | 0.57303
0.46159 |  | 0.57301
0.46148 |  | 0.57293
0.46145 |  | 0.5729
0.46145 |  | 0.57287
0.46145 |  | 0.57283
0.46145 |  | 0.5728
0.46145 |  | 0.57273
0.46141 |  | 0.57273
0.46133 |  | 0.57266
0.46133 |  | 0.57259
0.4613 |  | 0.57255
0.46127 |  | 0.57248
0.46127 |  | 0.57248
0.46127 |  | 0.57246
0.46122 |  | 0.57246
0.46122 |  | 0.57239
0.46122 |  | 0.57235
0.46119 |  | 0.57231
0.46115 |  | 0.57229
0.46112 |  | 0.57221
0.46112 |  | 0.57221
0.46109 |  | 0.57221
0.46101 |  | 0.57221
0.46101 |  | 0.57221
0.46101 |  | 0.57215
0.46101 |  | 0.57215
0.46101 |  | 0.57211
0.46094 |  | 0.57208
0.46094 |  | 0.57204
0.4609 |  | 0.57198
0.4609 |  | 0.57194
0.4609 |  | 0.57191
0.46087 |  | 0.57187
0.46083 |  | 0.57187
0.46083 |  | 0.57187
0.46083 |  | 0.57177
0.4608 |  | 0.57174
0.46076 |  | 0.57174
0.46076 |  | 0.5717
0.46076 |  | 0.57167
0.46076 |  | 0.57167
0.46065 |  | 0.57167
0.46065 |  | 0.5716
0.46065 |  | 0.5716
0.46062 |  | 0.57147
0.46062 |  | 0.57147
0.46062 |  | 0.5714
0.46058 |  | 0.5714
0.46054 |  | 0.57136
0.4605 |  | 0.57133
0.4605 |  | 0.57133
0.46047 |  | 0.57129
0.46044 |  | 0.57119
0.46044 |  | 0.57115
0.46036 |  | 0.57105
0.46036 |  | 0.57101
0.46033 |  | 0.57095
0.46033 |  | 0.57095
0.46033 |  | 0.57091
0.46033 |  | 0.57088
0.46029 |  | 0.57085
0.46029 |  | 0.57081
0.46022 |  | 0.57074
0.46015 |  | 0.57074
0.46015 |  | 0.57074
0.46015 |  | 0.57074
0.46011 |  | 0.57071
0.46011 |  | 0.57071
0.46011 |  | 0.57067
0.46011 |  | 0.57064
0.46011 |  | 0.5706
0.46011 |  | 0.57054
0.46008 |  | 0.57054
0.46004 |  | 0.5705
0.46004 |  | 0.57047
0.45993 |  | 0.57043
0.45993 |  | 0.57036
0.45993 |  | 0.57033
0.45993 |  | 0.57033
0.45989 |  | 0.57019
0.45986 |  | 0.57016
0.45979 |  | 0.57012
0.45979 |  | 0.5701
0.45979 |  | 0.5701
0.45975 |  | 0.5701
0.45975 |  | 0.56995
0.45975 |  | 0.56992
0.45971 |  | 0.56992
0.45968 |  | 0.56988
0.45964 |  | 0.56985
0.45964 |  | 0.56985
0.4596 |  | 0.56978
0.4596 |  | 0.56975
0.45957 |  | 0.56964
0.45957 |  | 0.56964
0.45953 |  | 0.5696
0.45953 |  | 0.5696
0.45949 |  | 0.56957
0.45949 |  | 0.56947
0.45949 |  | 0.56947
0.45946 |  | 0.5694
0.45938 |  | 0.56936
0.45935 |  | 0.56936
0.45935 |  | 0.56933
0.45935 |  | 0.56929
0.45931 |  | 0.56929
0.45928 |  | 0.56926
0.45924 |  | 0.56919
0.45924 |  | 0.56919
0.4592 |  | 0.56916
0.45917 |  | 0.56916
0.45913 |  | 0.56908
0.45913 |  | 0.56905
0.45913 |  | 0.56905
0.45909 |  | 0.56902
0.45909 |  | 0.56895
0.45909 |  | 0.56888
0.45899 |  | 0.56888
0.45895 |  | 0.56888
0.45895 |  | 0.56885
0.45895 |  | 0.56885
0.45891 |  | 0.56879
0.45891 |  | 0.56875
0.45891 |  | 0.56875
0.45891 |  | 0.56868
0.45884 |  | 0.56861
0.45881 |  | 0.56858
0.45877 |  | 0.56854
0.45877 |  | 0.56854
0.45873 |  | 0.56851
0.45873 |  | 0.56848
0.45873 |  | 0.56844
0.45873 |  | 0.56837
0.45869 |  | 0.56833
0.45869 |  | 0.5683
0.45866 |  | 0.56827
0.45866 |  | 0.56824
0.45862 |  | 0.5682
0.45862 |  | 0.56813
0.45862 |  | 0.5681
0.45862 |  | 0.5681
0.45862 |  | 0.56807
0.45855 |  | 0.568
0.45851 |  | 0.56797
0.45851 |  | 0.5679
0.45851 |  | 0.56786
0.45844 |  | 0.56786
0.45837 |  | 0.56786
0.45837 |  | 0.5678
0.45837 |  | 0.56776
0.45833 |  | 0.56772
0.4583 |  | 0.56772
0.4583 |  | 0.56769
0.4583 |  | 0.56766
0.4583 |  | 0.56762
0.45826 |  | 0.56762
0.45822 |  | 0.56758
0.45819 |  | 0.56755
0.45812 |  | 0.56755
0.45812 |  | 0.56752
0.45812 |  | 0.56752
0.45812 |  | 0.56745
0.45808 |  | 0.56731
0.45804 |  | 0.56731
0.45804 |  | 0.56728
0.45804 |  | 0.56728
0.45804 |  | 0.56728
0.45801 |  | 0.56724
0.45797 |  | 0.56713
0.45797 |  | 0.56713
0.45797 |  | 0.5671
0.45797 |  | 0.5671
0.45797 |  | 0.56706
0.45793 |  | 0.56696
0.45793 |  | 0.56696
0.45786 |  | 0.56689
0.45779 |  | 0.56682
0.45779 |  | 0.56676
0.45776 |  | 0.56676
0.45776 |  | 0.56676
0.45776 |  | 0.56665
0.45772 |  | 0.56662
0.45772 |  | 0.56658
0.45768 |  | 0.56658
0.45768 |  | 0.56658
0.45765 |  | 0.56658
0.45765 |  | 0.56658
0.45761 |  | 0.56648
0.45757 |  | 0.56645
0.45754 |  | 0.56641
0.45754 |  | 0.56638
0.4575 |  | 0.56638
0.45747 |  | 0.56634
0.45747 |  | 0.56627
0.45747 |  | 0.56624
0.45747 |  | 0.56624
0.45739 |  | 0.5662
0.45735 |  | 0.56617
0.45735 |  | 0.5661
0.45732 |  | 0.56607
0.45732 |  | 0.56607
0.45732 |  | 0.56603
0.45732 |  | 0.56603
0.45728 |  | 0.566
0.45721 |  | 0.5659
0.45721 |  | 0.56586
0.45721 |  | 0.56583
0.45721 |  | 0.56583
0.45721 |  | 0.56579
0.45714 |  | 0.56573
0.45714 |  | 0.56566
0.45714 |  | 0.56566
0.45714 |  | 0.56566
0.45711 |  | 0.56559
0.45711 |  | 0.56559
0.45711 |  | 0.56555
0.45707 |  | 0.56551
0.457 |  | 0.56545
0.457 |  | 0.56545
0.45693 |  | 0.56542
0.45693 |  | 0.56542
0.45693 |  | 0.56531
0.45693 |  | 0.56531
0.45686 |  | 0.56527
0.45686 |  | 0.56521
0.45686 |  | 0.56517
0.45678 |  | 0.56517
0.45678 |  | 0.56517
0.45678 |  | 0.5651
0.45675 |  | 0.5651
0.45671 |  | 0.56504
0.45668 |  | 0.56501
0.45664 |  | 0.56494
0.45664 |  | 0.5649
0.45664 |  | 0.5649
0.45664 |  | 0.5649
0.45664 |  | 0.5649
0.45653 |  | 0.56483
0.45653 |  | 0.56483
0.4565 |  | 0.56473
0.4565 |  | 0.5647
0.45646 |  | 0.56463
0.45646 |  | 0.56456
0.45646 |  | 0.56456
0.45643 |  | 0.56452
0.45643 |  | 0.56449
0.45639 |  | 0.56445
0.45635 |  | 0.56439
0.45635 |  | 0.56435
0.45635 |  | 0.56432
0.45635 |  | 0.56432
0.45628 |  | 0.56424
0.45625 |  | 0.56421
0.45625 |  | 0.56421
0.45625 |  | 0.56417
0.45617 |  | 0.56417
0.45617 |  | 0.56411
0.45617 |  | 0.56411
0.45614 |  | 0.56407
0.45614 |  | 0.56401
0.4561 |  | 0.56394
0.4561 |  | 0.56394
0.4561 |  | 0.56394
0.45603 |  | 0.56391
0.45599 |  | 0.56387
0.45595 |  | 0.56384
0.45595 |  | 0.56384
0.45592 |  | 0.5638
0.45592 |  | 0.5638
0.45592 |  | 0.5637
0.45584 |  | 0.5637
0.45577 |  | 0.56367
0.45577 |  | 0.56367
0.45577 |  | 0.56367
0.45577 |  | 0.5636
0.45577 |  | 0.56353
0.45577 |  | 0.5635
0.45574 |  | 0.56347
0.45574 |  | 0.56343
0.45574 |  | 0.56343
0.4557 |  | 0.56343
0.45566 |  | 0.56343
0.45566 |  | 0.56336
0.45566 |  | 0.56336
0.45562 |  | 0.56329
0.45562 |  | 0.56326
0.45562 |  | 0.56326
0.45562 |  | 0.56322
0.45551 |  | 0.56319
0.45548 |  | 0.56316
0.45548 |  | 0.56312
0.45548 |  | 0.56305
0.45544 |  | 0.56302
0.45544 |  | 0.56298
0.45541 |  | 0.56295
0.45541 |  | 0.56295
0.45537 |  | 0.56295
0.4553 |  | 0.56292
0.4553 |  | 0.56288
0.4553 |  | 0.56281
0.4553 |  | 0.56281
0.45526 |  | 0.56277
0.45526 |  | 0.56277
0.45526 |  | 0.56271
0.45526 |  | 0.56267
0.45519 |  | 0.56264
0.45519 |  | 0.56264
0.45515 |  | 0.5626
0.45508 |  | 0.56254
0.45508 |  | 0.5625
0.45508 |  | 0.56246
0.45504 |  | 0.56243
0.45504 |  | 0.56243
0.45501 |  | 0.56243
0.45501 |  | 0.56233
0.45501 |  | 0.56226
0.45501 |  | 0.56226
0.45501 |  | 0.56226
0.45501 |  | 0.56226
0.45486 |  | 0.56218
0.45486 |  | 0.56218
0.45486 |  | 0.56204
0.45486 |  | 0.56197
0.45486 |  | 0.56191
0.45483 |  | 0.56191
0.45479 |  | 0.56191
0.45479 |  | 0.56191
0.45479 |  | 0.56187
0.45476 |  | 0.56181
0.45472 |  | 0.56181
0.45465 |  | 0.56181
0.45465 |  | 0.56181
0.45465 |  | 0.56174
0.45461 |  | 0.56174
0.45461 |  | 0.5617
0.45454 |  | 0.56167
0.45454 |  | 0.56167
0.45446 |  | 0.56163
0.45446 |  | 0.56156
0.45443 |  | 0.56156
0.45439 |  | 0.56153
0.45436 |  | 0.56146
0.45432 |  | 0.56142
0.45428 |  | 0.56139
0.45428 |  | 0.56139
0.45428 |  | 0.56139
0.45428 |  | 0.56131
0.45425 |  | 0.56131
0.45421 |  | 0.56125
0.45421 |  | 0.56122
0.45413 |  | 0.56122
0.45413 |  | 0.56122
0.45413 |  | 0.56119
0.45413 |  | 0.56112
0.4541 |  | 0.56108
0.4541 |  | 0.56108
0.4541 |  | 0.56108
0.4541 |  | 0.56102
0.45403 |  | 0.56102
0.45399 |  | 0.56098
0.45399 |  | 0.56094
0.45395 |  | 0.56094
0.45395 |  | 0.56087
0.45395 |  | 0.56077
0.45395 |  | 0.56077
0.45388 |  | 0.56077
0.45388 |  | 0.56077
0.45388 |  | 0.56077
0.45381 |  | 0.5607
0.45378 |  | 0.56066
0.45378 |  | 0.56066
0.45374 |  | 0.56059
0.4537 |  | 0.56059
0.4537 |  | 0.56059
0.4537 |  | 0.56056
0.45367 |  | 0.56049
0.45367 |  | 0.56049
0.45363 |  | 0.56049
0.45359 |  | 0.56046
0.45359 |  | 0.56042
0.45352 |  | 0.56042
0.45349 |  | 0.56035
0.45349 |  | 0.56028
0.45349 |  | 0.56024
0.45341 |  | 0.56021
0.45341 |  | 0.56014
0.45341 |  | 0.56011
0.45341 |  | 0.56011
0.45338 |  | 0.56011
0.45334 |  | 0.56007
0.45327 |  | 0.55997
0.45327 |  | 0.55997
0.45327 |  | 0.55997
0.45327 |  | 0.55997
0.45327 |  | 0.55997
0.45324 |  | 0.5599
0.4532 |  | 0.55983
0.4532 |  | 0.5598
0.45316 |  | 0.55977
0.45313 |  | 0.55977
0.45313 |  | 0.5597
0.45309 |  | 0.55962
0.45309 |  | 0.55962
0.45302 |  | 0.55956
0.45302 |  | 0.55956
0.45302 |  | 0.55949
0.45298 |  | 0.55949
0.45298 |  | 0.55938
0.45298 |  | 0.55935
0.45295 |  | 0.55928
0.45295 |  | 0.55924
0.45295 |  | 0.55924
0.45295 |  | 0.55921
0.45292 |  | 0.55917
0.45292 |  | 0.55913
0.4528 |  | 0.5591
0.4528 |  | 0.5591
0.45277 |  | 0.5591
0.45274 |  | 0.55907
0.45274 |  | 0.55904
0.45274 |  | 0.559
0.45274 |  | 0.55897
0.45274 |  | 0.55894
0.45274 |  | 0.55886
0.45269 |  | 0.55886
0.45266 |  | 0.55883
0.45266 |  | 0.55879
0.45266 |  | 0.55876
0.45266 |  | 0.55873
0.45258 |  | 0.55866
0.45255 |  | 0.55866
0.45252 |  | 0.55859
0.45252 |  | 0.55852
0.45252 |  | 0.55848
0.45252 |  | 0.55846
0.45248 |  | 0.55846
0.45244 |  | 0.55842
0.45244 |  | 0.55842
0.45241 |  | 0.55831
0.45241 |  | 0.55831
0.45241 |  | 0.55831
0.45241 |  | 0.55828
0.45241 |  | 0.55828
0.45237 |  | 0.55825
0.45237 |  | 0.55825
0.45234 |  | 0.55821
0.4523 |  | 0.55814
0.45223 |  | 0.5581
0.45223 |  | 0.55808
0.45223 |  | 0.55808
0.45223 |  | 0.55804
0.45219 |  | 0.558
0.45219 |  | 0.55794
0.45212 |  | 0.55794
0.45208 |  | 0.55794
0.45205 |  | 0.5579
0.45205 |  | 0.5579
0.45205 |  | 0.55787
0.45201 |  | 0.5578
0.45201 |  | 0.55777
0.45201 |  | 0.5577
0.45201 |  | 0.5577
0.45194 |  | 0.5577
0.4519 |  | 0.55766
0.45186 |  | 0.55763
0.45183 |  | 0.55759
0.45183 |  | 0.55749
0.45183 |  | 0.55749
0.45183 |  | 0.55742
0.45179 |  | 0.55739
0.45179 |  | 0.55735
0.45179 |  | 0.55731
0.45175 |  | 0.55731
0.45172 |  | 0.55731
0.45168 |  | 0.55728
0.45168 |  | 0.55725
0.45165 |  | 0.55725
0.45165 |  | 0.55718
0.45161 |  | 0.55711
0.45161 |  | 0.55704
0.45161 |  | 0.55701
0.45161 |  | 0.55701
0.45161 |  | 0.55701
0.45154 |  | 0.55701
0.45154 |  | 0.55693
0.45154 |  | 0.55687
0.45154 |  | 0.55687
0.45151 |  | 0.55673
0.45147 |  | 0.55673
0.4514 |  | 0.55673
0.4514 |  | 0.55673
0.45136 |  | 0.55666
0.45136 |  | 0.55659
0.45136 |  | 0.55656
0.45132 |  | 0.55652
0.45132 |  | 0.55652
0.45132 |  | 0.55645
0.45132 |  | 0.55645
0.45132 |  | 0.55642
0.45125 |  | 0.55642
0.45122 |  | 0.55631
0.45122 |  | 0.55631
0.45122 |  | 0.55631
0.45118 |  | 0.55628
0.45118 |  | 0.55628
0.45118 |  | 0.55621
0.45114 |  | 0.55614
0.45114 |  | 0.55614
0.45111 |  | 0.55611
0.45111 |  | 0.55611
0.451 |  | 0.55611
0.451 |  | 0.556
0.45096 |  | 0.55596
0.45093 |  | 0.55596
0.45093 |  | 0.55596
0.45093 |  | 0.55596
0.45093 |  | 0.5559
0.45093 |  | 0.55583
0.45089 |  | 0.55583
0.45089 |  | 0.55576
0.45085 |  | 0.55576
0.45082 |  | 0.55569
0.45082 |  | 0.55569
0.45082 |  | 0.55569
0.45075 |  | 0.55562
0.45075 |  | 0.55558
0.45075 |  | 0.55552
0.45075 |  | 0.55552
0.45075 |  | 0.55552
0.45075 |  | 0.55545
0.45067 |  | 0.55545
0.45061 |  | 0.55541
0.45061 |  | 0.55537
0.45061 |  | 0.55535
0.45057 |  | 0.55531
0.45057 |  | 0.55527
0.45057 |  | 0.55524
0.45053 |  | 0.55524
0.45049 |  | 0.55524
0.45046 |  | 0.55517
0.45046 |  | 0.55517
0.45039 |  | 0.55513
0.45039 |  | 0.55513
0.45031 |  | 0.55507
0.45031 |  | 0.55507
0.45031 |  | 0.55507
0.45031 |  | 0.55499
0.45028 |  | 0.55496
0.45028 |  | 0.55492
0.45028 |  | 0.55489
0.45028 |  | 0.55486
0.45025 |  | 0.55486
0.45013 |  | 0.55482
0.45013 |  | 0.55475
0.45013 |  | 0.55475
0.45013 |  | 0.55471
0.45009 |  | 0.55464
0.45009 |  | 0.55464
0.45009 |  | 0.55461
0.45006 |  | 0.55457
0.45002 |  | 0.55451
0.44999 |  | 0.55447
0.44991 |  | 0.55447
0.44991 |  | 0.5544
0.44991 |  | 0.5544
0.44991 |  | 0.55436
0.44991 |  | 0.55433
0.44988 |  | 0.55433
0.44988 |  | 0.55433
0.44984 |  | 0.55426
0.44984 |  | 0.55423
0.44981 |  | 0.55419
0.44981 |  | 0.55412
0.44981 |  | 0.55409
0.44981 |  | 0.55405
0.44981 |  | 0.55402
0.44977 |  | 0.55402
0.44974 |  | 0.55399
0.44966 |  | 0.55391
0.44966 |  | 0.55388
0.44963 |  | 0.55385
0.44963 |  | 0.55381
0.44963 |  | 0.55381
0.44963 |  | 0.55381
0.44963 |  | 0.55381
0.44963 |  | 0.55381
0.44956 |  | 0.55374
0.44956 |  | 0.5537
0.44956 |  | 0.5537
0.44949 |  | 0.5537
0.44949 |  | 0.55367
0.44949 |  | 0.55353
0.44945 |  | 0.55353
0.44942 |  | 0.55353
0.44935 |  | 0.55353
0.44931 |  | 0.55349
0.44931 |  | 0.55346
0.44927 |  | 0.55343
0.44927 |  | 0.55336
0.44924 |  | 0.55336
0.44924 |  | 0.55333
0.4492 |  | 0.55329
0.4492 |  | 0.55326
0.44913 |  | 0.55326
0.44913 |  | 0.55322
0.44913 |  | 0.55319
0.44913 |  | 0.55319
0.44913 |  | 0.55319
0.44913 |  | 0.55315
0.44913 |  | 0.55311
0.44913 |  | 0.55305
0.44906 |  | 0.55305
0.44902 |  | 0.55302
0.44902 |  | 0.55299
0.44899 |  | 0.55299
0.44899 |  | 0.55288
0.44899 |  | 0.55288
0.44899 |  | 0.55284
0.44899 |  | 0.55278
0.44895 |  | 0.55271
0.44891 |  | 0.55271
0.44887 |  | 0.55267
0.44887 |  | 0.55267
0.44884 |  | 0.55264
0.44884 |  | 0.5526
0.44884 |  | 0.55256
0.44881 |  | 0.55253
0.44877 |  | 0.5525
0.44877 |  | 0.5525
0.44873 |  | 0.55243
0.44869 |  | 0.55239
0.44869 |  | 0.55239
0.44866 |  | 0.55236
0.44863 |  | 0.55229
0.44863 |  | 0.55229
0.44859 |  | 0.55226
0.44859 |  | 0.55226
0.44855 |  | 0.55226
0.44855 |  | 0.55222
0.44855 |  | 0.55222
0.44855 |  | 0.55216
0.44852 |  | 0.55212
0.44844 |  | 0.55205
0.44844 |  | 0.55195
0.4484 |  | 0.55195
0.4484 |  | 0.55191
0.44837 |  | 0.55191
0.44833 |  | 0.55191
0.44833 |  | 0.55187
0.44833 |  | 0.5518
0.44833 |  | 0.5518
0.44833 |  | 0.55173
0.44833 |  | 0.5517
0.44829 |  | 0.55166
0.44826 |  | 0.55166
0.44822 |  | 0.55163
0.44818 |  | 0.5516
0.44818 |  | 0.55156
0.44818 |  | 0.55156
0.44818 |  | 0.55153
0.44815 |  | 0.55149
0.44815 |  | 0.55149
0.44808 |  | 0.55146
0.44804 |  | 0.55143
0.44804 |  | 0.55139
0.44804 |  | 0.55132
0.448 |  | 0.55128
0.448 |  | 0.55126
0.448 |  | 0.55122
0.44797 |  | 0.55122
0.44797 |  | 0.55118
0.4479 |  | 0.55118
0.44786 |  | 0.55118
0.44782 |  | 0.55118
0.44779 |  | 0.55108
0.44779 |  | 0.55105
0.44779 |  | 0.55101
0.44779 |  | 0.55101
0.44772 |  | 0.55098
0.44772 |  | 0.55098
0.44768 |  | 0.55098
0.44768 |  | 0.55094
0.44768 |  | 0.55081
0.44762 |  | 0.55081
0.44761 |  | 0.55081
0.44761 |  | 0.55081
0.44757 |  | 0.55077
0.44754 |  | 0.55077
0.44754 |  | 0.5507
0.44754 |  | 0.55063
0.44754 |  | 0.55063
0.4475 |  | 0.5506
0.4475 |  | 0.5506
0.4475 |  | 0.55056
0.4475 |  | 0.55056
0.44742 |  | 0.5505
0.44742 |  | 0.55046
0.44739 |  | 0.55046
0.44739 |  | 0.55039
0.44736 |  | 0.55039
0.44736 |  | 0.55032
0.44736 |  | 0.55028
0.44736 |  | 0.55025
0.44732 |  | 0.55025
0.44732 |  | 0.55025
0.44732 |  | 0.55022
0.44725 |  | 0.55018
0.44721 |  | 0.55018
0.44718 |  | 0.55012
0.44718 |  | 0.55012
0.44718 |  | 0.55001
0.44718 |  | 0.55001
0.44718 |  | 0.55001
0.44718 |  | 0.55001
0.44718 |  | 0.55001
0.44714 |  | 0.54997
0.44706 |  | 0.54991
0.44703 |  | 0.54991
0.447 |  | 0.54987
0.447 |  | 0.54984
0.447 |  | 0.5498
0.447 |  | 0.5498
0.447 |  | 0.5498
0.44692 |  | 0.5497
0.44692 |  | 0.5497
0.44692 |  | 0.54967
0.44685 |  | 0.54963
0.44682 |  | 0.54963
0.44682 |  | 0.54963
0.44678 |  | 0.54963
0.44678 |  | 0.54953
0.44678 |  | 0.5495
0.44678 |  | 0.54946
0.44678 |  | 0.54946
0.44671 |  | 0.54946
0.44671 |  | 0.54939
0.44671 |  | 0.54932
0.44666 |  | 0.54929
0.44666 |  | 0.54929
0.44656 |  | 0.54918
0.44656 |  | 0.54918
0.44653 |  | 0.54912
0.44653 |  | 0.54912
0.44653 |  | 0.54908
0.44653 |  | 0.54905
0.44653 |  | 0.54901
0.44653 |  | 0.54901
0.44649 |  | 0.54898
0.44649 |  | 0.54898
0.44642 |  | 0.54894
0.44638 |  | 0.54891
0.44631 |  | 0.54884
0.44627 |  | 0.54884
0.44627 |  | 0.54877
0.44627 |  | 0.54877
0.44627 |  | 0.5487
0.44627 |  | 0.5487
0.44627 |  | 0.5487
0.44627 |  | 0.54867
0.44627 |  | 0.54867
0.44627 |  | 0.54863
0.4462 |  | 0.5486
0.4462 |  | 0.54856
0.44616 |  | 0.54856
0.44616 |  | 0.54856
0.44616 |  | 0.54853
0.44608 |  | 0.54846
0.44605 |  | 0.54846
0.44605 |  | 0.54846
0.44602 |  | 0.54843
0.44602 |  | 0.54839
0.44598 |  | 0.54839
0.4459 |  | 0.54828
0.4459 |  | 0.54825
0.4459 |  | 0.54818
0.4459 |  | 0.54818
0.4459 |  | 0.54818
0.4459 |  | 0.54814
0.4459 |  | 0.54811
0.4459 |  | 0.54804
0.4459 |  | 0.54804
0.44587 |  | 0.54801
0.44583 |  | 0.54801
0.44583 |  | 0.54797
0.44576 |  | 0.54793
0.44576 |  | 0.54786
0.44576 |  | 0.54783
0.44576 |  | 0.54783
0.44576 |  | 0.54773
0.44576 |  | 0.54773
0.44576 |  | 0.54773
0.44572 |  | 0.54765
0.44572 |  | 0.54765
0.44565 |  | 0.54762
0.44561 |  | 0.54758
0.44558 |  | 0.54755
0.44558 |  | 0.54755
0.44558 |  | 0.54752
0.44558 |  | 0.54752
0.44558 |  | 0.54752
0.44558 |  | 0.54744
0.44554 |  | 0.54735
0.4455 |  | 0.54735
0.4455 |  | 0.54731
0.4455 |  | 0.54728
0.44547 |  | 0.54724
0.44543 |  | 0.54724
0.44543 |  | 0.54724
0.44543 |  | 0.54724
0.44536 |  | 0.54707
0.44532 |  | 0.54707
0.44532 |  | 0.54703
0.44532 |  | 0.54703
0.44532 |  | 0.547
0.44529 |  | 0.547
0.44525 |  | 0.547
0.44525 |  | 0.5469
0.44521 |  | 0.5469
0.44521 |  | 0.54683
0.44521 |  | 0.5468
0.44518 |  | 0.54676
0.44518 |  | 0.54672
0.44511 |  | 0.54672
0.44511 |  | 0.54672
0.44507 |  | 0.54672
0.44507 |  | 0.54665
0.44507 |  | 0.54662
0.44507 |  | 0.54655
0.44504 |  | 0.54655
0.44504 |  | 0.54655
0.44504 |  | 0.54651
0.44504 |  | 0.54651
0.44496 |  | 0.54641
0.44493 |  | 0.54638
0.44493 |  | 0.54634
0.44493 |  | 0.54631
0.44493 |  | 0.54623
0.44489 |  | 0.54623
0.44485 |  | 0.5462
0.44482 |  | 0.5462
0.44478 |  | 0.5462
0.44478 |  | 0.54613
0.44478 |  | 0.54606
0.44478 |  | 0.54606
0.44475 |  | 0.54603
0.44475 |  | 0.54599
0.44467 |  | 0.54599
0.44467 |  | 0.54596
0.44463 |  | 0.54593
0.44463 |  | 0.54589
0.4446 |  | 0.54586
0.4446 |  | 0.54582
0.4446 |  | 0.54582
0.44456 |  | 0.54579
0.44452 |  | 0.54575
0.44452 |  | 0.54565
0.44449 |  | 0.54565
0.44445 |  | 0.54565
0.44441 |  | 0.54561
0.44441 |  | 0.54561
0.44441 |  | 0.54558
0.44441 |  | 0.5455
0.44434 |  | 0.54543
0.44431 |  | 0.5454
0.44431 |  | 0.5454
0.44431 |  | 0.5454
0.44427 |  | 0.5454
0.44423 |  | 0.54538
0.44423 |  | 0.5453
0.44423 |  | 0.5453
0.44416 |  | 0.54527
0.44416 |  | 0.54523
0.44416 |  | 0.54523
0.44412 |  | 0.54523
0.44412 |  | 0.54516
0.44412 |  | 0.54516
0.44405 |  | 0.54506
0.44405 |  | 0.54502
0.44401 |  | 0.54495
0.44401 |  | 0.54495
0.44401 |  | 0.54495
0.44401 |  | 0.54495
0.44398 |  | 0.54492
0.44398 |  | 0.54488
0.44394 |  | 0.54488
0.44394 |  | 0.54482
0.44394 |  | 0.54478
0.44387 |  | 0.54475
0.44387 |  | 0.54475
0.44383 |  | 0.54467
0.44383 |  | 0.54464
0.44383 |  | 0.54464
0.44383 |  | 0.54457
0.4438 |  | 0.54457
0.44372 |  | 0.5445
0.44372 |  | 0.5445
0.44372 |  | 0.54443
0.44369 |  | 0.5444
0.44365 |  | 0.5444
0.44365 |  | 0.54437
0.44365 |  | 0.54433
0.44365 |  | 0.54426
0.44365 |  | 0.54426
0.44365 |  | 0.54423
0.44362 |  | 0.54423
0.44358 |  | 0.54416
0.44347 |  | 0.54412
0.44344 |  | 0.54412
0.44344 |  | 0.54409
0.44344 |  | 0.54402
0.4434 |  | 0.54402
0.4434 |  | 0.54399
0.4434 |  | 0.54396
0.4434 |  | 0.54396
0.4434 |  | 0.54389
0.4434 |  | 0.54386
0.44329 |  | 0.54382
0.44326 |  | 0.54375
0.44326 |  | 0.54375
0.44326 |  | 0.54375
0.44326 |  | 0.54372
0.44326 |  | 0.54372
0.44326 |  | 0.54369
0.44326 |  | 0.54369
0.44322 |  | 0.54361
0.44319 |  | 0.54361
0.44315 |  | 0.54355
0.44315 |  | 0.54348
0.44315 |  | 0.54348
0.44315 |  | 0.54341
0.44311 |  | 0.54338
0.44308 |  | 0.54338
0.44304 |  | 0.54334
0.44304 |  | 0.54331
0.44304 |  | 0.54331
0.443 |  | 0.54327
0.443 |  | 0.54323
0.443 |  | 0.5432
0.44296 |  | 0.54317
0.44296 |  | 0.54317
0.44296 |  | 0.5431
0.44296 |  | 0.54299
0.44296 |  | 0.54292
0.44296 |  | 0.54292
0.44285 |  | 0.54292
0.44282 |  | 0.54289
0.44282 |  | 0.54282
0.44282 |  | 0.54279
0.44282 |  | 0.54275
0.44282 |  | 0.54275
0.44282 |  | 0.54272
0.44278 |  | 0.54272
0.44278 |  | 0.54265
0.44278 |  | 0.54258
0.44271 |  | 0.54258
0.44267 |  | 0.54258
0.44267 |  | 0.54255
0.44267 |  | 0.54255
0.4426 |  | 0.54248
0.4426 |  | 0.54244
0.4426 |  | 0.54234
0.4426 |  | 0.54231
0.4426 |  | 0.54227
0.44256 |  | 0.5422
0.44256 |  | 0.5422
0.44256 |  | 0.5422
0.44249 |  | 0.54216
0.44249 |  | 0.5421
0.44249 |  | 0.54207
0.44246 |  | 0.54207
0.44242 |  | 0.54203
0.44238 |  | 0.54203
0.44235 |  | 0.54203
0.44235 |  | 0.54189
0.44231 |  | 0.54186
0.44231 |  | 0.54186
0.44231 |  | 0.54182
0.44227 |  | 0.54179
0.44227 |  | 0.54176
0.44224 |  | 0.54172
0.44224 |  | 0.54172
0.4422 |  | 0.54165
0.4422 |  | 0.54165
0.44213 |  | 0.54161
0.44213 |  | 0.54161
0.44213 |  | 0.54161
0.44213 |  | 0.54154
0.44209 |  | 0.54151
0.44209 |  | 0.54151
0.44209 |  | 0.54151
0.44206 |  | 0.54144
0.44206 |  | 0.5414
0.44206 |  | 0.54137
0.44206 |  | 0.54137
0.44199 |  | 0.54133
0.44195 |  | 0.54126
0.44195 |  | 0.54126
0.44188 |  | 0.54126
0.44188 |  | 0.5412
0.44188 |  | 0.5412
0.44188 |  | 0.54113
0.44188 |  | 0.54109
0.44188 |  | 0.54098
0.44188 |  | 0.54098
0.44185 |  | 0.54098
0.44181 |  | 0.54098
0.44181 |  | 0.54091
0.44181 |  | 0.54088
0.44177 |  | 0.54085
0.44177 |  | 0.54077
0.44174 |  | 0.54071
0.44174 |  | 0.54071
0.4417 |  | 0.54071
0.4417 |  | 0.54071
0.44166 |  | 0.54071
0.44166 |  | 0.54067
0.44166 |  | 0.54064
0.44166 |  | 0.5406
0.44162 |  | 0.5405
0.44152 |  | 0.5405
0.44148 |  | 0.5405
0.44148 |  | 0.54047
0.44148 |  | 0.54043
0.44148 |  | 0.54043
0.44148 |  | 0.54043
0.44148 |  | 0.54043
0.44148 |  | 0.54036
0.44144 |  | 0.54029
0.44144 |  | 0.54029
0.44144 |  | 0.54026
0.44141 |  | 0.54023
0.44137 |  | 0.54019
0.44134 |  | 0.54019
0.44134 |  | 0.54016
0.44134 |  | 0.54009
0.44127 |  | 0.54002
0.44123 |  | 0.54002
0.44123 |  | 0.54002
0.44119 |  | 0.53999
0.44119 |  | 0.53992
0.44116 |  | 0.53989
0.44116 |  | 0.53985
0.44116 |  | 0.53985
0.44116 |  | 0.53985
0.44116 |  | 0.53978
0.44108 |  | 0.53978
0.44105 |  | 0.53972
0.44101 |  | 0.53972
0.44101 |  | 0.53972
0.44101 |  | 0.53964
0.44101 |  | 0.53961
0.44101 |  | 0.53954
0.44098 |  | 0.5395
0.44094 |  | 0.5395
0.44094 |  | 0.53947
0.44094 |  | 0.53937
0.4409 |  | 0.53937
0.44087 |  | 0.53933
0.44087 |  | 0.5393
0.44087 |  | 0.53926
0.44082 |  | 0.53926
0.44075 |  | 0.53916
0.44075 |  | 0.53909
0.44075 |  | 0.53909
0.44075 |  | 0.53909
0.44075 |  | 0.53902
0.44075 |  | 0.53899
0.44072 |  | 0.53895
0.44069 |  | 0.53888
0.44065 |  | 0.53888
0.44065 |  | 0.53885
0.44065 |  | 0.53885
0.44065 |  | 0.53881
0.44061 |  | 0.53881
0.44054 |  | 0.53878
0.44054 |  | 0.53871
0.44054 |  | 0.53871
0.44054 |  | 0.53868
0.44054 |  | 0.53865
0.44054 |  | 0.53854
0.44051 |  | 0.53854
0.44051 |  | 0.53854
0.44044 |  | 0.5385
0.44044 |  | 0.53847
0.44044 |  | 0.53847
0.4404 |  | 0.5384
0.4404 |  | 0.5384
0.4404 |  | 0.53836
0.44036 |  | 0.53826
0.44033 |  | 0.53823
0.44033 |  | 0.53823
0.44029 |  | 0.5382
0.44029 |  | 0.5382
0.44029 |  | 0.53816
0.44026 |  | 0.53816
0.44018 |  | 0.53812
0.44015 |  | 0.53805
0.44011 |  | 0.53802
0.44011 |  | 0.53802
0.44011 |  | 0.53802
0.44011 |  | 0.53802
0.44011 |  | 0.53802
0.44008 |  | 0.53798
0.44007 |  | 0.53795
0.44 |  | 0.53788
0.43996 |  | 0.53788
0.43996 |  | 0.53784
0.43993 |  | 0.53781
0.43993 |  | 0.53777
0.43993 |  | 0.53771
0.43993 |  | 0.53764
0.43993 |  | 0.53761
0.4399 |  | 0.53761
0.43982 |  | 0.53751
0.43978 |  | 0.53751
0.43978 |  | 0.53744
0.43978 |  | 0.53744
0.43978 |  | 0.5374
0.43978 |  | 0.53736
0.43978 |  | 0.53733
0.43975 |  | 0.53726
0.43975 |  | 0.53726
0.43967 |  | 0.53726
0.43967 |  | 0.5372
0.43967 |  | 0.5372
0.43964 |  | 0.5372
0.43964 |  | 0.53716
0.4396 |  | 0.53713
0.4396 |  | 0.53703
0.4396 |  | 0.53703
0.4396 |  | 0.53699
0.4396 |  | 0.53699
0.43957 |  | 0.53699
0.43953 |  | 0.53696
0.43953 |  | 0.53692
0.43949 |  | 0.53689
0.43949 |  | 0.53689
0.43946 |  | 0.53682
0.43946 |  | 0.53678
0.43942 |  | 0.53678
0.43938 |  | 0.53672
0.43938 |  | 0.53668
0.43938 |  | 0.53665
0.43937 |  | 0.53661
0.43935 |  | 0.53661
0.43935 |  | 0.53661
0.43931 |  | 0.53657
0.43931 |  | 0.53651
0.43931 |  | 0.53651
0.43928 |  | 0.53651
0.43928 |  | 0.53647
0.43924 |  | 0.53644
0.43924 |  | 0.5364
0.43924 |  | 0.53637
0.43917 |  | 0.53634
0.43913 |  | 0.53634
0.43913 |  | 0.53634
0.43913 |  | 0.5363
0.43913 |  | 0.53626
0.4391 |  | 0.53623
0.43906 |  | 0.53617
0.43906 |  | 0.53617
0.43906 |  | 0.53613
0.43906 |  | 0.53609
0.43906 |  | 0.53609
0.43902 |  | 0.53609
0.43902 |  | 0.53602
0.43899 |  | 0.53602
0.43895 |  | 0.53602
0.43892 |  | 0.53595
0.43892 |  | 0.53588
0.43888 |  | 0.53585
0.43888 |  | 0.53585
0.43888 |  | 0.53581
0.43888 |  | 0.53581
0.43888 |  | 0.53578
0.43888 |  | 0.53574
0.43884 |  | 0.53571
0.4388 |  | 0.53567
0.43877 |  | 0.53564
0.43873 |  | 0.53564
0.4387 |  | 0.53561
0.4387 |  | 0.53557
0.4387 |  | 0.53557
0.4387 |  | 0.53554
0.4387 |  | 0.53551
0.4387 |  | 0.53547
0.4387 |  | 0.5354
0.4387 |  | 0.53536
0.43866 |  | 0.53536
0.43863 |  | 0.53533
0.43863 |  | 0.53533
0.43858 |  | 0.5353
0.43858 |  | 0.53523
0.43858 |  | 0.53523
0.43855 |  | 0.5352
0.43852 |  | 0.5352
0.43852 |  | 0.53516
0.43848 |  | 0.53516
0.43848 |  | 0.53509
0.43848 |  | 0.53509
0.43844 |  | 0.53498
0.43841 |  | 0.53495
0.43837 |  | 0.53495
0.43837 |  | 0.53495
0.43837 |  | 0.53495
0.43837 |  | 0.53491
0.43834 |  | 0.53491
0.43834 |  | 0.53484
0.4383 |  | 0.53484
0.4383 |  | 0.53484
0.4383 |  | 0.53478
0.4383 |  | 0.53474
0.43826 |  | 0.53474
0.43823 |  | 0.53471
0.43819 |  | 0.53467
0.43816 |  | 0.53463
0.43816 |  | 0.53463
0.43816 |  | 0.53461
0.43812 |  | 0.53457
0.43812 |  | 0.53457
0.43812 |  | 0.5345
0.43809 |  | 0.53447
0.43805 |  | 0.53447
0.43805 |  | 0.53447
0.43801 |  | 0.53443
0.43798 |  | 0.53436
0.43798 |  | 0.53433
0.43798 |  | 0.53426
0.4379 |  | 0.53426
0.4379 |  | 0.53423
0.4379 |  | 0.53419
0.43787 |  | 0.53419
0.43787 |  | 0.53419
0.43779 |  | 0.53412
0.43779 |  | 0.53412
0.43779 |  | 0.53409
0.43779 |  | 0.53409
0.43776 |  | 0.53398
0.43776 |  | 0.53398
0.43776 |  | 0.53398
0.43772 |  | 0.53395
0.43772 |  | 0.53388
0.43772 |  | 0.53388
0.43772 |  | 0.53381
0.43765 |  | 0.53381
0.43765 |  | 0.53381
0.43761 |  | 0.53374
0.43761 |  | 0.53374
0.43761 |  | 0.53371
0.43761 |  | 0.53364
0.43755 |  | 0.5336
0.43755 |  | 0.5336
0.43755 |  | 0.5336
0.43755 |  | 0.53354
0.4375 |  | 0.53354
0.4375 |  | 0.53354
0.4375 |  | 0.53347
0.43747 |  | 0.53343
0.43743 |  | 0.5334
0.4374 |  | 0.5334
0.43732 |  | 0.53336
0.43732 |  | 0.53333
0.43732 |  | 0.53333
0.43732 |  | 0.53326
0.43729 |  | 0.53315
0.43729 |  | 0.53315
0.43729 |  | 0.53312
0.43729 |  | 0.53312
0.43725 |  | 0.53312
0.43725 |  | 0.53306
0.43725 |  | 0.53302
0.43725 |  | 0.53298
0.43714 |  | 0.53298
0.43714 |  | 0.53291
0.43714 |  | 0.53291
0.43714 |  | 0.53288
0.43711 |  | 0.53288
0.43711 |  | 0.53284
0.43707 |  | 0.53281
0.43707 |  | 0.53278
0.43703 |  | 0.53274
0.437 |  | 0.53274
0.437 |  | 0.53271
0.437 |  | 0.53264
0.43696 |  | 0.53261
0.43696 |  | 0.53257
0.43693 |  | 0.53257
0.43693 |  | 0.53257
0.43693 |  | 0.53254
0.43689 |  | 0.53243
0.43685 |  | 0.53243
0.43685 |  | 0.53237
0.43682 |  | 0.53237
0.43682 |  | 0.53237
0.43678 |  | 0.53233
0.43674 |  | 0.53233
0.43671 |  | 0.5323
0.43671 |  | 0.53222
0.43667 |  | 0.53215
0.43667 |  | 0.53215
0.43667 |  | 0.53212
0.43664 |  | 0.53209
0.43664 |  | 0.53209
0.43661 |  | 0.53198
0.43656 |  | 0.53198
0.43656 |  | 0.53198
0.43653 |  | 0.53195
0.43653 |  | 0.53191
0.43646 |  | 0.53184
0.43643 |  | 0.5318
0.43643 |  | 0.53178
0.43643 |  | 0.53178
0.43643 |  | 0.53171
0.43643 |  | 0.53167
0.43643 |  | 0.53163
0.43643 |  | 0.53163
0.43643 |  | 0.53157
0.43635 |  | 0.53153
0.43635 |  | 0.53153
0.43628 |  | 0.53146
0.43628 |  | 0.53146
0.43628 |  | 0.53146
0.43628 |  | 0.53139
0.43628 |  | 0.53135
0.43621 |  | 0.53132
0.43621 |  | 0.53132
0.43617 |  | 0.53132
0.43614 |  | 0.53128
0.43614 |  | 0.53125
0.43614 |  | 0.53115
0.43614 |  | 0.53111
0.43614 |  | 0.53111
0.4361 |  | 0.53108
0.43606 |  | 0.53105
0.43606 |  | 0.53105
0.43603 |  | 0.53101
0.43603 |  | 0.53101
0.43599 |  | 0.53094
0.43595 |  | 0.53094
0.43592 |  | 0.53088
0.43592 |  | 0.53084
0.43592 |  | 0.53084
0.43585 |  | 0.53084
0.43585 |  | 0.53077
0.43585 |  | 0.53073
0.43585 |  | 0.53073
0.43585 |  | 0.5307
0.43581 |  | 0.53063
0.43577 |  | 0.5306
0.43577 |  | 0.5306
0.43577 |  | 0.53057
0.43577 |  | 0.53053
0.43577 |  | 0.53053
0.43574 |  | 0.53053
0.4357 |  | 0.53046
0.4357 |  | 0.53046
0.4357 |  | 0.53046
0.43566 |  | 0.53039
0.43566 |  | 0.53036
0.43563 |  | 0.53029
0.43563 |  | 0.53026
0.43563 |  | 0.53026
0.43563 |  | 0.53023
0.43563 |  | 0.53012
0.43563 |  | 0.53012
0.43555 |  | 0.53012
0.43555 |  | 0.53008
0.43552 |  | 0.53008
0.43552 |  | 0.53005
0.43548 |  | 0.52998
0.43544 |  | 0.52991
0.4354 |  | 0.52991
0.4354 |  | 0.52988
0.4354 |  | 0.52985
0.4354 |  | 0.52985
0.4354 |  | 0.52981
0.43537 |  | 0.52977
0.43534 |  | 0.52974
0.43534 |  | 0.5297
0.43534 |  | 0.52968
0.43534 |  | 0.52964
0.4353 |  | 0.5296
0.43527 |  | 0.52957
0.43527 |  | 0.52957
0.43523 |  | 0.52953
0.43523 |  | 0.52953
0.43523 |  | 0.52949
0.43523 |  | 0.52949
0.43523 |  | 0.52946
0.43522 |  | 0.52946
0.43516 |  | 0.52943
0.43516 |  | 0.52936
0.43508 |  | 0.52929
0.43508 |  | 0.52929
0.43505 |  | 0.52929
0.43505 |  | 0.52925
0.43505 |  | 0.52922
0.43505 |  | 0.52922
0.43505 |  | 0.52915
0.43501 |  | 0.52915
0.43501 |  | 0.52911
0.43501 |  | 0.52908
0.43501 |  | 0.52902
0.43501 |  | 0.52902
0.43494 |  | 0.52902
0.43494 |  | 0.52898
0.4349 |  | 0.52894
0.4349 |  | 0.52884
0.4349 |  | 0.52878
0.4349 |  | 0.52878
0.4349 |  | 0.52878
0.43486 |  | 0.52874
0.43479 |  | 0.52871
0.43479 |  | 0.52863
0.43479 |  | 0.52863
0.43475 |  | 0.5286
0.43471 |  | 0.5286
0.43468 |  | 0.52857
0.43468 |  | 0.52857
0.43468 |  | 0.52853
0.43468 |  | 0.52843
0.43464 |  | 0.5284
0.43464 |  | 0.52837
0.43464 |  | 0.52834
0.43457 |  | 0.5283
0.43457 |  | 0.5283
0.43454 |  | 0.5283
0.43454 |  | 0.5283
0.4345 |  | 0.52823
0.4345 |  | 0.52819
0.43443 |  | 0.52816
0.43439 |  | 0.52813
0.43439 |  | 0.52806
0.43439 |  | 0.52803
0.43439 |  | 0.52803
0.43439 |  | 0.52799
0.43439 |  | 0.52799
0.43436 |  | 0.52796
0.43432 |  | 0.52796
0.43428 |  | 0.52792
0.43425 |  | 0.52785
0.43421 |  | 0.52785
0.43421 |  | 0.52782
0.43421 |  | 0.52782
0.43421 |  | 0.52778
0.43421 |  | 0.52768
0.43421 |  | 0.52768
0.43418 |  | 0.52768
0.4341 |  | 0.52765
0.4341 |  | 0.52765
0.4341 |  | 0.52761
0.43406 |  | 0.52754
0.43402 |  | 0.52754
0.43402 |  | 0.52747
0.43402 |  | 0.52744
0.43399 |  | 0.52744
0.43399 |  | 0.52744
0.43399 |  | 0.52737
0.43395 |  | 0.52737
0.43392 |  | 0.52733
0.43388 |  | 0.5273
0.43388 |  | 0.5273
0.43384 |  | 0.52723
0.43384 |  | 0.52716
0.43384 |  | 0.52716
0.43384 |  | 0.52713
0.43384 |  | 0.52713
0.43384 |  | 0.52709
0.43381 |  | 0.52709
0.43381 |  | 0.52706
0.43377 |  | 0.52702
0.43377 |  | 0.52702
0.43373 |  | 0.52702
0.4337 |  | 0.52692
0.43366 |  | 0.52692
0.43363 |  | 0.52689
0.43363 |  | 0.52685
0.43363 |  | 0.52682
0.43363 |  | 0.52682
0.43363 |  | 0.52679
0.43363 |  | 0.52675
0.43352 |  | 0.52668
0.43352 |  | 0.52665
0.43345 |  | 0.52665
0.43345 |  | 0.52665
0.43345 |  | 0.52665
0.43345 |  | 0.52658
0.43345 |  | 0.52654
0.43338 |  | 0.52644
0.43338 |  | 0.52641
0.43338 |  | 0.52641
0.4333 |  | 0.52637
0.4333 |  | 0.52634
0.4333 |  | 0.52634
0.4333 |  | 0.52631
0.4333 |  | 0.52631
0.4333 |  | 0.52628
0.4333 |  | 0.52621
0.4333 |  | 0.52621
0.4333 |  | 0.52617
0.43327 |  | 0.52614
0.43323 |  | 0.52614
0.4332 |  | 0.52614
0.4332 |  | 0.52607
0.4332 |  | 0.52604
0.43316 |  | 0.52604
0.43312 |  | 0.52597
0.43312 |  | 0.52597
0.43312 |  | 0.52593
0.43312 |  | 0.52586
0.43309 |  | 0.52586
0.43309 |  | 0.52583
0.43309 |  | 0.52579
0.43309 |  | 0.52576
0.43306 |  | 0.52572
0.43302 |  | 0.52569
0.43295 |  | 0.52569
0.43295 |  | 0.52565
0.43295 |  | 0.52565
0.43291 |  | 0.52565
0.43288 |  | 0.52562
0.43288 |  | 0.52551
0.43288 |  | 0.52551
0.43288 |  | 0.52548
0.43288 |  | 0.52541
0.43281 |  | 0.52541
0.43277 |  | 0.52538
0.43277 |  | 0.52531
0.43277 |  | 0.52531
0.43277 |  | 0.52524
0.43277 |  | 0.52521
0.4327 |  | 0.52521
0.43266 |  | 0.52517
0.43266 |  | 0.52517
0.43266 |  | 0.52514
0.43266 |  | 0.52506
0.43259 |  | 0.52506
0.43259 |  | 0.52503
0.43255 |  | 0.525
0.43255 |  | 0.52496
0.43248 |  | 0.52496
0.43248 |  | 0.52496
0.43248 |  | 0.52489
0.43244 |  | 0.52486
0.43241 |  | 0.52486
0.43241 |  | 0.52486
0.43241 |  | 0.52483
0.43241 |  | 0.52479
0.43241 |  | 0.52479
0.43241 |  | 0.52472
0.43233 |  | 0.52468
0.43233 |  | 0.52468
0.4323 |  | 0.52468
0.43226 |  | 0.52465
0.43226 |  | 0.52462
0.43223 |  | 0.52455
0.43223 |  | 0.52447
0.43223 |  | 0.52447
0.43223 |  | 0.52445
0.43215 |  | 0.52441
0.43215 |  | 0.52441
0.43215 |  | 0.52438
0.43215 |  | 0.52431
0.43215 |  | 0.52428
0.43215 |  | 0.52428
0.43215 |  | 0.52428
0.43212 |  | 0.52424
0.43208 |  | 0.52418
0.43201 |  | 0.52418
0.43201 |  | 0.52418
0.43201 |  | 0.5241
0.43201 |  | 0.52407
0.43197 |  | 0.52403
0.43197 |  | 0.524
0.43197 |  | 0.52396
0.43197 |  | 0.52396
0.43193 |  | 0.52396
0.43193 |  | 0.5239
0.43193 |  | 0.52386
0.43193 |  | 0.52386
0.43186 |  | 0.52382
0.43186 |  | 0.52382
0.43186 |  | 0.52379
0.43186 |  | 0.52379
0.43186 |  | 0.52379
0.43179 |  | 0.52372
0.43179 |  | 0.52368
0.43171 |  | 0.52365
0.43168 |  | 0.52362
0.43168 |  | 0.52362
0.43168 |  | 0.52358
0.43168 |  | 0.52355
0.43168 |  | 0.52352
0.43168 |  | 0.52352
0.43168 |  | 0.52348
0.43165 |  | 0.52338
0.43165 |  | 0.52334
0.43161 |  | 0.52334
0.43157 |  | 0.52331
0.43154 |  | 0.52331
0.4315 |  | 0.52321
0.4315 |  | 0.52321
0.4315 |  | 0.52321
0.43146 |  | 0.52314
0.43146 |  | 0.52304
0.43143 |  | 0.52304
0.43139 |  | 0.52304
0.43136 |  | 0.52297
0.43132 |  | 0.52297
0.43132 |  | 0.5229
0.43132 |  | 0.5229
0.43132 |  | 0.52287
0.43132 |  | 0.52283
0.43132 |  | 0.52283
0.43132 |  | 0.52276
0.43128 |  | 0.52269
0.43128 |  | 0.52269
0.43125 |  | 0.52269
0.43125 |  | 0.52266
0.43125 |  | 0.52262
0.43118 |  | 0.52262
0.43118 |  | 0.52258
0.43114 |  | 0.52258
0.43114 |  | 0.52258
0.43111 |  | 0.52252
0.43111 |  | 0.52248
0.43107 |  | 0.52245
0.43103 |  | 0.52245
0.43103 |  | 0.52245
0.43098 |  | 0.52241
0.43096 |  | 0.52238
0.43096 |  | 0.52238
0.43092 |  | 0.52234
0.43092 |  | 0.52227
0.43089 |  | 0.52224
0.43089 |  | 0.52221
0.43089 |  | 0.52217
0.43089 |  | 0.52213
0.43085 |  | 0.52213
0.43082 |  | 0.52213
0.43078 |  | 0.52203
0.43074 |  | 0.52203
0.43074 |  | 0.522
0.43074 |  | 0.52196
0.43071 |  | 0.52196
0.43071 |  | 0.52193
0.43067 |  | 0.52185
0.43064 |  | 0.52185
0.43064 |  | 0.52183
0.43064 |  | 0.52179
0.43064 |  | 0.52179
0.4306 |  | 0.52173
0.43056 |  | 0.52169
0.43056 |  | 0.52169
0.43053 |  | 0.52159
0.43049 |  | 0.52159
0.43049 |  | 0.52156
0.43049 |  | 0.52152
0.43045 |  | 0.52152
0.43042 |  | 0.52148
0.43042 |  | 0.52148
0.43038 |  | 0.52145
0.43038 |  | 0.52141
0.43034 |  | 0.52138
0.43031 |  | 0.52134
0.43027 |  | 0.52131
0.43027 |  | 0.52128
0.4302 |  | 0.52128
0.4302 |  | 0.52124
0.4302 |  | 0.52117
0.43016 |  | 0.52113
0.43016 |  | 0.52113
0.43016 |  | 0.5211
0.43016 |  | 0.52103
0.43012 |  | 0.52103
0.43009 |  | 0.52103
0.43009 |  | 0.52096
0.43009 |  | 0.52093
0.43002 |  | 0.52089
0.43002 |  | 0.52079
0.43002 |  | 0.52079
0.43002 |  | 0.52075
0.43002 |  | 0.52075
0.42998 |  | 0.52072
0.42994 |  | 0.52072
0.42994 |  | 0.52062
0.4299 |  | 0.52058
0.4299 |  | 0.52053
0.4299 |  | 0.52051
0.42984 |  | 0.52048
0.42984 |  | 0.52048
0.42984 |  | 0.5204
0.42984 |  | 0.52038
0.42984 |  | 0.52038
0.42984 |  | 0.52034
0.4298 |  | 0.52034
0.42972 |  | 0.52027
0.42972 |  | 0.52027
0.42972 |  | 0.5202
0.42972 |  | 0.52016
0.42969 |  | 0.52013
0.42969 |  | 0.52013
0.42966 |  | 0.52009
0.42966 |  | 0.52006
0.42962 |  | 0.52002
0.42958 |  | 0.51999
0.42958 |  | 0.51999
0.42955 |  | 0.51996
0.42955 |  | 0.51993
0.42955 |  | 0.51989
0.42955 |  | 0.51982
0.42951 |  | 0.51982
0.42951 |  | 0.51982
0.42948 |  | 0.51982
0.42948 |  | 0.51982
0.42948 |  | 0.51979
0.42944 |  | 0.51975
0.4294 |  | 0.51965
0.4294 |  | 0.51965
0.42937 |  | 0.51958
0.42937 |  | 0.51958
0.42937 |  | 0.51952
0.42937 |  | 0.51952
0.42937 |  | 0.51945
0.42933 |  | 0.51945
0.4293 |  | 0.51942
0.4293 |  | 0.51942
0.4293 |  | 0.51938
0.42926 |  | 0.51934
0.42922 |  | 0.51931
0.42922 |  | 0.51927
0.42922 |  | 0.51921
0.42922 |  | 0.51917
0.42919 |  | 0.5191
0.42915 |  | 0.5191
0.42915 |  | 0.5191
0.42915 |  | 0.5191
0.42911 |  | 0.5191
0.42908 |  | 0.51899
0.42908 |  | 0.51896
0.42908 |  | 0.51896
0.42904 |  | 0.51896
0.429 |  | 0.51896
0.429 |  | 0.51893
0.42897 |  | 0.51889
0.42893 |  | 0.51886
0.42893 |  | 0.51886
0.42893 |  | 0.51883
0.4289 |  | 0.51879
0.4289 |  | 0.51876
0.4289 |  | 0.51876
0.4289 |  | 0.51876
0.42886 |  | 0.51869
0.42882 |  | 0.51862
0.42882 |  | 0.51862
0.42879 |  | 0.51862
0.42879 |  | 0.51858
0.42879 |  | 0.51854
0.42875 |  | 0.51854
0.42875 |  | 0.51848
0.42872 |  | 0.51848
0.42872 |  | 0.51848
0.42868 |  | 0.51841
0.42868 |  | 0.51834
0.42868 |  | 0.51834
0.42864 |  | 0.51834
0.42861 |  | 0.5183
0.42861 |  | 0.5183
0.42861 |  | 0.5183
0.42857 |  | 0.5183
0.42857 |  | 0.51827
0.42857 |  | 0.51827
0.42857 |  | 0.51823
0.42857 |  | 0.51816
0.42853 |  | 0.51816
0.4285 |  | 0.51809
0.4285 |  | 0.51806
0.42846 |  | 0.51806
0.42842 |  | 0.51806
0.42842 |  | 0.518
0.42839 |  | 0.51796
0.42835 |  | 0.51789
0.42835 |  | 0.51785
0.42835 |  | 0.51785
0.42835 |  | 0.51781
0.42835 |  | 0.51781
0.42835 |  | 0.51779
0.42832 |  | 0.51775
0.42828 |  | 0.51775
0.42821 |  | 0.51768
0.42817 |  | 0.51761
0.42817 |  | 0.51761
0.42817 |  | 0.51761
0.42814 |  | 0.51761
0.42803 |  | 0.51757
0.42799 |  | 0.5175
0.42799 |  | 0.51744
0.42799 |  | 0.51744
0.42799 |  | 0.51744
0.42799 |  | 0.51737
0.42799 |  | 0.51737
0.42796 |  | 0.51737
0.42796 |  | 0.51734
0.42796 |  | 0.51734
0.42792 |  | 0.51734
0.42788 |  | 0.51727
0.42784 |  | 0.51724
0.42784 |  | 0.5172
0.42781 |  | 0.5172
0.42781 |  | 0.51717
0.42781 |  | 0.51707
0.42781 |  | 0.51703
0.42778 |  | 0.51703
0.42778 |  | 0.51703
0.42778 |  | 0.51697
0.42778 |  | 0.51694
0.42771 |  | 0.51694
0.42767 |  | 0.51694
0.42764 |  | 0.51683
0.4276 |  | 0.51683
0.4276 |  | 0.5168
0.4276 |  | 0.51676
0.4276 |  | 0.51676
0.42756 |  | 0.51676
0.42756 |  | 0.51676
0.42756 |  | 0.51673
0.42753 |  | 0.51673
0.42753 |  | 0.51669
0.42749 |  | 0.51669
0.42749 |  | 0.51669
0.42745 |  | 0.51665
0.42745 |  | 0.51659
0.42738 |  | 0.51659
0.42735 |  | 0.51652
0.42735 |  | 0.51652
0.42735 |  | 0.51648
0.42735 |  | 0.51645
0.42735 |  | 0.51642
0.42735 |  | 0.51639
0.42735 |  | 0.51639
0.42735 |  | 0.51639
0.42723 |  | 0.51635
0.42723 |  | 0.51632
0.4272 |  | 0.51628
0.4272 |  | 0.51628
0.4272 |  | 0.51618
0.4272 |  | 0.51615
0.4272 |  | 0.51615
0.42717 |  | 0.51615
0.42717 |  | 0.51615
0.42717 |  | 0.51611
0.42713 |  | 0.51604
0.42709 |  | 0.51604
0.42705 |  | 0.516
0.42705 |  | 0.51597
0.42705 |  | 0.51597
0.42702 |  | 0.51593
0.42702 |  | 0.51591
0.42699 |  | 0.51591
0.42699 |  | 0.51591
0.42695 |  | 0.51587
0.42687 |  | 0.51584
0.42684 |  | 0.51573
0.42684 |  | 0.51573
0.42684 |  | 0.5157
0.42684 |  | 0.5157
0.4268 |  | 0.5157
0.4268 |  | 0.5156
0.4268 |  | 0.51556
0.42677 |  | 0.51553
0.42677 |  | 0.51553
0.42673 |  | 0.51546
0.42666 |  | 0.51546
0.42666 |  | 0.51543
0.42666 |  | 0.51543
0.42662 |  | 0.51539
0.42662 |  | 0.51539
0.42662 |  | 0.51535
0.42662 |  | 0.51532
0.42662 |  | 0.51529
0.42662 |  | 0.51522
0.42659 |  | 0.51522
0.42651 |  | 0.51522
0.42648 |  | 0.51522
0.42644 |  | 0.51522
0.42644 |  | 0.51518
0.42644 |  | 0.51511
0.42641 |  | 0.51511
0.42641 |  | 0.51508
0.42641 |  | 0.515
0.42641 |  | 0.51497
0.42637 |  | 0.51497
0.42637 |  | 0.51494
0.42637 |  | 0.5149
0.42637 |  | 0.5149
0.4263 |  | 0.5149
0.42626 |  | 0.51487
0.42626 |  | 0.51484
0.42623 |  | 0.5148
0.42619 |  | 0.5148
0.42619 |  | 0.5148
0.42619 |  | 0.5148
0.42619 |  | 0.51477
0.42615 |  | 0.5147
0.42615 |  | 0.5147
0.42608 |  | 0.51462
0.42608 |  | 0.51459
0.42608 |  | 0.51459
0.42605 |  | 0.51456
0.42605 |  | 0.51456
0.42605 |  | 0.51449
0.42605 |  | 0.51442
0.42601 |  | 0.51438
0.42601 |  | 0.51438
0.42597 |  | 0.51438
0.42594 |  | 0.51435
0.4259 |  | 0.51432
0.4259 |  | 0.51428
0.42587 |  | 0.51422
0.42587 |  | 0.51418
0.42587 |  | 0.51418
0.42587 |  | 0.51418
0.42583 |  | 0.51415
0.42583 |  | 0.51415
0.42579 |  | 0.51408
0.42576 |  | 0.51404
0.42576 |  | 0.514
0.42573 |  | 0.514
0.42569 |  | 0.514
0.42569 |  | 0.51394
0.42569 |  | 0.51394
0.42569 |  | 0.5139
0.42565 |  | 0.5139
0.42565 |  | 0.5139
0.42565 |  | 0.5139
0.42565 |  | 0.51386
0.42554 |  | 0.51383
0.42554 |  | 0.5138
0.42551 |  | 0.51377
0.42551 |  | 0.51377
0.42551 |  | 0.51367
0.42551 |  | 0.51363
0.42551 |  | 0.51363
0.42551 |  | 0.51363
0.42547 |  | 0.51359
0.42543 |  | 0.51356
0.42543 |  | 0.51353
0.42543 |  | 0.51349
0.42543 |  | 0.51342
0.4254 |  | 0.51342
0.4254 |  | 0.51342
0.42533 |  | 0.51339
0.42533 |  | 0.51339
0.42525 |  | 0.51335
0.42525 |  | 0.51332
0.42525 |  | 0.51332
0.42525 |  | 0.51325
0.42525 |  | 0.51322
0.42525 |  | 0.51315
0.42525 |  | 0.51315
0.42521 |  | 0.51311
0.42518 |  | 0.51311
0.42514 |  | 0.51311
0.42514 |  | 0.51311
0.42514 |  | 0.51308
0.42511 |  | 0.51304
0.42507 |  | 0.51301
0.42504 |  | 0.51297
0.425 |  | 0.51294
0.425 |  | 0.51294
0.425 |  | 0.5129
0.42496 |  | 0.51286
0.42496 |  | 0.51283
0.42496 |  | 0.51276
0.42496 |  | 0.51276
0.42496 |  | 0.51272
0.42493 |  | 0.51266
0.42493 |  | 0.51262
0.42482 |  | 0.51259
0.42482 |  | 0.51259
0.42478 |  | 0.51259
0.42478 |  | 0.51252
0.42478 |  | 0.51252
0.42478 |  | 0.51249
0.42478 |  | 0.51249
0.42475 |  | 0.51249
0.42471 |  | 0.51249
0.42467 |  | 0.51239
0.42464 |  | 0.51231
0.4246 |  | 0.51231
0.4246 |  | 0.51231
0.4246 |  | 0.51229
0.4246 |  | 0.51229
0.4246 |  | 0.51225
0.4246 |  | 0.51222
0.42449 |  | 0.51222
0.42449 |  | 0.51218
0.42446 |  | 0.51218
0.42446 |  | 0.51214
0.42442 |  | 0.51214
0.42442 |  | 0.51211
0.42442 |  | 0.51211
0.42442 |  | 0.51207
0.42442 |  | 0.51201
0.42439 |  | 0.51201
0.42435 |  | 0.51197
0.42428 |  | 0.51197
0.42428 |  | 0.51194
0.42428 |  | 0.5118
0.42428 |  | 0.5118
0.42425 |  | 0.5118
0.42425 |  | 0.51176
0.42421 |  | 0.51176
0.42421 |  | 0.51176
0.42417 |  | 0.51173
0.42417 |  | 0.51173
0.42414 |  | 0.51173
0.42414 |  | 0.51173
0.42414 |  | 0.51159
0.42414 |  | 0.51159
0.4241 |  | 0.51156
0.4241 |  | 0.51153
0.4241 |  | 0.51149
0.42402 |  | 0.51149
0.42399 |  | 0.51146
0.42399 |  | 0.51142
0.42399 |  | 0.51139
0.42396 |  | 0.51139
0.42396 |  | 0.51136
0.42396 |  | 0.51136
0.42396 |  | 0.51132
0.42389 |  | 0.51132
0.42385 |  | 0.51129
0.42385 |  | 0.51129
0.42385 |  | 0.51122
0.42381 |  | 0.51122
0.42381 |  | 0.51115
0.42381 |  | 0.51112
0.42381 |  | 0.51108
0.42381 |  | 0.51108
0.42381 |  | 0.51108
0.42381 |  | 0.51108
0.42381 |  | 0.51094
0.4237 |  | 0.51094
0.42366 |  | 0.51094
0.42363 |  | 0.51084
0.42363 |  | 0.51077
0.42363 |  | 0.51077
0.42363 |  | 0.51077
0.42363 |  | 0.51077
0.42359 |  | 0.51077
0.42359 |  | 0.51073
0.42352 |  | 0.5107
0.42348 |  | 0.51063
0.42348 |  | 0.5106
0.42348 |  | 0.51056
0.42344 |  | 0.51052
0.42344 |  | 0.51049
0.42344 |  | 0.51046
0.42341 |  | 0.51039
0.42337 |  | 0.51039
0.42333 |  | 0.51039
0.4233 |  | 0.51039
0.4233 |  | 0.51039
0.4233 |  | 0.51032
0.4233 |  | 0.51029
0.42326 |  | 0.51025
0.42323 |  | 0.51025
0.42319 |  | 0.51025
0.42319 |  | 0.51025
0.42312 |  | 0.51021
0.42312 |  | 0.51018
0.42312 |  | 0.51018
0.42312 |  | 0.51014
0.42312 |  | 0.51011
0.42312 |  | 0.51011
0.42312 |  | 0.51004
0.42312 |  | 0.51001
0.42312 |  | 0.50994
0.42304 |  | 0.50994
0.42301 |  | 0.50994
0.42301 |  | 0.5099
0.42297 |  | 0.5099
0.42297 |  | 0.50987
0.42297 |  | 0.5098
0.42297 |  | 0.5098
0.42294 |  | 0.50976
0.42294 |  | 0.50976
0.42294 |  | 0.50976
0.42294 |  | 0.50973
0.4229 |  | 0.50973
0.4229 |  | 0.50966
0.42286 |  | 0.50962
0.42286 |  | 0.50962
0.42286 |  | 0.50952
0.42286 |  | 0.50945
0.42283 |  | 0.50945
0.42283 |  | 0.50945
0.42279 |  | 0.50942
0.42279 |  | 0.50942
0.42279 |  | 0.50938
0.42276 |  | 0.50938
0.42276 |  | 0.50938
0.42268 |  | 0.50931
0.42268 |  | 0.50928
0.42268 |  | 0.50925
0.42261 |  | 0.50925
0.42261 |  | 0.50921
0.42261 |  | 0.50921
0.42261 |  | 0.50917
0.42254 |  | 0.50914
0.42254 |  | 0.50911
0.42254 |  | 0.50911
0.42243 |  | 0.50904
0.42243 |  | 0.50904
0.42243 |  | 0.509
0.42243 |  | 0.50897
0.42243 |  | 0.50893
0.42243 |  | 0.50893
0.42243 |  | 0.50893
0.42236 |  | 0.5089
0.42236 |  | 0.50886
0.42236 |  | 0.50883
0.42236 |  | 0.5088
0.42228 |  | 0.5088
0.42228 |  | 0.5088
0.42224 |  | 0.50872
0.42224 |  | 0.50866
0.42224 |  | 0.50866
0.42221 |  | 0.50862
0.42217 |  | 0.50862
0.42214 |  | 0.50862
0.42214 |  | 0.50855
0.4221 |  | 0.50855
0.4221 |  | 0.50855
0.4221 |  | 0.50852
0.42207 |  | 0.50848
0.42207 |  | 0.50841
0.42203 |  | 0.50841
0.42199 |  | 0.50841
0.42196 |  | 0.50831
0.42196 |  | 0.50831
0.42196 |  | 0.50831
0.42192 |  | 0.50827
0.42188 |  | 0.5082
0.42188 |  | 0.50816
0.42188 |  | 0.50813
0.42188 |  | 0.50813
0.42185 |  | 0.5081
0.42185 |  | 0.50806
0.42185 |  | 0.50803
0.42185 |  | 0.50799
0.42178 |  | 0.50796
0.42174 |  | 0.50796
0.42174 |  | 0.50789
0.4217 |  | 0.50789
0.4217 |  | 0.50789
0.4217 |  | 0.50782
0.4217 |  | 0.50782
0.42167 |  | 0.50774
0.42167 |  | 0.50774
0.42167 |  | 0.50768
0.42167 |  | 0.50768
0.42167 |  | 0.50768
0.42163 |  | 0.50764
0.42159 |  | 0.50764
0.42156 |  | 0.50757
0.42152 |  | 0.50753
0.42152 |  | 0.50751
0.42152 |  | 0.50751
0.42152 |  | 0.50751
0.42149 |  | 0.50751
0.42149 |  | 0.50751
0.42149 |  | 0.50747
0.42145 |  | 0.5074
0.42145 |  | 0.50736
0.42145 |  | 0.5073
0.42145 |  | 0.50726
0.42142 |  | 0.50726
0.42138 |  | 0.50726
0.42138 |  | 0.50723
0.42138 |  | 0.50719
0.42134 |  | 0.50719
0.42134 |  | 0.50708
0.42131 |  | 0.50702
0.42127 |  | 0.50699
0.42124 |  | 0.50699
0.4212 |  | 0.50695
0.4212 |  | 0.50691
0.42116 |  | 0.50691
0.42116 |  | 0.50691
0.42116 |  | 0.50688
0.42116 |  | 0.50688
0.42113 |  | 0.50685
0.42113 |  | 0.50678
0.42113 |  | 0.50678
0.42109 |  | 0.50678
0.42109 |  | 0.50678
0.42106 |  | 0.50674
0.42102 |  | 0.50664
0.42102 |  | 0.50664
0.42098 |  | 0.50664
0.42098 |  | 0.50664
0.42095 |  | 0.50657
0.42091 |  | 0.50657
0.42091 |  | 0.50653
0.42087 |  | 0.50653
0.42087 |  | 0.5065
0.42087 |  | 0.50644
0.42087 |  | 0.5064
0.42087 |  | 0.5064
0.42087 |  | 0.5064
0.4208 |  | 0.50636
0.4208 |  | 0.50636
0.42077 |  | 0.50625
0.42077 |  | 0.50625
0.42073 |  | 0.50623
0.42069 |  | 0.50619
0.42069 |  | 0.50619
0.42069 |  | 0.50619
0.42066 |  | 0.50616
0.42066 |  | 0.50608
0.42062 |  | 0.50608
0.42062 |  | 0.50608
0.42062 |  | 0.50605
0.42062 |  | 0.50602
0.42059 |  | 0.50595
0.42059 |  | 0.50595
0.42059 |  | 0.50595
0.42048 |  | 0.50588
0.42048 |  | 0.50588
0.42048 |  | 0.50577
0.42044 |  | 0.50577
0.42044 |  | 0.50577
0.4204 |  | 0.50574
0.4204 |  | 0.50571
0.4204 |  | 0.50571
0.4204 |  | 0.50564
0.4204 |  | 0.50557
0.42037 |  | 0.50553
0.42033 |  | 0.50553
0.42033 |  | 0.50546
0.42033 |  | 0.50546
0.42033 |  | 0.50546
0.42033 |  | 0.50543
0.42033 |  | 0.50543
0.42029 |  | 0.50532
0.42026 |  | 0.50532
0.42026 |  | 0.50525
0.42026 |  | 0.50522
0.42026 |  | 0.50518
0.42026 |  | 0.50515
0.42026 |  | 0.50515
0.42022 |  | 0.50515
0.42015 |  | 0.50511
0.42015 |  | 0.50511
0.42011 |  | 0.50507
0.42008 |  | 0.50504
0.42008 |  | 0.50498
0.42008 |  | 0.50494
0.42004 |  | 0.50494
0.42001 |  | 0.50494
0.42001 |  | 0.50487
0.41997 |  | 0.5048
0.41993 |  | 0.50477
0.41993 |  | 0.50477
0.41993 |  | 0.50477
0.4199 |  | 0.5047
0.41986 |  | 0.50467
0.41986 |  | 0.50467
0.41986 |  | 0.50467
0.41986 |  | 0.50463
0.41986 |  | 0.50456
0.41979 |  | 0.50456
0.41979 |  | 0.50453
0.41979 |  | 0.50453
0.41975 |  | 0.50449
0.41975 |  | 0.50446
0.41968 |  | 0.50443
0.41968 |  | 0.50439
0.41968 |  | 0.50435
0.41964 |  | 0.50435
0.41964 |  | 0.50435
0.41964 |  | 0.50425
0.41957 |  | 0.50425
0.41957 |  | 0.50422
0.41957 |  | 0.50418
0.41953 |  | 0.50414
0.41949 |  | 0.50414
0.41949 |  | 0.50411
0.41946 |  | 0.50411
0.41946 |  | 0.50407
0.41938 |  | 0.50407
0.41938 |  | 0.50401
0.41938 |  | 0.50401
0.41938 |  | 0.50401
0.41938 |  | 0.50397
0.41938 |  | 0.50397
0.41931 |  | 0.50394
0.41924 |  | 0.50384
0.41924 |  | 0.50384
0.41924 |  | 0.50384
0.41924 |  | 0.50384
0.41924 |  | 0.50384
0.41924 |  | 0.50381
0.41924 |  | 0.50374
0.4192 |  | 0.50374
0.41917 |  | 0.50374
0.41917 |  | 0.50371
0.4191 |  | 0.50363
0.4191 |  | 0.50363
0.4191 |  | 0.50363
0.4191 |  | 0.5036
0.41906 |  | 0.50356
0.41902 |  | 0.50346
0.41902 |  | 0.50343
0.41902 |  | 0.50332
0.41902 |  | 0.50332
0.41902 |  | 0.50332
0.41902 |  | 0.50332
0.41902 |  | 0.50329
0.41902 |  | 0.50329
0.41902 |  | 0.50322
0.41899 |  | 0.50322
0.41895 |  | 0.50322
0.41895 |  | 0.50322
0.41895 |  | 0.50315
0.41888 |  | 0.50311
0.41888 |  | 0.50308
0.41888 |  | 0.50308
0.41884 |  | 0.50308
0.41884 |  | 0.50308
0.41884 |  | 0.50308
0.41877 |  | 0.50304
0.41877 |  | 0.50304
0.41873 |  | 0.50301
0.41873 |  | 0.50297
0.41866 |  | 0.5029
0.41866 |  | 0.50287
0.41866 |  | 0.50287
0.41866 |  | 0.50283
0.41862 |  | 0.5028
0.41862 |  | 0.50277
0.41859 |  | 0.50274
0.41859 |  | 0.5027
0.41859 |  | 0.50267
0.41859 |  | 0.50267
0.41852 |  | 0.5026
0.41852 |  | 0.50256
0.41852 |  | 0.50249
0.41848 |  | 0.50246
0.41844 |  | 0.50246
0.41844 |  | 0.50243
0.41841 |  | 0.50236
0.41841 |  | 0.50236
0.41841 |  | 0.50236
0.41838 |  | 0.50229
0.41838 |  | 0.50229
0.41838 |  | 0.50225
0.41838 |  | 0.50225
0.41834 |  | 0.50221
0.4183 |  | 0.50221
0.41823 |  | 0.50214
0.4182 |  | 0.50204
0.4182 |  | 0.50201
0.4182 |  | 0.50201
0.4182 |  | 0.50201
0.4182 |  | 0.50201
0.4182 |  | 0.50194
0.41816 |  | 0.50194
0.41816 |  | 0.50187
0.41816 |  | 0.50187
0.41816 |  | 0.50183
0.41812 |  | 0.5018
0.41812 |  | 0.50177
0.41809 |  | 0.50173
0.41809 |  | 0.50173
0.41802 |  | 0.50173
0.41802 |  | 0.50169
0.41798 |  | 0.50166
0.41798 |  | 0.50166
0.41798 |  | 0.50159
0.41798 |  | 0.50156
0.41791 |  | 0.50152
0.41791 |  | 0.50152
0.41791 |  | 0.50149
0.41787 |  | 0.50149
0.41783 |  | 0.50145
0.41783 |  | 0.50142
0.41783 |  | 0.50139
0.41783 |  | 0.50135
0.41783 |  | 0.50132
0.4178 |  | 0.50128
0.4178 |  | 0.50122
0.4178 |  | 0.50118
0.4178 |  | 0.50118
0.41776 |  | 0.50115
0.41772 |  | 0.50111
0.41772 |  | 0.50111
0.41769 |  | 0.50111
0.41769 |  | 0.50111
0.41765 |  | 0.50108
0.41765 |  | 0.50101
0.41765 |  | 0.50094
0.41765 |  | 0.50094
0.41765 |  | 0.50094
0.41758 |  | 0.50094
0.41758 |  | 0.5009
0.41754 |  | 0.5009
0.41754 |  | 0.5009
0.41754 |  | 0.5009
0.41754 |  | 0.50083
0.4175 |  | 0.5008
0.4175 |  | 0.50076
0.41743 |  | 0.50076
0.41743 |  | 0.50073
0.4174 |  | 0.50069
0.4174 |  | 0.50069
0.4174 |  | 0.50063
0.4174 |  | 0.50059
0.41732 |  | 0.50052
0.41732 |  | 0.50049
0.41732 |  | 0.50049
0.41726 |  | 0.50042
0.41726 |  | 0.50042
0.41726 |  | 0.50039
0.41726 |  | 0.50039
0.41726 |  | 0.50039
0.41726 |  | 0.50035
0.41726 |  | 0.50029
0.41718 |  | 0.50029
0.41718 |  | 0.50018
0.41718 |  | 0.50018
0.41714 |  | 0.50014
0.41711 |  | 0.50011
0.41711 |  | 0.50011
0.41711 |  | 0.50011
0.41707 |  | 0.50011
0.41707 |  | 0.50004
0.417 |  | 0.49997
0.417 |  | 0.49994
0.417 |  | 0.49994
0.417 |  | 0.49994
0.417 |  | 0.49994
0.417 |  | 0.49994
0.41696 |  | 0.4999
0.41696 |  | 0.49984
0.41696 |  | 0.49984
0.41693 |  | 0.49984
0.41693 |  | 0.4998
0.41686 |  | 0.49977
0.41682 |  | 0.49977
0.41682 |  | 0.49973
0.41682 |  | 0.49973
0.41682 |  | 0.49962
0.41678 |  | 0.49956
0.41678 |  | 0.49952
0.41674 |  | 0.49952
0.41674 |  | 0.49945
0.41674 |  | 0.49942
0.4167 |  | 0.49942
0.41664 |  | 0.49938
0.4166 |  | 0.49932
0.4166 |  | 0.49928
0.4166 |  | 0.49925
0.4166 |  | 0.49925
0.4166 |  | 0.49925
0.4166 |  | 0.49925
0.4166 |  | 0.49921
0.41652 |  | 0.49914
0.41649 |  | 0.49914
0.41645 |  | 0.49907
0.41642 |  | 0.49907
0.41642 |  | 0.49907
0.41642 |  | 0.49896
0.41638 |  | 0.49896
0.41638 |  | 0.49893
0.41638 |  | 0.49893
0.41634 |  | 0.49893
0.41634 |  | 0.49889
0.41634 |  | 0.49887
0.41634 |  | 0.49887
0.4163 |  | 0.49876
0.41627 |  | 0.49869
0.41627 |  | 0.49869
0.41627 |  | 0.49869
0.41624 |  | 0.49869
0.4162 |  | 0.49866
0.4162 |  | 0.49863
0.41616 |  | 0.49863
0.41612 |  | 0.49853
0.41612 |  | 0.49853
0.41609 |  | 0.49849
0.41609 |  | 0.49842
0.41609 |  | 0.49842
0.41609 |  | 0.49838
0.41609 |  | 0.49838
0.41609 |  | 0.49838
0.41609 |  | 0.49835
0.41605 |  | 0.49831
0.41598 |  | 0.49825
0.41595 |  | 0.49825
0.41591 |  | 0.49825
0.41591 |  | 0.49821
0.41591 |  | 0.49814
0.41591 |  | 0.49814
0.41591 |  | 0.49811
0.41591 |  | 0.49804
0.41591 |  | 0.49801
0.41591 |  | 0.49797
0.4158 |  | 0.49797
0.41576 |  | 0.4979
0.41573 |  | 0.4979
0.41573 |  | 0.49787
0.41573 |  | 0.49783
0.41573 |  | 0.49783
0.41573 |  | 0.4978
0.41573 |  | 0.49773
0.41573 |  | 0.49773
0.41569 |  | 0.49773
0.41569 |  | 0.49766
0.41562 |  | 0.49762
0.41558 |  | 0.49762
0.41558 |  | 0.49759
0.41558 |  | 0.49755
0.41555 |  | 0.49749
0.41555 |  | 0.49749
0.41555 |  | 0.49749
0.41555 |  | 0.49745
0.41551 |  | 0.49743
0.41551 |  | 0.49735
0.41547 |  | 0.49732
0.41547 |  | 0.49732
0.41547 |  | 0.49728
0.41544 |  | 0.49722
0.4154 |  | 0.49718
0.41537 |  | 0.49715
0.41537 |  | 0.49715
0.41537 |  | 0.49715
0.41537 |  | 0.49712
0.41537 |  | 0.49705
0.41537 |  | 0.49701
0.41533 |  | 0.49701
0.41533 |  | 0.49701
0.41529 |  | 0.49695
0.41526 |  | 0.49695
0.41526 |  | 0.49687
0.41519 |  | 0.49684
0.41515 |  | 0.49684
0.41515 |  | 0.49684
0.41515 |  | 0.49684
0.41512 |  | 0.49674
0.41508 |  | 0.49674
0.41504 |  | 0.4967
0.41504 |  | 0.49667
0.41504 |  | 0.4966
0.41501 |  | 0.4966
0.41501 |  | 0.49656
0.41501 |  | 0.49656
0.41493 |  | 0.49653
0.4149 |  | 0.49649
0.4149 |  | 0.49649
0.41486 |  | 0.49649
0.41486 |  | 0.49642
0.41486 |  | 0.49639
0.41482 |  | 0.49639
0.41482 |  | 0.49636
0.41479 |  | 0.49633
0.41479 |  | 0.49629
0.41479 |  | 0.49625
0.41479 |  | 0.49625
0.41472 |  | 0.49618
0.41472 |  | 0.49615
0.41468 |  | 0.49615
0.41468 |  | 0.49615
0.41468 |  | 0.49612
0.41468 |  | 0.49604
0.41464 |  | 0.49604
0.41464 |  | 0.49604
0.41464 |  | 0.49597
0.41461 |  | 0.49597
0.41457 |  | 0.49587
0.41457 |  | 0.49584
0.41457 |  | 0.4958
0.41457 |  | 0.4958
0.41454 |  | 0.49577
0.41454 |  | 0.49573
0.41454 |  | 0.49566
0.41454 |  | 0.49566
0.4145 |  | 0.49563
0.41444 |  | 0.49559
0.41444 |  | 0.49559
0.41439 |  | 0.49555
0.41436 |  | 0.49552
0.41436 |  | 0.49548
0.41436 |  | 0.49548
0.41436 |  | 0.49542
0.41436 |  | 0.49535
0.41436 |  | 0.49535
0.41436 |  | 0.49531
0.41432 |  | 0.49531
0.41428 |  | 0.49531
0.41428 |  | 0.49528
0.41421 |  | 0.49528
0.41418 |  | 0.49524
0.41418 |  | 0.49524
0.41418 |  | 0.49514
0.41418 |  | 0.49514
0.41418 |  | 0.49514
0.41418 |  | 0.4951
0.41414 |  | 0.495
0.41414 |  | 0.495
0.41414 |  | 0.495
0.41414 |  | 0.49497
0.41414 |  | 0.49497
0.4141 |  | 0.49494
0.4141 |  | 0.49487
0.41407 |  | 0.49487
0.41407 |  | 0.49483
0.41396 |  | 0.49483
0.41396 |  | 0.49483
0.41396 |  | 0.49476
0.41396 |  | 0.49469
0.41396 |  | 0.49466
0.41388 |  | 0.49459
0.41388 |  | 0.49456
0.41388 |  | 0.49456
0.41385 |  | 0.49456
0.41381 |  | 0.49449
0.41381 |  | 0.49446
0.41381 |  | 0.49446
0.41381 |  | 0.49442
0.41381 |  | 0.49435
0.41378 |  | 0.49432
0.41378 |  | 0.49432
0.41374 |  | 0.49432
0.4137 |  | 0.49426
0.4137 |  | 0.49426
0.4137 |  | 0.49426
0.41367 |  | 0.49418
0.41367 |  | 0.49418
0.41363 |  | 0.49409
0.41363 |  | 0.49405
0.41363 |  | 0.49405
0.41356 |  | 0.49398
0.41356 |  | 0.49398
0.41356 |  | 0.49398
0.41356 |  | 0.49398
0.41352 |  | 0.49398
0.41352 |  | 0.49391
0.41352 |  | 0.49388
0.41349 |  | 0.49384
0.41349 |  | 0.49381
0.41349 |  | 0.49381
0.41345 |  | 0.49381
0.41345 |  | 0.49381
0.41338 |  | 0.49377
0.41338 |  | 0.49373
0.41338 |  | 0.4937
0.41338 |  | 0.49365
0.41334 |  | 0.4936
0.41331 |  | 0.4936
0.41331 |  | 0.4936
0.41331 |  | 0.49353
0.41327 |  | 0.49349
0.41327 |  | 0.49349
0.41327 |  | 0.49349
0.41327 |  | 0.49346
0.41327 |  | 0.49343
0.41327 |  | 0.49332
0.41323 |  | 0.49332
0.4132 |  | 0.49332
0.41316 |  | 0.49332
0.41316 |  | 0.49332
0.41316 |  | 0.49328
0.41316 |  | 0.49322
0.41316 |  | 0.49322
0.41316 |  | 0.49318
0.41313 |  | 0.49318
0.41309 |  | 0.49318
0.41309 |  | 0.49318
0.41309 |  | 0.49315
0.41302 |  | 0.49308
0.41302 |  | 0.49308
0.41302 |  | 0.49308
0.41302 |  | 0.49301
0.41302 |  | 0.49295
0.41298 |  | 0.49295
0.41298 |  | 0.49287
0.41295 |  | 0.49287
0.41291 |  | 0.49287
0.41291 |  | 0.49284
0.41291 |  | 0.49281
0.41291 |  | 0.4927
0.41284 |  | 0.4927
0.41284 |  | 0.4927
0.41284 |  | 0.4927
0.41281 |  | 0.49263
0.41281 |  | 0.49256
0.41281 |  | 0.49256
0.41281 |  | 0.49252
0.41277 |  | 0.49252
0.4127 |  | 0.49252
0.4127 |  | 0.49249
0.4127 |  | 0.49245
0.4127 |  | 0.49242
0.41266 |  | 0.49239
0.41266 |  | 0.49235
0.41266 |  | 0.49232
0.41266 |  | 0.49232
0.41263 |  | 0.49232
0.41259 |  | 0.49232
0.41259 |  | 0.49232
0.41259 |  | 0.49224
0.41259 |  | 0.49218
0.41259 |  | 0.49218
0.41252 |  | 0.49214
0.41252 |  | 0.49214
0.41252 |  | 0.49211
0.41252 |  | 0.49211
0.41252 |  | 0.49207
0.41248 |  | 0.49201
0.41248 |  | 0.49197
0.41244 |  | 0.49193
0.41244 |  | 0.4919
0.41241 |  | 0.4919
0.41237 |  | 0.49183
0.41237 |  | 0.4918
0.4123 |  | 0.4918
0.4123 |  | 0.4918
0.4123 |  | 0.49176
0.4123 |  | 0.4917
0.4123 |  | 0.49166
0.4123 |  | 0.49166
0.4123 |  | 0.49162
0.41226 |  | 0.49162
0.41223 |  | 0.49162
0.41223 |  | 0.49162
0.41223 |  | 0.49159
0.41223 |  | 0.49155
0.41219 |  | 0.49155
0.41219 |  | 0.49152
0.41219 |  | 0.49152
0.41212 |  | 0.49142
0.41208 |  | 0.49142
0.41208 |  | 0.49142
0.41208 |  | 0.49142
0.41208 |  | 0.49135
0.41208 |  | 0.49128
0.41204 |  | 0.49125
0.41204 |  | 0.49121
0.41201 |  | 0.49121
0.41201 |  | 0.49118
0.41197 |  | 0.49115
0.41194 |  | 0.49115
0.41194 |  | 0.49111
0.41194 |  | 0.49111
0.41194 |  | 0.49108
0.4119 |  | 0.49101
0.4119 |  | 0.49097
0.4119 |  | 0.49097
0.41183 |  | 0.49095
0.41183 |  | 0.49087
0.41183 |  | 0.49087
0.41183 |  | 0.49087
0.41179 |  | 0.4908
0.41179 |  | 0.4908
0.41176 |  | 0.49073
0.41176 |  | 0.4907
0.41176 |  | 0.4907
0.41165 |  | 0.49063
0.41165 |  | 0.49063
0.41165 |  | 0.4906
0.41165 |  | 0.4906
0.41165 |  | 0.4906
0.41165 |  | 0.4906
0.41161 |  | 0.4906
0.41161 |  | 0.49049
0.41161 |  | 0.49046
0.41157 |  | 0.49046
0.41157 |  | 0.49042
0.4115 |  | 0.49042
0.4115 |  | 0.49042
0.41147 |  | 0.49039
0.41147 |  | 0.49036
0.41147 |  | 0.49036
0.41147 |  | 0.49029
0.41143 |  | 0.49025
0.41143 |  | 0.49025
0.41143 |  | 0.49025
0.41139 |  | 0.49018
0.41136 |  | 0.49018
0.41136 |  | 0.49015
0.41136 |  | 0.49004
0.41132 |  | 0.49004
0.41125 |  | 0.49004
0.41125 |  | 0.49004
0.41125 |  | 0.49001
0.41125 |  | 0.49001
0.41125 |  | 0.49001
0.41125 |  | 0.48991
0.41125 |  | 0.48991
0.41121 |  | 0.48983
0.41121 |  | 0.4898
0.41113 |  | 0.48977
0.41113 |  | 0.48977
0.41113 |  | 0.48973
0.4111 |  | 0.48973
0.4111 |  | 0.4897
0.4111 |  | 0.4897
0.4111 |  | 0.48967
0.41107 |  | 0.48964
0.41103 |  | 0.48964
0.41099 |  | 0.48957
0.41099 |  | 0.48957
0.41099 |  | 0.48953
0.41095 |  | 0.48949
0.41095 |  | 0.48949
0.41095 |  | 0.48947
0.41085 |  | 0.48943
0.41085 |  | 0.48943
0.41085 |  | 0.48939
0.41081 |  | 0.48937
0.41081 |  | 0.48933
0.41081 |  | 0.48929
0.41081 |  | 0.48926
0.41081 |  | 0.48922
0.41073 |  | 0.48922
0.41073 |  | 0.48916
0.41073 |  | 0.48912
0.41073 |  | 0.48912
0.41073 |  | 0.48912
0.41073 |  | 0.48902
0.4107 |  | 0.48898
0.41067 |  | 0.48891
0.41067 |  | 0.48891
0.41063 |  | 0.48887
0.41063 |  | 0.48884
0.41059 |  | 0.48877
0.41055 |  | 0.48874
0.41055 |  | 0.48874
0.41055 |  | 0.4887
0.41055 |  | 0.48864
0.41055 |  | 0.48864
0.41055 |  | 0.4886
0.41051 |  | 0.48853
0.41051 |  | 0.48853
0.41048 |  | 0.48849
0.41048 |  | 0.48846
0.41045 |  | 0.48842
0.41041 |  | 0.48842
0.41041 |  | 0.48842
0.41037 |  | 0.48839
0.41033 |  | 0.48839
0.41033 |  | 0.48836
0.41033 |  | 0.48829
0.41033 |  | 0.48825
0.41033 |  | 0.48818
0.41033 |  | 0.48818
0.41033 |  | 0.48818
0.4103 |  | 0.48815
0.41023 |  | 0.48815
0.41023 |  | 0.48812
0.41019 |  | 0.48808
0.41019 |  | 0.48804
0.41019 |  | 0.48804
0.41019 |  | 0.48798
0.41015 |  | 0.48798
0.41011 |  | 0.48794
0.41008 |  | 0.48791
0.41005 |  | 0.48787
0.41005 |  | 0.48787
0.40997 |  | 0.48787
0.40997 |  | 0.48776
0.40994 |  | 0.48776
0.40994 |  | 0.48776
0.40994 |  | 0.48776
0.40994 |  | 0.48776
0.40994 |  | 0.48776
0.4099 |  | 0.4877
0.4099 |  | 0.48766
0.4099 |  | 0.48766
0.40987 |  | 0.48763
0.40987 |  | 0.48763
0.40979 |  | 0.48763
0.40979 |  | 0.48756
0.40976 |  | 0.48752
0.40972 |  | 0.48752
0.40972 |  | 0.48745
0.40972 |  | 0.48742
0.40972 |  | 0.48742
0.40968 |  | 0.48739
0.40968 |  | 0.48739
0.40965 |  | 0.48731
0.40965 |  | 0.48728
0.40962 |  | 0.48725
0.40958 |  | 0.48725
0.40958 |  | 0.48721
0.40958 |  | 0.48721
0.40951 |  | 0.48721
0.40951 |  | 0.48718
0.40951 |  | 0.48718
0.40951 |  | 0.48711
0.40947 |  | 0.48708
0.40947 |  | 0.48704
0.40947 |  | 0.48704
0.40943 |  | 0.48704
0.40943 |  | 0.48698
0.40943 |  | 0.48694
0.40936 |  | 0.48694
0.40936 |  | 0.48694
0.40936 |  | 0.48691
0.40932 |  | 0.48684
0.40932 |  | 0.48681
0.40932 |  | 0.48681
0.40929 |  | 0.48673
0.40925 |  | 0.48673
0.40921 |  | 0.48666
0.40921 |  | 0.48666
0.40918 |  | 0.48659
0.40918 |  | 0.48659
0.40918 |  | 0.48656
0.40918 |  | 0.48656
0.40914 |  | 0.48649
0.40914 |  | 0.48649
0.40914 |  | 0.48649
0.40914 |  | 0.48649
0.40911 |  | 0.48646
0.40911 |  | 0.48643
0.40911 |  | 0.48639
0.40907 |  | 0.48636
0.40907 |  | 0.48636
0.40907 |  | 0.48632
0.40903 |  | 0.48628
0.40903 |  | 0.48625
0.40896 |  | 0.48625
0.40892 |  | 0.48625
0.40892 |  | 0.48621
0.40892 |  | 0.48618
0.40889 |  | 0.48615
0.40889 |  | 0.48611
0.40885 |  | 0.48604
0.40885 |  | 0.48604
0.40885 |  | 0.48601
0.40885 |  | 0.48601
0.40885 |  | 0.48597
0.40882 |  | 0.48597
0.40878 |  | 0.48597
0.40878 |  | 0.48594
0.40878 |  | 0.4859
0.40878 |  | 0.48583
0.40874 |  | 0.4858
0.40874 |  | 0.4858
0.40874 |  | 0.4858
0.40874 |  | 0.48576
0.40871 |  | 0.48573
0.40871 |  | 0.48573
0.40863 |  | 0.4857
0.4086 |  | 0.48566
0.40856 |  | 0.48563
0.40856 |  | 0.48559
0.40856 |  | 0.48559
0.40853 |  | 0.48559
0.40849 |  | 0.48559
0.40849 |  | 0.48559
0.40849 |  | 0.48552
0.40849 |  | 0.48548
0.40845 |  | 0.48548
0.40845 |  | 0.48546
0.40845 |  | 0.48542
0.40845 |  | 0.48538
0.40842 |  | 0.48535
0.40842 |  | 0.48532
0.40831 |  | 0.48528
0.40831 |  | 0.48528
0.40831 |  | 0.48525
0.40831 |  | 0.48525
0.40831 |  | 0.48521
0.40827 |  | 0.48521
0.40827 |  | 0.48514
0.40827 |  | 0.48514
0.40827 |  | 0.48507
0.40827 |  | 0.48504
0.40816 |  | 0.48504
0.40816 |  | 0.48504
0.40816 |  | 0.48497
0.40816 |  | 0.48497
0.40816 |  | 0.48497
0.40816 |  | 0.4849
0.40816 |  | 0.4849
0.40813 |  | 0.4849
0.40813 |  | 0.48487
0.40809 |  | 0.4848
0.40805 |  | 0.4848
0.40802 |  | 0.48473
0.40802 |  | 0.48473
0.40802 |  | 0.48473
0.40798 |  | 0.48473
0.40798 |  | 0.48473
0.40798 |  | 0.48466
0.40798 |  | 0.48466
0.40791 |  | 0.48463
0.40787 |  | 0.48463
0.40787 |  | 0.48459
0.40787 |  | 0.48456
0.40787 |  | 0.48452
0.40787 |  | 0.48452
0.40787 |  | 0.48452
0.40787 |  | 0.48448
0.40784 |  | 0.48445
0.40784 |  | 0.48438
0.40781 |  | 0.48435
0.40781 |  | 0.48435
0.40773 |  | 0.48428
0.40773 |  | 0.48428
0.40769 |  | 0.48428
0.40765 |  | 0.48424
0.40765 |  | 0.4842
0.40765 |  | 0.48413
0.40762 |  | 0.4841
0.40758 |  | 0.4841
0.40758 |  | 0.4841
0.40755 |  | 0.484
0.40755 |  | 0.48393
0.40755 |  | 0.48393
0.40755 |  | 0.48393
0.40747 |  | 0.48393
0.40747 |  | 0.48393
0.40747 |  | 0.48393
0.40744 |  | 0.48386
0.40744 |  | 0.48386
0.40744 |  | 0.48379
0.40744 |  | 0.48376
0.4074 |  | 0.48376
0.40737 |  | 0.48372
0.40737 |  | 0.48372
0.40734 |  | 0.48372
0.4073 |  | 0.48369
0.4073 |  | 0.48369
0.40726 |  | 0.48369
0.40723 |  | 0.48362
0.40723 |  | 0.48355
0.40723 |  | 0.48349
0.40719 |  | 0.48349
0.40715 |  | 0.48349
0.40715 |  | 0.48349
0.40715 |  | 0.48342
0.40712 |  | 0.48342
0.40712 |  | 0.48342
0.40712 |  | 0.48335
0.40708 |  | 0.48335
0.40701 |  | 0.48335
0.40701 |  | 0.48335
0.40701 |  | 0.48332
0.40697 |  | 0.48328
0.40697 |  | 0.48325
0.40694 |  | 0.48325
0.40694 |  | 0.48322
0.40694 |  | 0.48322
0.40694 |  | 0.48318
0.40694 |  | 0.48318
0.40694 |  | 0.48318
0.40694 |  | 0.48315
0.4069 |  | 0.48311
0.40686 |  | 0.48307
0.40686 |  | 0.48307
0.40683 |  | 0.48304
0.40683 |  | 0.48304
0.40676 |  | 0.483
0.40676 |  | 0.48297
0.40676 |  | 0.48294
0.40676 |  | 0.48294
0.40676 |  | 0.48294
0.40672 |  | 0.48294
0.40672 |  | 0.48294
0.40668 |  | 0.48283
0.40661 |  | 0.48277
0.40661 |  | 0.48277
0.40657 |  | 0.48277
0.40654 |  | 0.48267
0.40654 |  | 0.48267
0.40654 |  | 0.48267
0.40654 |  | 0.48267
0.40654 |  | 0.48263
0.4065 |  | 0.48256
0.40646 |  | 0.48256
0.40646 |  | 0.48249
0.40646 |  | 0.48242
0.40646 |  | 0.48242
0.40646 |  | 0.48239
0.40643 |  | 0.48239
0.40639 |  | 0.48235
0.40635 |  | 0.48232
0.40635 |  | 0.48232
0.40631 |  | 0.48229
0.40631 |  | 0.48222
0.40628 |  | 0.48218
0.40628 |  | 0.48218
0.40628 |  | 0.48215
0.40628 |  | 0.48211
0.40628 |  | 0.48211
0.40625 |  | 0.48207
0.40621 |  | 0.48204
0.40621 |  | 0.48201
0.40613 |  | 0.48198
0.40613 |  | 0.48198
0.40613 |  | 0.48194
0.4061 |  | 0.48191
0.4061 |  | 0.48183
0.4061 |  | 0.48181
0.4061 |  | 0.48181
0.40606 |  | 0.48181
0.40606 |  | 0.48181
0.40606 |  | 0.48177
0.40606 |  | 0.48177
0.40606 |  | 0.48173
0.40602 |  | 0.48173
0.40599 |  | 0.48163
0.40596 |  | 0.4816
0.40592 |  | 0.4816
0.40592 |  | 0.48156
0.40592 |  | 0.48156
0.40588 |  | 0.48146
0.40588 |  | 0.48143
0.40584 |  | 0.4814
0.40584 |  | 0.4814
0.40584 |  | 0.4814
0.40584 |  | 0.48129
0.40584 |  | 0.48129
0.40577 |  | 0.48129
0.40577 |  | 0.48123
0.40577 |  | 0.48119
0.40577 |  | 0.48119
0.40569 |  | 0.48119
0.40566 |  | 0.48116
0.40562 |  | 0.48108
0.40559 |  | 0.48108
0.40559 |  | 0.48108
0.40559 |  | 0.48105
0.40559 |  | 0.48105
0.40559 |  | 0.48098
0.40552 |  | 0.48094
0.40552 |  | 0.48091
0.40552 |  | 0.48088
0.40548 |  | 0.48088
0.40545 |  | 0.48088
0.40545 |  | 0.48088
0.40545 |  | 0.48081
0.40545 |  | 0.48078
0.40545 |  | 0.48074
0.40545 |  | 0.4807
0.40541 |  | 0.4807
0.4053 |  | 0.4807
0.4053 |  | 0.48064
0.4053 |  | 0.48064
0.4053 |  | 0.48058
0.4053 |  | 0.48058
0.40527 |  | 0.4805
0.40527 |  | 0.4805
0.40527 |  | 0.48047
0.40519 |  | 0.48047
0.40519 |  | 0.48043
0.40519 |  | 0.4804
0.40519 |  | 0.48037
0.40519 |  | 0.48033
0.40516 |  | 0.48026
0.40512 |  | 0.48026
0.40512 |  | 0.48026
0.40508 |  | 0.48022
0.40508 |  | 0.48022
0.40505 |  | 0.48016
0.40505 |  | 0.48016
0.40505 |  | 0.48016
0.40501 |  | 0.48006
0.40501 |  | 0.47998
0.40494 |  | 0.47998
0.40487 |  | 0.47998
0.40487 |  | 0.47995
0.40487 |  | 0.47995
0.40487 |  | 0.47995
0.40487 |  | 0.47988
0.40487 |  | 0.47988
0.40479 |  | 0.47985
0.40476 |  | 0.47981
0.40476 |  | 0.47978
0.40476 |  | 0.47975
0.40476 |  | 0.47972
0.40472 |  | 0.47968
0.40472 |  | 0.47968
0.40469 |  | 0.47965
0.40469 |  | 0.47958
0.40465 |  | 0.47958
0.40461 |  | 0.47954
0.40458 |  | 0.47951
0.40454 |  | 0.47951
0.40454 |  | 0.47947
0.40454 |  | 0.47947
0.40454 |  | 0.47944
0.40454 |  | 0.47936
0.40454 |  | 0.47936
0.40454 |  | 0.47936
0.40454 |  | 0.47933
0.40443 |  | 0.4793
0.40443 |  | 0.4793
0.40443 |  | 0.47926
0.40443 |  | 0.47923
0.40436 |  | 0.47919
0.40436 |  | 0.47919
0.40436 |  | 0.47916
0.40432 |  | 0.47913
0.40432 |  | 0.47913
0.40432 |  | 0.47906
0.40429 |  | 0.47906
0.40429 |  | 0.47906
0.40429 |  | 0.47906
0.40418 |  | 0.47898
0.40418 |  | 0.47892
0.40418 |  | 0.47892
0.40414 |  | 0.47889
0.40414 |  | 0.47885
0.40414 |  | 0.47885
0.40414 |  | 0.47881
0.40414 |  | 0.47881
0.40404 |  | 0.47875
0.404 |  | 0.47871
0.404 |  | 0.47868
0.404 |  | 0.47868
0.404 |  | 0.47868
0.404 |  | 0.47868
0.40396 |  | 0.47864
0.40396 |  | 0.47853
0.40396 |  | 0.47853
0.40393 |  | 0.47853
0.40389 |  | 0.47853
0.40385 |  | 0.4785
0.40385 |  | 0.47843
0.40382 |  | 0.4784
0.40382 |  | 0.4784
0.40378 |  | 0.47826
0.40378 |  | 0.47826
0.40378 |  | 0.47823
0.40378 |  | 0.47819
0.40378 |  | 0.47819
0.40378 |  | 0.47812
0.40375 |  | 0.47812
0.40375 |  | 0.47809
0.40371 |  | 0.47805
0.40364 |  | 0.47805
0.4036 |  | 0.47802
0.4036 |  | 0.47802
0.4036 |  | 0.47799
0.4036 |  | 0.47799
0.40357 |  | 0.47796
0.40353 |  | 0.47792
0.40349 |  | 0.47786
0.40349 |  | 0.47782
0.40349 |  | 0.47782
0.40346 |  | 0.47778
0.40346 |  | 0.47778
0.40342 |  | 0.47775
0.40342 |  | 0.47771
0.40339 |  | 0.47764
0.40339 |  | 0.47764
0.40339 |  | 0.47764
0.40339 |  | 0.47764
0.40335 |  | 0.47757
0.40335 |  | 0.47754
0.40332 |  | 0.47754
0.40332 |  | 0.4775
0.40328 |  | 0.47744
0.40324 |  | 0.4774
0.40324 |  | 0.4774
0.40324 |  | 0.4774
0.40324 |  | 0.47737
0.40321 |  | 0.47737
0.40317 |  | 0.47733
0.40317 |  | 0.4773
0.40317 |  | 0.47723
0.40313 |  | 0.4772
0.4031 |  | 0.4772
0.40306 |  | 0.47716
0.40306 |  | 0.47716
0.40299 |  | 0.47716
0.40299 |  | 0.47716
0.40299 |  | 0.47716
0.40299 |  | 0.47709
0.40299 |  | 0.47705
0.40299 |  | 0.47699
0.40299 |  | 0.47699
0.40299 |  | 0.47695
0.40295 |  | 0.47692
0.40288 |  | 0.47689
0.40288 |  | 0.47689
0.40288 |  | 0.47685
0.40285 |  | 0.47682
0.40285 |  | 0.47678
0.40281 |  | 0.47678
0.40277 |  | 0.47675
0.40274 |  | 0.47675
0.40274 |  | 0.47669
0.40274 |  | 0.47665
0.40274 |  | 0.47665
0.40274 |  | 0.47661
0.4027 |  | 0.47658
0.4027 |  | 0.47651
0.4027 |  | 0.47651
0.40267 |  | 0.47651
0.40259 |  | 0.47644
0.40259 |  | 0.47641
0.40259 |  | 0.47641
0.40256 |  | 0.47641
0.40256 |  | 0.47638
0.40256 |  | 0.47631
0.40256 |  | 0.47631
0.40256 |  | 0.47631
0.40252 |  | 0.47627
0.40252 |  | 0.47623
0.40252 |  | 0.4762
0.40245 |  | 0.4762
0.40245 |  | 0.47617
0.40241 |  | 0.47617
0.40241 |  | 0.47613
0.40241 |  | 0.47606
0.40241 |  | 0.47606
0.40234 |  | 0.47606
0.40234 |  | 0.47606
0.4023 |  | 0.47606
0.4023 |  | 0.47606
0.40227 |  | 0.47603
0.40227 |  | 0.47596
0.40227 |  | 0.47589
0.40227 |  | 0.47589
0.40227 |  | 0.47589
0.40227 |  | 0.47582
0.4022 |  | 0.47582
0.40212 |  | 0.47582
0.40212 |  | 0.47579
0.40209 |  | 0.47575
0.40209 |  | 0.47575
0.40209 |  | 0.47568
0.40209 |  | 0.47565
0.40209 |  | 0.47565
0.40209 |  | 0.47562
0.40205 |  | 0.47562
0.40205 |  | 0.47562
0.40201 |  | 0.47558
0.40198 |  | 0.47555
0.40198 |  | 0.47551
0.40195 |  | 0.47548
0.40195 |  | 0.47548
0.40195 |  | 0.47544
0.40195 |  | 0.47537
0.40191 |  | 0.47534
0.40183 |  | 0.47534
0.40183 |  | 0.47527
0.40183 |  | 0.47527
0.40183 |  | 0.4752
0.40183 |  | 0.47517
0.40183 |  | 0.47507
0.40183 |  | 0.47507
0.40179 |  | 0.47507
0.40176 |  | 0.47503
0.40173 |  | 0.475
0.40173 |  | 0.475
0.40173 |  | 0.47496
0.40169 |  | 0.47492
0.40161 |  | 0.47489
0.40161 |  | 0.47486
0.40161 |  | 0.47486
0.40161 |  | 0.47486
0.40158 |  | 0.47486
0.40158 |  | 0.47483
0.40158 |  | 0.47476
0.40158 |  | 0.47476
0.40154 |  | 0.47472
0.4015 |  | 0.47472
0.4015 |  | 0.47469
0.4015 |  | 0.47466
0.40143 |  | 0.47466
0.40143 |  | 0.47458
0.40143 |  | 0.47458
0.4014 |  | 0.47455
0.40136 |  | 0.47455
0.40136 |  | 0.47445
0.40136 |  | 0.47445
0.40136 |  | 0.47445
0.40136 |  | 0.47445
0.40136 |  | 0.47438
0.40136 |  | 0.47438
0.40133 |  | 0.47438
0.40133 |  | 0.47434
0.40129 |  | 0.47427
0.40126 |  | 0.47427
0.40118 |  | 0.47424
0.40118 |  | 0.47424
0.40118 |  | 0.47417
0.40118 |  | 0.4741
0.40118 |  | 0.4741
0.40118 |  | 0.474
0.40118 |  | 0.474
0.40115 |  | 0.474
0.40115 |  | 0.474
0.40115 |  | 0.474
0.40107 |  | 0.47392
0.40107 |  | 0.47389
0.401 |  | 0.47382
0.401 |  | 0.47379
0.40097 |  | 0.47379
0.40093 |  | 0.47379
0.40093 |  | 0.47371
0.40093 |  | 0.47371
0.40089 |  | 0.47371
0.40089 |  | 0.47368
0.40082 |  | 0.47364
0.40082 |  | 0.47354
0.40082 |  | 0.47354
0.40082 |  | 0.47354
0.40078 |  | 0.47354
0.40078 |  | 0.47351
0.40078 |  | 0.47347
0.40075 |  | 0.47347
0.40075 |  | 0.4734
0.40075 |  | 0.4734
0.40071 |  | 0.4734
0.40068 |  | 0.47337
0.40064 |  | 0.47333
0.40064 |  | 0.47327
0.40064 |  | 0.47327
0.4006 |  | 0.47327
0.4006 |  | 0.47323
0.40053 |  | 0.4732
0.40053 |  | 0.4732
0.40049 |  | 0.47317
0.40049 |  | 0.47317
0.40049 |  | 0.47317
0.40046 |  | 0.4731
0.40046 |  | 0.47307
0.40046 |  | 0.47303
0.40046 |  | 0.47303
0.40042 |  | 0.47296
0.40042 |  | 0.47296
0.40042 |  | 0.47293
0.40035 |  | 0.47293
0.40035 |  | 0.47291
0.40035 |  | 0.47283
0.40031 |  | 0.47283
0.40027 |  | 0.47283
0.40027 |  | 0.4728
0.40027 |  | 0.47276
0.40027 |  | 0.47276
0.40027 |  | 0.47269
0.40024 |  | 0.47265
0.40024 |  | 0.47262
0.40024 |  | 0.47259
0.40024 |  | 0.47255
0.4002 |  | 0.47255
0.40013 |  | 0.47255
0.40006 |  | 0.47252
0.40006 |  | 0.47252
0.40006 |  | 0.47248
0.40006 |  | 0.47242
0.40006 |  | 0.47238
0.40006 |  | 0.47238
0.40006 |  | 0.47232
0.40006 |  | 0.47228
0.40006 |  | 0.47228
0.40002 |  | 0.47225
0.39999 |  | 0.47217
0.39991 |  | 0.47217
0.39991 |  | 0.47214
0.39991 |  | 0.47214
0.39991 |  | 0.47204
0.39988 |  | 0.47204
0.39988 |  | 0.47204
0.39988 |  | 0.47204
0.39988 |  | 0.47198
0.39984 |  | 0.47187
0.39984 |  | 0.47187
0.39984 |  | 0.47184
0.39984 |  | 0.47184
0.39977 |  | 0.47181
0.39977 |  | 0.47181
0.39977 |  | 0.47181
0.39973 |  | 0.47181
0.39971 |  | 0.47181
0.39966 |  | 0.47173
0.39966 |  | 0.4717
0.39966 |  | 0.47163
0.39962 |  | 0.4716
0.39959 |  | 0.47156
0.39959 |  | 0.47156
0.39955 |  | 0.47156
0.39955 |  | 0.47156
0.39955 |  | 0.47153
0.39948 |  | 0.47153
0.39948 |  | 0.47149
0.39948 |  | 0.47146
0.39944 |  | 0.47142
0.39944 |  | 0.47136
0.39944 |  | 0.47132
0.39944 |  | 0.47132
0.39944 |  | 0.47132
0.39941 |  | 0.47121
0.39941 |  | 0.47118
0.39937 |  | 0.47118
0.39937 |  | 0.47115
0.39937 |  | 0.47115
0.39937 |  | 0.47111
0.3993 |  | 0.47111
0.3993 |  | 0.47111
0.3993 |  | 0.47108
0.39926 |  | 0.47104
0.39926 |  | 0.47094
0.39926 |  | 0.47094
0.39926 |  | 0.47094
0.39926 |  | 0.47094
0.39923 |  | 0.47094
0.39919 |  | 0.47091
0.39919 |  | 0.47083
0.39912 |  | 0.47083
0.39912 |  | 0.4708
0.39912 |  | 0.4708
0.39912 |  | 0.47073
0.39908 |  | 0.47066
0.39904 |  | 0.47066
0.39904 |  | 0.47063
0.39904 |  | 0.47063
0.39901 |  | 0.47063
0.39897 |  | 0.4706
0.39897 |  | 0.47056
0.39894 |  | 0.47052
0.39894 |  | 0.47052
0.39894 |  | 0.47045
0.39894 |  | 0.47045
0.39894 |  | 0.47045
0.3989 |  | 0.47035
0.3989 |  | 0.47035
0.3989 |  | 0.47028
0.39886 |  | 0.47028
0.39886 |  | 0.47025
0.39883 |  | 0.47025
0.39879 |  | 0.47025
0.39876 |  | 0.47019
0.39876 |  | 0.47015
0.39876 |  | 0.47012
0.39876 |  | 0.47012
0.39872 |  | 0.47012
0.39869 |  | 0.47008
0.39869 |  | 0.47005
0.39869 |  | 0.47005
0.39869 |  | 0.47005
0.39865 |  | 0.47005
0.39861 |  | 0.47005
0.39861 |  | 0.46991
0.39861 |  | 0.46991
0.39858 |  | 0.46987
0.39858 |  | 0.46987
0.39858 |  | 0.46987
0.39858 |  | 0.46987
0.39855 |  | 0.46984
0.39847 |  | 0.4698
0.39847 |  | 0.46977
0.39844 |  | 0.46977
0.39844 |  | 0.46977
0.3984 |  | 0.4697
0.3984 |  | 0.4697
0.3984 |  | 0.46967
0.3984 |  | 0.4696
0.39837 |  | 0.4696
0.39837 |  | 0.46957
0.39837 |  | 0.46953
0.39837 |  | 0.46953
0.39833 |  | 0.46949
0.3983 |  | 0.46949
0.39826 |  | 0.46949
0.39826 |  | 0.46949
0.39826 |  | 0.46947
0.39826 |  | 0.46947
0.39822 |  | 0.46943
0.39822 |  | 0.46943
0.39818 |  | 0.46943
0.39818 |  | 0.46936
0.39818 |  | 0.46936
0.39815 |  | 0.46936
0.39811 |  | 0.46929
0.39808 |  | 0.46926
0.39808 |  | 0.46926
0.39804 |  | 0.46926
0.39804 |  | 0.46919
0.39804 |  | 0.46916
0.39804 |  | 0.46916
0.39797 |  | 0.46912
0.39797 |  | 0.46908
0.39793 |  | 0.46905
0.39793 |  | 0.46902
0.39793 |  | 0.46902
0.39789 |  | 0.46902
0.39789 |  | 0.46899
0.39789 |  | 0.46885
0.39786 |  | 0.46885
0.39782 |  | 0.46885
0.39782 |  | 0.46885
0.39779 |  | 0.46878
0.39779 |  | 0.46878
0.39775 |  | 0.46875
0.39771 |  | 0.46875
0.39771 |  | 0.46871
0.39771 |  | 0.46868
0.39771 |  | 0.4686
0.39771 |  | 0.4686
0.39771 |  | 0.46857
0.39771 |  | 0.4685
0.39771 |  | 0.4685
0.39771 |  | 0.4685
0.39771 |  | 0.46847
0.39767 |  | 0.46847
0.39764 |  | 0.46839
0.3976 |  | 0.46839
0.39757 |  | 0.46833
0.39753 |  | 0.46833
0.39753 |  | 0.46833
0.39749 |  | 0.46829
0.39749 |  | 0.46822
0.39746 |  | 0.46822
0.39746 |  | 0.46822
0.39746 |  | 0.46816
0.39742 |  | 0.46816
0.39735 |  | 0.46812
0.39735 |  | 0.46812
0.39735 |  | 0.46809
0.39735 |  | 0.46809
0.39735 |  | 0.46799
0.39731 |  | 0.46795
0.39727 |  | 0.46792
0.39727 |  | 0.46792
0.39724 |  | 0.46785
0.39724 |  | 0.46785
0.39724 |  | 0.46782
0.39724 |  | 0.46782
0.39717 |  | 0.46778
0.39717 |  | 0.46775
0.39717 |  | 0.46767
0.39717 |  | 0.46765
0.3971 |  | 0.46765
0.39706 |  | 0.46765
0.39706 |  | 0.46757
0.39706 |  | 0.46757
0.39699 |  | 0.46757
0.39695 |  | 0.46744
0.39695 |  | 0.4674
0.39695 |  | 0.4674
0.39695 |  | 0.4674
0.39691 |  | 0.4674
0.39691 |  | 0.46737
0.39688 |  | 0.46737
0.39688 |  | 0.4673
0.39688 |  | 0.46727
0.39684 |  | 0.46727
0.39684 |  | 0.46727
0.39681 |  | 0.46719
0.39681 |  | 0.46719
0.39677 |  | 0.46713
0.39677 |  | 0.46713
0.39673 |  | 0.46709
0.39673 |  | 0.46709
0.39673 |  | 0.46706
0.39673 |  | 0.46702
0.39669 |  | 0.46699
0.39666 |  | 0.46695
0.39666 |  | 0.46695
0.39666 |  | 0.46692
0.39666 |  | 0.46689
0.39659 |  | 0.46689
0.39655 |  | 0.46682
0.39655 |  | 0.46679
0.39655 |  | 0.46675
0.39655 |  | 0.46671
0.39651 |  | 0.46671
0.39651 |  | 0.46668
0.39651 |  | 0.46668
0.39651 |  | 0.46668
0.39648 |  | 0.46668
0.39648 |  | 0.46661
0.39648 |  | 0.46658
0.39645 |  | 0.46655
0.39641 |  | 0.46655
0.39641 |  | 0.46648
0.39641 |  | 0.46638
0.39641 |  | 0.46638
0.39637 |  | 0.46638
0.39633 |  | 0.46634
0.39633 |  | 0.46634
0.39633 |  | 0.4663
0.39626 |  | 0.4663
0.39622 |  | 0.4662
0.39622 |  | 0.4662
0.39619 |  | 0.46617
0.39619 |  | 0.46617
0.39615 |  | 0.46617
0.39615 |  | 0.46613
0.39611 |  | 0.46609
0.39608 |  | 0.46609
0.39608 |  | 0.46606
0.39608 |  | 0.46606
0.39608 |  | 0.46599
0.39604 |  | 0.46596
0.39604 |  | 0.46596
0.396 |  | 0.46592
0.39597 |  | 0.46589
0.39597 |  | 0.46589
0.39597 |  | 0.46589
0.39597 |  | 0.46586
0.39597 |  | 0.46582
0.3959 |  | 0.46579
0.39586 |  | 0.46576
0.39586 |  | 0.46576
0.39582 |  | 0.46576
0.39579 |  | 0.46576
0.39579 |  | 0.46576
0.39579 |  | 0.46573
0.39579 |  | 0.46569
0.39579 |  | 0.46569
0.39575 |  | 0.46569
0.39575 |  | 0.46562
0.39571 |  | 0.46562
0.39571 |  | 0.46558
0.39571 |  | 0.46555
0.39564 |  | 0.46555
0.39557 |  | 0.46552
0.39557 |  | 0.46548
0.39557 |  | 0.46545
0.39557 |  | 0.46538
0.39553 |  | 0.46535
0.39553 |  | 0.46535
0.39553 |  | 0.46524
0.39553 |  | 0.46524
0.39549 |  | 0.46524
0.39549 |  | 0.46524
0.39546 |  | 0.46521
0.39546 |  | 0.46521
0.39546 |  | 0.46518
0.39542 |  | 0.46514
0.39542 |  | 0.46507
0.39535 |  | 0.46507
0.39535 |  | 0.46503
0.39535 |  | 0.465
0.39531 |  | 0.46496
0.39531 |  | 0.46496
0.39531 |  | 0.46483
0.3953 |  | 0.46483
0.39528 |  | 0.46476
0.39521 |  | 0.46476
0.39521 |  | 0.46476
0.39521 |  | 0.46476
0.39521 |  | 0.46472
0.39521 |  | 0.46469
0.39521 |  | 0.46465
0.39521 |  | 0.46465
0.39517 |  | 0.46465
0.3951 |  | 0.46463
0.39507 |  | 0.46456
0.39503 |  | 0.46452
0.39503 |  | 0.46452
0.39503 |  | 0.46452
0.39503 |  | 0.46448
0.39503 |  | 0.46445
0.39499 |  | 0.46442
0.39499 |  | 0.46442
0.39499 |  | 0.46438
0.39499 |  | 0.46435
0.39496 |  | 0.46435
0.39492 |  | 0.46428
0.39488 |  | 0.46425
0.39488 |  | 0.46421
0.39485 |  | 0.46421
0.39485 |  | 0.46414
0.39485 |  | 0.46414
0.39485 |  | 0.4641
0.39482 |  | 0.4641
0.39478 |  | 0.46407
0.39478 |  | 0.464
0.3947 |  | 0.464
0.3947 |  | 0.46397
0.3947 |  | 0.46397
0.3947 |  | 0.46397
0.39467 |  | 0.46397
0.39467 |  | 0.46397
0.39467 |  | 0.46393
0.39467 |  | 0.46386
0.39467 |  | 0.46386
0.39463 |  | 0.46383
0.39463 |  | 0.46379
0.39463 |  | 0.46379
0.39463 |  | 0.46379
0.39463 |  | 0.46372
0.39463 |  | 0.46372
0.39463 |  | 0.46372
0.39456 |  | 0.46369
0.39448 |  | 0.46369
0.39448 |  | 0.46362
0.39448 |  | 0.46362
0.39448 |  | 0.46362
0.39448 |  | 0.46359
0.39445 |  | 0.46355
0.39441 |  | 0.46352
0.39441 |  | 0.46348
0.39441 |  | 0.46341
0.39441 |  | 0.46341
0.39437 |  | 0.46341
0.39437 |  | 0.46338
0.39434 |  | 0.46338
0.3943 |  | 0.46338
0.3943 |  | 0.46338
0.39427 |  | 0.46328
0.39419 |  | 0.46324
0.39419 |  | 0.46324
0.39419 |  | 0.46324
0.39419 |  | 0.46324
0.39416 |  | 0.46317
0.39412 |  | 0.4631
0.39412 |  | 0.4631
0.39412 |  | 0.4631
0.39409 |  | 0.4631
0.39409 |  | 0.46307
0.39409 |  | 0.46307
0.39405 |  | 0.463
0.39402 |  | 0.46297
0.39402 |  | 0.46297
0.39402 |  | 0.46293
0.39402 |  | 0.4629
0.39394 |  | 0.4629
0.39394 |  | 0.4629
0.39394 |  | 0.46286
0.39394 |  | 0.46286
0.39391 |  | 0.46286
0.39391 |  | 0.46279
0.39387 |  | 0.46279
0.39387 |  | 0.46279
0.39387 |  | 0.46276
0.39383 |  | 0.46272
0.39383 |  | 0.46269
0.39383 |  | 0.46265
0.3938 |  | 0.46265
0.39373 |  | 0.46262
0.39373 |  | 0.46262
0.39369 |  | 0.46259
0.39369 |  | 0.46255
0.39369 |  | 0.46255
0.39369 |  | 0.46255
0.39365 |  | 0.46251
0.39362 |  | 0.46242
0.39362 |  | 0.46238
0.39362 |  | 0.46238
0.39362 |  | 0.46234
0.39354 |  | 0.46228
0.39354 |  | 0.46228
0.39354 |  | 0.46228
0.39354 |  | 0.46228
0.39354 |  | 0.46221
0.39351 |  | 0.46214
0.39347 |  | 0.46214
0.39347 |  | 0.46214
0.39343 |  | 0.46214
0.3934 |  | 0.46211
0.3934 |  | 0.46211
0.3934 |  | 0.46211
0.3934 |  | 0.46208
0.3934 |  | 0.46197
0.3934 |  | 0.46197
0.39332 |  | 0.46197
0.39329 |  | 0.46194
0.39329 |  | 0.4619
0.39329 |  | 0.46186
0.39329 |  | 0.46183
0.39329 |  | 0.46183
0.39325 |  | 0.46183
0.39325 |  | 0.46179
0.39318 |  | 0.46173
0.39318 |  | 0.46173
0.39314 |  | 0.46166
0.39314 |  | 0.46166
0.39311 |  | 0.46166
0.39311 |  | 0.46166
0.39311 |  | 0.46162
0.39311 |  | 0.46159
0.39304 |  | 0.46156
0.393 |  | 0.46148
0.393 |  | 0.46145
0.393 |  | 0.46145
0.393 |  | 0.46145
0.393 |  | 0.46141
0.393 |  | 0.46141
0.393 |  | 0.46141
0.393 |  | 0.46138
0.39296 |  | 0.46138
0.39296 |  | 0.46131
0.39293 |  | 0.46128
0.39285 |  | 0.46124
0.39285 |  | 0.46124
0.39282 |  | 0.46121
0.39282 |  | 0.46117
0.39282 |  | 0.46114
0.39282 |  | 0.46114
0.39282 |  | 0.46114
0.39282 |  | 0.46107
0.39278 |  | 0.46107
0.39275 |  | 0.46107
0.39271 |  | 0.461
0.39271 |  | 0.46094
0.39268 |  | 0.4609
0.39268 |  | 0.4609
0.39268 |  | 0.4609
0.39264 |  | 0.46087
0.3926 |  | 0.46084
0.3926 |  | 0.4608
0.3926 |  | 0.4608
0.3926 |  | 0.46077
0.39257 |  | 0.46077
0.39253 |  | 0.46073
0.39253 |  | 0.46066
0.39253 |  | 0.46066
0.3925 |  | 0.46066
0.39246 |  | 0.46063
0.39242 |  | 0.46063
0.39242 |  | 0.46063
0.39242 |  | 0.46063
0.39242 |  | 0.46059
0.39242 |  | 0.46059
0.39242 |  | 0.46052
0.39239 |  | 0.46048
0.39239 |  | 0.46046
0.39235 |  | 0.46046
0.39235 |  | 0.46046
0.39235 |  | 0.46042
0.39232 |  | 0.46039
0.39232 |  | 0.46036
0.39224 |  | 0.46036
0.39224 |  | 0.46032
0.39224 |  | 0.46032
0.39224 |  | 0.46029
0.3922 |  | 0.46018
0.39217 |  | 0.46018
0.39217 |  | 0.46018
0.39217 |  | 0.46018
0.39213 |  | 0.46015
0.39213 |  | 0.46008
0.39209 |  | 0.46008
0.39209 |  | 0.46008
0.39209 |  | 0.46001
0.39209 |  | 0.45997
0.39202 |  | 0.45994
0.39198 |  | 0.45994
0.39198 |  | 0.4599
0.39198 |  | 0.4599
0.39195 |  | 0.45987
0.39195 |  | 0.45987
0.39191 |  | 0.45987
0.39188 |  | 0.45984
0.39188 |  | 0.45984
0.39184 |  | 0.45984
0.39184 |  | 0.45973
0.39184 |  | 0.45973
0.39184 |  | 0.45973
0.39184 |  | 0.45969
0.3918 |  | 0.45966
0.3918 |  | 0.45959
0.39177 |  | 0.45956
0.39173 |  | 0.45956
0.39173 |  | 0.45956
0.3917 |  | 0.45952
0.39166 |  | 0.45949
0.39166 |  | 0.45949
0.39166 |  | 0.45949
0.39166 |  | 0.45945
0.39166 |  | 0.45945
0.39166 |  | 0.45942
0.39162 |  | 0.45939
0.39158 |  | 0.45935
0.39158 |  | 0.45932
0.39155 |  | 0.45928
0.39151 |  | 0.45928
0.39151 |  | 0.45918
0.39151 |  | 0.45915
0.39147 |  | 0.45915
0.39147 |  | 0.45915
0.39147 |  | 0.45915
0.39147 |  | 0.45915
0.39144 |  | 0.45911
0.39144 |  | 0.45904
0.39144 |  | 0.45904
0.39144 |  | 0.45904
0.39144 |  | 0.45901
0.3914 |  | 0.45897
0.39133 |  | 0.45894
0.39133 |  | 0.4589
0.39133 |  | 0.4589
0.39129 |  | 0.4589
0.39125 |  | 0.45887
0.39122 |  | 0.45877
0.39122 |  | 0.45877
0.39122 |  | 0.45873
0.39122 |  | 0.45873
0.39118 |  | 0.45873
0.39118 |  | 0.45873
0.39115 |  | 0.4587
0.39111 |  | 0.45866
0.39107 |  | 0.45862
0.39107 |  | 0.4586
0.39107 |  | 0.45852
0.39104 |  | 0.45852
0.39104 |  | 0.45849
0.391 |  | 0.45841
0.391 |  | 0.45841
0.391 |  | 0.45841
0.39096 |  | 0.45841
0.39096 |  | 0.45838
0.39089 |  | 0.45835
0.39089 |  | 0.45835
0.39085 |  | 0.45831
0.39085 |  | 0.45824
0.39085 |  | 0.4582
0.39085 |  | 0.4582
0.39085 |  | 0.45817
0.39085 |  | 0.45817
0.39085 |  | 0.45813
0.39082 |  | 0.45813
0.39078 |  | 0.45811
0.39074 |  | 0.45807
0.39074 |  | 0.45803
0.39067 |  | 0.45803
0.39067 |  | 0.45799
0.39067 |  | 0.45796
0.39067 |  | 0.45793
0.39067 |  | 0.45793
0.39064 |  | 0.4579
0.39064 |  | 0.4579
0.39064 |  | 0.4579
0.39064 |  | 0.4579
0.39064 |  | 0.45783
0.3906 |  | 0.45772
0.39057 |  | 0.45772
0.39053 |  | 0.45772
0.3905 |  | 0.45772
0.39046 |  | 0.45772
0.39046 |  | 0.45769
0.39046 |  | 0.45765
0.39042 |  | 0.45759
0.39042 |  | 0.45755
0.39042 |  | 0.45751
0.39038 |  | 0.45748
0.39035 |  | 0.45748
0.39031 |  | 0.45744
0.39031 |  | 0.45744
0.39031 |  | 0.45741
0.39028 |  | 0.45738
0.39028 |  | 0.45734
0.39024 |  | 0.45731
0.39021 |  | 0.45731
0.39021 |  | 0.45723
0.39021 |  | 0.45723
0.39021 |  | 0.45717
0.39017 |  | 0.45717
0.39017 |  | 0.45713
0.39017 |  | 0.4571
0.39013 |  | 0.4571
0.39013 |  | 0.45706
0.3901 |  | 0.45706
0.39006 |  | 0.45706
0.39002 |  | 0.457
0.39002 |  | 0.45693
0.39002 |  | 0.45693
0.39002 |  | 0.45689
0.38992 |  | 0.45682
0.38988 |  | 0.45682
0.38988 |  | 0.45682
0.38988 |  | 0.45679
0.38988 |  | 0.45679
0.38985 |  | 0.45672
0.38985 |  | 0.45668
0.38981 |  | 0.45668
0.38977 |  | 0.45661
0.38977 |  | 0.45661
0.38977 |  | 0.45658
0.38974 |  | 0.45655
0.3897 |  | 0.45655
0.3897 |  | 0.45655
0.38966 |  | 0.45651
0.38963 |  | 0.45647
0.38963 |  | 0.4564
0.38963 |  | 0.45637
0.38963 |  | 0.45637
0.38963 |  | 0.45634
0.38963 |  | 0.4563
0.38959 |  | 0.45627
0.38955 |  | 0.45623
0.38952 |  | 0.4562
0.38948 |  | 0.45616
0.38948 |  | 0.45613
0.38948 |  | 0.45613
0.38944 |  | 0.4561
0.38937 |  | 0.45606
0.38934 |  | 0.45603
0.38934 |  | 0.45603
0.38934 |  | 0.45599
0.38934 |  | 0.45599
0.38934 |  | 0.45596
0.38934 |  | 0.45592
0.38934 |  | 0.45589
0.3893 |  | 0.45585
0.3893 |  | 0.45582
0.3893 |  | 0.45582
0.38926 |  | 0.45578
0.38926 |  | 0.45578
0.38926 |  | 0.45575
0.38926 |  | 0.45575
0.38919 |  | 0.45565
0.38916 |  | 0.45561
0.38916 |  | 0.45561
0.38912 |  | 0.45558
0.38912 |  | 0.45555
0.38912 |  | 0.45551
0.38912 |  | 0.45551
0.38905 |  | 0.45544
0.38905 |  | 0.45541
0.38905 |  | 0.45538
0.38905 |  | 0.45538
0.38905 |  | 0.45538
0.38905 |  | 0.45534
0.38905 |  | 0.45534
0.38901 |  | 0.45528
0.38901 |  | 0.45524
0.38898 |  | 0.4552
0.38898 |  | 0.4552
0.38894 |  | 0.45517
0.3889 |  | 0.45514
0.3889 |  | 0.4551
0.3889 |  | 0.45507
0.38887 |  | 0.45504
0.38887 |  | 0.455
0.38883 |  | 0.45497
0.38883 |  | 0.45497
0.38883 |  | 0.45497
0.38879 |  | 0.45497
0.38876 |  | 0.4549
0.38872 |  | 0.45483
0.38872 |  | 0.45483
0.38872 |  | 0.45483
0.38872 |  | 0.45479
0.38869 |  | 0.45476
0.38869 |  | 0.45476
0.38865 |  | 0.45473
0.38865 |  | 0.45469
0.38865 |  | 0.45469
0.38865 |  | 0.45469
0.38861 |  | 0.45469
0.38858 |  | 0.45462
0.38854 |  | 0.45458
0.38854 |  | 0.45458
0.38854 |  | 0.45452
0.38854 |  | 0.45448
0.38851 |  | 0.45448
0.38847 |  | 0.45448
0.38847 |  | 0.45441
0.38847 |  | 0.45439
0.38844 |  | 0.45435
0.38841 |  | 0.45435
0.38841 |  | 0.45431
0.38841 |  | 0.45425
0.38837 |  | 0.45421
0.38837 |  | 0.45421
0.38837 |  | 0.45421
0.38833 |  | 0.45418
0.38826 |  | 0.45414
0.38826 |  | 0.45411
0.38826 |  | 0.45408
0.38826 |  | 0.45408
0.38826 |  | 0.454
0.38819 |  | 0.454
0.38819 |  | 0.454
0.38819 |  | 0.45397
0.38819 |  | 0.45397
0.38819 |  | 0.45393
0.38819 |  | 0.45393
0.38819 |  | 0.4539
0.38819 |  | 0.45387
0.38807 |  | 0.45387
0.38804 |  | 0.45383
0.38804 |  | 0.45379
0.38804 |  | 0.45376
0.38801 |  | 0.45376
0.38801 |  | 0.45376
0.38796 |  | 0.45373
0.38793 |  | 0.45369
0.38793 |  | 0.45365
0.3879 |  | 0.45362
0.3879 |  | 0.45362
0.38786 |  | 0.45358
0.38786 |  | 0.45352
0.38786 |  | 0.45352
0.38783 |  | 0.45352
0.38775 |  | 0.45352
0.38775 |  | 0.45352
0.38775 |  | 0.45352
0.38772 |  | 0.45344
0.38772 |  | 0.45341
0.38772 |  | 0.45331
0.38772 |  | 0.45327
0.38768 |  | 0.45324
0.38768 |  | 0.45324
0.38768 |  | 0.45324
0.38765 |  | 0.4532
0.38757 |  | 0.45316
0.38757 |  | 0.45316
0.38757 |  | 0.45316
0.38757 |  | 0.4531
0.38757 |  | 0.45306
0.38757 |  | 0.45303
0.38754 |  | 0.45303
0.38754 |  | 0.45303
0.38754 |  | 0.45292
0.3875 |  | 0.45292
0.3875 |  | 0.45292
0.3875 |  | 0.45292
0.3875 |  | 0.45292
0.3875 |  | 0.45289
0.38747 |  | 0.45289
0.38743 |  | 0.45289
0.38739 |  | 0.45289
0.38739 |  | 0.45282
0.38736 |  | 0.45275
0.38732 |  | 0.45272
0.38732 |  | 0.45272
0.38732 |  | 0.45268
0.38732 |  | 0.45265
0.38729 |  | 0.45265
0.38729 |  | 0.45265
0.38729 |  | 0.45265
0.38725 |  | 0.45254
0.38721 |  | 0.45248
0.38721 |  | 0.45248
0.38721 |  | 0.45244
0.38721 |  | 0.45244
0.38718 |  | 0.45244
0.38718 |  | 0.45244
0.38718 |  | 0.45241
0.38714 |  | 0.45238
0.3871 |  | 0.45234
0.38707 |  | 0.45234
0.38707 |  | 0.45228
0.38703 |  | 0.45224
0.387 |  | 0.45224
0.387 |  | 0.45224
0.387 |  | 0.45221
0.387 |  | 0.45221
0.38696 |  | 0.45214
0.38692 |  | 0.4521
0.38692 |  | 0.4521
0.38692 |  | 0.45207
0.38689 |  | 0.45203
0.38689 |  | 0.45203
0.38689 |  | 0.45203
0.38685 |  | 0.452
0.38681 |  | 0.452
0.38678 |  | 0.45197
0.38671 |  | 0.45193
0.38671 |  | 0.45193
0.38671 |  | 0.45186
0.38671 |  | 0.45186
0.38671 |  | 0.45186
0.38671 |  | 0.45182
0.38671 |  | 0.45179
0.38671 |  | 0.45176
0.38671 |  | 0.45169
0.38668 |  | 0.45169
0.38668 |  | 0.45169
0.3866 |  | 0.45169
0.3866 |  | 0.45165
0.3866 |  | 0.45159
0.3866 |  | 0.45155
0.38657 |  | 0.45155
0.38657 |  | 0.45155
0.38653 |  | 0.45148
0.38653 |  | 0.45148
0.38653 |  | 0.45148
0.38646 |  | 0.45141
0.38646 |  | 0.45141
0.38642 |  | 0.45141
0.38642 |  | 0.45137
0.38639 |  | 0.45131
0.38639 |  | 0.45127
0.38639 |  | 0.45127
0.38639 |  | 0.45124
0.38639 |  | 0.45124
0.38634 |  | 0.45124
0.38631 |  | 0.45124
0.38627 |  | 0.45124
0.38624 |  | 0.4512
0.38621 |  | 0.45117
0.38621 |  | 0.4511
0.38621 |  | 0.4511
0.38621 |  | 0.45106
0.38616 |  | 0.45106
0.38616 |  | 0.45099
0.38616 |  | 0.45099
0.38616 |  | 0.45099
0.38616 |  | 0.45099
0.38616 |  | 0.45099
0.38613 |  | 0.45089
0.38613 |  | 0.45089
0.38605 |  | 0.45086
0.38599 |  | 0.45082
0.38599 |  | 0.45082
0.38599 |  | 0.45078
0.38599 |  | 0.45075
0.38599 |  | 0.45072
0.38599 |  | 0.45072
0.38599 |  | 0.45069
0.38595 |  | 0.45069
0.38595 |  | 0.45069
0.38591 |  | 0.45061
0.38591 |  | 0.45061
0.38591 |  | 0.45058
0.38587 |  | 0.45058
0.38587 |  | 0.45054
0.38587 |  | 0.45054
0.3858 |  | 0.45048
0.3858 |  | 0.45048
0.3858 |  | 0.45044
0.38576 |  | 0.45041
0.38573 |  | 0.45041
0.38573 |  | 0.45038
0.38573 |  | 0.4503
0.38569 |  | 0.45027
0.38569 |  | 0.45027
0.38565 |  | 0.45027
0.38565 |  | 0.45023
0.38565 |  | 0.45023
0.38565 |  | 0.4502
0.38557 |  | 0.45017
0.38551 |  | 0.45013
0.38551 |  | 0.45013
0.38551 |  | 0.45013
0.38551 |  | 0.4501
0.38547 |  | 0.45003
0.38547 |  | 0.45003
0.38547 |  | 0.44999
0.3854 |  | 0.4499
0.38536 |  | 0.4499
0.38536 |  | 0.44986
0.38536 |  | 0.44986
0.38533 |  | 0.44986
0.38533 |  | 0.44975
0.38529 |  | 0.44975
0.38529 |  | 0.44972
0.38529 |  | 0.44972
0.38525 |  | 0.44969
0.38525 |  | 0.44961
0.38525 |  | 0.44961
0.38525 |  | 0.44958
0.38525 |  | 0.44958
0.38518 |  | 0.44958
0.38518 |  | 0.44954
0.38514 |  | 0.44952
0.38511 |  | 0.44952
0.38511 |  | 0.44948
0.38511 |  | 0.44948
0.38511 |  | 0.44944
0.38507 |  | 0.44941
0.38504 |  | 0.44941
0.38504 |  | 0.44941
0.38496 |  | 0.44937
0.38493 |  | 0.44933
0.38493 |  | 0.44923
0.38493 |  | 0.44923
0.38493 |  | 0.44923
0.38489 |  | 0.44923
0.38489 |  | 0.4492
0.38486 |  | 0.44916
0.38486 |  | 0.44913
0.38486 |  | 0.44906
0.38482 |  | 0.44903
0.38482 |  | 0.44903
0.38478 |  | 0.44899
0.38475 |  | 0.44899
0.38475 |  | 0.44896
0.38475 |  | 0.44892
0.38475 |  | 0.44892
0.38471 |  | 0.44892
0.38467 |  | 0.44886
0.38467 |  | 0.44886
0.38464 |  | 0.44882
0.38464 |  | 0.44882
0.3846 |  | 0.44878
0.3846 |  | 0.44871
0.3846 |  | 0.44868
0.3846 |  | 0.44868
0.3846 |  | 0.44861
0.38456 |  | 0.44858
0.38453 |  | 0.44858
0.38446 |  | 0.44854
0.38446 |  | 0.44851
0.38442 |  | 0.44851
0.38442 |  | 0.44851
0.38442 |  | 0.44848
0.38442 |  | 0.44845
0.38435 |  | 0.44842
0.38435 |  | 0.44838
0.38432 |  | 0.44834
0.38432 |  | 0.44834
0.38432 |  | 0.4483
0.38432 |  | 0.44824
0.38428 |  | 0.44824
0.38428 |  | 0.44824
0.38428 |  | 0.44817
0.38425 |  | 0.44813
0.38417 |  | 0.44813
0.38417 |  | 0.44813
0.38417 |  | 0.44806
0.38417 |  | 0.44802
0.38417 |  | 0.448
0.38417 |  | 0.448
0.38414 |  | 0.448
0.38414 |  | 0.44789
0.38414 |  | 0.44786
0.3841 |  | 0.44786
0.38406 |  | 0.44779
0.38403 |  | 0.44779
0.38403 |  | 0.44779
0.38403 |  | 0.44779
0.38403 |  | 0.44779
0.38403 |  | 0.44769
0.38399 |  | 0.44766
0.38396 |  | 0.44766
0.38392 |  | 0.44762
0.38392 |  | 0.44762
0.38388 |  | 0.44762
0.38388 |  | 0.44752
0.38388 |  | 0.44752
0.38385 |  | 0.44752
0.38381 |  | 0.44752
0.38381 |  | 0.44749
0.38377 |  | 0.44741
0.38377 |  | 0.44741
0.38374 |  | 0.44741
0.3837 |  | 0.44741
0.3837 |  | 0.44734
0.3837 |  | 0.44731
0.3837 |  | 0.44724
0.3837 |  | 0.44724
0.38363 |  | 0.44717
0.38363 |  | 0.44713
0.38363 |  | 0.44713
0.38356 |  | 0.44713
0.38348 |  | 0.44713
0.38344 |  | 0.4471
0.38344 |  | 0.4471
0.38341 |  | 0.44706
0.38341 |  | 0.44699
0.38341 |  | 0.44696
0.38341 |  | 0.44692
0.38341 |  | 0.44692
0.38341 |  | 0.44692
0.38341 |  | 0.44692
0.38337 |  | 0.44685
0.38333 |  | 0.44682
0.3833 |  | 0.44679
0.3833 |  | 0.44675
0.38327 |  | 0.44675
0.38323 |  | 0.44673
0.38323 |  | 0.44673
0.38323 |  | 0.44673
0.38315 |  | 0.44666
0.38315 |  | 0.44662
0.38315 |  | 0.44662
0.38312 |  | 0.44658
0.38312 |  | 0.44655
0.38312 |  | 0.44655
0.38312 |  | 0.44647
0.38312 |  | 0.44645
0.38308 |  | 0.44645
0.38308 |  | 0.44637
0.38304 |  | 0.44637
0.38304 |  | 0.44634
0.38304 |  | 0.44631
0.38301 |  | 0.44627
0.38301 |  | 0.44624
0.38297 |  | 0.44624
0.38297 |  | 0.44624
0.3829 |  | 0.4462
0.3829 |  | 0.4462
0.38283 |  | 0.44617
0.38283 |  | 0.44607
0.38283 |  | 0.44607
0.38283 |  | 0.44607
0.38283 |  | 0.44607
0.38283 |  | 0.44607
0.38283 |  | 0.44604
0.38283 |  | 0.446
0.3828 |  | 0.446
0.38276 |  | 0.4459
0.38276 |  | 0.44586
0.38272 |  | 0.44586
0.38268 |  | 0.44586
0.38265 |  | 0.44583
0.38262 |  | 0.44579
0.38262 |  | 0.44579
0.38262 |  | 0.44569
0.38262 |  | 0.44569
0.38258 |  | 0.44569
0.38258 |  | 0.44566
0.38258 |  | 0.44562
0.38254 |  | 0.44559
0.38251 |  | 0.44559
0.38251 |  | 0.44559
0.38251 |  | 0.44555
0.38251 |  | 0.44551
0.38251 |  | 0.44548
0.38251 |  | 0.44541
0.38247 |  | 0.44541
0.38247 |  | 0.44541
0.38244 |  | 0.44535
0.38244 |  | 0.44535
0.38244 |  | 0.44531
0.3824 |  | 0.44528
0.38236 |  | 0.44528
0.38233 |  | 0.44524
0.38233 |  | 0.4452
0.38233 |  | 0.4452
0.38233 |  | 0.4452
0.38233 |  | 0.44517
0.38233 |  | 0.44514
0.38229 |  | 0.44514
0.38225 |  | 0.4451
0.38225 |  | 0.44503
0.38225 |  | 0.44503
0.38225 |  | 0.44503
0.38222 |  | 0.445
0.38218 |  | 0.445
0.38218 |  | 0.445
0.38215 |  | 0.44496
0.38215 |  | 0.44489
0.38215 |  | 0.44486
0.38207 |  | 0.44482
0.38207 |  | 0.44475
0.38204 |  | 0.44475
0.38204 |  | 0.44475
0.38196 |  | 0.44475
0.38196 |  | 0.44475
0.38196 |  | 0.44472
0.38193 |  | 0.44465
0.38193 |  | 0.44462
0.38193 |  | 0.44458
0.38193 |  | 0.44458
0.38189 |  | 0.44454
0.38189 |  | 0.44454
0.38185 |  | 0.44454
0.38185 |  | 0.44454
0.38185 |  | 0.44451
0.38182 |  | 0.44447
0.38182 |  | 0.44441
0.38175 |  | 0.44437
0.38175 |  | 0.44434
0.38175 |  | 0.4443
0.38175 |  | 0.4443
0.38171 |  | 0.4443
0.38171 |  | 0.44427
0.38167 |  | 0.4442
0.38167 |  | 0.4442
0.38167 |  | 0.44413
0.38164 |  | 0.44413
0.3816 |  | 0.44413
0.3816 |  | 0.4441
0.3816 |  | 0.4441
0.3816 |  | 0.44403
0.38153 |  | 0.44403
0.38153 |  | 0.44403
0.38153 |  | 0.44399
0.38149 |  | 0.44392
0.38149 |  | 0.44392
0.38145 |  | 0.44392
0.38142 |  | 0.44392
0.38142 |  | 0.44389
0.38138 |  | 0.44389
0.38138 |  | 0.44382
0.38134 |  | 0.44378
0.38134 |  | 0.44378
0.38131 |  | 0.44378
0.38127 |  | 0.44375
0.38127 |  | 0.44375
0.38124 |  | 0.44375
0.38124 |  | 0.44372
0.38124 |  | 0.44365
0.38124 |  | 0.44365
0.3812 |  | 0.44362
0.3812 |  | 0.44358
0.38117 |  | 0.44358
0.38117 |  | 0.44358
0.38113 |  | 0.44358
0.38109 |  | 0.44354
0.38106 |  | 0.44351
0.38106 |  | 0.44351
0.38106 |  | 0.44341
0.38106 |  | 0.44341
0.38106 |  | 0.44341
0.38099 |  | 0.44337
0.38099 |  | 0.44337
0.38095 |  | 0.44337
0.38095 |  | 0.44337
0.38095 |  | 0.44334
0.38091 |  | 0.44331
0.38091 |  | 0.4432
0.38091 |  | 0.44317
0.38088 |  | 0.44313
0.38088 |  | 0.44313
0.38088 |  | 0.44313
0.38081 |  | 0.44307
0.38081 |  | 0.443
0.38073 |  | 0.443
0.38073 |  | 0.443
0.3807 |  | 0.443
0.3807 |  | 0.443
0.3807 |  | 0.44296
0.3807 |  | 0.44293
0.3807 |  | 0.44293
0.3807 |  | 0.44282
0.38066 |  | 0.44282
0.38066 |  | 0.44275
0.38059 |  | 0.44275
0.38059 |  | 0.44275
0.38055 |  | 0.44275
0.38055 |  | 0.44272
0.38055 |  | 0.44272
0.38055 |  | 0.44272
0.38052 |  | 0.44269
0.38052 |  | 0.44265
0.38052 |  | 0.44261
0.38045 |  | 0.44258
0.38045 |  | 0.44258
0.38041 |  | 0.44251
0.38041 |  | 0.44251
0.38037 |  | 0.44251
0.3803 |  | 0.44248
0.3803 |  | 0.44244
0.3803 |  | 0.44244
0.3803 |  | 0.44244
0.3803 |  | 0.4424
0.38023 |  | 0.44237
0.38023 |  | 0.4423
0.38023 |  | 0.44227
0.38019 |  | 0.44227
0.38019 |  | 0.44223
0.38015 |  | 0.44223
0.38015 |  | 0.44216
0.38015 |  | 0.44216
0.38009 |  | 0.44213
0.38005 |  | 0.44213
0.38005 |  | 0.44209
0.38005 |  | 0.44202
0.38005 |  | 0.44199
0.37998 |  | 0.44196
0.37998 |  | 0.44196
0.37998 |  | 0.44196
0.37998 |  | 0.44192
0.37991 |  | 0.44185
0.37987 |  | 0.44182
0.37987 |  | 0.44182
0.37987 |  | 0.44182
0.37983 |  | 0.44182
0.37983 |  | 0.44175
0.37983 |  | 0.44172
0.37983 |  | 0.44168
0.37979 |  | 0.44168
0.37975 |  | 0.44165
0.37968 |  | 0.44165
0.37965 |  | 0.44158
0.37965 |  | 0.44158
0.37961 |  | 0.44158
0.37961 |  | 0.44155
0.37958 |  | 0.44155
0.37958 |  | 0.44155
0.37958 |  | 0.44151
0.37951 |  | 0.44145
0.37944 |  | 0.44141
0.37944 |  | 0.44141
0.37944 |  | 0.44137
0.37944 |  | 0.44131
0.37944 |  | 0.44131
0.37944 |  | 0.44131
0.37941 |  | 0.44131
0.37941 |  | 0.44127
0.37936 |  | 0.44124
0.37933 |  | 0.4412
0.37933 |  | 0.4412
0.37929 |  | 0.4412
0.37929 |  | 0.44117
0.37929 |  | 0.44114
0.37918 |  | 0.44114
0.37918 |  | 0.44114
0.37918 |  | 0.4411
0.37918 |  | 0.44106
0.37914 |  | 0.44103
0.37911 |  | 0.441
0.37907 |  | 0.441
0.37907 |  | 0.44093
0.37907 |  | 0.44093
0.37907 |  | 0.44093
0.37901 |  | 0.44093
0.37896 |  | 0.44089
0.37896 |  | 0.44089
0.37896 |  | 0.44085
0.37896 |  | 0.44085
0.37896 |  | 0.44083
0.37893 |  | 0.44079
0.37889 |  | 0.44075
0.37889 |  | 0.44075
0.37885 |  | 0.44072
0.37882 |  | 0.44068
0.37882 |  | 0.44068
0.37882 |  | 0.44068
0.37882 |  | 0.44065
0.37882 |  | 0.44065
0.37882 |  | 0.44058
0.37878 |  | 0.44054
0.37878 |  | 0.44054
0.37871 |  | 0.44051
0.37871 |  | 0.44051
0.37867 |  | 0.44051
0.37867 |  | 0.44051
0.37867 |  | 0.44048
0.37864 |  | 0.44044
0.3786 |  | 0.44044
0.3786 |  | 0.44037
0.3786 |  | 0.44037
0.37856 |  | 0.44034
0.37853 |  | 0.4403
0.37853 |  | 0.4403
0.37846 |  | 0.44027
0.37846 |  | 0.44027
0.37846 |  | 0.4402
0.37842 |  | 0.4402
0.37842 |  | 0.4402
0.37842 |  | 0.44016
0.37842 |  | 0.44009
0.37842 |  | 0.44006
0.37835 |  | 0.44006
0.37831 |  | 0.44003
0.37831 |  | 0.44003
0.37828 |  | 0.43999
0.37821 |  | 0.43995
0.37817 |  | 0.43992
0.37817 |  | 0.43988
0.37817 |  | 0.43986
0.37817 |  | 0.43986
0.37817 |  | 0.43986
0.37817 |  | 0.43982
0.37813 |  | 0.43975
0.37813 |  | 0.43975
0.37813 |  | 0.43971
0.37813 |  | 0.43967
0.37803 |  | 0.43957
0.37799 |  | 0.43957
0.37799 |  | 0.43957
0.37799 |  | 0.43954
0.37799 |  | 0.43954
0.37799 |  | 0.4395
0.37799 |  | 0.4395
0.37799 |  | 0.43947
0.37799 |  | 0.43944
0.37799 |  | 0.43937
0.37792 |  | 0.43933
0.37785 |  | 0.43933
0.37781 |  | 0.43926
0.37781 |  | 0.43926
0.37781 |  | 0.43923
0.37781 |  | 0.43916
0.37781 |  | 0.43916
0.37781 |  | 0.43916
0.37781 |  | 0.43916
0.37781 |  | 0.43913
0.3777 |  | 0.43913
0.37767 |  | 0.4391
0.37763 |  | 0.43907
0.37763 |  | 0.43907
0.37763 |  | 0.43899
0.3776 |  | 0.43893
0.3776 |  | 0.43893
0.3776 |  | 0.43893
0.37752 |  | 0.43886
0.37752 |  | 0.43886
0.37745 |  | 0.43882
0.37745 |  | 0.43879
0.37742 |  | 0.43879
0.37742 |  | 0.43872
0.37742 |  | 0.43872
0.37742 |  | 0.43872
0.37742 |  | 0.43865
0.37742 |  | 0.43865
0.37738 |  | 0.43862
0.37738 |  | 0.43862
0.37731 |  | 0.43858
0.37731 |  | 0.43858
0.37728 |  | 0.43851
0.37724 |  | 0.43847
0.37724 |  | 0.43847
0.37724 |  | 0.43844
0.3772 |  | 0.43837
0.3772 |  | 0.43834
0.3772 |  | 0.43834
0.37717 |  | 0.4383
0.37717 |  | 0.43827
0.37713 |  | 0.43827
0.37706 |  | 0.43824
0.37706 |  | 0.4382
0.37706 |  | 0.4382
0.37706 |  | 0.43816
0.37706 |  | 0.43813
0.37706 |  | 0.43813
0.37706 |  | 0.43809
0.37706 |  | 0.43809
0.37702 |  | 0.43806
0.37691 |  | 0.43803
0.37691 |  | 0.438
0.37688 |  | 0.43797
0.37688 |  | 0.43793
0.37688 |  | 0.4379
0.37684 |  | 0.43786
0.37684 |  | 0.43782
0.37684 |  | 0.43782
0.37684 |  | 0.43779
0.37684 |  | 0.43769
0.37681 |  | 0.43769
0.37681 |  | 0.43769
0.37678 |  | 0.43769
0.37674 |  | 0.43765
0.37666 |  | 0.43765
0.37666 |  | 0.43765
0.37666 |  | 0.43759
0.37663 |  | 0.43751
0.37663 |  | 0.43751
0.3766 |  | 0.43751
0.3766 |  | 0.43748
0.3766 |  | 0.43741
0.37656 |  | 0.43741
0.37653 |  | 0.43734
0.37653 |  | 0.43734
0.37649 |  | 0.43734
0.37649 |  | 0.43727
0.37649 |  | 0.43724
0.37645 |  | 0.4372
0.37642 |  | 0.4372
0.37638 |  | 0.4372
0.37635 |  | 0.43717
0.37635 |  | 0.4371
0.37631 |  | 0.4371
0.37631 |  | 0.4371
0.37631 |  | 0.4371
0.37631 |  | 0.43707
0.37631 |  | 0.43707
0.37628 |  | 0.43699
0.37628 |  | 0.43696
0.37624 |  | 0.43696
0.3762 |  | 0.4369
0.37613 |  | 0.43686
0.37613 |  | 0.43686
0.37606 |  | 0.43686
0.37606 |  | 0.43683
0.37606 |  | 0.43683
0.37602 |  | 0.43679
0.37602 |  | 0.43676
0.37602 |  | 0.43669
0.37599 |  | 0.43669
0.37595 |  | 0.43669
0.37595 |  | 0.43669
0.37595 |  | 0.43669
0.37595 |  | 0.43662
0.37591 |  | 0.43659
0.37584 |  | 0.43655
0.37584 |  | 0.43655
0.37584 |  | 0.43649
0.3758 |  | 0.43649
0.3758 |  | 0.43641
0.3758 |  | 0.43641
0.37577 |  | 0.43641
0.37577 |  | 0.43638
0.37577 |  | 0.43638
0.37577 |  | 0.43631
0.37577 |  | 0.43631
0.37573 |  | 0.43624
0.37573 |  | 0.43624
0.37573 |  | 0.43624
0.37573 |  | 0.43621
0.3757 |  | 0.43618
0.37566 |  | 0.43614
0.37566 |  | 0.43611
0.37562 |  | 0.43611
0.37562 |  | 0.43611
0.37562 |  | 0.43611
0.37559 |  | 0.43604
0.37548 |  | 0.436
0.37548 |  | 0.43597
0.37548 |  | 0.43597
0.37548 |  | 0.43597
0.37548 |  | 0.43594
0.37544 |  | 0.43587
0.37544 |  | 0.43587
0.37544 |  | 0.43584
0.37541 |  | 0.43584
0.37537 |  | 0.4358
0.37537 |  | 0.4358
0.37537 |  | 0.43577
0.37537 |  | 0.43577
0.37529 |  | 0.43573
0.37529 |  | 0.4357
0.37526 |  | 0.4357
0.37519 |  | 0.4357
0.37519 |  | 0.43566
0.37519 |  | 0.43564
0.37517 |  | 0.4356
0.37512 |  | 0.43557
0.37512 |  | 0.43553
0.37505 |  | 0.43553
0.37505 |  | 0.43553
0.37501 |  | 0.43553
0.37497 |  | 0.43553
0.37497 |  | 0.43546
0.3749 |  | 0.43539
0.3749 |  | 0.43536
0.3749 |  | 0.43536
0.3749 |  | 0.43529
0.3749 |  | 0.43526
0.37486 |  | 0.43526
0.37486 |  | 0.43522
0.37486 |  | 0.43518
0.37483 |  | 0.43518
0.37479 |  | 0.43515
0.37479 |  | 0.43508
0.37472 |  | 0.43505
0.37468 |  | 0.43505
0.37468 |  | 0.43501
0.37468 |  | 0.43498
0.37468 |  | 0.43498
0.37468 |  | 0.43494
0.37465 |  | 0.43494
0.37461 |  | 0.43491
0.37457 |  | 0.43484
0.37454 |  | 0.43484
0.37454 |  | 0.4348
0.37454 |  | 0.4348
0.37454 |  | 0.4348
0.37454 |  | 0.43474
0.3745 |  | 0.43474
0.3745 |  | 0.43474
0.3745 |  | 0.4347
0.37449 |  | 0.4347
0.37444 |  | 0.43467
0.37444 |  | 0.43467
0.37444 |  | 0.43467
0.37436 |  | 0.43467
0.37436 |  | 0.43463
0.37436 |  | 0.4346
0.37433 |  | 0.43457
0.37433 |  | 0.43453
0.37433 |  | 0.43446
0.37429 |  | 0.43446
0.37429 |  | 0.43446
0.37426 |  | 0.43446
0.37422 |  | 0.43439
0.37422 |  | 0.43439
0.37422 |  | 0.43435
0.37418 |  | 0.43435
0.37418 |  | 0.43432
0.37411 |  | 0.43432
0.37411 |  | 0.43428
0.37411 |  | 0.43422
0.37411 |  | 0.43422
0.37411 |  | 0.43418
0.37407 |  | 0.43418
0.37407 |  | 0.43418
0.37403 |  | 0.43415
0.374 |  | 0.43412
0.374 |  | 0.43412
0.37396 |  | 0.43412
0.37396 |  | 0.43408
0.37396 |  | 0.43404
0.37396 |  | 0.43397
0.37392 |  | 0.43397
0.37389 |  | 0.43397
0.37382 |  | 0.43394
0.37382 |  | 0.43391
0.37382 |  | 0.43383
0.37378 |  | 0.4338
0.37378 |  | 0.4338
0.37375 |  | 0.4338
0.37375 |  | 0.4338
0.37375 |  | 0.43373
0.37375 |  | 0.43369
0.37375 |  | 0.43369
0.37375 |  | 0.43363
0.37368 |  | 0.43363
0.37368 |  | 0.43363
0.37361 |  | 0.43359
0.37357 |  | 0.43359
0.37357 |  | 0.43355
0.37357 |  | 0.43355
0.37354 |  | 0.43352
0.37354 |  | 0.43348
0.37354 |  | 0.43345
0.37354 |  | 0.43345
0.37346 |  | 0.43342
0.37346 |  | 0.43342
0.37346 |  | 0.43342
0.37346 |  | 0.43339
0.37342 |  | 0.43339
0.37339 |  | 0.43332
0.37336 |  | 0.43328
0.37336 |  | 0.43328
0.37336 |  | 0.43328
0.37336 |  | 0.43328
0.37332 |  | 0.43325
0.37328 |  | 0.43319
0.37325 |  | 0.43315
0.37325 |  | 0.43315
0.37325 |  | 0.43315
0.37321 |  | 0.43304
0.37321 |  | 0.43304
0.37318 |  | 0.43304
0.3731 |  | 0.43304
0.3731 |  | 0.43301
0.3731 |  | 0.43294
0.3731 |  | 0.43294
0.3731 |  | 0.43294
0.3731 |  | 0.43294
0.3731 |  | 0.43287
0.37306 |  | 0.43284
0.37302 |  | 0.4328
0.37299 |  | 0.43277
0.37296 |  | 0.43273
0.37296 |  | 0.4327
0.37296 |  | 0.43267
0.37296 |  | 0.43267
0.37292 |  | 0.43267
0.37292 |  | 0.4326
0.37292 |  | 0.43256
0.37292 |  | 0.4325
0.37292 |  | 0.4325
0.37288 |  | 0.43246
0.37285 |  | 0.43243
0.37285 |  | 0.43243
0.37285 |  | 0.43239
0.37281 |  | 0.43239
0.37278 |  | 0.43233
0.37274 |  | 0.43229
0.37274 |  | 0.43225
0.37274 |  | 0.43222
0.37271 |  | 0.43219
0.37267 |  | 0.43219
0.37267 |  | 0.43215
0.37267 |  | 0.43215
0.37264 |  | 0.43212
0.37264 |  | 0.43208
0.37264 |  | 0.43204
0.37264 |  | 0.43204
0.3726 |  | 0.43204
0.3726 |  | 0.43204
0.3726 |  | 0.43201
0.37256 |  | 0.43197
0.37256 |  | 0.43197
0.37253 |  | 0.43197
0.37253 |  | 0.43187
0.37246 |  | 0.43184
0.37246 |  | 0.43184
0.37242 |  | 0.43184
0.37242 |  | 0.4318
0.37238 |  | 0.43174
0.37238 |  | 0.4317
0.37238 |  | 0.43159
0.37238 |  | 0.43159
0.37235 |  | 0.43156
0.37235 |  | 0.43156
0.37232 |  | 0.43156
0.37232 |  | 0.43156
0.37232 |  | 0.43153
0.37232 |  | 0.43149
0.37228 |  | 0.43142
0.3722 |  | 0.43142
0.3722 |  | 0.43139
0.3722 |  | 0.43135
0.3722 |  | 0.43135
0.3722 |  | 0.43135
0.3722 |  | 0.43128
0.3722 |  | 0.43128
0.37217 |  | 0.43124
0.3721 |  | 0.43114
0.37206 |  | 0.43114
0.37206 |  | 0.43114
0.37206 |  | 0.4311
0.37198 |  | 0.43107
0.37198 |  | 0.43107
0.37198 |  | 0.43107
0.37198 |  | 0.43096
0.37195 |  | 0.43093
0.37195 |  | 0.43093
0.37195 |  | 0.43086
0.37195 |  | 0.43082
0.37188 |  | 0.43082
0.3718 |  | 0.43082
0.3718 |  | 0.43079
0.3718 |  | 0.43072
0.3718 |  | 0.43069
0.3718 |  | 0.43069
0.37177 |  | 0.43065
0.37177 |  | 0.43065
0.37177 |  | 0.43062
0.37177 |  | 0.43054
0.37173 |  | 0.43051
0.37173 |  | 0.43051
0.37166 |  | 0.43051
0.37163 |  | 0.43048
0.37163 |  | 0.43045
0.37163 |  | 0.43042
0.37159 |  | 0.43035
0.37159 |  | 0.43028
0.37155 |  | 0.43025
0.37151 |  | 0.43025
0.37151 |  | 0.43025
0.37148 |  | 0.43025
0.37148 |  | 0.43021
0.37148 |  | 0.43018
0.37148 |  | 0.43011
0.37141 |  | 0.43011
0.37141 |  | 0.43007
0.37141 |  | 0.43007
0.37141 |  | 0.43001
0.37141 |  | 0.42997
0.37138 |  | 0.42994
0.3713 |  | 0.42991
0.3713 |  | 0.42991
0.3713 |  | 0.42991
0.37127 |  | 0.4298
0.37127 |  | 0.4298
0.37127 |  | 0.42973
0.37123 |  | 0.42973
0.37123 |  | 0.4297
0.37123 |  | 0.42966
0.37116 |  | 0.42966
0.37116 |  | 0.4296
0.37116 |  | 0.4296
0.37116 |  | 0.42956
0.37112 |  | 0.42956
0.37112 |  | 0.42956
0.37112 |  | 0.42953
0.37112 |  | 0.42953
0.37105 |  | 0.42949
0.37102 |  | 0.42945
0.37102 |  | 0.42942
0.37102 |  | 0.42942
0.37102 |  | 0.42939
0.37098 |  | 0.42935
0.37095 |  | 0.42932
0.37091 |  | 0.42932
0.37091 |  | 0.42932
0.37091 |  | 0.42929
0.37091 |  | 0.42925
0.37091 |  | 0.42921
0.37087 |  | 0.42918
0.37087 |  | 0.42918
0.37084 |  | 0.42918
0.37081 |  | 0.42918
0.37077 |  | 0.42918
0.37077 |  | 0.42908
0.37077 |  | 0.42904
0.37077 |  | 0.42904
0.37077 |  | 0.42904
0.37069 |  | 0.42898
0.37066 |  | 0.42898
0.37066 |  | 0.42898
0.37066 |  | 0.42891
0.37066 |  | 0.42891
0.37063 |  | 0.42887
0.37059 |  | 0.42887
0.37056 |  | 0.42883
0.37052 |  | 0.42877
0.37052 |  | 0.42873
0.37052 |  | 0.42873
0.37052 |  | 0.42873
0.37052 |  | 0.42866
0.37052 |  | 0.42866
0.37044 |  | 0.42863
0.37041 |  | 0.42863
0.37041 |  | 0.42863
0.37034 |  | 0.42863
0.37034 |  | 0.42856
0.37034 |  | 0.42856
0.37034 |  | 0.42856
0.3703 |  | 0.42849
0.3703 |  | 0.42846
0.37019 |  | 0.42846
0.37016 |  | 0.42843
0.37016 |  | 0.42839
0.37016 |  | 0.42835
0.37012 |  | 0.42835
0.37012 |  | 0.42832
0.37012 |  | 0.42832
0.37005 |  | 0.42832
0.37005 |  | 0.42832
0.37005 |  | 0.42832
0.37005 |  | 0.42822
0.37005 |  | 0.42818
0.37005 |  | 0.42814
0.37002 |  | 0.42814
0.36995 |  | 0.42814
0.36991 |  | 0.42811
0.36991 |  | 0.42811
0.36991 |  | 0.42803
0.36987 |  | 0.428
0.36987 |  | 0.42793
0.36983 |  | 0.42793
0.36983 |  | 0.42793
0.36983 |  | 0.4279
0.3698 |  | 0.42783
0.36977 |  | 0.4278
0.36977 |  | 0.4278
0.36969 |  | 0.42776
0.36969 |  | 0.42772
0.36969 |  | 0.42769
0.36969 |  | 0.42766
0.36966 |  | 0.42762
0.36962 |  | 0.42759
0.36959 |  | 0.42759
0.36959 |  | 0.42759
0.36955 |  | 0.42755
0.36955 |  | 0.42751
0.36955 |  | 0.42748
0.36955 |  | 0.42741
0.36944 |  | 0.42741
0.36944 |  | 0.42741
0.36944 |  | 0.42738
0.36944 |  | 0.42731
0.36944 |  | 0.42728
0.36944 |  | 0.4272
0.36944 |  | 0.4272
0.36941 |  | 0.4272
0.36936 |  | 0.42717
0.3693 |  | 0.42707
0.3693 |  | 0.42707
0.3693 |  | 0.42703
0.3693 |  | 0.42697
0.3693 |  | 0.42697
0.3693 |  | 0.42697
0.36926 |  | 0.42693
0.36926 |  | 0.42693
0.36923 |  | 0.42687
0.36919 |  | 0.42687
0.36919 |  | 0.42683
0.36912 |  | 0.42683
0.36912 |  | 0.42676
0.36909 |  | 0.42673
0.36909 |  | 0.42673
0.36905 |  | 0.42669
0.36905 |  | 0.42669
0.36905 |  | 0.42669
0.36902 |  | 0.42666
0.36898 |  | 0.42666
0.36898 |  | 0.42662
0.36894 |  | 0.42655
0.36894 |  | 0.42655
0.36891 |  | 0.42652
0.36891 |  | 0.42648
0.36891 |  | 0.42645
0.36891 |  | 0.42641
0.36891 |  | 0.42641
0.36888 |  | 0.42638
0.36884 |  | 0.42634
0.36873 |  | 0.42631
0.36873 |  | 0.42628
0.36873 |  | 0.42628
0.36873 |  | 0.42624
0.36873 |  | 0.42617
0.36873 |  | 0.42613
0.3687 |  | 0.42613
0.3687 |  | 0.42613
0.3687 |  | 0.42613
0.36866 |  | 0.42613
0.36863 |  | 0.42606
0.36863 |  | 0.42606
0.36859 |  | 0.42606
0.36855 |  | 0.42596
0.36855 |  | 0.42592
0.36852 |  | 0.42592
0.36848 |  | 0.42592
0.36848 |  | 0.42592
0.36848 |  | 0.42592
0.36844 |  | 0.42589
0.36844 |  | 0.42582
0.36837 |  | 0.42582
0.36834 |  | 0.42579
0.36834 |  | 0.42579
0.36834 |  | 0.42579
0.36826 |  | 0.42579
0.36826 |  | 0.42575
0.36826 |  | 0.42565
0.36826 |  | 0.42565
0.36826 |  | 0.42558
0.36826 |  | 0.42558
0.36823 |  | 0.42558
0.3682 |  | 0.42558
0.36816 |  | 0.42554
0.36816 |  | 0.42548
0.36808 |  | 0.42548
0.36808 |  | 0.42544
0.36805 |  | 0.4254
0.36802 |  | 0.4254
0.36802 |  | 0.4254
0.36802 |  | 0.42533
0.36802 |  | 0.4253
0.36802 |  | 0.42523
0.36802 |  | 0.42523
0.36798 |  | 0.42523
0.36791 |  | 0.42523
0.36791 |  | 0.4252
0.36787 |  | 0.42513
0.36784 |  | 0.42513
0.36784 |  | 0.4251
0.36784 |  | 0.4251
0.36784 |  | 0.4251
0.3678 |  | 0.42503
0.3678 |  | 0.42503
0.36777 |  | 0.42496
0.36777 |  | 0.42493
0.36773 |  | 0.42493
0.36766 |  | 0.42493
0.36766 |  | 0.42489
0.36766 |  | 0.42489
0.36766 |  | 0.42485
0.36762 |  | 0.42482
0.36759 |  | 0.42478
0.36759 |  | 0.42478
0.36759 |  | 0.42475
0.36759 |  | 0.42468
0.36755 |  | 0.42468
0.36752 |  | 0.42468
0.36752 |  | 0.42465
0.36752 |  | 0.42461
0.36748 |  | 0.42461
0.36748 |  | 0.42461
0.36748 |  | 0.42461
0.36744 |  | 0.42461
0.36744 |  | 0.42451
0.3674 |  | 0.42451
0.3674 |  | 0.42444
0.3674 |  | 0.42444
0.36737 |  | 0.42444
0.36737 |  | 0.42437
0.36733 |  | 0.42437
0.3673 |  | 0.42433
0.3673 |  | 0.42427
0.3673 |  | 0.42427
0.3673 |  | 0.4242
0.36722 |  | 0.4242
0.36719 |  | 0.42416
0.36719 |  | 0.42416
0.36712 |  | 0.42412
0.36712 |  | 0.42409
0.36712 |  | 0.42406
0.36708 |  | 0.42406
0.36708 |  | 0.42406
0.36708 |  | 0.42402
0.36708 |  | 0.42395
0.36704 |  | 0.42392
0.36704 |  | 0.42392
0.36701 |  | 0.42392
0.36694 |  | 0.42389
0.36694 |  | 0.42389
0.36694 |  | 0.42385
0.36694 |  | 0.42385
0.36694 |  | 0.42382
0.36694 |  | 0.42375
0.36694 |  | 0.42371
0.3669 |  | 0.42365
0.3669 |  | 0.42365
0.36687 |  | 0.42361
0.36683 |  | 0.42361
0.36679 |  | 0.42358
0.36679 |  | 0.42358
0.36679 |  | 0.42354
0.36679 |  | 0.4235
0.36679 |  | 0.42347
0.36676 |  | 0.42347
0.36672 |  | 0.42347
0.36672 |  | 0.42347
0.36669 |  | 0.42344
0.36669 |  | 0.4234
0.36669 |  | 0.42337
0.36665 |  | 0.42337
0.36662 |  | 0.4233
0.36658 |  | 0.4233
0.36654 |  | 0.42326
0.36654 |  | 0.42326
0.36654 |  | 0.42326
0.36654 |  | 0.42319
0.36654 |  | 0.42319
0.36654 |  | 0.42319
0.36651 |  | 0.42319
0.36651 |  | 0.42309
0.36651 |  | 0.42306
0.36647 |  | 0.42306
0.36647 |  | 0.42306
0.36647 |  | 0.42298
0.3664 |  | 0.42298
0.36636 |  | 0.42298
0.36636 |  | 0.42298
0.36636 |  | 0.42298
0.36633 |  | 0.42295
0.36629 |  | 0.42285
0.36629 |  | 0.42285
0.36626 |  | 0.42282
0.36626 |  | 0.42278
0.36622 |  | 0.42278
0.36622 |  | 0.42278
0.36622 |  | 0.42275
0.36622 |  | 0.42268
0.36622 |  | 0.42265
0.36619 |  | 0.42265
0.36612 |  | 0.42265
0.36612 |  | 0.42261
0.36608 |  | 0.42255
0.36605 |  | 0.42251
0.36601 |  | 0.42247
0.36601 |  | 0.42244
0.36601 |  | 0.42244
0.36601 |  | 0.42234
0.36601 |  | 0.42234
0.36601 |  | 0.42234
0.36597 |  | 0.42227
0.3659 |  | 0.42223
0.3659 |  | 0.42223
0.3659 |  | 0.42223
0.36586 |  | 0.42216
0.36583 |  | 0.42213
0.36579 |  | 0.42209
0.36579 |  | 0.42209
0.36579 |  | 0.42205
0.36579 |  | 0.42205
0.36575 |  | 0.42199
0.36572 |  | 0.42196
0.36572 |  | 0.42196
0.36568 |  | 0.42192
0.36568 |  | 0.42188
0.36561 |  | 0.42188
0.36561 |  | 0.42188
0.36561 |  | 0.42188
0.36561 |  | 0.42181
0.36561 |  | 0.42177
0.36561 |  | 0.42177
0.36561 |  | 0.42177
0.36561 |  | 0.42175
0.36558 |  | 0.42167
0.36551 |  | 0.42164
0.36551 |  | 0.42164
0.36551 |  | 0.42161
0.36547 |  | 0.42157
0.36547 |  | 0.42157
0.36543 |  | 0.4215
0.36543 |  | 0.42146
0.36543 |  | 0.42146
0.36543 |  | 0.42143
0.36543 |  | 0.42143
0.3654 |  | 0.4214
0.3654 |  | 0.42137
0.36537 |  | 0.42129
0.36533 |  | 0.42126
0.36529 |  | 0.42122
0.36525 |  | 0.42122
0.36525 |  | 0.42122
0.36522 |  | 0.42116
0.36522 |  | 0.42112
0.36522 |  | 0.42112
0.36519 |  | 0.42112
0.36519 |  | 0.42109
0.36519 |  | 0.42101
0.36515 |  | 0.42101
0.36504 |  | 0.42101
0.36504 |  | 0.42101
0.36504 |  | 0.42095
0.36504 |  | 0.42092
0.36501 |  | 0.42088
0.36501 |  | 0.42088
0.36501 |  | 0.42088
0.36497 |  | 0.42077
0.3649 |  | 0.42077
0.3649 |  | 0.42074
0.3649 |  | 0.4207
0.3649 |  | 0.42063
0.3649 |  | 0.42063
0.36486 |  | 0.42063
0.36482 |  | 0.4206
0.36478 |  | 0.4206
0.36475 |  | 0.4206
0.36475 |  | 0.42053
0.36475 |  | 0.4205
0.36471 |  | 0.4205
0.36471 |  | 0.4205
0.36471 |  | 0.42046
0.36467 |  | 0.42043
0.36467 |  | 0.42043
0.36464 |  | 0.42043
0.3646 |  | 0.42039
0.36457 |  | 0.42033
0.36453 |  | 0.42033
0.36453 |  | 0.42033
0.36453 |  | 0.42025
0.36453 |  | 0.42022
0.36453 |  | 0.42022
0.36453 |  | 0.42018
0.36453 |  | 0.42018
0.3645 |  | 0.42014
0.3645 |  | 0.42014
0.36446 |  | 0.42011
0.36442 |  | 0.42007
0.36439 |  | 0.42001
0.36435 |  | 0.42001
0.36435 |  | 0.42001
0.36435 |  | 0.42001
0.36435 |  | 0.42001
0.36432 |  | 0.41994
0.36429 |  | 0.41991
0.36429 |  | 0.41987
0.36425 |  | 0.4198
0.36422 |  | 0.4198
0.36422 |  | 0.41976
0.36418 |  | 0.41973
0.36418 |  | 0.41973
0.36414 |  | 0.41973
0.36414 |  | 0.4197
0.36414 |  | 0.4197
0.36414 |  | 0.41963
0.36411 |  | 0.41963
0.36411 |  | 0.4196
0.36403 |  | 0.41956
0.36403 |  | 0.41956
0.364 |  | 0.41953
0.364 |  | 0.41945
0.36396 |  | 0.41945
0.36396 |  | 0.41945
0.36392 |  | 0.41939
0.36392 |  | 0.41939
0.36392 |  | 0.41939
0.36392 |  | 0.41939
0.36389 |  | 0.41939
0.36385 |  | 0.41932
0.36382 |  | 0.41928
0.36382 |  | 0.41922
0.36382 |  | 0.41922
0.36378 |  | 0.41918
0.36378 |  | 0.41918
0.36374 |  | 0.41907
0.36374 |  | 0.41907
0.36367 |  | 0.41904
0.36367 |  | 0.419
0.36367 |  | 0.419
0.3636 |  | 0.41897
0.3636 |  | 0.41897
0.3636 |  | 0.4189
0.3636 |  | 0.4189
0.3636 |  | 0.4189
0.3636 |  | 0.4189
0.36357 |  | 0.41887
0.36357 |  | 0.41879
0.36353 |  | 0.41873
0.36353 |  | 0.41869
0.3635 |  | 0.41869
0.36342 |  | 0.41866
0.36342 |  | 0.41862
0.36342 |  | 0.41862
0.36342 |  | 0.41862
0.36342 |  | 0.41855
0.36339 |  | 0.41852
0.36332 |  | 0.41852
0.36332 |  | 0.41852
0.36332 |  | 0.41848
0.36332 |  | 0.41845
0.36328 |  | 0.41845
0.36328 |  | 0.41841
0.36328 |  | 0.41835
0.36328 |  | 0.41835
0.36324 |  | 0.41831
0.36317 |  | 0.41827
0.36317 |  | 0.41827
0.36317 |  | 0.4182
0.3631 |  | 0.41817
0.3631 |  | 0.41817
0.36306 |  | 0.41815
0.36303 |  | 0.41811
0.36303 |  | 0.41807
0.36303 |  | 0.41807
0.36303 |  | 0.41804
0.36299 |  | 0.418
0.36296 |  | 0.41794
0.36296 |  | 0.41794
0.36296 |  | 0.41794
0.36288 |  | 0.4179
0.36285 |  | 0.4179
0.36285 |  | 0.41786
0.36285 |  | 0.41786
0.36285 |  | 0.4178
0.36285 |  | 0.4178
0.36281 |  | 0.41776
0.36281 |  | 0.41773
0.36274 |  | 0.41773
0.36274 |  | 0.41766
0.36274 |  | 0.41766
0.36274 |  | 0.4176
0.36274 |  | 0.41756
0.36267 |  | 0.41756
0.36267 |  | 0.4175
0.36267 |  | 0.4175
0.36264 |  | 0.41743
0.36264 |  | 0.41743
0.36264 |  | 0.41743
0.3626 |  | 0.41743
0.36256 |  | 0.41743
0.36252 |  | 0.41743
0.36249 |  | 0.41735
0.36249 |  | 0.41732
0.36246 |  | 0.41729
0.36246 |  | 0.41729
0.36246 |  | 0.41729
0.36246 |  | 0.41726
0.36242 |  | 0.41722
0.36242 |  | 0.41722
0.36231 |  | 0.41718
0.36231 |  | 0.41718
0.36228 |  | 0.41718
0.36228 |  | 0.41718
0.36228 |  | 0.41712
0.36228 |  | 0.4171
0.36228 |  | 0.41708
0.36224 |  | 0.41705
0.3622 |  | 0.41702
0.36213 |  | 0.41698
0.36213 |  | 0.41698
0.36209 |  | 0.41698
0.36209 |  | 0.41691
0.36209 |  | 0.41691
0.36202 |  | 0.41691
0.36199 |  | 0.41684
0.36199 |  | 0.41684
0.36199 |  | 0.41684
0.36199 |  | 0.41677
0.36191 |  | 0.41673
0.36191 |  | 0.41667
0.36188 |  | 0.41667
0.36188 |  | 0.41667
0.36184 |  | 0.41659
0.36184 |  | 0.41659
0.36184 |  | 0.41656
0.36181 |  | 0.41656
0.36181 |  | 0.41652
0.36177 |  | 0.41652
0.36174 |  | 0.41642
0.36174 |  | 0.41642
0.36174 |  | 0.41642
0.3617 |  | 0.41639
0.36167 |  | 0.41639
0.36167 |  | 0.41639
0.36167 |  | 0.41635
0.36163 |  | 0.41631
0.36163 |  | 0.41631
0.36159 |  | 0.41631
0.36159 |  | 0.41625
0.36159 |  | 0.41614
0.36159 |  | 0.41614
0.36152 |  | 0.41614
0.36152 |  | 0.41614
0.36149 |  | 0.41611
0.36149 |  | 0.41608
0.36149 |  | 0.41608
0.36145 |  | 0.41605
0.36145 |  | 0.41598
0.36145 |  | 0.41598
0.36138 |  | 0.41591
0.36134 |  | 0.41587
0.36127 |  | 0.41587
0.36127 |  | 0.41587
0.36127 |  | 0.41574
0.36127 |  | 0.41574
0.36127 |  | 0.41574
0.36124 |  | 0.4157
0.36124 |  | 0.41566
0.36124 |  | 0.41563
0.3612 |  | 0.41556
0.3612 |  | 0.41553
0.36117 |  | 0.41553
0.36113 |  | 0.4155
0.36113 |  | 0.41546
0.36113 |  | 0.41546
0.36113 |  | 0.41546
0.36109 |  | 0.41542
0.36106 |  | 0.4154
0.36099 |  | 0.41536
0.36099 |  | 0.41536
0.36099 |  | 0.41532
0.36099 |  | 0.41529
0.36099 |  | 0.41525
0.36095 |  | 0.41525
0.36092 |  | 0.41521
0.36092 |  | 0.41519
0.36092 |  | 0.41519
0.36088 |  | 0.41515
0.36085 |  | 0.41515
0.36085 |  | 0.41515
0.36085 |  | 0.41508
0.36077 |  | 0.41498
0.36077 |  | 0.41498
0.36077 |  | 0.41498
0.36074 |  | 0.41494
0.36074 |  | 0.41494
0.3607 |  | 0.41484
0.3607 |  | 0.41484
0.36067 |  | 0.41484
0.36067 |  | 0.41484
0.36063 |  | 0.41484
0.36063 |  | 0.41481
0.36063 |  | 0.41477
0.36063 |  | 0.4147
0.36063 |  | 0.41467
0.36063 |  | 0.41467
0.36053 |  | 0.41463
0.36049 |  | 0.41463
0.36049 |  | 0.4146
0.36049 |  | 0.41457
0.36046 |  | 0.41457
0.36046 |  | 0.4145
0.36046 |  | 0.4145
0.36046 |  | 0.41446
0.36041 |  | 0.41439
0.36041 |  | 0.41436
0.36038 |  | 0.41436
0.36034 |  | 0.41432
0.36031 |  | 0.41432
0.36031 |  | 0.41425
0.36028 |  | 0.41425
0.36028 |  | 0.41421
0.36028 |  | 0.41421
0.36028 |  | 0.41418
0.36021 |  | 0.41415
0.36021 |  | 0.41407
0.36017 |  | 0.41407
0.36017 |  | 0.41405
0.36017 |  | 0.41401
0.36014 |  | 0.41401
0.36014 |  | 0.41397
0.36014 |  | 0.41397
0.3601 |  | 0.41395
0.36006 |  | 0.41391
0.36003 |  | 0.41387
0.36003 |  | 0.4138
0.35999 |  | 0.4138
0.35996 |  | 0.41377
0.35996 |  | 0.41374
0.35996 |  | 0.4137
0.35992 |  | 0.4137
0.35992 |  | 0.41367
0.35989 |  | 0.41363
0.35985 |  | 0.4136
0.35985 |  | 0.41357
0.35978 |  | 0.41353
0.35978 |  | 0.41353
0.35978 |  | 0.41349
0.35978 |  | 0.41349
0.35978 |  | 0.41349
0.35978 |  | 0.41346
0.3597 |  | 0.41343
0.3597 |  | 0.41335
0.3597 |  | 0.41335
0.3597 |  | 0.41332
0.35967 |  | 0.41325
0.35963 |  | 0.41322
0.35963 |  | 0.41322
0.35963 |  | 0.41322
0.3596 |  | 0.41322
0.3596 |  | 0.41315
0.3596 |  | 0.41315
0.35952 |  | 0.41304
0.35952 |  | 0.41304
0.35952 |  | 0.41304
0.35949 |  | 0.41301
0.35949 |  | 0.41301
0.35945 |  | 0.41297
0.35942 |  | 0.41294
0.35938 |  | 0.41291
0.35938 |  | 0.41291
0.35934 |  | 0.41287
0.35934 |  | 0.41287
0.35934 |  | 0.41283
0.35934 |  | 0.41283
0.35931 |  | 0.41277
0.35931 |  | 0.41273
0.35927 |  | 0.41273
0.35927 |  | 0.4127
0.35924 |  | 0.4127
0.35924 |  | 0.41266
0.3592 |  | 0.41263
0.3592 |  | 0.4126
0.3592 |  | 0.41256
0.3592 |  | 0.41253
0.35916 |  | 0.41249
0.35916 |  | 0.41245
0.35913 |  | 0.41245
0.35913 |  | 0.41243
0.35913 |  | 0.41243
0.35909 |  | 0.41239
0.35905 |  | 0.41239
0.35902 |  | 0.41232
0.35902 |  | 0.41232
0.35902 |  | 0.41232
0.35898 |  | 0.41222
0.35898 |  | 0.41222
0.35898 |  | 0.41222
0.35895 |  | 0.41222
0.35891 |  | 0.41222
0.35891 |  | 0.41215
0.35891 |  | 0.41212
0.35888 |  | 0.41204
0.35884 |  | 0.41204
0.35877 |  | 0.41204
0.35877 |  | 0.41204
0.35877 |  | 0.41197
0.35877 |  | 0.41194
0.35877 |  | 0.41187
0.35877 |  | 0.41187
0.35873 |  | 0.41187
0.35873 |  | 0.41183
0.35866 |  | 0.4118
0.35866 |  | 0.4118
0.35866 |  | 0.41176
0.35866 |  | 0.41173
0.35863 |  | 0.4117
0.35859 |  | 0.41166
0.35859 |  | 0.41166
0.35852 |  | 0.41166
0.35848 |  | 0.41159
0.35848 |  | 0.41155
0.35848 |  | 0.41145
0.35848 |  | 0.41145
0.35845 |  | 0.41141
0.35845 |  | 0.41141
0.35837 |  | 0.41138
0.35837 |  | 0.41135
0.35837 |  | 0.41135
0.35837 |  | 0.41135
0.35834 |  | 0.41128
0.35831 |  | 0.41128
0.35826 |  | 0.41128
0.35826 |  | 0.41128
0.35826 |  | 0.41124
0.35823 |  | 0.4112
0.35816 |  | 0.41117
0.35816 |  | 0.41114
0.35816 |  | 0.41114
0.35816 |  | 0.41114
0.35816 |  | 0.4111
0.35816 |  | 0.41103
0.35816 |  | 0.411
0.35812 |  | 0.41097
0.35809 |  | 0.41097
0.35801 |  | 0.41093
0.35801 |  | 0.41093
0.35798 |  | 0.41089
0.35798 |  | 0.41086
0.35798 |  | 0.41082
0.35798 |  | 0.41079
0.35798 |  | 0.41076
0.35798 |  | 0.41072
0.35794 |  | 0.41069
0.35794 |  | 0.41069
0.3579 |  | 0.41069
0.35783 |  | 0.41062
0.35783 |  | 0.41058
0.35783 |  | 0.41058
0.35783 |  | 0.41055
0.3578 |  | 0.41051
0.35776 |  | 0.41048
0.35776 |  | 0.41044
0.35776 |  | 0.41044
0.35773 |  | 0.41041
0.3577 |  | 0.41041
0.35766 |  | 0.41034
0.35762 |  | 0.41027
0.35762 |  | 0.41027
0.35762 |  | 0.4102
0.35758 |  | 0.41017
0.35758 |  | 0.41017
0.35755 |  | 0.41017
0.35751 |  | 0.41017
0.35751 |  | 0.41014
0.35747 |  | 0.4101
0.35747 |  | 0.41007
0.35744 |  | 0.41007
0.35744 |  | 0.41007
0.35744 |  | 0.40996
0.35744 |  | 0.40996
0.3574 |  | 0.40996
0.3574 |  | 0.40986
0.35737 |  | 0.40986
0.35737 |  | 0.40986
0.35737 |  | 0.40986
0.35729 |  | 0.40983
0.35722 |  | 0.40979
0.35722 |  | 0.40979
0.35722 |  | 0.40973
0.35722 |  | 0.40973
0.35722 |  | 0.40965
0.35722 |  | 0.40962
0.35715 |  | 0.40962
0.35711 |  | 0.40962
0.35711 |  | 0.40954
0.35711 |  | 0.40954
0.35711 |  | 0.40952
0.35708 |  | 0.40945
0.35708 |  | 0.40945
0.35708 |  | 0.40941
0.35708 |  | 0.40938
0.35708 |  | 0.40935
0.35701 |  | 0.40931
0.35697 |  | 0.40927
0.35697 |  | 0.40924
0.35697 |  | 0.4092
0.35693 |  | 0.40917
0.35693 |  | 0.40917
0.35693 |  | 0.40917
0.35693 |  | 0.40917
0.35693 |  | 0.40903
0.35686 |  | 0.40903
0.35686 |  | 0.40903
0.35686 |  | 0.409
0.35686 |  | 0.409
0.35683 |  | 0.40892
0.35679 |  | 0.40892
0.35679 |  | 0.40889
0.35675 |  | 0.40889
0.35675 |  | 0.40885
0.35672 |  | 0.40885
0.35668 |  | 0.40882
0.35668 |  | 0.40878
0.35668 |  | 0.40875
0.35665 |  | 0.40875
0.35665 |  | 0.40868
0.35661 |  | 0.40864
0.35661 |  | 0.40864
0.35661 |  | 0.40861
0.35661 |  | 0.40857
0.35657 |  | 0.40857
0.35654 |  | 0.40854
0.3565 |  | 0.40851
0.35647 |  | 0.40851
0.35647 |  | 0.40844
0.35647 |  | 0.40844
0.35647 |  | 0.4084
0.35643 |  | 0.40836
0.35643 |  | 0.40836
0.35643 |  | 0.40836
0.35639 |  | 0.40826
0.35639 |  | 0.40826
0.35639 |  | 0.40823
0.35639 |  | 0.40819
0.35636 |  | 0.40812
0.35629 |  | 0.40812
0.35629 |  | 0.40812
0.35625 |  | 0.40808
0.35625 |  | 0.40802
0.35625 |  | 0.40798
0.35625 |  | 0.40798
0.35625 |  | 0.40788
0.35625 |  | 0.40788
0.35622 |  | 0.40788
0.35618 |  | 0.40784
0.35614 |  | 0.40778
0.35614 |  | 0.40778
0.35611 |  | 0.40774
0.35607 |  | 0.40771
0.35604 |  | 0.40771
0.35604 |  | 0.40771
0.35604 |  | 0.40771
0.35604 |  | 0.40764
0.35604 |  | 0.40761
0.356 |  | 0.40757
0.35597 |  | 0.40754
0.3559 |  | 0.40754
0.35586 |  | 0.40751
0.35586 |  | 0.40747
0.35586 |  | 0.40743
0.35586 |  | 0.4074
0.35586 |  | 0.4074
0.35582 |  | 0.40737
0.35582 |  | 0.40737
0.35582 |  | 0.4073
0.35579 |  | 0.40726
0.35579 |  | 0.40722
0.35579 |  | 0.40715
0.35572 |  | 0.40715
0.35568 |  | 0.40715
0.35568 |  | 0.40712
0.35564 |  | 0.40712
0.35564 |  | 0.40709
0.35564 |  | 0.40709
0.35561 |  | 0.40701
0.35561 |  | 0.40698
0.35557 |  | 0.40698
0.35553 |  | 0.40691
0.35553 |  | 0.40688
0.35553 |  | 0.40688
0.35553 |  | 0.40684
0.35549 |  | 0.40681
0.35539 |  | 0.40678
0.35539 |  | 0.40674
0.35539 |  | 0.40674
0.35539 |  | 0.40674
0.35539 |  | 0.40671
0.35536 |  | 0.40664
0.35536 |  | 0.40657
0.35536 |  | 0.40657
0.35532 |  | 0.40657
0.35529 |  | 0.40654
0.35529 |  | 0.40654
0.35529 |  | 0.40651
0.35521 |  | 0.40647
0.35521 |  | 0.40647
0.35521 |  | 0.40643
0.35518 |  | 0.4064
0.35518 |  | 0.40636
0.35518 |  | 0.40636
0.35518 |  | 0.40636
0.35514 |  | 0.40636
0.35514 |  | 0.40626
0.35507 |  | 0.40626
0.35507 |  | 0.40626
0.35507 |  | 0.40619
0.35507 |  | 0.40619
0.35504 |  | 0.40615
0.35504 |  | 0.40612
0.35504 |  | 0.40612
0.355 |  | 0.40608
0.35493 |  | 0.40604
0.35493 |  | 0.40594
0.35493 |  | 0.40594
0.35489 |  | 0.40591
0.35489 |  | 0.40591
0.35489 |  | 0.40591
0.35486 |  | 0.40591
0.35486 |  | 0.40591
0.35486 |  | 0.40584
0.35486 |  | 0.40584
0.35486 |  | 0.40584
0.35482 |  | 0.40581
0.35482 |  | 0.40574
0.35475 |  | 0.40571
0.35472 |  | 0.40564
0.35468 |  | 0.40564
0.35468 |  | 0.4056
0.35468 |  | 0.4056
0.35468 |  | 0.40556
0.35464 |  | 0.40553
0.35464 |  | 0.40553
0.35464 |  | 0.4055
0.35464 |  | 0.4055
0.3546 |  | 0.4055
0.3546 |  | 0.40546
0.35457 |  | 0.40543
0.35453 |  | 0.4054
0.3545 |  | 0.40533
0.35446 |  | 0.40533
0.35446 |  | 0.40533
0.35446 |  | 0.40533
0.35446 |  | 0.40526
0.35446 |  | 0.40522
0.35446 |  | 0.40522
0.35446 |  | 0.40522
0.35446 |  | 0.40519
0.35432 |  | 0.40519
0.35432 |  | 0.40509
0.35432 |  | 0.40509
0.35428 |  | 0.40509
0.35428 |  | 0.40509
0.35428 |  | 0.40505
0.35428 |  | 0.40502
0.35428 |  | 0.40498
0.35425 |  | 0.40495
0.35425 |  | 0.40495
0.35421 |  | 0.40484
0.35418 |  | 0.40484
0.3541 |  | 0.40484
0.3541 |  | 0.40481
0.3541 |  | 0.40474
0.3541 |  | 0.40474
0.3541 |  | 0.40474
0.35407 |  | 0.40474
0.35404 |  | 0.40471
0.35404 |  | 0.40471
0.354 |  | 0.40471
0.35397 |  | 0.40471
0.35392 |  | 0.40464
0.35392 |  | 0.40464
0.35392 |  | 0.40461
0.35389 |  | 0.40457
0.35389 |  | 0.40457
0.35386 |  | 0.40451
0.35386 |  | 0.40451
0.35382 |  | 0.40444
0.35382 |  | 0.40444
0.35382 |  | 0.4044
0.35379 |  | 0.40436
0.35375 |  | 0.40433
0.35369 |  | 0.4043
0.35365 |  | 0.40427
0.35361 |  | 0.40427
0.35361 |  | 0.40423
0.35361 |  | 0.4042
0.35361 |  | 0.4042
0.35354 |  | 0.40413
0.35354 |  | 0.4041
0.35354 |  | 0.40406
0.35354 |  | 0.40406
0.35354 |  | 0.40406
0.3535 |  | 0.40402
0.35346 |  | 0.40402
0.35343 |  | 0.40402
0.35343 |  | 0.40396
0.35343 |  | 0.40389
0.35343 |  | 0.40389
0.35343 |  | 0.40389
0.35339 |  | 0.40385
0.35336 |  | 0.40385
0.35332 |  | 0.40381
0.35332 |  | 0.40378
0.35332 |  | 0.40375
0.35332 |  | 0.40375
0.35332 |  | 0.40371
0.35329 |  | 0.40368
0.35322 |  | 0.40365
0.35318 |  | 0.40361
0.35318 |  | 0.40357
0.35318 |  | 0.40354
0.35318 |  | 0.4035
0.35315 |  | 0.4035
0.35315 |  | 0.4035
0.35315 |  | 0.4035
0.35315 |  | 0.40344
0.35308 |  | 0.40337
0.35304 |  | 0.40334
0.35304 |  | 0.40334
0.35304 |  | 0.40331
0.353 |  | 0.40327
0.353 |  | 0.40327
0.35297 |  | 0.40324
0.35293 |  | 0.40324
0.35293 |  | 0.40317
0.3529 |  | 0.40317
0.3529 |  | 0.40313
0.35286 |  | 0.4031
0.35283 |  | 0.4031
0.35283 |  | 0.40307
0.35283 |  | 0.403
0.3528 |  | 0.403
0.3528 |  | 0.40296
0.35276 |  | 0.40296
0.35272 |  | 0.40296
0.35272 |  | 0.40296
0.35272 |  | 0.40293
0.35269 |  | 0.40286
0.35269 |  | 0.40282
0.35265 |  | 0.40276
0.35265 |  | 0.40273
0.35265 |  | 0.40269
0.35261 |  | 0.40261
0.35254 |  | 0.40255
0.35251 |  | 0.40255
0.35251 |  | 0.40255
0.35251 |  | 0.40255
0.3524 |  | 0.40255
0.3524 |  | 0.40255
0.3524 |  | 0.40252
0.3524 |  | 0.40252
0.3524 |  | 0.40252
0.3524 |  | 0.40245
0.3524 |  | 0.40245
0.3524 |  | 0.40238
0.3524 |  | 0.40234
0.35237 |  | 0.40227
0.35234 |  | 0.40227
0.35234 |  | 0.40227
0.3523 |  | 0.40224
0.3523 |  | 0.40221
0.3523 |  | 0.40217
0.35227 |  | 0.40217
0.35222 |  | 0.4021
0.35219 |  | 0.4021
0.35216 |  | 0.40207
0.35216 |  | 0.40203
0.35216 |  | 0.40203
0.35212 |  | 0.40203
0.35212 |  | 0.402
0.35209 |  | 0.402
0.35209 |  | 0.40193
0.35209 |  | 0.4019
0.35205 |  | 0.40186
0.35205 |  | 0.40186
0.35205 |  | 0.40179
0.35201 |  | 0.40176
0.35198 |  | 0.40176
0.35198 |  | 0.40172
0.35194 |  | 0.40172
0.35187 |  | 0.40169
0.35187 |  | 0.40166
0.35187 |  | 0.40166
0.35187 |  | 0.40162
0.35187 |  | 0.40159
0.35184 |  | 0.40152
0.35184 |  | 0.40148
0.3518 |  | 0.40145
0.35176 |  | 0.40145
0.35173 |  | 0.40142
0.35169 |  | 0.40134
0.35169 |  | 0.40131
0.35169 |  | 0.40127
0.35169 |  | 0.40124
0.35169 |  | 0.40124
0.35166 |  | 0.40121
0.35159 |  | 0.40121
0.35159 |  | 0.40117
0.35159 |  | 0.40113
0.35155 |  | 0.40107
0.35152 |  | 0.40103
0.35152 |  | 0.401
0.35152 |  | 0.40096
0.35152 |  | 0.40093
0.35152 |  | 0.40093
0.35148 |  | 0.40082
0.35148 |  | 0.40079
0.35144 |  | 0.40079
0.35137 |  | 0.40075
0.35137 |  | 0.40075
0.35134 |  | 0.40072
0.35134 |  | 0.40065
0.35134 |  | 0.40065
0.35134 |  | 0.40061
0.3513 |  | 0.40061
0.3513 |  | 0.40061
0.3513 |  | 0.40061
0.35127 |  | 0.40058
0.35124 |  | 0.40055
0.35124 |  | 0.40047
0.35124 |  | 0.40047
0.3512 |  | 0.40044
0.35116 |  | 0.4004
0.35112 |  | 0.4004
0.35112 |  | 0.40037
0.35109 |  | 0.4003
0.35109 |  | 0.4003
0.35106 |  | 0.40027
0.35106 |  | 0.40023
0.35102 |  | 0.40023
0.35102 |  | 0.4002
0.35102 |  | 0.40017
0.35091 |  | 0.40017
0.35091 |  | 0.40017
0.35091 |  | 0.40007
0.35091 |  | 0.40007
0.35091 |  | 0.40007
0.35091 |  | 0.4
0.35088 |  | 0.4
0.35084 |  | 0.4
0.35081 |  | 0.4
0.35077 |  | 0.39993
0.35073 |  | 0.39989
0.3507 |  | 0.39986
0.35066 |  | 0.39986
0.35066 |  | 0.39979
0.35063 |  | 0.39979
0.35063 |  | 0.39979
0.35059 |  | 0.39976
0.35059 |  | 0.39973
0.35059 |  | 0.39969
0.35059 |  | 0.39962
0.35056 |  | 0.39962
0.35056 |  | 0.39962
0.35056 |  | 0.39959
0.35049 |  | 0.39955
0.35045 |  | 0.39955
0.35045 |  | 0.39952
0.35045 |  | 0.39945
0.35045 |  | 0.39945
0.35038 |  | 0.39937
0.35034 |  | 0.39934
0.35031 |  | 0.39934
0.35031 |  | 0.39934
0.35027 |  | 0.39931
0.35027 |  | 0.39927
0.35027 |  | 0.39924
0.35027 |  | 0.39917
0.35024 |  | 0.39917
0.35022 |  | 0.39917
0.3502 |  | 0.39917
0.3502 |  | 0.39914
0.35016 |  | 0.39907
0.35013 |  | 0.399
0.35009 |  | 0.399
0.35009 |  | 0.39896
0.35006 |  | 0.39896
0.35002 |  | 0.39893
0.35002 |  | 0.39886
0.34995 |  | 0.39886
0.34995 |  | 0.39886
0.34995 |  | 0.39883
0.34992 |  | 0.39883
0.34992 |  | 0.39876
0.34992 |  | 0.39865
0.34992 |  | 0.39865
0.34992 |  | 0.39865
0.34988 |  | 0.39865
0.34981 |  | 0.39862
0.34981 |  | 0.39862
0.34974 |  | 0.39862
0.34974 |  | 0.39859
0.34974 |  | 0.39852
0.34974 |  | 0.39852
0.34974 |  | 0.39852
0.34974 |  | 0.39848
0.3497 |  | 0.39841
0.34967 |  | 0.39841
0.34967 |  | 0.39837
0.34963 |  | 0.39837
0.3496 |  | 0.39833
0.3496 |  | 0.39833
0.34956 |  | 0.39831
0.34956 |  | 0.39827
0.34956 |  | 0.39824
0.34952 |  | 0.39824
0.34952 |  | 0.39816
0.34949 |  | 0.39816
0.34942 |  | 0.39816
0.34942 |  | 0.39816
0.34942 |  | 0.3981
0.34942 |  | 0.39803
0.34938 |  | 0.39803
0.34938 |  | 0.398
0.34938 |  | 0.398
0.34938 |  | 0.398
0.34938 |  | 0.39797
0.34935 |  | 0.39797
0.34935 |  | 0.39793
0.34927 |  | 0.39783
0.34924 |  | 0.39779
0.34924 |  | 0.39777
0.34924 |  | 0.39773
0.3492 |  | 0.39773
0.3492 |  | 0.39773
0.3492 |  | 0.39773
0.3492 |  | 0.39769
0.3492 |  | 0.39766
0.34917 |  | 0.39763
0.34909 |  | 0.39759
0.34906 |  | 0.39759
0.34902 |  | 0.39752
0.34902 |  | 0.39752
0.34902 |  | 0.39745
0.34902 |  | 0.39745
0.34899 |  | 0.39745
0.34899 |  | 0.39745
0.34899 |  | 0.39745
0.34895 |  | 0.39735
0.34895 |  | 0.39731
0.34891 |  | 0.39731
0.34888 |  | 0.39728
0.34888 |  | 0.39728
0.34888 |  | 0.39728
0.34888 |  | 0.39724
0.34885 |  | 0.39724
0.34885 |  | 0.39717
0.34881 |  | 0.39717
0.34881 |  | 0.39717
0.34881 |  | 0.39714
0.34881 |  | 0.39711
0.34877 |  | 0.39707
0.3487 |  | 0.397
0.3487 |  | 0.39697
0.34867 |  | 0.3969
0.34867 |  | 0.3969
0.34863 |  | 0.3969
0.34863 |  | 0.3969
0.34856 |  | 0.3969
0.34852 |  | 0.39683
0.34852 |  | 0.39683
0.34852 |  | 0.39672
0.34852 |  | 0.39672
0.34849 |  | 0.39672
0.34849 |  | 0.39669
0.34845 |  | 0.39669
0.34845 |  | 0.39669
0.34842 |  | 0.39662
0.34838 |  | 0.39655
0.34838 |  | 0.39655
0.34838 |  | 0.39651
0.34838 |  | 0.39651
0.34835 |  | 0.39648
0.34835 |  | 0.39642
0.34827 |  | 0.39642
0.34824 |  | 0.39642
0.3482 |  | 0.39642
0.3482 |  | 0.39642
0.34813 |  | 0.39638
0.34813 |  | 0.39634
0.34813 |  | 0.39634
0.34813 |  | 0.39631
0.34813 |  | 0.39627
0.34813 |  | 0.39624
0.34813 |  | 0.39621
0.34813 |  | 0.39621
0.34803 |  | 0.39617
0.34798 |  | 0.39614
0.34798 |  | 0.39614
0.34795 |  | 0.39608
0.34795 |  | 0.39608
0.34795 |  | 0.39608
0.34795 |  | 0.396
0.34795 |  | 0.39597
0.34792 |  | 0.3959
0.34788 |  | 0.39587
0.34788 |  | 0.39587
0.34788 |  | 0.39587
0.34785 |  | 0.39587
0.34781 |  | 0.39583
0.34778 |  | 0.3958
0.34778 |  | 0.39569
0.34778 |  | 0.39569
0.34774 |  | 0.39569
0.34774 |  | 0.39565
0.34774 |  | 0.39562
0.34771 |  | 0.39562
0.34767 |  | 0.39559
0.34764 |  | 0.39555
0.34764 |  | 0.39552
0.34764 |  | 0.39548
0.34764 |  | 0.39545
0.34757 |  | 0.39541
0.34757 |  | 0.39541
0.34757 |  | 0.39538
0.34753 |  | 0.39538
0.34753 |  | 0.39534
0.34753 |  | 0.39527
0.3475 |  | 0.39524
0.34746 |  | 0.39521
0.34746 |  | 0.39521
0.34746 |  | 0.39517
0.34743 |  | 0.39514
0.34743 |  | 0.3951
0.34743 |  | 0.3951
0.34743 |  | 0.39507
0.34739 |  | 0.39503
0.34736 |  | 0.395
0.34732 |  | 0.395
0.34732 |  | 0.395
0.34732 |  | 0.39493
0.34728 |  | 0.39493
0.34725 |  | 0.39486
0.34725 |  | 0.39486
0.34725 |  | 0.39483
0.34718 |  | 0.3948
0.34718 |  | 0.39476
0.34718 |  | 0.39476
0.34718 |  | 0.39469
0.34711 |  | 0.39469
0.34711 |  | 0.39469
0.34711 |  | 0.39469
0.34707 |  | 0.39469
0.34707 |  | 0.39458
0.34707 |  | 0.39452
0.34703 |  | 0.39452
0.34696 |  | 0.39452
0.34696 |  | 0.39444
0.34689 |  | 0.39441
0.34689 |  | 0.39433
0.34689 |  | 0.3943
0.34686 |  | 0.3943
0.34686 |  | 0.3943
0.34686 |  | 0.39423
0.34682 |  | 0.3942
0.34682 |  | 0.3942
0.34679 |  | 0.3942
0.34679 |  | 0.3941
0.34672 |  | 0.39407
0.34668 |  | 0.39407
0.34668 |  | 0.39407
0.34664 |  | 0.39404
0.34661 |  | 0.394
0.34661 |  | 0.39397
0.34661 |  | 0.39393
0.34661 |  | 0.39393
0.34661 |  | 0.39389
0.34661 |  | 0.39386
0.34661 |  | 0.39386
0.34661 |  | 0.39383
0.34657 |  | 0.39383
0.34654 |  | 0.39379
0.34647 |  | 0.39379
0.34647 |  | 0.39372
0.34647 |  | 0.39369
0.34643 |  | 0.39369
0.34643 |  | 0.39369
0.3464 |  | 0.39365
0.3464 |  | 0.39362
0.3464 |  | 0.39362
0.3464 |  | 0.39355
0.34636 |  | 0.39348
0.34632 |  | 0.39348
0.34629 |  | 0.39348
0.34629 |  | 0.39348
0.34629 |  | 0.39338
0.34625 |  | 0.39335
0.34625 |  | 0.39331
0.34621 |  | 0.39331
0.34618 |  | 0.39328
0.34618 |  | 0.39328
0.34614 |  | 0.39324
0.34614 |  | 0.39324
0.34611 |  | 0.39324
0.34607 |  | 0.39317
0.34607 |  | 0.39317
0.34601 |  | 0.39317
0.34601 |  | 0.39317
0.34601 |  | 0.39317
0.34601 |  | 0.39306
0.34597 |  | 0.39306
0.34597 |  | 0.39303
0.34594 |  | 0.393
0.3459 |  | 0.39296
0.34587 |  | 0.39296
0.34583 |  | 0.39286
0.34583 |  | 0.39286
0.34583 |  | 0.39283
0.34583 |  | 0.39279
0.34576 |  | 0.39276
0.34576 |  | 0.39276
0.34576 |  | 0.39272
0.34572 |  | 0.39268
0.34568 |  | 0.39268
0.34568 |  | 0.39262
0.34565 |  | 0.39259
0.34565 |  | 0.39259
0.34565 |  | 0.39252
0.34561 |  | 0.39248
0.34561 |  | 0.39244
0.34561 |  | 0.39241
0.34561 |  | 0.39241
0.34558 |  | 0.39241
0.34558 |  | 0.39241
0.3455 |  | 0.39234
0.34547 |  | 0.39234
0.34547 |  | 0.39231
0.34547 |  | 0.39223
0.34547 |  | 0.3922
0.34547 |  | 0.3922
0.34543 |  | 0.39217
0.3454 |  | 0.39217
0.3454 |  | 0.39213
0.3454 |  | 0.3921
0.34535 |  | 0.3921
0.34535 |  | 0.39206
0.34532 |  | 0.39199
0.34528 |  | 0.39195
0.34525 |  | 0.39192
0.34522 |  | 0.39192
0.34522 |  | 0.39189
0.34518 |  | 0.39189
0.34518 |  | 0.39189
0.34518 |  | 0.39185
0.34514 |  | 0.39182
0.34514 |  | 0.39175
0.34511 |  | 0.39175
0.34511 |  | 0.39175
0.34508 |  | 0.39172
0.34508 |  | 0.39172
0.34504 |  | 0.39165
0.34504 |  | 0.39161
0.345 |  | 0.39161
0.34496 |  | 0.39155
0.34496 |  | 0.39155
0.3449 |  | 0.39151
0.3449 |  | 0.39144
0.3449 |  | 0.39144
0.34486 |  | 0.39141
0.34486 |  | 0.39137
0.34486 |  | 0.3913
0.34483 |  | 0.39127
0.34483 |  | 0.39127
0.34483 |  | 0.39123
0.34472 |  | 0.39123
0.34472 |  | 0.39123
0.34472 |  | 0.3912
0.34468 |  | 0.39112
0.34468 |  | 0.39109
0.34465 |  | 0.39109
0.34465 |  | 0.39106
0.34465 |  | 0.39102
0.34461 |  | 0.39099
0.34461 |  | 0.39095
0.34461 |  | 0.39092
0.34461 |  | 0.39092
0.34458 |  | 0.39085
0.34454 |  | 0.39082
0.34446 |  | 0.39078
0.34446 |  | 0.39078
0.34446 |  | 0.39071
0.34446 |  | 0.39067
0.3444 |  | 0.39067
0.34436 |  | 0.39061
0.34436 |  | 0.3905
0.34436 |  | 0.3905
0.34436 |  | 0.39047
0.34433 |  | 0.39047
0.34429 |  | 0.39043
0.34425 |  | 0.39036
0.34425 |  | 0.3903
0.34425 |  | 0.3903
0.34425 |  | 0.3903
0.34418 |  | 0.3903
0.34418 |  | 0.39026
0.34418 |  | 0.39022
0.34415 |  | 0.39022
0.34408 |  | 0.39015
0.34408 |  | 0.39012
0.34408 |  | 0.39009
0.34405 |  | 0.39009
0.34405 |  | 0.39005
0.34404 |  | 0.39002
0.34401 |  | 0.38999
0.34401 |  | 0.38995
0.34401 |  | 0.38995
0.34397 |  | 0.38992
0.34394 |  | 0.38992
0.3439 |  | 0.38992
0.3439 |  | 0.38985
0.3439 |  | 0.38981
0.3439 |  | 0.38974
0.34383 |  | 0.38974
0.34383 |  | 0.38971
0.34383 |  | 0.38971
0.34383 |  | 0.38971
0.34379 |  | 0.38968
0.34379 |  | 0.38968
0.34376 |  | 0.38964
0.34372 |  | 0.38961
0.34372 |  | 0.38957
0.34368 |  | 0.38954
0.34368 |  | 0.38954
0.34368 |  | 0.3895
0.34368 |  | 0.38947
0.34365 |  | 0.38943
0.34358 |  | 0.38943
0.34354 |  | 0.38936
0.34354 |  | 0.38933
0.34354 |  | 0.38929
0.34354 |  | 0.38929
0.34354 |  | 0.38926
0.34348 |  | 0.38922
0.34344 |  | 0.3892
0.34344 |  | 0.38916
0.3434 |  | 0.38916
0.3434 |  | 0.38912
0.3434 |  | 0.38909
0.34336 |  | 0.38906
0.34333 |  | 0.38906
0.34333 |  | 0.38902
0.3433 |  | 0.38902
0.34326 |  | 0.38896
0.34326 |  | 0.38892
0.34322 |  | 0.38892
0.34322 |  | 0.38892
0.34322 |  | 0.38881
0.34319 |  | 0.38878
0.34319 |  | 0.38878
0.34319 |  | 0.38878
0.34319 |  | 0.38871
0.34316 |  | 0.38871
0.34309 |  | 0.38868
0.34309 |  | 0.38868
0.34305 |  | 0.38864
0.34305 |  | 0.38861
0.34301 |  | 0.38858
0.34301 |  | 0.38858
0.34294 |  | 0.38858
0.34294 |  | 0.38858
0.34291 |  | 0.3885
0.34291 |  | 0.3885
0.34287 |  | 0.38847
0.34283 |  | 0.38847
0.3428 |  | 0.38847
0.34276 |  | 0.38844
0.34273 |  | 0.3884
0.34273 |  | 0.38837
0.34269 |  | 0.3883
0.34269 |  | 0.3883
0.34269 |  | 0.38827
0.34265 |  | 0.38823
0.34262 |  | 0.38823
0.34262 |  | 0.38823
0.34262 |  | 0.38823
0.34258 |  | 0.3882
0.34258 |  | 0.38812
0.34251 |  | 0.38812
0.34251 |  | 0.38812
0.34251 |  | 0.38806
0.34247 |  | 0.38806
0.34247 |  | 0.38795
0.34247 |  | 0.38792
0.34244 |  | 0.38792
0.3424 |  | 0.38785
0.3424 |  | 0.38785
0.34237 |  | 0.38785
0.34233 |  | 0.38781
0.34233 |  | 0.38781
0.34233 |  | 0.38778
0.34233 |  | 0.38771
0.34233 |  | 0.38768
0.3423 |  | 0.38764
0.34223 |  | 0.3876
0.34219 |  | 0.3876
0.34219 |  | 0.3876
0.34216 |  | 0.3876
0.34212 |  | 0.38757
0.34212 |  | 0.38754
0.34212 |  | 0.3875
0.34212 |  | 0.38747
0.34212 |  | 0.38744
0.34208 |  | 0.38744
0.34208 |  | 0.3874
0.34205 |  | 0.3874
0.34205 |  | 0.38729
0.34205 |  | 0.38726
0.34201 |  | 0.38722
0.34201 |  | 0.38718
0.34194 |  | 0.38715
0.34194 |  | 0.38715
0.34184 |  | 0.38715
0.34184 |  | 0.38715
0.34184 |  | 0.38715
0.34184 |  | 0.38708
0.34184 |  | 0.38705
0.34177 |  | 0.38705
0.34177 |  | 0.38698
0.34173 |  | 0.38698
0.34173 |  | 0.38698
0.3417 |  | 0.38695
0.3417 |  | 0.38695
0.3417 |  | 0.38687
0.34166 |  | 0.38687
0.34166 |  | 0.38677
0.34163 |  | 0.38677
0.34159 |  | 0.38674
0.34155 |  | 0.3867
0.34155 |  | 0.3867
0.34152 |  | 0.38666
0.34148 |  | 0.38663
0.34148 |  | 0.38659
0.34148 |  | 0.38656
0.34145 |  | 0.38653
0.34145 |  | 0.38649
0.34138 |  | 0.38649
0.34138 |  | 0.38642
0.34138 |  | 0.38642
0.34134 |  | 0.38639
0.34134 |  | 0.38635
0.34134 |  | 0.38635
0.34131 |  | 0.38633
0.34131 |  | 0.38625
0.34131 |  | 0.38625
0.34124 |  | 0.38622
0.34124 |  | 0.38619
0.3412 |  | 0.38619
0.3412 |  | 0.38619
0.34116 |  | 0.38612
0.34116 |  | 0.38612
0.34116 |  | 0.38612
0.34116 |  | 0.38609
0.34113 |  | 0.38605
0.34113 |  | 0.38601
0.34113 |  | 0.38598
0.3411 |  | 0.38598
0.34106 |  | 0.38598
0.34106 |  | 0.38594
0.34102 |  | 0.38594
0.34098 |  | 0.38591
0.34098 |  | 0.38587
0.34098 |  | 0.38587
0.34095 |  | 0.38584
0.34092 |  | 0.3858
0.34088 |  | 0.38576
0.34088 |  | 0.38574
0.34088 |  | 0.3857
0.34088 |  | 0.38566
0.34088 |  | 0.38566
0.34084 |  | 0.38566
0.34077 |  | 0.38555
0.34077 |  | 0.38553
0.34077 |  | 0.38553
0.34077 |  | 0.38549
0.3407 |  | 0.38545
0.3407 |  | 0.38542
0.3407 |  | 0.38539
0.34063 |  | 0.38539
0.34063 |  | 0.38539
0.34063 |  | 0.38532
0.34063 |  | 0.38529
0.3406 |  | 0.38529
0.3406 |  | 0.38525
0.34052 |  | 0.38515
0.34049 |  | 0.38515
0.34049 |  | 0.38511
0.34045 |  | 0.38511
0.34042 |  | 0.38508
0.34038 |  | 0.38504
0.34038 |  | 0.38498
0.34038 |  | 0.38491
0.34038 |  | 0.38483
0.34038 |  | 0.38483
0.34035 |  | 0.38476
0.34035 |  | 0.38476
0.34035 |  | 0.38476
0.34035 |  | 0.38476
0.34031 |  | 0.38476
0.34028 |  | 0.38476
0.34024 |  | 0.38469
0.34021 |  | 0.38466
0.34017 |  | 0.38462
0.34017 |  | 0.38462
0.34017 |  | 0.38455
0.34017 |  | 0.38455
0.34013 |  | 0.38455
0.3401 |  | 0.38455
0.34006 |  | 0.38451
0.34006 |  | 0.38444
0.34006 |  | 0.38444
0.34003 |  | 0.38444
0.34003 |  | 0.38438
0.34003 |  | 0.38434
0.33999 |  | 0.3843
0.33999 |  | 0.38427
0.33995 |  | 0.38424
0.33995 |  | 0.3842
0.33992 |  | 0.38413
0.33992 |  | 0.38413
0.33992 |  | 0.3841
0.33989 |  | 0.3841
0.33989 |  | 0.3841
0.33985 |  | 0.38407
0.33981 |  | 0.38407
0.33981 |  | 0.384
0.33981 |  | 0.38397
0.33977 |  | 0.38397
0.33974 |  | 0.3839
0.33971 |  | 0.38387
0.33967 |  | 0.38387
0.33963 |  | 0.38383
0.33963 |  | 0.3838
0.33963 |  | 0.3838
0.33963 |  | 0.3838
0.33963 |  | 0.38376
0.3396 |  | 0.38373
0.33956 |  | 0.38369
0.33953 |  | 0.38362
0.33953 |  | 0.38362
0.33949 |  | 0.38362
0.33949 |  | 0.38358
0.33938 |  | 0.38348
0.33938 |  | 0.38348
0.33938 |  | 0.38337
0.33938 |  | 0.38337
0.33938 |  | 0.38337
0.33935 |  | 0.38334
0.33931 |  | 0.38334
0.33928 |  | 0.38323
0.33928 |  | 0.3832
0.33928 |  | 0.3832
0.33925 |  | 0.38317
0.33921 |  | 0.3831
0.33921 |  | 0.3831
0.33918 |  | 0.38306
0.33918 |  | 0.38306
0.33918 |  | 0.38302
0.3391 |  | 0.38297
0.3391 |  | 0.38293
0.3391 |  | 0.38293
0.3391 |  | 0.38286
0.33903 |  | 0.38282
0.33903 |  | 0.38279
0.339 |  | 0.38279
0.33896 |  | 0.38279
0.33896 |  | 0.38275
0.33896 |  | 0.38272
0.33896 |  | 0.38272
0.33889 |  | 0.38269
0.33889 |  | 0.38262
0.33889 |  | 0.38258
0.33885 |  | 0.38258
0.33882 |  | 0.38251
0.33878 |  | 0.38251
0.33878 |  | 0.38251
0.33878 |  | 0.38248
0.33878 |  | 0.38237
0.33871 |  | 0.38234
0.33864 |  | 0.38234
0.33864 |  | 0.38234
0.33864 |  | 0.38231
0.3386 |  | 0.38228
0.3386 |  | 0.38224
0.3386 |  | 0.38224
0.33857 |  | 0.38224
0.33853 |  | 0.38217
0.33853 |  | 0.38217
0.33853 |  | 0.38214
0.33846 |  | 0.38207
0.33846 |  | 0.38207
0.33846 |  | 0.38207
0.33843 |  | 0.38203
0.33839 |  | 0.38203
0.33835 |  | 0.38203
0.33832 |  | 0.38196
0.33832 |  | 0.38196
0.33829 |  | 0.38189
0.33825 |  | 0.38189
0.33825 |  | 0.38186
0.33825 |  | 0.38186
0.33822 |  | 0.38186
0.33822 |  | 0.38186
0.33818 |  | 0.38179
0.33818 |  | 0.38179
0.33811 |  | 0.38179
0.33811 |  | 0.38175
0.33807 |  | 0.38172
0.33804 |  | 0.38172
0.33804 |  | 0.38162
0.33804 |  | 0.38158
0.33804 |  | 0.38154
0.338 |  | 0.38154
0.33797 |  | 0.38148
0.33797 |  | 0.38148
0.33793 |  | 0.38148
0.33793 |  | 0.38144
0.33786 |  | 0.38141
0.33782 |  | 0.38141
0.33782 |  | 0.38134
0.33782 |  | 0.38134
0.33775 |  | 0.38127
0.33775 |  | 0.38123
0.33775 |  | 0.38123
0.33775 |  | 0.38123
0.33772 |  | 0.3812
0.33772 |  | 0.38112
0.33768 |  | 0.38112
0.33765 |  | 0.3811
0.33765 |  | 0.3811
0.33761 |  | 0.38106
0.33761 |  | 0.38106
0.33761 |  | 0.38099
0.33755 |  | 0.38095
0.33755 |  | 0.38095
0.33755 |  | 0.38092
0.33755 |  | 0.38085
0.33755 |  | 0.38081
0.33755 |  | 0.38081
0.3375 |  | 0.38074
0.33747 |  | 0.38071
0.33747 |  | 0.38071
0.33744 |  | 0.38071
0.3374 |  | 0.38071
0.3374 |  | 0.38061
0.33737 |  | 0.38061
0.33733 |  | 0.38058
0.33733 |  | 0.38055
0.33733 |  | 0.38051
0.3373 |  | 0.38051
0.33726 |  | 0.38051
0.33726 |  | 0.38045
0.33723 |  | 0.38045
0.33719 |  | 0.38037
0.33719 |  | 0.38034
0.33719 |  | 0.38034
0.33719 |  | 0.3803
0.33712 |  | 0.38027
0.33712 |  | 0.38023
0.33708 |  | 0.38019
0.33708 |  | 0.38013
0.33705 |  | 0.38009
0.33705 |  | 0.38009
0.33702 |  | 0.38009
0.33702 |  | 0.38005
0.33694 |  | 0.37999
0.33694 |  | 0.37995
0.33694 |  | 0.37992
0.33694 |  | 0.37992
0.33687 |  | 0.37989
0.33687 |  | 0.37985
0.33687 |  | 0.37985
0.33687 |  | 0.37985
0.33687 |  | 0.37975
0.33687 |  | 0.37975
0.33684 |  | 0.37968
0.3368 |  | 0.37961
0.33672 |  | 0.37961
0.33672 |  | 0.37961
0.33669 |  | 0.37958
0.33665 |  | 0.37951
0.33665 |  | 0.37948
0.33665 |  | 0.37948
0.33665 |  | 0.37948
0.33665 |  | 0.37937
0.33662 |  | 0.37933
0.33659 |  | 0.37933
0.33655 |  | 0.37933
0.33655 |  | 0.37927
0.33655 |  | 0.37927
0.33655 |  | 0.37916
0.33655 |  | 0.37916
0.33655 |  | 0.37916
0.33647 |  | 0.37908
0.33641 |  | 0.37905
0.33641 |  | 0.37901
0.33633 |  | 0.37899
0.33633 |  | 0.37895
0.33633 |  | 0.37895
0.33633 |  | 0.37895
0.3363 |  | 0.37892
0.3363 |  | 0.37885
0.33626 |  | 0.37881
0.33626 |  | 0.37881
0.33623 |  | 0.37871
0.3362 |  | 0.37871
0.33616 |  | 0.37871
0.33616 |  | 0.37868
0.33616 |  | 0.37868
0.33616 |  | 0.37861
0.33616 |  | 0.37854
0.33616 |  | 0.3785
0.33609 |  | 0.37847
0.33605 |  | 0.37847
0.33602 |  | 0.37847
0.33602 |  | 0.3784
0.33602 |  | 0.37837
0.33602 |  | 0.3783
0.33598 |  | 0.3783
0.33598 |  | 0.37826
0.33594 |  | 0.37826
0.33591 |  | 0.37819
0.33584 |  | 0.37812
0.33584 |  | 0.37812
0.33584 |  | 0.37809
0.33584 |  | 0.37802
0.3358 |  | 0.37802
0.3358 |  | 0.37795
0.33577 |  | 0.37795
0.33577 |  | 0.37788
0.33573 |  | 0.37788
0.33569 |  | 0.37788
0.33566 |  | 0.37788
0.33566 |  | 0.37781
0.33559 |  | 0.37781
0.33559 |  | 0.37777
0.33559 |  | 0.37773
0.33559 |  | 0.37767
0.33559 |  | 0.37767
0.33555 |  | 0.37767
0.33555 |  | 0.37767
0.33548 |  | 0.37757
0.33548 |  | 0.37753
0.33544 |  | 0.37753
0.33541 |  | 0.3775
0.33541 |  | 0.3775
0.33537 |  | 0.37743
0.33537 |  | 0.3774
0.33537 |  | 0.37732
0.33537 |  | 0.37732
0.33537 |  | 0.37732
0.3353 |  | 0.37726
0.33527 |  | 0.37722
0.33523 |  | 0.37722
0.33516 |  | 0.37719
0.33516 |  | 0.37715
0.33516 |  | 0.37715
0.33516 |  | 0.37711
0.33512 |  | 0.37707
0.33512 |  | 0.37704
0.33512 |  | 0.377
0.33512 |  | 0.37697
0.33498 |  | 0.37697
0.33498 |  | 0.37694
0.33498 |  | 0.3769
0.33498 |  | 0.37687
0.33498 |  | 0.37687
0.33491 |  | 0.37676
0.33487 |  | 0.37676
0.33487 |  | 0.37673
0.33487 |  | 0.37665
0.33487 |  | 0.37665
0.33487 |  | 0.37663
0.3348 |  | 0.37656
0.3348 |  | 0.37648
0.33476 |  | 0.37648
0.33476 |  | 0.37648
0.33473 |  | 0.37642
0.3347 |  | 0.37642
0.3347 |  | 0.37638
0.3347 |  | 0.37634
0.3347 |  | 0.37632
0.33462 |  | 0.37628
0.33459 |  | 0.37625
0.33456 |  | 0.37625
0.33452 |  | 0.37625
0.33452 |  | 0.37621
0.33452 |  | 0.37621
0.33445 |  | 0.37617
0.33441 |  | 0.37614
0.33441 |  | 0.37611
0.33441 |  | 0.37607
0.33438 |  | 0.37604
0.33434 |  | 0.37601
0.33434 |  | 0.37597
0.3343 |  | 0.37594
0.3343 |  | 0.3759
0.33427 |  | 0.37586
0.33427 |  | 0.37586
0.33427 |  | 0.37583
0.33427 |  | 0.37583
0.33423 |  | 0.37583
0.33423 |  | 0.37573
0.33416 |  | 0.37573
0.33416 |  | 0.3757
0.33416 |  | 0.3757
0.33416 |  | 0.37559
0.33413 |  | 0.37555
0.33409 |  | 0.37555
0.33402 |  | 0.37553
0.33398 |  | 0.37553
0.33398 |  | 0.37549
0.33395 |  | 0.37542
0.33395 |  | 0.37539
0.33395 |  | 0.37539
0.33395 |  | 0.37535
0.33388 |  | 0.37532
0.33388 |  | 0.37529
0.33388 |  | 0.37525
0.33381 |  | 0.37521
0.33381 |  | 0.37521
0.33377 |  | 0.37518
0.33374 |  | 0.37511
0.33374 |  | 0.37511
0.3337 |  | 0.37511
0.3337 |  | 0.37508
0.33367 |  | 0.37504
0.33367 |  | 0.37504
0.33363 |  | 0.37504
0.33363 |  | 0.375
0.33359 |  | 0.37493
0.33359 |  | 0.3749
0.33356 |  | 0.37486
0.33356 |  | 0.37486
0.33356 |  | 0.37483
0.33353 |  | 0.3748
0.33353 |  | 0.3748
0.33353 |  | 0.37476
0.33349 |  | 0.37472
0.33346 |  | 0.37472
0.33346 |  | 0.37469
0.33346 |  | 0.37462
0.33342 |  | 0.37458
0.33342 |  | 0.37455
0.33335 |  | 0.37455
0.33335 |  | 0.37448
0.33331 |  | 0.37444
0.33331 |  | 0.37444
0.33328 |  | 0.37438
0.33328 |  | 0.37438
0.33325 |  | 0.37434
0.33321 |  | 0.37434
0.33317 |  | 0.37434
0.33317 |  | 0.37434
0.33317 |  | 0.37427
0.3331 |  | 0.37424
0.3331 |  | 0.37424
0.33307 |  | 0.37417
0.33303 |  | 0.37414
0.33303 |  | 0.37406
0.33296 |  | 0.37406
0.33296 |  | 0.37403
0.33292 |  | 0.37403
0.33292 |  | 0.37399
0.33292 |  | 0.37392
0.33292 |  | 0.37388
0.33292 |  | 0.37388
0.33292 |  | 0.37385
0.33289 |  | 0.37385
0.33289 |  | 0.37378
0.33282 |  | 0.37374
0.33278 |  | 0.37371
0.33278 |  | 0.37367
0.33275 |  | 0.37364
0.33271 |  | 0.37361
0.33268 |  | 0.37361
0.33268 |  | 0.37361
0.33264 |  | 0.37353
0.33264 |  | 0.37353
0.33257 |  | 0.3735
0.33257 |  | 0.37347
0.33253 |  | 0.3734
0.33253 |  | 0.3734
0.3325 |  | 0.3734
0.3325 |  | 0.37329
0.33246 |  | 0.37325
0.33243 |  | 0.37319
0.33239 |  | 0.37319
0.33239 |  | 0.37315
0.33236 |  | 0.37312
0.33229 |  | 0.37312
0.33229 |  | 0.37312
0.33225 |  | 0.37312
0.33222 |  | 0.37301
0.33222 |  | 0.37298
0.33222 |  | 0.37294
0.33218 |  | 0.37294
0.33218 |  | 0.37294
0.33211 |  | 0.37294
0.33211 |  | 0.37294
0.33204 |  | 0.37291
0.33204 |  | 0.37281
0.33204 |  | 0.37281
0.33204 |  | 0.37277
0.332 |  | 0.37277
0.332 |  | 0.37273
0.33196 |  | 0.37267
0.33196 |  | 0.37263
0.33189 |  | 0.37263
0.33189 |  | 0.37263
0.33189 |  | 0.3726
0.33189 |  | 0.37253
0.33189 |  | 0.37253
0.33182 |  | 0.37253
0.33179 |  | 0.37246
0.33179 |  | 0.37239
0.33179 |  | 0.37239
0.33179 |  | 0.37229
0.33175 |  | 0.37229
0.33172 |  | 0.37226
0.33172 |  | 0.37222
0.33164 |  | 0.37222
0.33164 |  | 0.37215
0.33161 |  | 0.37215
0.33157 |  | 0.37201
0.33157 |  | 0.37201
0.33154 |  | 0.37201
0.33154 |  | 0.37198
0.33147 |  | 0.37194
0.33147 |  | 0.37194
0.33147 |  | 0.37194
0.33147 |  | 0.37191
0.33143 |  | 0.37191
0.33143 |  | 0.37184
0.33137 |  | 0.3718
0.33137 |  | 0.3718
0.33137 |  | 0.37177
0.33133 |  | 0.37177
0.33126 |  | 0.37169
0.33126 |  | 0.37166
0.33126 |  | 0.37166
0.33126 |  | 0.37163
0.33126 |  | 0.37159
0.33126 |  | 0.37159
0.33122 |  | 0.37159
0.33119 |  | 0.37152
0.33108 |  | 0.37145
0.33108 |  | 0.37145
0.33108 |  | 0.37145
0.33108 |  | 0.37142
0.33105 |  | 0.37138
0.33105 |  | 0.37138
0.33105 |  | 0.37138
0.33105 |  | 0.37131
0.33101 |  | 0.37125
0.33101 |  | 0.37125
0.33098 |  | 0.37125
0.33098 |  | 0.37121
0.33098 |  | 0.37119
0.3309 |  | 0.37115
0.3309 |  | 0.37115
0.33087 |  | 0.37112
0.33083 |  | 0.37104
0.33083 |  | 0.37104
0.3308 |  | 0.37097
0.3308 |  | 0.37097
0.3308 |  | 0.37094
0.3308 |  | 0.37094
0.33076 |  | 0.37087
0.33069 |  | 0.3708
0.33066 |  | 0.3708
0.33066 |  | 0.3708
0.33066 |  | 0.3708
0.33066 |  | 0.3708
0.33059 |  | 0.3707
0.33059 |  | 0.3707
0.33059 |  | 0.3707
0.33055 |  | 0.37063
0.33055 |  | 0.37063
0.33055 |  | 0.37059
0.33048 |  | 0.37056
0.33048 |  | 0.37052
0.33045 |  | 0.37048
0.33041 |  | 0.37045
0.33041 |  | 0.37045
0.33041 |  | 0.37045
0.33041 |  | 0.37042
0.33041 |  | 0.37035
0.33034 |  | 0.37035
0.33034 |  | 0.37035
0.33027 |  | 0.37029
0.33027 |  | 0.37029
0.33027 |  | 0.37025
0.33023 |  | 0.37025
0.3302 |  | 0.37015
0.3302 |  | 0.37015
0.3302 |  | 0.37015
0.33016 |  | 0.37011
0.33016 |  | 0.37008
0.33009 |  | 0.37
0.33005 |  | 0.36997
0.33002 |  | 0.36997
0.33002 |  | 0.36994
0.32998 |  | 0.3699
0.32998 |  | 0.36984
0.32998 |  | 0.36977
0.32998 |  | 0.36974
0.32998 |  | 0.36971
0.32995 |  | 0.36968
0.32995 |  | 0.36968
0.32992 |  | 0.36964
0.32988 |  | 0.36964
0.32984 |  | 0.36954
0.32977 |  | 0.36954
0.32977 |  | 0.36947
0.32974 |  | 0.36947
0.3297 |  | 0.36941
0.3297 |  | 0.36941
0.3297 |  | 0.36941
0.32967 |  | 0.36941
0.32964 |  | 0.36941
0.32964 |  | 0.36937
0.3296 |  | 0.3693
0.3296 |  | 0.36923
0.3296 |  | 0.3692
0.3296 |  | 0.36916
0.32953 |  | 0.36916
0.32953 |  | 0.3691
0.32949 |  | 0.3691
0.32946 |  | 0.36906
0.32946 |  | 0.36899
0.32942 |  | 0.36896
0.32939 |  | 0.36896
0.32935 |  | 0.36896
0.32932 |  | 0.36896
0.32932 |  | 0.36896
0.32932 |  | 0.36888
0.32932 |  | 0.36885
0.32932 |  | 0.36881
0.32928 |  | 0.36881
0.32921 |  | 0.36878
0.32921 |  | 0.36878
0.32914 |  | 0.36875
0.32914 |  | 0.36871
0.32914 |  | 0.36868
0.32914 |  | 0.36864
0.3291 |  | 0.36864
0.3291 |  | 0.3686
0.3291 |  | 0.3686
0.32903 |  | 0.36857
0.32903 |  | 0.36857
0.329 |  | 0.36851
0.329 |  | 0.36847
0.329 |  | 0.36843
0.32896 |  | 0.36839
0.32889 |  | 0.36836
0.32889 |  | 0.36836
0.32889 |  | 0.36832
0.32889 |  | 0.36826
0.32885 |  | 0.36819
0.32875 |  | 0.36815
0.32875 |  | 0.36808
0.32875 |  | 0.36808
0.32872 |  | 0.36805
0.32868 |  | 0.36798
0.32868 |  | 0.36791
0.32868 |  | 0.36791
0.32864 |  | 0.36791
0.32861 |  | 0.36788
0.32854 |  | 0.36784
0.32854 |  | 0.3678
0.32854 |  | 0.36777
0.32854 |  | 0.36777
0.3285 |  | 0.3677
0.32847 |  | 0.3677
0.32847 |  | 0.3677
0.32843 |  | 0.3676
0.3284 |  | 0.36756
0.3284 |  | 0.36756
0.3284 |  | 0.36753
0.3284 |  | 0.36749
0.3284 |  | 0.36749
0.32836 |  | 0.36745
0.32836 |  | 0.36739
0.32825 |  | 0.36739
0.32825 |  | 0.36736
0.32822 |  | 0.36736
0.32822 |  | 0.36732
0.32822 |  | 0.36728
0.32822 |  | 0.36728
0.32815 |  | 0.36728
0.32811 |  | 0.36725
0.32811 |  | 0.36721
0.32804 |  | 0.36718
0.32804 |  | 0.36718
0.32804 |  | 0.36711
0.32801 |  | 0.36708
0.32801 |  | 0.36708
0.32801 |  | 0.36701
0.32797 |  | 0.36701
0.32797 |  | 0.36701
0.32793 |  | 0.36691
0.32793 |  | 0.36691
0.32787 |  | 0.36687
0.32787 |  | 0.36681
0.32787 |  | 0.36673
0.32787 |  | 0.36673
0.32783 |  | 0.36667
0.32772 |  | 0.36667
0.32769 |  | 0.36667
0.32769 |  | 0.36663
0.32769 |  | 0.36663
0.32769 |  | 0.36656
0.32762 |  | 0.36656
0.32762 |  | 0.36656
0.32762 |  | 0.36656
0.32762 |  | 0.36646
0.32762 |  | 0.36646
0.32762 |  | 0.36646
0.32755 |  | 0.36642
0.32755 |  | 0.36636
0.32747 |  | 0.36632
0.32747 |  | 0.36632
0.32744 |  | 0.36632
0.32744 |  | 0.36629
0.32744 |  | 0.36625
0.32737 |  | 0.36619
0.32733 |  | 0.36615
0.32733 |  | 0.36611
0.32733 |  | 0.36611
0.32733 |  | 0.36608
0.3273 |  | 0.36597
0.32726 |  | 0.36594
0.32723 |  | 0.36594
0.32719 |  | 0.3659
0.32719 |  | 0.3659
0.32719 |  | 0.36587
0.32708 |  | 0.36583
0.32708 |  | 0.3658
0.32708 |  | 0.36577
0.32708 |  | 0.36573
0.32708 |  | 0.36573
0.32701 |  | 0.36562
0.32701 |  | 0.36559
0.32701 |  | 0.36559
0.32701 |  | 0.36556
0.32698 |  | 0.36556
0.32694 |  | 0.36545
0.32694 |  | 0.36542
0.3269 |  | 0.36542
0.3269 |  | 0.36538
0.32687 |  | 0.36535
0.32687 |  | 0.36532
0.32684 |  | 0.36525
0.32684 |  | 0.36525
0.32676 |  | 0.36525
0.32676 |  | 0.36525
0.32673 |  | 0.36525
0.32673 |  | 0.36514
0.32673 |  | 0.36507
0.32669 |  | 0.36507
0.32666 |  | 0.36505
0.32662 |  | 0.36501
0.32662 |  | 0.36501
0.32659 |  | 0.36501
0.32655 |  | 0.36494
0.32652 |  | 0.36494
0.32652 |  | 0.36484
0.32648 |  | 0.3648
0.32645 |  | 0.3648
0.32645 |  | 0.3648
0.32645 |  | 0.36477
0.32641 |  | 0.36473
0.32634 |  | 0.36473
0.32627 |  | 0.36466
0.32627 |  | 0.36459
0.32627 |  | 0.36456
0.32627 |  | 0.36452
0.32623 |  | 0.36452
0.32623 |  | 0.36452
0.32616 |  | 0.36448
0.32612 |  | 0.36441
0.32612 |  | 0.36437
0.32605 |  | 0.36437
0.32605 |  | 0.36434
0.32602 |  | 0.36434
0.32602 |  | 0.36434
0.32598 |  | 0.36424
0.32598 |  | 0.36424
0.32598 |  | 0.36424
0.32595 |  | 0.36421
0.32591 |  | 0.36417
0.32591 |  | 0.36413
0.32588 |  | 0.36406
0.32588 |  | 0.36406
0.32588 |  | 0.36406
0.32588 |  | 0.36403
0.32584 |  | 0.364
0.3258 |  | 0.3639
0.3258 |  | 0.36382
0.32574 |  | 0.36379
0.32574 |  | 0.36373
0.3257 |  | 0.36369
0.3257 |  | 0.36369
0.3257 |  | 0.36369
0.3257 |  | 0.36362
0.32567 |  | 0.36359
0.32563 |  | 0.36355
0.32563 |  | 0.36355
0.3256 |  | 0.36352
0.32556 |  | 0.36348
0.32556 |  | 0.36345
0.32552 |  | 0.36334
0.32549 |  | 0.36334
0.32549 |  | 0.36331
0.32549 |  | 0.36331
0.32545 |  | 0.36324
0.32545 |  | 0.36321
0.32542 |  | 0.36317
0.32542 |  | 0.36317
0.32542 |  | 0.36314
0.32535 |  | 0.36314
0.32535 |  | 0.36307
0.32535 |  | 0.36307
0.32535 |  | 0.36303
0.32535 |  | 0.36294
0.32535 |  | 0.3629
0.32528 |  | 0.3629
0.32528 |  | 0.3629
0.32524 |  | 0.36287
0.32521 |  | 0.36278
0.32518 |  | 0.36273
0.3251 |  | 0.36273
0.3251 |  | 0.36273
0.3251 |  | 0.36269
0.32507 |  | 0.36265
0.32507 |  | 0.36265
0.32503 |  | 0.36265
0.325 |  | 0.36262
0.32496 |  | 0.36251
0.32496 |  | 0.36251
0.32496 |  | 0.36247
0.32496 |  | 0.36244
0.32493 |  | 0.36244
0.32486 |  | 0.36244
0.32482 |  | 0.36241
0.32482 |  | 0.36234
0.32482 |  | 0.36231
0.32482 |  | 0.36231
0.32482 |  | 0.36224
0.32482 |  | 0.36224
0.32472 |  | 0.36217
0.32468 |  | 0.36213
0.32464 |  | 0.3621
0.32464 |  | 0.36206
0.32461 |  | 0.362
0.32461 |  | 0.36196
0.32461 |  | 0.36193
0.32458 |  | 0.36189
0.32454 |  | 0.36189
0.32451 |  | 0.36189
0.32447 |  | 0.36179
0.32447 |  | 0.36179
0.32447 |  | 0.36179
0.32447 |  | 0.36179
0.32447 |  | 0.36172
0.32439 |  | 0.36172
0.32439 |  | 0.36169
0.32439 |  | 0.36162
0.32432 |  | 0.36159
0.32429 |  | 0.36155
0.32425 |  | 0.36155
0.32425 |  | 0.36152
0.32425 |  | 0.36152
0.32425 |  | 0.36148
0.32422 |  | 0.36138
0.32422 |  | 0.36135
0.32418 |  | 0.36135
0.32418 |  | 0.36131
0.32415 |  | 0.36128
0.32415 |  | 0.36125
0.32412 |  | 0.36125
0.32408 |  | 0.36118
0.32404 |  | 0.36118
0.32404 |  | 0.36115
0.32404 |  | 0.36104
0.324 |  | 0.36104
0.32397 |  | 0.36094
0.3239 |  | 0.36094
0.3239 |  | 0.36094
0.3239 |  | 0.36094
0.3239 |  | 0.36087
0.3239 |  | 0.36087
0.3239 |  | 0.36087
0.32383 |  | 0.36083
0.32383 |  | 0.3608
0.3238 |  | 0.36076
0.3238 |  | 0.36076
0.32376 |  | 0.36069
0.32372 |  | 0.36069
0.32372 |  | 0.36066
0.32368 |  | 0.36062
0.32365 |  | 0.36062
0.32365 |  | 0.36059
0.32365 |  | 0.36055
0.32365 |  | 0.36051
0.32358 |  | 0.36048
0.32358 |  | 0.36038
0.32358 |  | 0.36038
0.32351 |  | 0.36034
0.32348 |  | 0.3603
0.32344 |  | 0.36024
0.32344 |  | 0.36024
0.32344 |  | 0.36024
0.3234 |  | 0.36013
0.3234 |  | 0.36013
0.32337 |  | 0.3601
0.32333 |  | 0.36006
0.32333 |  | 0.36002
0.3233 |  | 0.35999
0.3233 |  | 0.35999
0.3233 |  | 0.35999
0.32326 |  | 0.35996
0.32326 |  | 0.35989
0.32319 |  | 0.35989
0.32315 |  | 0.35986
0.32315 |  | 0.35979
0.32308 |  | 0.35979
0.32308 |  | 0.35979
0.32308 |  | 0.35972
0.32305 |  | 0.35965
0.32305 |  | 0.35965
0.32305 |  | 0.35958
0.32301 |  | 0.35958
0.32301 |  | 0.35951
0.32301 |  | 0.35951
0.32295 |  | 0.35951
0.32295 |  | 0.35948
0.32295 |  | 0.35944
0.32287 |  | 0.3594
0.32287 |  | 0.35937
0.32284 |  | 0.3593
0.32277 |  | 0.35927
0.32277 |  | 0.35927
0.32273 |  | 0.35923
0.32266 |  | 0.35917
0.32266 |  | 0.35913
0.32266 |  | 0.35913
0.32266 |  | 0.35906
0.32266 |  | 0.35906
0.32259 |  | 0.35903
0.32259 |  | 0.35903
0.32259 |  | 0.35899
0.32259 |  | 0.3589
0.32259 |  | 0.35886
0.32255 |  | 0.35886
0.32251 |  | 0.35883
0.32251 |  | 0.35875
0.32251 |  | 0.35869
0.32248 |  | 0.35869
0.32244 |  | 0.35869
0.32244 |  | 0.35865
0.32244 |  | 0.35862
0.32237 |  | 0.35852
0.32237 |  | 0.35849
0.32237 |  | 0.35845
0.32237 |  | 0.35842
0.32237 |  | 0.35838
0.32234 |  | 0.35838
0.32234 |  | 0.35838
0.32227 |  | 0.35838
0.32223 |  | 0.35831
0.32223 |  | 0.35828
0.3222 |  | 0.35824
0.32213 |  | 0.35824
0.32213 |  | 0.35821
0.32213 |  | 0.35814
0.32209 |  | 0.35812
0.32206 |  | 0.35808
0.32206 |  | 0.35808
0.32206 |  | 0.35804
0.32206 |  | 0.35801
0.32202 |  | 0.35801
0.32199 |  | 0.35801
0.32192 |  | 0.35798
0.32192 |  | 0.35794
0.32192 |  | 0.35794
0.32188 |  | 0.35787
0.32184 |  | 0.35784
0.32184 |  | 0.35784
0.32184 |  | 0.3578
0.32181 |  | 0.35774
0.32178 |  | 0.35774
0.32178 |  | 0.3577
0.32174 |  | 0.3577
0.3217 |  | 0.3576
0.32167 |  | 0.3576
0.32167 |  | 0.3576
0.32164 |  | 0.35757
0.32164 |  | 0.35754
0.32164 |  | 0.35754
0.32164 |  | 0.35751
0.3216 |  | 0.35751
0.3216 |  | 0.35744
0.32153 |  | 0.35744
0.32153 |  | 0.3574
0.32153 |  | 0.3574
0.32153 |  | 0.35736
0.32153 |  | 0.35733
0.3215 |  | 0.35733
0.32146 |  | 0.35729
0.32146 |  | 0.35723
0.32139 |  | 0.35719
0.32139 |  | 0.35719
0.32139 |  | 0.35716
0.32135 |  | 0.35709
0.32135 |  | 0.35705
0.32132 |  | 0.35705
0.32132 |  | 0.35702
0.32125 |  | 0.35699
0.32125 |  | 0.35695
0.32125 |  | 0.35692
0.32125 |  | 0.35688
0.32121 |  | 0.35688
0.32121 |  | 0.35685
0.32118 |  | 0.35685
0.32114 |  | 0.35681
0.32114 |  | 0.35674
0.32114 |  | 0.35674
0.3211 |  | 0.35671
0.3211 |  | 0.35671
0.3211 |  | 0.35668
0.32107 |  | 0.35668
0.32103 |  | 0.35668
0.321 |  | 0.35664
0.321 |  | 0.35661
0.32093 |  | 0.3565
0.32093 |  | 0.3565
0.32093 |  | 0.35647
0.3209 |  | 0.35647
0.3209 |  | 0.3564
0.32083 |  | 0.3564
0.32079 |  | 0.3564
0.32079 |  | 0.35634
0.32076 |  | 0.3563
0.32072 |  | 0.3563
0.32072 |  | 0.35626
0.32072 |  | 0.3562
0.32072 |  | 0.3562
0.32069 |  | 0.35616
0.32066 |  | 0.35613
0.32066 |  | 0.35613
0.32061 |  | 0.35606
0.32061 |  | 0.35606
0.32058 |  | 0.35603
0.32058 |  | 0.35599
0.32055 |  | 0.35595
0.32051 |  | 0.35595
0.32044 |  | 0.35595
0.32044 |  | 0.35592
0.32044 |  | 0.35589
0.32044 |  | 0.35585
0.32044 |  | 0.35582
0.32044 |  | 0.35578
0.32041 |  | 0.35574
0.32041 |  | 0.35574
0.32034 |  | 0.35571
0.3203 |  | 0.35564
0.32026 |  | 0.35562
0.32023 |  | 0.35558
0.32019 |  | 0.35554
0.32019 |  | 0.35547
0.32019 |  | 0.35547
0.32019 |  | 0.35544
0.32016 |  | 0.35541
0.32016 |  | 0.35541
0.32009 |  | 0.35534
0.32009 |  | 0.35527
0.32005 |  | 0.35527
0.32002 |  | 0.35523
0.31995 |  | 0.3552
0.31991 |  | 0.3552
0.31991 |  | 0.35517
0.31991 |  | 0.35513
0.31991 |  | 0.35513
0.31988 |  | 0.3551
0.31988 |  | 0.35507
0.31984 |  | 0.35507
0.31984 |  | 0.35503
0.3198 |  | 0.35503
0.31977 |  | 0.35496
0.31974 |  | 0.35496
0.3197 |  | 0.35486
0.3197 |  | 0.35482
0.3197 |  | 0.35482
0.3197 |  | 0.35476
0.31959 |  | 0.35469
0.31959 |  | 0.35466
0.31959 |  | 0.35462
0.31952 |  | 0.35456
0.31952 |  | 0.35456
0.31952 |  | 0.35452
0.31949 |  | 0.35448
0.31949 |  | 0.35442
0.31945 |  | 0.35435
0.31941 |  | 0.35431
0.31941 |  | 0.35431
0.31941 |  | 0.35424
0.31934 |  | 0.35424
0.31931 |  | 0.35424
0.31927 |  | 0.35418
0.31927 |  | 0.35414
0.31927 |  | 0.3541
0.31927 |  | 0.35404
0.31924 |  | 0.35404
0.3192 |  | 0.35404
0.31916 |  | 0.35393
0.31913 |  | 0.35393
0.31909 |  | 0.35393
0.31906 |  | 0.35393
0.31906 |  | 0.35383
0.31906 |  | 0.3538
0.31906 |  | 0.3538
0.31902 |  | 0.35376
0.31902 |  | 0.35376
0.31895 |  | 0.35372
0.31895 |  | 0.35372
0.31892 |  | 0.35366
0.31892 |  | 0.35366
0.31892 |  | 0.35362
0.31888 |  | 0.35355
0.31877 |  | 0.35352
0.31877 |  | 0.35352
0.31874 |  | 0.35352
0.31874 |  | 0.35348
0.3187 |  | 0.35341
0.3187 |  | 0.35338
0.3187 |  | 0.35338
0.31867 |  | 0.35338
0.31859 |  | 0.35338
0.31856 |  | 0.35332
0.31856 |  | 0.35328
0.31852 |  | 0.35328
0.31852 |  | 0.35325
0.31845 |  | 0.35325
0.31845 |  | 0.35317
0.31842 |  | 0.35317
0.31842 |  | 0.35317
0.31842 |  | 0.35311
0.31842 |  | 0.35311
0.31842 |  | 0.35308
0.31838 |  | 0.35308
0.31835 |  | 0.35308
0.31832 |  | 0.35304
0.31827 |  | 0.35297
0.31824 |  | 0.35294
0.31821 |  | 0.35294
0.31821 |  | 0.35294
0.31821 |  | 0.3529
0.31817 |  | 0.3529
0.31817 |  | 0.3529
0.31814 |  | 0.3528
0.31814 |  | 0.3528
0.3181 |  | 0.3527
0.3181 |  | 0.3527
0.31807 |  | 0.3527
0.31807 |  | 0.35263
0.31807 |  | 0.35263
0.31807 |  | 0.3526
0.31803 |  | 0.3526
0.31799 |  | 0.35253
0.31799 |  | 0.35247
0.31792 |  | 0.35247
0.31792 |  | 0.3524
0.31792 |  | 0.3524
0.31792 |  | 0.3524
0.31792 |  | 0.35233
0.31785 |  | 0.35233
0.31785 |  | 0.3523
0.31785 |  | 0.35226
0.31785 |  | 0.35226
0.31785 |  | 0.3522
0.31782 |  | 0.35213
0.31778 |  | 0.35213
0.31774 |  | 0.35213
0.31774 |  | 0.35209
0.31771 |  | 0.35205
0.31771 |  | 0.35205
0.31767 |  | 0.35202
0.31764 |  | 0.35192
0.31764 |  | 0.35192
0.31764 |  | 0.35185
0.3176 |  | 0.35182
0.3176 |  | 0.35182
0.31756 |  | 0.35175
0.31749 |  | 0.35172
0.31746 |  | 0.35172
0.31746 |  | 0.35172
0.31742 |  | 0.35165
0.31739 |  | 0.35165
0.31739 |  | 0.35157
0.31736 |  | 0.35154
0.31736 |  | 0.35151
0.31736 |  | 0.35147
0.31728 |  | 0.35144
0.31728 |  | 0.3514
0.31725 |  | 0.3514
0.31725 |  | 0.35137
0.31721 |  | 0.3513
0.31718 |  | 0.3513
0.31718 |  | 0.35125
0.31714 |  | 0.35123
0.31711 |  | 0.35123
0.31707 |  | 0.35119
0.31707 |  | 0.35115
0.31704 |  | 0.35112
0.31704 |  | 0.35109
0.317 |  | 0.35109
0.31697 |  | 0.35105
0.31697 |  | 0.35102
0.3169 |  | 0.35096
0.3169 |  | 0.35092
0.3169 |  | 0.35088
0.3169 |  | 0.35085
0.31686 |  | 0.35082
0.31682 |  | 0.35078
0.31679 |  | 0.35071
0.31679 |  | 0.35071
0.31676 |  | 0.35071
0.31676 |  | 0.35068
0.31672 |  | 0.3506
0.31668 |  | 0.35058
0.31665 |  | 0.35058
0.31665 |  | 0.35058
0.31661 |  | 0.35048
0.31661 |  | 0.35044
0.31661 |  | 0.35044
0.31658 |  | 0.35044
0.31654 |  | 0.35041
0.31647 |  | 0.35034
0.31647 |  | 0.35027
0.31647 |  | 0.35023
0.31644 |  | 0.35021
0.31644 |  | 0.35021
0.31644 |  | 0.35017
0.31637 |  | 0.35013
0.3163 |  | 0.3501
0.3163 |  | 0.35003
0.31623 |  | 0.35003
0.31619 |  | 0.35
0.31619 |  | 0.34996
0.31619 |  | 0.34993
0.31616 |  | 0.34982
0.31616 |  | 0.34982
0.31616 |  | 0.34982
0.31609 |  | 0.34982
0.31609 |  | 0.34979
0.31602 |  | 0.34975
0.31602 |  | 0.34972
0.31602 |  | 0.34965
0.31602 |  | 0.34965
0.31598 |  | 0.34965
0.31595 |  | 0.34962
0.31591 |  | 0.34955
0.31588 |  | 0.34948
0.31588 |  | 0.34948
0.31588 |  | 0.34948
0.31581 |  | 0.34944
0.31581 |  | 0.34941
0.31577 |  | 0.34941
0.31577 |  | 0.34934
0.31574 |  | 0.34931
0.3157 |  | 0.34928
0.3157 |  | 0.34928
0.3157 |  | 0.34924
0.3157 |  | 0.34924
0.31567 |  | 0.34917
0.31567 |  | 0.34913
0.31563 |  | 0.34909
0.31563 |  | 0.34907
0.31556 |  | 0.34907
0.31553 |  | 0.34907
0.31545 |  | 0.349
0.31542 |  | 0.349
0.31538 |  | 0.34897
0.31538 |  | 0.34889
0.31538 |  | 0.34886
0.31538 |  | 0.34883
0.31535 |  | 0.34883
0.31535 |  | 0.34883
0.31531 |  | 0.34879
0.31528 |  | 0.34876
0.31525 |  | 0.34876
0.31521 |  | 0.34876
0.31521 |  | 0.34869
0.31521 |  | 0.34866
0.31518 |  | 0.34862
0.31514 |  | 0.34859
0.31507 |  | 0.34856
0.31503 |  | 0.34852
0.31503 |  | 0.34852
0.31499 |  | 0.34848
0.31496 |  | 0.34848
0.31496 |  | 0.34846
0.31496 |  | 0.34842
0.31496 |  | 0.34839
0.31493 |  | 0.34825
0.31489 |  | 0.34825
0.31489 |  | 0.34825
0.31486 |  | 0.34821
0.31482 |  | 0.34818
0.31478 |  | 0.34818
0.31475 |  | 0.34818
0.31471 |  | 0.34814
0.31471 |  | 0.34808
0.31464 |  | 0.34797
0.31461 |  | 0.34797
0.31461 |  | 0.34794
0.31461 |  | 0.3479
0.31457 |  | 0.34786
0.31457 |  | 0.34783
0.31457 |  | 0.34776
0.31457 |  | 0.34776
0.31447 |  | 0.34766
0.31447 |  | 0.34759
0.31447 |  | 0.34759
0.31447 |  | 0.34759
0.31443 |  | 0.34755
0.31443 |  | 0.34752
0.31439 |  | 0.34742
0.31439 |  | 0.34742
0.31436 |  | 0.34739
0.31429 |  | 0.34739
0.31425 |  | 0.34732
0.31425 |  | 0.34728
0.31425 |  | 0.34725
0.31421 |  | 0.34725
0.31414 |  | 0.34725
0.31411 |  | 0.34722
0.31411 |  | 0.34715
0.31411 |  | 0.34715
0.31404 |  | 0.34711
0.314 |  | 0.34711
0.314 |  | 0.34708
0.31397 |  | 0.34705
0.31393 |  | 0.34702
0.31393 |  | 0.34694
0.31393 |  | 0.34691
0.3139 |  | 0.34691
0.3139 |  | 0.34687
0.3139 |  | 0.3468
0.31383 |  | 0.34674
0.31383 |  | 0.34674
0.31383 |  | 0.34671
0.31379 |  | 0.34667
0.31379 |  | 0.34657
0.31379 |  | 0.34653
0.31376 |  | 0.34653
0.31376 |  | 0.34643
0.31362 |  | 0.34643
0.31362 |  | 0.3464
0.31362 |  | 0.3464
0.31358 |  | 0.34633
0.31354 |  | 0.34633
0.31354 |  | 0.34633
0.31347 |  | 0.34626
0.31344 |  | 0.34626
0.31344 |  | 0.34626
0.31344 |  | 0.34619
0.3134 |  | 0.34615
0.31337 |  | 0.34612
0.31337 |  | 0.34609
0.31333 |  | 0.34606
0.31326 |  | 0.34602
0.31326 |  | 0.34599
0.31322 |  | 0.34589
0.31322 |  | 0.34589
0.31319 |  | 0.34589
0.31319 |  | 0.34579
0.31315 |  | 0.34575
0.31315 |  | 0.34565
0.31315 |  | 0.34565
0.31312 |  | 0.34565
0.31312 |  | 0.34565
0.31308 |  | 0.34565
0.31308 |  | 0.34562
0.31297 |  | 0.34554
0.31297 |  | 0.34551
0.31297 |  | 0.34548
0.31294 |  | 0.34548
0.31294 |  | 0.34548
0.31294 |  | 0.34541
0.31287 |  | 0.34538
0.3128 |  | 0.34527
0.3128 |  | 0.34527
0.3128 |  | 0.34524
0.3128 |  | 0.34521
0.31276 |  | 0.34517
0.31276 |  | 0.34514
0.31276 |  | 0.34507
0.31276 |  | 0.34507
0.31269 |  | 0.34501
0.31269 |  | 0.34497
0.31265 |  | 0.34493
0.31262 |  | 0.3449
0.31258 |  | 0.3448
0.31258 |  | 0.34476
0.31258 |  | 0.34473
0.31255 |  | 0.34473
0.31248 |  | 0.3447
0.31248 |  | 0.34467
0.31244 |  | 0.34467
0.31244 |  | 0.34459
0.31244 |  | 0.34457
0.3124 |  | 0.34457
0.31237 |  | 0.34457
0.31233 |  | 0.34453
0.31233 |  | 0.34449
0.31233 |  | 0.34446
0.3123 |  | 0.34442
0.31223 |  | 0.34442
0.31223 |  | 0.34439
0.31223 |  | 0.34436
0.31223 |  | 0.34429
0.3122 |  | 0.34429
0.31216 |  | 0.34429
0.31205 |  | 0.34426
0.31205 |  | 0.34419
0.31205 |  | 0.34419
0.31205 |  | 0.34416
0.31202 |  | 0.34412
0.31198 |  | 0.34408
0.31195 |  | 0.34405
0.31191 |  | 0.34402
0.31191 |  | 0.34396
0.31188 |  | 0.34396
0.31188 |  | 0.34396
0.31184 |  | 0.34392
0.31184 |  | 0.34388
0.31184 |  | 0.34385
0.3118 |  | 0.34382
0.3118 |  | 0.34378
0.31174 |  | 0.34371
0.3117 |  | 0.34368
0.31167 |  | 0.34365
0.31163 |  | 0.34361
0.3116 |  | 0.34358
0.3116 |  | 0.34358
0.31156 |  | 0.34352
0.31153 |  | 0.34352
0.31153 |  | 0.34352
0.31149 |  | 0.34348
0.31149 |  | 0.34344
0.31149 |  | 0.34341
0.31146 |  | 0.34338
0.31139 |  | 0.34331
0.31135 |  | 0.34328
0.31135 |  | 0.34328
0.31131 |  | 0.34328
0.31131 |  | 0.34325
0.31131 |  | 0.34314
0.31131 |  | 0.34314
0.31128 |  | 0.3431
0.31128 |  | 0.34304
0.31121 |  | 0.34304
0.31117 |  | 0.34298
0.31114 |  | 0.34294
0.31114 |  | 0.34294
0.31114 |  | 0.34294
0.31114 |  | 0.34294
0.31114 |  | 0.34294
0.31114 |  | 0.34287
0.3111 |  | 0.3428
0.31099 |  | 0.3428
0.31099 |  | 0.34277
0.31099 |  | 0.34266
0.31099 |  | 0.34266
0.31096 |  | 0.34263
0.31089 |  | 0.34263
0.31082 |  | 0.3426
0.31082 |  | 0.34253
0.31082 |  | 0.34253
0.31082 |  | 0.34253
0.31078 |  | 0.34243
0.31078 |  | 0.34243
0.31074 |  | 0.34243
0.31071 |  | 0.34235
0.31071 |  | 0.34232
0.31067 |  | 0.34232
0.31064 |  | 0.34228
0.3106 |  | 0.34221
0.31057 |  | 0.34221
0.31057 |  | 0.34215
0.31057 |  | 0.34215
0.31057 |  | 0.34208
0.31049 |  | 0.34201
0.31049 |  | 0.34201
0.31046 |  | 0.34201
0.31042 |  | 0.34198
0.31035 |  | 0.34195
0.31032 |  | 0.34191
0.31032 |  | 0.34191
0.31032 |  | 0.34188
0.31032 |  | 0.34182
0.31025 |  | 0.34182
0.31025 |  | 0.34182
0.31025 |  | 0.34175
0.31025 |  | 0.34168
0.31017 |  | 0.34161
0.31014 |  | 0.34158
0.31011 |  | 0.34155
0.31011 |  | 0.34148
0.31011 |  | 0.34145
0.31007 |  | 0.34141
0.31007 |  | 0.34141
0.31004 |  | 0.34138
0.31 |  | 0.34138
0.30993 |  | 0.3413
0.30993 |  | 0.34127
0.30993 |  | 0.34124
0.30993 |  | 0.34124
0.30989 |  | 0.3412
0.30986 |  | 0.34117
0.30982 |  | 0.34117
0.30978 |  | 0.3411
0.30978 |  | 0.34107
0.30978 |  | 0.34103
0.30975 |  | 0.34103
0.30975 |  | 0.34103
0.30968 |  | 0.34097
0.30968 |  | 0.34097
0.30964 |  | 0.34097
0.30964 |  | 0.3409
0.30964 |  | 0.34087
0.30961 |  | 0.34083
0.30961 |  | 0.3408
0.30957 |  | 0.34076
0.30954 |  | 0.34076
0.30954 |  | 0.3407
0.3095 |  | 0.3407
0.30947 |  | 0.34066
0.30947 |  | 0.34066
0.30947 |  | 0.34066
0.30943 |  | 0.34056
0.30943 |  | 0.3405
0.30943 |  | 0.3405
0.3094 |  | 0.34046
0.30932 |  | 0.34043
0.30932 |  | 0.34036
0.30932 |  | 0.34032
0.30932 |  | 0.34029
0.30925 |  | 0.34026
0.30918 |  | 0.34022
0.30918 |  | 0.34022
0.30918 |  | 0.34019
0.30915 |  | 0.34016
0.30915 |  | 0.34012
0.30915 |  | 0.34009
0.30915 |  | 0.34006
0.30915 |  | 0.33999
0.30908 |  | 0.33999
0.30904 |  | 0.33991
0.30897 |  | 0.33985
0.30897 |  | 0.33985
0.30897 |  | 0.33982
0.30894 |  | 0.33971
0.3089 |  | 0.33967
0.3089 |  | 0.33967
0.30887 |  | 0.33967
0.30887 |  | 0.33964
0.30887 |  | 0.33961
0.3088 |  | 0.33957
0.30876 |  | 0.33957
0.30876 |  | 0.3395
0.30872 |  | 0.33943
0.30872 |  | 0.33943
0.30865 |  | 0.3394
0.30865 |  | 0.33933
0.30862 |  | 0.33933
0.30851 |  | 0.33933
0.30851 |  | 0.3393
0.30851 |  | 0.33927
0.30851 |  | 0.3392
0.30845 |  | 0.33916
0.30845 |  | 0.33913
0.30845 |  | 0.33906
0.30841 |  | 0.33902
0.30841 |  | 0.33902
0.30837 |  | 0.33899
0.3083 |  | 0.33889
0.3083 |  | 0.33885
0.3083 |  | 0.33885
0.30823 |  | 0.33885
0.30823 |  | 0.33881
0.30823 |  | 0.33875
0.30823 |  | 0.33875
0.30816 |  | 0.33875
0.30816 |  | 0.33868
0.30812 |  | 0.33865
0.30812 |  | 0.33865
0.30812 |  | 0.33858
0.30812 |  | 0.33858
0.30809 |  | 0.33858
0.30805 |  | 0.33858
0.30802 |  | 0.33858
0.30802 |  | 0.33854
0.30802 |  | 0.33844
0.30802 |  | 0.33841
0.30794 |  | 0.33838
0.30791 |  | 0.33838
0.30791 |  | 0.33838
0.30788 |  | 0.33838
0.30784 |  | 0.33834
0.30781 |  | 0.33828
0.30777 |  | 0.33821
0.30777 |  | 0.33821
0.30777 |  | 0.33821
0.30774 |  | 0.33817
0.30774 |  | 0.33807
0.30774 |  | 0.33803
0.30774 |  | 0.33803
0.30763 |  | 0.338
0.30763 |  | 0.338
0.30759 |  | 0.338
0.30756 |  | 0.33796
0.30756 |  | 0.33796
0.30752 |  | 0.33796
0.30749 |  | 0.33796
0.30746 |  | 0.33782
0.30746 |  | 0.33779
0.30742 |  | 0.33779
0.30742 |  | 0.33779
0.30739 |  | 0.33779
0.30739 |  | 0.33779
0.30728 |  | 0.33775
0.30728 |  | 0.33773
0.30728 |  | 0.33765
0.30728 |  | 0.33762
0.30724 |  | 0.33758
0.30718 |  | 0.33758
0.30718 |  | 0.33755
0.30718 |  | 0.33751
0.30718 |  | 0.33745
0.30714 |  | 0.33738
0.3071 |  | 0.33738
0.30703 |  | 0.33734
0.307 |  | 0.33728
0.307 |  | 0.33721
0.307 |  | 0.33714
0.307 |  | 0.33714
0.30696 |  | 0.33711
0.30693 |  | 0.33704
0.30693 |  | 0.33701
0.30689 |  | 0.33697
0.30686 |  | 0.33697
0.30682 |  | 0.33697
0.30682 |  | 0.3369
0.30678 |  | 0.33685
0.30678 |  | 0.33678
0.30671 |  | 0.33678
0.30671 |  | 0.33678
0.30668 |  | 0.33678
0.30664 |  | 0.33671
0.30661 |  | 0.33671
0.30661 |  | 0.33671
0.30661 |  | 0.33667
0.30657 |  | 0.33657
0.30657 |  | 0.33657
0.30647 |  | 0.33657
0.30647 |  | 0.33654
0.30647 |  | 0.33654
0.30647 |  | 0.33647
0.30647 |  | 0.33643
0.3064 |  | 0.33643
0.30636 |  | 0.33634
0.30632 |  | 0.33627
0.30632 |  | 0.33627
0.30632 |  | 0.3362
0.30626 |  | 0.33613
0.30622 |  | 0.33613
0.30622 |  | 0.3361
0.30618 |  | 0.33607
0.30618 |  | 0.33603
0.30618 |  | 0.33603
0.30615 |  | 0.33597
0.30611 |  | 0.33593
0.30608 |  | 0.33586
0.30604 |  | 0.33586
0.30604 |  | 0.33586
0.306 |  | 0.33582
0.306 |  | 0.33582
0.30594 |  | 0.3358
0.30594 |  | 0.33577
0.30587 |  | 0.3357
0.30583 |  | 0.33566
0.30583 |  | 0.33563
0.3058 |  | 0.33556
0.3058 |  | 0.33556
0.30572 |  | 0.33549
0.30572 |  | 0.33549
0.30572 |  | 0.33545
0.30569 |  | 0.33545
0.30566 |  | 0.33542
0.30566 |  | 0.33535
0.30562 |  | 0.33532
0.30555 |  | 0.33532
0.30552 |  | 0.33532
0.30552 |  | 0.33524
0.30552 |  | 0.33519
0.30552 |  | 0.33519
0.30548 |  | 0.33519
0.30548 |  | 0.33505
0.30538 |  | 0.33505
0.30538 |  | 0.33505
0.30534 |  | 0.33505
0.30534 |  | 0.33499
0.30534 |  | 0.33495
0.30527 |  | 0.33495
0.30527 |  | 0.33491
0.30527 |  | 0.33484
0.30524 |  | 0.33481
0.3052 |  | 0.33478
0.3052 |  | 0.33478
0.30517 |  | 0.33474
0.30509 |  | 0.33468
0.30509 |  | 0.33468
0.30502 |  | 0.33461
0.30499 |  | 0.33458
0.30499 |  | 0.33451
0.30499 |  | 0.33448
0.30495 |  | 0.33448
0.30495 |  | 0.33448
0.30495 |  | 0.3344
0.30495 |  | 0.3344
0.30488 |  | 0.33437
0.30481 |  | 0.33437
0.30477 |  | 0.33426
0.30477 |  | 0.3342
0.30474 |  | 0.3342
0.3047 |  | 0.3342
0.30467 |  | 0.33416
0.30467 |  | 0.33409
0.30467 |  | 0.33409
0.30467 |  | 0.33406
0.30456 |  | 0.33402
0.30456 |  | 0.33392
0.30456 |  | 0.33392
0.30449 |  | 0.33392
0.30449 |  | 0.33385
0.30449 |  | 0.33382
0.30442 |  | 0.33379
0.30438 |  | 0.33379
0.30438 |  | 0.33375
0.30435 |  | 0.33372
0.30432 |  | 0.33365
0.30432 |  | 0.33365
0.30432 |  | 0.33365
0.30425 |  | 0.33359
0.30421 |  | 0.33356
0.30414 |  | 0.33352
0.30414 |  | 0.33345
0.30414 |  | 0.33345
0.30414 |  | 0.33342
0.3041 |  | 0.33338
0.30407 |  | 0.33332
0.30407 |  | 0.33328
0.30403 |  | 0.33325
0.304 |  | 0.33321
0.30396 |  | 0.33321
0.30396 |  | 0.33318
0.30396 |  | 0.33314
0.30393 |  | 0.33311
0.30385 |  | 0.33307
0.30382 |  | 0.33301
0.30378 |  | 0.33298
0.30378 |  | 0.33298
0.30375 |  | 0.33287
0.30375 |  | 0.33277
0.30375 |  | 0.33277
0.30375 |  | 0.33274
0.30364 |  | 0.3327
0.30364 |  | 0.33263
0.30364 |  | 0.3326
0.30364 |  | 0.3326
0.30357 |  | 0.33256
0.30357 |  | 0.33253
0.30357 |  | 0.3325
0.30354 |  | 0.33246
0.3035 |  | 0.33246
0.30343 |  | 0.3324
0.30343 |  | 0.33236
0.30339 |  | 0.33232
0.30339 |  | 0.33232
0.30336 |  | 0.33226
0.30325 |  | 0.33222
0.30325 |  | 0.33219
0.30325 |  | 0.33209
0.30325 |  | 0.33209
0.30325 |  | 0.33209
0.30325 |  | 0.33205
0.30322 |  | 0.33195
0.30322 |  | 0.33188
0.30311 |  | 0.33188
0.30311 |  | 0.33188
0.30308 |  | 0.33185
0.30308 |  | 0.33182
0.30308 |  | 0.33178
0.30308 |  | 0.33175
0.30304 |  | 0.33168
0.30304 |  | 0.33165
0.30304 |  | 0.33158
0.30297 |  | 0.33158
0.30297 |  | 0.33158
0.3029 |  | 0.33147
0.30282 |  | 0.33145
0.30282 |  | 0.33145
0.30279 |  | 0.33145
0.30279 |  | 0.33141
0.30276 |  | 0.33137
0.30276 |  | 0.33137
0.30276 |  | 0.33135
0.30272 |  | 0.33135
0.30272 |  | 0.33131
0.30268 |  | 0.33124
0.30265 |  | 0.3312
0.30265 |  | 0.33117
0.30258 |  | 0.33113
0.30258 |  | 0.33107
0.30254 |  | 0.33107
0.30254 |  | 0.33103
0.30247 |  | 0.33103
0.30247 |  | 0.33096
0.30247 |  | 0.33096
0.30244 |  | 0.3309
0.3024 |  | 0.33086
0.3024 |  | 0.33086
0.3024 |  | 0.33084
0.3024 |  | 0.3308
0.3024 |  | 0.3308
0.3024 |  | 0.3308
0.30234 |  | 0.3308
0.30226 |  | 0.33066
0.30226 |  | 0.33066
0.30222 |  | 0.33066
0.30222 |  | 0.3306
0.30219 |  | 0.3306
0.30215 |  | 0.33053
0.30215 |  | 0.33053
0.30212 |  | 0.33049
0.30212 |  | 0.33043
0.30212 |  | 0.33043
0.30212 |  | 0.33039
0.30205 |  | 0.33033
0.30202 |  | 0.33026
0.30202 |  | 0.33023
0.30195 |  | 0.3302
0.30191 |  | 0.33012
0.30191 |  | 0.33012
0.30191 |  | 0.33006
0.30187 |  | 0.33006
0.30184 |  | 0.33002
0.30177 |  | 0.32999
0.30173 |  | 0.32999
0.30173 |  | 0.32999
0.30173 |  | 0.32992
0.30173 |  | 0.32992
0.3017 |  | 0.32983
0.30166 |  | 0.32979
0.30163 |  | 0.32979
0.30159 |  | 0.32972
0.30159 |  | 0.32972
0.30155 |  | 0.32969
0.30155 |  | 0.32969
0.30155 |  | 0.32969
0.30152 |  | 0.32969
0.30152 |  | 0.32969
0.30145 |  | 0.32969
0.30145 |  | 0.32956
0.30141 |  | 0.32956
0.30141 |  | 0.32948
0.30141 |  | 0.32948
0.30141 |  | 0.32948
0.30141 |  | 0.32945
0.30138 |  | 0.32945
0.30135 |  | 0.32942
0.30131 |  | 0.32935
0.30127 |  | 0.32928
0.30123 |  | 0.32928
0.30123 |  | 0.32924
0.30123 |  | 0.32921
0.3012 |  | 0.32921
0.30117 |  | 0.32914
0.30117 |  | 0.32912
0.30117 |  | 0.32908
0.30113 |  | 0.32901
0.30106 |  | 0.32901
0.30103 |  | 0.32894
0.30099 |  | 0.32894
0.30095 |  | 0.32891
0.30095 |  | 0.32891
0.30095 |  | 0.32885
0.30095 |  | 0.32878
0.30095 |  | 0.32878
0.30091 |  | 0.32874
0.30085 |  | 0.32874
0.30085 |  | 0.32871
0.30081 |  | 0.32868
0.30078 |  | 0.32864
0.30078 |  | 0.32864
0.30075 |  | 0.32864
0.3007 |  | 0.32861
0.3007 |  | 0.32847
0.30067 |  | 0.32847
0.3006 |  | 0.32847
0.3006 |  | 0.32844
0.3006 |  | 0.32837
0.30057 |  | 0.32833
0.30057 |  | 0.32826
0.30057 |  | 0.32826
0.30053 |  | 0.32826
0.30053 |  | 0.32826
0.30053 |  | 0.32823
0.3005 |  | 0.3282
0.30046 |  | 0.32817
0.30043 |  | 0.3281
0.30039 |  | 0.32806
0.30036 |  | 0.32802
0.30036 |  | 0.32795
0.30036 |  | 0.32792
0.30032 |  | 0.32789
0.30029 |  | 0.32786
0.30025 |  | 0.32782
0.30018 |  | 0.32775
0.30018 |  | 0.32771
0.30015 |  | 0.32769
0.30015 |  | 0.32769
0.30015 |  | 0.32765
0.30011 |  | 0.32765
0.30011 |  | 0.32761
0.30007 |  | 0.32751
0.30007 |  | 0.32751
0.30004 |  | 0.32751
0.30004 |  | 0.32748
0.29997 |  | 0.32745
0.29993 |  | 0.32741
0.29993 |  | 0.32738
0.2999 |  | 0.32734
0.2999 |  | 0.32731
0.29986 |  | 0.32724
0.29986 |  | 0.32724
0.29986 |  | 0.32724
0.29979 |  | 0.32724
0.29975 |  | 0.32724
0.29972 |  | 0.32717
0.29972 |  | 0.3271
0.29972 |  | 0.32707
0.29972 |  | 0.32697
0.29972 |  | 0.32694
0.29972 |  | 0.32694
0.29965 |  | 0.32691
0.29961 |  | 0.32691
0.29957 |  | 0.32691
0.2995 |  | 0.32684
0.2995 |  | 0.3268
0.2995 |  | 0.32673
0.29946 |  | 0.3267
0.29943 |  | 0.3267
0.29939 |  | 0.32663
0.29939 |  | 0.32663
0.29935 |  | 0.32652
0.29935 |  | 0.32649
0.29932 |  | 0.32642
0.29932 |  | 0.32642
0.29928 |  | 0.32642
0.29925 |  | 0.32639
0.29921 |  | 0.32639
0.29917 |  | 0.32635
0.29917 |  | 0.32632
0.29917 |  | 0.32629
0.29914 |  | 0.32629
0.29914 |  | 0.32629
0.29914 |  | 0.32618
0.2991 |  | 0.32618
0.29907 |  | 0.32612
0.29907 |  | 0.32612
0.29907 |  | 0.32608
0.29907 |  | 0.32605
0.29896 |  | 0.32597
0.29896 |  | 0.32591
0.29889 |  | 0.32591
0.29889 |  | 0.32587
0.29889 |  | 0.32581
0.29889 |  | 0.32577
0.29886 |  | 0.32574
0.29886 |  | 0.32574
0.29879 |  | 0.3257
0.29875 |  | 0.3257
0.29872 |  | 0.32567
0.29872 |  | 0.32563
0.29872 |  | 0.3256
0.29868 |  | 0.32549
0.29864 |  | 0.32549
0.29864 |  | 0.32549
0.29864 |  | 0.32549
0.29861 |  | 0.32539
0.29857 |  | 0.32539
0.29854 |  | 0.32539
0.29854 |  | 0.32533
0.2985 |  | 0.32526
0.2985 |  | 0.32519
0.2984 |  | 0.32519
0.29836 |  | 0.32519
0.29836 |  | 0.32516
0.29836 |  | 0.32512
0.29836 |  | 0.32505
0.29829 |  | 0.32505
0.29829 |  | 0.32502
0.29826 |  | 0.32499
0.29819 |  | 0.32492
0.29819 |  | 0.32492
0.29819 |  | 0.32492
0.29815 |  | 0.32488
0.29815 |  | 0.32478
0.29812 |  | 0.32475
0.29808 |  | 0.32475
0.29804 |  | 0.32467
0.29804 |  | 0.32465
0.29801 |  | 0.32464
0.29797 |  | 0.32461
0.29794 |  | 0.32457
0.29794 |  | 0.32451
0.29787 |  | 0.32451
0.29787 |  | 0.32451
0.29787 |  | 0.32447
0.29787 |  | 0.32447
0.2978 |  | 0.32444
0.29777 |  | 0.32441
0.29769 |  | 0.32441
0.29765 |  | 0.32434
0.29765 |  | 0.32431
0.29762 |  | 0.32431
0.29762 |  | 0.32424
0.29759 |  | 0.32421
0.29759 |  | 0.32421
0.29755 |  | 0.32414
0.29755 |  | 0.32414
0.29755 |  | 0.3241
0.29752 |  | 0.32404
0.29745 |  | 0.32404
0.29737 |  | 0.32397
0.29737 |  | 0.32397
0.29737 |  | 0.32397
0.29737 |  | 0.32397
0.29737 |  | 0.3239
0.29734 |  | 0.32387
0.29727 |  | 0.32387
0.29727 |  | 0.32387
0.29727 |  | 0.32377
0.29724 |  | 0.32373
0.29724 |  | 0.32373
0.2972 |  | 0.3237
0.2972 |  | 0.32367
0.29709 |  | 0.32363
0.29709 |  | 0.32356
0.29709 |  | 0.32353
0.29709 |  | 0.32349
0.29709 |  | 0.32345
0.29706 |  | 0.32338
0.29702 |  | 0.32336
0.29692 |  | 0.32336
0.29684 |  | 0.32336
0.29684 |  | 0.32336
0.29684 |  | 0.32336
0.29684 |  | 0.32333
0.29684 |  | 0.32326
0.29681 |  | 0.32326
0.29677 |  | 0.32322
0.29677 |  | 0.32315
0.29674 |  | 0.32315
0.2967 |  | 0.32312
0.2967 |  | 0.32309
0.2967 |  | 0.32298
0.29666 |  | 0.32295
0.29666 |  | 0.32295
0.29666 |  | 0.32288
0.29659 |  | 0.32288
0.29652 |  | 0.32285
0.29652 |  | 0.32285
0.29649 |  | 0.32278
0.29649 |  | 0.32274
0.29649 |  | 0.32271
0.29649 |  | 0.32267
0.29649 |  | 0.32264
0.29645 |  | 0.32261
0.29638 |  | 0.32258
0.29638 |  | 0.32254
0.29638 |  | 0.32254
0.29635 |  | 0.32247
0.29635 |  | 0.32244
0.29631 |  | 0.32244
0.29631 |  | 0.32237
0.29627 |  | 0.32234
0.29624 |  | 0.32234
0.29617 |  | 0.32223
0.29617 |  | 0.32223
0.29617 |  | 0.32217
0.29613 |  | 0.32217
0.29613 |  | 0.32214
0.2961 |  | 0.32214
0.2961 |  | 0.32207
0.2961 |  | 0.32204
0.29606 |  | 0.32204
0.29602 |  | 0.32197
0.29599 |  | 0.32194
0.29595 |  | 0.32194
0.29595 |  | 0.32191
0.29592 |  | 0.32191
0.29592 |  | 0.32184
0.29588 |  | 0.3218
0.29585 |  | 0.32176
0.29581 |  | 0.3217
0.29581 |  | 0.3217
0.29577 |  | 0.32167
0.29577 |  | 0.3216
0.29574 |  | 0.3216
0.29574 |  | 0.3216
0.2957 |  | 0.32157
0.29567 |  | 0.3215
0.29567 |  | 0.32141
0.2956 |  | 0.32141
0.29556 |  | 0.32141
0.29556 |  | 0.32141
0.29553 |  | 0.32137
0.29553 |  | 0.32134
0.29549 |  | 0.32131
0.29549 |  | 0.32127
0.29546 |  | 0.32127
0.29546 |  | 0.32117
0.29542 |  | 0.3211
0.29535 |  | 0.3211
0.29535 |  | 0.32104
0.29535 |  | 0.321
0.29528 |  | 0.32093
0.29524 |  | 0.32089
0.29524 |  | 0.32089
0.29524 |  | 0.32089
0.29518 |  | 0.32083
0.29518 |  | 0.32076
0.29514 |  | 0.32073
0.2951 |  | 0.32073
0.2951 |  | 0.32066
0.2951 |  | 0.32066
0.29507 |  | 0.32063
0.29507 |  | 0.32059
0.29496 |  | 0.32056
0.29496 |  | 0.32052
0.29496 |  | 0.32052
0.29496 |  | 0.32049
0.29492 |  | 0.32038
0.29489 |  | 0.32035
0.29482 |  | 0.32028
0.29482 |  | 0.32028
0.29479 |  | 0.32028
0.29479 |  | 0.32022
0.29479 |  | 0.32015
0.29479 |  | 0.32011
0.29475 |  | 0.32011
0.29471 |  | 0.32008
0.29461 |  | 0.32001
0.29461 |  | 0.32001
0.29461 |  | 0.32001
0.29461 |  | 0.31998
0.29457 |  | 0.31991
0.29457 |  | 0.31988
0.29457 |  | 0.31988
0.29457 |  | 0.31978
0.2945 |  | 0.31978
0.29443 |  | 0.31974
0.29443 |  | 0.31974
0.29443 |  | 0.3197
0.29439 |  | 0.31967
0.29436 |  | 0.3196
0.29432 |  | 0.31954
0.29429 |  | 0.31954
0.29426 |  | 0.3195
0.29422 |  | 0.31947
0.29422 |  | 0.31947
0.29418 |  | 0.31947
0.29418 |  | 0.31933
0.29414 |  | 0.31933
0.29414 |  | 0.31933
0.29414 |  | 0.31933
0.29407 |  | 0.3193
0.29406 |  | 0.31926
0.29404 |  | 0.31926
0.29404 |  | 0.31923
0.29404 |  | 0.3192
0.294 |  | 0.3192
0.29393 |  | 0.31916
0.29393 |  | 0.31913
0.29386 |  | 0.3191
0.29386 |  | 0.31906
0.29382 |  | 0.31906
0.29375 |  | 0.31902
0.29375 |  | 0.31899
0.29375 |  | 0.31892
0.29372 |  | 0.31892
0.29372 |  | 0.31892
0.29365 |  | 0.31889
0.29365 |  | 0.31885
0.29365 |  | 0.31881
0.29362 |  | 0.31875
0.29358 |  | 0.31871
0.29358 |  | 0.31868
0.2935 |  | 0.31868
0.29344 |  | 0.31868
0.29344 |  | 0.31862
0.29344 |  | 0.31862
0.29344 |  | 0.31858
0.29333 |  | 0.31854
0.2933 |  | 0.31847
0.2933 |  | 0.31847
0.2933 |  | 0.31847
0.29326 |  | 0.31844
0.29323 |  | 0.31837
0.29319 |  | 0.3183
0.29319 |  | 0.3183
0.29316 |  | 0.31826
0.29308 |  | 0.31823
0.29308 |  | 0.31823
0.29308 |  | 0.31817
0.29308 |  | 0.31813
0.29308 |  | 0.3181
0.29298 |  | 0.31803
0.29298 |  | 0.31803
0.29298 |  | 0.318
0.29291 |  | 0.318
0.29287 |  | 0.318
0.29283 |  | 0.3179
0.2928 |  | 0.31786
0.2928 |  | 0.31786
0.2928 |  | 0.31783
0.2928 |  | 0.31779
0.29269 |  | 0.31776
0.29269 |  | 0.31773
0.29266 |  | 0.31769
0.29262 |  | 0.31769
0.29262 |  | 0.31766
0.29262 |  | 0.31762
0.29259 |  | 0.31758
0.29256 |  | 0.31756
0.29256 |  | 0.31749
0.29248 |  | 0.31742
0.29248 |  | 0.31742
0.29248 |  | 0.31739
0.29248 |  | 0.31739
0.29244 |  | 0.31736
0.29241 |  | 0.3173
0.29237 |  | 0.31723
0.29234 |  | 0.31719
0.29234 |  | 0.31719
0.29234 |  | 0.31716
0.2923 |  | 0.31716
0.2923 |  | 0.31716
0.29226 |  | 0.31713
0.29226 |  | 0.31702
0.29223 |  | 0.31699
0.29216 |  | 0.31699
0.29209 |  | 0.31696
0.29209 |  | 0.31692
0.29206 |  | 0.31685
0.29206 |  | 0.31682
0.29206 |  | 0.31679
0.29199 |  | 0.31676
0.29199 |  | 0.31672
0.29195 |  | 0.31672
0.29195 |  | 0.31669
0.29192 |  | 0.31666
0.29188 |  | 0.31659
0.29188 |  | 0.31652
0.29188 |  | 0.31649
0.29184 |  | 0.31649
0.29184 |  | 0.31646
0.29184 |  | 0.31643
0.29181 |  | 0.31643
0.29178 |  | 0.31636
0.29178 |  | 0.31636
0.29171 |  | 0.31633
0.29171 |  | 0.31626
0.29164 |  | 0.31623
0.29164 |  | 0.31619
0.29164 |  | 0.31616
0.29164 |  | 0.31613
0.29156 |  | 0.31613
0.29153 |  | 0.31606
0.29153 |  | 0.31606
0.29153 |  | 0.31603
0.29149 |  | 0.31596
0.29146 |  | 0.31596
0.29138 |  | 0.31596
0.29135 |  | 0.31592
0.29135 |  | 0.31589
0.29131 |  | 0.31585
0.29131 |  | 0.31578
0.29131 |  | 0.31575
0.29131 |  | 0.31575
0.29128 |  | 0.31571
0.29121 |  | 0.31571
0.29121 |  | 0.31568
0.29121 |  | 0.31557
0.29113 |  | 0.31557
0.29113 |  | 0.31557
0.29113 |  | 0.31551
0.2911 |  | 0.31551
0.29106 |  | 0.31547
0.29103 |  | 0.31547
0.291 |  | 0.3154
0.291 |  | 0.31537
0.29096 |  | 0.31537
0.29096 |  | 0.3153
0.29096 |  | 0.3153
0.29096 |  | 0.3153
0.29092 |  | 0.31527
0.29089 |  | 0.31527
0.29085 |  | 0.31524
0.29082 |  | 0.3152
0.29082 |  | 0.31517
0.29082 |  | 0.31513
0.29079 |  | 0.3151
0.29075 |  | 0.3151
0.29075 |  | 0.31507
0.29068 |  | 0.31503
0.29068 |  | 0.31503
0.29064 |  | 0.31492
0.29057 |  | 0.31485
0.29057 |  | 0.31485
0.29057 |  | 0.31482
0.29057 |  | 0.31479
0.29053 |  | 0.31475
0.29046 |  | 0.31472
0.29046 |  | 0.31469
0.29043 |  | 0.31469
0.29036 |  | 0.31466
0.29036 |  | 0.31462
0.29036 |  | 0.31456
0.29036 |  | 0.31452
0.29032 |  | 0.31445
0.29029 |  | 0.31439
0.29025 |  | 0.31436
0.29025 |  | 0.31436
0.29018 |  | 0.31432
0.29014 |  | 0.31432
0.29014 |  | 0.31432
0.29014 |  | 0.31425
0.29011 |  | 0.31425
0.29008 |  | 0.31425
0.29001 |  | 0.31414
0.29001 |  | 0.31408
0.28996 |  | 0.31408
0.28996 |  | 0.31408
0.28996 |  | 0.31408
0.28996 |  | 0.31408
0.28996 |  | 0.31401
0.28986 |  | 0.3139
0.28986 |  | 0.3139
0.28983 |  | 0.31388
0.28979 |  | 0.31384
0.28979 |  | 0.31378
0.28979 |  | 0.31378
0.28979 |  | 0.31374
0.28976 |  | 0.3137
0.28972 |  | 0.31367
0.28969 |  | 0.31364
0.28965 |  | 0.31364
0.28965 |  | 0.3136
0.28961 |  | 0.31357
0.28958 |  | 0.31357
0.28954 |  | 0.3135
0.28951 |  | 0.31343
0.28951 |  | 0.31343
0.28951 |  | 0.31339
0.28947 |  | 0.31339
0.28943 |  | 0.31329
0.28943 |  | 0.31329
0.28943 |  | 0.31326
0.28929 |  | 0.31323
0.28929 |  | 0.31319
0.28929 |  | 0.31316
0.28929 |  | 0.31305
0.28929 |  | 0.31305
0.28926 |  | 0.31296
0.28926 |  | 0.31293
0.28923 |  | 0.31293
0.28919 |  | 0.31289
0.28911 |  | 0.31279
0.28911 |  | 0.31279
0.28911 |  | 0.31279
0.28908 |  | 0.31276
0.28908 |  | 0.31272
0.28904 |  | 0.31272
0.28904 |  | 0.31268
0.28897 |  | 0.31265
0.28897 |  | 0.31261
0.28893 |  | 0.31258
0.28893 |  | 0.31258
0.28893 |  | 0.31258
0.28893 |  | 0.31251
0.28886 |  | 0.31248
0.28883 |  | 0.31241
0.28875 |  | 0.31234
0.28875 |  | 0.31234
0.28872 |  | 0.31234
0.28872 |  | 0.31231
0.28872 |  | 0.31228
0.28872 |  | 0.31224
0.28869 |  | 0.31224
0.28858 |  | 0.31224
0.28858 |  | 0.31221
0.28858 |  | 0.31218
0.28851 |  | 0.31218
0.28851 |  | 0.3121
0.28847 |  | 0.31207
0.28844 |  | 0.31207
0.28844 |  | 0.312
0.28837 |  | 0.31194
0.28833 |  | 0.31194
0.28833 |  | 0.31194
0.28833 |  | 0.31191
0.28833 |  | 0.31184
0.28833 |  | 0.31181
0.2883 |  | 0.31173
0.2883 |  | 0.31173
0.2883 |  | 0.3117
0.28827 |  | 0.31159
0.28827 |  | 0.31159
0.28819 |  | 0.31159
0.28812 |  | 0.31157
0.28812 |  | 0.31153
0.28812 |  | 0.3115
0.28812 |  | 0.31143
0.28812 |  | 0.31143
0.28809 |  | 0.31143
0.28805 |  | 0.31132
0.28805 |  | 0.31132
0.28801 |  | 0.31129
0.28801 |  | 0.31125
0.28801 |  | 0.31125
0.28798 |  | 0.31116
0.28798 |  | 0.31116
0.28795 |  | 0.31105
0.28795 |  | 0.31105
0.28791 |  | 0.31105
0.2878 |  | 0.31105
0.2878 |  | 0.31101
0.2878 |  | 0.31099
0.28776 |  | 0.31091
0.28773 |  | 0.31089
0.28773 |  | 0.31089
0.28773 |  | 0.31089
0.28763 |  | 0.31078
0.28763 |  | 0.31078
0.28763 |  | 0.31075
0.28756 |  | 0.31075
0.28756 |  | 0.31072
0.28756 |  | 0.31068
0.28752 |  | 0.31061
0.28748 |  | 0.31061
0.28745 |  | 0.31055
0.28745 |  | 0.31051
0.28738 |  | 0.31051
0.28735 |  | 0.31042
0.28731 |  | 0.31042
0.28731 |  | 0.31042
0.28728 |  | 0.31042
0.28724 |  | 0.31031
0.2872 |  | 0.31031
0.28717 |  | 0.31028
0.28717 |  | 0.31028
0.28717 |  | 0.31021
0.2871 |  | 0.3101
0.2871 |  | 0.3101
0.28706 |  | 0.3101
0.28703 |  | 0.31006
0.28703 |  | 0.30999
0.28703 |  | 0.30996
0.28703 |  | 0.30996
0.28699 |  | 0.30993
0.28695 |  | 0.30993
0.28695 |  | 0.30985
0.28688 |  | 0.30979
0.28688 |  | 0.30979
0.28688 |  | 0.30975
0.28685 |  | 0.30973
0.28685 |  | 0.30973
0.28681 |  | 0.30969
0.28674 |  | 0.30969
0.28674 |  | 0.30969
0.28674 |  | 0.30965
0.28667 |  | 0.30965
0.28667 |  | 0.30962
0.28664 |  | 0.30962
0.28664 |  | 0.30955
0.28664 |  | 0.30952
0.28657 |  | 0.30949
0.28653 |  | 0.30942
0.28653 |  | 0.30942
0.28653 |  | 0.30938
0.28649 |  | 0.30935
0.28642 |  | 0.30932
0.28642 |  | 0.30932
0.28639 |  | 0.30928
0.28635 |  | 0.30925
0.28632 |  | 0.30922
0.28628 |  | 0.30922
0.28628 |  | 0.30914
0.28625 |  | 0.30912
0.28621 |  | 0.30908
0.28618 |  | 0.30908
0.28618 |  | 0.30905
0.28614 |  | 0.30905
0.28614 |  | 0.30901
0.28611 |  | 0.30898
0.28604 |  | 0.30894
0.286 |  | 0.30894
0.286 |  | 0.30884
0.286 |  | 0.30884
0.28597 |  | 0.30881
0.28593 |  | 0.30874
0.28589 |  | 0.30871
0.28589 |  | 0.30871
0.28586 |  | 0.30864
0.28586 |  | 0.30864
0.28582 |  | 0.30864
0.28582 |  | 0.30861
0.28576 |  | 0.30861
0.28576 |  | 0.30847
0.28572 |  | 0.30847
0.28568 |  | 0.30844
0.28568 |  | 0.3084
0.28564 |  | 0.30837
0.28561 |  | 0.30837
0.28554 |  | 0.30837
0.2855 |  | 0.30837
0.2855 |  | 0.30823
0.2855 |  | 0.30823
0.2855 |  | 0.30817
0.28547 |  | 0.30817
0.28536 |  | 0.30803
0.28536 |  | 0.30803
0.28533 |  | 0.308
0.28533 |  | 0.30797
0.28529 |  | 0.30794
0.28529 |  | 0.30794
0.28525 |  | 0.30783
0.28525 |  | 0.3078
0.28522 |  | 0.3078
0.28522 |  | 0.3078
0.28519 |  | 0.3078
0.28519 |  | 0.3078
0.28515 |  | 0.3077
0.28515 |  | 0.3077
0.28511 |  | 0.3077
0.28508 |  | 0.30767
0.28508 |  | 0.30767
0.28504 |  | 0.30756
0.28504 |  | 0.30756
0.28504 |  | 0.30749
0.28501 |  | 0.30749
0.28497 |  | 0.30743
0.28497 |  | 0.30743
0.28497 |  | 0.30736
0.2849 |  | 0.30732
0.28486 |  | 0.30726
0.28486 |  | 0.30722
0.28486 |  | 0.30719
0.28479 |  | 0.30712
0.28479 |  | 0.30705
0.28479 |  | 0.30705
0.28479 |  | 0.30698
0.28479 |  | 0.30695
0.28479 |  | 0.30691
0.28468 |  | 0.30678
0.28465 |  | 0.30674
0.28465 |  | 0.30674
0.28465 |  | 0.30674
0.28461 |  | 0.30667
0.28461 |  | 0.30663
0.28458 |  | 0.30663
0.28454 |  | 0.30657
0.28454 |  | 0.30657
0.28454 |  | 0.3065
0.28454 |  | 0.3065
0.28454 |  | 0.30646
0.28451 |  | 0.30636
0.28451 |  | 0.30633
0.28443 |  | 0.30629
0.28443 |  | 0.30622
0.28436 |  | 0.30619
0.28436 |  | 0.30619
0.28436 |  | 0.30612
0.28436 |  | 0.30609
0.28433 |  | 0.30609
0.28426 |  | 0.30609
0.28422 |  | 0.30602
0.28422 |  | 0.30602
0.28422 |  | 0.30595
0.28415 |  | 0.30595
0.28408 |  | 0.30588
0.28408 |  | 0.30588
0.28408 |  | 0.30588
0.28408 |  | 0.30588
0.28408 |  | 0.30585
0.28401 |  | 0.30578
0.28401 |  | 0.30574
0.28401 |  | 0.30574
0.28394 |  | 0.30567
0.2839 |  | 0.30567
0.2839 |  | 0.3056
0.2839 |  | 0.30557
0.2839 |  | 0.30557
0.2839 |  | 0.30553
0.28386 |  | 0.3055
0.28379 |  | 0.3055
0.28376 |  | 0.3055
0.28376 |  | 0.30547
0.28376 |  | 0.30547
0.28376 |  | 0.30547
0.28376 |  | 0.3054
0.28372 |  | 0.30536
0.28369 |  | 0.30533
0.28366 |  | 0.3053
0.28358 |  | 0.30526
0.28358 |  | 0.30526
0.28358 |  | 0.30526
0.28355 |  | 0.30526
0.28351 |  | 0.30526
0.28347 |  | 0.30523
0.28344 |  | 0.30513
0.28344 |  | 0.30513
0.28344 |  | 0.30513
0.28344 |  | 0.30503
0.28344 |  | 0.30503
0.28344 |  | 0.30503
0.28341 |  | 0.30503
0.28333 |  | 0.30495
0.28333 |  | 0.30489
0.2833 |  | 0.30489
0.28326 |  | 0.30485
0.28323 |  | 0.30485
0.28323 |  | 0.30483
0.28319 |  | 0.30483
0.28312 |  | 0.30483
0.28312 |  | 0.30479
0.28305 |  | 0.30472
0.28305 |  | 0.30469
0.28305 |  | 0.30469
0.28298 |  | 0.30466
0.28298 |  | 0.30462
0.28291 |  | 0.30455
0.28287 |  | 0.30452
0.28283 |  | 0.30448
0.2828 |  | 0.30445
0.28277 |  | 0.30445
0.28277 |  | 0.30441
0.28277 |  | 0.30434
0.28277 |  | 0.30434
0.28273 |  | 0.30432
0.28273 |  | 0.30425
0.28269 |  | 0.30422
0.28263 |  | 0.30418
0.28263 |  | 0.30418
0.28263 |  | 0.30414
0.28259 |  | 0.30411
0.28255 |  | 0.30404
0.28255 |  | 0.30404
0.28248 |  | 0.30394
0.28248 |  | 0.30387
0.28248 |  | 0.30387
0.28244 |  | 0.30384
0.28244 |  | 0.30384
0.28241 |  | 0.30381
0.28237 |  | 0.30381
0.28234 |  | 0.30381
0.2823 |  | 0.30374
0.2823 |  | 0.30374
0.2823 |  | 0.30367
0.28227 |  | 0.30363
0.28227 |  | 0.3036
0.28223 |  | 0.30356
0.28216 |  | 0.30353
0.28212 |  | 0.30353
0.28212 |  | 0.30343
0.28212 |  | 0.30343
0.28205 |  | 0.30339
0.28205 |  | 0.30336
0.28205 |  | 0.30333
0.28202 |  | 0.30333
0.28198 |  | 0.30333
0.28195 |  | 0.30326
0.28195 |  | 0.30326
0.28187 |  | 0.30323
0.28187 |  | 0.30316
0.28187 |  | 0.30312
0.28187 |  | 0.30312
0.2818 |  | 0.30312
0.28174 |  | 0.30305
0.28174 |  | 0.30298
0.28174 |  | 0.30298
0.2817 |  | 0.30295
0.2817 |  | 0.30292
0.28167 |  | 0.30285
0.28163 |  | 0.30285
0.28159 |  | 0.30278
0.28159 |  | 0.30275
0.28152 |  | 0.30275
0.28149 |  | 0.30275
0.28149 |  | 0.30272
0.28149 |  | 0.30265
0.28145 |  | 0.30262
0.28142 |  | 0.30255
0.28138 |  | 0.30255
0.28134 |  | 0.30255
0.28134 |  | 0.30252
0.28131 |  | 0.30248
0.28131 |  | 0.30245
0.28127 |  | 0.30238
0.28124 |  | 0.30235
0.28124 |  | 0.30228
0.28124 |  | 0.30228
0.28113 |  | 0.30224
0.28113 |  | 0.30224
0.28113 |  | 0.30221
0.28109 |  | 0.30214
0.28109 |  | 0.30211
0.28106 |  | 0.30211
0.28106 |  | 0.30207
0.28106 |  | 0.30207
0.28099 |  | 0.30207
0.28099 |  | 0.30201
0.28099 |  | 0.30197
0.28099 |  | 0.30187
0.28092 |  | 0.30187
0.28085 |  | 0.30183
0.28085 |  | 0.30183
0.28085 |  | 0.30183
0.28081 |  | 0.30176
0.28078 |  | 0.30176
0.28078 |  | 0.30166
0.28074 |  | 0.30162
0.28067 |  | 0.3016
0.28067 |  | 0.3016
0.28064 |  | 0.30152
0.2806 |  | 0.30149
0.28057 |  | 0.30149
0.28057 |  | 0.30139
0.28052 |  | 0.30139
0.28049 |  | 0.30139
0.28049 |  | 0.30135
0.28046 |  | 0.30132
0.28042 |  | 0.30129
0.28039 |  | 0.30125
0.28035 |  | 0.30122
0.28035 |  | 0.30119
0.28035 |  | 0.30115
0.28029 |  | 0.30105
0.28029 |  | 0.30105
0.28029 |  | 0.30101
0.28029 |  | 0.30098
0.28029 |  | 0.30098
0.28025 |  | 0.30095
0.28011 |  | 0.30088
0.28011 |  | 0.30084
0.28011 |  | 0.30084
0.28011 |  | 0.30081
0.28011 |  | 0.30078
0.28011 |  | 0.30078
0.28007 |  | 0.30078
0.28004 |  | 0.30067
0.28004 |  | 0.30067
0.28 |  | 0.30067
0.28 |  | 0.30067
0.27996 |  | 0.30067
0.27989 |  | 0.30057
0.27986 |  | 0.30053
0.27986 |  | 0.30053
0.27982 |  | 0.30047
0.27982 |  | 0.30047
0.27982 |  | 0.3004
0.27982 |  | 0.30036
0.27979 |  | 0.30033
0.27975 |  | 0.30023
0.27975 |  | 0.30019
0.27975 |  | 0.30019
0.27971 |  | 0.30019
0.27968 |  | 0.30012
0.27965 |  | 0.30012
0.27965 |  | 0.30005
0.27965 |  | 0.30005
0.27965 |  | 0.30002
0.27954 |  | 0.30002
0.27954 |  | 0.29995
0.27951 |  | 0.29992
0.27951 |  | 0.29992
0.27947 |  | 0.29981
0.27943 |  | 0.29972
0.27943 |  | 0.29972
0.2794 |  | 0.29969
0.2794 |  | 0.29965
0.27936 |  | 0.29959
0.27936 |  | 0.29959
0.27936 |  | 0.29955
0.27933 |  | 0.29952
0.27933 |  | 0.29949
0.2793 |  | 0.29945
0.27926 |  | 0.29945
0.27918 |  | 0.29939
0.27918 |  | 0.29939
0.27911 |  | 0.29932
0.27908 |  | 0.29925
0.27901 |  | 0.29922
0.27901 |  | 0.29918
0.27897 |  | 0.29918
0.27893 |  | 0.29918
0.2789 |  | 0.29911
0.2789 |  | 0.29911
0.27883 |  | 0.29904
0.27879 |  | 0.29904
0.27872 |  | 0.29897
0.27869 |  | 0.29891
0.27869 |  | 0.29891
0.27865 |  | 0.29888
0.27865 |  | 0.29888
0.27858 |  | 0.2988
0.27855 |  | 0.29877
0.27855 |  | 0.29877
0.27851 |  | 0.29877
0.27847 |  | 0.29877
0.27844 |  | 0.2987
0.2784 |  | 0.29867
0.27836 |  | 0.29863
0.27836 |  | 0.2986
0.27829 |  | 0.29853
0.27826 |  | 0.29853
0.27826 |  | 0.29853
0.27826 |  | 0.2985
0.27822 |  | 0.29846
0.27822 |  | 0.29846
0.27815 |  | 0.29839
0.27812 |  | 0.29839
0.27812 |  | 0.29839
0.27812 |  | 0.29833
0.27808 |  | 0.29829
0.27808 |  | 0.29829
0.27804 |  | 0.29826
0.27794 |  | 0.29826
0.27794 |  | 0.29826
0.27794 |  | 0.29826
0.27794 |  | 0.29818
0.27794 |  | 0.29808
0.2779 |  | 0.29805
0.27786 |  | 0.29801
0.27786 |  | 0.29798
0.27786 |  | 0.29791
0.2778 |  | 0.29791
0.27772 |  | 0.29788
0.27772 |  | 0.29788
0.27768 |  | 0.29788
0.27768 |  | 0.29781
0.27768 |  | 0.29777
0.27765 |  | 0.29774
0.27762 |  | 0.29774
0.27755 |  | 0.29771
0.27755 |  | 0.2976
0.27755 |  | 0.2976
0.27755 |  | 0.2976
0.27755 |  | 0.29757
0.27755 |  | 0.29753
0.27747 |  | 0.29743
0.27747 |  | 0.29739
0.27743 |  | 0.29739
0.27737 |  | 0.29739
0.27733 |  | 0.29739
0.2773 |  | 0.29736
0.2773 |  | 0.29729
0.2773 |  | 0.29729
0.27723 |  | 0.29729
0.27723 |  | 0.29726
0.27719 |  | 0.29726
0.27712 |  | 0.29719
0.27712 |  | 0.29712
0.27708 |  | 0.29712
0.27705 |  | 0.29708
0.27705 |  | 0.29708
0.27702 |  | 0.29708
0.27702 |  | 0.29701
0.27695 |  | 0.29695
0.27684 |  | 0.29695
0.2768 |  | 0.29695
0.27677 |  | 0.29695
0.27673 |  | 0.29685
0.27673 |  | 0.29677
0.2767 |  | 0.29671
0.27667 |  | 0.29671
0.27667 |  | 0.29671
0.27667 |  | 0.29668
0.27663 |  | 0.29668
0.2766 |  | 0.29665
0.27656 |  | 0.29661
0.27653 |  | 0.29654
0.27653 |  | 0.29651
0.27653 |  | 0.29647
0.27645 |  | 0.29647
0.27642 |  | 0.2964
0.27638 |  | 0.29637
0.27638 |  | 0.29633
0.27635 |  | 0.29633
0.27631 |  | 0.2963
0.27631 |  | 0.29627
0.27624 |  | 0.29624
0.27624 |  | 0.2962
0.27617 |  | 0.29614
0.27617 |  | 0.2961
0.27617 |  | 0.2961
0.2761 |  | 0.29603
0.27607 |  | 0.29603
0.27603 |  | 0.29599
0.27599 |  | 0.29596
0.27596 |  | 0.29596
0.27592 |  | 0.29593
0.27592 |  | 0.29593
0.27592 |  | 0.29593
0.27585 |  | 0.29582
0.27585 |  | 0.29579
0.27585 |  | 0.29579
0.27585 |  | 0.29579
0.27582 |  | 0.29576
0.27575 |  | 0.29576
0.27571 |  | 0.29572
0.27571 |  | 0.29569
0.27568 |  | 0.29566
0.27568 |  | 0.29566
0.27561 |  | 0.29559
0.27561 |  | 0.29556
0.27561 |  | 0.29549
0.27554 |  | 0.29549
0.27554 |  | 0.29546
0.27554 |  | 0.29546
0.27547 |  | 0.29543
0.2754 |  | 0.29536
0.2754 |  | 0.29532
0.27536 |  | 0.29528
0.27536 |  | 0.29526
0.27536 |  | 0.29522
0.27529 |  | 0.29522
0.27525 |  | 0.29522
0.27522 |  | 0.29519
0.27522 |  | 0.29508
0.27522 |  | 0.29501
0.27522 |  | 0.29501
0.27522 |  | 0.29501
0.27519 |  | 0.29501
0.27519 |  | 0.29498
0.27512 |  | 0.29494
0.27512 |  | 0.29494
0.27504 |  | 0.29488
0.27504 |  | 0.29488
0.27497 |  | 0.29488
0.27494 |  | 0.29477
0.2749 |  | 0.2947
0.2749 |  | 0.2947
0.2749 |  | 0.2947
0.2749 |  | 0.29467
0.27486 |  | 0.29464
0.27479 |  | 0.29454
0.27479 |  | 0.29454
0.27479 |  | 0.2945
0.27479 |  | 0.2945
0.27472 |  | 0.29447
0.27472 |  | 0.29447
0.27472 |  | 0.2944
0.27468 |  | 0.29433
0.27458 |  | 0.29429
0.27458 |  | 0.29429
0.27458 |  | 0.29429
0.27454 |  | 0.29422
0.2745 |  | 0.29418
0.27444 |  | 0.29418
0.27444 |  | 0.29412
0.27438 |  | 0.29412
0.27433 |  | 0.29405
0.27433 |  | 0.29405
0.2743 |  | 0.29405
0.27426 |  | 0.29402
0.27422 |  | 0.29394
0.27419 |  | 0.29394
0.27415 |  | 0.29391
0.27411 |  | 0.29391
0.27411 |  | 0.29378
0.27411 |  | 0.29378
0.27411 |  | 0.29374
0.27411 |  | 0.29374
0.27404 |  | 0.29374
0.27401 |  | 0.29374
0.27401 |  | 0.29364
0.27401 |  | 0.2936
0.27401 |  | 0.2936
0.27398 |  | 0.29357
0.27398 |  | 0.29353
0.27387 |  | 0.29346
0.27384 |  | 0.29343
0.27384 |  | 0.29343
0.2738 |  | 0.2934
0.2738 |  | 0.2933
0.27373 |  | 0.2933
0.27373 |  | 0.2933
0.27369 |  | 0.2933
0.27369 |  | 0.29323
0.27366 |  | 0.29319
0.27362 |  | 0.29316
0.27359 |  | 0.29316
0.27359 |  | 0.29306
0.27355 |  | 0.29306
0.27355 |  | 0.29302
0.27355 |  | 0.29302
0.27351 |  | 0.29302
0.27348 |  | 0.29295
0.27337 |  | 0.29288
0.27337 |  | 0.29288
0.27333 |  | 0.29285
0.27333 |  | 0.29285
0.27326 |  | 0.29278
0.27326 |  | 0.29274
0.27323 |  | 0.29271
0.27323 |  | 0.29271
0.27323 |  | 0.29264
0.27315 |  | 0.29264
0.27312 |  | 0.29261
0.27312 |  | 0.29257
0.27312 |  | 0.29254
0.27312 |  | 0.2925
0.27308 |  | 0.29243
0.27305 |  | 0.2924
0.27301 |  | 0.2924
0.27301 |  | 0.29236
0.27301 |  | 0.29232
0.27298 |  | 0.2923
0.2729 |  | 0.29222
0.27287 |  | 0.29222
0.27287 |  | 0.29215
0.27283 |  | 0.29215
0.27283 |  | 0.29208
0.2728 |  | 0.29205
0.2728 |  | 0.29201
0.27277 |  | 0.29201
0.27273 |  | 0.29191
0.27273 |  | 0.29191
0.27273 |  | 0.29191
0.2727 |  | 0.29185
0.27266 |  | 0.29178
0.27262 |  | 0.29178
0.27262 |  | 0.29174
0.27262 |  | 0.29174
0.27259 |  | 0.29171
0.27251 |  | 0.29168
0.27248 |  | 0.29161
0.27248 |  | 0.29161
0.27248 |  | 0.29154
0.27244 |  | 0.29154
0.27234 |  | 0.2915
0.27234 |  | 0.29147
0.27234 |  | 0.2914
0.27234 |  | 0.2914
0.27234 |  | 0.29133
0.2723 |  | 0.29129
0.27227 |  | 0.29129
0.27223 |  | 0.29122
0.27219 |  | 0.2912
0.27216 |  | 0.2912
0.27212 |  | 0.29116
0.27212 |  | 0.29116
0.27209 |  | 0.2911
0.27205 |  | 0.2911
0.27205 |  | 0.29102
0.27205 |  | 0.29102
0.27205 |  | 0.29102
0.27202 |  | 0.29099
0.27199 |  | 0.29092
0.27191 |  | 0.29089
0.27191 |  | 0.29085
0.27187 |  | 0.29085
0.27187 |  | 0.29085
0.27187 |  | 0.29082
0.2718 |  | 0.29071
0.27173 |  | 0.29068
0.27173 |  | 0.29068
0.27169 |  | 0.29064
0.27169 |  | 0.29061
0.27169 |  | 0.29061
0.27166 |  | 0.29061
0.27166 |  | 0.29051
0.27162 |  | 0.29047
0.27162 |  | 0.29047
0.27159 |  | 0.29044
0.27155 |  | 0.29044
0.27155 |  | 0.29041
0.27152 |  | 0.29034
0.27148 |  | 0.2903
0.27141 |  | 0.29027
0.27138 |  | 0.29024
0.27134 |  | 0.2902
0.27134 |  | 0.29017
0.27134 |  | 0.29013
0.27134 |  | 0.29013
0.27124 |  | 0.2901
0.2712 |  | 0.29007
0.27116 |  | 0.28999
0.27113 |  | 0.28999
0.27113 |  | 0.28996
0.27109 |  | 0.28982
0.27106 |  | 0.28982
0.27102 |  | 0.28982
0.27095 |  | 0.28982
0.27095 |  | 0.28982
0.27095 |  | 0.28975
0.27088 |  | 0.28975
0.27084 |  | 0.28965
0.27084 |  | 0.28965
0.2708 |  | 0.28965
0.27077 |  | 0.28954
0.27073 |  | 0.28951
0.27073 |  | 0.28951
0.27073 |  | 0.28951
0.2707 |  | 0.28941
0.2707 |  | 0.28937
0.27066 |  | 0.2893
0.27059 |  | 0.28926
0.27059 |  | 0.28924
0.27056 |  | 0.28924
0.27052 |  | 0.28924
0.27052 |  | 0.28924
0.27048 |  | 0.2892
0.27048 |  | 0.2892
0.27041 |  | 0.28913
0.27038 |  | 0.28903
0.27038 |  | 0.28903
0.27034 |  | 0.28896
0.2703 |  | 0.28896
0.27027 |  | 0.28889
0.27027 |  | 0.28889
0.27027 |  | 0.28889
0.27027 |  | 0.28889
0.27027 |  | 0.28889
0.27027 |  | 0.28875
0.27023 |  | 0.28875
0.27013 |  | 0.28875
0.27009 |  | 0.28865
0.27009 |  | 0.28865
0.27009 |  | 0.28861
0.27009 |  | 0.28857
0.27005 |  | 0.28857
0.27002 |  | 0.28854
0.26995 |  | 0.28851
0.26995 |  | 0.28851
0.26995 |  | 0.2884
0.26984 |  | 0.2884
0.26984 |  | 0.2884
0.26984 |  | 0.28833
0.26984 |  | 0.28833
0.26977 |  | 0.28826
0.26974 |  | 0.28826
0.26974 |  | 0.28819
0.26969 |  | 0.28819
0.26962 |  | 0.28815
0.26962 |  | 0.28808
0.26962 |  | 0.28808
0.26962 |  | 0.28808
0.26959 |  | 0.28808
0.26956 |  | 0.28808
0.26948 |  | 0.28805
0.26945 |  | 0.28794
0.26945 |  | 0.28794
0.26938 |  | 0.28794
0.26934 |  | 0.28791
0.26934 |  | 0.28784
0.26934 |  | 0.2878
0.2693 |  | 0.28777
0.26927 |  | 0.28774
0.26923 |  | 0.2877
0.26923 |  | 0.2877
0.26923 |  | 0.28763
0.2692 |  | 0.28763
0.26913 |  | 0.2876
0.26909 |  | 0.28756
0.26909 |  | 0.28756
0.26902 |  | 0.28753
0.26898 |  | 0.28749
0.26898 |  | 0.28746
0.26898 |  | 0.28743
0.26898 |  | 0.28736
0.26898 |  | 0.28728
0.26891 |  | 0.28728
0.26891 |  | 0.28728
0.26891 |  | 0.28718
0.26887 |  | 0.28715
0.26884 |  | 0.28715
0.26884 |  | 0.28711
0.2688 |  | 0.28704
0.26877 |  | 0.287
0.26877 |  | 0.28697
0.26877 |  | 0.28694
0.26873 |  | 0.2869
0.26869 |  | 0.2869
0.26866 |  | 0.2869
0.26866 |  | 0.2868
0.26866 |  | 0.2868
0.26866 |  | 0.2868
0.26859 |  | 0.2867
0.26859 |  | 0.28666
0.26859 |  | 0.28666
0.26852 |  | 0.28666
0.26852 |  | 0.28662
0.26848 |  | 0.28662
0.26844 |  | 0.28659
0.26841 |  | 0.28649
0.26841 |  | 0.28649
0.26837 |  | 0.28646
0.26837 |  | 0.28638
0.26837 |  | 0.28638
0.26833 |  | 0.28631
0.2683 |  | 0.28625
0.2683 |  | 0.28621
0.26826 |  | 0.28621
0.26819 |  | 0.28617
0.26819 |  | 0.28614
0.26816 |  | 0.28607
0.26816 |  | 0.28604
0.26816 |  | 0.28604
0.26812 |  | 0.286
0.26812 |  | 0.28597
0.26812 |  | 0.2859
0.26809 |  | 0.28583
0.26809 |  | 0.28583
0.26809 |  | 0.28579
0.26801 |  | 0.28576
0.26801 |  | 0.28568
0.26798 |  | 0.28568
0.26798 |  | 0.28568
0.26798 |  | 0.28558
0.2679 |  | 0.28555
0.26787 |  | 0.28555
0.26787 |  | 0.28551
0.26787 |  | 0.28547
0.26785 |  | 0.28544
0.26783 |  | 0.28544
0.2678 |  | 0.28544
0.2678 |  | 0.28534
0.2678 |  | 0.2853
0.26776 |  | 0.28523
0.26772 |  | 0.28519
0.26769 |  | 0.28519
0.26766 |  | 0.28519
0.26766 |  | 0.28515
0.26762 |  | 0.28509
0.26758 |  | 0.28506
0.26758 |  | 0.28506
0.26758 |  | 0.28503
0.26758 |  | 0.28503
0.26755 |  | 0.28499
0.26751 |  | 0.28499
0.26744 |  | 0.28499
0.2674 |  | 0.28489
0.2674 |  | 0.28489
0.26737 |  | 0.28485
0.26737 |  | 0.28482
0.26733 |  | 0.28478
0.26733 |  | 0.28478
0.26733 |  | 0.28471
0.26729 |  | 0.28467
0.26722 |  | 0.28467
0.26722 |  | 0.28464
0.26719 |  | 0.28464
0.26719 |  | 0.2846
0.26711 |  | 0.28457
0.26708 |  | 0.28453
0.26701 |  | 0.28453
0.26701 |  | 0.2845
0.26701 |  | 0.28446
0.26701 |  | 0.2844
0.26701 |  | 0.28436
0.26697 |  | 0.28436
0.2669 |  | 0.28433
0.2669 |  | 0.28429
0.26686 |  | 0.28426
0.26683 |  | 0.28426
0.26683 |  | 0.28422
0.26683 |  | 0.28419
0.26679 |  | 0.28415
0.26679 |  | 0.28411
0.26676 |  | 0.28411
0.26672 |  | 0.28411
0.26672 |  | 0.28411
0.26672 |  | 0.28401
0.26668 |  | 0.28398
0.26661 |  | 0.28398
0.26654 |  | 0.28398
0.26654 |  | 0.28394
0.26654 |  | 0.28384
0.26654 |  | 0.28377
0.26651 |  | 0.28377
0.26651 |  | 0.28377
0.26651 |  | 0.28377
0.2664 |  | 0.28369
0.2664 |  | 0.28369
0.2664 |  | 0.28366
0.26636 |  | 0.28359
0.26633 |  | 0.28359
0.26633 |  | 0.28353
0.26629 |  | 0.28353
0.26626 |  | 0.28353
0.26618 |  | 0.28343
0.26618 |  | 0.2834
0.26618 |  | 0.2834
0.26618 |  | 0.28336
0.26618 |  | 0.28336
0.26618 |  | 0.28325
0.26615 |  | 0.28325
0.26608 |  | 0.28321
0.26608 |  | 0.28318
0.26604 |  | 0.28314
0.26604 |  | 0.2831
0.266 |  | 0.28307
0.26597 |  | 0.28304
0.26593 |  | 0.28297
0.26593 |  | 0.28297
0.2659 |  | 0.28297
0.26586 |  | 0.28297
0.26586 |  | 0.2829
0.26583 |  | 0.2829
0.26583 |  | 0.28279
0.26583 |  | 0.28272
0.26583 |  | 0.28268
0.26575 |  | 0.28268
0.26572 |  | 0.28268
0.26572 |  | 0.28262
0.26572 |  | 0.28258
0.26565 |  | 0.28255
0.26565 |  | 0.28251
0.26565 |  | 0.28251
0.26558 |  | 0.28248
0.26558 |  | 0.28244
0.26558 |  | 0.2824
0.26558 |  | 0.28234
0.26554 |  | 0.28234
0.2655 |  | 0.2823
0.2655 |  | 0.28223
0.26543 |  | 0.2822
0.2654 |  | 0.28216
0.2654 |  | 0.28209
0.2654 |  | 0.28205
0.26536 |  | 0.28205
0.26533 |  | 0.28205
0.26533 |  | 0.28201
0.26529 |  | 0.28199
0.26525 |  | 0.28188
0.26522 |  | 0.28188
0.26522 |  | 0.28181
0.26518 |  | 0.28178
0.26518 |  | 0.28171
0.26518 |  | 0.28167
0.26518 |  | 0.28167
0.26511 |  | 0.28163
0.26508 |  | 0.28163
0.26508 |  | 0.28153
0.26508 |  | 0.2815
0.26504 |  | 0.28146
0.265 |  | 0.28146
0.265 |  | 0.28143
0.26493 |  | 0.28143
0.26493 |  | 0.28135
0.2649 |  | 0.28132
0.26486 |  | 0.28132
0.2648 |  | 0.28118
0.2648 |  | 0.28118
0.26476 |  | 0.28118
0.26476 |  | 0.28114
0.26472 |  | 0.28114
0.26472 |  | 0.28108
0.26472 |  | 0.28108
0.26469 |  | 0.28105
0.26469 |  | 0.28101
0.26469 |  | 0.28097
0.26465 |  | 0.28094
0.26461 |  | 0.2809
0.26458 |  | 0.28087
0.26455 |  | 0.28087
0.26451 |  | 0.28084
0.26451 |  | 0.2808
0.26451 |  | 0.28069
0.26444 |  | 0.28069
0.26444 |  | 0.28062
0.26444 |  | 0.28059
0.26444 |  | 0.28059
0.2644 |  | 0.28059
0.26436 |  | 0.28059
0.26436 |  | 0.28052
0.26433 |  | 0.28049
0.26433 |  | 0.28045
0.26426 |  | 0.28038
0.26426 |  | 0.28035
0.26422 |  | 0.28031
0.26422 |  | 0.28031
0.26422 |  | 0.28027
0.26419 |  | 0.28024
0.26412 |  | 0.2802
0.26412 |  | 0.2802
0.26412 |  | 0.2802
0.26408 |  | 0.28017
0.26401 |  | 0.2801
0.26397 |  | 0.28006
0.26397 |  | 0.28003
0.26394 |  | 0.27999
0.26394 |  | 0.27993
0.26394 |  | 0.27993
0.26394 |  | 0.27986
0.2639 |  | 0.27978
0.26387 |  | 0.27978
0.26384 |  | 0.27972
0.2638 |  | 0.27965
0.26376 |  | 0.27965
0.26376 |  | 0.27961
0.26376 |  | 0.27961
0.26376 |  | 0.27957
0.26369 |  | 0.27951
0.26362 |  | 0.27947
0.26362 |  | 0.27944
0.26359 |  | 0.2794
0.26359 |  | 0.2794
0.26352 |  | 0.27933
0.26349 |  | 0.2793
0.26349 |  | 0.27923
0.26345 |  | 0.27919
0.26342 |  | 0.27915
0.26342 |  | 0.27915
0.26338 |  | 0.27912
0.26338 |  | 0.27912
0.2633 |  | 0.27901
0.26327 |  | 0.27898
0.26327 |  | 0.27898
0.26323 |  | 0.27898
0.26323 |  | 0.27894
0.2632 |  | 0.27894
0.2632 |  | 0.27894
0.2632 |  | 0.27887
0.26312 |  | 0.27887
0.26309 |  | 0.27884
0.26305 |  | 0.27877
0.26305 |  | 0.27877
0.26305 |  | 0.27866
0.26302 |  | 0.27866
0.26302 |  | 0.27862
0.26302 |  | 0.27856
0.26294 |  | 0.27856
0.26291 |  | 0.27848
0.26291 |  | 0.27841
0.26287 |  | 0.27841
0.26284 |  | 0.27841
0.26281 |  | 0.27838
0.26281 |  | 0.27835
0.26281 |  | 0.27829
0.26273 |  | 0.27829
0.26269 |  | 0.27825
0.26269 |  | 0.27815
0.26269 |  | 0.27815
0.26266 |  | 0.27811
0.26255 |  | 0.27807
0.26251 |  | 0.27804
0.26248 |  | 0.27801
0.26248 |  | 0.27797
0.26248 |  | 0.27794
0.26245 |  | 0.27787
0.26245 |  | 0.27787
0.26245 |  | 0.27787
0.26238 |  | 0.2778
0.26231 |  | 0.27777
0.26231 |  | 0.27777
0.26227 |  | 0.27766
0.26227 |  | 0.27766
0.26227 |  | 0.27758
0.26219 |  | 0.27745
0.26219 |  | 0.27745
0.26219 |  | 0.27741
0.26212 |  | 0.27738
0.26209 |  | 0.27734
0.26209 |  | 0.27727
0.26205 |  | 0.27727
0.26205 |  | 0.27724
0.26195 |  | 0.27724
0.26191 |  | 0.2772
0.26187 |  | 0.2771
0.26187 |  | 0.2771
0.26187 |  | 0.27706
0.26187 |  | 0.27706
0.26183 |  | 0.27706
0.26183 |  | 0.277
0.2618 |  | 0.27693
0.26176 |  | 0.27689
0.26169 |  | 0.27686
0.26165 |  | 0.27686
0.26165 |  | 0.27686
0.26165 |  | 0.27679
0.26162 |  | 0.27679
0.26155 |  | 0.27679
0.26155 |  | 0.27679
0.26151 |  | 0.27668
0.26151 |  | 0.27668
0.26147 |  | 0.27668
0.26144 |  | 0.27665
0.26144 |  | 0.27658
0.26144 |  | 0.27658
0.2614 |  | 0.27655
0.26133 |  | 0.27651
0.26133 |  | 0.27651
0.26133 |  | 0.27641
0.26133 |  | 0.27641
0.26133 |  | 0.27641
0.26133 |  | 0.27637
0.26119 |  | 0.2763
0.26119 |  | 0.2763
0.26115 |  | 0.2763
0.26115 |  | 0.27626
0.26115 |  | 0.27623
0.26108 |  | 0.27623
0.26104 |  | 0.27619
0.26104 |  | 0.27615
0.26101 |  | 0.27605
0.26097 |  | 0.27602
0.26094 |  | 0.27598
0.26094 |  | 0.27598
0.26094 |  | 0.27598
0.2609 |  | 0.27592
0.2609 |  | 0.27592
0.26086 |  | 0.27588
0.26086 |  | 0.27581
0.26079 |  | 0.27581
0.26076 |  | 0.27574
0.26076 |  | 0.27571
0.26076 |  | 0.27567
0.26072 |  | 0.27563
0.26065 |  | 0.2756
0.26061 |  | 0.27557
0.26058 |  | 0.27557
0.26058 |  | 0.27553
0.26054 |  | 0.27546
0.26054 |  | 0.27542
0.26054 |  | 0.27539
0.26051 |  | 0.27539
0.26047 |  | 0.27535
0.26043 |  | 0.27518
0.26043 |  | 0.27514
0.26043 |  | 0.27514
0.2604 |  | 0.2751
0.26036 |  | 0.2751
0.26033 |  | 0.27507
0.26033 |  | 0.27503
0.26026 |  | 0.27497
0.26026 |  | 0.27497
0.26022 |  | 0.27493
0.26022 |  | 0.27483
0.26022 |  | 0.27483
0.26022 |  | 0.27483
0.26019 |  | 0.27476
0.26015 |  | 0.27472
0.26015 |  | 0.27472
0.26008 |  | 0.27472
0.26004 |  | 0.27468
0.26004 |  | 0.27458
0.26001 |  | 0.27455
0.26001 |  | 0.27455
0.26001 |  | 0.27455
0.26001 |  | 0.27447
0.25997 |  | 0.27444
0.25994 |  | 0.2744
0.2599 |  | 0.27437
0.2599 |  | 0.27433
0.25987 |  | 0.27426
0.25983 |  | 0.27426
0.25983 |  | 0.27419
0.25979 |  | 0.27419
0.25976 |  | 0.27419
0.25976 |  | 0.27409
0.25976 |  | 0.27409
0.25965 |  | 0.27405
0.25965 |  | 0.27401
0.25965 |  | 0.27397
0.25965 |  | 0.27387
0.25965 |  | 0.27384
0.25965 |  | 0.27376
0.25954 |  | 0.27373
0.25954 |  | 0.27369
0.2595 |  | 0.27366
0.2595 |  | 0.27362
0.25947 |  | 0.27358
0.25947 |  | 0.27355
0.25947 |  | 0.27348
0.25943 |  | 0.27341
0.25943 |  | 0.27341
0.25932 |  | 0.27341
0.25929 |  | 0.27337
0.25929 |  | 0.27337
0.25929 |  | 0.27334
0.25929 |  | 0.27331
0.25929 |  | 0.27331
0.25925 |  | 0.27331
0.25922 |  | 0.27327
0.25915 |  | 0.27327
0.25915 |  | 0.2732
0.25915 |  | 0.2732
0.25911 |  | 0.27318
0.25911 |  | 0.27316
0.25911 |  | 0.27313
0.25907 |  | 0.27313
0.25901 |  | 0.27313
0.25901 |  | 0.2731
0.25901 |  | 0.2731
0.25893 |  | 0.2731
0.25893 |  | 0.27309
0.25889 |  | 0.27309
0.25889 |  | 0.27306
0.25889 |  | 0.27306
0.25889 |  | 0.27303
0.25886 |  | 0.27301
0.25883 |  | 0.27301
0.25883 |  | 0.27301
0.25879 |  | 0.27296
0.25879 |  | 0.27293
0.25879 |  | 0.27293
0.25875 |  | 0.27292
0.25868 |  | 0.27288
0.25868 |  | 0.27288
0.25865 |  | 0.27288
0.25865 |  | 0.27288
0.25861 |  | 0.27285
0.25861 |  | 0.27284
0.25857 |  | 0.27284
0.25853 |  | 0.2728
0.2585 |  | 0.27278
0.25843 |  | 0.27276
0.25843 |  | 0.27276
0.25843 |  | 0.27276
0.25843 |  | 0.27274
0.25843 |  | 0.27274
0.25839 |  | 0.27267
0.25839 |  | 0.27267
0.25836 |  | 0.27267
0.25832 |  | 0.27264
0.25832 |  | 0.27264
0.25825 |  | 0.27263
0.25825 |  | 0.2726
0.25821 |  | 0.27254
0.25818 |  | 0.27254
0.25815 |  | 0.27254
0.25815 |  | 0.27254
0.25815 |  | 0.27253
0.25811 |  | 0.27253
0.25808 |  | 0.2725
0.25808 |  | 0.2725
0.25804 |  | 0.2725
0.25801 |  | 0.27246
0.25793 |  | 0.27246
0.25793 |  | 0.27242
0.25793 |  | 0.27242
0.2579 |  | 0.27242
0.2579 |  | 0.27237
0.25786 |  | 0.27236
0.25786 |  | 0.27233
0.25786 |  | 0.27232
0.25786 |  | 0.27232
0.25779 |  | 0.27232
0.25772 |  | 0.27229
0.25768 |  | 0.27226
0.25768 |  | 0.27225
0.25768 |  | 0.27225
0.25768 |  | 0.27225
0.25768 |  | 0.27225
0.25761 |  | 0.27222
0.25761 |  | 0.27222
0.25758 |  | 0.2722
0.25754 |  | 0.2722
0.25754 |  | 0.2722
0.2575 |  | 0.27218
0.2575 |  | 0.27215
0.25747 |  | 0.27212
0.2574 |  | 0.27207
0.2574 |  | 0.27207
0.2574 |  | 0.27207
0.25729 |  | 0.27207
0.25729 |  | 0.27207
0.25729 |  | 0.27204
0.25726 |  | 0.27204
0.25726 |  | 0.27204
0.25722 |  | 0.27204
0.25722 |  | 0.272
0.25722 |  | 0.27199
0.25718 |  | 0.2719
0.25718 |  | 0.2719
0.25712 |  | 0.2719
0.25712 |  | 0.27187
0.25708 |  | 0.27187
0.25708 |  | 0.27187
0.25704 |  | 0.27186
0.25701 |  | 0.27182
0.25697 |  | 0.27179
0.25697 |  | 0.27178
0.25697 |  | 0.27178
0.25693 |  | 0.27178
0.25693 |  | 0.27173
0.25693 |  | 0.27173
0.25693 |  | 0.27172
0.2569 |  | 0.27169
0.25683 |  | 0.27165
0.25683 |  | 0.27165
0.25683 |  | 0.27165
0.25679 |  | 0.27165
0.25676 |  | 0.27158
0.25676 |  | 0.27156
0.25668 |  | 0.27156
0.25668 |  | 0.27154
0.25668 |  | 0.27152
0.25668 |  | 0.27152
0.25664 |  | 0.27152
0.25661 |  | 0.27152
0.25661 |  | 0.27151
0.25658 |  | 0.27148
0.25658 |  | 0.27148
0.25654 |  | 0.27144
0.25646 |  | 0.27144
0.25646 |  | 0.27144
0.25646 |  | 0.27139
0.25643 |  | 0.27139
0.25639 |  | 0.27139
0.25639 |  | 0.27137
0.25628 |  | 0.27134
0.25628 |  | 0.27133
0.25625 |  | 0.27131
0.25625 |  | 0.2713
0.25625 |  | 0.2713
0.25625 |  | 0.2713
0.25621 |  | 0.27126
0.25614 |  | 0.27126
0.25614 |  | 0.27126
0.25614 |  | 0.27123
0.25614 |  | 0.27122
0.25611 |  | 0.2712
0.25611 |  | 0.27117
0.25607 |  | 0.27116
0.25604 |  | 0.27113
0.25604 |  | 0.27113
0.256 |  | 0.27113
0.256 |  | 0.27109
0.25593 |  | 0.27109
0.25593 |  | 0.27109
0.25589 |  | 0.27109
0.25586 |  | 0.27105
0.25579 |  | 0.27102
0.25579 |  | 0.27102
0.25579 |  | 0.27098
0.25579 |  | 0.27096
0.25579 |  | 0.27096
0.25579 |  | 0.27096
0.25575 |  | 0.27095
0.25568 |  | 0.27092
0.25561 |  | 0.27092
0.25561 |  | 0.27087
0.25561 |  | 0.27087
0.25561 |  | 0.27084
0.25561 |  | 0.27084
0.25561 |  | 0.27084
0.25557 |  | 0.27084
0.25554 |  | 0.27081
0.25546 |  | 0.27079
0.25546 |  | 0.27079
0.25546 |  | 0.27079
0.25543 |  | 0.27077
0.25543 |  | 0.27075
0.25539 |  | 0.27071
0.25532 |  | 0.2707
0.25532 |  | 0.27063
0.25528 |  | 0.27062
0.25524 |  | 0.27062
0.25524 |  | 0.27062
0.25521 |  | 0.27062
0.25521 |  | 0.27062
0.25514 |  | 0.27062
0.25514 |  | 0.27053
0.25511 |  | 0.27053
0.25507 |  | 0.27053
0.25507 |  | 0.27053
0.25503 |  | 0.27053
0.25503 |  | 0.27052
0.25496 |  | 0.27049
0.25493 |  | 0.27048
0.25493 |  | 0.27045
0.25489 |  | 0.27045
0.25489 |  | 0.27045
0.25482 |  | 0.27041
0.25482 |  | 0.27041
0.25479 |  | 0.27041
0.25475 |  | 0.27039
0.25475 |  | 0.27039
0.25471 |  | 0.27036
0.25467 |  | 0.27032
0.25467 |  | 0.27032
0.25467 |  | 0.27032
0.25464 |  | 0.27032
0.25461 |  | 0.27031
0.25457 |  | 0.27028
0.25449 |  | 0.27027
0.25449 |  | 0.27027
0.25446 |  | 0.27027
0.25446 |  | 0.27024
0.25442 |  | 0.27024
0.25439 |  | 0.27024
0.25435 |  | 0.27023
0.25432 |  | 0.27019
0.25432 |  | 0.27019
0.25432 |  | 0.27019
0.25432 |  | 0.27017
0.25432 |  | 0.2701
0.25428 |  | 0.2701
0.25424 |  | 0.2701
0.25421 |  | 0.27007
0.25418 |  | 0.27006
0.25418 |  | 0.27006
0.25418 |  | 0.27006
0.25414 |  | 0.27006
0.25411 |  | 0.27003
0.25411 |  | 0.27002
0.25411 |  | 0.26997
0.25404 |  | 0.26997
0.25404 |  | 0.26993
0.25396 |  | 0.26993
0.25396 |  | 0.26989
0.25396 |  | 0.26989
0.25396 |  | 0.26989
0.25393 |  | 0.26989
0.25389 |  | 0.26989
0.25386 |  | 0.26986
0.25382 |  | 0.26985
0.25378 |  | 0.26982
0.25378 |  | 0.26982
0.25378 |  | 0.26981
0.25378 |  | 0.26981
0.25375 |  | 0.26981
0.25368 |  | 0.26981
0.25368 |  | 0.26981
0.25368 |  | 0.26975
0.25368 |  | 0.26975
0.25368 |  | 0.26972
0.25368 |  | 0.26972
0.25357 |  | 0.26972
0.2535 |  | 0.26968
0.25347 |  | 0.26968
0.25347 |  | 0.26964
0.25347 |  | 0.26964
0.25347 |  | 0.26964
0.25347 |  | 0.26959
0.25347 |  | 0.26959
0.25342 |  | 0.26959
0.25342 |  | 0.26955
0.25342 |  | 0.26955
0.25335 |  | 0.26953
0.25335 |  | 0.26951
0.25335 |  | 0.26951
0.25329 |  | 0.26951
0.25325 |  | 0.2695
0.25325 |  | 0.26947
0.25321 |  | 0.26947
0.25317 |  | 0.26947
0.25317 |  | 0.26946
0.25317 |  | 0.26943
0.25317 |  | 0.26942
0.2531 |  | 0.26939
0.2531 |  | 0.26934
0.25303 |  | 0.26934
0.25303 |  | 0.26932
0.25303 |  | 0.26932
0.253 |  | 0.26932
0.253 |  | 0.26926
0.253 |  | 0.26926
0.25296 |  | 0.26925
0.25292 |  | 0.26925
0.25292 |  | 0.26925
0.25292 |  | 0.26921
0.25289 |  | 0.26921
0.25285 |  | 0.26921
0.25285 |  | 0.26918
0.25282 |  | 0.26918
0.25275 |  | 0.26913
0.25275 |  | 0.26913
0.25271 |  | 0.26913
0.25271 |  | 0.26913
0.25267 |  | 0.26909
0.25259 |  | 0.26909
0.25259 |  | 0.26908
0.25259 |  | 0.26905
0.25256 |  | 0.26905
0.25252 |  | 0.26904
0.25248 |  | 0.26901
0.25245 |  | 0.269
0.25245 |  | 0.269
0.25234 |  | 0.26894
0.25231 |  | 0.26894
0.25231 |  | 0.26894
0.25227 |  | 0.26892
0.25227 |  | 0.26891
0.25227 |  | 0.26887
0.25223 |  | 0.26887
0.25213 |  | 0.26887
0.25213 |  | 0.26887
0.25213 |  | 0.26879
0.25209 |  | 0.26879
0.25209 |  | 0.26877
0.25206 |  | 0.26877
0.25206 |  | 0.26877
0.25199 |  | 0.26875
0.25199 |  | 0.26875
0.25195 |  | 0.26873
0.25195 |  | 0.26873
0.25195 |  | 0.26871
0.25195 |  | 0.26871
0.25191 |  | 0.26871
0.25184 |  | 0.26871
0.2518 |  | 0.26871
0.2518 |  | 0.26862
0.2518 |  | 0.26862
0.2518 |  | 0.26862
0.25177 |  | 0.26858
0.25177 |  | 0.26858
0.25173 |  | 0.26856
0.25169 |  | 0.26854
0.25169 |  | 0.26854
0.25169 |  | 0.26854
0.25162 |  | 0.26852
0.25159 |  | 0.2685
0.25159 |  | 0.2685
0.25159 |  | 0.26848
0.25155 |  | 0.26848
0.25151 |  | 0.26845
0.25148 |  | 0.26845
0.25148 |  | 0.26841
0.25141 |  | 0.26837
0.25141 |  | 0.26837
0.25141 |  | 0.26834
0.25137 |  | 0.26831
0.25133 |  | 0.26829
0.2513 |  | 0.26829
0.2513 |  | 0.26829
0.25126 |  | 0.26829
0.25119 |  | 0.26829
0.25119 |  | 0.26823
0.25119 |  | 0.26823
0.25119 |  | 0.26821
0.25115 |  | 0.26817
0.25112 |  | 0.26817
0.25112 |  | 0.26817
0.25108 |  | 0.26816
0.25108 |  | 0.26816
0.25108 |  | 0.26812
0.25104 |  | 0.26805
0.25101 |  | 0.26804
0.25101 |  | 0.26804
0.25101 |  | 0.26802
0.25098 |  | 0.26802
0.25098 |  | 0.268
0.25098 |  | 0.268
0.25098 |  | 0.268
0.2509 |  | 0.268
0.25083 |  | 0.268
0.2508 |  | 0.26795
0.2508 |  | 0.26792
0.25076 |  | 0.26788
0.25076 |  | 0.26787
0.25076 |  | 0.26784
0.25076 |  | 0.26783
0.25076 |  | 0.26781
0.25073 |  | 0.26778
0.25065 |  | 0.26778
0.25065 |  | 0.26778
0.25062 |  | 0.26778
0.25058 |  | 0.26778
0.25058 |  | 0.26778
0.25058 |  | 0.26774
0.25058 |  | 0.26774
0.25058 |  | 0.26771
0.25054 |  | 0.26771
0.25051 |  | 0.26771
0.25051 |  | 0.2677
0.25044 |  | 0.26766
0.2504 |  | 0.26766
0.2504 |  | 0.26763
0.25036 |  | 0.26761
0.25036 |  | 0.2676
0.25036 |  | 0.26757
0.25033 |  | 0.26757
0.25029 |  | 0.26757
0.25029 |  | 0.26757
0.25022 |  | 0.26748
0.25022 |  | 0.26748
0.25022 |  | 0.26748
0.25022 |  | 0.26745
0.25022 |  | 0.26735
0.25015 |  | 0.26735
0.25011 |  | 0.26735
0.25008 |  | 0.26735
0.25008 |  | 0.26734
0.25008 |  | 0.26731
0.25004 |  | 0.26727
0.25 |  | 0.26727
0.24997 |  | 0.26724
0.24993 |  | 0.26723
0.24993 |  | 0.2672
0.24993 |  | 0.2672
0.24993 |  | 0.26719
0.24989 |  | 0.26716
0.24989 |  | 0.26714
0.24985 |  | 0.26709
0.24982 |  | 0.26709
0.24979 |  | 0.26706
0.24975 |  | 0.26705
0.24971 |  | 0.26701
0.24971 |  | 0.26701
0.24971 |  | 0.26701
0.24967 |  | 0.26701
0.24961 |  | 0.26699
0.24961 |  | 0.26695
0.24957 |  | 0.26692
0.24957 |  | 0.26692
0.24957 |  | 0.26688
0.24953 |  | 0.26688
0.2495 |  | 0.26684
0.24946 |  | 0.26684
0.24942 |  | 0.26684
0.24939 |  | 0.2668
0.24939 |  | 0.26677
0.24939 |  | 0.26676
0.24939 |  | 0.26676
0.24939 |  | 0.26676
0.24939 |  | 0.26667
0.24935 |  | 0.26667
0.24931 |  | 0.26663
0.24928 |  | 0.26663
0.24924 |  | 0.26663
0.24924 |  | 0.26659
0.24921 |  | 0.26659
0.24921 |  | 0.26655
0.24917 |  | 0.26651
0.24917 |  | 0.26651
0.24917 |  | 0.2665
0.2491 |  | 0.2665
0.2491 |  | 0.26647
0.24906 |  | 0.26646
0.24903 |  | 0.26646
0.24903 |  | 0.26641
0.24896 |  | 0.26638
0.24896 |  | 0.26638
0.24896 |  | 0.26633
0.24896 |  | 0.26633
0.24896 |  | 0.26629
0.24889 |  | 0.26629
0.24889 |  | 0.26629
0.24889 |  | 0.26629
0.24889 |  | 0.26626
0.24889 |  | 0.26625
0.24882 |  | 0.26625
0.24878 |  | 0.2662
0.24878 |  | 0.2662
0.24874 |  | 0.2662
0.24874 |  | 0.26619
0.24874 |  | 0.26616
0.24874 |  | 0.26612
0.24867 |  | 0.26607
0.24864 |  | 0.26607
0.2486 |  | 0.26607
0.24856 |  | 0.26607
0.24856 |  | 0.26607
0.2485 |  | 0.26604
0.2485 |  | 0.26603
0.24846 |  | 0.266
0.24846 |  | 0.26598
0.24846 |  | 0.26598
0.24838 |  | 0.26595
0.24838 |  | 0.26595
0.24838 |  | 0.2659
0.24838 |  | 0.2659
0.24835 |  | 0.26586
0.24835 |  | 0.26586
0.24831 |  | 0.26586
0.24828 |  | 0.26586
0.24824 |  | 0.26578
0.24824 |  | 0.26578
0.2482 |  | 0.26578
0.2482 |  | 0.26573
0.2482 |  | 0.26572
0.2482 |  | 0.26569
0.2482 |  | 0.26568
0.24817 |  | 0.26564
0.24813 |  | 0.26564
0.24809 |  | 0.26564
0.24806 |  | 0.26561
0.24802 |  | 0.26561
0.24799 |  | 0.26557
0.24799 |  | 0.26557
0.24795 |  | 0.2655
0.24795 |  | 0.26548
0.24795 |  | 0.26548
0.24795 |  | 0.26548
0.24784 |  | 0.26544
0.24784 |  | 0.26544
0.24781 |  | 0.26542
0.24781 |  | 0.2654
0.24773 |  | 0.2654
0.24773 |  | 0.26536
0.2477 |  | 0.26532
0.2477 |  | 0.26531
0.24766 |  | 0.26531
0.24766 |  | 0.26531
0.24766 |  | 0.26531
0.24763 |  | 0.26527
0.24755 |  | 0.26522
0.24755 |  | 0.26522
0.24751 |  | 0.26521
0.24751 |  | 0.26514
0.24751 |  | 0.26514
0.24748 |  | 0.26514
0.24748 |  | 0.26514
0.24744 |  | 0.2651
0.24744 |  | 0.2651
0.24744 |  | 0.26506
0.24738 |  | 0.26505
0.24734 |  | 0.26505
0.2473 |  | 0.26505
0.2473 |  | 0.26503
0.2473 |  | 0.26501
0.24726 |  | 0.26495
0.24722 |  | 0.26493
0.24722 |  | 0.26493
0.24722 |  | 0.26488
0.24722 |  | 0.26488
0.24722 |  | 0.26488
0.24719 |  | 0.26488
0.24716 |  | 0.2648
0.24712 |  | 0.26479
0.24712 |  | 0.26479
0.24708 |  | 0.26477
0.24705 |  | 0.26475
0.24701 |  | 0.26475
0.24701 |  | 0.26475
0.24694 |  | 0.26475
0.2469 |  | 0.26467
0.2469 |  | 0.26467
0.2469 |  | 0.26467
0.2469 |  | 0.26463
0.2469 |  | 0.26462
0.2469 |  | 0.26462
0.24686 |  | 0.26458
0.24682 |  | 0.26458
0.24679 |  | 0.26454
0.24679 |  | 0.26454
0.24679 |  | 0.26454
0.24675 |  | 0.26454
0.24672 |  | 0.26452
0.24672 |  | 0.2645
0.24665 |  | 0.26445
0.24661 |  | 0.26444
0.24661 |  | 0.26441
0.24661 |  | 0.26441
0.24661 |  | 0.26437
0.24661 |  | 0.26437
0.24657 |  | 0.26437
0.24654 |  | 0.26433
0.24654 |  | 0.26433
0.24654 |  | 0.26433
0.24651 |  | 0.26429
0.24651 |  | 0.26429
0.24643 |  | 0.26427
0.24639 |  | 0.26425
0.24639 |  | 0.26425
0.24636 |  | 0.26425
0.24636 |  | 0.2642
0.24636 |  | 0.2642
0.24632 |  | 0.26416
0.24629 |  | 0.26416
0.24629 |  | 0.26416
0.24629 |  | 0.26412
0.24625 |  | 0.26412
0.24621 |  | 0.26408
0.24621 |  | 0.26408
0.24621 |  | 0.26408
0.24617 |  | 0.26404
0.24614 |  | 0.26395
0.24614 |  | 0.26395
0.2461 |  | 0.26395
0.24607 |  | 0.26395
0.24607 |  | 0.26395
0.24607 |  | 0.26395
0.24607 |  | 0.26394
0.24603 |  | 0.26386
0.24603 |  | 0.26383
0.246 |  | 0.26382
0.24596 |  | 0.26382
0.24596 |  | 0.26382
0.24589 |  | 0.26382
0.24589 |  | 0.26378
0.24589 |  | 0.26376
0.24589 |  | 0.26374
0.24585 |  | 0.26369
0.24581 |  | 0.26369
0.24578 |  | 0.26369
0.24574 |  | 0.26365
0.24574 |  | 0.26361
0.2457 |  | 0.26361
0.2457 |  | 0.26361
0.24567 |  | 0.26358
0.24563 |  | 0.26358
0.24559 |  | 0.26358
0.24559 |  | 0.26357
0.24556 |  | 0.26357
0.24556 |  | 0.26357
0.24556 |  | 0.2635
0.24552 |  | 0.26348
0.24548 |  | 0.26348
0.24548 |  | 0.26344
0.24548 |  | 0.2634
0.24545 |  | 0.2634
0.24541 |  | 0.2634
0.24541 |  | 0.2634
0.24538 |  | 0.2634
0.24538 |  | 0.2634
0.24534 |  | 0.26333
0.24534 |  | 0.26333
0.24534 |  | 0.26327
0.24534 |  | 0.26327
0.2453 |  | 0.26327
0.24527 |  | 0.26327
0.24519 |  | 0.26325
0.24519 |  | 0.26318
0.24519 |  | 0.26318
0.24516 |  | 0.26318
0.24516 |  | 0.26315
0.24512 |  | 0.2631
0.24512 |  | 0.26307
0.24509 |  | 0.26306
0.24509 |  | 0.26306
0.24505 |  | 0.26301
0.24505 |  | 0.26301
0.24501 |  | 0.26301
0.24494 |  | 0.263
0.24494 |  | 0.26298
0.24494 |  | 0.26296
0.24491 |  | 0.26293
0.24491 |  | 0.26293
0.24491 |  | 0.26292
0.24487 |  | 0.2629
0.24484 |  | 0.26285
0.24484 |  | 0.26281
0.24484 |  | 0.26276
0.24476 |  | 0.26276
0.24476 |  | 0.26276
0.24476 |  | 0.26274
0.24469 |  | 0.26272
0.24466 |  | 0.2627
0.24466 |  | 0.26267
0.24466 |  | 0.26267
0.24466 |  | 0.26264
0.24459 |  | 0.26264
0.24455 |  | 0.26264
0.24455 |  | 0.26263
0.24451 |  | 0.26259
0.24448 |  | 0.26255
0.24448 |  | 0.26252
0.24444 |  | 0.2625
0.2444 |  | 0.26247
0.2444 |  | 0.26247
0.2444 |  | 0.26247
0.2443 |  | 0.26242
0.24426 |  | 0.26242
0.24426 |  | 0.26242
0.24422 |  | 0.26238
0.24422 |  | 0.26238
0.24422 |  | 0.26238
0.24419 |  | 0.26238
0.24411 |  | 0.26234
0.24408 |  | 0.26233
0.24408 |  | 0.2623
0.24408 |  | 0.2623
0.24404 |  | 0.2623
0.24404 |  | 0.26227
0.24404 |  | 0.26225
0.24404 |  | 0.26225
0.24404 |  | 0.26225
0.24397 |  | 0.26219
0.24394 |  | 0.26216
0.2439 |  | 0.26213
0.2439 |  | 0.26212
0.2439 |  | 0.26208
0.24386 |  | 0.26208
0.24386 |  | 0.26208
0.24379 |  | 0.26208
0.24379 |  | 0.26208
0.24376 |  | 0.26205
0.24372 |  | 0.26205
0.24372 |  | 0.26202
0.24368 |  | 0.262
0.24365 |  | 0.262
0.24365 |  | 0.26198
0.24365 |  | 0.26196
0.24365 |  | 0.26196
0.24365 |  | 0.26191
0.24361 |  | 0.26191
0.24354 |  | 0.26191
0.24354 |  | 0.26188
0.24347 |  | 0.26183
0.24347 |  | 0.26183
0.24347 |  | 0.26179
0.24343 |  | 0.26174
0.24343 |  | 0.2617
0.2434 |  | 0.26169
0.24336 |  | 0.26166
0.24336 |  | 0.26166
0.24332 |  | 0.26166
0.24329 |  | 0.26162
0.24325 |  | 0.26157
0.24325 |  | 0.26157
0.24321 |  | 0.26157
0.24318 |  | 0.26157
0.24318 |  | 0.26157
0.24318 |  | 0.26157
0.24318 |  | 0.26157
0.24314 |  | 0.26155
0.2431 |  | 0.26151
0.24303 |  | 0.26145
0.24303 |  | 0.26145
0.24303 |  | 0.26145
0.24303 |  | 0.26145
0.243 |  | 0.2614
0.243 |  | 0.2614
0.243 |  | 0.2614
0.24296 |  | 0.2614
0.24292 |  | 0.26136
0.24289 |  | 0.26136
0.24289 |  | 0.26136
0.24289 |  | 0.26131
0.24285 |  | 0.26131
0.24282 |  | 0.26129
0.24282 |  | 0.26123
0.24282 |  | 0.26119
0.24278 |  | 0.26119
0.24275 |  | 0.26119
0.24275 |  | 0.26119
0.24271 |  | 0.26119
0.24271 |  | 0.26118
0.24271 |  | 0.2611
0.24268 |  | 0.2611
0.24268 |  | 0.26105
0.24268 |  | 0.26102
0.24268 |  | 0.26102
0.24264 |  | 0.26102
0.24256 |  | 0.26102
0.24253 |  | 0.26097
0.24253 |  | 0.26093
0.24253 |  | 0.26089
0.24253 |  | 0.26088
0.24253 |  | 0.26088
0.24249 |  | 0.26088
0.24249 |  | 0.26088
0.24242 |  | 0.26088
0.24238 |  | 0.26088
0.24238 |  | 0.26084
0.24238 |  | 0.26084
0.24235 |  | 0.26071
0.24235 |  | 0.26067
0.24232 |  | 0.26067
0.24228 |  | 0.26067
0.24228 |  | 0.26063
0.24224 |  | 0.26062
0.24221 |  | 0.26062
0.24214 |  | 0.26062
0.24214 |  | 0.26062
0.24214 |  | 0.26058
0.24214 |  | 0.26056
0.24214 |  | 0.26053
0.24214 |  | 0.26052
0.2421 |  | 0.26045
0.2421 |  | 0.26045
0.24203 |  | 0.26045
0.24203 |  | 0.26041
0.24203 |  | 0.26041
0.24199 |  | 0.26036
0.24199 |  | 0.26036
0.24192 |  | 0.26032
0.24192 |  | 0.26028
0.24188 |  | 0.26028
0.24188 |  | 0.26026
0.24185 |  | 0.26024
0.24185 |  | 0.26016
0.24181 |  | 0.26016
0.24173 |  | 0.26016
0.24173 |  | 0.26016
0.2417 |  | 0.26016
0.24166 |  | 0.26012
0.24166 |  | 0.26007
0.24166 |  | 0.26007
0.24162 |  | 0.26007
0.24162 |  | 0.26007
0.24162 |  | 0.26007
0.24159 |  | 0.26002
0.24151 |  | 0.26001
0.24151 |  | 0.25999
0.24151 |  | 0.25999
0.24144 |  | 0.25999
0.24144 |  | 0.25994
0.24141 |  | 0.25994
0.24141 |  | 0.25985
0.24137 |  | 0.25985
0.24133 |  | 0.25985
0.24133 |  | 0.25985
0.24133 |  | 0.25985
0.24133 |  | 0.25982
0.24122 |  | 0.25977
0.24119 |  | 0.25977
0.24119 |  | 0.25973
0.24115 |  | 0.25969
0.24115 |  | 0.25965
0.24108 |  | 0.25965
0.24108 |  | 0.2596
0.24108 |  | 0.25956
0.24104 |  | 0.25956
0.24101 |  | 0.25956
0.24097 |  | 0.25956
0.24097 |  | 0.25952
0.24097 |  | 0.25952
0.2409 |  | 0.25943
0.2409 |  | 0.2594
0.2409 |  | 0.2594
0.2409 |  | 0.2594
0.2409 |  | 0.2594
0.24082 |  | 0.2594
0.24082 |  | 0.2594
0.24079 |  | 0.25936
0.24079 |  | 0.25931
0.24079 |  | 0.25927
0.24079 |  | 0.25927
0.24071 |  | 0.25923
0.24068 |  | 0.25923
0.24068 |  | 0.25923
0.24064 |  | 0.25923
0.24061 |  | 0.25918
0.24061 |  | 0.25914
0.24057 |  | 0.25906
0.24057 |  | 0.25906
0.24054 |  | 0.25906
0.24054 |  | 0.25906
0.24047 |  | 0.25906
0.24047 |  | 0.25906
0.24047 |  | 0.25901
0.24043 |  | 0.25893
0.24043 |  | 0.25893
0.24039 |  | 0.25889
0.24039 |  | 0.25889
0.24039 |  | 0.25889
0.24036 |  | 0.25889
0.24036 |  | 0.25889
0.24033 |  | 0.25889
0.24029 |  | 0.25885
0.24029 |  | 0.25885
0.24026 |  | 0.25881
0.24026 |  | 0.25876
0.24026 |  | 0.25872
0.24021 |  | 0.25872
0.24021 |  | 0.25868
0.24021 |  | 0.25868
0.24018 |  | 0.25864
0.24018 |  | 0.25864
0.24018 |  | 0.25864
0.2401 |  | 0.25859
0.2401 |  | 0.25855
0.2401 |  | 0.25855
0.24003 |  | 0.25851
0.24003 |  | 0.25851
0.24 |  | 0.25851
0.24 |  | 0.25847
0.23996 |  | 0.25842
0.23996 |  | 0.25842
0.23996 |  | 0.25838
0.23993 |  | 0.25838
0.23986 |  | 0.25838
0.23986 |  | 0.25838
0.23982 |  | 0.25838
0.23982 |  | 0.2583
0.23982 |  | 0.2583
0.23978 |  | 0.25825
0.23978 |  | 0.25825
0.23971 |  | 0.25825
0.23968 |  | 0.25821
0.23964 |  | 0.25821
0.23964 |  | 0.25821
0.2396 |  | 0.25816
0.2396 |  | 0.25816
0.2396 |  | 0.25813
0.2396 |  | 0.25808
0.23956 |  | 0.25808
0.23956 |  | 0.25808
0.23949 |  | 0.25808
0.23946 |  | 0.25808
0.23946 |  | 0.25805
0.23946 |  | 0.25805
0.23946 |  | 0.25795
0.23935 |  | 0.25791
0.23935 |  | 0.25791
0.23935 |  | 0.25791
0.23935 |  | 0.25791
0.23935 |  | 0.25788
0.23935 |  | 0.25788
0.23931 |  | 0.25783
0.23931 |  | 0.25778
0.23931 |  | 0.25778
0.23923 |  | 0.25778
0.2392 |  | 0.25778
0.23917 |  | 0.25774
0.23917 |  | 0.2577
0.23917 |  | 0.25766
0.23917 |  | 0.25761
0.23917 |  | 0.25761
0.23917 |  | 0.25761
0.2391 |  | 0.25757
0.2391 |  | 0.25757
0.2391 |  | 0.25752
0.23903 |  | 0.25752
0.23903 |  | 0.25752
0.23903 |  | 0.25752
0.23899 |  | 0.25752
0.23899 |  | 0.25744
0.23895 |  | 0.2574
0.23895 |  | 0.2574
0.23892 |  | 0.25735
0.23888 |  | 0.25731
0.23888 |  | 0.25731
0.23884 |  | 0.25731
0.23884 |  | 0.25731
0.23884 |  | 0.25727
0.23881 |  | 0.25727
0.23874 |  | 0.25727
0.2387 |  | 0.25723
0.2387 |  | 0.25718
0.23866 |  | 0.25715
0.23866 |  | 0.2571
0.23863 |  | 0.2571
0.23859 |  | 0.2571
0.23859 |  | 0.25706
0.23859 |  | 0.25706
0.23852 |  | 0.25702
0.23852 |  | 0.25702
0.23852 |  | 0.25702
0.23852 |  | 0.25702
0.23852 |  | 0.25698
0.23848 |  | 0.25693
0.23848 |  | 0.25689
0.23845 |  | 0.25689
0.23837 |  | 0.25689
0.23834 |  | 0.25689
0.23834 |  | 0.25689
0.23834 |  | 0.25685
0.23834 |  | 0.25685
0.23834 |  | 0.2568
0.23834 |  | 0.25676
0.2383 |  | 0.25672
0.2383 |  | 0.25672
0.2383 |  | 0.25668
0.23823 |  | 0.25668
0.23823 |  | 0.25659
0.23819 |  | 0.25659
0.23816 |  | 0.25659
0.23816 |  | 0.25659
0.23816 |  | 0.25655
0.23812 |  | 0.25655
0.23812 |  | 0.25655
0.23809 |  | 0.25655
0.23806 |  | 0.25655
0.23802 |  | 0.25647
0.23802 |  | 0.25638
0.23798 |  | 0.25638
0.23798 |  | 0.25638
0.23798 |  | 0.25638
0.23788 |  | 0.25638
0.23784 |  | 0.25633
0.23784 |  | 0.2563
0.2378 |  | 0.2563
0.2378 |  | 0.25625
0.2378 |  | 0.25622
0.23773 |  | 0.25622
0.23773 |  | 0.25617
0.23773 |  | 0.25617
0.23773 |  | 0.25613
0.2377 |  | 0.25609
0.2377 |  | 0.25609
0.23762 |  | 0.25605
0.23758 |  | 0.25605
0.23758 |  | 0.25605
0.23758 |  | 0.25597
0.23758 |  | 0.25597
0.23758 |  | 0.25597
0.23754 |  | 0.25597
0.23754 |  | 0.25592
0.23748 |  | 0.25588
0.23748 |  | 0.25584
0.23736 |  | 0.25584
0.23736 |  | 0.2558
0.23736 |  | 0.2558
0.23736 |  | 0.2558
0.23736 |  | 0.25571
0.23733 |  | 0.25567
0.23733 |  | 0.25563
0.23729 |  | 0.25563
0.23725 |  | 0.25559
0.23725 |  | 0.25559
0.23725 |  | 0.25559
0.23725 |  | 0.25554
0.23719 |  | 0.25554
0.23715 |  | 0.25547
0.23711 |  | 0.25547
0.23711 |  | 0.25542
0.23711 |  | 0.25537
0.23711 |  | 0.25537
0.23711 |  | 0.25537
0.23711 |  | 0.25525
0.237 |  | 0.25525
0.237 |  | 0.25525
0.237 |  | 0.25525
0.237 |  | 0.25525
0.237 |  | 0.25525
0.23697 |  | 0.25521
0.23697 |  | 0.25512
0.23693 |  | 0.25512
0.23689 |  | 0.25512
0.23689 |  | 0.25512
0.23685 |  | 0.25508
0.23682 |  | 0.25508
0.23679 |  | 0.25508
0.23679 |  | 0.25508
0.23675 |  | 0.25503
0.23675 |  | 0.25495
0.23675 |  | 0.25491
0.23675 |  | 0.25491
0.23667 |  | 0.25491
0.23664 |  | 0.25491
0.2366 |  | 0.25486
0.2366 |  | 0.25482
0.2366 |  | 0.25478
0.23657 |  | 0.25478
0.23657 |  | 0.25478
0.23657 |  | 0.25474
0.23654 |  | 0.25469
0.2365 |  | 0.25469
0.23646 |  | 0.25469
0.23646 |  | 0.25465
0.23642 |  | 0.25461
0.23639 |  | 0.25461
0.23635 |  | 0.25456
0.23632 |  | 0.25452
0.23632 |  | 0.25452
0.23632 |  | 0.25448
0.23632 |  | 0.25443
0.23632 |  | 0.25443
0.23632 |  | 0.25443
0.23624 |  | 0.25443
0.23621 |  | 0.25435
0.23617 |  | 0.25431
0.23617 |  | 0.25431
0.23617 |  | 0.25431
0.2361 |  | 0.25431
0.2361 |  | 0.25426
0.2361 |  | 0.25423
0.23603 |  | 0.25418
0.23603 |  | 0.25418
0.23603 |  | 0.25414
0.23603 |  | 0.25414
0.23591 |  | 0.25414
0.23588 |  | 0.2541
0.23584 |  | 0.25405
0.23584 |  | 0.25405
0.23584 |  | 0.25397
0.23581 |  | 0.25393
0.23577 |  | 0.25393
0.23577 |  | 0.25393
0.23577 |  | 0.25393
0.23574 |  | 0.25389
0.23574 |  | 0.25389
0.23566 |  | 0.25385
0.23566 |  | 0.25385
0.23563 |  | 0.25385
0.23563 |  | 0.25381
0.23558 |  | 0.25376
0.23555 |  | 0.25376
0.23555 |  | 0.25372
0.23552 |  | 0.25368
0.23552 |  | 0.25368
0.23548 |  | 0.25363
0.23548 |  | 0.25363
0.23545 |  | 0.2536
0.23545 |  | 0.25356
0.2354 |  | 0.25356
0.23534 |  | 0.25346
0.23534 |  | 0.25346
0.23534 |  | 0.25346
0.2353 |  | 0.25346
0.23527 |  | 0.25346
0.23522 |  | 0.25342
0.23522 |  | 0.25342
0.23522 |  | 0.25338
0.23518 |  | 0.25338
0.23518 |  | 0.25334
0.23515 |  | 0.25326
0.23515 |  | 0.25326
0.23512 |  | 0.25326
0.23512 |  | 0.25321
0.23508 |  | 0.25321
0.23508 |  | 0.25312
0.23501 |  | 0.25312
0.23497 |  | 0.253
0.23497 |  | 0.253
0.23497 |  | 0.253
0.23494 |  | 0.253
0.2349 |  | 0.253
0.2349 |  | 0.25296
0.2349 |  | 0.25296
0.23483 |  | 0.25292
0.23479 |  | 0.25292
0.23479 |  | 0.25292
0.23479 |  | 0.25287
0.23479 |  | 0.25287
0.23472 |  | 0.25287
0.23468 |  | 0.25283
0.23468 |  | 0.25279
0.23468 |  | 0.25279
0.23465 |  | 0.25279
0.23465 |  | 0.25275
0.23461 |  | 0.2527
0.23461 |  | 0.2527
0.23461 |  | 0.2527
0.23461 |  | 0.25267
0.23458 |  | 0.25258
0.23458 |  | 0.25258
0.23454 |  | 0.25258
0.23451 |  | 0.25258
0.23447 |  | 0.2525
0.23443 |  | 0.2525
0.23443 |  | 0.2525
0.23443 |  | 0.2525
0.2344 |  | 0.25245
0.23436 |  | 0.25245
0.23436 |  | 0.2524
0.2343 |  | 0.25233
0.2343 |  | 0.25233
0.2343 |  | 0.25233
0.2343 |  | 0.25233
0.2343 |  | 0.25228
0.2343 |  | 0.25228
0.2343 |  | 0.2522
0.23426 |  | 0.25216
0.23422 |  | 0.25216
0.23419 |  | 0.25216
0.23419 |  | 0.25216
0.23412 |  | 0.25211
0.23412 |  | 0.25207
0.23412 |  | 0.25207
0.23408 |  | 0.25203
0.23408 |  | 0.25199
0.23408 |  | 0.25199
0.23408 |  | 0.25195
0.23397 |  | 0.25195
0.23394 |  | 0.25191
0.23394 |  | 0.25191
0.2339 |  | 0.25191
0.23387 |  | 0.25186
0.23387 |  | 0.25182
0.23384 |  | 0.25178
0.2338 |  | 0.25178
0.23376 |  | 0.25174
0.23373 |  | 0.25174
0.23373 |  | 0.25165
0.23373 |  | 0.25165
0.23373 |  | 0.25165
0.23369 |  | 0.25161
0.23365 |  | 0.25161
0.23358 |  | 0.25161
0.23358 |  | 0.25157
0.23355 |  | 0.25157
0.23355 |  | 0.25148
0.23351 |  | 0.25144
0.23351 |  | 0.25144
0.23351 |  | 0.25144
0.23347 |  | 0.2514
0.23343 |  | 0.2514
0.23343 |  | 0.2514
0.23343 |  | 0.25136
0.23333 |  | 0.25132
0.23329 |  | 0.25127
0.23329 |  | 0.25127
0.23326 |  | 0.25119
0.23326 |  | 0.25119
0.23326 |  | 0.25119
0.23318 |  | 0.25119
0.23318 |  | 0.25111
0.23315 |  | 0.25111
0.23315 |  | 0.25106
0.23315 |  | 0.25106
0.23315 |  | 0.25106
0.23308 |  | 0.25106
0.233 |  | 0.25102
0.233 |  | 0.25098
0.233 |  | 0.25089
0.233 |  | 0.25089
0.233 |  | 0.25089
0.23297 |  | 0.25089
0.23297 |  | 0.25085
0.23282 |  | 0.25085
0.23282 |  | 0.25076
0.23282 |  | 0.25073
0.23282 |  | 0.25069
0.23282 |  | 0.25069
0.23282 |  | 0.25069
0.23279 |  | 0.25065
0.23279 |  | 0.25065
0.23279 |  | 0.2506
0.23279 |  | 0.25056
0.23268 |  | 0.25052
0.23268 |  | 0.25052
0.23268 |  | 0.25052
0.23257 |  | 0.25052
0.23257 |  | 0.25048
0.23257 |  | 0.25044
0.23257 |  | 0.25035
0.23257 |  | 0.25035
0.23257 |  | 0.25035
0.2325 |  | 0.25032
0.2325 |  | 0.25032
0.23243 |  | 0.25032
0.2324 |  | 0.25027
0.2324 |  | 0.25023
0.2324 |  | 0.25019
0.2324 |  | 0.25019
0.23236 |  | 0.25019
0.23232 |  | 0.25015
0.23232 |  | 0.2501
0.23232 |  | 0.25006
0.23229 |  | 0.25006
0.23229 |  | 0.25002
0.23221 |  | 0.24998
0.23221 |  | 0.24998
0.23221 |  | 0.24993
0.23221 |  | 0.24993
0.23211 |  | 0.2499
0.23211 |  | 0.24985
0.23211 |  | 0.24985
0.23211 |  | 0.24976
0.23207 |  | 0.24976
0.23207 |  | 0.24976
0.23203 |  | 0.24976
0.23203 |  | 0.24972
0.23203 |  | 0.24972
0.23203 |  | 0.24967
0.23203 |  | 0.24963
0.23203 |  | 0.24963
0.23196 |  | 0.24963
0.23193 |  | 0.2496
0.23189 |  | 0.2496
0.23189 |  | 0.24956
0.23189 |  | 0.24951
0.23185 |  | 0.24951
0.23178 |  | 0.24951
0.23175 |  | 0.24947
0.23175 |  | 0.24947
0.23175 |  | 0.24943
0.23175 |  | 0.24943
0.23175 |  | 0.24943
0.23175 |  | 0.24943
0.23171 |  | 0.24943
0.23168 |  | 0.24938
0.23161 |  | 0.24934
0.23153 |  | 0.2493
0.23153 |  | 0.2493
0.23153 |  | 0.24926
0.23153 |  | 0.24926
0.2315 |  | 0.24926
0.2315 |  | 0.24922
0.2315 |  | 0.24914
0.2315 |  | 0.24914
0.2315 |  | 0.2491
0.2315 |  | 0.2491
0.23139 |  | 0.2491
0.23135 |  | 0.24906
0.23135 |  | 0.24902
0.23135 |  | 0.24897
0.23135 |  | 0.24893
0.23132 |  | 0.24893
0.23132 |  | 0.24893
0.23128 |  | 0.24893
0.23128 |  | 0.24889
0.23128 |  | 0.24889
0.23125 |  | 0.24884
0.23125 |  | 0.2488
0.23125 |  | 0.2488
0.23121 |  | 0.24876
0.23121 |  | 0.24871
0.23117 |  | 0.24868
0.23114 |  | 0.24868
0.2311 |  | 0.24868
0.2311 |  | 0.24863
0.23107 |  | 0.24855
0.23107 |  | 0.24855
0.23103 |  | 0.24851
0.23103 |  | 0.24847
0.23099 |  | 0.24847
0.23096 |  | 0.24847
0.23093 |  | 0.24842
0.23089 |  | 0.24838
0.23086 |  | 0.24834
0.23086 |  | 0.24834
0.23086 |  | 0.2483
0.23081 |  | 0.2483
0.23081 |  | 0.2483
0.23075 |  | 0.2483
0.23071 |  | 0.24821
0.23071 |  | 0.24821
0.23071 |  | 0.24821
0.23071 |  | 0.24821
0.23071 |  | 0.24821
0.23067 |  | 0.24812
0.23067 |  | 0.24808
0.23067 |  | 0.24808
0.23064 |  | 0.24804
0.23064 |  | 0.24804
0.2306 |  | 0.24804
0.23057 |  | 0.248
0.23057 |  | 0.248
0.23053 |  | 0.24796
0.23049 |  | 0.24787
0.23049 |  | 0.24782
0.23049 |  | 0.24782
0.23049 |  | 0.24782
0.23046 |  | 0.24778
0.23038 |  | 0.24774
0.23035 |  | 0.24774
0.23031 |  | 0.2477
0.23031 |  | 0.2477
0.23031 |  | 0.2477
0.23027 |  | 0.24761
0.23024 |  | 0.24757
0.23024 |  | 0.24757
0.23024 |  | 0.24757
0.2302 |  | 0.24757
0.2302 |  | 0.24753
0.23017 |  | 0.24749
0.23017 |  | 0.24749
0.23013 |  | 0.24744
0.23009 |  | 0.24744
0.23009 |  | 0.24744
0.23009 |  | 0.2474
0.23009 |  | 0.2474
0.23006 |  | 0.24736
0.23006 |  | 0.24727
0.23002 |  | 0.24727
0.22998 |  | 0.24719
0.22998 |  | 0.24714
0.22995 |  | 0.24711
0.22988 |  | 0.24706
0.22988 |  | 0.24706
0.22988 |  | 0.24702
0.22988 |  | 0.24702
0.22988 |  | 0.24697
0.22984 |  | 0.24697
0.22981 |  | 0.24689
0.22977 |  | 0.24689
0.22977 |  | 0.24689
0.2297 |  | 0.24689
0.2297 |  | 0.24686
0.2297 |  | 0.24681
0.22963 |  | 0.24676
0.22959 |  | 0.24676
0.22959 |  | 0.24676
0.22956 |  | 0.24676
0.22952 |  | 0.24669
0.22952 |  | 0.24669
0.22952 |  | 0.24669
0.22952 |  | 0.24669
0.22952 |  | 0.24664
0.22949 |  | 0.2466
0.22941 |  | 0.24656
0.22938 |  | 0.24652
0.22938 |  | 0.24652
0.22938 |  | 0.24647
0.22934 |  | 0.24647
0.22934 |  | 0.24643
0.22934 |  | 0.24643
0.22934 |  | 0.24635
0.22934 |  | 0.24635
0.2293 |  | 0.24635
0.22926 |  | 0.24631
0.22926 |  | 0.24627
0.22926 |  | 0.24627
0.22919 |  | 0.24623
0.22919 |  | 0.24623
0.22916 |  | 0.24618
0.22916 |  | 0.24618
0.22916 |  | 0.2461
0.22916 |  | 0.24606
0.22912 |  | 0.24606
0.22912 |  | 0.24606
0.22908 |  | 0.24606
0.22904 |  | 0.24601
0.22904 |  | 0.24601
0.22901 |  | 0.24597
0.22898 |  | 0.24593
0.22894 |  | 0.24593
0.2289 |  | 0.24584
0.2289 |  | 0.24581
0.2289 |  | 0.24581
0.2289 |  | 0.24581
0.22886 |  | 0.24572
0.22883 |  | 0.24572
0.22879 |  | 0.24568
0.22879 |  | 0.24564
0.22872 |  | 0.24564
0.22872 |  | 0.24559
0.22872 |  | 0.24556
0.22872 |  | 0.24556
0.22872 |  | 0.24551
0.22872 |  | 0.24551
0.22872 |  | 0.24547
0.22868 |  | 0.24542
0.22861 |  | 0.24539
0.22861 |  | 0.2453
0.22858 |  | 0.2453
0.22858 |  | 0.2453
0.22858 |  | 0.24525
0.22858 |  | 0.24521
0.22858 |  | 0.24521
0.22854 |  | 0.24518
0.22851 |  | 0.24513
0.22847 |  | 0.24509
0.22847 |  | 0.24509
0.22847 |  | 0.24501
0.22843 |  | 0.24501
0.22843 |  | 0.24501
0.2284 |  | 0.24501
0.2284 |  | 0.24496
0.22836 |  | 0.24488
0.22832 |  | 0.24484
0.22825 |  | 0.24484
0.22825 |  | 0.24484
0.22825 |  | 0.24484
0.22818 |  | 0.24479
0.22818 |  | 0.24471
0.22818 |  | 0.24471
0.22818 |  | 0.24467
0.22818 |  | 0.24463
0.22818 |  | 0.24463
0.22818 |  | 0.24463
0.22807 |  | 0.24459
0.22803 |  | 0.24451
0.22803 |  | 0.24451
0.22803 |  | 0.24451
0.22803 |  | 0.24451
0.228 |  | 0.24447
0.228 |  | 0.24447
0.22797 |  | 0.24438
0.22793 |  | 0.24438
0.22793 |  | 0.2443
0.22793 |  | 0.2443
0.22793 |  | 0.2443
0.22789 |  | 0.24422
0.22786 |  | 0.24422
0.22786 |  | 0.24422
0.22786 |  | 0.24418
0.22782 |  | 0.24413
0.22778 |  | 0.24413
0.22778 |  | 0.24413
0.22775 |  | 0.24413
0.22775 |  | 0.24404
0.22771 |  | 0.244
0.22771 |  | 0.244
0.22768 |  | 0.24396
0.2276 |  | 0.24396
0.22757 |  | 0.24396
0.22757 |  | 0.24388
0.22757 |  | 0.24383
0.22757 |  | 0.24383
0.22757 |  | 0.2438
0.22753 |  | 0.24376
0.22749 |  | 0.24376
0.22749 |  | 0.24376
0.22742 |  | 0.24376
0.22742 |  | 0.24376
0.22742 |  | 0.24367
0.22739 |  | 0.24363
0.22739 |  | 0.24363
0.22739 |  | 0.24363
0.22739 |  | 0.24354
0.22735 |  | 0.24354
0.22731 |  | 0.24354
0.22731 |  | 0.24354
0.22728 |  | 0.24354
0.22725 |  | 0.24341
0.22721 |  | 0.24341
0.22721 |  | 0.24338
0.22721 |  | 0.24338
0.22721 |  | 0.24338
0.22718 |  | 0.24338
0.22711 |  | 0.24334
0.22707 |  | 0.2433
0.22703 |  | 0.2433
0.227 |  | 0.24325
0.22696 |  | 0.24316
0.22696 |  | 0.24313
0.22696 |  | 0.24313
0.22692 |  | 0.24313
0.22692 |  | 0.24309
0.22692 |  | 0.24304
0.22689 |  | 0.24304
0.22689 |  | 0.24304
0.22682 |  | 0.24304
0.22682 |  | 0.24304
0.22682 |  | 0.24304
0.22682 |  | 0.24301
0.22674 |  | 0.24296
0.22674 |  | 0.24288
0.22674 |  | 0.24279
0.22671 |  | 0.24279
0.22671 |  | 0.24276
0.22671 |  | 0.24276
0.22671 |  | 0.24267
0.22667 |  | 0.24262
0.22664 |  | 0.24262
0.22664 |  | 0.24262
0.2266 |  | 0.24258
0.2266 |  | 0.24258
0.22657 |  | 0.2425
0.22657 |  | 0.2425
0.22653 |  | 0.2425
0.22653 |  | 0.24245
0.22653 |  | 0.24245
0.22649 |  | 0.24242
0.22646 |  | 0.24242
0.22642 |  | 0.24242
0.22642 |  | 0.24242
0.22642 |  | 0.24233
0.22639 |  | 0.24228
0.22639 |  | 0.24225
0.22639 |  | 0.24225
0.22634 |  | 0.24225
0.22628 |  | 0.2422
0.22624 |  | 0.2422
0.2262 |  | 0.2422
0.2262 |  | 0.2422
0.2262 |  | 0.24216
0.2262 |  | 0.24212
0.22617 |  | 0.24208
0.22617 |  | 0.24208
0.22617 |  | 0.24208
0.22617 |  | 0.24203
0.22613 |  | 0.242
0.2261 |  | 0.242
0.2261 |  | 0.242
0.22606 |  | 0.24196
0.22606 |  | 0.24196
0.22606 |  | 0.24192
0.22602 |  | 0.24187
0.22599 |  | 0.24184
0.22599 |  | 0.24184
0.22599 |  | 0.2418
0.22599 |  | 0.24171
0.22595 |  | 0.24166
0.22595 |  | 0.24166
0.22595 |  | 0.24166
0.22592 |  | 0.24159
0.22588 |  | 0.24159
0.22588 |  | 0.24154
0.22585 |  | 0.24154
0.22581 |  | 0.24154
0.22577 |  | 0.2415
0.22577 |  | 0.2415
0.22577 |  | 0.2415
0.22577 |  | 0.2415
0.22577 |  | 0.2415
0.22574 |  | 0.24143
0.22574 |  | 0.24138
0.22574 |  | 0.24133
0.2257 |  | 0.24129
0.22567 |  | 0.24129
0.22567 |  | 0.24129
0.22567 |  | 0.24129
0.22563 |  | 0.24129
0.22556 |  | 0.24125
0.22556 |  | 0.24125
0.22556 |  | 0.24116
0.22553 |  | 0.24116
0.22553 |  | 0.24112
0.22549 |  | 0.24112
0.22549 |  | 0.24099
0.22549 |  | 0.24099
0.22549 |  | 0.24099
0.22549 |  | 0.24096
0.22546 |  | 0.24096
0.22541 |  | 0.24087
0.22541 |  | 0.24083
0.22541 |  | 0.24079
0.22541 |  | 0.24074
0.22538 |  | 0.24074
0.22534 |  | 0.2407
0.22534 |  | 0.24066
0.22531 |  | 0.24066
0.22531 |  | 0.24062
0.22531 |  | 0.24062
0.22528 |  | 0.24062
0.22524 |  | 0.24054
0.22524 |  | 0.2405
0.2252 |  | 0.2405
0.22513 |  | 0.2405
0.22513 |  | 0.24045
0.22513 |  | 0.24037
0.2251 |  | 0.24037
0.2251 |  | 0.24029
0.22506 |  | 0.24029
0.22506 |  | 0.24025
0.22506 |  | 0.24025
0.22506 |  | 0.24025
0.22502 |  | 0.24021
0.22495 |  | 0.24021
0.22495 |  | 0.24021
0.22492 |  | 0.24021
0.22492 |  | 0.24017
0.22492 |  | 0.24013
0.22488 |  | 0.24008
0.22488 |  | 0.24008
0.22484 |  | 0.24008
0.22484 |  | 0.24005
0.2248 |  | 0.23996
0.22477 |  | 0.23996
0.22477 |  | 0.23996
0.22474 |  | 0.23996
0.22474 |  | 0.23984
0.2247 |  | 0.23984
0.2247 |  | 0.23984
0.22462 |  | 0.23979
0.22462 |  | 0.23976
0.22462 |  | 0.23976
0.22458 |  | 0.23976
0.22455 |  | 0.23971
0.22455 |  | 0.23971
0.22455 |  | 0.23971
0.22455 |  | 0.23967
0.22455 |  | 0.23963
0.22455 |  | 0.23958
0.22448 |  | 0.23954
0.22448 |  | 0.23954
0.22444 |  | 0.23954
0.22444 |  | 0.23951
0.22441 |  | 0.23951
0.22437 |  | 0.23947
0.22433 |  | 0.23947
0.22433 |  | 0.23942
0.22433 |  | 0.23939
0.22426 |  | 0.23939
0.22426 |  | 0.23935
0.22422 |  | 0.2393
0.22418 |  | 0.23926
0.22418 |  | 0.23922
0.22418 |  | 0.23922
0.22412 |  | 0.23918
0.22412 |  | 0.23909
0.22408 |  | 0.23905
0.22408 |  | 0.23901
0.22408 |  | 0.23901
0.22408 |  | 0.23901
0.22408 |  | 0.23901
0.22404 |  | 0.23901
0.22401 |  | 0.23901
0.22397 |  | 0.23889
0.22397 |  | 0.23889
0.22397 |  | 0.23889
0.22394 |  | 0.23889
0.22394 |  | 0.23889
0.22386 |  | 0.23881
0.22386 |  | 0.23881
0.22386 |  | 0.23876
0.22383 |  | 0.23872
0.22383 |  | 0.23872
0.22383 |  | 0.23867
0.22379 |  | 0.23867
0.22379 |  | 0.23863
0.22376 |  | 0.23863
0.22376 |  | 0.23863
0.22362 |  | 0.23855
0.22362 |  | 0.23847
0.22362 |  | 0.23847
0.22358 |  | 0.23847
0.22358 |  | 0.23843
0.22358 |  | 0.23843
0.22355 |  | 0.23843
0.22355 |  | 0.23834
0.22351 |  | 0.2383
0.22351 |  | 0.2383
0.22344 |  | 0.2383
0.22344 |  | 0.23826
0.22344 |  | 0.23817
0.22344 |  | 0.23817
0.22344 |  | 0.23813
0.22344 |  | 0.23813
0.2234 |  | 0.23808
0.22333 |  | 0.23808
0.2233 |  | 0.23808
0.2233 |  | 0.23804
0.2233 |  | 0.23796
0.2233 |  | 0.23796
0.22326 |  | 0.23791
0.22326 |  | 0.23791
0.22326 |  | 0.23791
0.22319 |  | 0.23791
0.22319 |  | 0.23787
0.22319 |  | 0.23787
0.22316 |  | 0.23782
0.22312 |  | 0.23779
0.22312 |  | 0.23771
0.22312 |  | 0.23771
0.22305 |  | 0.23766
0.22301 |  | 0.23762
0.22301 |  | 0.23758
0.22301 |  | 0.23758
0.22301 |  | 0.23754
0.22301 |  | 0.23754
0.22298 |  | 0.23746
0.2229 |  | 0.23746
0.2229 |  | 0.23746
0.22287 |  | 0.23738
0.22283 |  | 0.23738
0.22283 |  | 0.23738
0.22283 |  | 0.23738
0.22279 |  | 0.23729
0.22279 |  | 0.23717
0.22279 |  | 0.23717
0.22276 |  | 0.23717
0.22276 |  | 0.23717
0.22272 |  | 0.23717
0.22269 |  | 0.23717
0.22269 |  | 0.23712
0.22265 |  | 0.23708
0.22265 |  | 0.23704
0.22261 |  | 0.237
0.22258 |  | 0.237
0.22258 |  | 0.237
0.22258 |  | 0.23691
0.22254 |  | 0.23691
0.22251 |  | 0.23691
0.22251 |  | 0.23687
0.22251 |  | 0.23687
0.22248 |  | 0.23683
0.22248 |  | 0.23678
0.22248 |  | 0.23678
0.22244 |  | 0.23678
0.22241 |  | 0.23674
0.22236 |  | 0.23674
0.22233 |  | 0.2367
0.2223 |  | 0.2367
0.2223 |  | 0.23667
0.2223 |  | 0.23667
0.2223 |  | 0.23667
0.2223 |  | 0.23658
0.2223 |  | 0.23654
0.22223 |  | 0.23654
0.2222 |  | 0.2365
0.2222 |  | 0.2365
0.2222 |  | 0.23646
0.22215 |  | 0.23646
0.22215 |  | 0.23642
0.22215 |  | 0.23642
0.22212 |  | 0.23633
0.22212 |  | 0.23629
0.22208 |  | 0.23629
0.22205 |  | 0.23625
0.22205 |  | 0.23621
0.22205 |  | 0.23617
0.22205 |  | 0.23617
0.22205 |  | 0.23617
0.22194 |  | 0.23613
0.22194 |  | 0.23609
0.22194 |  | 0.23609
0.22194 |  | 0.23604
0.22194 |  | 0.23597
0.22187 |  | 0.23593
0.22187 |  | 0.23588
0.22184 |  | 0.23588
0.22184 |  | 0.23583
0.2218 |  | 0.23583
0.22176 |  | 0.2358
0.22173 |  | 0.23576
0.22173 |  | 0.23568
0.22173 |  | 0.23563
0.22173 |  | 0.23563
0.2217 |  | 0.2356
0.22166 |  | 0.23556
0.22162 |  | 0.23556
0.22162 |  | 0.23551
0.22158 |  | 0.23547
0.22158 |  | 0.23543
0.22155 |  | 0.23543
0.22155 |  | 0.23539
0.22151 |  | 0.23539
0.22148 |  | 0.23535
0.22148 |  | 0.2353
0.22144 |  | 0.2353
0.2214 |  | 0.23526
0.22137 |  | 0.23522
0.22137 |  | 0.23517
0.22137 |  | 0.23514
0.22133 |  | 0.2351
0.22133 |  | 0.2351
0.2213 |  | 0.2351
0.2213 |  | 0.2351
0.2213 |  | 0.2351
0.2213 |  | 0.23502
0.22126 |  | 0.23502
0.22123 |  | 0.23502
0.22123 |  | 0.23497
0.22123 |  | 0.23494
0.22119 |  | 0.2348
0.22115 |  | 0.23477
0.22115 |  | 0.23477
0.22115 |  | 0.23477
0.22115 |  | 0.23472
0.22108 |  | 0.23472
0.22105 |  | 0.23472
0.22101 |  | 0.23468
0.22101 |  | 0.23464
0.22101 |  | 0.23464
0.22097 |  | 0.2346
0.22097 |  | 0.2346
0.22097 |  | 0.23456
0.22097 |  | 0.23447
0.22097 |  | 0.23447
0.22091 |  | 0.23447
0.22091 |  | 0.23447
0.22091 |  | 0.23443
0.2208 |  | 0.23439
0.22076 |  | 0.2343
0.22076 |  | 0.2343
0.22076 |  | 0.2343
0.22076 |  | 0.23422
0.22073 |  | 0.23422
0.22073 |  | 0.23422
0.22069 |  | 0.23422
0.22062 |  | 0.23417
0.22062 |  | 0.23413
0.22059 |  | 0.23405
0.22059 |  | 0.23405
0.22055 |  | 0.23405
0.22051 |  | 0.23405
0.22051 |  | 0.23401
0.22051 |  | 0.23401
0.22051 |  | 0.23401
0.22047 |  | 0.23398
0.22047 |  | 0.23389
0.22047 |  | 0.23389
0.22041 |  | 0.23384
0.22037 |  | 0.23381
0.22033 |  | 0.23381
0.2203 |  | 0.23381
0.2203 |  | 0.23376
0.2203 |  | 0.23376
0.2203 |  | 0.23368
0.2203 |  | 0.23368
0.2203 |  | 0.23364
0.22026 |  | 0.23364
0.22026 |  | 0.23364
0.22022 |  | 0.23356
0.22015 |  | 0.23351
0.22012 |  | 0.23351
0.22012 |  | 0.23351
0.22012 |  | 0.23347
0.22012 |  | 0.23347
0.22012 |  | 0.23343
0.22008 |  | 0.23338
0.22004 |  | 0.23338
0.22 |  | 0.23335
0.22 |  | 0.23335
0.21997 |  | 0.2333
0.21997 |  | 0.23326
0.21994 |  | 0.23318
0.21994 |  | 0.23318
0.2199 |  | 0.23313
0.21986 |  | 0.23305
0.21983 |  | 0.23305
0.21983 |  | 0.23297
0.21983 |  | 0.23293
0.21976 |  | 0.23293
0.21972 |  | 0.23293
0.21972 |  | 0.23284
0.21972 |  | 0.23284
0.21965 |  | 0.23276
0.21961 |  | 0.23276
0.21961 |  | 0.23268
0.21961 |  | 0.23259
0.21961 |  | 0.23259
0.21961 |  | 0.23259
0.21958 |  | 0.23259
0.21958 |  | 0.23251
0.21952 |  | 0.23251
0.21952 |  | 0.23251
0.21952 |  | 0.23247
0.21952 |  | 0.23242
0.21948 |  | 0.23238
0.21945 |  | 0.23238
0.21941 |  | 0.23234
0.21938 |  | 0.2323
0.21938 |  | 0.2323
0.21934 |  | 0.23226
0.21934 |  | 0.23222
0.21927 |  | 0.23218
0.21927 |  | 0.23214
0.21927 |  | 0.23214
0.21927 |  | 0.2321
0.21923 |  | 0.2321
0.21923 |  | 0.23205
0.21923 |  | 0.23205
0.2192 |  | 0.23202
0.21916 |  | 0.23202
0.21916 |  | 0.23193
0.21912 |  | 0.23193
0.21912 |  | 0.23193
0.21909 |  | 0.23189
0.21909 |  | 0.23185
0.21909 |  | 0.23177
0.21902 |  | 0.23172
0.21902 |  | 0.23172
0.21902 |  | 0.23172
0.21898 |  | 0.23169
0.21898 |  | 0.23159
0.21894 |  | 0.23159
0.21894 |  | 0.23155
0.21894 |  | 0.23155
0.21894 |  | 0.23152
0.21891 |  | 0.23152
0.21884 |  | 0.23152
0.21884 |  | 0.23147
0.21884 |  | 0.23147
0.2188 |  | 0.23143
0.2188 |  | 0.23139
0.21876 |  | 0.23135
0.21873 |  | 0.23135
0.21873 |  | 0.23135
0.21873 |  | 0.23135
0.2187 |  | 0.23131
0.2187 |  | 0.23126
0.21866 |  | 0.23122
0.21866 |  | 0.23122
0.21863 |  | 0.23122
0.21863 |  | 0.23122
0.21859 |  | 0.23117
0.21859 |  | 0.23114
0.21856 |  | 0.23114
0.21852 |  | 0.23109
0.21848 |  | 0.23101
0.21848 |  | 0.23098
0.21848 |  | 0.23098
0.21848 |  | 0.23089
0.21845 |  | 0.23089
0.21841 |  | 0.23085
0.21841 |  | 0.23081
0.2183 |  | 0.23076
0.2183 |  | 0.23076
0.2183 |  | 0.23068
0.21827 |  | 0.23064
0.21827 |  | 0.23064
0.21827 |  | 0.23059
0.21827 |  | 0.23056
0.21827 |  | 0.23056
0.2182 |  | 0.23051
0.2182 |  | 0.23043
0.21816 |  | 0.23043
0.21812 |  | 0.23039
0.21806 |  | 0.23039
0.21806 |  | 0.23035
0.21806 |  | 0.23035
0.21806 |  | 0.23027
0.21798 |  | 0.23027
0.21798 |  | 0.23027
0.21795 |  | 0.23023
0.21795 |  | 0.23015
0.21795 |  | 0.23006
0.21791 |  | 0.22998
0.21791 |  | 0.22998
0.21787 |  | 0.22994
0.21787 |  | 0.2299
0.21784 |  | 0.2299
0.2178 |  | 0.22977
0.2178 |  | 0.22977
0.2178 |  | 0.22974
0.21777 |  | 0.22969
0.21773 |  | 0.22964
0.21773 |  | 0.22964
0.21773 |  | 0.22961
0.21773 |  | 0.22956
0.21766 |  | 0.22956
0.21763 |  | 0.2294
0.21756 |  | 0.22937
0.21756 |  | 0.22937
0.21752 |  | 0.22932
0.21752 |  | 0.22932
0.21749 |  | 0.22932
0.21749 |  | 0.22924
0.21745 |  | 0.22924
0.21742 |  | 0.2292
0.21738 |  | 0.22916
0.21738 |  | 0.22912
0.21734 |  | 0.22912
0.21734 |  | 0.22904
0.21734 |  | 0.22904
0.21731 |  | 0.22899
0.21731 |  | 0.22899
0.21731 |  | 0.22895
0.21728 |  | 0.22891
0.21724 |  | 0.22882
0.21724 |  | 0.22882
0.21716 |  | 0.22882
0.21713 |  | 0.22879
0.2171 |  | 0.22879
0.2171 |  | 0.22874
0.2171 |  | 0.22869
0.21706 |  | 0.22866
0.21703 |  | 0.22862
0.21699 |  | 0.22862
0.21696 |  | 0.22849
0.21696 |  | 0.22849
0.21696 |  | 0.22849
0.21693 |  | 0.22849
0.21688 |  | 0.22841
0.21688 |  | 0.22841
0.21688 |  | 0.22832
0.21685 |  | 0.22832
0.21685 |  | 0.22832
0.21675 |  | 0.22823
0.21675 |  | 0.22823
0.21675 |  | 0.22819
0.21671 |  | 0.22819
0.21667 |  | 0.22819
0.21667 |  | 0.22815
0.21667 |  | 0.2281
0.21664 |  | 0.22806
0.21664 |  | 0.22806
0.21664 |  | 0.22802
0.21664 |  | 0.22798
0.21657 |  | 0.22794
0.21646 |  | 0.22794
0.21646 |  | 0.2279
0.21643 |  | 0.22781
0.21639 |  | 0.22781
0.21639 |  | 0.22781
0.21636 |  | 0.22778
0.21636 |  | 0.22778
0.21633 |  | 0.22773
0.21629 |  | 0.2277
0.21629 |  | 0.22765
0.21629 |  | 0.22761
0.21629 |  | 0.22756
0.21618 |  | 0.22756
0.21618 |  | 0.22753
0.21615 |  | 0.22748
0.21615 |  | 0.22748
0.21615 |  | 0.22748
0.21611 |  | 0.22739
0.21607 |  | 0.22735
0.21607 |  | 0.22731
0.21604 |  | 0.22731
0.21604 |  | 0.22731
0.21604 |  | 0.22727
0.21597 |  | 0.22727
0.21593 |  | 0.22722
0.21593 |  | 0.22719
0.21593 |  | 0.22719
0.2159 |  | 0.22719
0.21587 |  | 0.22714
0.21583 |  | 0.2271
0.21583 |  | 0.22706
0.21579 |  | 0.22702
0.21579 |  | 0.22694
0.21579 |  | 0.22694
0.21579 |  | 0.2269
0.21576 |  | 0.22685
0.21572 |  | 0.22681
0.21568 |  | 0.22681
0.21568 |  | 0.22677
0.21558 |  | 0.22673
0.21558 |  | 0.22668
0.21558 |  | 0.22661
0.21558 |  | 0.22661
0.21558 |  | 0.22661
0.21558 |  | 0.22656
0.21558 |  | 0.22653
0.21558 |  | 0.22648
0.21551 |  | 0.22644
0.21551 |  | 0.22636
0.21551 |  | 0.22636
0.21544 |  | 0.22623
0.21541 |  | 0.22623
0.21537 |  | 0.22623
0.21533 |  | 0.22623
0.2153 |  | 0.22615
0.21527 |  | 0.22615
0.21527 |  | 0.22606
0.21523 |  | 0.22606
0.21519 |  | 0.22606
0.21519 |  | 0.22602
0.21516 |  | 0.22594
0.21509 |  | 0.22594
0.21509 |  | 0.22594
0.21509 |  | 0.22594
0.21505 |  | 0.22594
0.21501 |  | 0.2259
0.21494 |  | 0.22582
0.2149 |  | 0.22582
0.2149 |  | 0.22578
0.21487 |  | 0.22578
0.2148 |  | 0.22569
0.21477 |  | 0.22569
0.21473 |  | 0.22569
0.21473 |  | 0.22569
0.21473 |  | 0.22556
0.21473 |  | 0.22556
0.2147 |  | 0.22556
0.2147 |  | 0.22552
0.2147 |  | 0.22552
0.21466 |  | 0.22552
0.21466 |  | 0.22543
0.21466 |  | 0.2254
0.21459 |  | 0.2254
0.21459 |  | 0.22536
0.21459 |  | 0.22527
0.21448 |  | 0.22527
0.21448 |  | 0.22523
0.21444 |  | 0.22519
0.21444 |  | 0.22515
0.21444 |  | 0.22515
0.21441 |  | 0.22507
0.21438 |  | 0.22507
0.21434 |  | 0.22502
0.2143 |  | 0.22502
0.2143 |  | 0.22502
0.2143 |  | 0.22493
0.2143 |  | 0.2249
0.21427 |  | 0.22481
0.21423 |  | 0.22481
0.2142 |  | 0.22477
0.21416 |  | 0.22477
0.21416 |  | 0.22477
0.2141 |  | 0.22469
0.21406 |  | 0.22456
0.21406 |  | 0.22456
0.21403 |  | 0.22456
0.21399 |  | 0.22453
0.21399 |  | 0.22449
0.21395 |  | 0.22444
0.21395 |  | 0.2244
0.21395 |  | 0.22432
0.21392 |  | 0.22432
0.21388 |  | 0.22432
0.21388 |  | 0.22432
0.21388 |  | 0.22428
0.21388 |  | 0.22419
0.21388 |  | 0.22419
0.21378 |  | 0.22415
0.21374 |  | 0.22415
0.21371 |  | 0.22407
0.21367 |  | 0.22407
0.21367 |  | 0.22407
0.21367 |  | 0.22399
0.21364 |  | 0.22399
0.21364 |  | 0.22399
0.21361 |  | 0.2239
0.21361 |  | 0.22385
0.21346 |  | 0.22385
0.21346 |  | 0.22385
0.21346 |  | 0.22385
0.21346 |  | 0.22381
0.21346 |  | 0.22377
0.21346 |  | 0.22368
0.21343 |  | 0.2236
0.21335 |  | 0.2236
0.21335 |  | 0.22357
0.21332 |  | 0.22357
0.21332 |  | 0.22357
0.21332 |  | 0.22353
0.21329 |  | 0.22349
0.21325 |  | 0.2234
0.21322 |  | 0.2234
0.21317 |  | 0.2234
0.21314 |  | 0.2234
0.21311 |  | 0.2234
0.21307 |  | 0.22336
0.21307 |  | 0.22332
0.21301 |  | 0.22328
0.21297 |  | 0.22319
0.21293 |  | 0.22315
0.21293 |  | 0.22315
0.21293 |  | 0.22315
0.2129 |  | 0.22307
0.21279 |  | 0.22303
0.21279 |  | 0.22303
0.21276 |  | 0.22299
0.21272 |  | 0.22299
0.21272 |  | 0.2229
0.21269 |  | 0.22286
0.21269 |  | 0.22282
0.21269 |  | 0.22279
0.21262 |  | 0.22277
0.21258 |  | 0.22273
0.21256 |  | 0.22273
0.21256 |  | 0.22269
0.21252 |  | 0.22261
0.21252 |  | 0.22261
0.21252 |  | 0.22248
0.21251 |  | 0.22248
0.21251 |  | 0.22245
0.21248 |  | 0.2224
0.21248 |  | 0.2224
0.21248 |  | 0.22237
0.21248 |  | 0.22233
0.21248 |  | 0.22233
0.21248 |  | 0.22233
0.21247 |  | 0.22229
0.21243 |  | 0.22223
0.21238 |  | 0.22216
0.21238 |  | 0.22216
0.21238 |  | 0.22216
0.21237 |  | 0.22212
0.21234 |  | 0.22208
0.21234 |  | 0.22196
0.21234 |  | 0.22192
0.21233 |  | 0.22192
0.21233 |  | 0.22187
0.21233 |  | 0.22184
0.21233 |  | 0.22179
0.21229 |  | 0.22175
0.21229 |  | 0.22171
0.21229 |  | 0.22167
0.21224 |  | 0.22167
0.21223 |  | 0.22167
0.2122 |  | 0.22167
0.21219 |  | 0.22163
0.21216 |  | 0.22154
0.21216 |  | 0.2215
0.21215 |  | 0.22146
0.21215 |  | 0.22146
0.21215 |  | 0.22142
0.21213 |  | 0.22142
0.21213 |  | 0.22133
0.2121 |  | 0.2213
0.2121 |  | 0.22126
0.2121 |  | 0.22122
0.2121 |  | 0.22122
0.21206 |  | 0.22113
0.21205 |  | 0.22104
0.21205 |  | 0.22104
0.21205 |  | 0.221
0.21201 |  | 0.221
0.21201 |  | 0.22096
0.21199 |  | 0.22096
0.21192 |  | 0.22087
0.21192 |  | 0.22082
0.21192 |  | 0.22074
0.21192 |  | 0.22074
0.21192 |  | 0.22071
0.21192 |  | 0.22066
0.21192 |  | 0.22058
0.21192 |  | 0.22049
0.21188 |  | 0.22045
0.21188 |  | 0.22033
0.21184 |  | 0.22033
0.21182 |  | 0.22033
0.21182 |  | 0.22025
0.21182 |  | 0.22016
0.21178 |  | 0.22016
0.21178 |  | 0.22012
0.21174 |  | 0.22011
0.21173 |  | 0.22
0.21167 |  | 0.22
0.21165 |  | 0.22
0.21165 |  | 0.21997
0.21165 |  | 0.21992
0.21165 |  | 0.21987
0.21165 |  | 0.21983
0.21164 |  | 0.2198
0.2116 |  | 0.21978
0.21156 |  | 0.21975
0.21156 |  | 0.21975
0.21153 |  | 0.21975
0.21151 |  | 0.2197
0.21149 |  | 0.2197
0.21147 |  | 0.21967
0.21147 |  | 0.21959
0.21147 |  | 0.21954
0.21146 |  | 0.21946
0.21143 |  | 0.21939
0.21142 |  | 0.21934
0.21139 |  | 0.21931
0.21139 |  | 0.21931
0.21139 |  | 0.21931
0.21137 |  | 0.21919
0.21137 |  | 0.21918
0.21137 |  | 0.2191
0.21132 |  | 0.21906
0.21132 |  | 0.21906
0.21132 |  | 0.21901
0.21132 |  | 0.21901
0.21128 |  | 0.21898
0.21128 |  | 0.21898
0.21123 |  | 0.21896
0.21123 |  | 0.21893
0.21123 |  | 0.2189
0.21121 |  | 0.21886
0.21121 |  | 0.21886
0.21119 |  | 0.21881
0.21119 |  | 0.21881
0.21118 |  | 0.21879
0.21114 |  | 0.21879
0.21111 |  | 0.21877
0.21109 |  | 0.21875
0.21109 |  | 0.21875
0.21109 |  | 0.21874
0.21105 |  | 0.21869
0.21104 |  | 0.21869
0.21101 |  | 0.21869
0.21101 |  | 0.21865
0.21101 |  | 0.21856
0.211 |  | 0.21852
0.21095 |  | 0.21848
0.21095 |  | 0.21839
0.21094 |  | 0.21831
0.21094 |  | 0.21827
0.21094 |  | 0.21822
0.21091 |  | 0.21822
0.21091 |  | 0.21819
0.21086 |  | 0.21819
0.21086 |  | 0.21814
0.21086 |  | 0.21802
0.21083 |  | 0.21789
0.21083 |  | 0.21781
0.21081 |  | 0.21777
0.21079 |  | 0.21777
0.21079 |  | 0.21777
0.21077 |  | 0.21773
0.21075 |  | 0.2176
0.21072 |  | 0.2176
0.21072 |  | 0.21753
0.21067 |  | 0.21753
0.21067 |  | 0.21744
0.21067 |  | 0.21736
0.21067 |  | 0.21733
0.21065 |  | 0.2172
0.21061 |  | 0.21716
0.21061 |  | 0.21712
0.21058 |  | 0.21707
0.21054 |  | 0.21703
0.21054 |  | 0.21699
0.21054 |  | 0.21699
0.21051 |  | 0.21695
0.21049 |  | 0.21695
0.21049 |  | 0.2169
0.21048 |  | 0.21681
0.21048 |  | 0.21678
0.21044 |  | 0.21678
0.21044 |  | 0.21673
0.21041 |  | 0.21669
0.21038 |  | 0.21664
0.21035 |  | 0.21655
0.21035 |  | 0.21652
0.21035 |  | 0.21648
0.21035 |  | 0.21644
0.21035 |  | 0.21639
0.2103 |  | 0.21635
0.21023 |  | 0.21631
0.21021 |  | 0.21631
0.21021 |  | 0.21624
0.21021 |  | 0.21615
0.21016 |  | 0.21615
0.21016 |  | 0.21607
0.21016 |  | 0.21606
0.21013 |  | 0.21598
0.21013 |  | 0.21594
0.21013 |  | 0.21594
0.21013 |  | 0.21591
0.21011 |  | 0.21582
0.21007 |  | 0.2158
0.21006 |  | 0.21573
0.21006 |  | 0.21573
0.21003 |  | 0.21571
0.21002 |  | 0.21569
0.21002 |  | 0.21569
0.21002 |  | 0.21562
0.20998 |  | 0.21561
0.20993 |  | 0.21554
0.20993 |  | 0.21554
0.20993 |  | 0.21552
0.20989 |  | 0.21552
0.20989 |  | 0.21552
0.20989 |  | 0.21548
0.20989 |  | 0.21548
0.20989 |  | 0.21535
0.20989 |  | 0.21527
0.20979 |  | 0.2152
0.20979 |  | 0.21516
0.20979 |  | 0.21512
0.20979 |  | 0.21508
0.20971 |  | 0.21503
0.20971 |  | 0.21492
0.20968 |  | 0.21484
0.20966 |  | 0.21482
0.20966 |  | 0.21479
0.20965 |  | 0.21475
0.20961 |  | 0.21473
0.20961 |  | 0.21467
0.20961 |  | 0.21464
0.20961 |  | 0.21464
0.20959 |  | 0.21463
0.20957 |  | 0.21463
0.20952 |  | 0.21463
0.20949 |  | 0.21459
0.20948 |  | 0.21455
0.20948 |  | 0.21455
0.20948 |  | 0.21451
0.20948 |  | 0.21451
0.20945 |  | 0.21446
0.20945 |  | 0.21442
0.20943 |  | 0.21438
0.20938 |  | 0.21438
0.20938 |  | 0.21434
0.20935 |  | 0.21434
0.20934 |  | 0.2143
0.20934 |  | 0.21426
0.20932 |  | 0.21422
0.20929 |  | 0.21415
0.2092 |  | 0.21405
0.2092 |  | 0.21402
0.2092 |  | 0.21392
0.20918 |  | 0.2139
0.20916 |  | 0.2139
0.20916 |  | 0.21386
0.20914 |  | 0.21384
0.2091 |  | 0.21382
0.20906 |  | 0.21375
0.20906 |  | 0.21374
0.20897 |  | 0.21374
0.20892 |  | 0.21366
0.20892 |  | 0.21362
0.20892 |  | 0.21353
0.20892 |  | 0.21339
0.20891 |  | 0.21331
0.20888 |  | 0.2133
0.20888 |  | 0.2133
0.20885 |  | 0.2133
0.20885 |  | 0.21323
0.20883 |  | 0.21318
0.20883 |  | 0.21314
0.20881 |  | 0.21312
0.20878 |  | 0.2131
0.20878 |  | 0.21306
0.20874 |  | 0.21303
0.20874 |  | 0.21289
0.20874 |  | 0.21285
0.20869 |  | 0.21285
0.20869 |  | 0.21277
0.20869 |  | 0.21276
0.20865 |  | 0.21269
0.2086 |  | 0.21267
0.2086 |  | 0.21265
0.2086 |  | 0.2126
0.20858 |  | 0.21258
0.20855 |  | 0.21257
0.20855 |  | 0.21252
0.20848 |  | 0.21248
0.20846 |  | 0.21244
0.20846 |  | 0.21234
0.20846 |  | 0.21217
0.20846 |  | 0.21213
0.20842 |  | 0.21213
0.20838 |  | 0.21209
0.20836 |  | 0.21205
0.20836 |  | 0.212
0.20834 |  | 0.21196
0.20832 |  | 0.21196
0.20832 |  | 0.21192
0.20831 |  | 0.21187
0.20828 |  | 0.21186
0.20828 |  | 0.21186
0.20822 |  | 0.21186
0.20818 |  | 0.21184
0.20817 |  | 0.2118
0.20817 |  | 0.2118
0.20814 |  | 0.2118
0.20814 |  | 0.2118
0.20814 |  | 0.21178
0.20809 |  | 0.21174
0.20809 |  | 0.21172
0.20807 |  | 0.21169
0.20803 |  | 0.21164
0.208 |  | 0.21162
0.20795 |  | 0.21157
0.20795 |  | 0.21156
0.2079 |  | 0.21156
0.2079 |  | 0.21156
0.2079 |  | 0.21153
0.2079 |  | 0.2115
0.2079 |  | 0.2115
0.20786 |  | 0.2115
0.20781 |  | 0.21143
0.20776 |  | 0.21143
0.20776 |  | 0.21138
0.20772 |  | 0.21138
0.2077 |  | 0.21134
0.20768 |  | 0.21132
0.20764 |  | 0.21132
0.20764 |  | 0.21129
0.20763 |  | 0.21126
0.20763 |  | 0.21126
0.20758 |  | 0.21126
0.20758 |  | 0.21126
0.20757 |  | 0.21125
0.20754 |  | 0.21121
0.20754 |  | 0.21115
0.2075 |  | 0.21107
0.20744 |  | 0.21106
0.20744 |  | 0.21102
0.20739 |  | 0.21102
0.20731 |  | 0.21098
0.20731 |  | 0.21091
0.20731 |  | 0.2109
0.20731 |  | 0.21085
0.20731 |  | 0.21085
0.2073 |  | 0.2108
0.20727 |  | 0.21079
0.20717 |  | 0.21079
0.20708 |  | 0.21079
0.20708 |  | 0.21073
0.20708 |  | 0.21071
0.20703 |  | 0.21071
0.20698 |  | 0.21067
0.20698 |  | 0.21063
0.20698 |  | 0.21061
0.20694 |  | 0.21059
0.2069 |  | 0.21054
0.2069 |  | 0.21051
0.20685 |  | 0.21051
0.2068 |  | 0.21049
0.20676 |  | 0.21043
0.20676 |  | 0.21043
0.20667 |  | 0.21039
0.20667 |  | 0.21039
0.20662 |  | 0.21037
0.20658 |  | 0.21031
0.20655 |  | 0.21031
0.20655 |  | 0.21031
0.20653 |  | 0.21031
0.20653 |  | 0.21027
0.20653 |  | 0.21025
0.20653 |  | 0.21018
0.20648 |  | 0.21018
0.20639 |  | 0.21014
0.20639 |  | 0.21014
0.2063 |  | 0.21008
0.2063 |  | 0.21008
0.20625 |  | 0.21008
0.20625 |  | 0.21007
0.20616 |  | 0.20999
0.20612 |  | 0.20999
0.20612 |  | 0.20991
0.20612 |  | 0.20991
0.20612 |  | 0.2099
0.20607 |  | 0.20986
0.20607 |  | 0.20984
0.20606 |  | 0.20984
0.20603 |  | 0.20984
0.20603 |  | 0.20982
0.20598 |  | 0.20978
0.20596 |  | 0.20977
0.20589 |  | 0.2097
0.20589 |  | 0.20966
0.20589 |  | 0.20963
0.20589 |  | 0.2096
0.20584 |  | 0.2096
0.20575 |  | 0.20955
0.2057 |  | 0.20954
0.2057 |  | 0.2095
0.2057 |  | 0.20949
0.20562 |  | 0.20943
0.20562 |  | 0.20938
0.20562 |  | 0.20937
0.20553 |  | 0.20937
0.20553 |  | 0.20925
0.20548 |  | 0.2092
0.20548 |  | 0.20919
0.20543 |  | 0.20917
0.20538 |  | 0.20913
0.20533 |  | 0.20913
0.20529 |  | 0.20912
0.20529 |  | 0.20905
0.20519 |  | 0.20901
0.20519 |  | 0.20901
0.20514 |  | 0.20894
0.2051 |  | 0.20894
0.2051 |  | 0.20889
0.20506 |  | 0.20886
0.20505 |  | 0.20883
0.20505 |  | 0.20883
0.20501 |  | 0.20881
0.20491 |  | 0.20877
0.20487 |  | 0.20877
0.20487 |  | 0.20873
0.20482 |  | 0.20873
0.20482 |  | 0.20873
0.20473 |  | 0.20865
0.20473 |  | 0.20865
0.20473 |  | 0.20865
0.20469 |  | 0.20864
0.20464 |  | 0.20864
0.20464 |  | 0.20861
0.20455 |  | 0.20859
0.20451 |  | 0.20848
0.20451 |  | 0.20848
0.20451 |  | 0.20847
0.20441 |  | 0.20846
0.20437 |  | 0.20842
0.20432 |  | 0.20836
0.20432 |  | 0.2083
0.20427 |  | 0.20829
0.20427 |  | 0.20829
0.20422 |  | 0.20824
0.20422 |  | 0.20821
0.20413 |  | 0.20818
0.20409 |  | 0.20818
0.20409 |  | 0.20812
0.20404 |  | 0.20809
0.204 |  | 0.20801
0.204 |  | 0.208
0.20391 |  | 0.208
0.20386 |  | 0.20794
0.20386 |  | 0.20788
0.20376 |  | 0.20788
0.20376 |  | 0.20788
0.20376 |  | 0.20771
0.20367 |  | 0.20771
0.20363 |  | 0.20771
0.20358 |  | 0.20767
0.20354 |  | 0.20764
0.20354 |  | 0.20747
0.20354 |  | 0.20747
0.20349 |  | 0.20747
0.20349 |  | 0.20741
0.2034 |  | 0.20741
0.20335 |  | 0.20741
0.20331 |  | 0.20729
0.20327 |  | 0.20729
0.20322 |  | 0.20729
0.20318 |  | 0.20724
0.20318 |  | 0.20724
0.20318 |  | 0.20723
0.20318 |  | 0.2072
0.20304 |  | 0.2072
0.20295 |  | 0.20712
0.20286 |  | 0.20711
0.20286 |  | 0.20706
0.20286 |  | 0.207
0.20286 |  | 0.20696
0.20282 |  | 0.20693
0.20272 |  | 0.20688
0.20263 |  | 0.20682
0.20263 |  | 0.20682
0.20258 |  | 0.20676
0.20258 |  | 0.20676
0.20254 |  | 0.20672
0.20249 |  | 0.20666
0.20245 |  | 0.20664
0.20231 |  | 0.20659
0.20231 |  | 0.20659
0.20226 |  | 0.20657
0.20221 |  | 0.20653
0.20216 |  | 0.20653
0.20212 |  | 0.20647
0.20207 |  | 0.20647
0.20202 |  | 0.20639
0.20197 |  | 0.20635
0.20197 |  | 0.20635
0.20197 |  | 0.20631
0.20193 |  | 0.20629
0.20188 |  | 0.20624
0.20188 |  | 0.20624
0.20184 |  | 0.20622
0.20179 |  | 0.2062
0.20179 |  | 0.20617
0.20174 |  | 0.20617
0.20174 |  | 0.20605
0.20169 |  | 0.20605
0.20165 |  | 0.20599
0.20165 |  | 0.20593
0.20155 |  | 0.20589
0.20155 |  | 0.20587
0.2015 |  | 0.20582
0.20146 |  | 0.20582
0.20146 |  | 0.20575
0.20137 |  | 0.20571
0.20132 |  | 0.20564
0.20132 |  | 0.20564
0.20123 |  | 0.20563
0.20123 |  | 0.20558
0.20123 |  | 0.20558
0.20119 |  | 0.20558
0.20114 |  | 0.20552
0.20114 |  | 0.20552
0.20105 |  | 0.20552
0.20105 |  | 0.20546
0.20095 |  | 0.20544
0.20086 |  | 0.20536
0.20086 |  | 0.20534
0.20086 |  | 0.20534
0.20082 |  | 0.20529
0.20082 |  | 0.20528
0.20078 |  | 0.20517
0.20072 |  | 0.20504
0.20068 |  | 0.20504
0.20068 |  | 0.20493
0.20059 |  | 0.20487
0.20049 |  | 0.20487
0.20049 |  | 0.20487
0.20045 |  | 0.20487
0.20036 |  | 0.20474
0.20031 |  | 0.20468
0.20027 |  | 0.20468
0.20018 |  | 0.20463
0.20018 |  | 0.20463
0.20013 |  | 0.20457
0.20013 |  | 0.20451
0.20004 |  | 0.20439
0.20004 |  | 0.20427
0.20004 |  | 0.20427
0.19995 |  | 0.20421
0.19986 |  | 0.20415
0.19982 |  | 0.20413
0.19977 |  | 0.20413
0.19977 |  | 0.20409
0.19963 |  | 0.20403
0.19963 |  | 0.20403
0.19959 |  | 0.20397
0.19954 |  | 0.20386
0.1995 |  | 0.20386
0.19945 |  | 0.20386
0.1994 |  | 0.2038
0.1994 |  | 0.2038
0.19936 |  | 0.20374
0.19926 |  | 0.20369
0.19922 |  | 0.20368
0.19922 |  | 0.20368
0.19922 |  | 0.2036
0.19918 |  | 0.20356
0.19913 |  | 0.20356
0.19904 |  | 0.2035
0.19904 |  | 0.20344
0.19899 |  | 0.20344
0.19894 |  | 0.20338
0.1989 |  | 0.20332
0.19881 |  | 0.20324
0.19876 |  | 0.2032
0.19876 |  | 0.20315
0.19867 |  | 0.20315
0.19867 |  | 0.20306
0.19848 |  | 0.20303
0.19848 |  | 0.20297
0.19848 |  | 0.20297
0.1984 |  | 0.20297
0.1983 |  | 0.20279
0.1983 |  | 0.20279
0.19825 |  | 0.20267
0.19812 |  | 0.20267
0.19812 |  | 0.20261
0.19807 |  | 0.20261
0.19802 |  | 0.20255
0.19798 |  | 0.20253
0.19798 |  | 0.20243
0.19789 |  | 0.20243
0.19789 |  | 0.20234
0.19789 |  | 0.20231
0.1978 |  | 0.20226
0.19771 |  | 0.2022
0.19771 |  | 0.20208
0.19771 |  | 0.20208
0.19762 |  | 0.20202
0.19762 |  | 0.20196
0.19757 |  | 0.20184
0.19757 |  | 0.20184
0.19757 |  | 0.20184
0.19744 |  | 0.20172
0.19734 |  | 0.20154
0.19729 |  | 0.20149
0.19729 |  | 0.20144
0.19725 |  | 0.20143
0.1972 |  | 0.20131
0.19711 |  | 0.20125
0.19702 |  | 0.20119
0.19692 |  | 0.20108
0.19692 |  | 0.20107
0.19687 |  | 0.20101
0.19683 |  | 0.20099
0.19674 |  | 0.20084
0.19665 |  | 0.20084
0.19665 |  | 0.20078
0.19665 |  | 0.20065
0.19656 |  | 0.20065
0.19646 |  | 0.20064
0.19641 |  | 0.20054
0.19641 |  | 0.20054
0.19628 |  | 0.20048
0.19623 |  | 0.20036
0.19619 |  | 0.20036
0.1961 |  | 0.20036
0.1961 |  | 0.20024
0.19606 |  | 0.20012
0.19601 |  | 0.20009
0.19597 |  | 0.20006
0.19587 |  | 0.20006
0.19583 |  | 0.20001
0.19579 |  | 0.19988
0.19579 |  | 0.19988
0.19565 |  | 0.19988
0.1956 |  | 0.19982
0.1956 |  | 0.19959
0.19551 |  | 0.19953
0.19546 |  | 0.19947
0.19537 |  | 0.19937
0.19532 |  | 0.19935
0.19532 |  | 0.19935
0.19523 |  | 0.19935
0.19514 |  | 0.19923
0.1951 |  | 0.19923
0.19495 |  | 0.19923
0.19486 |  | 0.19917
0.19477 |  | 0.19911
0.19477 |  | 0.1991
0.19468 |  | 0.19905
0.19463 |  | 0.19905
0.19458 |  | 0.19887
0.19454 |  | 0.19875
0.19449 |  | 0.19863
0.19444 |  | 0.19858
0.19435 |  | 0.19846
0.19431 |  | 0.1984
0.19427 |  | 0.19839
0.19427 |  | 0.19827
0.19417 |  | 0.19816
0.19399 |  | 0.1981
0.19391 |  | 0.19804
0.19391 |  | 0.19798
0.19378 |  | 0.19786
0.19373 |  | 0.19775
0.19364 |  | 0.19762
0.19364 |  | 0.19762
0.19355 |  | 0.1975
0.19345 |  | 0.19733
0.19327 |  | 0.19721
0.19322 |  | 0.1972
0.19313 |  | 0.19714
0.19304 |  | 0.19708
0.19304 |  | 0.19708
0.19299 |  | 0.19696
0.1929 |  | 0.19684
0.19281 |  | 0.19684
0.19272 |  | 0.19673
0.19267 |  | 0.19661
0.19258 |  | 0.19661
0.19249 |  | 0.19655
0.19244 |  | 0.19637
0.19226 |  | 0.19631
0.19212 |  | 0.19619
0.19203 |  | 0.19613
0.19176 |  | 0.19607
0.19168 |  | 0.19601
0.19159 |  | 0.19583
0.19154 |  | 0.19583
0.19141 |  | 0.19565
0.19123 |  | 0.19553
0.19118 |  | 0.19553
0.19109 |  | 0.19535
0.19091 |  | 0.19535
0.19082 |  | 0.19523
0.19069 |  | 0.19517
0.19064 |  | 0.19512
0.19055 |  | 0.19502
0.19042 |  | 0.195
0.19028 |  | 0.19485
0.19014 |  | 0.19482
0.19001 |  | 0.1947
0.18987 |  | 0.19468
0.18974 |  | 0.19468
0.18955 |  | 0.19452
0.18951 |  | 0.19451
0.18937 |  | 0.19451
0.18923 |  | 0.19446
0.18909 |  | 0.1944
0.189 |  | 0.19434
0.1889 |  | 0.19434
0.18868 |  | 0.19411
0.18845 |  | 0.19387
0.18841 |  | 0.19383
0.18809 |  | 0.19383
0.18809 |  | 0.19383
0.18781 |  | 0.19381
0.18773 |  | 0.19369
0.18764 |  | 0.19366
0.18746 |  | 0.19351
0.18733 |  | 0.19339
0.18715 |  | 0.19333
0.18696 |  | 0.19302
0.18678 |  | 0.1929
0.18655 |  | 0.19282
0.18546 |  | 0.19282
0.1848 |  | 0.19278
0.18458 |  | 0.19265
0.18422 |  | 0.1926
0.18399 |  | 0.19248
0.18344 |  | 0.19231
0.18317 |  | 0.19231
0.18289 |  | 0.1923
0.18266 |  | 0.19224
0.17681 |  | 0.19214
0.17658 |  | 0.19214
0.1764 |  | 0.19197
0.17629 |  | 0.19197
0.17616 |  | 0.19182
0.17598 |  | 0.1918
0.17579 |  | 0.1918
0.17568 |  | 0.19163
0.17533 |  | 0.19152
0.17533 |  | 0.19146
0.17516 |  | 0.1914
0.17498 |  | 0.19129
0.17457 |  | 0.19128
0.17451 |  | 0.19122
0.17352 |  | 0.19112
0.17346 |  | 0.19098
0.1731 |  | 0.19095
0.17286 |  | 0.19095
0.17274 |  | 0.19092
0.17269 |  | 0.19078
0.17251 |  | 0.19078
0.17175 |  | 0.19078
0.17145 |  | 0.19074
0.1705 |  | 0.19061
0.16969 |  | 0.1905
0.16939 |  | 0.19044
0.16904 |  | 0.19044
0.16809 |  | 0.19038
0.1594 |  | 0.19032
0.15876 |  | 0.19027
0.15807 |  | 0.19027
0.15763 |  | 0.19011
0.15729 |  | 0.18977
0.13565 |  | 0.18977
0.13545 |  | 0.18953
0.13525 |  | 0.1893
0.13525 |  | 0.1893
0.13505 |  | 0.18926
0.13505 |  | 0.18926
0.13464 |  | 0.18926
0.13444 |  | 0.18912
0.13444 |  | 0.189
0.13444 |  | 0.18892
0.13444 |  | 0.18864
0.13444 |  | 0.18824
0.13424 |  | 0.18824
0.13404 |  | 0.18824
0.13404 |  | 0.18807
0.13404 |  | 0.18804
0.13404 |  | 0.1879
0.13404 |  | 0.18774
0.13383 |  | 0.18739
0.13383 |  | 0.18725
0.13363 |  | 0.18707
0.13302 |  | 0.18701
0.13282 |  | 0.18689
0.13262 |  | 0.18659
0.13262 |  | 0.18655
0.13262 |  | 0.18622
0.13221 |  | 0.1858
0.13221 |  | 0.18574
0.13161 |  | 0.18553
0.13161 |  | 0.18502
0.1314 |  | 0.18367
0.131 |  | 0.18344
0.131 |  | 0.18333
0.13039 |  | 0.18282
0.13019 |  | 0.18045
0.13019 |  | 0.18045
0.13019 |  | 0.1796
0.12999 |  | 0.17943
0.12999 |  | 0.17892
0.12999 |  | 0
0.12897 |  | 0
0.12877 |  | 0
0.12857 |  | 0
0.12816 |  | 0
0.12816 |  | 0
0.12796 |  | 0
0.12796 |  | 0
0.12776 |  | 0
0.12675 |  | 0
0.12675 |  | 0
0.12654 |  | 0
0.12634 |  | 0
0.12594 |  | 0
0.12492 |  | 0
0.12452 |  | 0
0.12432 |  | 0
0.12391 |  | 0
0.12371 |  | 0
0.1231 |  | 0
0.1229 |  | 0
0.12249 |  | 0
0.12209 |  | 0
0.12148 |  | 0
0.12108 |  | 0
0.12027 |  | 0
0.11946 |  | 0
0.11824 |  | 0
0.11602 |  | 0
0.11581 |  | 0
0.11541 |  | 0
0.115 |  | 0
0.097793 |  | 0
0 |  | 0
0 |  | 0
0 |  | 0
0 |  | 0
0 |  | 0
0 |  | 0
0 |  | 0
0 |  | 0
0 |  | 0
0 |  | 0
0 |  | 0
0 |  | 0
0 |  | 0
0 |  | 0
0 |  | 0
0 |  | 0
0 |  | 0
0 |  | 0
0 |  | 0
0 |  | 0
0 |  | 0
0 |  | 0
0 |  | 0
0 |  | 0
0 |  | 0
0 |  | 0
0 |  | 0
0 |  | 0
0 |  | 0
0 |  | 0
0 |  | 0
0 |  | 0
0 |  | 0
0 |  | 0
0 |  | 0
0 |  | 0
0 |  | 0
0 |  | 0
0 |  | 0
0 |  | 0
0 |  | 0
0 |  | 0
0 |  | 0
0 |  | 0
0 |  | 0

## EaR Opt2 - WA023
Powercor
Greater Western Melbourne supply area
CP
OUTPUT
Do nothing |  |  |  |  | 2024 | 2025 | 2026 | 2027 | 2028 | 2029 | 2030 | 2031 | 2032 | 2033 | 2034 | 2035 | 2036 | 2037 | 2038 | 2039 | 2040 | 2041 | 2042 | 2043 | 2044 | 2045 | 2046 | 2047 | 2048 | 2049
50% PoE |  |  |  |  | 0 | 0 | 3.7371 | 74.1412 | 86.5273 | 82.9059 | 77.1464 | 72.7976 | 72.69 | 73.6017 | 71.3737 | 68.1435 | 68.1435 | 68.1435 | 68.1435 | 68.1435 | 68.1435 | 68.1435 | 68.1435 | 68.1435 | 68.1435 | 68.1435 | 68.1435 | 68.1435 | 68.1435 | 68.1435
10% PoE |  |  |  |  | 0 | 0.015332 | 22.4075 | 197.3742 | 222.5872 | 215.3817 | 203.7646 | 194.8875 | 194.6691 | 196.54 | 191.9739 | 185.2241 | 185.2241 | 185.2241 | 185.2241 | 185.2241 | 185.2241 | 185.2241 | 185.2241 | 185.2241 | 185.2241 | 185.2241 | 185.2241 | 185.2241 | 185.2241 | 185.2241
OPTION 2 |  |  |  |  | 2024 | 2025 | 2026 | 2027 | 2028 | 2029 | 2030 | 2031 | 2032 | 2033 | 2034 | 2035 | 2036 | 2037 | 2038 | 2039 | 2040 | 2041 | 2042 | 2043 | 2044 | 2045 | 2046 | 2047 | 2048 | 2049
50% PoE |  |  |  |  | 0 | 0 | 3.7371 | 74.1412 | 4.2993 | 3.9376 | 3.3779 | 2.9786 | 2.9786 | 3.0749 | 2.8844 | 2.6099 | 2.6099 | 2.6099 | 2.6099 | 2.6099 | 2.6099 | 2.6099 | 2.6099 | 2.6099 | 2.6099 | 2.6099 | 2.6099 | 2.6099 | 2.6099 | 2.6099
10% PoE |  |  |  |  | 0 | 0.015332 | 22.4075 | 197.3742 | 26.3436 | 24.9058 | 22.6575 | 20.9615 | 20.9589 | 21.3707 | 20.5526 | 19.3655 | 19.3655 | 19.3655 | 19.3655 | 19.3655 | 19.3655 | 19.3655 | 19.3655 | 19.3655 | 19.3655 | 19.3655 | 19.3655 | 19.3655 | 19.3655 | 19.3655
INPUT DATA
| ZSS/TS/Line |  |  |  | 2024: WA023
No Tx/Line | bar: 2024
[5 empty] | N Rating | N-1 Rating | Load Tan Phi (actual) | Load Tan Phi (forecast) | 10%/50% POE | Cap Bank (actual) | Cap Bank (forecast) | 2024 MVAR
| S |  |  |  | 2024: 2.95; 2025: 2.95; 2026: 0.0064608; 2027: 0.0064608; 2028: 1.0634; 2029: 0; 2030: 0; 2031: 0.013245
| W |  |  |  | 2024: 2.95; 2025: 2.95; 2026: 0.0063631; 2027: 0.0063631; 2028: 1.1009; 2029: 0; 2030: 0; 2031: 0.016703
| Interval |  |  |  | 2024: 15m
| Exposure |  |  |  | 2024: 3.744%
Do Nothing - 50% PoE Load Forecast |  |  |  |  | 2024 | 2025 | 2026 | 2027 | 2028 | 2029 | 2030 | 2031 | 2032 | 2033 | 2034 | 2035 | 2036 | 2037 | 2038 | 2039 | 2040 | 2041 | 2042 | 2043 | 2044 | 2045 | 2046 | 2047 | 2048 | 2049 | 2050
WA023 | S (MW) |  |  |  | 2.05 | 2.13 | 2.84 | 3.5 | 3.47 | 3.45 | 3.42 | 3.4 | 3.39 | 3.38 | 3.36 | 3.33 | 3.33 | 3.33 | 3.33 | 3.33 | 3.33 | 3.33 | 3.33 | 3.33 | 3.33 | 3.33 | 3.33 | 3.33 | 3.33 | 3.33 | 3.33
| W (MW) |  |  |  | 2.625 | 2.735 | 3.405 | 4.085 | 4.145 | 4.13 | 4.105 | 4.085 | 4.085 | 4.09 | 4.08 | 4.065 | 4.065 | 4.065 | 4.065 | 4.065 | 4.065 | 4.065 | 4.065 | 4.065 | 4.065 | 4.065 | 4.065 | 4.065 | 4.065 | 4.065 | 4.065
Transfers | S (MW) |  |  |  | 0 | 0 | 0 | 0 | 0 | 0 | 0 | 0 | 0 | 0 | 0 | 0 | 0 | 0 | 0 | 0 | 0 | 0 | 0 | 0 | 0 | 0 | 0 | 0 | 0 | 0 | 0
| W (MW) |  |  |  | 0 | 0 | 0 | 0 | 0 | 0 | 0 | 0 | 0 | 0 | 0 | 0 | 0 | 0 | 0 | 0 | 0 | 0 | 0 | 0 | 0 | 0 | 0 | 0 | 0 | 0 | 0
After TFs | S (MW) |  |  |  | 2.05 | 2.13 | 2.84 | 3.5 | 3.47 | 3.45 | 3.42 | 3.4 | 3.39 | 3.38 | 3.36 | 3.33 | 3.33 | 3.33 | 3.33 | 3.33 | 3.33 | 3.33 | 3.33 | 3.33 | 3.33 | 3.33 | 3.33 | 3.33 | 3.33 | 3.33 | 3.33
| W (MW) |  |  |  | 2.625 | 2.735 | 3.405 | 4.085 | 4.145 | 4.13 | 4.105 | 4.085 | 4.085 | 4.09 | 4.08 | 4.065 | 4.065 | 4.065 | 4.065 | 4.065 | 4.065 | 4.065 | 4.065 | 4.065 | 4.065 | 4.065 | 4.065 | 4.065 | 4.065 | 4.065 | 4.065
Option 1 - 50% PoE Load Forecast |  |  |  |  | 2024 | 2025 | 2026 | 2027 | 2028 | 2029 | 2030 | 2031 | 2032 | 2033 | 2034 | 2035 | 2036 | 2037 | 2038 | 2039 | 2040 | 2041 | 2042 | 2043 | 2044 | 2045 | 2046 | 2047 | 2048 | 2049 | 2050
WA023 | S (MW) |  |  |  | 2.05 | 2.13 | 2.84 | 3.5 | 3.47 | 3.45 | 3.42 | 3.4 | 3.39 | 3.38 | 3.36 | 3.33 | 3.33 | 3.33 | 3.33 | 3.33 | 3.33 | 3.33 | 3.33 | 3.33 | 3.33 | 3.33 | 3.33 | 3.33 | 3.33 | 3.33 | 3.33
| W (MW) |  |  |  | 2.625 | 2.735 | 3.405 | 4.085 | 4.145 | 4.13 | 4.105 | 4.085 | 4.085 | 4.09 | 4.08 | 4.065 | 4.065 | 4.065 | 4.065 | 4.065 | 4.065 | 4.065 | 4.065 | 4.065 | 4.065 | 4.065 | 4.065 | 4.065 | 4.065 | 4.065 | 4.065
Transfers | S (MW) |  |  |  | 0 | 0 | 0 | 0 | 0 | 0 | 0 | 0 | 0 | 0 | 0 | 0 | 0 | 0 | 0 | 0 | 0 | 0 | 0 | 0 | 0 | 0 | 0 | 0 | 0 | 0 | 0
| W (MW) |  |  |  | 0 | 0 | 0 | 0 | 0 | 0 | 0 | 0 | 0 | 0 | 0 | 0 | 0 | 0 | 0 | 0 | 0 | 0 | 0 | 0 | 0 | 0 | 0 | 0 | 0 | 0 | 0
After TFs | S (MW) |  |  |  | 2.05 | 2.13 | 2.84 | 3.5 | 3.47 | 3.45 | 3.42 | 3.4 | 3.39 | 3.38 | 3.36 | 3.33 | 3.33 | 3.33 | 3.33 | 3.33 | 3.33 | 3.33 | 3.33 | 3.33 | 3.33 | 3.33 | 3.33 | 3.33 | 3.33 | 3.33 | 3.33
| W (MW) |  |  |  | 2.625 | 2.735 | 3.405 | 4.085 | 4.145 | 4.13 | 4.105 | 4.085 | 4.085 | 4.09 | 4.08 | 4.065 | 4.065 | 4.065 | 4.065 | 4.065 | 4.065 | 4.065 | 4.065 | 4.065 | 4.065 | 4.065 | 4.065 | 4.065 | 4.065 | 4.065 | 4.065
Option 1 - Augmentation Details
N Rating | S (MVA) |  |  |  | 2.95 | 2.95 | 2.95 | 2.95 | 3.6 | 3.6 | 3.6 | 3.6 | 3.6 | 3.6 | 3.6 | 3.6 | 3.6 | 3.6 | 3.6 | 3.6 | 3.6 | 3.6 | 3.6 | 3.6 | 3.6 | 3.6 | 3.6 | 3.6 | 3.6 | 3.6 | 3.6
N-1 Rating | S (MVA) |  |  |  | 2.95 | 2.95 | 2.95 | 2.95 | 3.6 | 3.6 | 3.6 | 3.6 | 3.6 | 3.6 | 3.6 | 3.6 | 3.6 | 3.6 | 3.6 | 3.6 | 3.6 | 3.6 | 3.6 | 3.6 | 3.6 | 3.6 | 3.6 | 3.6 | 3.6 | 3.6 | 3.6
N Rating | W (MVA) |  |  |  | 2.95 | 2.95 | 2.95 | 2.95 | 3.6 | 3.6 | 3.6 | 3.6 | 3.6 | 3.6 | 3.6 | 3.6 | 3.6 | 3.6 | 3.6 | 3.6 | 3.6 | 3.6 | 3.6 | 3.6 | 3.6 | 3.6 | 3.6 | 3.6 | 3.6 | 3.6 | 3.6
N-1 Rating | W (MVA) |  |  |  | 2.95 | 2.95 | 2.95 | 2.95 | 3.6 | 3.6 | 3.6 | 3.6 | 3.6 | 3.6 | 3.6 | 3.6 | 3.6 | 3.6 | 3.6 | 3.6 | 3.6 | 3.6 | 3.6 | 3.6 | 3.6 | 3.6 | 3.6 | 3.6 | 3.6 | 3.6 | 3.6
No. Transformers/Lines | bar: 2024 to 2050
ENERGY AT RISK: DO NOTHING
[5 empty] | 2024 | 2025 | 2026 | 2027 | 2028 | 2029 | 2030 | 2031 | 2032 | 2033 | 2034 | 2035 | 2036 | 2037 | 2038 | 2039 | 2040 | 2041 | 2042 | 2043 | 2044 | 2045 | 2046 | 2047 | 2048 | 2049 | 2050
Summary
50% PoE | N |  |  | Total EatR, MWhrs | 0 | 0 | 3.7371 | 74.1412 | 86.5273 | 82.9059 | 77.1464 | 72.7976 | 72.69 | 73.6017 | 71.3737 | 68.1435 | 68.1435 | 68.1435 | 68.1435 | 68.1435 | 68.1435 | 68.1435 | 68.1435 | 68.1435 | 68.1435 | 68.1435 | 68.1435 | 68.1435 | 68.1435 | 68.1435 | 68.1435
50% PoE | N-1 |  |  | Total EatR, MWhrs | 0 | 0 | 0 | 0 | 0 | 0 | 0 | 0 | 0 | 0 | 0 | 0 | 0 | 0 | 0 | 0 | 0 | 0 | 0 | 0 | 0 | 0 | 0 | 0 | 0 | 0 | 0
10% LAR | N |  |  | Total EatR, MWhrs | 0 | 0.015332 | 22.4075 | 197.3741 | 222.587 | 215.3815 | 203.7645 | 194.8873 | 194.669 | 196.5399 | 191.9737 | 185.2239 | 185.2239 | 185.2239 | 185.2239 | 185.2239 | 185.2239 | 185.2239 | 185.2239 | 185.2239 | 185.2239 | 185.2239 | 185.2239 | 185.2239 | 185.2239 | 185.2239 | 185.2239
10% LAR | N-1 |  |  | Total EatR, MWhrs | 0 | 3.1039e-07 | 0.00045364 | 0.0040006 | 0.0045105 | 0.0043643 | 0.0041287 | 0.0039487 | 0.0039441 | 0.0039819 | 0.0038892 | 0.0037522 | 0.0037522 | 0.0037522 | 0.0037522 | 0.0037522 | 0.0037522 | 0.0037522 | 0.0037522 | 0.0037522 | 0.0037522 | 0.0037522 | 0.0037522 | 0.0037522 | 0.0037522 | 0.0037522 | 0.0037522
50% PoE | N |  |  | Total EEatR, MWhrs | 0 | 0 | 3.7371 | 74.1412 | 86.5273 | 82.9059 | 77.1464 | 72.7976 | 72.69 | 73.6017 | 71.3737 | 68.1435 | 68.1435 | 68.1435 | 68.1435 | 68.1435 | 68.1435 | 68.1435 | 68.1435 | 68.1435 | 68.1435 | 68.1435 | 68.1435 | 68.1435 | 68.1435 | 68.1435 | 68.1435
50% PoE | N-1 |  |  | Total EEatR, MWhrs | 0 | 0 | 0 | 0 | 0 | 0 | 0 | 0 | 0 | 0 | 0 | 0 | 0 | 0 | 0 | 0 | 0 | 0 | 0 | 0 | 0 | 0 | 0 | 0 | 0 | 0 | 0
10% LAR | N |  |  | Total EEatR, MWhrs | 0 | 0.015332 | 22.4075 | 197.3741 | 222.587 | 215.3815 | 203.7645 | 194.8873 | 194.669 | 196.5399 | 191.9737 | 185.2239 | 185.2239 | 185.2239 | 185.2239 | 185.2239 | 185.2239 | 185.2239 | 185.2239 | 185.2239 | 185.2239 | 185.2239 | 185.2239 | 185.2239 | 185.2239 | 185.2239 | 185.2239
10% LAR | N-1 |  |  | Total EEatR, MWhrs | 0 | 1.1622e-08 | 1.6986e-05 | 0.00014979 | 0.00016889 | 0.00016341 | 0.00015459 | 0.00014785 | 0.00014768 | 0.00014909 | 0.00014562 | 0.00014049 | 0.00014049 | 0.00014049 | 0.00014049 | 0.00014049 | 0.00014049 | 0.00014049 | 0.00014049 | 0.00014049 | 0.00014049 | 0.00014049 | 0.00014049 | 0.00014049 | 0.00014049 | 0.00014049 | 0.00014049
3.744%
Transfers | ON
MLN021 | 50% PoE | 4.509% |  | MW | 2.05 | 2.13 | 2.84 | 3.5 | 3.47 | 3.45 | 3.42 | 3.4 | 3.39 | 3.38 | 3.36 | 3.33 | 3.33 | 3.33 | 3.33 | 3.33 | 3.33 | 3.33 | 3.33 | 3.33 | 3.33 | 3.33 | 3.33 | 3.33 | 3.33 | 3.33 | 3.33
Summer | load pf | 0.99998 |  | MVAr | 0.013245 | 0.013761 | 0.018349 | 0.022613 | 0.022419 | 0.02229 | 0.022096 | 0.021967 | 0.021902 | 0.021837 | 0.021708 | 0.021514 | 0.021514 | 0.021514 | 0.021514 | 0.021514 | 0.021514 | 0.021514 | 0.021514 | 0.021514 | 0.021514 | 0.021514 | 0.021514 | 0.021514 | 0.021514 | 0.021514 | 0.021514
|  |  |  | MVA | 2.05 | 2.13 | 2.8401 | 3.5001 | 3.4701 | 3.4501 | 3.4201 | 3.4001 | 3.3901 | 3.3801 | 3.3601 | 3.3301 | 3.3301 | 3.3301 | 3.3301 | 3.3301 | 3.3301 | 3.3301 | 3.3301 | 3.3301 | 3.3301 | 3.3301 | 3.3301 | 3.3301 | 3.3301 | 3.3301 | 3.3301
|  |  |  | MVA | 2.05 | 2.13 | 2.8401 | 3.5001 | 3.4701 | 3.4501 | 3.4201 | 3.4001 | 3.3901 | 3.3801 | 3.3601 | 3.3301 | 3.3301 | 3.3301 | 3.3301 | 3.3301 | 3.3301 | 3.3301 | 3.3301 | 3.3301 | 3.3301 | 3.3301 | 3.3301 | 3.3301 | 3.3301 | 3.3301 | 3.3301
50% PoE | N | CR |  | MVA | 2.95 | 2.95 | 2.95 | 2.95 | 2.95 | 2.95 | 2.95 | 2.95 | 2.95 | 2.95 | 2.95 | 2.95 | 2.95 | 2.95 | 2.95 | 2.95 | 2.95 | 2.95 | 2.95 | 2.95 | 2.95 | 2.95 | 2.95 | 2.95 | 2.95 | 2.95 | 2.95
50% PoE | N-1 | CR |  | MVA | 2.95 | 2.95 | 2.95 | 2.95 | 2.95 | 2.95 | 2.95 | 2.95 | 2.95 | 2.95 | 2.95 | 2.95 | 2.95 | 2.95 | 2.95 | 2.95 | 2.95 | 2.95 | 2.95 | 2.95 | 2.95 | 2.95 | 2.95 | 2.95 | 2.95 | 2.95 | 2.95
50% LAR | N |  |  | Ratio Rating/Load | 1.439 | 1.3849 | 1.0387 | 0.84283 | 0.85012 | 0.85505 | 0.86255 | 0.86762 | 0.87018 | 0.87276 | 0.87795 | 0.88586 | 0.88586 | 0.88586 | 0.88586 | 0.88586 | 0.88586 | 0.88586 | 0.88586 | 0.88586 | 0.88586 | 0.88586 | 0.88586 | 0.88586 | 0.88586 | 0.88586 | 0.88586
50% LAR | N-1 |  |  | Ratio Rating/Load | 1.439 | 1.3849 | 1.0387 | 0.84283 | 0.85012 | 0.85505 | 0.86255 | 0.86762 | 0.87018 | 0.87276 | 0.87795 | 0.88586 | 0.88586 | 0.88586 | 0.88586 | 0.88586 | 0.88586 | 0.88586 | 0.88586 | 0.88586 | 0.88586 | 0.88586 | 0.88586 | 0.88586 | 0.88586 | 0.88586 | 0.88586
Load tan Phi |  | 0.0064608 |  |  | 0.0064608 | 0.0064608 | 0.0064608 | 0.0064608 | 0.0064608 | 0.0064608 | 0.0064608 | 0.0064608 | 0.0064608 | 0.0064608 | 0.0064608 | 0.0064608 | 0.0064608 | 0.0064608 | 0.0064608 | 0.0064608 | 0.0064608 | 0.0064608 | 0.0064608 | 0.0064608 | 0.0064608 | 0.0064608 | 0.0064608 | 0.0064608 | 0.0064608 | 0.0064608 | 0.0064608
Cap |  | 0 |  | MVAr | 0 | 0 | 0 | 0 | 0 | 0 | 0 | 0 | 0 | 0 | 0 | 0 | 0 | 0 | 0 | 0 | 0 | 0 | 0 | 0 | 0 | 0 | 0 | 0 | 0 | 0 | 0
10% PoE | 10%/50% | 1.0634 |  | MVA | 2.18 | 2.2651 | 3.0202 | 3.722 | 3.6901 | 3.6689 | 3.6369 | 3.6157 | 3.605 | 3.5944 | 3.5731 | 3.5412 | 3.5412 | 3.5412 | 3.5412 | 3.5412 | 3.5412 | 3.5412 | 3.5412 | 3.5412 | 3.5412 | 3.5412 | 3.5412 | 3.5412 | 3.5412 | 3.5412 | 3.5412
10% PoE | N | CR |  | MVA | 2.95 | 2.95 | 2.95 | 2.95 | 2.95 | 2.95 | 2.95 | 2.95 | 2.95 | 2.95 | 2.95 | 2.95 | 2.95 | 2.95 | 2.95 | 2.95 | 2.95 | 2.95 | 2.95 | 2.95 | 2.95 | 2.95 | 2.95 | 2.95 | 2.95 | 2.95 | 2.95
10% PoE | N-1 | CR |  | MVA | 2.95 | 2.95 | 2.95 | 2.95 | 2.95 | 2.95 | 2.95 | 2.95 | 2.95 | 2.95 | 2.95 | 2.95 | 2.95 | 2.95 | 2.95 | 2.95 | 2.95 | 2.95 | 2.95 | 2.95 | 2.95 | 2.95 | 2.95 | 2.95 | 2.95 | 2.95 | 2.95
10% LAR | N |  |  | Ratio Rating/Load | 1.3532 | 1.3024 | 0.97677 | 0.79257 | 0.79943 | 0.80406 | 0.81111 | 0.81589 | 0.81829 | 0.82071 | 0.8256 | 0.83304 | 0.83304 | 0.83304 | 0.83304 | 0.83304 | 0.83304 | 0.83304 | 0.83304 | 0.83304 | 0.83304 | 0.83304 | 0.83304 | 0.83304 | 0.83304 | 0.83304 | 0.83304
10% LAR | N-1 |  |  | Ratio Rating/Load | 1.3532 | 1.3024 | 0.97677 | 0.79257 | 0.79943 | 0.80406 | 0.81111 | 0.81589 | 0.81829 | 0.82071 | 0.8256 | 0.83304 | 0.83304 | 0.83304 | 0.83304 | 0.83304 | 0.83304 | 0.83304 | 0.83304 | 0.83304 | 0.83304 | 0.83304 | 0.83304 | 0.83304 | 0.83304 | 0.83304 | 0.83304
50% PoE | N |  |  | EatR, MWhrs | 0 | 0 | 0 | 12.7783 | 10.98 | 9.8679 | 8.3181 | 7.404 | 6.9738 | 6.5568 | 5.768 | 4.7435 | 4.7435 | 4.7435 | 4.7435 | 4.7435 | 4.7435 | 4.7435 | 4.7435 | 4.7435 | 4.7435 | 4.7435 | 4.7435 | 4.7435 | 4.7435 | 4.7435 | 4.7435
50% PoE | N-1 |  |  | EatR, MWhrs | 0 | 0 | 0 | 0 | 0 | 0 | 0 | 0 | 0 | 0 | 0 | 0 | 0 | 0 | 0 | 0 | 0 | 0 | 0 | 0 | 0 | 0 | 0 | 0 | 0 | 0 | 0
10% LAR | N |  |  | EatR, MWhrs | 0 | 0 | 0.10006 | 31.1337 | 27.9091 | 25.8567 | 22.9998 | 21.1866 | 20.3131 | 19.4614 | 17.8068 | 15.4763 | 15.4763 | 15.4763 | 15.4763 | 15.4763 | 15.4763 | 15.4763 | 15.4763 | 15.4763 | 15.4763 | 15.4763 | 15.4763 | 15.4763 | 15.4763 | 15.4763 | 15.4763
10% LAR | N-1 |  |  | EatR, MWhrs | 0 | 0 | 2.0884e-06 | 0.00064978 | 0.00058248 | 0.00053964 | 0.00048002 | 0.00044218 | 0.00042395 | 0.00040617 | 0.00037164 | 0.000323 | 0.000323 | 0.000323 | 0.000323 | 0.000323 | 0.000323 | 0.000323 | 0.000323 | 0.000323 | 0.000323 | 0.000323 | 0.000323 | 0.000323 | 0.000323 | 0.000323 | 0.000323
No of Tx | bar: 2024 to 2050
50% PoE | N | 1 |  | EEatR, MWhrs | 0 | 0 | 0 | 12.7783 | 10.98 | 9.8679 | 8.3181 | 7.404 | 6.9738 | 6.5568 | 5.768 | 4.7435 | 4.7435 | 4.7435 | 4.7435 | 4.7435 | 4.7435 | 4.7435 | 4.7435 | 4.7435 | 4.7435 | 4.7435 | 4.7435 | 4.7435 | 4.7435 | 4.7435 | 4.7435
50% PoE | N-1 |  |  | EEatR, MWhrs | 0 | 0 | 0 | 0 | 0 | 0 | 0 | 0 | 0 | 0 | 0 | 0 | 0 | 0 | 0 | 0 | 0 | 0 | 0 | 0 | 0 | 0 | 0 | 0 | 0 | 0 | 0
10% LAR | N | 1 |  | EEatR, MWhrs | 0 | 0 | 0.10006 | 31.1337 | 27.9091 | 25.8567 | 22.9998 | 21.1866 | 20.3131 | 19.4614 | 17.8068 | 15.4763 | 15.4763 | 15.4763 | 15.4763 | 15.4763 | 15.4763 | 15.4763 | 15.4763 | 15.4763 | 15.4763 | 15.4763 | 15.4763 | 15.4763 | 15.4763 | 15.4763 | 15.4763
10% LAR | N-1 | 3.744% |  | EEatR, MWhrs | 0 | 0 | 7.8196e-08 | 2.433e-05 | 2.181e-05 | 2.0206e-05 | 1.7973e-05 | 1.6556e-05 | 1.5874e-05 | 1.5208e-05 | 1.3915e-05 | 1.2094e-05 | 1.2094e-05 | 1.2094e-05 | 1.2094e-05 | 1.2094e-05 | 1.2094e-05 | 1.2094e-05 | 1.2094e-05 | 1.2094e-05 | 1.2094e-05 | 1.2094e-05 | 1.2094e-05 | 1.2094e-05 | 1.2094e-05 | 1.2094e-05 | 1.2094e-05
MLN021 | 50% PoE | 4.056% |  | MW | 2.625 | 2.735 | 3.405 | 4.085 | 4.145 | 4.13 | 4.105 | 4.085 | 4.085 | 4.09 | 4.08 | 4.065 | 4.065 | 4.065 | 4.065 | 4.065 | 4.065 | 4.065 | 4.065 | 4.065 | 4.065 | 4.065 | 4.065 | 4.065 | 4.065 | 4.065 | 4.065
Winter | load pf | 0.99998 |  | MVAr | 0.016703 | 0.017403 | 0.021666 | 0.025993 | 0.026375 | 0.02628 | 0.026121 | 0.025993 | 0.025993 | 0.026025 | 0.025961 | 0.025866 | 0.025866 | 0.025866 | 0.025866 | 0.025866 | 0.025866 | 0.025866 | 0.025866 | 0.025866 | 0.025866 | 0.025866 | 0.025866 | 0.025866 | 0.025866 | 0.025866 | 0.025866
|  |  |  | MVA | 2.6251 | 2.7351 | 3.4051 | 4.0851 | 4.1451 | 4.1301 | 4.1051 | 4.0851 | 4.0851 | 4.0901 | 4.0801 | 4.0651 | 4.0651 | 4.0651 | 4.0651 | 4.0651 | 4.0651 | 4.0651 | 4.0651 | 4.0651 | 4.0651 | 4.0651 | 4.0651 | 4.0651 | 4.0651 | 4.0651 | 4.0651
|  |  |  | MVA | 2.6251 | 2.7351 | 3.4051 | 4.0851 | 4.1451 | 4.1301 | 4.1051 | 4.0851 | 4.0851 | 4.0901 | 4.0801 | 4.0651 | 4.0651 | 4.0651 | 4.0651 | 4.0651 | 4.0651 | 4.0651 | 4.0651 | 4.0651 | 4.0651 | 4.0651 | 4.0651 | 4.0651 | 4.0651 | 4.0651 | 4.0651
50% PoE | N | CR |  | MVA | 2.95 | 2.95 | 2.95 | 2.95 | 2.95 | 2.95 | 2.95 | 2.95 | 2.95 | 2.95 | 2.95 | 2.95 | 2.95 | 2.95 | 2.95 | 2.95 | 2.95 | 2.95 | 2.95 | 2.95 | 2.95 | 2.95 | 2.95 | 2.95 | 2.95 | 2.95 | 2.95
50% PoE | N-1 | CR |  | MVA | 2.95 | 2.95 | 2.95 | 2.95 | 2.95 | 2.95 | 2.95 | 2.95 | 2.95 | 2.95 | 2.95 | 2.95 | 2.95 | 2.95 | 2.95 | 2.95 | 2.95 | 2.95 | 2.95 | 2.95 | 2.95 | 2.95 | 2.95 | 2.95 | 2.95 | 2.95 | 2.95
50% LAR | N |  |  | Ratio Rating/Load | 1.1238 | 1.0786 | 0.86635 | 0.72213 | 0.71168 | 0.71427 | 0.71862 | 0.72213 | 0.72213 | 0.72125 | 0.72302 | 0.72569 | 0.72569 | 0.72569 | 0.72569 | 0.72569 | 0.72569 | 0.72569 | 0.72569 | 0.72569 | 0.72569 | 0.72569 | 0.72569 | 0.72569 | 0.72569 | 0.72569 | 0.72569
50% LAR | N-1 |  |  | Ratio Rating/Load | 1.1238 | 1.0786 | 0.86635 | 0.72213 | 0.71168 | 0.71427 | 0.71862 | 0.72213 | 0.72213 | 0.72125 | 0.72302 | 0.72569 | 0.72569 | 0.72569 | 0.72569 | 0.72569 | 0.72569 | 0.72569 | 0.72569 | 0.72569 | 0.72569 | 0.72569 | 0.72569 | 0.72569 | 0.72569 | 0.72569 | 0.72569
Load tan Phi |  | 0.0063631 |  | MVA | 0.0063631 | 0.0063631 | 0.0063631 | 0.0063631 | 0.0063631 | 0.0063631 | 0.0063631 | 0.0063631 | 0.0063631 | 0.0063631 | 0.0063631 | 0.0063631 | 0.0063631 | 0.0063631 | 0.0063631 | 0.0063631 | 0.0063631 | 0.0063631 | 0.0063631 | 0.0063631 | 0.0063631 | 0.0063631 | 0.0063631 | 0.0063631 | 0.0063631 | 0.0063631 | 0.0063631
Cap |  | 0 |  | MVAr | 0 | 0 | 0 | 0 | 0 | 0 | 0 | 0 | 0 | 0 | 0 | 0 | 0 | 0 | 0 | 0 | 0 | 0 | 0 | 0 | 0 | 0 | 0 | 0 | 0 | 0 | 0
10% PoE | 10%/50% | 1.1009 |  | MVA | 2.89 | 3.0112 | 3.7488 | 4.4975 | 4.5635 | 4.547 | 4.5195 | 4.4975 | 4.4975 | 4.503 | 4.492 | 4.4754 | 4.4754 | 4.4754 | 4.4754 | 4.4754 | 4.4754 | 4.4754 | 4.4754 | 4.4754 | 4.4754 | 4.4754 | 4.4754 | 4.4754 | 4.4754 | 4.4754 | 4.4754
10% PoE | N | CR |  | MVA | 2.95 | 2.95 | 2.95 | 2.95 | 2.95 | 2.95 | 2.95 | 2.95 | 2.95 | 2.95 | 2.95 | 2.95 | 2.95 | 2.95 | 2.95 | 2.95 | 2.95 | 2.95 | 2.95 | 2.95 | 2.95 | 2.95 | 2.95 | 2.95 | 2.95 | 2.95 | 2.95
10% PoE | N-1 | CR |  | MVA | 2.95 | 2.95 | 2.95 | 2.95 | 2.95 | 2.95 | 2.95 | 2.95 | 2.95 | 2.95 | 2.95 | 2.95 | 2.95 | 2.95 | 2.95 | 2.95 | 2.95 | 2.95 | 2.95 | 2.95 | 2.95 | 2.95 | 2.95 | 2.95 | 2.95 | 2.95 | 2.95
10% LAR | N |  |  | Ratio Rating/Load | 1.0207 | 0.97969 | 0.78691 | 0.65592 | 0.64643 | 0.64877 | 0.65273 | 0.65592 | 0.65592 | 0.65512 | 0.65672 | 0.65915 | 0.65915 | 0.65915 | 0.65915 | 0.65915 | 0.65915 | 0.65915 | 0.65915 | 0.65915 | 0.65915 | 0.65915 | 0.65915 | 0.65915 | 0.65915 | 0.65915 | 0.65915
10% LAR | N-1 |  |  | Ratio Rating/Load | 1.0207 | 0.97969 | 0.78691 | 0.65592 | 0.64643 | 0.64877 | 0.65273 | 0.65592 | 0.65592 | 0.65512 | 0.65672 | 0.65915 | 0.65915 | 0.65915 | 0.65915 | 0.65915 | 0.65915 | 0.65915 | 0.65915 | 0.65915 | 0.65915 | 0.65915 | 0.65915 | 0.65915 | 0.65915 | 0.65915 | 0.65915
50% PoE | N |  |  | EatR, MWhrs | 0 | 0 | 14.9484 | 283.7863 | 335.1291 | 321.7559 | 300.2674 | 283.7863 | 283.7863 | 287.8502 | 279.7269 | 267.8305 | 267.8305 | 267.8305 | 267.8305 | 267.8305 | 267.8305 | 267.8305 | 267.8305 | 267.8305 | 267.8305 | 267.8305 | 267.8305 | 267.8305 | 267.8305 | 267.8305 | 267.8305
50% PoE | N-1 |  |  | EatR, MWhrs | 0 | 0 | 0 | 0 | 0 | 0 | 0 | 0 | 0 | 0 | 0 | 0 | 0 | 0 | 0 | 0 | 0 | 0 | 0 | 0 | 0 | 0 | 0 | 0 | 0 | 0 | 0
10% LAR | N |  |  | EatR, MWhrs | 0 | 0.06133 | 89.5299 | 758.3627 | 862.439 | 835.6694 | 792.0581 | 758.3627 | 758.3627 | 766.6981 | 750.0882 | 725.4194 | 725.4194 | 725.4194 | 725.4194 | 725.4194 | 725.4194 | 725.4194 | 725.4194 | 725.4194 | 725.4194 | 725.4194 | 725.4194 | 725.4194 | 725.4194 | 725.4194 | 725.4194
10% LAR | N-1 |  |  | EatR, MWhrs | 0 | 1.2416e-06 | 0.0018125 | 0.015353 | 0.017459 | 0.016918 | 0.016035 | 0.015353 | 0.015353 | 0.015521 | 0.015185 | 0.014686 | 0.014686 | 0.014686 | 0.014686 | 0.014686 | 0.014686 | 0.014686 | 0.014686 | 0.014686 | 0.014686 | 0.014686 | 0.014686 | 0.014686 | 0.014686 | 0.014686 | 0.014686
No of Tx | bar: 2024 to 2050
50% PoE | N | 1 |  | EEatR, MWhrs | 0 | 0 | 14.9484 | 283.7863 | 335.1291 | 321.7559 | 300.2674 | 283.7863 | 283.7863 | 287.8502 | 279.7269 | 267.8305 | 267.8305 | 267.8305 | 267.8305 | 267.8305 | 267.8305 | 267.8305 | 267.8305 | 267.8305 | 267.8305 | 267.8305 | 267.8305 | 267.8305 | 267.8305 | 267.8305 | 267.8305
50% PoE | N-1 | 3.744% |  | EEatR, MWhrs | 0 | 0 | 0 | 0 | 0 | 0 | 0 | 0 | 0 | 0 | 0 | 0 | 0 | 0 | 0 | 0 | 0 | 0 | 0 | 0 | 0 | 0 | 0 | 0 | 0 | 0 | 0
10% LAR | N | 1 |  | EEatR, MWhrs | 0 | 0.06133 | 89.5299 | 758.3627 | 862.439 | 835.6694 | 792.0581 | 758.3627 | 758.3627 | 766.6981 | 750.0882 | 725.4194 | 725.4194 | 725.4194 | 725.4194 | 725.4194 | 725.4194 | 725.4194 | 725.4194 | 725.4194 | 725.4194 | 725.4194 | 725.4194 | 725.4194 | 725.4194 | 725.4194 | 725.4194
10% LAR | N-1 | 3.744% |  | EEatR, MWhrs | 0 | 4.6488e-08 | 6.7864e-05 | 0.00057484 | 0.00065373 | 0.00063344 | 0.00060039 | 0.00057484 | 0.00057484 | 0.00058116 | 0.00056857 | 0.00054987 | 0.00054987 | 0.00054987 | 0.00054987 | 0.00054987 | 0.00054987 | 0.00054987 | 0.00054987 | 0.00054987 | 0.00054987 | 0.00054987 | 0.00054987 | 0.00054987 | 0.00054987 | 0.00054987 | 0.00054987
ENERGY AT RISK: CP
[5 empty] | 2024 | 2025 | 2026 | 2027 | 2028 | 2029 | 2030 | 2031 | 2032 | 2033 | 2034 | 2035 | 2036 | 2037 | 2038 | 2039 | 2040 | 2041 | 2042 | 2043 | 2044 | 2045 | 2046 | 2047 | 2048 | 2049 | 2050
Summary
50% PoE | N |  |  | Total EatR, MWhrs | 0 | 0 | 3.7371 | 74.1412 | 4.2993 | 3.9376 | 3.3779 | 2.9786 | 2.9786 | 3.0749 | 2.8844 | 2.6099 | 2.6099 | 2.6099 | 2.6099 | 2.6099 | 2.6099 | 2.6099 | 2.6099 | 2.6099 | 2.6099 | 2.6099 | 2.6099 | 2.6099 | 2.6099 | 2.6099 | 2.6099
50% PoE | N-1 |  |  | Total EatR, MWhrs | 0 | 0 | 0 | 0 | 0 | 0 | 0 | 0 | 0 | 0 | 0 | 0 | 0 | 0 | 0 | 0 | 0 | 0 | 0 | 0 | 0 | 0 | 0 | 0 | 0 | 0 | 0
10% LAR | N |  |  | Total EatR, MWhrs | 0 | 0.015332 | 22.4075 | 197.3741 | 26.3436 | 24.9058 | 22.6575 | 20.9615 | 20.9588 | 21.3707 | 20.5526 | 19.3655 | 19.3655 | 19.3655 | 19.3655 | 19.3655 | 19.3655 | 19.3655 | 19.3655 | 19.3655 | 19.3655 | 19.3655 | 19.3655 | 19.3655 | 19.3655 | 19.3655 | 19.3655
10% LAR | N-1 |  |  | Total EatR, MWhrs | 0 | 3.1039e-07 | 0.00045364 | 0.0040006 | 0.00053333 | 0.00050421 | 0.00045869 | 0.00042435 | 0.0004243 | 0.00043263 | 0.00041607 | 0.00039204 | 0.00039204 | 0.00039204 | 0.00039204 | 0.00039204 | 0.00039204 | 0.00039204 | 0.00039204 | 0.00039204 | 0.00039204 | 0.00039204 | 0.00039204 | 0.00039204 | 0.00039204 | 0.00039204 | 0.00039204
50% PoE | N |  |  | Total EEatR, MWhrs | 0 | 0 | 3.7371 | 74.1412 | 4.2993 | 3.9376 | 3.3779 | 2.9786 | 2.9786 | 3.0749 | 2.8844 | 2.6099 | 2.6099 | 2.6099 | 2.6099 | 2.6099 | 2.6099 | 2.6099 | 2.6099 | 2.6099 | 2.6099 | 2.6099 | 2.6099 | 2.6099 | 2.6099 | 2.6099 | 2.6099
50% PoE | N-1 |  |  | Total EEatR, MWhrs | 0 | 0 | 0 | 0 | 0 | 0 | 0 | 0 | 0 | 0 | 0 | 0 | 0 | 0 | 0 | 0 | 0 | 0 | 0 | 0 | 0 | 0 | 0 | 0 | 0 | 0 | 0
10% LAR | N |  |  | Total EEatR, MWhrs | 0 | 0.015332 | 22.4075 | 197.3741 | 26.3436 | 24.9058 | 22.6575 | 20.9615 | 20.9588 | 21.3707 | 20.5526 | 19.3655 | 19.3655 | 19.3655 | 19.3655 | 19.3655 | 19.3655 | 19.3655 | 19.3655 | 19.3655 | 19.3655 | 19.3655 | 19.3655 | 19.3655 | 19.3655 | 19.3655 | 19.3655
10% LAR | N-1 |  |  | Total EEatR, MWhrs | 0 | 1.1622e-08 | 1.6986e-05 | 0.00014979 | 1.9969e-05 | 1.8879e-05 | 1.7175e-05 | 1.5889e-05 | 1.5887e-05 | 1.6199e-05 | 1.5579e-05 | 1.4679e-05 | 1.4679e-05 | 1.4679e-05 | 1.4679e-05 | 1.4679e-05 | 1.4679e-05 | 1.4679e-05 | 1.4679e-05 | 1.4679e-05 | 1.4679e-05 | 1.4679e-05 | 1.4679e-05 | 1.4679e-05 | 1.4679e-05 | 1.4679e-05 | 1.4679e-05
3.744%
Transfers | ON
MLN021 | 50% PoE | 4.509% |  | MW | 2.05 | 2.13 | 2.84 | 3.5 | 3.47 | 3.45 | 3.42 | 3.4 | 3.39 | 3.38 | 3.36 | 3.33 | 3.33 | 3.33 | 3.33 | 3.33 | 3.33 | 3.33 | 3.33 | 3.33 | 3.33 | 3.33 | 3.33 | 3.33 | 3.33 | 3.33 | 3.33
Summer | load pf | 0.99998 |  | MVAr | 0.013245 | 0.013761 | 0.018349 | 0.022613 | 0.022419 | 0.02229 | 0.022096 | 0.021967 | 0.021902 | 0.021837 | 0.021708 | 0.021514 | 0.021514 | 0.021514 | 0.021514 | 0.021514 | 0.021514 | 0.021514 | 0.021514 | 0.021514 | 0.021514 | 0.021514 | 0.021514 | 0.021514 | 0.021514 | 0.021514 | 0.021514
|  |  |  | MVA | 2.05 | 2.13 | 2.8401 | 3.5001 | 3.4701 | 3.4501 | 3.4201 | 3.4001 | 3.3901 | 3.3801 | 3.3601 | 3.3301 | 3.3301 | 3.3301 | 3.3301 | 3.3301 | 3.3301 | 3.3301 | 3.3301 | 3.3301 | 3.3301 | 3.3301 | 3.3301 | 3.3301 | 3.3301 | 3.3301 | 3.3301
|  |  |  | MVA | 2.05 | 2.13 | 2.8401 | 3.5001 | 3.4701 | 3.4501 | 3.4201 | 3.4001 | 3.3901 | 3.3801 | 3.3601 | 3.3301 | 3.3301 | 3.3301 | 3.3301 | 3.3301 | 3.3301 | 3.3301 | 3.3301 | 3.3301 | 3.3301 | 3.3301 | 3.3301 | 3.3301 | 3.3301 | 3.3301 | 3.3301
50% PoE | N | CR |  | MVA | 2.95 | 2.95 | 2.95 | 2.95 | 3.6 | 3.6 | 3.6 | 3.6 | 3.6 | 3.6 | 3.6 | 3.6 | 3.6 | 3.6 | 3.6 | 3.6 | 3.6 | 3.6 | 3.6 | 3.6 | 3.6 | 3.6 | 3.6 | 3.6 | 3.6 | 3.6 | 3.6
50% PoE | N-1 | CR |  | MVA | 2.95 | 2.95 | 2.95 | 2.95 | 3.6 | 3.6 | 3.6 | 3.6 | 3.6 | 3.6 | 3.6 | 3.6 | 3.6 | 3.6 | 3.6 | 3.6 | 3.6 | 3.6 | 3.6 | 3.6 | 3.6 | 3.6 | 3.6 | 3.6 | 3.6 | 3.6 | 3.6
50% LAR | N |  |  | Ratio Rating/Load | 1.439 | 1.3849 | 1.0387 | 0.84283 | 1.0374 | 1.0434 | 1.0526 | 1.0588 | 1.0619 | 1.0651 | 1.0714 | 1.0811 | 1.0811 | 1.0811 | 1.0811 | 1.0811 | 1.0811 | 1.0811 | 1.0811 | 1.0811 | 1.0811 | 1.0811 | 1.0811 | 1.0811 | 1.0811 | 1.0811 | 1.0811
50% LAR | N-1 |  |  | Ratio Rating/Load | 1.439 | 1.3849 | 1.0387 | 0.84283 | 1.0374 | 1.0434 | 1.0526 | 1.0588 | 1.0619 | 1.0651 | 1.0714 | 1.0811 | 1.0811 | 1.0811 | 1.0811 | 1.0811 | 1.0811 | 1.0811 | 1.0811 | 1.0811 | 1.0811 | 1.0811 | 1.0811 | 1.0811 | 1.0811 | 1.0811 | 1.0811
Load tan Phi |  | 0.0064608 |  |  | 0.0064608 | 0.0064608 | 0.0064608 | 0.0064608 | 0.0064608 | 0.0064608 | 0.0064608 | 0.0064608 | 0.0064608 | 0.0064608 | 0.0064608 | 0.0064608 | 0.0064608 | 0.0064608 | 0.0064608 | 0.0064608 | 0.0064608 | 0.0064608 | 0.0064608 | 0.0064608 | 0.0064608 | 0.0064608 | 0.0064608 | 0.0064608 | 0.0064608 | 0.0064608 | 0.0064608
Cap |  | 0 |  | MVAr | 0 | 0 | 0 | 0 | 0 | 0 | 0 | 0 | 0 | 0 | 0 | 0 | 0 | 0 | 0 | 0 | 0 | 0 | 0 | 0 | 0 | 0 | 0 | 0 | 0 | 0 | 0
10% PoE | 10%/50% | 1.0634 |  | MVA | 2.18 | 2.2651 | 3.0202 | 3.722 | 3.6901 | 3.6689 | 3.6369 | 3.6157 | 3.605 | 3.5944 | 3.5731 | 3.5412 | 3.5412 | 3.5412 | 3.5412 | 3.5412 | 3.5412 | 3.5412 | 3.5412 | 3.5412 | 3.5412 | 3.5412 | 3.5412 | 3.5412 | 3.5412 | 3.5412 | 3.5412
10% PoE | N | CR |  | MVA | 2.95 | 2.95 | 2.95 | 2.95 | 3.6 | 3.6 | 3.6 | 3.6 | 3.6 | 3.6 | 3.6 | 3.6 | 3.6 | 3.6 | 3.6 | 3.6 | 3.6 | 3.6 | 3.6 | 3.6 | 3.6 | 3.6 | 3.6 | 3.6 | 3.6 | 3.6 | 3.6
10% PoE | N-1 | CR |  | MVA | 2.95 | 2.95 | 2.95 | 2.95 | 3.6 | 3.6 | 3.6 | 3.6 | 3.6 | 3.6 | 3.6 | 3.6 | 3.6 | 3.6 | 3.6 | 3.6 | 3.6 | 3.6 | 3.6 | 3.6 | 3.6 | 3.6 | 3.6 | 3.6 | 3.6 | 3.6 | 3.6
10% LAR | N |  |  | Ratio Rating/Load | 1.3532 | 1.3024 | 0.97677 | 0.79257 | 0.97557 | 0.98123 | 0.98984 | 0.99566 | 0.9986 | 1.0015 | 1.0075 | 1.0166 | 1.0166 | 1.0166 | 1.0166 | 1.0166 | 1.0166 | 1.0166 | 1.0166 | 1.0166 | 1.0166 | 1.0166 | 1.0166 | 1.0166 | 1.0166 | 1.0166 | 1.0166
10% LAR | N-1 |  |  | Ratio Rating/Load | 1.3532 | 1.3024 | 0.97677 | 0.79257 | 0.97557 | 0.98123 | 0.98984 | 0.99566 | 0.9986 | 1.0015 | 1.0075 | 1.0166 | 1.0166 | 1.0166 | 1.0166 | 1.0166 | 1.0166 | 1.0166 | 1.0166 | 1.0166 | 1.0166 | 1.0166 | 1.0166 | 1.0166 | 1.0166 | 1.0166 | 1.0166
50% PoE | N |  |  | EatR, MWhrs | 0 | 0 | 0 | 12.7783 | 0 | 0 | 0 | 0 | 0 | 0 | 0 | 0 | 0 | 0 | 0 | 0 | 0 | 0 | 0 | 0 | 0 | 0 | 0 | 0 | 0 | 0 | 0
50% PoE | N-1 |  |  | EatR, MWhrs | 0 | 0 | 0 | 0 | 0 | 0 | 0 | 0 | 0 | 0 | 0 | 0 | 0 | 0 | 0 | 0 | 0 | 0 | 0 | 0 | 0 | 0 | 0 | 0 | 0 | 0 | 0
10% LAR | N |  |  | EatR, MWhrs | 0 | 0 | 0.10006 | 31.1337 | 0.13555 | 0.080576 | 0.036951 | 0.015692 | 0.005047 | 0 | 0 | 0 | 0 | 0 | 0 | 0 | 0 | 0 | 0 | 0 | 0 | 0 | 0 | 0 | 0 | 0 | 0
10% LAR | N-1 |  |  | EatR, MWhrs | 0 | 0 | 2.0884e-06 | 0.00064978 | 2.8289e-06 | 1.6817e-06 | 7.7118e-07 | 3.275e-07 | 1.0533e-07 | 0 | 0 | 0 | 0 | 0 | 0 | 0 | 0 | 0 | 0 | 0 | 0 | 0 | 0 | 0 | 0 | 0 | 0
No of Tx | bar: 2024 to 2050
50% PoE | N | 1 |  | EEatR, MWhrs | 0 | 0 | 0 | 12.7783 | 0 | 0 | 0 | 0 | 0 | 0 | 0 | 0 | 0 | 0 | 0 | 0 | 0 | 0 | 0 | 0 | 0 | 0 | 0 | 0 | 0 | 0 | 0
50% PoE | N-1 |  |  | EEatR, MWhrs | 0 | 0 | 0 | 0 | 0 | 0 | 0 | 0 | 0 | 0 | 0 | 0 | 0 | 0 | 0 | 0 | 0 | 0 | 0 | 0 | 0 | 0 | 0 | 0 | 0 | 0 | 0
10% LAR | N | 1 |  | EEatR, MWhrs | 0 | 0 | 0.10006 | 31.1337 | 0.13555 | 0.080576 | 0.036951 | 0.015692 | 0.005047 | 0 | 0 | 0 | 0 | 0 | 0 | 0 | 0 | 0 | 0 | 0 | 0 | 0 | 0 | 0 | 0 | 0 | 0
10% LAR | N-1 | 3.744% |  | EEatR, MWhrs | 0 | 0 | 7.8196e-08 | 2.433e-05 | 1.0592e-07 | 6.2967e-08 | 2.8875e-08 | 1.2262e-08 | 3.944e-09 | 0 | 0 | 0 | 0 | 0 | 0 | 0 | 0 | 0 | 0 | 0 | 0 | 0 | 0 | 0 | 0 | 0 | 0
MLN021 | 50% PoE | 4.056% |  | MW | 2.625 | 2.735 | 3.405 | 4.085 | 4.145 | 4.13 | 4.105 | 4.085 | 4.085 | 4.09 | 4.08 | 4.065 | 4.065 | 4.065 | 4.065 | 4.065 | 4.065 | 4.065 | 4.065 | 4.065 | 4.065 | 4.065 | 4.065 | 4.065 | 4.065 | 4.065 | 4.065
Winter | load pf | 0.99998 |  | MVAr | 0.016703 | 0.017403 | 0.021666 | 0.025993 | 0.026375 | 0.02628 | 0.026121 | 0.025993 | 0.025993 | 0.026025 | 0.025961 | 0.025866 | 0.025866 | 0.025866 | 0.025866 | 0.025866 | 0.025866 | 0.025866 | 0.025866 | 0.025866 | 0.025866 | 0.025866 | 0.025866 | 0.025866 | 0.025866 | 0.025866 | 0.025866
|  |  |  | MVA | 2.6251 | 2.7351 | 3.4051 | 4.0851 | 4.1451 | 4.1301 | 4.1051 | 4.0851 | 4.0851 | 4.0901 | 4.0801 | 4.0651 | 4.0651 | 4.0651 | 4.0651 | 4.0651 | 4.0651 | 4.0651 | 4.0651 | 4.0651 | 4.0651 | 4.0651 | 4.0651 | 4.0651 | 4.0651 | 4.0651 | 4.0651
|  |  |  | MVA | 2.6251 | 2.7351 | 3.4051 | 4.0851 | 4.1451 | 4.1301 | 4.1051 | 4.0851 | 4.0851 | 4.0901 | 4.0801 | 4.0651 | 4.0651 | 4.0651 | 4.0651 | 4.0651 | 4.0651 | 4.0651 | 4.0651 | 4.0651 | 4.0651 | 4.0651 | 4.0651 | 4.0651 | 4.0651 | 4.0651 | 4.0651
50% PoE | N | CR |  | MVA | 2.95 | 2.95 | 2.95 | 2.95 | 3.6 | 3.6 | 3.6 | 3.6 | 3.6 | 3.6 | 3.6 | 3.6 | 3.6 | 3.6 | 3.6 | 3.6 | 3.6 | 3.6 | 3.6 | 3.6 | 3.6 | 3.6 | 3.6 | 3.6 | 3.6 | 3.6 | 3.6
50% PoE | N-1 | CR |  | MVA | 2.95 | 2.95 | 2.95 | 2.95 | 3.6 | 3.6 | 3.6 | 3.6 | 3.6 | 3.6 | 3.6 | 3.6 | 3.6 | 3.6 | 3.6 | 3.6 | 3.6 | 3.6 | 3.6 | 3.6 | 3.6 | 3.6 | 3.6 | 3.6 | 3.6 | 3.6 | 3.6
50% LAR | N |  |  | Ratio Rating/Load | 1.1238 | 1.0786 | 0.86635 | 0.72213 | 0.86849 | 0.87165 | 0.87696 | 0.88125 | 0.88125 | 0.88017 | 0.88233 | 0.88559 | 0.88559 | 0.88559 | 0.88559 | 0.88559 | 0.88559 | 0.88559 | 0.88559 | 0.88559 | 0.88559 | 0.88559 | 0.88559 | 0.88559 | 0.88559 | 0.88559 | 0.88559
50% LAR | N-1 |  |  | Ratio Rating/Load | 1.1238 | 1.0786 | 0.86635 | 0.72213 | 0.86849 | 0.87165 | 0.87696 | 0.88125 | 0.88125 | 0.88017 | 0.88233 | 0.88559 | 0.88559 | 0.88559 | 0.88559 | 0.88559 | 0.88559 | 0.88559 | 0.88559 | 0.88559 | 0.88559 | 0.88559 | 0.88559 | 0.88559 | 0.88559 | 0.88559 | 0.88559
Load tan Phi |  | 0.0063631 |  | MVA | 0.0063631 | 0.0063631 | 0.0063631 | 0.0063631 | 0.0063631 | 0.0063631 | 0.0063631 | 0.0063631 | 0.0063631 | 0.0063631 | 0.0063631 | 0.0063631 | 0.0063631 | 0.0063631 | 0.0063631 | 0.0063631 | 0.0063631 | 0.0063631 | 0.0063631 | 0.0063631 | 0.0063631 | 0.0063631 | 0.0063631 | 0.0063631 | 0.0063631 | 0.0063631 | 0.0063631
Cap |  | 0 |  | MVAr | 0 | 0 | 0 | 0 | 0 | 0 | 0 | 0 | 0 | 0 | 0 | 0 | 0 | 0 | 0 | 0 | 0 | 0 | 0 | 0 | 0 | 0 | 0 | 0 | 0 | 0 | 0
10% PoE | 10%/50% | 1.1009 |  | MVA | 2.89 | 3.0112 | 3.7488 | 4.4975 | 4.5635 | 4.547 | 4.5195 | 4.4975 | 4.4975 | 4.503 | 4.492 | 4.4754 | 4.4754 | 4.4754 | 4.4754 | 4.4754 | 4.4754 | 4.4754 | 4.4754 | 4.4754 | 4.4754 | 4.4754 | 4.4754 | 4.4754 | 4.4754 | 4.4754 | 4.4754
10% PoE | N | CR |  | MVA | 2.95 | 2.95 | 2.95 | 2.95 | 3.6 | 3.6 | 3.6 | 3.6 | 3.6 | 3.6 | 3.6 | 3.6 | 3.6 | 3.6 | 3.6 | 3.6 | 3.6 | 3.6 | 3.6 | 3.6 | 3.6 | 3.6 | 3.6 | 3.6 | 3.6 | 3.6 | 3.6
10% PoE | N-1 | CR |  | MVA | 2.95 | 2.95 | 2.95 | 2.95 | 3.6 | 3.6 | 3.6 | 3.6 | 3.6 | 3.6 | 3.6 | 3.6 | 3.6 | 3.6 | 3.6 | 3.6 | 3.6 | 3.6 | 3.6 | 3.6 | 3.6 | 3.6 | 3.6 | 3.6 | 3.6 | 3.6 | 3.6
10% LAR | N |  |  | Ratio Rating/Load | 1.0207 | 0.97969 | 0.78691 | 0.65592 | 0.78886 | 0.79173 | 0.79655 | 0.80045 | 0.80045 | 0.79947 | 0.80143 | 0.80439 | 0.80439 | 0.80439 | 0.80439 | 0.80439 | 0.80439 | 0.80439 | 0.80439 | 0.80439 | 0.80439 | 0.80439 | 0.80439 | 0.80439 | 0.80439 | 0.80439 | 0.80439
10% LAR | N-1 |  |  | Ratio Rating/Load | 1.0207 | 0.97969 | 0.78691 | 0.65592 | 0.78886 | 0.79173 | 0.79655 | 0.80045 | 0.80045 | 0.79947 | 0.80143 | 0.80439 | 0.80439 | 0.80439 | 0.80439 | 0.80439 | 0.80439 | 0.80439 | 0.80439 | 0.80439 | 0.80439 | 0.80439 | 0.80439 | 0.80439 | 0.80439 | 0.80439 | 0.80439
50% PoE | N |  |  | EatR, MWhrs | 0 | 0 | 14.9484 | 283.7863 | 17.1973 | 15.7503 | 13.5116 | 11.9144 | 11.9144 | 12.2995 | 11.5377 | 10.4396 | 10.4396 | 10.4396 | 10.4396 | 10.4396 | 10.4396 | 10.4396 | 10.4396 | 10.4396 | 10.4396 | 10.4396 | 10.4396 | 10.4396 | 10.4396 | 10.4396 | 10.4396
50% PoE | N-1 |  |  | EatR, MWhrs | 0 | 0 | 0 | 0 | 0 | 0 | 0 | 0 | 0 | 0 | 0 | 0 | 0 | 0 | 0 | 0 | 0 | 0 | 0 | 0 | 0 | 0 | 0 | 0 | 0 | 0 | 0
10% LAR | N |  |  | EatR, MWhrs | 0 | 0.06133 | 89.5299 | 758.3627 | 105.2388 | 99.5427 | 90.5931 | 83.8303 | 83.8303 | 85.4826 | 82.2103 | 77.4621 | 77.4621 | 77.4621 | 77.4621 | 77.4621 | 77.4621 | 77.4621 | 77.4621 | 77.4621 | 77.4621 | 77.4621 | 77.4621 | 77.4621 | 77.4621 | 77.4621 | 77.4621
10% LAR | N-1 |  |  | EatR, MWhrs | 0 | 1.2416e-06 | 0.0018125 | 0.015353 | 0.0021305 | 0.0020152 | 0.001834 | 0.0016971 | 0.0016971 | 0.0017305 | 0.0016643 | 0.0015682 | 0.0015682 | 0.0015682 | 0.0015682 | 0.0015682 | 0.0015682 | 0.0015682 | 0.0015682 | 0.0015682 | 0.0015682 | 0.0015682 | 0.0015682 | 0.0015682 | 0.0015682 | 0.0015682 | 0.0015682
No of Tx | bar: 2024 to 2050
50% PoE | N | 1 |  | EEatR, MWhrs | 0 | 0 | 14.9484 | 283.7863 | 17.1973 | 15.7503 | 13.5116 | 11.9144 | 11.9144 | 12.2995 | 11.5377 | 10.4396 | 10.4396 | 10.4396 | 10.4396 | 10.4396 | 10.4396 | 10.4396 | 10.4396 | 10.4396 | 10.4396 | 10.4396 | 10.4396 | 10.4396 | 10.4396 | 10.4396 | 10.4396
50% PoE | N-1 | 3.744% |  | EEatR, MWhrs | 0 | 0 | 0 | 0 | 0 | 0 | 0 | 0 | 0 | 0 | 0 | 0 | 0 | 0 | 0 | 0 | 0 | 0 | 0 | 0 | 0 | 0 | 0 | 0 | 0 | 0 | 0
10% LAR | N | 1 |  | EEatR, MWhrs | 0 | 0.06133 | 89.5299 | 758.3627 | 105.2388 | 99.5427 | 90.5931 | 83.8303 | 83.8303 | 85.4826 | 82.2103 | 77.4621 | 77.4621 | 77.4621 | 77.4621 | 77.4621 | 77.4621 | 77.4621 | 77.4621 | 77.4621 | 77.4621 | 77.4621 | 77.4621 | 77.4621 | 77.4621 | 77.4621 | 77.4621
10% LAR | N-1 | 3.744% |  | EEatR, MWhrs | 0 | 4.6488e-08 | 6.7864e-05 | 0.00057484 | 7.9772e-05 | 7.5454e-05 | 6.867e-05 | 6.3544e-05 | 6.3544e-05 | 6.4796e-05 | 6.2316e-05 | 5.8717e-05 | 5.8717e-05 | 5.8717e-05 | 5.8717e-05 | 5.8717e-05 | 5.8717e-05 | 5.8717e-05 | 5.8717e-05 | 5.8717e-05 | 5.8717e-05 | 5.8717e-05 | 5.8717e-05 | 5.8717e-05 | 5.8717e-05 | 5.8717e-05 | 5.8717e-05
LDC
Summer (Oct to Mar) |  | Winter (Apr to Sep)
MW pu | MVA pu | MW pu | MVA pu
1 |  | 1
0.98442 |  | 0.97975
0.97902 |  | 0.97617
0.97198 |  | 0.97169
0.96634 |  | 0.97085
0.96009 |  | 0.96733
0.95745 |  | 0.96528
0.95629 |  | 0.95942
0.95247 |  | 0.95706
0.94773 |  | 0.95341
0.94295 |  | 0.95162
0.93844 |  | 0.95039
0.93603 |  | 0.94921
0.92788 |  | 0.94582
0.92714 |  | 0.94329
0.92293 |  | 0.94098
0.92154 |  | 0.93917
0.91843 |  | 0.93786
0.91515 |  | 0.93724
0.91408 |  | 0.93634
0.91299 |  | 0.93238
0.91217 |  | 0.93158
0.90962 |  | 0.92947
0.90842 |  | 0.92847
0.90686 |  | 0.92767
0.90382 |  | 0.92631
0.90126 |  | 0.92526
0.89855 |  | 0.92455
0.89578 |  | 0.92347
0.89433 |  | 0.92203
0.89217 |  | 0.91989
0.89124 |  | 0.91911
0.88897 |  | 0.91837
0.88717 |  | 0.91734
0.88498 |  | 0.9169
0.88371 |  | 0.91537
0.88219 |  | 0.91411
0.8811 |  | 0.91336
0.88038 |  | 0.91272
0.87859 |  | 0.91049
0.87774 |  | 0.90916
0.87666 |  | 0.90844
0.8763 |  | 0.90817
0.87505 |  | 0.90773
0.87368 |  | 0.90615
0.87137 |  | 0.90571
0.86945 |  | 0.90502
0.86851 |  | 0.90478
0.86675 |  | 0.90367
0.86604 |  | 0.90326
0.8642 |  | 0.90188
0.86392 |  | 0.90139
0.86301 |  | 0.90073
0.86239 |  | 0.90005
0.8613 |  | 0.89912
0.8607 |  | 0.89822
0.85999 |  | 0.89767
0.85883 |  | 0.89702
0.85724 |  | 0.89633
0.85547 |  | 0.89561
0.85464 |  | 0.89512
0.85241 |  | 0.89453
0.85137 |  | 0.89387
0.85027 |  | 0.89362
0.84866 |  | 0.89323
0.84753 |  | 0.89267
0.8468 |  | 0.89234
0.84601 |  | 0.89156
0.84458 |  | 0.89109
0.84352 |  | 0.89058
0.84241 |  | 0.89006
0.84081 |  | 0.88953
0.83813 |  | 0.88859
0.83711 |  | 0.88836
0.83633 |  | 0.88807
0.83576 |  | 0.88727
0.83449 |  | 0.8863
0.83341 |  | 0.88553
0.83268 |  | 0.88491
0.83203 |  | 0.88387
0.8309 |  | 0.88327
0.82948 |  | 0.88276
0.82891 |  | 0.88146
0.8284 |  | 0.88086
0.82776 |  | 0.88042
0.82684 |  | 0.87975
0.82628 |  | 0.87926
0.82441 |  | 0.87887
0.82243 |  | 0.87855
0.82048 |  | 0.87823
0.82005 |  | 0.8779
0.81925 |  | 0.87749
0.81803 |  | 0.87708
0.8176 |  | 0.87678
0.81625 |  | 0.87602
0.81492 |  | 0.87585
0.81402 |  | 0.8752
0.81348 |  | 0.87485
0.81222 |  | 0.87446
0.81031 |  | 0.87355
0.80914 |  | 0.87332
0.80786 |  | 0.87273
0.80768 |  | 0.87204
0.80735 |  | 0.87101
0.80617 |  | 0.8707
0.80537 |  | 0.87061
0.80434 |  | 0.86975
0.80407 |  | 0.8694
0.80368 |  | 0.86903
0.80298 |  | 0.86875
0.80247 |  | 0.86843
0.80202 |  | 0.868
0.80123 |  | 0.86746
0.79974 |  | 0.86704
0.79847 |  | 0.86663
0.79739 |  | 0.86631
0.79614 |  | 0.86582
0.79558 |  | 0.86572
0.79454 |  | 0.86528
0.79279 |  | 0.86494
0.7922 |  | 0.86392
0.79107 |  | 0.86355
0.79058 |  | 0.86289
0.78982 |  | 0.86234
0.78897 |  | 0.86176
0.7879 |  | 0.86138
0.78742 |  | 0.86115
0.78599 |  | 0.86079
0.78534 |  | 0.86054
0.78474 |  | 0.85988
0.78409 |  | 0.8596
0.78334 |  | 0.8595
0.78279 |  | 0.859
0.7821 |  | 0.85859
0.78097 |  | 0.85829
0.78028 |  | 0.85805
0.77953 |  | 0.85751
0.77871 |  | 0.85714
0.77821 |  | 0.85672
0.77775 |  | 0.85629
0.77695 |  | 0.85564
0.77573 |  | 0.85543
0.77388 |  | 0.85504
0.7733 |  | 0.85469
0.77293 |  | 0.85428
0.77247 |  | 0.85381
0.77204 |  | 0.85346
0.77152 |  | 0.85296
0.77015 |  | 0.85269
0.76968 |  | 0.85214
0.76915 |  | 0.85183
0.76873 |  | 0.85158
0.76807 |  | 0.85127
0.76748 |  | 0.85082
0.76703 |  | 0.85045
0.76668 |  | 0.84977
0.76568 |  | 0.84954
0.76508 |  | 0.84941
0.76381 |  | 0.84914
0.76363 |  | 0.84893
0.76263 |  | 0.84868
0.76228 |  | 0.8484
0.76183 |  | 0.84795
0.76124 |  | 0.84763
0.76088 |  | 0.84734
0.76015 |  | 0.84689
0.75969 |  | 0.84671
0.75904 |  | 0.84624
0.75811 |  | 0.84572
0.75735 |  | 0.8454
0.75693 |  | 0.84533
0.75647 |  | 0.84515
0.75611 |  | 0.84472
0.75548 |  | 0.84455
0.75509 |  | 0.84445
0.7543 |  | 0.84421
0.75391 |  | 0.84375
0.75321 |  | 0.84342
0.75301 |  | 0.84313
0.75279 |  | 0.84259
0.75174 |  | 0.84239
0.75125 |  | 0.84221
0.75077 |  | 0.84166
0.75052 |  | 0.84086
0.75016 |  | 0.8408
0.74985 |  | 0.84052
0.74937 |  | 0.84017
0.74883 |  | 0.83992
0.74826 |  | 0.83949
0.74769 |  | 0.83928
0.74724 |  | 0.83906
0.74692 |  | 0.83866
0.74643 |  | 0.83824
0.74611 |  | 0.83786
0.74579 |  | 0.83741
0.74507 |  | 0.83712
0.74486 |  | 0.83679
0.74374 |  | 0.83654
0.74288 |  | 0.83619
0.74205 |  | 0.83585
0.74176 |  | 0.83546
0.74135 |  | 0.83536
0.74111 |  | 0.835
0.74054 |  | 0.83469
0.7404 |  | 0.83458
0.74012 |  | 0.83437
0.73956 |  | 0.83416
0.73941 |  | 0.83379
0.73916 |  | 0.83362
0.73834 |  | 0.83348
0.73805 |  | 0.83322
0.73763 |  | 0.83285
0.73717 |  | 0.83256
0.73644 |  | 0.83222
0.73577 |  | 0.83211
0.73493 |  | 0.83174
0.73449 |  | 0.83143
0.73435 |  | 0.83127
0.73397 |  | 0.8311
0.73367 |  | 0.83066
0.7334 |  | 0.83049
0.7328 |  | 0.83024
0.73259 |  | 0.83004
0.7323 |  | 0.8296
0.73184 |  | 0.82942
0.73132 |  | 0.82895
0.73075 |  | 0.82863
0.7301 |  | 0.82811
0.72956 |  | 0.82769
0.72912 |  | 0.8272
0.72842 |  | 0.8268
0.72793 |  | 0.82649
0.72778 |  | 0.82605
0.72745 |  | 0.82574
0.72631 |  | 0.82556
0.72588 |  | 0.82508
0.72549 |  | 0.82483
0.7251 |  | 0.82476
0.72475 |  | 0.82453
0.7244 |  | 0.82446
0.72392 |  | 0.82394
0.72351 |  | 0.82361
0.72301 |  | 0.82318
0.72227 |  | 0.82312
0.72178 |  | 0.82295
0.72135 |  | 0.82258
0.72073 |  | 0.82248
0.71985 |  | 0.82218
0.71968 |  | 0.82209
0.71928 |  | 0.82195
0.71862 |  | 0.82181
0.71837 |  | 0.82156
0.71808 |  | 0.82118
0.71785 |  | 0.82089
0.71764 |  | 0.82058
0.71739 |  | 0.82051
0.71708 |  | 0.8203
0.7169 |  | 0.82015
0.71646 |  | 0.81962
0.7161 |  | 0.81962
0.71592 |  | 0.81947
0.7156 |  | 0.81926
0.71532 |  | 0.81905
0.71496 |  | 0.81889
0.71417 |  | 0.81862
0.71364 |  | 0.81852
0.71333 |  | 0.81811
0.71319 |  | 0.81792
0.71284 |  | 0.81771
0.71245 |  | 0.81744
0.71228 |  | 0.81727
0.71162 |  | 0.81718
0.71148 |  | 0.81698
0.7112 |  | 0.81673
0.71046 |  | 0.81649
0.71013 |  | 0.81642
0.70974 |  | 0.81612
0.70956 |  | 0.816
0.70935 |  | 0.81593
0.70892 |  | 0.8155
0.70864 |  | 0.81519
0.70849 |  | 0.81503
0.70805 |  | 0.81487
0.70776 |  | 0.81438
0.70734 |  | 0.8142
0.70723 |  | 0.81402
0.70697 |  | 0.8137
0.70636 |  | 0.81346
0.7059 |  | 0.81343
0.70556 |  | 0.81317
0.7051 |  | 0.81303
0.70481 |  | 0.81297
0.70431 |  | 0.81246
0.70385 |  | 0.81203
0.703 |  | 0.81171
0.70268 |  | 0.81162
0.70236 |  | 0.81151
0.70214 |  | 0.81118
0.70193 |  | 0.81098
0.70158 |  | 0.81054
0.70143 |  | 0.81033
0.70088 |  | 0.8101
0.70048 |  | 0.80989
0.69984 |  | 0.80974
0.69962 |  | 0.80958
0.6992 |  | 0.80934
0.69892 |  | 0.8092
0.69854 |  | 0.8091
0.69829 |  | 0.80889
0.69792 |  | 0.80872
0.6977 |  | 0.80827
0.69756 |  | 0.80805
0.69748 |  | 0.80802
0.69723 |  | 0.80784
0.69662 |  | 0.80764
0.69641 |  | 0.80754
0.69606 |  | 0.80718
0.6958 |  | 0.80701
0.69554 |  | 0.80674
0.69517 |  | 0.80656
0.69506 |  | 0.80627
0.69491 |  | 0.80577
0.69462 |  | 0.80573
0.69448 |  | 0.80556
0.69427 |  | 0.8054
0.69406 |  | 0.80506
0.6937 |  | 0.80495
0.69315 |  | 0.8047
0.69286 |  | 0.80457
0.69269 |  | 0.80433
0.69236 |  | 0.8041
0.69199 |  | 0.80393
0.69185 |  | 0.80375
0.69166 |  | 0.80355
0.69141 |  | 0.80329
0.69112 |  | 0.80305
0.69101 |  | 0.80266
0.69078 |  | 0.80249
0.6906 |  | 0.80201
0.6905 |  | 0.80187
0.69002 |  | 0.80162
0.68973 |  | 0.80155
0.68959 |  | 0.80122
0.68941 |  | 0.80115
0.68934 |  | 0.80105
0.68913 |  | 0.80081
0.68901 |  | 0.80067
0.68848 |  | 0.80032
0.68823 |  | 0.80025
0.68809 |  | 0.80016
0.68798 |  | 0.80005
0.68769 |  | 0.79998
0.68754 |  | 0.79984
0.68718 |  | 0.79967
0.68696 |  | 0.7996
0.68667 |  | 0.79944
0.68646 |  | 0.79934
0.68629 |  | 0.7992
0.68608 |  | 0.7991
0.68579 |  | 0.79884
0.68568 |  | 0.7987
0.68546 |  | 0.79846
0.68535 |  | 0.7983
0.68514 |  | 0.79807
0.6849 |  | 0.79771
0.68468 |  | 0.79752
0.68423 |  | 0.79728
0.68411 |  | 0.79713
0.68365 |  | 0.79708
0.68339 |  | 0.79686
0.68306 |  | 0.79659
0.68271 |  | 0.79631
0.6825 |  | 0.79605
0.68236 |  | 0.79585
0.68218 |  | 0.79549
0.68183 |  | 0.79543
0.68151 |  | 0.79525
0.68119 |  | 0.79495
0.68083 |  | 0.79472
0.68068 |  | 0.79456
0.68029 |  | 0.79438
0.68018 |  | 0.79428
0.67986 |  | 0.79428
0.67954 |  | 0.79408
0.67933 |  | 0.79391
0.67914 |  | 0.79383
0.67892 |  | 0.79352
0.67871 |  | 0.79336
0.67852 |  | 0.79329
0.67842 |  | 0.79303
0.67824 |  | 0.79293
0.67802 |  | 0.79285
0.67752 |  | 0.79263
0.67734 |  | 0.79243
0.67701 |  | 0.79233
0.67669 |  | 0.79218
0.67653 |  | 0.79178
0.67628 |  | 0.79171
0.67614 |  | 0.79164
0.67595 |  | 0.79154
0.67554 |  | 0.79136
0.67536 |  | 0.79119
0.67525 |  | 0.79105
0.67522 |  | 0.79077
0.67492 |  | 0.7907
0.67478 |  | 0.79056
0.67465 |  | 0.79053
0.67454 |  | 0.7902
0.67414 |  | 0.79009
0.67393 |  | 0.79003
0.67375 |  | 0.78978
0.6735 |  | 0.78965
0.67339 |  | 0.78954
0.67322 |  | 0.78944
0.67293 |  | 0.78923
0.67272 |  | 0.78893
0.67254 |  | 0.78876
0.67229 |  | 0.78869
0.67215 |  | 0.78833
0.67196 |  | 0.7882
0.67153 |  | 0.78797
0.67118 |  | 0.7878
0.67111 |  | 0.78767
0.67083 |  | 0.78747
0.67046 |  | 0.78726
0.67028 |  | 0.78713
0.67 |  | 0.78695
0.66982 |  | 0.7868
0.66953 |  | 0.78645
0.66907 |  | 0.78623
0.66894 |  | 0.78619
0.66865 |  | 0.78598
0.66833 |  | 0.78564
0.66809 |  | 0.78547
0.66784 |  | 0.78539
0.66738 |  | 0.78529
0.66724 |  | 0.78521
0.66709 |  | 0.78504
0.66688 |  | 0.78493
0.66657 |  | 0.78473
0.66621 |  | 0.78466
0.66609 |  | 0.78449
0.66556 |  | 0.78429
0.66521 |  | 0.7842
0.66495 |  | 0.78399
0.66473 |  | 0.78388
0.66456 |  | 0.78376
0.66445 |  | 0.78369
0.66431 |  | 0.78355
0.6641 |  | 0.78349
0.664 |  | 0.78339
0.66388 |  | 0.78314
0.66363 |  | 0.7829
0.66346 |  | 0.78264
0.6632 |  | 0.7824
0.66295 |  | 0.78215
0.66292 |  | 0.78205
0.6627 |  | 0.78182
0.66242 |  | 0.78171
0.66216 |  | 0.7816
0.66187 |  | 0.78146
0.66169 |  | 0.78132
0.66155 |  | 0.78124
0.66151 |  | 0.78106
0.66134 |  | 0.78099
0.6612 |  | 0.78084
0.66109 |  | 0.78075
0.66088 |  | 0.78053
0.6608 |  | 0.78042
0.66043 |  | 0.78015
0.66025 |  | 0.78005
0.66011 |  | 0.77992
0.65989 |  | 0.77985
0.65962 |  | 0.77972
0.65951 |  | 0.77952
0.65928 |  | 0.77937
0.65907 |  | 0.77919
0.65894 |  | 0.77913
0.65869 |  | 0.77906
0.65848 |  | 0.77898
0.65842 |  | 0.77885
0.65821 |  | 0.77875
0.65788 |  | 0.77858
0.65778 |  | 0.77844
0.65757 |  | 0.77833
0.65742 |  | 0.77824
0.65713 |  | 0.77811
0.65702 |  | 0.77804
0.65685 |  | 0.77784
0.65664 |  | 0.77773
0.65653 |  | 0.77752
0.65628 |  | 0.7774
0.65614 |  | 0.77726
0.65589 |  | 0.77723
0.65582 |  | 0.77709
0.65564 |  | 0.77702
0.6555 |  | 0.77692
0.65536 |  | 0.77682
0.65522 |  | 0.77669
0.65476 |  | 0.77665
0.65459 |  | 0.77655
0.65448 |  | 0.77642
0.65435 |  | 0.77635
0.65423 |  | 0.77625
0.65409 |  | 0.77605
0.65401 |  | 0.77598
0.65384 |  | 0.77581
0.65372 |  | 0.77566
0.65369 |  | 0.77559
0.65348 |  | 0.77553
0.65337 |  | 0.77533
0.65316 |  | 0.77526
0.65306 |  | 0.77512
0.65257 |  | 0.77494
0.65246 |  | 0.77491
0.65232 |  | 0.7748
0.65202 |  | 0.77466
0.65179 |  | 0.77448
0.65161 |  | 0.77442
0.65151 |  | 0.77428
0.65144 |  | 0.77415
0.65112 |  | 0.77405
0.65098 |  | 0.77375
0.65088 |  | 0.77366
0.65067 |  | 0.77349
0.65053 |  | 0.77331
0.65032 |  | 0.77327
0.65022 |  | 0.77307
0.65008 |  | 0.77299
0.64997 |  | 0.77273
0.64975 |  | 0.77269
0.64946 |  | 0.77257
0.64936 |  | 0.77246
0.64926 |  | 0.77236
0.64915 |  | 0.77226
0.649 |  | 0.77216
0.64879 |  | 0.77198
0.6486 |  | 0.77186
0.64845 |  | 0.77158
0.64834 |  | 0.77147
0.64801 |  | 0.77133
0.64779 |  | 0.77123
0.64758 |  | 0.77112
0.64744 |  | 0.77094
0.64719 |  | 0.77064
0.64697 |  | 0.77061
0.64679 |  | 0.77051
0.64661 |  | 0.7704
0.64639 |  | 0.7702
0.64631 |  | 0.77015
0.64628 |  | 0.76987
0.64618 |  | 0.76983
0.646 |  | 0.76973
0.64585 |  | 0.76966
0.64571 |  | 0.76958
0.64546 |  | 0.76951
0.64539 |  | 0.76945
0.64521 |  | 0.7693
0.64507 |  | 0.76917
0.64496 |  | 0.76908
0.64478 |  | 0.76892
0.6447 |  | 0.76878
0.64446 |  | 0.76868
0.64439 |  | 0.76861
0.64425 |  | 0.76834
0.64401 |  | 0.76818
0.64386 |  | 0.76808
0.64361 |  | 0.76805
0.64343 |  | 0.76788
0.64308 |  | 0.76781
0.64278 |  | 0.76764
0.64263 |  | 0.76747
0.64253 |  | 0.76724
0.64238 |  | 0.76707
0.64224 |  | 0.76696
0.64217 |  | 0.76696
0.64192 |  | 0.7669
0.64181 |  | 0.76684
0.64163 |  | 0.76671
0.64138 |  | 0.76664
0.64123 |  | 0.76661
0.64116 |  | 0.7665
0.64095 |  | 0.76643
0.64081 |  | 0.76626
0.64063 |  | 0.76613
0.64045 |  | 0.76606
0.6403 |  | 0.76606
0.64012 |  | 0.76595
0.63998 |  | 0.76581
0.63987 |  | 0.76571
0.63976 |  | 0.76571
0.63951 |  | 0.76557
0.63936 |  | 0.76546
0.63922 |  | 0.76542
0.63908 |  | 0.76526
0.639 |  | 0.76513
0.63883 |  | 0.76502
0.63869 |  | 0.76496
0.63861 |  | 0.76469
0.63851 |  | 0.76458
0.63847 |  | 0.76447
0.63836 |  | 0.76437
0.63826 |  | 0.76434
0.63807 |  | 0.76423
0.63772 |  | 0.7642
0.63744 |  | 0.76406
0.63721 |  | 0.76399
0.63706 |  | 0.76389
0.63689 |  | 0.76383
0.63681 |  | 0.76373
0.63664 |  | 0.76354
0.63656 |  | 0.76348
0.63621 |  | 0.76334
0.63617 |  | 0.76316
0.63603 |  | 0.76301
0.63596 |  | 0.76286
0.63589 |  | 0.7628
0.63571 |  | 0.76269
0.63553 |  | 0.76255
0.63546 |  | 0.76251
0.63532 |  | 0.76241
0.63517 |  | 0.76231
0.6351 |  | 0.76229
0.63477 |  | 0.76221
0.6347 |  | 0.7621
0.63456 |  | 0.76204
0.63445 |  | 0.76198
0.63431 |  | 0.76184
0.63419 |  | 0.76177
0.63405 |  | 0.76165
0.63383 |  | 0.76146
0.63372 |  | 0.76132
0.63351 |  | 0.76121
0.63336 |  | 0.7611
0.6333 |  | 0.76107
0.63305 |  | 0.7609
0.63295 |  | 0.76083
0.6327 |  | 0.7607
0.63255 |  | 0.76049
0.63252 |  | 0.76039
0.63234 |  | 0.76036
0.63227 |  | 0.76025
0.63209 |  | 0.76015
0.63209 |  | 0.75998
0.63191 |  | 0.75988
0.63184 |  | 0.75984
0.63174 |  | 0.75969
0.63151 |  | 0.75952
0.63137 |  | 0.75945
0.63126 |  | 0.75931
0.63119 |  | 0.75924
0.631 |  | 0.75906
0.6309 |  | 0.75899
0.63079 |  | 0.75888
0.63076 |  | 0.75878
0.63047 |  | 0.75868
0.63043 |  | 0.75861
0.63036 |  | 0.75852
0.63029 |  | 0.75848
0.63011 |  | 0.75841
0.63004 |  | 0.75828
0.62982 |  | 0.75822
0.62965 |  | 0.75801
0.62947 |  | 0.75797
0.62932 |  | 0.75786
0.62915 |  | 0.75779
0.62904 |  | 0.75765
0.62882 |  | 0.75763
0.6286 |  | 0.75753
0.62841 |  | 0.75726
0.62824 |  | 0.75716
0.62802 |  | 0.757
0.62795 |  | 0.75689
0.62781 |  | 0.75668
0.62763 |  | 0.75664
0.62756 |  | 0.75661
0.62739 |  | 0.75646
0.62724 |  | 0.75637
0.62707 |  | 0.75634
0.62696 |  | 0.75617
0.62682 |  | 0.75614
0.62663 |  | 0.75596
0.62653 |  | 0.75585
0.62646 |  | 0.75581
0.62632 |  | 0.75571
0.62606 |  | 0.75555
0.62577 |  | 0.75542
0.6257 |  | 0.75531
0.62566 |  | 0.75525
0.62546 |  | 0.75514
0.62528 |  | 0.7551
0.62517 |  | 0.75497
0.62502 |  | 0.75497
0.62495 |  | 0.75484
0.62484 |  | 0.7547
0.6247 |  | 0.75464
0.62459 |  | 0.75449
0.62445 |  | 0.75449
0.62431 |  | 0.75442
0.62424 |  | 0.75424
0.62409 |  | 0.75407
0.62391 |  | 0.75403
0.62373 |  | 0.75383
0.62369 |  | 0.7537
0.62358 |  | 0.75363
0.62325 |  | 0.75349
0.62322 |  | 0.75336
0.62307 |  | 0.75323
0.6229 |  | 0.7532
0.62283 |  | 0.75291
0.62269 |  | 0.75291
0.62252 |  | 0.75261
0.62244 |  | 0.7525
0.62241 |  | 0.75247
0.62231 |  | 0.75236
0.62212 |  | 0.75226
0.62205 |  | 0.75214
0.62187 |  | 0.75208
0.6218 |  | 0.752
0.62152 |  | 0.75179
0.62145 |  | 0.75165
0.62138 |  | 0.75151
0.6212 |  | 0.75145
0.62113 |  | 0.75135
0.62106 |  | 0.75127
0.62096 |  | 0.75118
0.62089 |  | 0.75104
0.6207 |  | 0.75097
0.6206 |  | 0.7509
0.62049 |  | 0.75076
0.62045 |  | 0.75069
0.62024 |  | 0.75062
0.6201 |  | 0.75052
0.61987 |  | 0.75046
0.6198 |  | 0.75025
0.61966 |  | 0.75015
0.61959 |  | 0.75005
0.61952 |  | 0.74989
0.61927 |  | 0.74978
0.6192 |  | 0.74975
0.61908 |  | 0.74957
0.61895 |  | 0.74944
0.61888 |  | 0.74937
0.6187 |  | 0.74926
0.61859 |  | 0.74922
0.61848 |  | 0.74906
0.61837 |  | 0.74896
0.61837 |  | 0.74892
0.61823 |  | 0.74885
0.61812 |  | 0.74868
0.61808 |  | 0.74861
0.6179 |  | 0.74857
0.6178 |  | 0.74848
0.61768 |  | 0.74837
0.61758 |  | 0.74831
0.61744 |  | 0.74821
0.61727 |  | 0.74815
0.61708 |  | 0.74811
0.61708 |  | 0.74802
0.61701 |  | 0.74784
0.61683 |  | 0.74775
0.61676 |  | 0.74772
0.61658 |  | 0.74769
0.61655 |  | 0.74758
0.61633 |  | 0.7475
0.61626 |  | 0.7473
0.61601 |  | 0.74722
0.6159 |  | 0.74709
0.61583 |  | 0.74694
0.61569 |  | 0.74681
0.61554 |  | 0.74681
0.61547 |  | 0.74664
0.61536 |  | 0.74647
0.61521 |  | 0.74637
0.61507 |  | 0.7463
0.61496 |  | 0.74623
0.61496 |  | 0.74615
0.61489 |  | 0.74608
0.61485 |  | 0.74601
0.61471 |  | 0.74594
0.61454 |  | 0.74584
0.61454 |  | 0.74571
0.6144 |  | 0.74564
0.61428 |  | 0.74546
0.61411 |  | 0.74543
0.61401 |  | 0.74524
0.61393 |  | 0.74507
0.61386 |  | 0.7449
0.61367 |  | 0.74479
0.61363 |  | 0.74476
0.61353 |  | 0.74462
0.61344 |  | 0.74448
0.6133 |  | 0.74448
0.61326 |  | 0.74441
0.61319 |  | 0.74435
0.61312 |  | 0.74428
0.61305 |  | 0.74411
0.61289 |  | 0.74405
0.61287 |  | 0.74399
0.6128 |  | 0.74388
0.61273 |  | 0.74375
0.61273 |  | 0.74364
0.61255 |  | 0.7436
0.61243 |  | 0.74353
0.61229 |  | 0.7435
0.61218 |  | 0.74332
0.61203 |  | 0.74326
0.61186 |  | 0.74312
0.61182 |  | 0.74296
0.61168 |  | 0.7429
0.61165 |  | 0.74286
0.61147 |  | 0.74272
0.61132 |  | 0.74261
0.61117 |  | 0.74258
0.61107 |  | 0.7425
0.61107 |  | 0.7423
0.61084 |  | 0.74219
0.61078 |  | 0.7421
0.61078 |  | 0.74203
0.6107 |  | 0.74186
0.61055 |  | 0.74182
0.61055 |  | 0.74176
0.61045 |  | 0.74148
0.61037 |  | 0.74144
0.61019 |  | 0.74137
0.61001 |  | 0.74116
0.60994 |  | 0.74102
0.60976 |  | 0.74098
0.60973 |  | 0.74082
0.60958 |  | 0.74079
0.60943 |  | 0.74076
0.6094 |  | 0.74058
0.6094 |  | 0.74054
0.60929 |  | 0.74048
0.60914 |  | 0.74034
0.60903 |  | 0.74034
0.60892 |  | 0.74018
0.6088 |  | 0.74011
0.60866 |  | 0.74001
0.60866 |  | 0.73984
0.60851 |  | 0.73977
0.60844 |  | 0.7397
0.6084 |  | 0.73963
0.6082 |  | 0.73953
0.60808 |  | 0.73938
0.60798 |  | 0.73935
0.60791 |  | 0.73917
0.60787 |  | 0.73907
0.60779 |  | 0.73899
0.60765 |  | 0.73889
0.60747 |  | 0.73886
0.60734 |  | 0.7388
0.60716 |  | 0.73863
0.60705 |  | 0.73863
0.60698 |  | 0.73852
0.60673 |  | 0.73842
0.60661 |  | 0.73834
0.60644 |  | 0.73824
0.60637 |  | 0.73814
0.60623 |  | 0.73796
0.60623 |  | 0.73789
0.60608 |  | 0.73782
0.60602 |  | 0.73775
0.60584 |  | 0.73754
0.60576 |  | 0.7374
0.60559 |  | 0.73736
0.60555 |  | 0.73729
0.60541 |  | 0.73712
0.60531 |  | 0.73704
0.60508 |  | 0.73698
0.60501 |  | 0.73684
0.60491 |  | 0.7368
0.6048 |  | 0.73677
0.60466 |  | 0.73663
0.60462 |  | 0.73656
0.60455 |  | 0.73649
0.60437 |  | 0.73646
0.60434 |  | 0.73625
0.60419 |  | 0.73622
0.60416 |  | 0.73618
0.60412 |  | 0.73608
0.60397 |  | 0.73586
0.6039 |  | 0.73583
0.60387 |  | 0.73573
0.60379 |  | 0.73562
0.60365 |  | 0.73552
0.60355 |  | 0.73538
0.60344 |  | 0.73527
0.60344 |  | 0.73521
0.60336 |  | 0.73507
0.60323 |  | 0.73493
0.60318 |  | 0.73486
0.60308 |  | 0.73465
0.60301 |  | 0.73463
0.60294 |  | 0.73455
0.60283 |  | 0.73441
0.60272 |  | 0.73434
0.60261 |  | 0.73424
0.60243 |  | 0.73408
0.60233 |  | 0.73401
0.60226 |  | 0.73398
0.60219 |  | 0.7338
0.60215 |  | 0.73366
0.60212 |  | 0.73356
0.60205 |  | 0.73338
0.60184 |  | 0.73335
0.60177 |  | 0.7331
0.60166 |  | 0.73304
0.60155 |  | 0.73294
0.60148 |  | 0.73283
0.60141 |  | 0.7328
0.60134 |  | 0.73258
0.6013 |  | 0.73247
0.60127 |  | 0.7324
0.60106 |  | 0.73238
0.60095 |  | 0.73227
0.60078 |  | 0.73223
0.60071 |  | 0.7321
0.6006 |  | 0.7321
0.60042 |  | 0.73188
0.60028 |  | 0.73178
0.60017 |  | 0.73163
0.60006 |  | 0.73152
0.59999 |  | 0.73149
0.59992 |  | 0.73131
0.59981 |  | 0.73113
0.59974 |  | 0.73107
0.59963 |  | 0.731
0.59952 |  | 0.73096
0.59944 |  | 0.73083
0.59937 |  | 0.73069
0.59927 |  | 0.73056
0.59912 |  | 0.73048
0.59905 |  | 0.73045
0.59905 |  | 0.73045
0.59877 |  | 0.73034
0.5987 |  | 0.73017
0.59858 |  | 0.73007
0.59848 |  | 0.73007
0.59848 |  | 0.72982
0.59833 |  | 0.72979
0.59815 |  | 0.72972
0.59812 |  | 0.72965
0.59797 |  | 0.72959
0.5979 |  | 0.7294
0.59783 |  | 0.7293
0.59765 |  | 0.72923
0.59755 |  | 0.72913
0.59734 |  | 0.72909
0.59723 |  | 0.72892
0.59719 |  | 0.72888
0.59709 |  | 0.72875
0.59705 |  | 0.72871
0.59688 |  | 0.7286
0.59681 |  | 0.7286
0.59681 |  | 0.7285
0.59667 |  | 0.72843
0.59652 |  | 0.72832
0.59649 |  | 0.72829
0.59638 |  | 0.72818
0.59617 |  | 0.72811
0.59595 |  | 0.72805
0.59591 |  | 0.72794
0.59591 |  | 0.72775
0.59584 |  | 0.72772
0.59573 |  | 0.72769
0.59556 |  | 0.72762
0.59548 |  | 0.72745
0.59541 |  | 0.72745
0.59527 |  | 0.72738
0.59523 |  | 0.72734
0.59505 |  | 0.72721
0.59491 |  | 0.72715
0.5948 |  | 0.72698
0.59473 |  | 0.72676
0.59469 |  | 0.72663
0.59462 |  | 0.72652
0.59451 |  | 0.72638
0.5944 |  | 0.72635
0.59436 |  | 0.72621
0.59432 |  | 0.72618
0.59429 |  | 0.726
0.59418 |  | 0.72593
0.59407 |  | 0.72576
0.59388 |  | 0.72566
0.59385 |  | 0.7256
0.59381 |  | 0.72552
0.59373 |  | 0.72542
0.59366 |  | 0.7254
0.59362 |  | 0.72533
0.59345 |  | 0.7253
0.59337 |  | 0.72519
0.59333 |  | 0.72505
0.59326 |  | 0.72498
0.59312 |  | 0.72494
0.59308 |  | 0.72483
0.59301 |  | 0.72473
0.59297 |  | 0.72468
0.59283 |  | 0.72464
0.59266 |  | 0.72453
0.59259 |  | 0.72449
0.59248 |  | 0.72442
0.59233 |  | 0.72432
0.59219 |  | 0.72425
0.59215 |  | 0.72418
0.59209 |  | 0.72414
0.59187 |  | 0.724
0.59172 |  | 0.72386
0.59166 |  | 0.72379
0.59155 |  | 0.72379
0.59148 |  | 0.72365
0.59141 |  | 0.72347
0.59123 |  | 0.7233
0.59119 |  | 0.72319
0.59105 |  | 0.72312
0.59105 |  | 0.72309
0.59095 |  | 0.72305
0.59088 |  | 0.72305
0.59084 |  | 0.72293
0.59073 |  | 0.72282
0.5907 |  | 0.72279
0.59056 |  | 0.72268
0.59052 |  | 0.72257
0.59045 |  | 0.72244
0.59027 |  | 0.72226
0.59009 |  | 0.72223
0.59006 |  | 0.72219
0.58999 |  | 0.72219
0.58996 |  | 0.72201
0.58992 |  | 0.72194
0.58985 |  | 0.72194
0.5897 |  | 0.72184
0.58967 |  | 0.7217
0.58949 |  | 0.7216
0.58942 |  | 0.72154
0.58942 |  | 0.72143
0.58931 |  | 0.72129
0.58924 |  | 0.72122
0.5891 |  | 0.72122
0.58906 |  | 0.72112
0.58895 |  | 0.72109
0.58895 |  | 0.72095
0.58885 |  | 0.72088
0.58867 |  | 0.72078
0.58857 |  | 0.7206
0.58846 |  | 0.72049
0.58846 |  | 0.72043
0.58839 |  | 0.72036
0.58825 |  | 0.72032
0.58818 |  | 0.72025
0.58814 |  | 0.72011
0.5881 |  | 0.72008
0.588 |  | 0.71987
0.58793 |  | 0.71984
0.5879 |  | 0.71981
0.58775 |  | 0.71974
0.58768 |  | 0.7196
0.58754 |  | 0.71936
0.5875 |  | 0.71926
0.58746 |  | 0.71922
0.58742 |  | 0.71915
0.58731 |  | 0.71908
0.58724 |  | 0.71898
0.5871 |  | 0.71895
0.5871 |  | 0.71881
0.58707 |  | 0.71874
0.587 |  | 0.71874
0.58686 |  | 0.71861
0.58674 |  | 0.71847
0.58664 |  | 0.7184
0.5866 |  | 0.7183
0.58657 |  | 0.71823
0.58646 |  | 0.7182
0.58639 |  | 0.71813
0.58628 |  | 0.71806
0.58621 |  | 0.71803
0.58614 |  | 0.71792
0.586 |  | 0.71778
0.58593 |  | 0.71765
0.58586 |  | 0.71758
0.58579 |  | 0.71758
0.58572 |  | 0.71746
0.58554 |  | 0.71746
0.58543 |  | 0.71739
0.58539 |  | 0.71736
0.58536 |  | 0.71712
0.58529 |  | 0.71712
0.58525 |  | 0.71705
0.58514 |  | 0.71695
0.58511 |  | 0.71692
0.58499 |  | 0.71685
0.58488 |  | 0.71664
0.58481 |  | 0.71657
0.58473 |  | 0.7165
0.58466 |  | 0.71642
0.58463 |  | 0.71636
0.58455 |  | 0.71629
0.58448 |  | 0.71619
0.58444 |  | 0.71602
0.58441 |  | 0.71598
0.5843 |  | 0.71595
0.58427 |  | 0.71592
0.5842 |  | 0.71585
0.5842 |  | 0.71578
0.58413 |  | 0.71564
0.58405 |  | 0.71547
0.58398 |  | 0.7154
0.58384 |  | 0.71535
0.58376 |  | 0.71525
0.58365 |  | 0.71518
0.58354 |  | 0.71504
0.58344 |  | 0.71504
0.58336 |  | 0.71494
0.58325 |  | 0.71487
0.58321 |  | 0.71473
0.58297 |  | 0.7147
0.58294 |  | 0.7147
0.5828 |  | 0.71459
0.5827 |  | 0.71453
0.5827 |  | 0.71446
0.58258 |  | 0.71442
0.58258 |  | 0.71422
0.58258 |  | 0.71414
0.58248 |  | 0.71407
0.58234 |  | 0.7139
0.58234 |  | 0.71386
0.5823 |  | 0.71373
0.5822 |  | 0.71369
0.58205 |  | 0.71359
0.58198 |  | 0.71355
0.5818 |  | 0.71335
0.58176 |  | 0.71324
0.58169 |  | 0.7131
0.58155 |  | 0.71306
0.58141 |  | 0.71302
0.58134 |  | 0.71296
0.5813 |  | 0.71282
0.58123 |  | 0.71282
0.58115 |  | 0.71279
0.58104 |  | 0.71272
0.58094 |  | 0.71272
0.58084 |  | 0.71269
0.5808 |  | 0.71256
0.58073 |  | 0.71252
0.58073 |  | 0.71242
0.5807 |  | 0.71238
0.58062 |  | 0.71228
0.58055 |  | 0.71221
0.58051 |  | 0.71218
0.58044 |  | 0.71211
0.58037 |  | 0.71208
0.58037 |  | 0.71201
0.58023 |  | 0.71184
0.58023 |  | 0.7118
0.58023 |  | 0.71169
0.5802 |  | 0.71157
0.58012 |  | 0.7115
0.57998 |  | 0.71135
0.57994 |  | 0.71132
0.57987 |  | 0.71122
0.57969 |  | 0.71112
0.57966 |  | 0.71105
0.57962 |  | 0.71105
0.57955 |  | 0.71095
0.57948 |  | 0.71085
0.57934 |  | 0.71078
0.57924 |  | 0.7106
0.57916 |  | 0.71057
0.57901 |  | 0.7105
0.57894 |  | 0.7105
0.57883 |  | 0.71036
0.57876 |  | 0.71029
0.57872 |  | 0.71023
0.57862 |  | 0.71019
0.57858 |  | 0.71012
0.57844 |  | 0.71009
0.57833 |  | 0.71003
0.5783 |  | 0.70999
0.57819 |  | 0.70993
0.57808 |  | 0.70982
0.57797 |  | 0.70982
0.57793 |  | 0.70976
0.57779 |  | 0.70968
0.57775 |  | 0.70965
0.57768 |  | 0.70955
0.57765 |  | 0.70948
0.57758 |  | 0.70937
0.5775 |  | 0.7093
0.57739 |  | 0.70923
0.57735 |  | 0.70919
0.57728 |  | 0.70916
0.57721 |  | 0.70906
0.57717 |  | 0.70895
0.57714 |  | 0.70885
0.57703 |  | 0.70882
0.57699 |  | 0.70878
0.57692 |  | 0.70875
0.57688 |  | 0.70861
0.57681 |  | 0.70861
0.57674 |  | 0.70854
0.57667 |  | 0.70844
0.5766 |  | 0.70844
0.57656 |  | 0.70834
0.57642 |  | 0.70827
0.57642 |  | 0.7082
0.57639 |  | 0.7081
0.57631 |  | 0.70803
0.57627 |  | 0.70793
0.57624 |  | 0.70783
0.57617 |  | 0.70779
0.57606 |  | 0.70772
0.576 |  | 0.70762
0.57588 |  | 0.70748
0.57585 |  | 0.70734
0.57581 |  | 0.7073
0.57577 |  | 0.70727
0.5757 |  | 0.7072
0.57563 |  | 0.70714
0.57555 |  | 0.70703
0.57555 |  | 0.70699
0.57548 |  | 0.70692
0.57541 |  | 0.70678
0.57537 |  | 0.70678
0.57534 |  | 0.70665
0.57523 |  | 0.70658
0.57523 |  | 0.70647
0.57512 |  | 0.70643
0.57512 |  | 0.70636
0.57498 |  | 0.70623
0.57494 |  | 0.70619
0.57479 |  | 0.70609
0.57465 |  | 0.70599
0.57458 |  | 0.70588
0.57458 |  | 0.70588
0.57451 |  | 0.70574
0.57443 |  | 0.7057
0.57432 |  | 0.70564
0.57425 |  | 0.70564
0.57418 |  | 0.70553
0.57408 |  | 0.70539
0.57396 |  | 0.70532
0.57393 |  | 0.70522
0.57389 |  | 0.70512
0.57378 |  | 0.70508
0.57371 |  | 0.70498
0.57364 |  | 0.70495
0.5736 |  | 0.70474
0.57353 |  | 0.70471
0.57349 |  | 0.70467
0.57342 |  | 0.7045
0.57342 |  | 0.70443
0.57342 |  | 0.70439
0.57331 |  | 0.70426
0.57328 |  | 0.70426
0.57317 |  | 0.70407
0.57306 |  | 0.70407
0.57303 |  | 0.7039
0.57295 |  | 0.7038
0.57288 |  | 0.7038
0.57281 |  | 0.70367
0.57274 |  | 0.70356
0.5727 |  | 0.70356
0.57266 |  | 0.70352
0.5726 |  | 0.70349
0.57252 |  | 0.70342
0.57241 |  | 0.70339
0.57227 |  | 0.70339
0.57227 |  | 0.70329
0.5722 |  | 0.70322
0.57209 |  | 0.70307
0.57209 |  | 0.70304
0.57198 |  | 0.70294
0.57191 |  | 0.70283
0.57184 |  | 0.70273
0.57173 |  | 0.70266
0.57166 |  | 0.70259
0.57159 |  | 0.70249
0.57155 |  | 0.70238
0.57141 |  | 0.70231
0.57141 |  | 0.70221
0.57129 |  | 0.70214
0.57126 |  | 0.7021
0.57123 |  | 0.70204
0.57112 |  | 0.70196
0.57101 |  | 0.7019
0.57094 |  | 0.70177
0.5709 |  | 0.70173
0.57087 |  | 0.70166
0.57083 |  | 0.70156
0.57083 |  | 0.70156
0.57083 |  | 0.70142
0.57072 |  | 0.70135
0.57066 |  | 0.70125
0.57066 |  | 0.70118
0.57058 |  | 0.70118
0.57044 |  | 0.70104
0.57037 |  | 0.70093
0.57037 |  | 0.70089
0.57023 |  | 0.70083
0.57019 |  | 0.70073
0.57012 |  | 0.70069
0.56997 |  | 0.70066
0.56994 |  | 0.70056
0.56983 |  | 0.70053
0.56979 |  | 0.70053
0.56976 |  | 0.70043
0.56965 |  | 0.70032
0.56955 |  | 0.70032
0.56951 |  | 0.70026
0.56945 |  | 0.70012
0.56945 |  | 0.70012
0.56941 |  | 0.70005
0.56933 |  | 0.69998
0.56911 |  | 0.69991
0.56908 |  | 0.69984
0.56897 |  | 0.69978
0.56894 |  | 0.69975
0.56894 |  | 0.69967
0.56883 |  | 0.69953
0.56875 |  | 0.69946
0.56868 |  | 0.69939
0.56861 |  | 0.69926
0.56857 |  | 0.69919
0.56846 |  | 0.69913
0.56832 |  | 0.69902
0.5682 |  | 0.69889
0.56817 |  | 0.69889
0.5681 |  | 0.69882
0.56806 |  | 0.69875
0.56799 |  | 0.69868
0.56788 |  | 0.69857
0.56784 |  | 0.69854
0.56784 |  | 0.69844
0.56781 |  | 0.69844
0.56774 |  | 0.6984
0.56767 |  | 0.6983
0.56759 |  | 0.69823
0.56756 |  | 0.69812
0.56745 |  | 0.69805
0.56738 |  | 0.69798
0.56731 |  | 0.69795
0.56731 |  | 0.69788
0.56728 |  | 0.69785
0.56709 |  | 0.69778
0.56702 |  | 0.69763
0.56702 |  | 0.69753
0.56702 |  | 0.69746
0.56695 |  | 0.69736
0.56684 |  | 0.69729
0.56676 |  | 0.69722
0.5667 |  | 0.69719
0.56666 |  | 0.69705
0.56659 |  | 0.69698
0.56651 |  | 0.69687
0.56644 |  | 0.69677
0.56637 |  | 0.6967
0.56629 |  | 0.6966
0.56619 |  | 0.69649
0.56616 |  | 0.69639
0.56612 |  | 0.69622
0.56609 |  | 0.69615
0.56601 |  | 0.69612
0.56601 |  | 0.69609
0.5659 |  | 0.69605
0.56579 |  | 0.69602
0.56576 |  | 0.69595
0.56572 |  | 0.69584
0.56569 |  | 0.69578
0.56558 |  | 0.69567
0.56558 |  | 0.69564
0.56554 |  | 0.69551
0.56551 |  | 0.69548
0.56551 |  | 0.69544
0.56536 |  | 0.6953
0.56533 |  | 0.69527
0.56529 |  | 0.69514
0.56522 |  | 0.69508
0.56522 |  | 0.69504
0.56511 |  | 0.69494
0.56508 |  | 0.69491
0.56501 |  | 0.69482
0.56497 |  | 0.69471
0.56483 |  | 0.69467
0.56483 |  | 0.69464
0.56472 |  | 0.69457
0.56469 |  | 0.69451
0.56465 |  | 0.6944
0.56454 |  | 0.69426
0.56444 |  | 0.69422
0.56437 |  | 0.69412
0.5643 |  | 0.69409
0.5643 |  | 0.69405
0.56422 |  | 0.69402
0.56419 |  | 0.69398
0.56411 |  | 0.69389
0.56408 |  | 0.69379
0.56401 |  | 0.69375
0.56401 |  | 0.69369
0.56391 |  | 0.69356
0.5638 |  | 0.69349
0.56368 |  | 0.69338
0.56368 |  | 0.69335
0.56354 |  | 0.69331
0.56347 |  | 0.69324
0.5634 |  | 0.69318
0.56329 |  | 0.69318
0.56325 |  | 0.69315
0.56325 |  | 0.69311
0.56321 |  | 0.69304
0.5631 |  | 0.693
0.56299 |  | 0.69297
0.56296 |  | 0.69293
0.56289 |  | 0.69293
0.56278 |  | 0.69283
0.56271 |  | 0.69272
0.56263 |  | 0.69268
0.56251 |  | 0.69262
0.56244 |  | 0.69252
0.56244 |  | 0.69245
0.5624 |  | 0.69237
0.56237 |  | 0.69234
0.56229 |  | 0.69227
0.56226 |  | 0.69218
0.56214 |  | 0.69209
0.56207 |  | 0.69199
0.56196 |  | 0.69191
0.56193 |  | 0.69188
0.56186 |  | 0.69181
0.56178 |  | 0.6917
0.56175 |  | 0.69163
0.56164 |  | 0.69156
0.56157 |  | 0.6915
0.5615 |  | 0.69146
0.56146 |  | 0.6914
0.56138 |  | 0.69126
0.56132 |  | 0.69123
0.56122 |  | 0.69116
0.56117 |  | 0.69109
0.56114 |  | 0.69106
0.561 |  | 0.69102
0.56096 |  | 0.69098
0.56089 |  | 0.69095
0.56082 |  | 0.69091
0.56071 |  | 0.69087
0.56064 |  | 0.6908
0.56049 |  | 0.69067
0.56046 |  | 0.69063
0.56035 |  | 0.6906
0.56035 |  | 0.6906
0.56023 |  | 0.69054
0.56023 |  | 0.6905
0.56016 |  | 0.69043
0.56012 |  | 0.69033
0.56009 |  | 0.6903
0.56002 |  | 0.69016
0.55994 |  | 0.6901
0.55987 |  | 0.69003
0.55983 |  | 0.68999
0.5598 |  | 0.68992
0.55968 |  | 0.68989
0.55965 |  | 0.68978
0.55965 |  | 0.68974
0.55958 |  | 0.68971
0.5594 |  | 0.68971
0.55936 |  | 0.68964
0.55929 |  | 0.68957
0.55929 |  | 0.6895
0.55925 |  | 0.68936
0.55921 |  | 0.68936
0.55921 |  | 0.68932
0.55918 |  | 0.68929
0.55911 |  | 0.68923
0.55897 |  | 0.68919
0.55897 |  | 0.68916
0.5589 |  | 0.68912
0.55883 |  | 0.68902
0.55883 |  | 0.68892
0.55879 |  | 0.68886
0.55879 |  | 0.68876
0.55876 |  | 0.68859
0.55872 |  | 0.68859
0.55868 |  | 0.68851
0.55865 |  | 0.68848
0.55854 |  | 0.68828
0.55843 |  | 0.68821
0.5584 |  | 0.68814
0.5584 |  | 0.68807
0.55825 |  | 0.688
0.55825 |  | 0.68794
0.55818 |  | 0.68786
0.55814 |  | 0.68777
0.55811 |  | 0.68777
0.558 |  | 0.68777
0.55797 |  | 0.6877
0.55789 |  | 0.6876
0.55782 |  | 0.68753
0.55775 |  | 0.68749
0.55775 |  | 0.68742
0.55764 |  | 0.68739
0.55756 |  | 0.68722
0.55756 |  | 0.68715
0.55749 |  | 0.68704
0.55746 |  | 0.68701
0.55742 |  | 0.68698
0.55734 |  | 0.68698
0.55726 |  | 0.68681
0.55719 |  | 0.68675
0.55716 |  | 0.68665
0.55712 |  | 0.68661
0.55705 |  | 0.68649
0.55701 |  | 0.68645
0.55691 |  | 0.68642
0.55688 |  | 0.68631
0.55684 |  | 0.68628
0.55681 |  | 0.68621
0.55673 |  | 0.68611
0.5567 |  | 0.68611
0.55665 |  | 0.68608
0.55662 |  | 0.68594
0.55655 |  | 0.6859
0.55655 |  | 0.68587
0.55641 |  | 0.68584
0.55641 |  | 0.68581
0.55633 |  | 0.68577
0.5563 |  | 0.68571
0.55627 |  | 0.68567
0.55615 |  | 0.68563
0.55608 |  | 0.68556
0.55601 |  | 0.6855
0.55601 |  | 0.68546
0.55594 |  | 0.68539
0.55587 |  | 0.68532
0.55583 |  | 0.68529
0.55572 |  | 0.68518
0.55565 |  | 0.68511
0.55559 |  | 0.68507
0.55559 |  | 0.68504
0.55551 |  | 0.6849
0.55541 |  | 0.68486
0.55534 |  | 0.68479
0.55526 |  | 0.68469
0.55523 |  | 0.68465
0.5552 |  | 0.68455
0.55512 |  | 0.68452
0.55509 |  | 0.68452
0.55501 |  | 0.68442
0.55498 |  | 0.68438
0.55495 |  | 0.68432
0.55495 |  | 0.68428
0.55491 |  | 0.68422
0.55483 |  | 0.68418
0.55477 |  | 0.68407
0.55469 |  | 0.68407
0.55465 |  | 0.68401
0.55462 |  | 0.68397
0.55462 |  | 0.6839
0.55455 |  | 0.68377
0.55451 |  | 0.68373
0.55447 |  | 0.68367
0.5544 |  | 0.68367
0.55429 |  | 0.6836
0.55429 |  | 0.68353
0.55426 |  | 0.68342
0.55426 |  | 0.6833
0.55414 |  | 0.6833
0.55411 |  | 0.6833
0.55397 |  | 0.68313
0.55397 |  | 0.68309
0.55391 |  | 0.68302
0.55386 |  | 0.68298
0.55378 |  | 0.68288
0.55375 |  | 0.68282
0.55364 |  | 0.68276
0.55364 |  | 0.68276
0.5536 |  | 0.68269
0.5536 |  | 0.68269
0.55356 |  | 0.68255
0.55353 |  | 0.68255
0.55346 |  | 0.68251
0.55342 |  | 0.68248
0.55338 |  | 0.68241
0.55331 |  | 0.68238
0.55328 |  | 0.68238
0.55324 |  | 0.68231
0.55321 |  | 0.68217
0.55317 |  | 0.68214
0.5531 |  | 0.68208
0.55299 |  | 0.68204
0.55296 |  | 0.68198
0.55288 |  | 0.68191
0.55288 |  | 0.68183
0.55285 |  | 0.6818
0.55281 |  | 0.68177
0.5527 |  | 0.6817
0.55267 |  | 0.68167
0.55264 |  | 0.6816
0.55259 |  | 0.68153
0.55259 |  | 0.68146
0.55249 |  | 0.68146
0.55239 |  | 0.68142
0.55235 |  | 0.68132
0.55232 |  | 0.68125
0.55224 |  | 0.68121
0.55206 |  | 0.68121
0.55203 |  | 0.68115
0.55203 |  | 0.68107
0.55195 |  | 0.68105
0.55188 |  | 0.68094
0.55185 |  | 0.68088
0.55174 |  | 0.68077
0.55163 |  | 0.68074
0.55163 |  | 0.68074
0.55159 |  | 0.68068
0.55152 |  | 0.68064
0.55141 |  | 0.68054
0.55141 |  | 0.68054
0.55123 |  | 0.68046
0.55119 |  | 0.68039
0.55112 |  | 0.68039
0.55105 |  | 0.68036
0.55094 |  | 0.68032
0.5509 |  | 0.68025
0.55086 |  | 0.68019
0.55083 |  | 0.68012
0.5508 |  | 0.68009
0.5508 |  | 0.68005
0.55069 |  | 0.68005
0.55069 |  | 0.67999
0.55065 |  | 0.67999
0.55061 |  | 0.67991
0.55061 |  | 0.67984
0.55057 |  | 0.6798
0.55051 |  | 0.67978
0.55044 |  | 0.6797
0.5504 |  | 0.67961
0.55033 |  | 0.67957
0.55033 |  | 0.67946
0.55022 |  | 0.67936
0.55015 |  | 0.67936
0.55015 |  | 0.67926
0.55012 |  | 0.67919
0.55008 |  | 0.67919
0.55008 |  | 0.67909
0.55 |  | 0.67905
0.54997 |  | 0.67892
0.5499 |  | 0.67888
0.5499 |  | 0.67884
0.54982 |  | 0.67877
0.54972 |  | 0.67873
0.54972 |  | 0.67871
0.54968 |  | 0.67864
0.54961 |  | 0.67861
0.54946 |  | 0.67854
0.54946 |  | 0.67837
0.54939 |  | 0.67837
0.54935 |  | 0.67823
0.54924 |  | 0.67823
0.54924 |  | 0.6781
0.54917 |  | 0.67807
0.54913 |  | 0.678
0.54903 |  | 0.678
0.54896 |  | 0.67787
0.54892 |  | 0.6778
0.54889 |  | 0.6777
0.54874 |  | 0.67763
0.54874 |  | 0.67756
0.54871 |  | 0.67747
0.54863 |  | 0.67747
0.54856 |  | 0.67743
0.54849 |  | 0.67737
0.54842 |  | 0.67733
0.54842 |  | 0.67733
0.54831 |  | 0.6772
0.54828 |  | 0.67709
0.54817 |  | 0.67699
0.54813 |  | 0.67696
0.54805 |  | 0.67693
0.54805 |  | 0.67693
0.54799 |  | 0.67683
0.54799 |  | 0.67676
0.54792 |  | 0.67666
0.54788 |  | 0.67658
0.54785 |  | 0.67649
0.54781 |  | 0.67645
0.54774 |  | 0.67639
0.5477 |  | 0.67629
0.54767 |  | 0.67625
0.54759 |  | 0.67618
0.54751 |  | 0.67618
0.54751 |  | 0.67605
0.54741 |  | 0.67594
0.54741 |  | 0.67594
0.54734 |  | 0.67588
0.5473 |  | 0.67581
0.5473 |  | 0.67581
0.54716 |  | 0.6757
0.54713 |  | 0.67563
0.54709 |  | 0.67549
0.54698 |  | 0.67545
0.54691 |  | 0.67541
0.54691 |  | 0.67535
0.54684 |  | 0.67528
0.54676 |  | 0.67524
0.54673 |  | 0.67517
0.5467 |  | 0.67517
0.54666 |  | 0.67514
0.54659 |  | 0.67511
0.54655 |  | 0.67507
0.54651 |  | 0.675
0.54644 |  | 0.67489
0.54641 |  | 0.67483
0.54641 |  | 0.6748
0.5463 |  | 0.67472
0.54626 |  | 0.67469
0.54622 |  | 0.67466
0.54619 |  | 0.67462
0.54612 |  | 0.6746
0.54597 |  | 0.67452
0.5459 |  | 0.67449
0.54582 |  | 0.67439
0.54572 |  | 0.67439
0.54572 |  | 0.67432
0.54568 |  | 0.67429
0.54557 |  | 0.67421
0.54554 |  | 0.67421
0.54547 |  | 0.67408
0.54543 |  | 0.67405
0.54543 |  | 0.67401
0.54535 |  | 0.67394
0.54535 |  | 0.67387
0.54529 |  | 0.67383
0.54529 |  | 0.67366
0.54522 |  | 0.67359
0.54522 |  | 0.67355
0.54522 |  | 0.67353
0.54515 |  | 0.6735
0.54507 |  | 0.67346
0.54507 |  | 0.6734
0.54503 |  | 0.67332
0.54493 |  | 0.67329
0.54493 |  | 0.67322
0.54493 |  | 0.67315
0.54474 |  | 0.67315
0.54474 |  | 0.67312
0.54474 |  | 0.67312
0.54471 |  | 0.67301
0.54467 |  | 0.67298
0.54456 |  | 0.67294
0.54449 |  | 0.67294
0.54445 |  | 0.67281
0.54442 |  | 0.67278
0.54438 |  | 0.67274
0.54435 |  | 0.67264
0.54435 |  | 0.6726
0.54428 |  | 0.67246
0.54428 |  | 0.67246
0.54424 |  | 0.67236
0.54421 |  | 0.67229
0.54413 |  | 0.67229
0.54406 |  | 0.67225
0.54403 |  | 0.67222
0.54399 |  | 0.67212
0.54395 |  | 0.67208
0.54391 |  | 0.67205
0.54384 |  | 0.67202
0.54377 |  | 0.67195
0.54373 |  | 0.67188
0.54369 |  | 0.67188
0.54358 |  | 0.67181
0.54355 |  | 0.67171
0.54355 |  | 0.67167
0.54351 |  | 0.67167
0.54344 |  | 0.67157
0.54333 |  | 0.67157
0.54329 |  | 0.6715
0.54326 |  | 0.67146
0.54322 |  | 0.67143
0.54311 |  | 0.67133
0.54304 |  | 0.67117
0.54304 |  | 0.6711
0.543 |  | 0.67103
0.54293 |  | 0.67093
0.54293 |  | 0.67086
0.54282 |  | 0.67083
0.54278 |  | 0.67077
0.54275 |  | 0.67069
0.54275 |  | 0.67062
0.54271 |  | 0.67052
0.54263 |  | 0.67046
0.5426 |  | 0.67038
0.54253 |  | 0.67024
0.54253 |  | 0.67021
0.54245 |  | 0.67017
0.54245 |  | 0.67011
0.54231 |  | 0.67008
0.54231 |  | 0.67005
0.54223 |  | 0.66994
0.5422 |  | 0.66994
0.54213 |  | 0.66981
0.54206 |  | 0.66981
0.54202 |  | 0.66966
0.54199 |  | 0.66963
0.54195 |  | 0.6696
0.54191 |  | 0.66953
0.54191 |  | 0.66946
0.5418 |  | 0.66939
0.5418 |  | 0.66926
0.5418 |  | 0.66926
0.5417 |  | 0.66915
0.5417 |  | 0.66905
0.54162 |  | 0.66902
0.54158 |  | 0.66898
0.54148 |  | 0.66895
0.54137 |  | 0.66888
0.54137 |  | 0.66878
0.54129 |  | 0.66871
0.54115 |  | 0.66871
0.54112 |  | 0.66865
0.54112 |  | 0.66861
0.54104 |  | 0.6685
0.54104 |  | 0.66843
0.54101 |  | 0.66837
0.54094 |  | 0.6683
0.54083 |  | 0.66826
0.54079 |  | 0.66819
0.54079 |  | 0.66816
0.54079 |  | 0.66812
0.54069 |  | 0.66809
0.54065 |  | 0.66806
0.54065 |  | 0.66806
0.54061 |  | 0.66802
0.54061 |  | 0.66798
0.5405 |  | 0.66792
0.5405 |  | 0.66788
0.5405 |  | 0.66788
0.54043 |  | 0.66782
0.5404 |  | 0.66778
0.54036 |  | 0.66775
0.54029 |  | 0.66771
0.54022 |  | 0.66771
0.54022 |  | 0.66771
0.54018 |  | 0.66757
0.54011 |  | 0.66747
0.54008 |  | 0.6674
0.54 |  | 0.66737
0.54 |  | 0.66737
0.53997 |  | 0.66727
0.5399 |  | 0.66727
0.53986 |  | 0.66714
0.53982 |  | 0.66707
0.53975 |  | 0.66701
0.53968 |  | 0.66694
0.53958 |  | 0.66691
0.53954 |  | 0.66681
0.53946 |  | 0.66674
0.53943 |  | 0.6667
0.53939 |  | 0.66667
0.53932 |  | 0.66656
0.53925 |  | 0.6665
0.53921 |  | 0.66646
0.5391 |  | 0.66643
0.53906 |  | 0.66639
0.53899 |  | 0.66635
0.53892 |  | 0.66635
0.53886 |  | 0.66628
0.53886 |  | 0.66625
0.53878 |  | 0.66622
0.53874 |  | 0.66615
0.53874 |  | 0.66611
0.53864 |  | 0.66611
0.53864 |  | 0.66608
0.53856 |  | 0.66598
0.53853 |  | 0.6659
0.53846 |  | 0.66587
0.53835 |  | 0.6658
0.53832 |  | 0.6658
0.53832 |  | 0.6658
0.53828 |  | 0.6657
0.53825 |  | 0.66563
0.53825 |  | 0.6656
0.53814 |  | 0.6656
0.53814 |  | 0.66553
0.53803 |  | 0.66546
0.53803 |  | 0.66539
0.53796 |  | 0.66535
0.53789 |  | 0.66522
0.53785 |  | 0.66515
0.53778 |  | 0.66515
0.53775 |  | 0.66515
0.53767 |  | 0.66505
0.53767 |  | 0.66498
0.53765 |  | 0.66491
0.5376 |  | 0.66491
0.53757 |  | 0.66488
0.53749 |  | 0.66478
0.53746 |  | 0.66471
0.53742 |  | 0.66463
0.53738 |  | 0.6646
0.53731 |  | 0.66457
0.53719 |  | 0.66443
0.53716 |  | 0.66436
0.53712 |  | 0.66429
0.53709 |  | 0.66429
0.53709 |  | 0.66416
0.53705 |  | 0.66402
0.53698 |  | 0.66402
0.53691 |  | 0.66398
0.53691 |  | 0.66391
0.53691 |  | 0.66381
0.53683 |  | 0.66381
0.5368 |  | 0.66363
0.53669 |  | 0.66363
0.53662 |  | 0.66363
0.53662 |  | 0.6636
0.53658 |  | 0.66357
0.53658 |  | 0.66347
0.53652 |  | 0.6634
0.53644 |  | 0.6634
0.53641 |  | 0.66329
0.53637 |  | 0.66326
0.53637 |  | 0.66313
0.53637 |  | 0.66306
0.5363 |  | 0.66303
0.53619 |  | 0.66297
0.53615 |  | 0.66287
0.53611 |  | 0.66276
0.53608 |  | 0.66269
0.536 |  | 0.66262
0.536 |  | 0.66252
0.53594 |  | 0.66245
0.53586 |  | 0.66241
0.53582 |  | 0.66231
0.53579 |  | 0.66224
0.53579 |  | 0.66221
0.53568 |  | 0.66218
0.53568 |  | 0.66215
0.53564 |  | 0.66211
0.53557 |  | 0.66198
0.53553 |  | 0.66194
0.53542 |  | 0.66188
0.53535 |  | 0.66181
0.53535 |  | 0.66177
0.53525 |  | 0.66167
0.53525 |  | 0.66167
0.53521 |  | 0.6615
0.53507 |  | 0.66143
0.53507 |  | 0.66139
0.53499 |  | 0.66136
0.53493 |  | 0.66133
0.53489 |  | 0.66123
0.53481 |  | 0.66119
0.53481 |  | 0.66116
0.53481 |  | 0.66109
0.5347 |  | 0.66099
0.53463 |  | 0.66096
0.53456 |  | 0.66089
0.53456 |  | 0.66078
0.53449 |  | 0.66078
0.53438 |  | 0.66075
0.53438 |  | 0.66072
0.53427 |  | 0.66072
0.53424 |  | 0.66064
0.53424 |  | 0.66054
0.53416 |  | 0.66054
0.53413 |  | 0.66051
0.53402 |  | 0.66047
0.53402 |  | 0.66041
0.53394 |  | 0.66034
0.53391 |  | 0.6603
0.5338 |  | 0.6602
0.5338 |  | 0.6602
0.53369 |  | 0.6602
0.53366 |  | 0.66013
0.53359 |  | 0.66006
0.53355 |  | 0.66002
0.53344 |  | 0.65996
0.53337 |  | 0.65986
0.53326 |  | 0.65982
0.53323 |  | 0.65975
0.53316 |  | 0.65971
0.53316 |  | 0.65967
0.53316 |  | 0.65958
0.53308 |  | 0.65958
0.53301 |  | 0.65947
0.53298 |  | 0.65944
0.5329 |  | 0.65937
0.5329 |  | 0.6593
0.53286 |  | 0.6593
0.53279 |  | 0.65923
0.53279 |  | 0.65916
0.53276 |  | 0.6591
0.53269 |  | 0.6591
0.53269 |  | 0.6591
0.53265 |  | 0.6591
0.53265 |  | 0.65904
0.53258 |  | 0.65896
0.53247 |  | 0.65889
0.53247 |  | 0.65889
0.5324 |  | 0.65886
0.5324 |  | 0.65886
0.53236 |  | 0.65882
0.53232 |  | 0.65872
0.53232 |  | 0.65861
0.53227 |  | 0.65858
0.53214 |  | 0.65851
0.5321 |  | 0.65837
0.53207 |  | 0.65834
0.53207 |  | 0.65834
0.53203 |  | 0.6582
0.53196 |  | 0.6582
0.53189 |  | 0.65817
0.53181 |  | 0.65807
0.53178 |  | 0.65797
0.53174 |  | 0.65797
0.53163 |  | 0.6579
0.53163 |  | 0.65787
0.53163 |  | 0.65784
0.53159 |  | 0.65777
0.53149 |  | 0.6577
0.53145 |  | 0.65763
0.53145 |  | 0.6576
0.53145 |  | 0.65753
0.53134 |  | 0.65749
0.53134 |  | 0.65743
0.53124 |  | 0.65743
0.53124 |  | 0.65736
0.53117 |  | 0.65736
0.53113 |  | 0.65725
0.53106 |  | 0.65722
0.53106 |  | 0.65719
0.53106 |  | 0.65716
0.53102 |  | 0.65712
0.53092 |  | 0.65701
0.53092 |  | 0.65698
0.53081 |  | 0.65687
0.53077 |  | 0.65687
0.53077 |  | 0.65677
0.53066 |  | 0.65667
0.53066 |  | 0.65667
0.53066 |  | 0.65667
0.53063 |  | 0.6566
0.53063 |  | 0.65645
0.53051 |  | 0.65639
0.53051 |  | 0.65639
0.5304 |  | 0.65636
0.53037 |  | 0.65629
0.53029 |  | 0.65615
0.53029 |  | 0.65608
0.53026 |  | 0.65608
0.53012 |  | 0.65601
0.53012 |  | 0.65594
0.53005 |  | 0.65588
0.53001 |  | 0.65571
0.52998 |  | 0.65571
0.5299 |  | 0.6556
0.52983 |  | 0.6555
0.52979 |  | 0.6554
0.52968 |  | 0.65537
0.52965 |  | 0.65534
0.52965 |  | 0.65534
0.52965 |  | 0.6553
0.52958 |  | 0.6552
0.52954 |  | 0.6552
0.52946 |  | 0.65516
0.52935 |  | 0.65513
0.52932 |  | 0.65502
0.52928 |  | 0.65491
0.52925 |  | 0.65491
0.52914 |  | 0.65489
0.52914 |  | 0.65482
0.52903 |  | 0.65482
0.52903 |  | 0.65474
0.52893 |  | 0.65464
0.52893 |  | 0.65464
0.52886 |  | 0.65454
0.52879 |  | 0.65451
0.52879 |  | 0.65444
0.52867 |  | 0.65438
0.52864 |  | 0.65438
0.52857 |  | 0.65434
0.52849 |  | 0.65431
0.52846 |  | 0.65417
0.52846 |  | 0.65413
0.52839 |  | 0.65406
0.52831 |  | 0.65406
0.52831 |  | 0.65402
0.52824 |  | 0.65392
0.52817 |  | 0.65386
0.52817 |  | 0.65386
0.52809 |  | 0.65382
0.52809 |  | 0.65379
0.52802 |  | 0.65369
0.52799 |  | 0.65365
0.52795 |  | 0.65362
0.52795 |  | 0.65359
0.52788 |  | 0.65355
0.52784 |  | 0.65355
0.52777 |  | 0.65344
0.52773 |  | 0.65338
0.52763 |  | 0.65331
0.52751 |  | 0.65331
0.52748 |  | 0.65324
0.52741 |  | 0.6532
0.52741 |  | 0.6531
0.52733 |  | 0.65306
0.5273 |  | 0.65303
0.52726 |  | 0.65303
0.52722 |  | 0.653
0.52722 |  | 0.65293
0.52711 |  | 0.65287
0.52711 |  | 0.65283
0.52704 |  | 0.6528
0.52701 |  | 0.65272
0.52701 |  | 0.65266
0.52693 |  | 0.65259
0.52689 |  | 0.65256
0.52682 |  | 0.65242
0.52682 |  | 0.65242
0.52682 |  | 0.65238
0.52671 |  | 0.65228
0.52671 |  | 0.65228
0.52671 |  | 0.65221
0.52656 |  | 0.65215
0.52649 |  | 0.65215
0.52645 |  | 0.65211
0.52638 |  | 0.65211
0.52634 |  | 0.65198
0.52627 |  | 0.65198
0.52624 |  | 0.65187
0.52616 |  | 0.65187
0.52616 |  | 0.65187
0.52609 |  | 0.65183
0.52609 |  | 0.65176
0.52602 |  | 0.65169
0.52599 |  | 0.65169
0.52595 |  | 0.65163
0.52584 |  | 0.65156
0.5258 |  | 0.65152
0.52576 |  | 0.65152
0.52566 |  | 0.65142
0.52558 |  | 0.65132
0.52558 |  | 0.65132
0.52551 |  | 0.65125
0.52548 |  | 0.65119
0.52544 |  | 0.65119
0.52537 |  | 0.65115
0.52533 |  | 0.65112
0.52522 |  | 0.65112
0.52522 |  | 0.65101
0.52515 |  | 0.65096
0.52511 |  | 0.65087
0.52507 |  | 0.65084
0.52507 |  | 0.65077
0.52503 |  | 0.65077
0.52496 |  | 0.65067
0.52496 |  | 0.6506
0.52492 |  | 0.6506
0.52485 |  | 0.65057
0.52478 |  | 0.65053
0.52474 |  | 0.6505
0.52474 |  | 0.65043
0.52467 |  | 0.6504
0.52467 |  | 0.65033
0.52456 |  | 0.65026
0.52453 |  | 0.65026
0.52453 |  | 0.65023
0.52449 |  | 0.65012
0.52445 |  | 0.65008
0.52442 |  | 0.65005
0.52438 |  | 0.65002
0.52424 |  | 0.65002
0.52417 |  | 0.64998
0.52417 |  | 0.64995
0.5241 |  | 0.64992
0.5241 |  | 0.64988
0.52402 |  | 0.64978
0.52392 |  | 0.64971
0.52392 |  | 0.64971
0.52384 |  | 0.64968
0.52381 |  | 0.64964
0.52377 |  | 0.64958
0.52366 |  | 0.64951
0.52363 |  | 0.64947
0.52359 |  | 0.64944
0.52356 |  | 0.6494
0.52352 |  | 0.64933
0.52352 |  | 0.64926
0.52349 |  | 0.64919
0.52338 |  | 0.64918
0.52338 |  | 0.64913
0.52331 |  | 0.64913
0.52327 |  | 0.64905
0.52323 |  | 0.64902
0.52316 |  | 0.64902
0.52309 |  | 0.64892
0.52305 |  | 0.64892
0.52305 |  | 0.64885
0.52299 |  | 0.64881
0.52295 |  | 0.64875
0.52287 |  | 0.64871
0.52287 |  | 0.64864
0.5228 |  | 0.64864
0.52276 |  | 0.64861
0.52273 |  | 0.64853
0.52265 |  | 0.64846
0.52265 |  | 0.64843
0.52262 |  | 0.64843
0.52257 |  | 0.64836
0.52257 |  | 0.64833
0.52257 |  | 0.64829
0.5225 |  | 0.64818
0.52236 |  | 0.64812
0.52236 |  | 0.64812
0.52226 |  | 0.64809
0.52222 |  | 0.64805
0.52215 |  | 0.64795
0.52211 |  | 0.64792
0.52204 |  | 0.64781
0.52204 |  | 0.64778
0.522 |  | 0.64775
0.52189 |  | 0.64768
0.52189 |  | 0.64751
0.52179 |  | 0.64748
0.52179 |  | 0.64744
0.52171 |  | 0.64742
0.52171 |  | 0.64742
0.52164 |  | 0.64742
0.5216 |  | 0.64728
0.52156 |  | 0.64728
0.52142 |  | 0.64721
0.52138 |  | 0.64717
0.52138 |  | 0.64717
0.52131 |  | 0.6471
0.52131 |  | 0.64703
0.52127 |  | 0.64699
0.52123 |  | 0.64699
0.52116 |  | 0.64699
0.52101 |  | 0.64689
0.52101 |  | 0.64686
0.52094 |  | 0.64682
0.52087 |  | 0.64679
0.52083 |  | 0.64676
0.52076 |  | 0.64672
0.52073 |  | 0.64672
0.52068 |  | 0.64662
0.52068 |  | 0.64655
0.52065 |  | 0.64648
0.52055 |  | 0.64645
0.52055 |  | 0.64645
0.52044 |  | 0.64638
0.5204 |  | 0.64628
0.52037 |  | 0.64621
0.52037 |  | 0.64621
0.5203 |  | 0.64619
0.52022 |  | 0.64618
0.52015 |  | 0.6461
0.52015 |  | 0.64608
0.52015 |  | 0.64594
0.52008 |  | 0.64587
0.52008 |  | 0.64584
0.51997 |  | 0.64577
0.51993 |  | 0.64574
0.51993 |  | 0.64574
0.51993 |  | 0.6457
0.51982 |  | 0.64567
0.51975 |  | 0.64564
0.51971 |  | 0.64564
0.51971 |  | 0.64557
0.5196 |  | 0.64557
0.5196 |  | 0.64546
0.51957 |  | 0.64543
0.51946 |  | 0.64536
0.51946 |  | 0.64529
0.51942 |  | 0.64529
0.51931 |  | 0.64519
0.51924 |  | 0.64515
0.5192 |  | 0.64512
0.51913 |  | 0.64505
0.51913 |  | 0.64505
0.51913 |  | 0.64499
0.51906 |  | 0.64495
0.51906 |  | 0.64489
0.51902 |  | 0.64489
0.51902 |  | 0.64489
0.51902 |  | 0.64478
0.51895 |  | 0.64472
0.51888 |  | 0.64468
0.51888 |  | 0.64465
0.51884 |  | 0.64457
0.51876 |  | 0.64451
0.51873 |  | 0.64451
0.51866 |  | 0.64448
0.51866 |  | 0.64441
0.51858 |  | 0.64437
0.51858 |  | 0.64427
0.51847 |  | 0.6442
0.51844 |  | 0.64413
0.51844 |  | 0.6441
0.5184 |  | 0.64405
0.51833 |  | 0.64399
0.51833 |  | 0.64399
0.51829 |  | 0.64396
0.51825 |  | 0.64389
0.51818 |  | 0.64378
0.51808 |  | 0.64376
0.51808 |  | 0.64372
0.51804 |  | 0.64369
0.5179 |  | 0.64359
0.5179 |  | 0.64355
0.5179 |  | 0.64352
0.51782 |  | 0.64342
0.51778 |  | 0.64338
0.51771 |  | 0.64331
0.51764 |  | 0.64331
0.51756 |  | 0.64325
0.51753 |  | 0.64318
0.51753 |  | 0.64306
0.51753 |  | 0.643
0.51746 |  | 0.643
0.51742 |  | 0.64297
0.51742 |  | 0.64293
0.51738 |  | 0.6429
0.51727 |  | 0.6429
0.5172 |  | 0.64286
0.5172 |  | 0.64286
0.51712 |  | 0.64272
0.51712 |  | 0.64272
0.51702 |  | 0.64269
0.51702 |  | 0.64262
0.51702 |  | 0.64259
0.51698 |  | 0.64255
0.51694 |  | 0.64251
0.51687 |  | 0.64251
0.5168 |  | 0.64244
0.51676 |  | 0.64241
0.51676 |  | 0.64238
0.51676 |  | 0.64228
0.51665 |  | 0.64225
0.51661 |  | 0.64225
0.51655 |  | 0.64218
0.51655 |  | 0.64215
0.51644 |  | 0.64208
0.51644 |  | 0.64208
0.51641 |  | 0.64204
0.51634 |  | 0.64197
0.51629 |  | 0.64197
0.51619 |  | 0.64193
0.51619 |  | 0.64186
0.51616 |  | 0.64183
0.51612 |  | 0.6418
0.51609 |  | 0.64172
0.51597 |  | 0.64169
0.51597 |  | 0.64166
0.51594 |  | 0.64159
0.5159 |  | 0.64153
0.51583 |  | 0.64149
0.51576 |  | 0.64149
0.51572 |  | 0.64149
0.51568 |  | 0.64145
0.51565 |  | 0.64139
0.51558 |  | 0.64135
0.51554 |  | 0.64128
0.5155 |  | 0.64121
0.51547 |  | 0.64117
0.51543 |  | 0.64114
0.51543 |  | 0.64114
0.51539 |  | 0.64111
0.51532 |  | 0.64107
0.51529 |  | 0.64104
0.51529 |  | 0.64093
0.51529 |  | 0.6409
0.51529 |  | 0.64086
0.51522 |  | 0.64077
0.51518 |  | 0.64061
0.51507 |  | 0.64057
0.51503 |  | 0.64054
0.51503 |  | 0.64046
0.515 |  | 0.64039
0.51492 |  | 0.64036
0.51492 |  | 0.64029
0.51485 |  | 0.64022
0.51485 |  | 0.64022
0.51482 |  | 0.64022
0.51474 |  | 0.64015
0.51471 |  | 0.64015
0.51471 |  | 0.64005
0.51467 |  | 0.64005
0.51467 |  | 0.63998
0.5146 |  | 0.63991
0.5146 |  | 0.63988
0.51457 |  | 0.63988
0.51453 |  | 0.63984
0.51446 |  | 0.63977
0.51446 |  | 0.6397
0.51439 |  | 0.63966
0.51433 |  | 0.6396
0.51428 |  | 0.63953
0.51421 |  | 0.63949
0.51421 |  | 0.63939
0.51418 |  | 0.63936
0.5141 |  | 0.63933
0.51399 |  | 0.63933
0.51399 |  | 0.63922
0.51396 |  | 0.63911
0.51393 |  | 0.63908
0.51389 |  | 0.63898
0.51381 |  | 0.63895
0.51378 |  | 0.63891
0.51374 |  | 0.63885
0.51367 |  | 0.63881
0.51355 |  | 0.63877
0.51352 |  | 0.63874
0.51345 |  | 0.63874
0.51341 |  | 0.6387
0.51341 |  | 0.63863
0.51341 |  | 0.6386
0.51334 |  | 0.63853
0.51334 |  | 0.63853
0.51327 |  | 0.63843
0.51319 |  | 0.63839
0.51319 |  | 0.63836
0.51312 |  | 0.63833
0.51308 |  | 0.63829
0.51301 |  | 0.63829
0.51297 |  | 0.63815
0.51293 |  | 0.63805
0.51285 |  | 0.63805
0.51282 |  | 0.63798
0.51278 |  | 0.63795
0.51275 |  | 0.63788
0.51271 |  | 0.63785
0.5126 |  | 0.63785
0.51256 |  | 0.63781
0.51256 |  | 0.63774
0.51245 |  | 0.63774
0.51242 |  | 0.63764
0.51242 |  | 0.6376
0.51242 |  | 0.63753
0.51238 |  | 0.6375
0.51231 |  | 0.6375
0.51231 |  | 0.63747
0.51223 |  | 0.6374
0.5122 |  | 0.63733
0.51216 |  | 0.6373
0.51212 |  | 0.6373
0.51209 |  | 0.63723
0.51205 |  | 0.63716
0.51201 |  | 0.6371
0.51201 |  | 0.63706
0.51194 |  | 0.63706
0.5119 |  | 0.63703
0.51186 |  | 0.63699
0.51176 |  | 0.63692
0.51176 |  | 0.63692
0.51176 |  | 0.63682
0.51168 |  | 0.63675
0.51168 |  | 0.63675
0.51168 |  | 0.63674
0.51158 |  | 0.63671
0.51158 |  | 0.63667
0.51158 |  | 0.63667
0.51153 |  | 0.6366
0.51146 |  | 0.63646
0.51146 |  | 0.63643
0.51143 |  | 0.6364
0.51132 |  | 0.63636
0.51132 |  | 0.63632
0.51132 |  | 0.63632
0.51124 |  | 0.63629
0.51117 |  | 0.63622
0.51113 |  | 0.63619
0.51109 |  | 0.63613
0.51106 |  | 0.63609
0.51103 |  | 0.63599
0.51098 |  | 0.63596
0.51092 |  | 0.63589
0.51092 |  | 0.63586
0.51074 |  | 0.63586
0.51074 |  | 0.63578
0.5107 |  | 0.63572
0.5107 |  | 0.63572
0.5107 |  | 0.63565
0.51066 |  | 0.63561
0.51066 |  | 0.63561
0.51063 |  | 0.63561
0.51056 |  | 0.63548
0.51052 |  | 0.63537
0.51048 |  | 0.63534
0.51041 |  | 0.6353
0.51037 |  | 0.63524
0.51037 |  | 0.6352
0.5103 |  | 0.63516
0.5103 |  | 0.63513
0.51026 |  | 0.63509
0.51015 |  | 0.63509
0.51012 |  | 0.63506
0.51008 |  | 0.63499
0.51004 |  | 0.63492
0.51 |  | 0.63492
0.50997 |  | 0.63492
0.5099 |  | 0.63485
0.50986 |  | 0.63482
0.50979 |  | 0.63479
0.50976 |  | 0.63475
0.50976 |  | 0.63475
0.50976 |  | 0.63475
0.50972 |  | 0.63471
0.50965 |  | 0.63468
0.50958 |  | 0.63468
0.50958 |  | 0.63464
0.50951 |  | 0.63458
0.50943 |  | 0.63451
0.50943 |  | 0.63451
0.5094 |  | 0.63444
0.5094 |  | 0.63444
0.50932 |  | 0.63437
0.50921 |  | 0.63434
0.50921 |  | 0.63424
0.50918 |  | 0.6342
0.50914 |  | 0.63417
0.5091 |  | 0.6341
0.50906 |  | 0.63403
0.50906 |  | 0.63396
0.50902 |  | 0.63396
0.50895 |  | 0.63396
0.50892 |  | 0.63386
0.50888 |  | 0.63379
0.50885 |  | 0.63375
0.50881 |  | 0.63375
0.50881 |  | 0.63372
0.50869 |  | 0.63366
0.50863 |  | 0.63366
0.50855 |  | 0.63362
0.50855 |  | 0.63359
0.50855 |  | 0.63355
0.50848 |  | 0.63351
0.50837 |  | 0.63344
0.50837 |  | 0.63341
0.5083 |  | 0.63334
0.50826 |  | 0.63327
0.50826 |  | 0.63324
0.50826 |  | 0.6332
0.50822 |  | 0.6332
0.50819 |  | 0.63317
0.50815 |  | 0.63317
0.50812 |  | 0.6331
0.50805 |  | 0.63303
0.50801 |  | 0.633
0.50797 |  | 0.633
0.50797 |  | 0.63296
0.5079 |  | 0.63289
0.50787 |  | 0.63286
0.50783 |  | 0.63282
0.50783 |  | 0.63279
0.50775 |  | 0.63279
0.50772 |  | 0.63276
0.50768 |  | 0.63269
0.50768 |  | 0.63269
0.50765 |  | 0.63265
0.50761 |  | 0.63259
0.50758 |  | 0.63252
0.50754 |  | 0.63245
0.5075 |  | 0.63245
0.50743 |  | 0.63239
0.50739 |  | 0.63239
0.50736 |  | 0.63236
0.50732 |  | 0.63228
0.50729 |  | 0.63222
0.50721 |  | 0.63222
0.50714 |  | 0.63218
0.50711 |  | 0.63215
0.50707 |  | 0.63204
0.507 |  | 0.63201
0.50693 |  | 0.63198
0.50689 |  | 0.63198
0.50689 |  | 0.63187
0.50686 |  | 0.63187
0.50686 |  | 0.6318
0.50686 |  | 0.6318
0.50678 |  | 0.63173
0.50671 |  | 0.63164
0.50671 |  | 0.63164
0.50667 |  | 0.63156
0.50664 |  | 0.6315
0.5066 |  | 0.63143
0.50656 |  | 0.63143
0.5065 |  | 0.63139
0.5065 |  | 0.63135
0.50645 |  | 0.63125
0.50645 |  | 0.63125
0.50638 |  | 0.63125
0.50631 |  | 0.63122
0.50628 |  | 0.63118
0.50623 |  | 0.63112
0.50623 |  | 0.63105
0.50623 |  | 0.63094
0.50616 |  | 0.63087
0.50616 |  | 0.63087
0.50613 |  | 0.6308
0.50613 |  | 0.6308
0.50605 |  | 0.63073
0.50599 |  | 0.63063
0.50591 |  | 0.63063
0.50591 |  | 0.63059
0.50591 |  | 0.63056
0.50591 |  | 0.63056
0.50587 |  | 0.63046
0.50583 |  | 0.63043
0.5058 |  | 0.63043
0.50576 |  | 0.63036
0.50576 |  | 0.63033
0.50569 |  | 0.63026
0.50562 |  | 0.63026
0.50562 |  | 0.63022
0.50562 |  | 0.63019
0.50558 |  | 0.63019
0.50548 |  | 0.63015
0.5054 |  | 0.63009
0.50537 |  | 0.62999
0.50534 |  | 0.62992
0.50534 |  | 0.62985
0.5053 |  | 0.62985
0.50522 |  | 0.62982
0.50519 |  | 0.62981
0.50515 |  | 0.62974
0.50515 |  | 0.62968
0.50508 |  | 0.62961
0.50508 |  | 0.62954
0.50504 |  | 0.62954
0.505 |  | 0.62954
0.50493 |  | 0.62937
0.50486 |  | 0.62934
0.50482 |  | 0.62931
0.50482 |  | 0.62931
0.50479 |  | 0.62927
0.50471 |  | 0.6292
0.50468 |  | 0.6292
0.50468 |  | 0.62917
0.50456 |  | 0.62914
0.50452 |  | 0.62914
0.50452 |  | 0.62914
0.50452 |  | 0.62907
0.50445 |  | 0.629
0.50445 |  | 0.62893
0.50437 |  | 0.62893
0.50433 |  | 0.62886
0.50426 |  | 0.62886
0.50422 |  | 0.62879
0.50419 |  | 0.62877
0.50419 |  | 0.62866
0.50415 |  | 0.62866
0.50412 |  | 0.62855
0.50412 |  | 0.62855
0.50408 |  | 0.62851
0.50404 |  | 0.62849
0.50401 |  | 0.62849
0.50397 |  | 0.62845
0.50397 |  | 0.62841
0.50386 |  | 0.62838
0.50386 |  | 0.62828
0.50383 |  | 0.62828
0.50379 |  | 0.62824
0.50376 |  | 0.62814
0.50372 |  | 0.62811
0.50372 |  | 0.62811
0.50369 |  | 0.62803
0.50358 |  | 0.62803
0.50358 |  | 0.62797
0.50354 |  | 0.6279
0.50347 |  | 0.62786
0.50343 |  | 0.62783
0.50343 |  | 0.62783
0.50343 |  | 0.62773
0.5034 |  | 0.6277
0.50329 |  | 0.62766
0.50329 |  | 0.62763
0.50325 |  | 0.6276
0.50325 |  | 0.6276
0.50315 |  | 0.62752
0.50307 |  | 0.62745
0.503 |  | 0.62739
0.50293 |  | 0.62732
0.50293 |  | 0.62729
0.50282 |  | 0.62725
0.50282 |  | 0.62718
0.50278 |  | 0.62714
0.50271 |  | 0.62711
0.50264 |  | 0.62711
0.50261 |  | 0.62704
0.50257 |  | 0.62704
0.50257 |  | 0.62698
0.50257 |  | 0.62694
0.50246 |  | 0.62687
0.50239 |  | 0.62683
0.50239 |  | 0.62683
0.50235 |  | 0.6268
0.50232 |  | 0.62674
0.50228 |  | 0.62674
0.50228 |  | 0.62667
0.50221 |  | 0.62667
0.50221 |  | 0.62657
0.50214 |  | 0.62653
0.50214 |  | 0.62653
0.50207 |  | 0.62647
0.50203 |  | 0.6264
0.50203 |  | 0.62637
0.50203 |  | 0.6263
0.50199 |  | 0.6263
0.50188 |  | 0.62623
0.50181 |  | 0.62623
0.50181 |  | 0.62619
0.50181 |  | 0.62613
0.50174 |  | 0.62606
0.50174 |  | 0.62606
0.50174 |  | 0.62606
0.50167 |  | 0.62602
0.50167 |  | 0.62592
0.50156 |  | 0.62588
0.50152 |  | 0.62585
0.50149 |  | 0.62577
0.50149 |  | 0.62575
0.50145 |  | 0.62575
0.50145 |  | 0.62572
0.50137 |  | 0.62568
0.50137 |  | 0.62558
0.50131 |  | 0.6255
0.50131 |  | 0.62544
0.50124 |  | 0.62537
0.50119 |  | 0.62537
0.50116 |  | 0.6253
0.50116 |  | 0.62526
0.50113 |  | 0.62526
0.50113 |  | 0.62526
0.50108 |  | 0.62519
0.50105 |  | 0.62512
0.50101 |  | 0.62501
0.50101 |  | 0.62501
0.50098 |  | 0.62501
0.50098 |  | 0.62494
0.50095 |  | 0.62491
0.50091 |  | 0.62488
0.50084 |  | 0.62484
0.50072 |  | 0.6248
0.50069 |  | 0.62477
0.50061 |  | 0.62477
0.50061 |  | 0.62466
0.50061 |  | 0.62456
0.50058 |  | 0.62456
0.50055 |  | 0.62456
0.50051 |  | 0.62442
0.50051 |  | 0.62442
0.50048 |  | 0.62435
0.50044 |  | 0.62435
0.5004 |  | 0.62428
0.5004 |  | 0.62421
0.50036 |  | 0.62418
0.50033 |  | 0.62411
0.50025 |  | 0.62411
0.50022 |  | 0.62407
0.50022 |  | 0.62404
0.50018 |  | 0.62404
0.50018 |  | 0.62401
0.50014 |  | 0.62397
0.50014 |  | 0.6239
0.50014 |  | 0.62386
0.50003 |  | 0.62384
0.50003 |  | 0.6238
0.49996 |  | 0.6238
0.49996 |  | 0.62374
0.49996 |  | 0.62367
0.49993 |  | 0.62367
0.49993 |  | 0.62363
0.49985 |  | 0.62359
0.49981 |  | 0.62352
0.49974 |  | 0.62352
0.49974 |  | 0.62346
0.49966 |  | 0.62339
0.49959 |  | 0.62332
0.49959 |  | 0.62332
0.49955 |  | 0.62328
0.49951 |  | 0.62318
0.49948 |  | 0.62314
0.49945 |  | 0.6231
0.49941 |  | 0.62307
0.4993 |  | 0.62307
0.4993 |  | 0.623
0.4993 |  | 0.62293
0.4993 |  | 0.62293
0.49922 |  | 0.62293
0.49919 |  | 0.62286
0.49919 |  | 0.62279
0.49915 |  | 0.62279
0.49911 |  | 0.62272
0.49908 |  | 0.62269
0.49908 |  | 0.62269
0.49908 |  | 0.62262
0.49904 |  | 0.62262
0.49897 |  | 0.62259
0.49897 |  | 0.62255
0.49893 |  | 0.62245
0.4989 |  | 0.62241
0.49886 |  | 0.62241
0.49882 |  | 0.62241
0.49875 |  | 0.62234
0.49871 |  | 0.62231
0.49871 |  | 0.62231
0.49871 |  | 0.62224
0.49864 |  | 0.62224
0.49857 |  | 0.62224
0.49857 |  | 0.62221
0.49849 |  | 0.62214
0.49849 |  | 0.62214
0.49842 |  | 0.62211
0.49842 |  | 0.62207
0.49835 |  | 0.62196
0.49835 |  | 0.62196
0.49835 |  | 0.62196
0.49824 |  | 0.62189
0.49824 |  | 0.62189
0.4982 |  | 0.62183
0.49817 |  | 0.62179
0.49812 |  | 0.62176
0.49812 |  | 0.62172
0.49812 |  | 0.62169
0.49812 |  | 0.62169
0.49812 |  | 0.62162
0.49802 |  | 0.62162
0.49795 |  | 0.62155
0.49795 |  | 0.62155
0.49794 |  | 0.62152
0.49791 |  | 0.62152
0.49791 |  | 0.62145
0.49791 |  | 0.62141
0.49787 |  | 0.62138
0.49784 |  | 0.62134
0.4978 |  | 0.62128
0.49776 |  | 0.62124
0.49776 |  | 0.62118
0.49773 |  | 0.62114
0.49762 |  | 0.62114
0.49759 |  | 0.62107
0.49751 |  | 0.621
0.49751 |  | 0.62097
0.49744 |  | 0.62093
0.49744 |  | 0.62093
0.49733 |  | 0.62087
0.49733 |  | 0.6208
0.49733 |  | 0.6208
0.49733 |  | 0.62076
0.49726 |  | 0.62073
0.49718 |  | 0.6207
0.49711 |  | 0.62066
0.49707 |  | 0.62056
0.49707 |  | 0.62049
0.49696 |  | 0.62049
0.49693 |  | 0.62045
0.49693 |  | 0.62045
0.49693 |  | 0.62038
0.49685 |  | 0.62032
0.49682 |  | 0.62032
0.49678 |  | 0.62028
0.49674 |  | 0.62022
0.49667 |  | 0.62018
0.49667 |  | 0.62018
0.49667 |  | 0.62018
0.4966 |  | 0.62012
0.49652 |  | 0.62005
0.49645 |  | 0.62001
0.49641 |  | 0.61997
0.49638 |  | 0.61994
0.49634 |  | 0.61984
0.4963 |  | 0.6198
0.4963 |  | 0.6198
0.4963 |  | 0.61973
0.49627 |  | 0.6197
0.49619 |  | 0.61966
0.49609 |  | 0.6196
0.49609 |  | 0.61956
0.49609 |  | 0.61945
0.49602 |  | 0.61945
0.49598 |  | 0.61938
0.49595 |  | 0.61932
0.49591 |  | 0.61925
0.49587 |  | 0.61925
0.49587 |  | 0.61917
0.49587 |  | 0.61917
0.4958 |  | 0.61914
0.49576 |  | 0.61907
0.49569 |  | 0.61907
0.49569 |  | 0.61907
0.49569 |  | 0.61901
0.49561 |  | 0.61897
0.49561 |  | 0.61894
0.49561 |  | 0.6189
0.49558 |  | 0.6188
0.49558 |  | 0.6188
0.49554 |  | 0.61877
0.49554 |  | 0.61873
0.49554 |  | 0.61867
0.49547 |  | 0.61867
0.49542 |  | 0.61867
0.4954 |  | 0.61863
0.49536 |  | 0.6186
0.49536 |  | 0.61853
0.49533 |  | 0.61849
0.49529 |  | 0.61846
0.49529 |  | 0.61838
0.49525 |  | 0.61835
0.49522 |  | 0.61835
0.49514 |  | 0.61832
0.49511 |  | 0.61825
0.49511 |  | 0.61825
0.49511 |  | 0.61822
0.49507 |  | 0.61815
0.49503 |  | 0.61808
0.49499 |  | 0.61804
0.49496 |  | 0.61804
0.49496 |  | 0.61801
0.49488 |  | 0.61798
0.49485 |  | 0.61798
0.49485 |  | 0.61798
0.49481 |  | 0.61788
0.49481 |  | 0.6178
0.49475 |  | 0.61777
0.49467 |  | 0.6177
0.49467 |  | 0.61763
0.49467 |  | 0.61763
0.49467 |  | 0.61759
0.49463 |  | 0.61752
0.4946 |  | 0.61746
0.49449 |  | 0.61742
0.49449 |  | 0.61739
0.49446 |  | 0.61736
0.49439 |  | 0.61732
0.49431 |  | 0.61732
0.49431 |  | 0.61732
0.49428 |  | 0.61729
0.4942 |  | 0.61726
0.4942 |  | 0.61711
0.49413 |  | 0.61711
0.49406 |  | 0.61708
0.49406 |  | 0.61704
0.49402 |  | 0.61702
0.49402 |  | 0.61694
0.49394 |  | 0.61694
0.49391 |  | 0.61694
0.49391 |  | 0.61688
0.4938 |  | 0.61684
0.4938 |  | 0.61678
0.4938 |  | 0.61671
0.49376 |  | 0.61664
0.49376 |  | 0.6166
0.49369 |  | 0.6166
0.49369 |  | 0.61657
0.49369 |  | 0.6165
0.49362 |  | 0.6165
0.49359 |  | 0.6165
0.49355 |  | 0.61639
0.49355 |  | 0.61639
0.49344 |  | 0.61633
0.49344 |  | 0.61629
0.4934 |  | 0.61629
0.49336 |  | 0.61623
0.49336 |  | 0.61619
0.49333 |  | 0.61616
0.49326 |  | 0.61616
0.49319 |  | 0.61608
0.49319 |  | 0.61602
0.49319 |  | 0.61602
0.49315 |  | 0.61602
0.49315 |  | 0.61602
0.49311 |  | 0.61591
0.49308 |  | 0.61588
0.49304 |  | 0.61578
0.49304 |  | 0.61574
0.49304 |  | 0.61571
0.49297 |  | 0.61567
0.4929 |  | 0.6156
0.4929 |  | 0.6156
0.49286 |  | 0.61557
0.49283 |  | 0.61557
0.49279 |  | 0.61547
0.49272 |  | 0.61539
0.49272 |  | 0.61536
0.49268 |  | 0.61533
0.49264 |  | 0.61522
0.49257 |  | 0.61519
0.49257 |  | 0.61509
0.49257 |  | 0.61505
0.49257 |  | 0.61501
0.49257 |  | 0.61491
0.49242 |  | 0.61484
0.49242 |  | 0.61484
0.49242 |  | 0.61481
0.49242 |  | 0.61474
0.49235 |  | 0.61467
0.49228 |  | 0.6146
0.49224 |  | 0.61457
0.49224 |  | 0.61457
0.49224 |  | 0.61449
0.49217 |  | 0.61442
0.4921 |  | 0.61442
0.4921 |  | 0.61442
0.49206 |  | 0.61432
0.49203 |  | 0.61432
0.49199 |  | 0.61425
0.49199 |  | 0.61422
0.49188 |  | 0.61412
0.49181 |  | 0.61412
0.49181 |  | 0.61412
0.49181 |  | 0.61405
0.49177 |  | 0.61401
0.49173 |  | 0.61398
0.49173 |  | 0.61395
0.4917 |  | 0.61384
0.4917 |  | 0.61381
0.49166 |  | 0.61381
0.49162 |  | 0.61377
0.49159 |  | 0.61377
0.49155 |  | 0.61374
0.49152 |  | 0.61367
0.49148 |  | 0.61353
0.49148 |  | 0.6135
0.49141 |  | 0.6135
0.49133 |  | 0.61346
0.49129 |  | 0.61343
0.49125 |  | 0.61339
0.49125 |  | 0.61335
0.49122 |  | 0.61329
0.49119 |  | 0.61325
0.49119 |  | 0.61325
0.49115 |  | 0.61322
0.49107 |  | 0.61315
0.49107 |  | 0.61312
0.49104 |  | 0.61304
0.49097 |  | 0.61301
0.49097 |  | 0.61301
0.49093 |  | 0.61294
0.49093 |  | 0.6129
0.49085 |  | 0.61287
0.49082 |  | 0.61273
0.49075 |  | 0.61273
0.49075 |  | 0.61263
0.49075 |  | 0.61263
0.49071 |  | 0.61259
0.49064 |  | 0.61259
0.49064 |  | 0.61252
0.49056 |  | 0.61248
0.49056 |  | 0.61248
0.49056 |  | 0.61246
0.49053 |  | 0.61242
0.49038 |  | 0.61242
0.49038 |  | 0.61242
0.49038 |  | 0.61231
0.49038 |  | 0.61225
0.49035 |  | 0.61225
0.49024 |  | 0.61221
0.49024 |  | 0.61218
0.4902 |  | 0.61214
0.49017 |  | 0.61211
0.49017 |  | 0.61205
0.49013 |  | 0.61201
0.49013 |  | 0.61201
0.49009 |  | 0.61197
0.49003 |  | 0.61197
0.49003 |  | 0.6119
0.49003 |  | 0.61183
0.48999 |  | 0.61183
0.48999 |  | 0.6118
0.48992 |  | 0.61173
0.48988 |  | 0.61173
0.48981 |  | 0.61166
0.48977 |  | 0.61166
0.48977 |  | 0.61162
0.4897 |  | 0.61155
0.4897 |  | 0.61145
0.4897 |  | 0.61145
0.48967 |  | 0.61138
0.48966 |  | 0.61138
0.48963 |  | 0.61128
0.48956 |  | 0.61128
0.48956 |  | 0.61128
0.48952 |  | 0.61118
0.48952 |  | 0.61118
0.48948 |  | 0.6111
0.48944 |  | 0.61107
0.48937 |  | 0.61107
0.48937 |  | 0.61092
0.48929 |  | 0.61089
0.48929 |  | 0.61089
0.48926 |  | 0.61086
0.48926 |  | 0.61079
0.48922 |  | 0.61079
0.48922 |  | 0.61075
0.48918 |  | 0.61072
0.48911 |  | 0.61069
0.48911 |  | 0.61065
0.48907 |  | 0.61054
0.48907 |  | 0.61051
0.48904 |  | 0.61051
0.48904 |  | 0.61051
0.48904 |  | 0.61041
0.489 |  | 0.61041
0.489 |  | 0.61034
0.48889 |  | 0.61034
0.48886 |  | 0.61031
0.48886 |  | 0.61027
0.48878 |  | 0.61023
0.48878 |  | 0.61016
0.48878 |  | 0.6101
0.48871 |  | 0.61007
0.48868 |  | 0.61003
0.48864 |  | 0.60999
0.48864 |  | 0.60996
0.48856 |  | 0.60993
0.48856 |  | 0.60993
0.48853 |  | 0.60989
0.4885 |  | 0.60982
0.48846 |  | 0.60979
0.48842 |  | 0.60975
0.48838 |  | 0.60972
0.48838 |  | 0.60972
0.48827 |  | 0.60969
0.4882 |  | 0.60958
0.48816 |  | 0.60954
0.48816 |  | 0.60951
0.48812 |  | 0.60951
0.48812 |  | 0.60943
0.48805 |  | 0.60941
0.48794 |  | 0.60941
0.48794 |  | 0.60934
0.4879 |  | 0.60934
0.48783 |  | 0.60927
0.4878 |  | 0.60923
0.4878 |  | 0.6092
0.48776 |  | 0.60917
0.48776 |  | 0.6091
0.48772 |  | 0.60906
0.48768 |  | 0.60906
0.48761 |  | 0.609
0.48758 |  | 0.60896
0.48758 |  | 0.60892
0.48754 |  | 0.60892
0.48754 |  | 0.60885
0.4875 |  | 0.60883
0.4875 |  | 0.60879
0.4875 |  | 0.60868
0.48736 |  | 0.60865
0.48732 |  | 0.60858
0.48732 |  | 0.60858
0.48728 |  | 0.60844
0.48721 |  | 0.60844
0.48721 |  | 0.60841
0.48717 |  | 0.60838
0.48717 |  | 0.60831
0.48717 |  | 0.60831
0.48717 |  | 0.60827
0.48714 |  | 0.60821
0.48709 |  | 0.60813
0.48703 |  | 0.6081
0.48703 |  | 0.60803
0.48695 |  | 0.608
0.48691 |  | 0.60796
0.48691 |  | 0.60796
0.48688 |  | 0.60796
0.48684 |  | 0.60793
0.48684 |  | 0.60786
0.4868 |  | 0.60779
0.48677 |  | 0.60779
0.48673 |  | 0.60776
0.48669 |  | 0.60772
0.48669 |  | 0.60765
0.48666 |  | 0.60765
0.48659 |  | 0.60762
0.48655 |  | 0.60758
0.48655 |  | 0.60755
0.48655 |  | 0.60748
0.48651 |  | 0.60748
0.48651 |  | 0.60741
0.48644 |  | 0.60737
0.48641 |  | 0.60734
0.48641 |  | 0.6073
0.48633 |  | 0.6073
0.48629 |  | 0.6072
0.48625 |  | 0.6072
0.48622 |  | 0.60717
0.48622 |  | 0.60713
0.48622 |  | 0.60709
0.48619 |  | 0.60706
0.48611 |  | 0.60699
0.48611 |  | 0.60696
0.48608 |  | 0.60692
0.486 |  | 0.60689
0.486 |  | 0.60689
0.48593 |  | 0.60689
0.48593 |  | 0.60682
0.4859 |  | 0.60675
0.48586 |  | 0.60672
0.48582 |  | 0.60672
0.48579 |  | 0.60672
0.48571 |  | 0.60665
0.48571 |  | 0.60662
0.48568 |  | 0.60662
0.48564 |  | 0.60662
0.48556 |  | 0.60658
0.48556 |  | 0.60651
0.48556 |  | 0.60651
0.48553 |  | 0.60644
0.48549 |  | 0.60637
0.48549 |  | 0.60637
0.48545 |  | 0.6063
0.48538 |  | 0.60627
0.48538 |  | 0.60627
0.48538 |  | 0.60627
0.48538 |  | 0.60623
0.48538 |  | 0.6062
0.48531 |  | 0.60616
0.48528 |  | 0.60612
0.48524 |  | 0.60605
0.48524 |  | 0.60599
0.48517 |  | 0.60595
0.48517 |  | 0.60595
0.48513 |  | 0.60588
0.48509 |  | 0.60585
0.48509 |  | 0.60581
0.48509 |  | 0.60581
0.48509 |  | 0.60578
0.48506 |  | 0.60578
0.48506 |  | 0.60575
0.48502 |  | 0.60564
0.48495 |  | 0.60561
0.48491 |  | 0.60561
0.48485 |  | 0.60557
0.48485 |  | 0.60557
0.48485 |  | 0.60554
0.48485 |  | 0.60547
0.48477 |  | 0.60547
0.48477 |  | 0.60547
0.48473 |  | 0.60543
0.4847 |  | 0.60536
0.48459 |  | 0.60535
0.48459 |  | 0.60534
0.48455 |  | 0.6053
0.48455 |  | 0.60523
0.48455 |  | 0.6052
0.48451 |  | 0.60516
0.48451 |  | 0.60513
0.48451 |  | 0.60509
0.48444 |  | 0.60506
0.4844 |  | 0.60503
0.4844 |  | 0.60499
0.48437 |  | 0.60499
0.48433 |  | 0.60496
0.48429 |  | 0.60492
0.48426 |  | 0.60489
0.48426 |  | 0.60485
0.48422 |  | 0.60482
0.48422 |  | 0.60475
0.48419 |  | 0.60475
0.48415 |  | 0.60465
0.48415 |  | 0.60458
0.48408 |  | 0.60455
0.48408 |  | 0.60448
0.48408 |  | 0.60445
0.48404 |  | 0.60441
0.48397 |  | 0.60441
0.48393 |  | 0.60437
0.48393 |  | 0.60434
0.48393 |  | 0.60427
0.48389 |  | 0.60424
0.48386 |  | 0.60424
0.48382 |  | 0.60413
0.48378 |  | 0.6041
0.48375 |  | 0.60406
0.48375 |  | 0.604
0.48372 |  | 0.604
0.48364 |  | 0.60396
0.48364 |  | 0.60387
0.4836 |  | 0.60387
0.4836 |  | 0.60383
0.4836 |  | 0.60379
0.4836 |  | 0.60376
0.48353 |  | 0.60372
0.48349 |  | 0.60369
0.48349 |  | 0.60362
0.48345 |  | 0.60359
0.48338 |  | 0.60352
0.48338 |  | 0.60349
0.48338 |  | 0.60345
0.48338 |  | 0.60338
0.48335 |  | 0.60338
0.48327 |  | 0.60338
0.4832 |  | 0.60338
0.4832 |  | 0.60334
0.48313 |  | 0.60328
0.48313 |  | 0.60321
0.48309 |  | 0.60321
0.48309 |  | 0.60321
0.48302 |  | 0.60318
0.48302 |  | 0.60311
0.48298 |  | 0.60304
0.48298 |  | 0.60304
0.48295 |  | 0.60297
0.48293 |  | 0.60297
0.48287 |  | 0.60287
0.4828 |  | 0.60277
0.4828 |  | 0.60273
0.4828 |  | 0.60273
0.48277 |  | 0.6027
0.48277 |  | 0.60263
0.48273 |  | 0.60263
0.4827 |  | 0.60263
0.48259 |  | 0.60256
0.48255 |  | 0.60253
0.48251 |  | 0.60253
0.48251 |  | 0.60249
0.48247 |  | 0.60242
0.4824 |  | 0.60239
0.48236 |  | 0.60235
0.48233 |  | 0.60233
0.48233 |  | 0.60229
0.48229 |  | 0.60226
0.48222 |  | 0.60222
0.48222 |  | 0.60211
0.48219 |  | 0.60208
0.48219 |  | 0.60208
0.48219 |  | 0.60205
0.48219 |  | 0.60198
0.48215 |  | 0.60195
0.48208 |  | 0.60191
0.48204 |  | 0.60181
0.48197 |  | 0.60178
0.48197 |  | 0.60171
0.48197 |  | 0.60171
0.48197 |  | 0.60171
0.48197 |  | 0.60161
0.48193 |  | 0.60157
0.4819 |  | 0.60153
0.4819 |  | 0.60143
0.4819 |  | 0.60143
0.48183 |  | 0.60143
0.48183 |  | 0.6014
0.48183 |  | 0.60136
0.48179 |  | 0.60129
0.48179 |  | 0.60126
0.48171 |  | 0.60126
0.48165 |  | 0.60122
0.48161 |  | 0.60119
0.48161 |  | 0.60112
0.48161 |  | 0.60105
0.48157 |  | 0.60102
0.48154 |  | 0.60102
0.4815 |  | 0.60098
0.4815 |  | 0.60088
0.4815 |  | 0.60088
0.48146 |  | 0.60085
0.48142 |  | 0.60085
0.48139 |  | 0.60082
0.48139 |  | 0.60074
0.48139 |  | 0.60068
0.48135 |  | 0.60068
0.48135 |  | 0.60061
0.48131 |  | 0.60057
0.48128 |  | 0.60054
0.48128 |  | 0.60051
0.48128 |  | 0.60044
0.48117 |  | 0.60044
0.48117 |  | 0.60038
0.48117 |  | 0.60034
0.4811 |  | 0.60027
0.48107 |  | 0.60024
0.48107 |  | 0.6002
0.48107 |  | 0.6002
0.48103 |  | 0.60017
0.48099 |  | 0.60017
0.48092 |  | 0.60006
0.48089 |  | 0.60006
0.48085 |  | 0.60003
0.48082 |  | 0.59996
0.48082 |  | 0.59996
0.48082 |  | 0.59992
0.48078 |  | 0.59989
0.48074 |  | 0.59989
0.48066 |  | 0.59985
0.48063 |  | 0.59982
0.48063 |  | 0.59978
0.48056 |  | 0.59971
0.48056 |  | 0.59968
0.48053 |  | 0.59964
0.48053 |  | 0.59961
0.48045 |  | 0.59954
0.48045 |  | 0.5995
0.48041 |  | 0.59943
0.48041 |  | 0.59943
0.48038 |  | 0.5994
0.48038 |  | 0.59937
0.48038 |  | 0.59937
0.48034 |  | 0.5993
0.48034 |  | 0.59926
0.48027 |  | 0.59922
0.4802 |  | 0.59919
0.4802 |  | 0.59909
0.4802 |  | 0.59909
0.4802 |  | 0.59905
0.48016 |  | 0.59902
0.48012 |  | 0.59898
0.48009 |  | 0.59895
0.48009 |  | 0.59891
0.48009 |  | 0.59888
0.48005 |  | 0.59881
0.48005 |  | 0.59881
0.48002 |  | 0.59881
0.47994 |  | 0.59877
0.47991 |  | 0.59874
0.47987 |  | 0.59871
0.47987 |  | 0.59867
0.47984 |  | 0.59867
0.47984 |  | 0.59864
0.47984 |  | 0.59861
0.47976 |  | 0.59857
0.47976 |  | 0.59854
0.47965 |  | 0.5985
0.47965 |  | 0.59847
0.47965 |  | 0.59847
0.47961 |  | 0.59847
0.47961 |  | 0.5984
0.47958 |  | 0.5984
0.47954 |  | 0.59829
0.47947 |  | 0.59826
0.47947 |  | 0.59826
0.47943 |  | 0.59823
0.4794 |  | 0.59823
0.4794 |  | 0.59823
0.47936 |  | 0.59823
0.47933 |  | 0.59813
0.47929 |  | 0.59813
0.47921 |  | 0.59805
0.47918 |  | 0.59805
0.47914 |  | 0.59805
0.47911 |  | 0.59799
0.47911 |  | 0.59795
0.47911 |  | 0.59795
0.47911 |  | 0.59784
0.47907 |  | 0.59778
0.47903 |  | 0.59778
0.47903 |  | 0.59771
0.47897 |  | 0.59771
0.47893 |  | 0.59764
0.47889 |  | 0.59761
0.47885 |  | 0.59757
0.47882 |  | 0.59754
0.47878 |  | 0.59747
0.47875 |  | 0.59743
0.47871 |  | 0.59743
0.47871 |  | 0.59743
0.47867 |  | 0.59733
0.47864 |  | 0.59733
0.47864 |  | 0.59726
0.47864 |  | 0.59722
0.4786 |  | 0.59719
0.47857 |  | 0.59712
0.47857 |  | 0.59712
0.47853 |  | 0.59706
0.47853 |  | 0.59702
0.47846 |  | 0.59696
0.47842 |  | 0.59692
0.47842 |  | 0.59689
0.47839 |  | 0.59689
0.47835 |  | 0.59685
0.47828 |  | 0.59681
0.47828 |  | 0.59681
0.47824 |  | 0.59681
0.47824 |  | 0.59674
0.47824 |  | 0.59674
0.4782 |  | 0.59668
0.47816 |  | 0.59664
0.47816 |  | 0.59664
0.47809 |  | 0.59661
0.47809 |  | 0.59657
0.47805 |  | 0.59654
0.47805 |  | 0.59647
0.47802 |  | 0.5964
0.47798 |  | 0.5964
0.47795 |  | 0.5964
0.47792 |  | 0.59637
0.47788 |  | 0.59637
0.47788 |  | 0.5963
0.47784 |  | 0.59626
0.4778 |  | 0.59622
0.4778 |  | 0.59619
0.47777 |  | 0.59616
0.47773 |  | 0.59612
0.47769 |  | 0.59606
0.47766 |  | 0.59606
0.47766 |  | 0.59606
0.47762 |  | 0.59602
0.47755 |  | 0.59592
0.47755 |  | 0.59592
0.47755 |  | 0.59589
0.47751 |  | 0.59582
0.47748 |  | 0.59578
0.47748 |  | 0.59572
0.47748 |  | 0.59568
0.47745 |  | 0.59568
0.47745 |  | 0.59558
0.47741 |  | 0.59558
0.47737 |  | 0.59558
0.47733 |  | 0.59554
0.47733 |  | 0.59551
0.47726 |  | 0.59551
0.47726 |  | 0.59544
0.47719 |  | 0.59541
0.47719 |  | 0.59538
0.47719 |  | 0.59531
0.47716 |  | 0.59527
0.47712 |  | 0.59523
0.47708 |  | 0.59513
0.47708 |  | 0.5951
0.47708 |  | 0.5951
0.47705 |  | 0.59506
0.47705 |  | 0.59503
0.47698 |  | 0.595
0.47698 |  | 0.59493
0.47698 |  | 0.59489
0.47691 |  | 0.59489
0.4768 |  | 0.59486
0.4768 |  | 0.59482
0.4768 |  | 0.59475
0.47677 |  | 0.59472
0.47677 |  | 0.59472
0.47673 |  | 0.59465
0.47673 |  | 0.59465
0.4767 |  | 0.59462
0.47666 |  | 0.59462
0.47662 |  | 0.59451
0.47659 |  | 0.59451
0.47659 |  | 0.59441
0.47651 |  | 0.59438
0.47651 |  | 0.59438
0.47647 |  | 0.59438
0.47647 |  | 0.59434
0.47636 |  | 0.59431
0.47633 |  | 0.59427
0.47633 |  | 0.59424
0.47629 |  | 0.59421
0.47629 |  | 0.59417
0.47629 |  | 0.59414
0.47625 |  | 0.5941
0.47625 |  | 0.59403
0.47618 |  | 0.59394
0.47618 |  | 0.5939
0.47618 |  | 0.59383
0.47615 |  | 0.59379
0.47607 |  | 0.59376
0.47607 |  | 0.59376
0.47604 |  | 0.59376
0.47604 |  | 0.59372
0.47604 |  | 0.59369
0.476 |  | 0.59361
0.476 |  | 0.59361
0.476 |  | 0.59358
0.47593 |  | 0.59355
0.47593 |  | 0.59348
0.47586 |  | 0.59338
0.47582 |  | 0.59338
0.47582 |  | 0.59328
0.47578 |  | 0.59324
0.47578 |  | 0.59321
0.47575 |  | 0.59321
0.47567 |  | 0.59318
0.47564 |  | 0.59311
0.47564 |  | 0.59311
0.47564 |  | 0.59303
0.4756 |  | 0.59303
0.47553 |  | 0.59296
0.47553 |  | 0.59293
0.47546 |  | 0.59289
0.47546 |  | 0.59283
0.47546 |  | 0.59279
0.47538 |  | 0.59276
0.47531 |  | 0.59272
0.47531 |  | 0.59266
0.47528 |  | 0.59258
0.47524 |  | 0.59258
0.47524 |  | 0.59252
0.4752 |  | 0.59252
0.47517 |  | 0.59249
0.47513 |  | 0.59249
0.4751 |  | 0.59245
0.47506 |  | 0.59238
0.47506 |  | 0.59235
0.47506 |  | 0.59231
0.47502 |  | 0.59225
0.47499 |  | 0.59225
0.47491 |  | 0.59225
0.47491 |  | 0.59221
0.47488 |  | 0.59221
0.47485 |  | 0.59215
0.47485 |  | 0.59215
0.47485 |  | 0.59215
0.47481 |  | 0.59212
0.47474 |  | 0.59209
0.4747 |  | 0.59198
0.4747 |  | 0.59194
0.4747 |  | 0.59191
0.47467 |  | 0.59187
0.47467 |  | 0.59183
0.47459 |  | 0.59177
0.47456 |  | 0.59174
0.47452 |  | 0.59174
0.47452 |  | 0.59167
0.47452 |  | 0.59164
0.47452 |  | 0.59164
0.47448 |  | 0.59164
0.47441 |  | 0.59157
0.47438 |  | 0.59153
0.47438 |  | 0.5915
0.47427 |  | 0.5915
0.47427 |  | 0.59146
0.47427 |  | 0.59143
0.47419 |  | 0.59143
0.47419 |  | 0.59143
0.47419 |  | 0.59132
0.47419 |  | 0.59129
0.47412 |  | 0.59126
0.47408 |  | 0.59122
0.47408 |  | 0.59122
0.47408 |  | 0.59111
0.47401 |  | 0.59104
0.47401 |  | 0.59101
0.47397 |  | 0.59097
0.47397 |  | 0.59097
0.47393 |  | 0.59087
0.47393 |  | 0.59084
0.47386 |  | 0.5908
0.47386 |  | 0.5908
0.47383 |  | 0.5908
0.47383 |  | 0.59073
0.47376 |  | 0.59073
0.47376 |  | 0.5907
0.47372 |  | 0.59063
0.47365 |  | 0.59059
0.47365 |  | 0.59056
0.47361 |  | 0.59052
0.47361 |  | 0.59042
0.47358 |  | 0.59042
0.47358 |  | 0.59038
0.47358 |  | 0.59035
0.47354 |  | 0.59028
0.47354 |  | 0.59025
0.47351 |  | 0.59025
0.47351 |  | 0.59025
0.4734 |  | 0.59018
0.47336 |  | 0.59014
0.47336 |  | 0.59007
0.47336 |  | 0.59007
0.47336 |  | 0.59007
0.47336 |  | 0.59004
0.47336 |  | 0.59004
0.47329 |  | 0.59001
0.47322 |  | 0.5899
0.47318 |  | 0.5899
0.47318 |  | 0.58986
0.47318 |  | 0.5898
0.47318 |  | 0.58976
0.47318 |  | 0.58973
0.47315 |  | 0.58969
0.47308 |  | 0.58966
0.47308 |  | 0.58963
0.47304 |  | 0.58952
0.473 |  | 0.58949
0.47296 |  | 0.58938
0.47296 |  | 0.58935
0.47293 |  | 0.58935
0.4729 |  | 0.58921
0.4729 |  | 0.58921
0.47286 |  | 0.58917
0.47286 |  | 0.58914
0.47278 |  | 0.58907
0.47278 |  | 0.58903
0.47275 |  | 0.589
0.47275 |  | 0.58897
0.47272 |  | 0.58894
0.47268 |  | 0.5889
0.47264 |  | 0.58886
0.47264 |  | 0.58883
0.4726 |  | 0.58883
0.4726 |  | 0.58879
0.47257 |  | 0.58865
0.47253 |  | 0.58862
0.4725 |  | 0.58858
0.4725 |  | 0.58858
0.47246 |  | 0.58858
0.4724 |  | 0.58855
0.4724 |  | 0.58852
0.4724 |  | 0.58848
0.4724 |  | 0.58845
0.47232 |  | 0.58838
0.47232 |  | 0.58835
0.47228 |  | 0.58835
0.47225 |  | 0.58831
0.47225 |  | 0.58825
0.47222 |  | 0.58825
0.47218 |  | 0.58818
0.47218 |  | 0.5881
0.47218 |  | 0.5881
0.47215 |  | 0.58807
0.47215 |  | 0.58807
0.47211 |  | 0.58801
0.47211 |  | 0.58801
0.47207 |  | 0.58797
0.47204 |  | 0.5879
0.47197 |  | 0.58786
0.47197 |  | 0.58786
0.47197 |  | 0.58783
0.47197 |  | 0.58779
0.47193 |  | 0.58779
0.47193 |  | 0.58776
0.47193 |  | 0.58773
0.47193 |  | 0.58769
0.47185 |  | 0.58769
0.47178 |  | 0.58758
0.47178 |  | 0.58752
0.47175 |  | 0.58752
0.47175 |  | 0.58752
0.47171 |  | 0.58749
0.47171 |  | 0.58742
0.47164 |  | 0.58742
0.4716 |  | 0.58735
0.4716 |  | 0.58735
0.4716 |  | 0.58735
0.47153 |  | 0.58732
0.47153 |  | 0.58729
0.47149 |  | 0.58726
0.47149 |  | 0.58722
0.47149 |  | 0.58715
0.47142 |  | 0.58715
0.47138 |  | 0.58712
0.47131 |  | 0.58709
0.47131 |  | 0.58705
0.47127 |  | 0.58698
0.47127 |  | 0.58694
0.47127 |  | 0.58694
0.47124 |  | 0.58694
0.47124 |  | 0.58694
0.4712 |  | 0.58691
0.47113 |  | 0.58691
0.47109 |  | 0.58684
0.47109 |  | 0.58677
0.47109 |  | 0.58677
0.47106 |  | 0.58674
0.47102 |  | 0.58671
0.47102 |  | 0.58664
0.47098 |  | 0.58664
0.47095 |  | 0.58664
0.47095 |  | 0.58657
0.47095 |  | 0.5865
0.47091 |  | 0.58646
0.47091 |  | 0.58643
0.47083 |  | 0.58643
0.47083 |  | 0.58643
0.4708 |  | 0.58636
0.4708 |  | 0.58632
0.47076 |  | 0.58626
0.47073 |  | 0.58622
0.47073 |  | 0.58619
0.47073 |  | 0.58619
0.47073 |  | 0.58615
0.47069 |  | 0.58609
0.47062 |  | 0.58609
0.47062 |  | 0.58609
0.47062 |  | 0.58609
0.47062 |  | 0.58609
0.47055 |  | 0.58605
0.47055 |  | 0.58605
0.47055 |  | 0.58599
0.47052 |  | 0.58599
0.47048 |  | 0.58592
0.47044 |  | 0.58589
0.47041 |  | 0.58585
0.47041 |  | 0.58585
0.47041 |  | 0.58582
0.47034 |  | 0.58578
0.47034 |  | 0.58574
0.47034 |  | 0.58571
0.4703 |  | 0.58561
0.4703 |  | 0.58561
0.47026 |  | 0.58554
0.47019 |  | 0.58554
0.47016 |  | 0.58543
0.47016 |  | 0.58539
0.47012 |  | 0.58536
0.47012 |  | 0.58536
0.47012 |  | 0.58532
0.47012 |  | 0.58529
0.47012 |  | 0.58529
0.47012 |  | 0.58529
0.47009 |  | 0.58526
0.47009 |  | 0.58519
0.47006 |  | 0.58515
0.47002 |  | 0.58515
0.46994 |  | 0.58515
0.46994 |  | 0.58512
0.46987 |  | 0.58505
0.46987 |  | 0.58501
0.46987 |  | 0.58497
0.4698 |  | 0.58494
0.46976 |  | 0.58487
0.46973 |  | 0.58484
0.46973 |  | 0.58484
0.46973 |  | 0.5848
0.46969 |  | 0.5848
0.46965 |  | 0.5848
0.46965 |  | 0.58477
0.46955 |  | 0.58477
0.46955 |  | 0.5847
0.46951 |  | 0.5847
0.46951 |  | 0.58466
0.46951 |  | 0.58466
0.46951 |  | 0.58459
0.46947 |  | 0.58456
0.46947 |  | 0.58456
0.46944 |  | 0.58456
0.4694 |  | 0.58449
0.4694 |  | 0.58439
0.46933 |  | 0.58439
0.46933 |  | 0.58435
0.46933 |  | 0.58435
0.46929 |  | 0.58435
0.46922 |  | 0.58431
0.46919 |  | 0.58431
0.46919 |  | 0.58425
0.46915 |  | 0.58421
0.46915 |  | 0.58411
0.46911 |  | 0.58411
0.46911 |  | 0.58411
0.46908 |  | 0.58407
0.46908 |  | 0.58404
0.46904 |  | 0.58397
0.46901 |  | 0.58394
0.46897 |  | 0.5839
0.46897 |  | 0.5839
0.46897 |  | 0.58386
0.46893 |  | 0.58383
0.46893 |  | 0.5838
0.46893 |  | 0.58373
0.4689 |  | 0.58369
0.4689 |  | 0.58369
0.46887 |  | 0.58369
0.46883 |  | 0.58362
0.46883 |  | 0.58359
0.46883 |  | 0.58359
0.46879 |  | 0.58355
0.46879 |  | 0.58355
0.46879 |  | 0.58352
0.46875 |  | 0.58345
0.46869 |  | 0.58341
0.46865 |  | 0.58338
0.46865 |  | 0.58334
0.46853 |  | 0.58328
0.4685 |  | 0.58328
0.46846 |  | 0.58324
0.46846 |  | 0.58324
0.46846 |  | 0.58321
0.46843 |  | 0.58314
0.46843 |  | 0.58314
0.46839 |  | 0.58307
0.46836 |  | 0.58303
0.46836 |  | 0.583
0.46836 |  | 0.583
0.46828 |  | 0.583
0.46825 |  | 0.58297
0.46821 |  | 0.5829
0.46818 |  | 0.58286
0.46814 |  | 0.58286
0.46814 |  | 0.58283
0.4681 |  | 0.58283
0.4681 |  | 0.58283
0.4681 |  | 0.58279
0.4681 |  | 0.58273
0.4681 |  | 0.58269
0.46804 |  | 0.58269
0.468 |  | 0.58262
0.46792 |  | 0.58262
0.46792 |  | 0.58258
0.46792 |  | 0.58255
0.46792 |  | 0.58245
0.46792 |  | 0.58238
0.46788 |  | 0.58238
0.46781 |  | 0.58238
0.46778 |  | 0.58231
0.46778 |  | 0.58231
0.46778 |  | 0.58224
0.46774 |  | 0.58224
0.46774 |  | 0.58221
0.46771 |  | 0.58217
0.46768 |  | 0.5821
0.46768 |  | 0.5821
0.46764 |  | 0.58207
0.4676 |  | 0.58204
0.46757 |  | 0.58204
0.46753 |  | 0.582
0.46753 |  | 0.58197
0.46753 |  | 0.58197
0.46746 |  | 0.58193
0.46742 |  | 0.58193
0.46738 |  | 0.58186
0.46738 |  | 0.58179
0.46735 |  | 0.58176
0.46735 |  | 0.58176
0.46731 |  | 0.58176
0.46731 |  | 0.58172
0.46727 |  | 0.58172
0.4672 |  | 0.58165
0.4672 |  | 0.58159
0.46713 |  | 0.58159
0.46713 |  | 0.58159
0.46713 |  | 0.58152
0.4671 |  | 0.58148
0.4671 |  | 0.58144
0.4671 |  | 0.58141
0.46702 |  | 0.58138
0.46699 |  | 0.58131
0.46699 |  | 0.58131
0.46695 |  | 0.58124
0.46692 |  | 0.58124
0.46692 |  | 0.58121
0.46688 |  | 0.58117
0.46688 |  | 0.58117
0.46681 |  | 0.58117
0.46681 |  | 0.58114
0.46677 |  | 0.5811
0.46677 |  | 0.58107
0.46677 |  | 0.581
0.46677 |  | 0.581
0.46673 |  | 0.58097
0.4667 |  | 0.58097
0.4667 |  | 0.58097
0.4667 |  | 0.58086
0.46666 |  | 0.58086
0.46666 |  | 0.58083
0.46663 |  | 0.58076
0.46659 |  | 0.58076
0.46656 |  | 0.58072
0.46652 |  | 0.58072
0.46648 |  | 0.58065
0.46648 |  | 0.58065
0.46645 |  | 0.58062
0.46645 |  | 0.58056
0.46641 |  | 0.58056
0.46637 |  | 0.58049
0.46637 |  | 0.58045
0.46637 |  | 0.58038
0.4663 |  | 0.58038
0.4663 |  | 0.58031
0.4663 |  | 0.58031
0.4663 |  | 0.58031
0.4663 |  | 0.58024
0.46626 |  | 0.58021
0.46623 |  | 0.58017
0.46621 |  | 0.58017
0.46616 |  | 0.58007
0.46616 |  | 0.57997
0.46616 |  | 0.57997
0.46616 |  | 0.57993
0.46608 |  | 0.57993
0.46605 |  | 0.5799
0.46605 |  | 0.5799
0.46598 |  | 0.57986
0.46598 |  | 0.57983
0.46594 |  | 0.57983
0.46587 |  | 0.57976
0.46583 |  | 0.57965
0.46583 |  | 0.57965
0.4658 |  | 0.57965
0.4658 |  | 0.57962
0.4658 |  | 0.57955
0.46572 |  | 0.57955
0.46568 |  | 0.57955
0.46568 |  | 0.57944
0.46568 |  | 0.57937
0.46565 |  | 0.57937
0.46562 |  | 0.5793
0.46562 |  | 0.57927
0.46562 |  | 0.57923
0.46562 |  | 0.5792
0.46558 |  | 0.57909
0.46555 |  | 0.57902
0.46551 |  | 0.57895
0.46548 |  | 0.57895
0.46544 |  | 0.57892
0.46544 |  | 0.57892
0.46544 |  | 0.57888
0.46544 |  | 0.57885
0.46537 |  | 0.57878
0.46537 |  | 0.57875
0.46533 |  | 0.57871
0.46529 |  | 0.57865
0.46529 |  | 0.57865
0.46529 |  | 0.57862
0.46526 |  | 0.57858
0.46522 |  | 0.57851
0.46522 |  | 0.57848
0.46515 |  | 0.57844
0.46515 |  | 0.57841
0.46512 |  | 0.57838
0.46512 |  | 0.57838
0.46512 |  | 0.57838
0.46508 |  | 0.57834
0.46504 |  | 0.5783
0.465 |  | 0.57827
0.46497 |  | 0.57824
0.46497 |  | 0.57821
0.46497 |  | 0.57817
0.46497 |  | 0.57817
0.46494 |  | 0.5781
0.4649 |  | 0.5781
0.46483 |  | 0.57803
0.46483 |  | 0.57797
0.46479 |  | 0.57794
0.46479 |  | 0.57786
0.46479 |  | 0.57783
0.46476 |  | 0.57776
0.46476 |  | 0.57776
0.46476 |  | 0.57772
0.46468 |  | 0.57772
0.46464 |  | 0.57762
0.46464 |  | 0.57759
0.46464 |  | 0.57759
0.46464 |  | 0.57755
0.46461 |  | 0.57748
0.46461 |  | 0.57745
0.46454 |  | 0.57745
0.46454 |  | 0.57742
0.46446 |  | 0.57738
0.46446 |  | 0.57731
0.46446 |  | 0.57725
0.46442 |  | 0.57725
0.46439 |  | 0.57725
0.46432 |  | 0.5771
0.46432 |  | 0.57707
0.46428 |  | 0.57707
0.46424 |  | 0.57703
0.46421 |  | 0.57697
0.46421 |  | 0.57693
0.46413 |  | 0.57689
0.46413 |  | 0.57682
0.4641 |  | 0.57682
0.4641 |  | 0.57682
0.4641 |  | 0.57679
0.4641 |  | 0.57672
0.46402 |  | 0.57669
0.46402 |  | 0.57662
0.46399 |  | 0.57655
0.46399 |  | 0.57651
0.46395 |  | 0.57651
0.46392 |  | 0.57645
0.46392 |  | 0.57645
0.46388 |  | 0.57645
0.46384 |  | 0.57641
0.46384 |  | 0.57637
0.46384 |  | 0.57637
0.46381 |  | 0.5763
0.46377 |  | 0.57627
0.46377 |  | 0.57627
0.46373 |  | 0.57627
0.4637 |  | 0.57613
0.4637 |  | 0.5761
0.4637 |  | 0.5761
0.46363 |  | 0.57606
0.46363 |  | 0.57606
0.46363 |  | 0.57599
0.46363 |  | 0.57595
0.46363 |  | 0.57595
0.46359 |  | 0.57592
0.46352 |  | 0.57585
0.46352 |  | 0.57585
0.46348 |  | 0.57578
0.46341 |  | 0.57574
0.46341 |  | 0.57574
0.46341 |  | 0.57572
0.46341 |  | 0.57565
0.46341 |  | 0.57565
0.46337 |  | 0.57562
0.46337 |  | 0.57562
0.4633 |  | 0.57558
0.4633 |  | 0.57555
0.4633 |  | 0.57547
0.46322 |  | 0.57544
0.46322 |  | 0.57544
0.46319 |  | 0.57544
0.46312 |  | 0.57541
0.46312 |  | 0.57541
0.46312 |  | 0.57537
0.46312 |  | 0.57534
0.46308 |  | 0.5753
0.46308 |  | 0.57524
0.46301 |  | 0.57517
0.46301 |  | 0.57517
0.46301 |  | 0.57513
0.46297 |  | 0.57513
0.46293 |  | 0.57509
0.46293 |  | 0.57502
0.46293 |  | 0.57496
0.46293 |  | 0.57496
0.46286 |  | 0.57496
0.46283 |  | 0.57492
0.46283 |  | 0.57492
0.46279 |  | 0.57489
0.46279 |  | 0.57489
0.46275 |  | 0.57485
0.46275 |  | 0.57478
0.46275 |  | 0.57471
0.46271 |  | 0.57471
0.46271 |  | 0.57471
0.46268 |  | 0.57471
0.46268 |  | 0.57471
0.46261 |  | 0.57458
0.46257 |  | 0.57454
0.46257 |  | 0.57454
0.46253 |  | 0.57454
0.46253 |  | 0.57447
0.46247 |  | 0.57447
0.46243 |  | 0.5744
0.46239 |  | 0.57437
0.46239 |  | 0.5743
0.46239 |  | 0.5743
0.46239 |  | 0.57427
0.46235 |  | 0.5742
0.46235 |  | 0.57413
0.46231 |  | 0.57413
0.46231 |  | 0.57406
0.46228 |  | 0.57403
0.46225 |  | 0.57399
0.46221 |  | 0.57393
0.46221 |  | 0.57393
0.46218 |  | 0.57389
0.46218 |  | 0.57382
0.46218 |  | 0.57382
0.46218 |  | 0.57376
0.4621 |  | 0.57372
0.46206 |  | 0.57372
0.46206 |  | 0.57366
0.46206 |  | 0.57359
0.462 |  | 0.57359
0.46196 |  | 0.57355
0.46196 |  | 0.57352
0.46192 |  | 0.57345
0.46188 |  | 0.57341
0.46185 |  | 0.57341
0.46185 |  | 0.57331
0.46185 |  | 0.57327
0.46181 |  | 0.57327
0.46175 |  | 0.57321
0.46174 |  | 0.57317
0.46174 |  | 0.57317
0.46174 |  | 0.57317
0.4617 |  | 0.5731
0.46167 |  | 0.57307
0.46163 |  | 0.57303
0.46163 |  | 0.57303
0.46163 |  | 0.57303
0.46159 |  | 0.57301
0.46148 |  | 0.57293
0.46145 |  | 0.5729
0.46145 |  | 0.57287
0.46145 |  | 0.57283
0.46145 |  | 0.5728
0.46145 |  | 0.57273
0.46141 |  | 0.57273
0.46133 |  | 0.57266
0.46133 |  | 0.57259
0.4613 |  | 0.57255
0.46127 |  | 0.57248
0.46127 |  | 0.57248
0.46127 |  | 0.57246
0.46122 |  | 0.57246
0.46122 |  | 0.57239
0.46122 |  | 0.57235
0.46119 |  | 0.57231
0.46115 |  | 0.57229
0.46112 |  | 0.57221
0.46112 |  | 0.57221
0.46109 |  | 0.57221
0.46101 |  | 0.57221
0.46101 |  | 0.57221
0.46101 |  | 0.57215
0.46101 |  | 0.57215
0.46101 |  | 0.57211
0.46094 |  | 0.57208
0.46094 |  | 0.57204
0.4609 |  | 0.57198
0.4609 |  | 0.57194
0.4609 |  | 0.57191
0.46087 |  | 0.57187
0.46083 |  | 0.57187
0.46083 |  | 0.57187
0.46083 |  | 0.57177
0.4608 |  | 0.57174
0.46076 |  | 0.57174
0.46076 |  | 0.5717
0.46076 |  | 0.57167
0.46076 |  | 0.57167
0.46065 |  | 0.57167
0.46065 |  | 0.5716
0.46065 |  | 0.5716
0.46062 |  | 0.57147
0.46062 |  | 0.57147
0.46062 |  | 0.5714
0.46058 |  | 0.5714
0.46054 |  | 0.57136
0.4605 |  | 0.57133
0.4605 |  | 0.57133
0.46047 |  | 0.57129
0.46044 |  | 0.57119
0.46044 |  | 0.57115
0.46036 |  | 0.57105
0.46036 |  | 0.57101
0.46033 |  | 0.57095
0.46033 |  | 0.57095
0.46033 |  | 0.57091
0.46033 |  | 0.57088
0.46029 |  | 0.57085
0.46029 |  | 0.57081
0.46022 |  | 0.57074
0.46015 |  | 0.57074
0.46015 |  | 0.57074
0.46015 |  | 0.57074
0.46011 |  | 0.57071
0.46011 |  | 0.57071
0.46011 |  | 0.57067
0.46011 |  | 0.57064
0.46011 |  | 0.5706
0.46011 |  | 0.57054
0.46008 |  | 0.57054
0.46004 |  | 0.5705
0.46004 |  | 0.57047
0.45993 |  | 0.57043
0.45993 |  | 0.57036
0.45993 |  | 0.57033
0.45993 |  | 0.57033
0.45989 |  | 0.57019
0.45986 |  | 0.57016
0.45979 |  | 0.57012
0.45979 |  | 0.5701
0.45979 |  | 0.5701
0.45975 |  | 0.5701
0.45975 |  | 0.56995
0.45975 |  | 0.56992
0.45971 |  | 0.56992
0.45968 |  | 0.56988
0.45964 |  | 0.56985
0.45964 |  | 0.56985
0.4596 |  | 0.56978
0.4596 |  | 0.56975
0.45957 |  | 0.56964
0.45957 |  | 0.56964
0.45953 |  | 0.5696
0.45953 |  | 0.5696
0.45949 |  | 0.56957
0.45949 |  | 0.56947
0.45949 |  | 0.56947
0.45946 |  | 0.5694
0.45938 |  | 0.56936
0.45935 |  | 0.56936
0.45935 |  | 0.56933
0.45935 |  | 0.56929
0.45931 |  | 0.56929
0.45928 |  | 0.56926
0.45924 |  | 0.56919
0.45924 |  | 0.56919
0.4592 |  | 0.56916
0.45917 |  | 0.56916
0.45913 |  | 0.56908
0.45913 |  | 0.56905
0.45913 |  | 0.56905
0.45909 |  | 0.56902
0.45909 |  | 0.56895
0.45909 |  | 0.56888
0.45899 |  | 0.56888
0.45895 |  | 0.56888
0.45895 |  | 0.56885
0.45895 |  | 0.56885
0.45891 |  | 0.56879
0.45891 |  | 0.56875
0.45891 |  | 0.56875
0.45891 |  | 0.56868
0.45884 |  | 0.56861
0.45881 |  | 0.56858
0.45877 |  | 0.56854
0.45877 |  | 0.56854
0.45873 |  | 0.56851
0.45873 |  | 0.56848
0.45873 |  | 0.56844
0.45873 |  | 0.56837
0.45869 |  | 0.56833
0.45869 |  | 0.5683
0.45866 |  | 0.56827
0.45866 |  | 0.56824
0.45862 |  | 0.5682
0.45862 |  | 0.56813
0.45862 |  | 0.5681
0.45862 |  | 0.5681
0.45862 |  | 0.56807
0.45855 |  | 0.568
0.45851 |  | 0.56797
0.45851 |  | 0.5679
0.45851 |  | 0.56786
0.45844 |  | 0.56786
0.45837 |  | 0.56786
0.45837 |  | 0.5678
0.45837 |  | 0.56776
0.45833 |  | 0.56772
0.4583 |  | 0.56772
0.4583 |  | 0.56769
0.4583 |  | 0.56766
0.4583 |  | 0.56762
0.45826 |  | 0.56762
0.45822 |  | 0.56758
0.45819 |  | 0.56755
0.45812 |  | 0.56755
0.45812 |  | 0.56752
0.45812 |  | 0.56752
0.45812 |  | 0.56745
0.45808 |  | 0.56731
0.45804 |  | 0.56731
0.45804 |  | 0.56728
0.45804 |  | 0.56728
0.45804 |  | 0.56728
0.45801 |  | 0.56724
0.45797 |  | 0.56713
0.45797 |  | 0.56713
0.45797 |  | 0.5671
0.45797 |  | 0.5671
0.45797 |  | 0.56706
0.45793 |  | 0.56696
0.45793 |  | 0.56696
0.45786 |  | 0.56689
0.45779 |  | 0.56682
0.45779 |  | 0.56676
0.45776 |  | 0.56676
0.45776 |  | 0.56676
0.45776 |  | 0.56665
0.45772 |  | 0.56662
0.45772 |  | 0.56658
0.45768 |  | 0.56658
0.45768 |  | 0.56658
0.45765 |  | 0.56658
0.45765 |  | 0.56658
0.45761 |  | 0.56648
0.45757 |  | 0.56645
0.45754 |  | 0.56641
0.45754 |  | 0.56638
0.4575 |  | 0.56638
0.45747 |  | 0.56634
0.45747 |  | 0.56627
0.45747 |  | 0.56624
0.45747 |  | 0.56624
0.45739 |  | 0.5662
0.45735 |  | 0.56617
0.45735 |  | 0.5661
0.45732 |  | 0.56607
0.45732 |  | 0.56607
0.45732 |  | 0.56603
0.45732 |  | 0.56603
0.45728 |  | 0.566
0.45721 |  | 0.5659
0.45721 |  | 0.56586
0.45721 |  | 0.56583
0.45721 |  | 0.56583
0.45721 |  | 0.56579
0.45714 |  | 0.56573
0.45714 |  | 0.56566
0.45714 |  | 0.56566
0.45714 |  | 0.56566
0.45711 |  | 0.56559
0.45711 |  | 0.56559
0.45711 |  | 0.56555
0.45707 |  | 0.56551
0.457 |  | 0.56545
0.457 |  | 0.56545
0.45693 |  | 0.56542
0.45693 |  | 0.56542
0.45693 |  | 0.56531
0.45693 |  | 0.56531
0.45686 |  | 0.56527
0.45686 |  | 0.56521
0.45686 |  | 0.56517
0.45678 |  | 0.56517
0.45678 |  | 0.56517
0.45678 |  | 0.5651
0.45675 |  | 0.5651
0.45671 |  | 0.56504
0.45668 |  | 0.56501
0.45664 |  | 0.56494
0.45664 |  | 0.5649
0.45664 |  | 0.5649
0.45664 |  | 0.5649
0.45664 |  | 0.5649
0.45653 |  | 0.56483
0.45653 |  | 0.56483
0.4565 |  | 0.56473
0.4565 |  | 0.5647
0.45646 |  | 0.56463
0.45646 |  | 0.56456
0.45646 |  | 0.56456
0.45643 |  | 0.56452
0.45643 |  | 0.56449
0.45639 |  | 0.56445
0.45635 |  | 0.56439
0.45635 |  | 0.56435
0.45635 |  | 0.56432
0.45635 |  | 0.56432
0.45628 |  | 0.56424
0.45625 |  | 0.56421
0.45625 |  | 0.56421
0.45625 |  | 0.56417
0.45617 |  | 0.56417
0.45617 |  | 0.56411
0.45617 |  | 0.56411
0.45614 |  | 0.56407
0.45614 |  | 0.56401
0.4561 |  | 0.56394
0.4561 |  | 0.56394
0.4561 |  | 0.56394
0.45603 |  | 0.56391
0.45599 |  | 0.56387
0.45595 |  | 0.56384
0.45595 |  | 0.56384
0.45592 |  | 0.5638
0.45592 |  | 0.5638
0.45592 |  | 0.5637
0.45584 |  | 0.5637
0.45577 |  | 0.56367
0.45577 |  | 0.56367
0.45577 |  | 0.56367
0.45577 |  | 0.5636
0.45577 |  | 0.56353
0.45577 |  | 0.5635
0.45574 |  | 0.56347
0.45574 |  | 0.56343
0.45574 |  | 0.56343
0.4557 |  | 0.56343
0.45566 |  | 0.56343
0.45566 |  | 0.56336
0.45566 |  | 0.56336
0.45562 |  | 0.56329
0.45562 |  | 0.56326
0.45562 |  | 0.56326
0.45562 |  | 0.56322
0.45551 |  | 0.56319
0.45548 |  | 0.56316
0.45548 |  | 0.56312
0.45548 |  | 0.56305
0.45544 |  | 0.56302
0.45544 |  | 0.56298
0.45541 |  | 0.56295
0.45541 |  | 0.56295
0.45537 |  | 0.56295
0.4553 |  | 0.56292
0.4553 |  | 0.56288
0.4553 |  | 0.56281
0.4553 |  | 0.56281
0.45526 |  | 0.56277
0.45526 |  | 0.56277
0.45526 |  | 0.56271
0.45526 |  | 0.56267
0.45519 |  | 0.56264
0.45519 |  | 0.56264
0.45515 |  | 0.5626
0.45508 |  | 0.56254
0.45508 |  | 0.5625
0.45508 |  | 0.56246
0.45504 |  | 0.56243
0.45504 |  | 0.56243
0.45501 |  | 0.56243
0.45501 |  | 0.56233
0.45501 |  | 0.56226
0.45501 |  | 0.56226
0.45501 |  | 0.56226
0.45501 |  | 0.56226
0.45486 |  | 0.56218
0.45486 |  | 0.56218
0.45486 |  | 0.56204
0.45486 |  | 0.56197
0.45486 |  | 0.56191
0.45483 |  | 0.56191
0.45479 |  | 0.56191
0.45479 |  | 0.56191
0.45479 |  | 0.56187
0.45476 |  | 0.56181
0.45472 |  | 0.56181
0.45465 |  | 0.56181
0.45465 |  | 0.56181
0.45465 |  | 0.56174
0.45461 |  | 0.56174
0.45461 |  | 0.5617
0.45454 |  | 0.56167
0.45454 |  | 0.56167
0.45446 |  | 0.56163
0.45446 |  | 0.56156
0.45443 |  | 0.56156
0.45439 |  | 0.56153
0.45436 |  | 0.56146
0.45432 |  | 0.56142
0.45428 |  | 0.56139
0.45428 |  | 0.56139
0.45428 |  | 0.56139
0.45428 |  | 0.56131
0.45425 |  | 0.56131
0.45421 |  | 0.56125
0.45421 |  | 0.56122
0.45413 |  | 0.56122
0.45413 |  | 0.56122
0.45413 |  | 0.56119
0.45413 |  | 0.56112
0.4541 |  | 0.56108
0.4541 |  | 0.56108
0.4541 |  | 0.56108
0.4541 |  | 0.56102
0.45403 |  | 0.56102
0.45399 |  | 0.56098
0.45399 |  | 0.56094
0.45395 |  | 0.56094
0.45395 |  | 0.56087
0.45395 |  | 0.56077
0.45395 |  | 0.56077
0.45388 |  | 0.56077
0.45388 |  | 0.56077
0.45388 |  | 0.56077
0.45381 |  | 0.5607
0.45378 |  | 0.56066
0.45378 |  | 0.56066
0.45374 |  | 0.56059
0.4537 |  | 0.56059
0.4537 |  | 0.56059
0.4537 |  | 0.56056
0.45367 |  | 0.56049
0.45367 |  | 0.56049
0.45363 |  | 0.56049
0.45359 |  | 0.56046
0.45359 |  | 0.56042
0.45352 |  | 0.56042
0.45349 |  | 0.56035
0.45349 |  | 0.56028
0.45349 |  | 0.56024
0.45341 |  | 0.56021
0.45341 |  | 0.56014
0.45341 |  | 0.56011
0.45341 |  | 0.56011
0.45338 |  | 0.56011
0.45334 |  | 0.56007
0.45327 |  | 0.55997
0.45327 |  | 0.55997
0.45327 |  | 0.55997
0.45327 |  | 0.55997
0.45327 |  | 0.55997
0.45324 |  | 0.5599
0.4532 |  | 0.55983
0.4532 |  | 0.5598
0.45316 |  | 0.55977
0.45313 |  | 0.55977
0.45313 |  | 0.5597
0.45309 |  | 0.55962
0.45309 |  | 0.55962
0.45302 |  | 0.55956
0.45302 |  | 0.55956
0.45302 |  | 0.55949
0.45298 |  | 0.55949
0.45298 |  | 0.55938
0.45298 |  | 0.55935
0.45295 |  | 0.55928
0.45295 |  | 0.55924
0.45295 |  | 0.55924
0.45295 |  | 0.55921
0.45292 |  | 0.55917
0.45292 |  | 0.55913
0.4528 |  | 0.5591
0.4528 |  | 0.5591
0.45277 |  | 0.5591
0.45274 |  | 0.55907
0.45274 |  | 0.55904
0.45274 |  | 0.559
0.45274 |  | 0.55897
0.45274 |  | 0.55894
0.45274 |  | 0.55886
0.45269 |  | 0.55886
0.45266 |  | 0.55883
0.45266 |  | 0.55879
0.45266 |  | 0.55876
0.45266 |  | 0.55873
0.45258 |  | 0.55866
0.45255 |  | 0.55866
0.45252 |  | 0.55859
0.45252 |  | 0.55852
0.45252 |  | 0.55848
0.45252 |  | 0.55846
0.45248 |  | 0.55846
0.45244 |  | 0.55842
0.45244 |  | 0.55842
0.45241 |  | 0.55831
0.45241 |  | 0.55831
0.45241 |  | 0.55831
0.45241 |  | 0.55828
0.45241 |  | 0.55828
0.45237 |  | 0.55825
0.45237 |  | 0.55825
0.45234 |  | 0.55821
0.4523 |  | 0.55814
0.45223 |  | 0.5581
0.45223 |  | 0.55808
0.45223 |  | 0.55808
0.45223 |  | 0.55804
0.45219 |  | 0.558
0.45219 |  | 0.55794
0.45212 |  | 0.55794
0.45208 |  | 0.55794
0.45205 |  | 0.5579
0.45205 |  | 0.5579
0.45205 |  | 0.55787
0.45201 |  | 0.5578
0.45201 |  | 0.55777
0.45201 |  | 0.5577
0.45201 |  | 0.5577
0.45194 |  | 0.5577
0.4519 |  | 0.55766
0.45186 |  | 0.55763
0.45183 |  | 0.55759
0.45183 |  | 0.55749
0.45183 |  | 0.55749
0.45183 |  | 0.55742
0.45179 |  | 0.55739
0.45179 |  | 0.55735
0.45179 |  | 0.55731
0.45175 |  | 0.55731
0.45172 |  | 0.55731
0.45168 |  | 0.55728
0.45168 |  | 0.55725
0.45165 |  | 0.55725
0.45165 |  | 0.55718
0.45161 |  | 0.55711
0.45161 |  | 0.55704
0.45161 |  | 0.55701
0.45161 |  | 0.55701
0.45161 |  | 0.55701
0.45154 |  | 0.55701
0.45154 |  | 0.55693
0.45154 |  | 0.55687
0.45154 |  | 0.55687
0.45151 |  | 0.55673
0.45147 |  | 0.55673
0.4514 |  | 0.55673
0.4514 |  | 0.55673
0.45136 |  | 0.55666
0.45136 |  | 0.55659
0.45136 |  | 0.55656
0.45132 |  | 0.55652
0.45132 |  | 0.55652
0.45132 |  | 0.55645
0.45132 |  | 0.55645
0.45132 |  | 0.55642
0.45125 |  | 0.55642
0.45122 |  | 0.55631
0.45122 |  | 0.55631
0.45122 |  | 0.55631
0.45118 |  | 0.55628
0.45118 |  | 0.55628
0.45118 |  | 0.55621
0.45114 |  | 0.55614
0.45114 |  | 0.55614
0.45111 |  | 0.55611
0.45111 |  | 0.55611
0.451 |  | 0.55611
0.451 |  | 0.556
0.45096 |  | 0.55596
0.45093 |  | 0.55596
0.45093 |  | 0.55596
0.45093 |  | 0.55596
0.45093 |  | 0.5559
0.45093 |  | 0.55583
0.45089 |  | 0.55583
0.45089 |  | 0.55576
0.45085 |  | 0.55576
0.45082 |  | 0.55569
0.45082 |  | 0.55569
0.45082 |  | 0.55569
0.45075 |  | 0.55562
0.45075 |  | 0.55558
0.45075 |  | 0.55552
0.45075 |  | 0.55552
0.45075 |  | 0.55552
0.45075 |  | 0.55545
0.45067 |  | 0.55545
0.45061 |  | 0.55541
0.45061 |  | 0.55537
0.45061 |  | 0.55535
0.45057 |  | 0.55531
0.45057 |  | 0.55527
0.45057 |  | 0.55524
0.45053 |  | 0.55524
0.45049 |  | 0.55524
0.45046 |  | 0.55517
0.45046 |  | 0.55517
0.45039 |  | 0.55513
0.45039 |  | 0.55513
0.45031 |  | 0.55507
0.45031 |  | 0.55507
0.45031 |  | 0.55507
0.45031 |  | 0.55499
0.45028 |  | 0.55496
0.45028 |  | 0.55492
0.45028 |  | 0.55489
0.45028 |  | 0.55486
0.45025 |  | 0.55486
0.45013 |  | 0.55482
0.45013 |  | 0.55475
0.45013 |  | 0.55475
0.45013 |  | 0.55471
0.45009 |  | 0.55464
0.45009 |  | 0.55464
0.45009 |  | 0.55461
0.45006 |  | 0.55457
0.45002 |  | 0.55451
0.44999 |  | 0.55447
0.44991 |  | 0.55447
0.44991 |  | 0.5544
0.44991 |  | 0.5544
0.44991 |  | 0.55436
0.44991 |  | 0.55433
0.44988 |  | 0.55433
0.44988 |  | 0.55433
0.44984 |  | 0.55426
0.44984 |  | 0.55423
0.44981 |  | 0.55419
0.44981 |  | 0.55412
0.44981 |  | 0.55409
0.44981 |  | 0.55405
0.44981 |  | 0.55402
0.44977 |  | 0.55402
0.44974 |  | 0.55399
0.44966 |  | 0.55391
0.44966 |  | 0.55388
0.44963 |  | 0.55385
0.44963 |  | 0.55381
0.44963 |  | 0.55381
0.44963 |  | 0.55381
0.44963 |  | 0.55381
0.44963 |  | 0.55381
0.44956 |  | 0.55374
0.44956 |  | 0.5537
0.44956 |  | 0.5537
0.44949 |  | 0.5537
0.44949 |  | 0.55367
0.44949 |  | 0.55353
0.44945 |  | 0.55353
0.44942 |  | 0.55353
0.44935 |  | 0.55353
0.44931 |  | 0.55349
0.44931 |  | 0.55346
0.44927 |  | 0.55343
0.44927 |  | 0.55336
0.44924 |  | 0.55336
0.44924 |  | 0.55333
0.4492 |  | 0.55329
0.4492 |  | 0.55326
0.44913 |  | 0.55326
0.44913 |  | 0.55322
0.44913 |  | 0.55319
0.44913 |  | 0.55319
0.44913 |  | 0.55319
0.44913 |  | 0.55315
0.44913 |  | 0.55311
0.44913 |  | 0.55305
0.44906 |  | 0.55305
0.44902 |  | 0.55302
0.44902 |  | 0.55299
0.44899 |  | 0.55299
0.44899 |  | 0.55288
0.44899 |  | 0.55288
0.44899 |  | 0.55284
0.44899 |  | 0.55278
0.44895 |  | 0.55271
0.44891 |  | 0.55271
0.44887 |  | 0.55267
0.44887 |  | 0.55267
0.44884 |  | 0.55264
0.44884 |  | 0.5526
0.44884 |  | 0.55256
0.44881 |  | 0.55253
0.44877 |  | 0.5525
0.44877 |  | 0.5525
0.44873 |  | 0.55243
0.44869 |  | 0.55239
0.44869 |  | 0.55239
0.44866 |  | 0.55236
0.44863 |  | 0.55229
0.44863 |  | 0.55229
0.44859 |  | 0.55226
0.44859 |  | 0.55226
0.44855 |  | 0.55226
0.44855 |  | 0.55222
0.44855 |  | 0.55222
0.44855 |  | 0.55216
0.44852 |  | 0.55212
0.44844 |  | 0.55205
0.44844 |  | 0.55195
0.4484 |  | 0.55195
0.4484 |  | 0.55191
0.44837 |  | 0.55191
0.44833 |  | 0.55191
0.44833 |  | 0.55187
0.44833 |  | 0.5518
0.44833 |  | 0.5518
0.44833 |  | 0.55173
0.44833 |  | 0.5517
0.44829 |  | 0.55166
0.44826 |  | 0.55166
0.44822 |  | 0.55163
0.44818 |  | 0.5516
0.44818 |  | 0.55156
0.44818 |  | 0.55156
0.44818 |  | 0.55153
0.44815 |  | 0.55149
0.44815 |  | 0.55149
0.44808 |  | 0.55146
0.44804 |  | 0.55143
0.44804 |  | 0.55139
0.44804 |  | 0.55132
0.448 |  | 0.55128
0.448 |  | 0.55126
0.448 |  | 0.55122
0.44797 |  | 0.55122
0.44797 |  | 0.55118
0.4479 |  | 0.55118
0.44786 |  | 0.55118
0.44782 |  | 0.55118
0.44779 |  | 0.55108
0.44779 |  | 0.55105
0.44779 |  | 0.55101
0.44779 |  | 0.55101
0.44772 |  | 0.55098
0.44772 |  | 0.55098
0.44768 |  | 0.55098
0.44768 |  | 0.55094
0.44768 |  | 0.55081
0.44762 |  | 0.55081
0.44761 |  | 0.55081
0.44761 |  | 0.55081
0.44757 |  | 0.55077
0.44754 |  | 0.55077
0.44754 |  | 0.5507
0.44754 |  | 0.55063
0.44754 |  | 0.55063
0.4475 |  | 0.5506
0.4475 |  | 0.5506
0.4475 |  | 0.55056
0.4475 |  | 0.55056
0.44742 |  | 0.5505
0.44742 |  | 0.55046
0.44739 |  | 0.55046
0.44739 |  | 0.55039
0.44736 |  | 0.55039
0.44736 |  | 0.55032
0.44736 |  | 0.55028
0.44736 |  | 0.55025
0.44732 |  | 0.55025
0.44732 |  | 0.55025
0.44732 |  | 0.55022
0.44725 |  | 0.55018
0.44721 |  | 0.55018
0.44718 |  | 0.55012
0.44718 |  | 0.55012
0.44718 |  | 0.55001
0.44718 |  | 0.55001
0.44718 |  | 0.55001
0.44718 |  | 0.55001
0.44718 |  | 0.55001
0.44714 |  | 0.54997
0.44706 |  | 0.54991
0.44703 |  | 0.54991
0.447 |  | 0.54987
0.447 |  | 0.54984
0.447 |  | 0.5498
0.447 |  | 0.5498
0.447 |  | 0.5498
0.44692 |  | 0.5497
0.44692 |  | 0.5497
0.44692 |  | 0.54967
0.44685 |  | 0.54963
0.44682 |  | 0.54963
0.44682 |  | 0.54963
0.44678 |  | 0.54963
0.44678 |  | 0.54953
0.44678 |  | 0.5495
0.44678 |  | 0.54946
0.44678 |  | 0.54946
0.44671 |  | 0.54946
0.44671 |  | 0.54939
0.44671 |  | 0.54932
0.44666 |  | 0.54929
0.44666 |  | 0.54929
0.44656 |  | 0.54918
0.44656 |  | 0.54918
0.44653 |  | 0.54912
0.44653 |  | 0.54912
0.44653 |  | 0.54908
0.44653 |  | 0.54905
0.44653 |  | 0.54901
0.44653 |  | 0.54901
0.44649 |  | 0.54898
0.44649 |  | 0.54898
0.44642 |  | 0.54894
0.44638 |  | 0.54891
0.44631 |  | 0.54884
0.44627 |  | 0.54884
0.44627 |  | 0.54877
0.44627 |  | 0.54877
0.44627 |  | 0.5487
0.44627 |  | 0.5487
0.44627 |  | 0.5487
0.44627 |  | 0.54867
0.44627 |  | 0.54867
0.44627 |  | 0.54863
0.4462 |  | 0.5486
0.4462 |  | 0.54856
0.44616 |  | 0.54856
0.44616 |  | 0.54856
0.44616 |  | 0.54853
0.44608 |  | 0.54846
0.44605 |  | 0.54846
0.44605 |  | 0.54846
0.44602 |  | 0.54843
0.44602 |  | 0.54839
0.44598 |  | 0.54839
0.4459 |  | 0.54828
0.4459 |  | 0.54825
0.4459 |  | 0.54818
0.4459 |  | 0.54818
0.4459 |  | 0.54818
0.4459 |  | 0.54814
0.4459 |  | 0.54811
0.4459 |  | 0.54804
0.4459 |  | 0.54804
0.44587 |  | 0.54801
0.44583 |  | 0.54801
0.44583 |  | 0.54797
0.44576 |  | 0.54793
0.44576 |  | 0.54786
0.44576 |  | 0.54783
0.44576 |  | 0.54783
0.44576 |  | 0.54773
0.44576 |  | 0.54773
0.44576 |  | 0.54773
0.44572 |  | 0.54765
0.44572 |  | 0.54765
0.44565 |  | 0.54762
0.44561 |  | 0.54758
0.44558 |  | 0.54755
0.44558 |  | 0.54755
0.44558 |  | 0.54752
0.44558 |  | 0.54752
0.44558 |  | 0.54752
0.44558 |  | 0.54744
0.44554 |  | 0.54735
0.4455 |  | 0.54735
0.4455 |  | 0.54731
0.4455 |  | 0.54728
0.44547 |  | 0.54724
0.44543 |  | 0.54724
0.44543 |  | 0.54724
0.44543 |  | 0.54724
0.44536 |  | 0.54707
0.44532 |  | 0.54707
0.44532 |  | 0.54703
0.44532 |  | 0.54703
0.44532 |  | 0.547
0.44529 |  | 0.547
0.44525 |  | 0.547
0.44525 |  | 0.5469
0.44521 |  | 0.5469
0.44521 |  | 0.54683
0.44521 |  | 0.5468
0.44518 |  | 0.54676
0.44518 |  | 0.54672
0.44511 |  | 0.54672
0.44511 |  | 0.54672
0.44507 |  | 0.54672
0.44507 |  | 0.54665
0.44507 |  | 0.54662
0.44507 |  | 0.54655
0.44504 |  | 0.54655
0.44504 |  | 0.54655
0.44504 |  | 0.54651
0.44504 |  | 0.54651
0.44496 |  | 0.54641
0.44493 |  | 0.54638
0.44493 |  | 0.54634
0.44493 |  | 0.54631
0.44493 |  | 0.54623
0.44489 |  | 0.54623
0.44485 |  | 0.5462
0.44482 |  | 0.5462
0.44478 |  | 0.5462
0.44478 |  | 0.54613
0.44478 |  | 0.54606
0.44478 |  | 0.54606
0.44475 |  | 0.54603
0.44475 |  | 0.54599
0.44467 |  | 0.54599
0.44467 |  | 0.54596
0.44463 |  | 0.54593
0.44463 |  | 0.54589
0.4446 |  | 0.54586
0.4446 |  | 0.54582
0.4446 |  | 0.54582
0.44456 |  | 0.54579
0.44452 |  | 0.54575
0.44452 |  | 0.54565
0.44449 |  | 0.54565
0.44445 |  | 0.54565
0.44441 |  | 0.54561
0.44441 |  | 0.54561
0.44441 |  | 0.54558
0.44441 |  | 0.5455
0.44434 |  | 0.54543
0.44431 |  | 0.5454
0.44431 |  | 0.5454
0.44431 |  | 0.5454
0.44427 |  | 0.5454
0.44423 |  | 0.54538
0.44423 |  | 0.5453
0.44423 |  | 0.5453
0.44416 |  | 0.54527
0.44416 |  | 0.54523
0.44416 |  | 0.54523
0.44412 |  | 0.54523
0.44412 |  | 0.54516
0.44412 |  | 0.54516
0.44405 |  | 0.54506
0.44405 |  | 0.54502
0.44401 |  | 0.54495
0.44401 |  | 0.54495
0.44401 |  | 0.54495
0.44401 |  | 0.54495
0.44398 |  | 0.54492
0.44398 |  | 0.54488
0.44394 |  | 0.54488
0.44394 |  | 0.54482
0.44394 |  | 0.54478
0.44387 |  | 0.54475
0.44387 |  | 0.54475
0.44383 |  | 0.54467
0.44383 |  | 0.54464
0.44383 |  | 0.54464
0.44383 |  | 0.54457
0.4438 |  | 0.54457
0.44372 |  | 0.5445
0.44372 |  | 0.5445
0.44372 |  | 0.54443
0.44369 |  | 0.5444
0.44365 |  | 0.5444
0.44365 |  | 0.54437
0.44365 |  | 0.54433
0.44365 |  | 0.54426
0.44365 |  | 0.54426
0.44365 |  | 0.54423
0.44362 |  | 0.54423
0.44358 |  | 0.54416
0.44347 |  | 0.54412
0.44344 |  | 0.54412
0.44344 |  | 0.54409
0.44344 |  | 0.54402
0.4434 |  | 0.54402
0.4434 |  | 0.54399
0.4434 |  | 0.54396
0.4434 |  | 0.54396
0.4434 |  | 0.54389
0.4434 |  | 0.54386
0.44329 |  | 0.54382
0.44326 |  | 0.54375
0.44326 |  | 0.54375
0.44326 |  | 0.54375
0.44326 |  | 0.54372
0.44326 |  | 0.54372
0.44326 |  | 0.54369
0.44326 |  | 0.54369
0.44322 |  | 0.54361
0.44319 |  | 0.54361
0.44315 |  | 0.54355
0.44315 |  | 0.54348
0.44315 |  | 0.54348
0.44315 |  | 0.54341
0.44311 |  | 0.54338
0.44308 |  | 0.54338
0.44304 |  | 0.54334
0.44304 |  | 0.54331
0.44304 |  | 0.54331
0.443 |  | 0.54327
0.443 |  | 0.54323
0.443 |  | 0.5432
0.44296 |  | 0.54317
0.44296 |  | 0.54317
0.44296 |  | 0.5431
0.44296 |  | 0.54299
0.44296 |  | 0.54292
0.44296 |  | 0.54292
0.44285 |  | 0.54292
0.44282 |  | 0.54289
0.44282 |  | 0.54282
0.44282 |  | 0.54279
0.44282 |  | 0.54275
0.44282 |  | 0.54275
0.44282 |  | 0.54272
0.44278 |  | 0.54272
0.44278 |  | 0.54265
0.44278 |  | 0.54258
0.44271 |  | 0.54258
0.44267 |  | 0.54258
0.44267 |  | 0.54255
0.44267 |  | 0.54255
0.4426 |  | 0.54248
0.4426 |  | 0.54244
0.4426 |  | 0.54234
0.4426 |  | 0.54231
0.4426 |  | 0.54227
0.44256 |  | 0.5422
0.44256 |  | 0.5422
0.44256 |  | 0.5422
0.44249 |  | 0.54216
0.44249 |  | 0.5421
0.44249 |  | 0.54207
0.44246 |  | 0.54207
0.44242 |  | 0.54203
0.44238 |  | 0.54203
0.44235 |  | 0.54203
0.44235 |  | 0.54189
0.44231 |  | 0.54186
0.44231 |  | 0.54186
0.44231 |  | 0.54182
0.44227 |  | 0.54179
0.44227 |  | 0.54176
0.44224 |  | 0.54172
0.44224 |  | 0.54172
0.4422 |  | 0.54165
0.4422 |  | 0.54165
0.44213 |  | 0.54161
0.44213 |  | 0.54161
0.44213 |  | 0.54161
0.44213 |  | 0.54154
0.44209 |  | 0.54151
0.44209 |  | 0.54151
0.44209 |  | 0.54151
0.44206 |  | 0.54144
0.44206 |  | 0.5414
0.44206 |  | 0.54137
0.44206 |  | 0.54137
0.44199 |  | 0.54133
0.44195 |  | 0.54126
0.44195 |  | 0.54126
0.44188 |  | 0.54126
0.44188 |  | 0.5412
0.44188 |  | 0.5412
0.44188 |  | 0.54113
0.44188 |  | 0.54109
0.44188 |  | 0.54098
0.44188 |  | 0.54098
0.44185 |  | 0.54098
0.44181 |  | 0.54098
0.44181 |  | 0.54091
0.44181 |  | 0.54088
0.44177 |  | 0.54085
0.44177 |  | 0.54077
0.44174 |  | 0.54071
0.44174 |  | 0.54071
0.4417 |  | 0.54071
0.4417 |  | 0.54071
0.44166 |  | 0.54071
0.44166 |  | 0.54067
0.44166 |  | 0.54064
0.44166 |  | 0.5406
0.44162 |  | 0.5405
0.44152 |  | 0.5405
0.44148 |  | 0.5405
0.44148 |  | 0.54047
0.44148 |  | 0.54043
0.44148 |  | 0.54043
0.44148 |  | 0.54043
0.44148 |  | 0.54043
0.44148 |  | 0.54036
0.44144 |  | 0.54029
0.44144 |  | 0.54029
0.44144 |  | 0.54026
0.44141 |  | 0.54023
0.44137 |  | 0.54019
0.44134 |  | 0.54019
0.44134 |  | 0.54016
0.44134 |  | 0.54009
0.44127 |  | 0.54002
0.44123 |  | 0.54002
0.44123 |  | 0.54002
0.44119 |  | 0.53999
0.44119 |  | 0.53992
0.44116 |  | 0.53989
0.44116 |  | 0.53985
0.44116 |  | 0.53985
0.44116 |  | 0.53985
0.44116 |  | 0.53978
0.44108 |  | 0.53978
0.44105 |  | 0.53972
0.44101 |  | 0.53972
0.44101 |  | 0.53972
0.44101 |  | 0.53964
0.44101 |  | 0.53961
0.44101 |  | 0.53954
0.44098 |  | 0.5395
0.44094 |  | 0.5395
0.44094 |  | 0.53947
0.44094 |  | 0.53937
0.4409 |  | 0.53937
0.44087 |  | 0.53933
0.44087 |  | 0.5393
0.44087 |  | 0.53926
0.44082 |  | 0.53926
0.44075 |  | 0.53916
0.44075 |  | 0.53909
0.44075 |  | 0.53909
0.44075 |  | 0.53909
0.44075 |  | 0.53902
0.44075 |  | 0.53899
0.44072 |  | 0.53895
0.44069 |  | 0.53888
0.44065 |  | 0.53888
0.44065 |  | 0.53885
0.44065 |  | 0.53885
0.44065 |  | 0.53881
0.44061 |  | 0.53881
0.44054 |  | 0.53878
0.44054 |  | 0.53871
0.44054 |  | 0.53871
0.44054 |  | 0.53868
0.44054 |  | 0.53865
0.44054 |  | 0.53854
0.44051 |  | 0.53854
0.44051 |  | 0.53854
0.44044 |  | 0.5385
0.44044 |  | 0.53847
0.44044 |  | 0.53847
0.4404 |  | 0.5384
0.4404 |  | 0.5384
0.4404 |  | 0.53836
0.44036 |  | 0.53826
0.44033 |  | 0.53823
0.44033 |  | 0.53823
0.44029 |  | 0.5382
0.44029 |  | 0.5382
0.44029 |  | 0.53816
0.44026 |  | 0.53816
0.44018 |  | 0.53812
0.44015 |  | 0.53805
0.44011 |  | 0.53802
0.44011 |  | 0.53802
0.44011 |  | 0.53802
0.44011 |  | 0.53802
0.44011 |  | 0.53802
0.44008 |  | 0.53798
0.44007 |  | 0.53795
0.44 |  | 0.53788
0.43996 |  | 0.53788
0.43996 |  | 0.53784
0.43993 |  | 0.53781
0.43993 |  | 0.53777
0.43993 |  | 0.53771
0.43993 |  | 0.53764
0.43993 |  | 0.53761
0.4399 |  | 0.53761
0.43982 |  | 0.53751
0.43978 |  | 0.53751
0.43978 |  | 0.53744
0.43978 |  | 0.53744
0.43978 |  | 0.5374
0.43978 |  | 0.53736
0.43978 |  | 0.53733
0.43975 |  | 0.53726
0.43975 |  | 0.53726
0.43967 |  | 0.53726
0.43967 |  | 0.5372
0.43967 |  | 0.5372
0.43964 |  | 0.5372
0.43964 |  | 0.53716
0.4396 |  | 0.53713
0.4396 |  | 0.53703
0.4396 |  | 0.53703
0.4396 |  | 0.53699
0.4396 |  | 0.53699
0.43957 |  | 0.53699
0.43953 |  | 0.53696
0.43953 |  | 0.53692
0.43949 |  | 0.53689
0.43949 |  | 0.53689
0.43946 |  | 0.53682
0.43946 |  | 0.53678
0.43942 |  | 0.53678
0.43938 |  | 0.53672
0.43938 |  | 0.53668
0.43938 |  | 0.53665
0.43937 |  | 0.53661
0.43935 |  | 0.53661
0.43935 |  | 0.53661
0.43931 |  | 0.53657
0.43931 |  | 0.53651
0.43931 |  | 0.53651
0.43928 |  | 0.53651
0.43928 |  | 0.53647
0.43924 |  | 0.53644
0.43924 |  | 0.5364
0.43924 |  | 0.53637
0.43917 |  | 0.53634
0.43913 |  | 0.53634
0.43913 |  | 0.53634
0.43913 |  | 0.5363
0.43913 |  | 0.53626
0.4391 |  | 0.53623
0.43906 |  | 0.53617
0.43906 |  | 0.53617
0.43906 |  | 0.53613
0.43906 |  | 0.53609
0.43906 |  | 0.53609
0.43902 |  | 0.53609
0.43902 |  | 0.53602
0.43899 |  | 0.53602
0.43895 |  | 0.53602
0.43892 |  | 0.53595
0.43892 |  | 0.53588
0.43888 |  | 0.53585
0.43888 |  | 0.53585
0.43888 |  | 0.53581
0.43888 |  | 0.53581
0.43888 |  | 0.53578
0.43888 |  | 0.53574
0.43884 |  | 0.53571
0.4388 |  | 0.53567
0.43877 |  | 0.53564
0.43873 |  | 0.53564
0.4387 |  | 0.53561
0.4387 |  | 0.53557
0.4387 |  | 0.53557
0.4387 |  | 0.53554
0.4387 |  | 0.53551
0.4387 |  | 0.53547
0.4387 |  | 0.5354
0.4387 |  | 0.53536
0.43866 |  | 0.53536
0.43863 |  | 0.53533
0.43863 |  | 0.53533
0.43858 |  | 0.5353
0.43858 |  | 0.53523
0.43858 |  | 0.53523
0.43855 |  | 0.5352
0.43852 |  | 0.5352
0.43852 |  | 0.53516
0.43848 |  | 0.53516
0.43848 |  | 0.53509
0.43848 |  | 0.53509
0.43844 |  | 0.53498
0.43841 |  | 0.53495
0.43837 |  | 0.53495
0.43837 |  | 0.53495
0.43837 |  | 0.53495
0.43837 |  | 0.53491
0.43834 |  | 0.53491
0.43834 |  | 0.53484
0.4383 |  | 0.53484
0.4383 |  | 0.53484
0.4383 |  | 0.53478
0.4383 |  | 0.53474
0.43826 |  | 0.53474
0.43823 |  | 0.53471
0.43819 |  | 0.53467
0.43816 |  | 0.53463
0.43816 |  | 0.53463
0.43816 |  | 0.53461
0.43812 |  | 0.53457
0.43812 |  | 0.53457
0.43812 |  | 0.5345
0.43809 |  | 0.53447
0.43805 |  | 0.53447
0.43805 |  | 0.53447
0.43801 |  | 0.53443
0.43798 |  | 0.53436
0.43798 |  | 0.53433
0.43798 |  | 0.53426
0.4379 |  | 0.53426
0.4379 |  | 0.53423
0.4379 |  | 0.53419
0.43787 |  | 0.53419
0.43787 |  | 0.53419
0.43779 |  | 0.53412
0.43779 |  | 0.53412
0.43779 |  | 0.53409
0.43779 |  | 0.53409
0.43776 |  | 0.53398
0.43776 |  | 0.53398
0.43776 |  | 0.53398
0.43772 |  | 0.53395
0.43772 |  | 0.53388
0.43772 |  | 0.53388
0.43772 |  | 0.53381
0.43765 |  | 0.53381
0.43765 |  | 0.53381
0.43761 |  | 0.53374
0.43761 |  | 0.53374
0.43761 |  | 0.53371
0.43761 |  | 0.53364
0.43755 |  | 0.5336
0.43755 |  | 0.5336
0.43755 |  | 0.5336
0.43755 |  | 0.53354
0.4375 |  | 0.53354
0.4375 |  | 0.53354
0.4375 |  | 0.53347
0.43747 |  | 0.53343
0.43743 |  | 0.5334
0.4374 |  | 0.5334
0.43732 |  | 0.53336
0.43732 |  | 0.53333
0.43732 |  | 0.53333
0.43732 |  | 0.53326
0.43729 |  | 0.53315
0.43729 |  | 0.53315
0.43729 |  | 0.53312
0.43729 |  | 0.53312
0.43725 |  | 0.53312
0.43725 |  | 0.53306
0.43725 |  | 0.53302
0.43725 |  | 0.53298
0.43714 |  | 0.53298
0.43714 |  | 0.53291
0.43714 |  | 0.53291
0.43714 |  | 0.53288
0.43711 |  | 0.53288
0.43711 |  | 0.53284
0.43707 |  | 0.53281
0.43707 |  | 0.53278
0.43703 |  | 0.53274
0.437 |  | 0.53274
0.437 |  | 0.53271
0.437 |  | 0.53264
0.43696 |  | 0.53261
0.43696 |  | 0.53257
0.43693 |  | 0.53257
0.43693 |  | 0.53257
0.43693 |  | 0.53254
0.43689 |  | 0.53243
0.43685 |  | 0.53243
0.43685 |  | 0.53237
0.43682 |  | 0.53237
0.43682 |  | 0.53237
0.43678 |  | 0.53233
0.43674 |  | 0.53233
0.43671 |  | 0.5323
0.43671 |  | 0.53222
0.43667 |  | 0.53215
0.43667 |  | 0.53215
0.43667 |  | 0.53212
0.43664 |  | 0.53209
0.43664 |  | 0.53209
0.43661 |  | 0.53198
0.43656 |  | 0.53198
0.43656 |  | 0.53198
0.43653 |  | 0.53195
0.43653 |  | 0.53191
0.43646 |  | 0.53184
0.43643 |  | 0.5318
0.43643 |  | 0.53178
0.43643 |  | 0.53178
0.43643 |  | 0.53171
0.43643 |  | 0.53167
0.43643 |  | 0.53163
0.43643 |  | 0.53163
0.43643 |  | 0.53157
0.43635 |  | 0.53153
0.43635 |  | 0.53153
0.43628 |  | 0.53146
0.43628 |  | 0.53146
0.43628 |  | 0.53146
0.43628 |  | 0.53139
0.43628 |  | 0.53135
0.43621 |  | 0.53132
0.43621 |  | 0.53132
0.43617 |  | 0.53132
0.43614 |  | 0.53128
0.43614 |  | 0.53125
0.43614 |  | 0.53115
0.43614 |  | 0.53111
0.43614 |  | 0.53111
0.4361 |  | 0.53108
0.43606 |  | 0.53105
0.43606 |  | 0.53105
0.43603 |  | 0.53101
0.43603 |  | 0.53101
0.43599 |  | 0.53094
0.43595 |  | 0.53094
0.43592 |  | 0.53088
0.43592 |  | 0.53084
0.43592 |  | 0.53084
0.43585 |  | 0.53084
0.43585 |  | 0.53077
0.43585 |  | 0.53073
0.43585 |  | 0.53073
0.43585 |  | 0.5307
0.43581 |  | 0.53063
0.43577 |  | 0.5306
0.43577 |  | 0.5306
0.43577 |  | 0.53057
0.43577 |  | 0.53053
0.43577 |  | 0.53053
0.43574 |  | 0.53053
0.4357 |  | 0.53046
0.4357 |  | 0.53046
0.4357 |  | 0.53046
0.43566 |  | 0.53039
0.43566 |  | 0.53036
0.43563 |  | 0.53029
0.43563 |  | 0.53026
0.43563 |  | 0.53026
0.43563 |  | 0.53023
0.43563 |  | 0.53012
0.43563 |  | 0.53012
0.43555 |  | 0.53012
0.43555 |  | 0.53008
0.43552 |  | 0.53008
0.43552 |  | 0.53005
0.43548 |  | 0.52998
0.43544 |  | 0.52991
0.4354 |  | 0.52991
0.4354 |  | 0.52988
0.4354 |  | 0.52985
0.4354 |  | 0.52985
0.4354 |  | 0.52981
0.43537 |  | 0.52977
0.43534 |  | 0.52974
0.43534 |  | 0.5297
0.43534 |  | 0.52968
0.43534 |  | 0.52964
0.4353 |  | 0.5296
0.43527 |  | 0.52957
0.43527 |  | 0.52957
0.43523 |  | 0.52953
0.43523 |  | 0.52953
0.43523 |  | 0.52949
0.43523 |  | 0.52949
0.43523 |  | 0.52946
0.43522 |  | 0.52946
0.43516 |  | 0.52943
0.43516 |  | 0.52936
0.43508 |  | 0.52929
0.43508 |  | 0.52929
0.43505 |  | 0.52929
0.43505 |  | 0.52925
0.43505 |  | 0.52922
0.43505 |  | 0.52922
0.43505 |  | 0.52915
0.43501 |  | 0.52915
0.43501 |  | 0.52911
0.43501 |  | 0.52908
0.43501 |  | 0.52902
0.43501 |  | 0.52902
0.43494 |  | 0.52902
0.43494 |  | 0.52898
0.4349 |  | 0.52894
0.4349 |  | 0.52884
0.4349 |  | 0.52878
0.4349 |  | 0.52878
0.4349 |  | 0.52878
0.43486 |  | 0.52874
0.43479 |  | 0.52871
0.43479 |  | 0.52863
0.43479 |  | 0.52863
0.43475 |  | 0.5286
0.43471 |  | 0.5286
0.43468 |  | 0.52857
0.43468 |  | 0.52857
0.43468 |  | 0.52853
0.43468 |  | 0.52843
0.43464 |  | 0.5284
0.43464 |  | 0.52837
0.43464 |  | 0.52834
0.43457 |  | 0.5283
0.43457 |  | 0.5283
0.43454 |  | 0.5283
0.43454 |  | 0.5283
0.4345 |  | 0.52823
0.4345 |  | 0.52819
0.43443 |  | 0.52816
0.43439 |  | 0.52813
0.43439 |  | 0.52806
0.43439 |  | 0.52803
0.43439 |  | 0.52803
0.43439 |  | 0.52799
0.43439 |  | 0.52799
0.43436 |  | 0.52796
0.43432 |  | 0.52796
0.43428 |  | 0.52792
0.43425 |  | 0.52785
0.43421 |  | 0.52785
0.43421 |  | 0.52782
0.43421 |  | 0.52782
0.43421 |  | 0.52778
0.43421 |  | 0.52768
0.43421 |  | 0.52768
0.43418 |  | 0.52768
0.4341 |  | 0.52765
0.4341 |  | 0.52765
0.4341 |  | 0.52761
0.43406 |  | 0.52754
0.43402 |  | 0.52754
0.43402 |  | 0.52747
0.43402 |  | 0.52744
0.43399 |  | 0.52744
0.43399 |  | 0.52744
0.43399 |  | 0.52737
0.43395 |  | 0.52737
0.43392 |  | 0.52733
0.43388 |  | 0.5273
0.43388 |  | 0.5273
0.43384 |  | 0.52723
0.43384 |  | 0.52716
0.43384 |  | 0.52716
0.43384 |  | 0.52713
0.43384 |  | 0.52713
0.43384 |  | 0.52709
0.43381 |  | 0.52709
0.43381 |  | 0.52706
0.43377 |  | 0.52702
0.43377 |  | 0.52702
0.43373 |  | 0.52702
0.4337 |  | 0.52692
0.43366 |  | 0.52692
0.43363 |  | 0.52689
0.43363 |  | 0.52685
0.43363 |  | 0.52682
0.43363 |  | 0.52682
0.43363 |  | 0.52679
0.43363 |  | 0.52675
0.43352 |  | 0.52668
0.43352 |  | 0.52665
0.43345 |  | 0.52665
0.43345 |  | 0.52665
0.43345 |  | 0.52665
0.43345 |  | 0.52658
0.43345 |  | 0.52654
0.43338 |  | 0.52644
0.43338 |  | 0.52641
0.43338 |  | 0.52641
0.4333 |  | 0.52637
0.4333 |  | 0.52634
0.4333 |  | 0.52634
0.4333 |  | 0.52631
0.4333 |  | 0.52631
0.4333 |  | 0.52628
0.4333 |  | 0.52621
0.4333 |  | 0.52621
0.4333 |  | 0.52617
0.43327 |  | 0.52614
0.43323 |  | 0.52614
0.4332 |  | 0.52614
0.4332 |  | 0.52607
0.4332 |  | 0.52604
0.43316 |  | 0.52604
0.43312 |  | 0.52597
0.43312 |  | 0.52597
0.43312 |  | 0.52593
0.43312 |  | 0.52586
0.43309 |  | 0.52586
0.43309 |  | 0.52583
0.43309 |  | 0.52579
0.43309 |  | 0.52576
0.43306 |  | 0.52572
0.43302 |  | 0.52569
0.43295 |  | 0.52569
0.43295 |  | 0.52565
0.43295 |  | 0.52565
0.43291 |  | 0.52565
0.43288 |  | 0.52562
0.43288 |  | 0.52551
0.43288 |  | 0.52551
0.43288 |  | 0.52548
0.43288 |  | 0.52541
0.43281 |  | 0.52541
0.43277 |  | 0.52538
0.43277 |  | 0.52531
0.43277 |  | 0.52531
0.43277 |  | 0.52524
0.43277 |  | 0.52521
0.4327 |  | 0.52521
0.43266 |  | 0.52517
0.43266 |  | 0.52517
0.43266 |  | 0.52514
0.43266 |  | 0.52506
0.43259 |  | 0.52506
0.43259 |  | 0.52503
0.43255 |  | 0.525
0.43255 |  | 0.52496
0.43248 |  | 0.52496
0.43248 |  | 0.52496
0.43248 |  | 0.52489
0.43244 |  | 0.52486
0.43241 |  | 0.52486
0.43241 |  | 0.52486
0.43241 |  | 0.52483
0.43241 |  | 0.52479
0.43241 |  | 0.52479
0.43241 |  | 0.52472
0.43233 |  | 0.52468
0.43233 |  | 0.52468
0.4323 |  | 0.52468
0.43226 |  | 0.52465
0.43226 |  | 0.52462
0.43223 |  | 0.52455
0.43223 |  | 0.52447
0.43223 |  | 0.52447
0.43223 |  | 0.52445
0.43215 |  | 0.52441
0.43215 |  | 0.52441
0.43215 |  | 0.52438
0.43215 |  | 0.52431
0.43215 |  | 0.52428
0.43215 |  | 0.52428
0.43215 |  | 0.52428
0.43212 |  | 0.52424
0.43208 |  | 0.52418
0.43201 |  | 0.52418
0.43201 |  | 0.52418
0.43201 |  | 0.5241
0.43201 |  | 0.52407
0.43197 |  | 0.52403
0.43197 |  | 0.524
0.43197 |  | 0.52396
0.43197 |  | 0.52396
0.43193 |  | 0.52396
0.43193 |  | 0.5239
0.43193 |  | 0.52386
0.43193 |  | 0.52386
0.43186 |  | 0.52382
0.43186 |  | 0.52382
0.43186 |  | 0.52379
0.43186 |  | 0.52379
0.43186 |  | 0.52379
0.43179 |  | 0.52372
0.43179 |  | 0.52368
0.43171 |  | 0.52365
0.43168 |  | 0.52362
0.43168 |  | 0.52362
0.43168 |  | 0.52358
0.43168 |  | 0.52355
0.43168 |  | 0.52352
0.43168 |  | 0.52352
0.43168 |  | 0.52348
0.43165 |  | 0.52338
0.43165 |  | 0.52334
0.43161 |  | 0.52334
0.43157 |  | 0.52331
0.43154 |  | 0.52331
0.4315 |  | 0.52321
0.4315 |  | 0.52321
0.4315 |  | 0.52321
0.43146 |  | 0.52314
0.43146 |  | 0.52304
0.43143 |  | 0.52304
0.43139 |  | 0.52304
0.43136 |  | 0.52297
0.43132 |  | 0.52297
0.43132 |  | 0.5229
0.43132 |  | 0.5229
0.43132 |  | 0.52287
0.43132 |  | 0.52283
0.43132 |  | 0.52283
0.43132 |  | 0.52276
0.43128 |  | 0.52269
0.43128 |  | 0.52269
0.43125 |  | 0.52269
0.43125 |  | 0.52266
0.43125 |  | 0.52262
0.43118 |  | 0.52262
0.43118 |  | 0.52258
0.43114 |  | 0.52258
0.43114 |  | 0.52258
0.43111 |  | 0.52252
0.43111 |  | 0.52248
0.43107 |  | 0.52245
0.43103 |  | 0.52245
0.43103 |  | 0.52245
0.43098 |  | 0.52241
0.43096 |  | 0.52238
0.43096 |  | 0.52238
0.43092 |  | 0.52234
0.43092 |  | 0.52227
0.43089 |  | 0.52224
0.43089 |  | 0.52221
0.43089 |  | 0.52217
0.43089 |  | 0.52213
0.43085 |  | 0.52213
0.43082 |  | 0.52213
0.43078 |  | 0.52203
0.43074 |  | 0.52203
0.43074 |  | 0.522
0.43074 |  | 0.52196
0.43071 |  | 0.52196
0.43071 |  | 0.52193
0.43067 |  | 0.52185
0.43064 |  | 0.52185
0.43064 |  | 0.52183
0.43064 |  | 0.52179
0.43064 |  | 0.52179
0.4306 |  | 0.52173
0.43056 |  | 0.52169
0.43056 |  | 0.52169
0.43053 |  | 0.52159
0.43049 |  | 0.52159
0.43049 |  | 0.52156
0.43049 |  | 0.52152
0.43045 |  | 0.52152
0.43042 |  | 0.52148
0.43042 |  | 0.52148
0.43038 |  | 0.52145
0.43038 |  | 0.52141
0.43034 |  | 0.52138
0.43031 |  | 0.52134
0.43027 |  | 0.52131
0.43027 |  | 0.52128
0.4302 |  | 0.52128
0.4302 |  | 0.52124
0.4302 |  | 0.52117
0.43016 |  | 0.52113
0.43016 |  | 0.52113
0.43016 |  | 0.5211
0.43016 |  | 0.52103
0.43012 |  | 0.52103
0.43009 |  | 0.52103
0.43009 |  | 0.52096
0.43009 |  | 0.52093
0.43002 |  | 0.52089
0.43002 |  | 0.52079
0.43002 |  | 0.52079
0.43002 |  | 0.52075
0.43002 |  | 0.52075
0.42998 |  | 0.52072
0.42994 |  | 0.52072
0.42994 |  | 0.52062
0.4299 |  | 0.52058
0.4299 |  | 0.52053
0.4299 |  | 0.52051
0.42984 |  | 0.52048
0.42984 |  | 0.52048
0.42984 |  | 0.5204
0.42984 |  | 0.52038
0.42984 |  | 0.52038
0.42984 |  | 0.52034
0.4298 |  | 0.52034
0.42972 |  | 0.52027
0.42972 |  | 0.52027
0.42972 |  | 0.5202
0.42972 |  | 0.52016
0.42969 |  | 0.52013
0.42969 |  | 0.52013
0.42966 |  | 0.52009
0.42966 |  | 0.52006
0.42962 |  | 0.52002
0.42958 |  | 0.51999
0.42958 |  | 0.51999
0.42955 |  | 0.51996
0.42955 |  | 0.51993
0.42955 |  | 0.51989
0.42955 |  | 0.51982
0.42951 |  | 0.51982
0.42951 |  | 0.51982
0.42948 |  | 0.51982
0.42948 |  | 0.51982
0.42948 |  | 0.51979
0.42944 |  | 0.51975
0.4294 |  | 0.51965
0.4294 |  | 0.51965
0.42937 |  | 0.51958
0.42937 |  | 0.51958
0.42937 |  | 0.51952
0.42937 |  | 0.51952
0.42937 |  | 0.51945
0.42933 |  | 0.51945
0.4293 |  | 0.51942
0.4293 |  | 0.51942
0.4293 |  | 0.51938
0.42926 |  | 0.51934
0.42922 |  | 0.51931
0.42922 |  | 0.51927
0.42922 |  | 0.51921
0.42922 |  | 0.51917
0.42919 |  | 0.5191
0.42915 |  | 0.5191
0.42915 |  | 0.5191
0.42915 |  | 0.5191
0.42911 |  | 0.5191
0.42908 |  | 0.51899
0.42908 |  | 0.51896
0.42908 |  | 0.51896
0.42904 |  | 0.51896
0.429 |  | 0.51896
0.429 |  | 0.51893
0.42897 |  | 0.51889
0.42893 |  | 0.51886
0.42893 |  | 0.51886
0.42893 |  | 0.51883
0.4289 |  | 0.51879
0.4289 |  | 0.51876
0.4289 |  | 0.51876
0.4289 |  | 0.51876
0.42886 |  | 0.51869
0.42882 |  | 0.51862
0.42882 |  | 0.51862
0.42879 |  | 0.51862
0.42879 |  | 0.51858
0.42879 |  | 0.51854
0.42875 |  | 0.51854
0.42875 |  | 0.51848
0.42872 |  | 0.51848
0.42872 |  | 0.51848
0.42868 |  | 0.51841
0.42868 |  | 0.51834
0.42868 |  | 0.51834
0.42864 |  | 0.51834
0.42861 |  | 0.5183
0.42861 |  | 0.5183
0.42861 |  | 0.5183
0.42857 |  | 0.5183
0.42857 |  | 0.51827
0.42857 |  | 0.51827
0.42857 |  | 0.51823
0.42857 |  | 0.51816
0.42853 |  | 0.51816
0.4285 |  | 0.51809
0.4285 |  | 0.51806
0.42846 |  | 0.51806
0.42842 |  | 0.51806
0.42842 |  | 0.518
0.42839 |  | 0.51796
0.42835 |  | 0.51789
0.42835 |  | 0.51785
0.42835 |  | 0.51785
0.42835 |  | 0.51781
0.42835 |  | 0.51781
0.42835 |  | 0.51779
0.42832 |  | 0.51775
0.42828 |  | 0.51775
0.42821 |  | 0.51768
0.42817 |  | 0.51761
0.42817 |  | 0.51761
0.42817 |  | 0.51761
0.42814 |  | 0.51761
0.42803 |  | 0.51757
0.42799 |  | 0.5175
0.42799 |  | 0.51744
0.42799 |  | 0.51744
0.42799 |  | 0.51744
0.42799 |  | 0.51737
0.42799 |  | 0.51737
0.42796 |  | 0.51737
0.42796 |  | 0.51734
0.42796 |  | 0.51734
0.42792 |  | 0.51734
0.42788 |  | 0.51727
0.42784 |  | 0.51724
0.42784 |  | 0.5172
0.42781 |  | 0.5172
0.42781 |  | 0.51717
0.42781 |  | 0.51707
0.42781 |  | 0.51703
0.42778 |  | 0.51703
0.42778 |  | 0.51703
0.42778 |  | 0.51697
0.42778 |  | 0.51694
0.42771 |  | 0.51694
0.42767 |  | 0.51694
0.42764 |  | 0.51683
0.4276 |  | 0.51683
0.4276 |  | 0.5168
0.4276 |  | 0.51676
0.4276 |  | 0.51676
0.42756 |  | 0.51676
0.42756 |  | 0.51676
0.42756 |  | 0.51673
0.42753 |  | 0.51673
0.42753 |  | 0.51669
0.42749 |  | 0.51669
0.42749 |  | 0.51669
0.42745 |  | 0.51665
0.42745 |  | 0.51659
0.42738 |  | 0.51659
0.42735 |  | 0.51652
0.42735 |  | 0.51652
0.42735 |  | 0.51648
0.42735 |  | 0.51645
0.42735 |  | 0.51642
0.42735 |  | 0.51639
0.42735 |  | 0.51639
0.42735 |  | 0.51639
0.42723 |  | 0.51635
0.42723 |  | 0.51632
0.4272 |  | 0.51628
0.4272 |  | 0.51628
0.4272 |  | 0.51618
0.4272 |  | 0.51615
0.4272 |  | 0.51615
0.42717 |  | 0.51615
0.42717 |  | 0.51615
0.42717 |  | 0.51611
0.42713 |  | 0.51604
0.42709 |  | 0.51604
0.42705 |  | 0.516
0.42705 |  | 0.51597
0.42705 |  | 0.51597
0.42702 |  | 0.51593
0.42702 |  | 0.51591
0.42699 |  | 0.51591
0.42699 |  | 0.51591
0.42695 |  | 0.51587
0.42687 |  | 0.51584
0.42684 |  | 0.51573
0.42684 |  | 0.51573
0.42684 |  | 0.5157
0.42684 |  | 0.5157
0.4268 |  | 0.5157
0.4268 |  | 0.5156
0.4268 |  | 0.51556
0.42677 |  | 0.51553
0.42677 |  | 0.51553
0.42673 |  | 0.51546
0.42666 |  | 0.51546
0.42666 |  | 0.51543
0.42666 |  | 0.51543
0.42662 |  | 0.51539
0.42662 |  | 0.51539
0.42662 |  | 0.51535
0.42662 |  | 0.51532
0.42662 |  | 0.51529
0.42662 |  | 0.51522
0.42659 |  | 0.51522
0.42651 |  | 0.51522
0.42648 |  | 0.51522
0.42644 |  | 0.51522
0.42644 |  | 0.51518
0.42644 |  | 0.51511
0.42641 |  | 0.51511
0.42641 |  | 0.51508
0.42641 |  | 0.515
0.42641 |  | 0.51497
0.42637 |  | 0.51497
0.42637 |  | 0.51494
0.42637 |  | 0.5149
0.42637 |  | 0.5149
0.4263 |  | 0.5149
0.42626 |  | 0.51487
0.42626 |  | 0.51484
0.42623 |  | 0.5148
0.42619 |  | 0.5148
0.42619 |  | 0.5148
0.42619 |  | 0.5148
0.42619 |  | 0.51477
0.42615 |  | 0.5147
0.42615 |  | 0.5147
0.42608 |  | 0.51462
0.42608 |  | 0.51459
0.42608 |  | 0.51459
0.42605 |  | 0.51456
0.42605 |  | 0.51456
0.42605 |  | 0.51449
0.42605 |  | 0.51442
0.42601 |  | 0.51438
0.42601 |  | 0.51438
0.42597 |  | 0.51438
0.42594 |  | 0.51435
0.4259 |  | 0.51432
0.4259 |  | 0.51428
0.42587 |  | 0.51422
0.42587 |  | 0.51418
0.42587 |  | 0.51418
0.42587 |  | 0.51418
0.42583 |  | 0.51415
0.42583 |  | 0.51415
0.42579 |  | 0.51408
0.42576 |  | 0.51404
0.42576 |  | 0.514
0.42573 |  | 0.514
0.42569 |  | 0.514
0.42569 |  | 0.51394
0.42569 |  | 0.51394
0.42569 |  | 0.5139
0.42565 |  | 0.5139
0.42565 |  | 0.5139
0.42565 |  | 0.5139
0.42565 |  | 0.51386
0.42554 |  | 0.51383
0.42554 |  | 0.5138
0.42551 |  | 0.51377
0.42551 |  | 0.51377
0.42551 |  | 0.51367
0.42551 |  | 0.51363
0.42551 |  | 0.51363
0.42551 |  | 0.51363
0.42547 |  | 0.51359
0.42543 |  | 0.51356
0.42543 |  | 0.51353
0.42543 |  | 0.51349
0.42543 |  | 0.51342
0.4254 |  | 0.51342
0.4254 |  | 0.51342
0.42533 |  | 0.51339
0.42533 |  | 0.51339
0.42525 |  | 0.51335
0.42525 |  | 0.51332
0.42525 |  | 0.51332
0.42525 |  | 0.51325
0.42525 |  | 0.51322
0.42525 |  | 0.51315
0.42525 |  | 0.51315
0.42521 |  | 0.51311
0.42518 |  | 0.51311
0.42514 |  | 0.51311
0.42514 |  | 0.51311
0.42514 |  | 0.51308
0.42511 |  | 0.51304
0.42507 |  | 0.51301
0.42504 |  | 0.51297
0.425 |  | 0.51294
0.425 |  | 0.51294
0.425 |  | 0.5129
0.42496 |  | 0.51286
0.42496 |  | 0.51283
0.42496 |  | 0.51276
0.42496 |  | 0.51276
0.42496 |  | 0.51272
0.42493 |  | 0.51266
0.42493 |  | 0.51262
0.42482 |  | 0.51259
0.42482 |  | 0.51259
0.42478 |  | 0.51259
0.42478 |  | 0.51252
0.42478 |  | 0.51252
0.42478 |  | 0.51249
0.42478 |  | 0.51249
0.42475 |  | 0.51249
0.42471 |  | 0.51249
0.42467 |  | 0.51239
0.42464 |  | 0.51231
0.4246 |  | 0.51231
0.4246 |  | 0.51231
0.4246 |  | 0.51229
0.4246 |  | 0.51229
0.4246 |  | 0.51225
0.4246 |  | 0.51222
0.42449 |  | 0.51222
0.42449 |  | 0.51218
0.42446 |  | 0.51218
0.42446 |  | 0.51214
0.42442 |  | 0.51214
0.42442 |  | 0.51211
0.42442 |  | 0.51211
0.42442 |  | 0.51207
0.42442 |  | 0.51201
0.42439 |  | 0.51201
0.42435 |  | 0.51197
0.42428 |  | 0.51197
0.42428 |  | 0.51194
0.42428 |  | 0.5118
0.42428 |  | 0.5118
0.42425 |  | 0.5118
0.42425 |  | 0.51176
0.42421 |  | 0.51176
0.42421 |  | 0.51176
0.42417 |  | 0.51173
0.42417 |  | 0.51173
0.42414 |  | 0.51173
0.42414 |  | 0.51173
0.42414 |  | 0.51159
0.42414 |  | 0.51159
0.4241 |  | 0.51156
0.4241 |  | 0.51153
0.4241 |  | 0.51149
0.42402 |  | 0.51149
0.42399 |  | 0.51146
0.42399 |  | 0.51142
0.42399 |  | 0.51139
0.42396 |  | 0.51139
0.42396 |  | 0.51136
0.42396 |  | 0.51136
0.42396 |  | 0.51132
0.42389 |  | 0.51132
0.42385 |  | 0.51129
0.42385 |  | 0.51129
0.42385 |  | 0.51122
0.42381 |  | 0.51122
0.42381 |  | 0.51115
0.42381 |  | 0.51112
0.42381 |  | 0.51108
0.42381 |  | 0.51108
0.42381 |  | 0.51108
0.42381 |  | 0.51108
0.42381 |  | 0.51094
0.4237 |  | 0.51094
0.42366 |  | 0.51094
0.42363 |  | 0.51084
0.42363 |  | 0.51077
0.42363 |  | 0.51077
0.42363 |  | 0.51077
0.42363 |  | 0.51077
0.42359 |  | 0.51077
0.42359 |  | 0.51073
0.42352 |  | 0.5107
0.42348 |  | 0.51063
0.42348 |  | 0.5106
0.42348 |  | 0.51056
0.42344 |  | 0.51052
0.42344 |  | 0.51049
0.42344 |  | 0.51046
0.42341 |  | 0.51039
0.42337 |  | 0.51039
0.42333 |  | 0.51039
0.4233 |  | 0.51039
0.4233 |  | 0.51039
0.4233 |  | 0.51032
0.4233 |  | 0.51029
0.42326 |  | 0.51025
0.42323 |  | 0.51025
0.42319 |  | 0.51025
0.42319 |  | 0.51025
0.42312 |  | 0.51021
0.42312 |  | 0.51018
0.42312 |  | 0.51018
0.42312 |  | 0.51014
0.42312 |  | 0.51011
0.42312 |  | 0.51011
0.42312 |  | 0.51004
0.42312 |  | 0.51001
0.42312 |  | 0.50994
0.42304 |  | 0.50994
0.42301 |  | 0.50994
0.42301 |  | 0.5099
0.42297 |  | 0.5099
0.42297 |  | 0.50987
0.42297 |  | 0.5098
0.42297 |  | 0.5098
0.42294 |  | 0.50976
0.42294 |  | 0.50976
0.42294 |  | 0.50976
0.42294 |  | 0.50973
0.4229 |  | 0.50973
0.4229 |  | 0.50966
0.42286 |  | 0.50962
0.42286 |  | 0.50962
0.42286 |  | 0.50952
0.42286 |  | 0.50945
0.42283 |  | 0.50945
0.42283 |  | 0.50945
0.42279 |  | 0.50942
0.42279 |  | 0.50942
0.42279 |  | 0.50938
0.42276 |  | 0.50938
0.42276 |  | 0.50938
0.42268 |  | 0.50931
0.42268 |  | 0.50928
0.42268 |  | 0.50925
0.42261 |  | 0.50925
0.42261 |  | 0.50921
0.42261 |  | 0.50921
0.42261 |  | 0.50917
0.42254 |  | 0.50914
0.42254 |  | 0.50911
0.42254 |  | 0.50911
0.42243 |  | 0.50904
0.42243 |  | 0.50904
0.42243 |  | 0.509
0.42243 |  | 0.50897
0.42243 |  | 0.50893
0.42243 |  | 0.50893
0.42243 |  | 0.50893
0.42236 |  | 0.5089
0.42236 |  | 0.50886
0.42236 |  | 0.50883
0.42236 |  | 0.5088
0.42228 |  | 0.5088
0.42228 |  | 0.5088
0.42224 |  | 0.50872
0.42224 |  | 0.50866
0.42224 |  | 0.50866
0.42221 |  | 0.50862
0.42217 |  | 0.50862
0.42214 |  | 0.50862
0.42214 |  | 0.50855
0.4221 |  | 0.50855
0.4221 |  | 0.50855
0.4221 |  | 0.50852
0.42207 |  | 0.50848
0.42207 |  | 0.50841
0.42203 |  | 0.50841
0.42199 |  | 0.50841
0.42196 |  | 0.50831
0.42196 |  | 0.50831
0.42196 |  | 0.50831
0.42192 |  | 0.50827
0.42188 |  | 0.5082
0.42188 |  | 0.50816
0.42188 |  | 0.50813
0.42188 |  | 0.50813
0.42185 |  | 0.5081
0.42185 |  | 0.50806
0.42185 |  | 0.50803
0.42185 |  | 0.50799
0.42178 |  | 0.50796
0.42174 |  | 0.50796
0.42174 |  | 0.50789
0.4217 |  | 0.50789
0.4217 |  | 0.50789
0.4217 |  | 0.50782
0.4217 |  | 0.50782
0.42167 |  | 0.50774
0.42167 |  | 0.50774
0.42167 |  | 0.50768
0.42167 |  | 0.50768
0.42167 |  | 0.50768
0.42163 |  | 0.50764
0.42159 |  | 0.50764
0.42156 |  | 0.50757
0.42152 |  | 0.50753
0.42152 |  | 0.50751
0.42152 |  | 0.50751
0.42152 |  | 0.50751
0.42149 |  | 0.50751
0.42149 |  | 0.50751
0.42149 |  | 0.50747
0.42145 |  | 0.5074
0.42145 |  | 0.50736
0.42145 |  | 0.5073
0.42145 |  | 0.50726
0.42142 |  | 0.50726
0.42138 |  | 0.50726
0.42138 |  | 0.50723
0.42138 |  | 0.50719
0.42134 |  | 0.50719
0.42134 |  | 0.50708
0.42131 |  | 0.50702
0.42127 |  | 0.50699
0.42124 |  | 0.50699
0.4212 |  | 0.50695
0.4212 |  | 0.50691
0.42116 |  | 0.50691
0.42116 |  | 0.50691
0.42116 |  | 0.50688
0.42116 |  | 0.50688
0.42113 |  | 0.50685
0.42113 |  | 0.50678
0.42113 |  | 0.50678
0.42109 |  | 0.50678
0.42109 |  | 0.50678
0.42106 |  | 0.50674
0.42102 |  | 0.50664
0.42102 |  | 0.50664
0.42098 |  | 0.50664
0.42098 |  | 0.50664
0.42095 |  | 0.50657
0.42091 |  | 0.50657
0.42091 |  | 0.50653
0.42087 |  | 0.50653
0.42087 |  | 0.5065
0.42087 |  | 0.50644
0.42087 |  | 0.5064
0.42087 |  | 0.5064
0.42087 |  | 0.5064
0.4208 |  | 0.50636
0.4208 |  | 0.50636
0.42077 |  | 0.50625
0.42077 |  | 0.50625
0.42073 |  | 0.50623
0.42069 |  | 0.50619
0.42069 |  | 0.50619
0.42069 |  | 0.50619
0.42066 |  | 0.50616
0.42066 |  | 0.50608
0.42062 |  | 0.50608
0.42062 |  | 0.50608
0.42062 |  | 0.50605
0.42062 |  | 0.50602
0.42059 |  | 0.50595
0.42059 |  | 0.50595
0.42059 |  | 0.50595
0.42048 |  | 0.50588
0.42048 |  | 0.50588
0.42048 |  | 0.50577
0.42044 |  | 0.50577
0.42044 |  | 0.50577
0.4204 |  | 0.50574
0.4204 |  | 0.50571
0.4204 |  | 0.50571
0.4204 |  | 0.50564
0.4204 |  | 0.50557
0.42037 |  | 0.50553
0.42033 |  | 0.50553
0.42033 |  | 0.50546
0.42033 |  | 0.50546
0.42033 |  | 0.50546
0.42033 |  | 0.50543
0.42033 |  | 0.50543
0.42029 |  | 0.50532
0.42026 |  | 0.50532
0.42026 |  | 0.50525
0.42026 |  | 0.50522
0.42026 |  | 0.50518
0.42026 |  | 0.50515
0.42026 |  | 0.50515
0.42022 |  | 0.50515
0.42015 |  | 0.50511
0.42015 |  | 0.50511
0.42011 |  | 0.50507
0.42008 |  | 0.50504
0.42008 |  | 0.50498
0.42008 |  | 0.50494
0.42004 |  | 0.50494
0.42001 |  | 0.50494
0.42001 |  | 0.50487
0.41997 |  | 0.5048
0.41993 |  | 0.50477
0.41993 |  | 0.50477
0.41993 |  | 0.50477
0.4199 |  | 0.5047
0.41986 |  | 0.50467
0.41986 |  | 0.50467
0.41986 |  | 0.50467
0.41986 |  | 0.50463
0.41986 |  | 0.50456
0.41979 |  | 0.50456
0.41979 |  | 0.50453
0.41979 |  | 0.50453
0.41975 |  | 0.50449
0.41975 |  | 0.50446
0.41968 |  | 0.50443
0.41968 |  | 0.50439
0.41968 |  | 0.50435
0.41964 |  | 0.50435
0.41964 |  | 0.50435
0.41964 |  | 0.50425
0.41957 |  | 0.50425
0.41957 |  | 0.50422
0.41957 |  | 0.50418
0.41953 |  | 0.50414
0.41949 |  | 0.50414
0.41949 |  | 0.50411
0.41946 |  | 0.50411
0.41946 |  | 0.50407
0.41938 |  | 0.50407
0.41938 |  | 0.50401
0.41938 |  | 0.50401
0.41938 |  | 0.50401
0.41938 |  | 0.50397
0.41938 |  | 0.50397
0.41931 |  | 0.50394
0.41924 |  | 0.50384
0.41924 |  | 0.50384
0.41924 |  | 0.50384
0.41924 |  | 0.50384
0.41924 |  | 0.50384
0.41924 |  | 0.50381
0.41924 |  | 0.50374
0.4192 |  | 0.50374
0.41917 |  | 0.50374
0.41917 |  | 0.50371
0.4191 |  | 0.50363
0.4191 |  | 0.50363
0.4191 |  | 0.50363
0.4191 |  | 0.5036
0.41906 |  | 0.50356
0.41902 |  | 0.50346
0.41902 |  | 0.50343
0.41902 |  | 0.50332
0.41902 |  | 0.50332
0.41902 |  | 0.50332
0.41902 |  | 0.50332
0.41902 |  | 0.50329
0.41902 |  | 0.50329
0.41902 |  | 0.50322
0.41899 |  | 0.50322
0.41895 |  | 0.50322
0.41895 |  | 0.50322
0.41895 |  | 0.50315
0.41888 |  | 0.50311
0.41888 |  | 0.50308
0.41888 |  | 0.50308
0.41884 |  | 0.50308
0.41884 |  | 0.50308
0.41884 |  | 0.50308
0.41877 |  | 0.50304
0.41877 |  | 0.50304
0.41873 |  | 0.50301
0.41873 |  | 0.50297
0.41866 |  | 0.5029
0.41866 |  | 0.50287
0.41866 |  | 0.50287
0.41866 |  | 0.50283
0.41862 |  | 0.5028
0.41862 |  | 0.50277
0.41859 |  | 0.50274
0.41859 |  | 0.5027
0.41859 |  | 0.50267
0.41859 |  | 0.50267
0.41852 |  | 0.5026
0.41852 |  | 0.50256
0.41852 |  | 0.50249
0.41848 |  | 0.50246
0.41844 |  | 0.50246
0.41844 |  | 0.50243
0.41841 |  | 0.50236
0.41841 |  | 0.50236
0.41841 |  | 0.50236
0.41838 |  | 0.50229
0.41838 |  | 0.50229
0.41838 |  | 0.50225
0.41838 |  | 0.50225
0.41834 |  | 0.50221
0.4183 |  | 0.50221
0.41823 |  | 0.50214
0.4182 |  | 0.50204
0.4182 |  | 0.50201
0.4182 |  | 0.50201
0.4182 |  | 0.50201
0.4182 |  | 0.50201
0.4182 |  | 0.50194
0.41816 |  | 0.50194
0.41816 |  | 0.50187
0.41816 |  | 0.50187
0.41816 |  | 0.50183
0.41812 |  | 0.5018
0.41812 |  | 0.50177
0.41809 |  | 0.50173
0.41809 |  | 0.50173
0.41802 |  | 0.50173
0.41802 |  | 0.50169
0.41798 |  | 0.50166
0.41798 |  | 0.50166
0.41798 |  | 0.50159
0.41798 |  | 0.50156
0.41791 |  | 0.50152
0.41791 |  | 0.50152
0.41791 |  | 0.50149
0.41787 |  | 0.50149
0.41783 |  | 0.50145
0.41783 |  | 0.50142
0.41783 |  | 0.50139
0.41783 |  | 0.50135
0.41783 |  | 0.50132
0.4178 |  | 0.50128
0.4178 |  | 0.50122
0.4178 |  | 0.50118
0.4178 |  | 0.50118
0.41776 |  | 0.50115
0.41772 |  | 0.50111
0.41772 |  | 0.50111
0.41769 |  | 0.50111
0.41769 |  | 0.50111
0.41765 |  | 0.50108
0.41765 |  | 0.50101
0.41765 |  | 0.50094
0.41765 |  | 0.50094
0.41765 |  | 0.50094
0.41758 |  | 0.50094
0.41758 |  | 0.5009
0.41754 |  | 0.5009
0.41754 |  | 0.5009
0.41754 |  | 0.5009
0.41754 |  | 0.50083
0.4175 |  | 0.5008
0.4175 |  | 0.50076
0.41743 |  | 0.50076
0.41743 |  | 0.50073
0.4174 |  | 0.50069
0.4174 |  | 0.50069
0.4174 |  | 0.50063
0.4174 |  | 0.50059
0.41732 |  | 0.50052
0.41732 |  | 0.50049
0.41732 |  | 0.50049
0.41726 |  | 0.50042
0.41726 |  | 0.50042
0.41726 |  | 0.50039
0.41726 |  | 0.50039
0.41726 |  | 0.50039
0.41726 |  | 0.50035
0.41726 |  | 0.50029
0.41718 |  | 0.50029
0.41718 |  | 0.50018
0.41718 |  | 0.50018
0.41714 |  | 0.50014
0.41711 |  | 0.50011
0.41711 |  | 0.50011
0.41711 |  | 0.50011
0.41707 |  | 0.50011
0.41707 |  | 0.50004
0.417 |  | 0.49997
0.417 |  | 0.49994
0.417 |  | 0.49994
0.417 |  | 0.49994
0.417 |  | 0.49994
0.417 |  | 0.49994
0.41696 |  | 0.4999
0.41696 |  | 0.49984
0.41696 |  | 0.49984
0.41693 |  | 0.49984
0.41693 |  | 0.4998
0.41686 |  | 0.49977
0.41682 |  | 0.49977
0.41682 |  | 0.49973
0.41682 |  | 0.49973
0.41682 |  | 0.49962
0.41678 |  | 0.49956
0.41678 |  | 0.49952
0.41674 |  | 0.49952
0.41674 |  | 0.49945
0.41674 |  | 0.49942
0.4167 |  | 0.49942
0.41664 |  | 0.49938
0.4166 |  | 0.49932
0.4166 |  | 0.49928
0.4166 |  | 0.49925
0.4166 |  | 0.49925
0.4166 |  | 0.49925
0.4166 |  | 0.49925
0.4166 |  | 0.49921
0.41652 |  | 0.49914
0.41649 |  | 0.49914
0.41645 |  | 0.49907
0.41642 |  | 0.49907
0.41642 |  | 0.49907
0.41642 |  | 0.49896
0.41638 |  | 0.49896
0.41638 |  | 0.49893
0.41638 |  | 0.49893
0.41634 |  | 0.49893
0.41634 |  | 0.49889
0.41634 |  | 0.49887
0.41634 |  | 0.49887
0.4163 |  | 0.49876
0.41627 |  | 0.49869
0.41627 |  | 0.49869
0.41627 |  | 0.49869
0.41624 |  | 0.49869
0.4162 |  | 0.49866
0.4162 |  | 0.49863
0.41616 |  | 0.49863
0.41612 |  | 0.49853
0.41612 |  | 0.49853
0.41609 |  | 0.49849
0.41609 |  | 0.49842
0.41609 |  | 0.49842
0.41609 |  | 0.49838
0.41609 |  | 0.49838
0.41609 |  | 0.49838
0.41609 |  | 0.49835
0.41605 |  | 0.49831
0.41598 |  | 0.49825
0.41595 |  | 0.49825
0.41591 |  | 0.49825
0.41591 |  | 0.49821
0.41591 |  | 0.49814
0.41591 |  | 0.49814
0.41591 |  | 0.49811
0.41591 |  | 0.49804
0.41591 |  | 0.49801
0.41591 |  | 0.49797
0.4158 |  | 0.49797
0.41576 |  | 0.4979
0.41573 |  | 0.4979
0.41573 |  | 0.49787
0.41573 |  | 0.49783
0.41573 |  | 0.49783
0.41573 |  | 0.4978
0.41573 |  | 0.49773
0.41573 |  | 0.49773
0.41569 |  | 0.49773
0.41569 |  | 0.49766
0.41562 |  | 0.49762
0.41558 |  | 0.49762
0.41558 |  | 0.49759
0.41558 |  | 0.49755
0.41555 |  | 0.49749
0.41555 |  | 0.49749
0.41555 |  | 0.49749
0.41555 |  | 0.49745
0.41551 |  | 0.49743
0.41551 |  | 0.49735
0.41547 |  | 0.49732
0.41547 |  | 0.49732
0.41547 |  | 0.49728
0.41544 |  | 0.49722
0.4154 |  | 0.49718
0.41537 |  | 0.49715
0.41537 |  | 0.49715
0.41537 |  | 0.49715
0.41537 |  | 0.49712
0.41537 |  | 0.49705
0.41537 |  | 0.49701
0.41533 |  | 0.49701
0.41533 |  | 0.49701
0.41529 |  | 0.49695
0.41526 |  | 0.49695
0.41526 |  | 0.49687
0.41519 |  | 0.49684
0.41515 |  | 0.49684
0.41515 |  | 0.49684
0.41515 |  | 0.49684
0.41512 |  | 0.49674
0.41508 |  | 0.49674
0.41504 |  | 0.4967
0.41504 |  | 0.49667
0.41504 |  | 0.4966
0.41501 |  | 0.4966
0.41501 |  | 0.49656
0.41501 |  | 0.49656
0.41493 |  | 0.49653
0.4149 |  | 0.49649
0.4149 |  | 0.49649
0.41486 |  | 0.49649
0.41486 |  | 0.49642
0.41486 |  | 0.49639
0.41482 |  | 0.49639
0.41482 |  | 0.49636
0.41479 |  | 0.49633
0.41479 |  | 0.49629
0.41479 |  | 0.49625
0.41479 |  | 0.49625
0.41472 |  | 0.49618
0.41472 |  | 0.49615
0.41468 |  | 0.49615
0.41468 |  | 0.49615
0.41468 |  | 0.49612
0.41468 |  | 0.49604
0.41464 |  | 0.49604
0.41464 |  | 0.49604
0.41464 |  | 0.49597
0.41461 |  | 0.49597
0.41457 |  | 0.49587
0.41457 |  | 0.49584
0.41457 |  | 0.4958
0.41457 |  | 0.4958
0.41454 |  | 0.49577
0.41454 |  | 0.49573
0.41454 |  | 0.49566
0.41454 |  | 0.49566
0.4145 |  | 0.49563
0.41444 |  | 0.49559
0.41444 |  | 0.49559
0.41439 |  | 0.49555
0.41436 |  | 0.49552
0.41436 |  | 0.49548
0.41436 |  | 0.49548
0.41436 |  | 0.49542
0.41436 |  | 0.49535
0.41436 |  | 0.49535
0.41436 |  | 0.49531
0.41432 |  | 0.49531
0.41428 |  | 0.49531
0.41428 |  | 0.49528
0.41421 |  | 0.49528
0.41418 |  | 0.49524
0.41418 |  | 0.49524
0.41418 |  | 0.49514
0.41418 |  | 0.49514
0.41418 |  | 0.49514
0.41418 |  | 0.4951
0.41414 |  | 0.495
0.41414 |  | 0.495
0.41414 |  | 0.495
0.41414 |  | 0.49497
0.41414 |  | 0.49497
0.4141 |  | 0.49494
0.4141 |  | 0.49487
0.41407 |  | 0.49487
0.41407 |  | 0.49483
0.41396 |  | 0.49483
0.41396 |  | 0.49483
0.41396 |  | 0.49476
0.41396 |  | 0.49469
0.41396 |  | 0.49466
0.41388 |  | 0.49459
0.41388 |  | 0.49456
0.41388 |  | 0.49456
0.41385 |  | 0.49456
0.41381 |  | 0.49449
0.41381 |  | 0.49446
0.41381 |  | 0.49446
0.41381 |  | 0.49442
0.41381 |  | 0.49435
0.41378 |  | 0.49432
0.41378 |  | 0.49432
0.41374 |  | 0.49432
0.4137 |  | 0.49426
0.4137 |  | 0.49426
0.4137 |  | 0.49426
0.41367 |  | 0.49418
0.41367 |  | 0.49418
0.41363 |  | 0.49409
0.41363 |  | 0.49405
0.41363 |  | 0.49405
0.41356 |  | 0.49398
0.41356 |  | 0.49398
0.41356 |  | 0.49398
0.41356 |  | 0.49398
0.41352 |  | 0.49398
0.41352 |  | 0.49391
0.41352 |  | 0.49388
0.41349 |  | 0.49384
0.41349 |  | 0.49381
0.41349 |  | 0.49381
0.41345 |  | 0.49381
0.41345 |  | 0.49381
0.41338 |  | 0.49377
0.41338 |  | 0.49373
0.41338 |  | 0.4937
0.41338 |  | 0.49365
0.41334 |  | 0.4936
0.41331 |  | 0.4936
0.41331 |  | 0.4936
0.41331 |  | 0.49353
0.41327 |  | 0.49349
0.41327 |  | 0.49349
0.41327 |  | 0.49349
0.41327 |  | 0.49346
0.41327 |  | 0.49343
0.41327 |  | 0.49332
0.41323 |  | 0.49332
0.4132 |  | 0.49332
0.41316 |  | 0.49332
0.41316 |  | 0.49332
0.41316 |  | 0.49328
0.41316 |  | 0.49322
0.41316 |  | 0.49322
0.41316 |  | 0.49318
0.41313 |  | 0.49318
0.41309 |  | 0.49318
0.41309 |  | 0.49318
0.41309 |  | 0.49315
0.41302 |  | 0.49308
0.41302 |  | 0.49308
0.41302 |  | 0.49308
0.41302 |  | 0.49301
0.41302 |  | 0.49295
0.41298 |  | 0.49295
0.41298 |  | 0.49287
0.41295 |  | 0.49287
0.41291 |  | 0.49287
0.41291 |  | 0.49284
0.41291 |  | 0.49281
0.41291 |  | 0.4927
0.41284 |  | 0.4927
0.41284 |  | 0.4927
0.41284 |  | 0.4927
0.41281 |  | 0.49263
0.41281 |  | 0.49256
0.41281 |  | 0.49256
0.41281 |  | 0.49252
0.41277 |  | 0.49252
0.4127 |  | 0.49252
0.4127 |  | 0.49249
0.4127 |  | 0.49245
0.4127 |  | 0.49242
0.41266 |  | 0.49239
0.41266 |  | 0.49235
0.41266 |  | 0.49232
0.41266 |  | 0.49232
0.41263 |  | 0.49232
0.41259 |  | 0.49232
0.41259 |  | 0.49232
0.41259 |  | 0.49224
0.41259 |  | 0.49218
0.41259 |  | 0.49218
0.41252 |  | 0.49214
0.41252 |  | 0.49214
0.41252 |  | 0.49211
0.41252 |  | 0.49211
0.41252 |  | 0.49207
0.41248 |  | 0.49201
0.41248 |  | 0.49197
0.41244 |  | 0.49193
0.41244 |  | 0.4919
0.41241 |  | 0.4919
0.41237 |  | 0.49183
0.41237 |  | 0.4918
0.4123 |  | 0.4918
0.4123 |  | 0.4918
0.4123 |  | 0.49176
0.4123 |  | 0.4917
0.4123 |  | 0.49166
0.4123 |  | 0.49166
0.4123 |  | 0.49162
0.41226 |  | 0.49162
0.41223 |  | 0.49162
0.41223 |  | 0.49162
0.41223 |  | 0.49159
0.41223 |  | 0.49155
0.41219 |  | 0.49155
0.41219 |  | 0.49152
0.41219 |  | 0.49152
0.41212 |  | 0.49142
0.41208 |  | 0.49142
0.41208 |  | 0.49142
0.41208 |  | 0.49142
0.41208 |  | 0.49135
0.41208 |  | 0.49128
0.41204 |  | 0.49125
0.41204 |  | 0.49121
0.41201 |  | 0.49121
0.41201 |  | 0.49118
0.41197 |  | 0.49115
0.41194 |  | 0.49115
0.41194 |  | 0.49111
0.41194 |  | 0.49111
0.41194 |  | 0.49108
0.4119 |  | 0.49101
0.4119 |  | 0.49097
0.4119 |  | 0.49097
0.41183 |  | 0.49095
0.41183 |  | 0.49087
0.41183 |  | 0.49087
0.41183 |  | 0.49087
0.41179 |  | 0.4908
0.41179 |  | 0.4908
0.41176 |  | 0.49073
0.41176 |  | 0.4907
0.41176 |  | 0.4907
0.41165 |  | 0.49063
0.41165 |  | 0.49063
0.41165 |  | 0.4906
0.41165 |  | 0.4906
0.41165 |  | 0.4906
0.41165 |  | 0.4906
0.41161 |  | 0.4906
0.41161 |  | 0.49049
0.41161 |  | 0.49046
0.41157 |  | 0.49046
0.41157 |  | 0.49042
0.4115 |  | 0.49042
0.4115 |  | 0.49042
0.41147 |  | 0.49039
0.41147 |  | 0.49036
0.41147 |  | 0.49036
0.41147 |  | 0.49029
0.41143 |  | 0.49025
0.41143 |  | 0.49025
0.41143 |  | 0.49025
0.41139 |  | 0.49018
0.41136 |  | 0.49018
0.41136 |  | 0.49015
0.41136 |  | 0.49004
0.41132 |  | 0.49004
0.41125 |  | 0.49004
0.41125 |  | 0.49004
0.41125 |  | 0.49001
0.41125 |  | 0.49001
0.41125 |  | 0.49001
0.41125 |  | 0.48991
0.41125 |  | 0.48991
0.41121 |  | 0.48983
0.41121 |  | 0.4898
0.41113 |  | 0.48977
0.41113 |  | 0.48977
0.41113 |  | 0.48973
0.4111 |  | 0.48973
0.4111 |  | 0.4897
0.4111 |  | 0.4897
0.4111 |  | 0.48967
0.41107 |  | 0.48964
0.41103 |  | 0.48964
0.41099 |  | 0.48957
0.41099 |  | 0.48957
0.41099 |  | 0.48953
0.41095 |  | 0.48949
0.41095 |  | 0.48949
0.41095 |  | 0.48947
0.41085 |  | 0.48943
0.41085 |  | 0.48943
0.41085 |  | 0.48939
0.41081 |  | 0.48937
0.41081 |  | 0.48933
0.41081 |  | 0.48929
0.41081 |  | 0.48926
0.41081 |  | 0.48922
0.41073 |  | 0.48922
0.41073 |  | 0.48916
0.41073 |  | 0.48912
0.41073 |  | 0.48912
0.41073 |  | 0.48912
0.41073 |  | 0.48902
0.4107 |  | 0.48898
0.41067 |  | 0.48891
0.41067 |  | 0.48891
0.41063 |  | 0.48887
0.41063 |  | 0.48884
0.41059 |  | 0.48877
0.41055 |  | 0.48874
0.41055 |  | 0.48874
0.41055 |  | 0.4887
0.41055 |  | 0.48864
0.41055 |  | 0.48864
0.41055 |  | 0.4886
0.41051 |  | 0.48853
0.41051 |  | 0.48853
0.41048 |  | 0.48849
0.41048 |  | 0.48846
0.41045 |  | 0.48842
0.41041 |  | 0.48842
0.41041 |  | 0.48842
0.41037 |  | 0.48839
0.41033 |  | 0.48839
0.41033 |  | 0.48836
0.41033 |  | 0.48829
0.41033 |  | 0.48825
0.41033 |  | 0.48818
0.41033 |  | 0.48818
0.41033 |  | 0.48818
0.4103 |  | 0.48815
0.41023 |  | 0.48815
0.41023 |  | 0.48812
0.41019 |  | 0.48808
0.41019 |  | 0.48804
0.41019 |  | 0.48804
0.41019 |  | 0.48798
0.41015 |  | 0.48798
0.41011 |  | 0.48794
0.41008 |  | 0.48791
0.41005 |  | 0.48787
0.41005 |  | 0.48787
0.40997 |  | 0.48787
0.40997 |  | 0.48776
0.40994 |  | 0.48776
0.40994 |  | 0.48776
0.40994 |  | 0.48776
0.40994 |  | 0.48776
0.40994 |  | 0.48776
0.4099 |  | 0.4877
0.4099 |  | 0.48766
0.4099 |  | 0.48766
0.40987 |  | 0.48763
0.40987 |  | 0.48763
0.40979 |  | 0.48763
0.40979 |  | 0.48756
0.40976 |  | 0.48752
0.40972 |  | 0.48752
0.40972 |  | 0.48745
0.40972 |  | 0.48742
0.40972 |  | 0.48742
0.40968 |  | 0.48739
0.40968 |  | 0.48739
0.40965 |  | 0.48731
0.40965 |  | 0.48728
0.40962 |  | 0.48725
0.40958 |  | 0.48725
0.40958 |  | 0.48721
0.40958 |  | 0.48721
0.40951 |  | 0.48721
0.40951 |  | 0.48718
0.40951 |  | 0.48718
0.40951 |  | 0.48711
0.40947 |  | 0.48708
0.40947 |  | 0.48704
0.40947 |  | 0.48704
0.40943 |  | 0.48704
0.40943 |  | 0.48698
0.40943 |  | 0.48694
0.40936 |  | 0.48694
0.40936 |  | 0.48694
0.40936 |  | 0.48691
0.40932 |  | 0.48684
0.40932 |  | 0.48681
0.40932 |  | 0.48681
0.40929 |  | 0.48673
0.40925 |  | 0.48673
0.40921 |  | 0.48666
0.40921 |  | 0.48666
0.40918 |  | 0.48659
0.40918 |  | 0.48659
0.40918 |  | 0.48656
0.40918 |  | 0.48656
0.40914 |  | 0.48649
0.40914 |  | 0.48649
0.40914 |  | 0.48649
0.40914 |  | 0.48649
0.40911 |  | 0.48646
0.40911 |  | 0.48643
0.40911 |  | 0.48639
0.40907 |  | 0.48636
0.40907 |  | 0.48636
0.40907 |  | 0.48632
0.40903 |  | 0.48628
0.40903 |  | 0.48625
0.40896 |  | 0.48625
0.40892 |  | 0.48625
0.40892 |  | 0.48621
0.40892 |  | 0.48618
0.40889 |  | 0.48615
0.40889 |  | 0.48611
0.40885 |  | 0.48604
0.40885 |  | 0.48604
0.40885 |  | 0.48601
0.40885 |  | 0.48601
0.40885 |  | 0.48597
0.40882 |  | 0.48597
0.40878 |  | 0.48597
0.40878 |  | 0.48594
0.40878 |  | 0.4859
0.40878 |  | 0.48583
0.40874 |  | 0.4858
0.40874 |  | 0.4858
0.40874 |  | 0.4858
0.40874 |  | 0.48576
0.40871 |  | 0.48573
0.40871 |  | 0.48573
0.40863 |  | 0.4857
0.4086 |  | 0.48566
0.40856 |  | 0.48563
0.40856 |  | 0.48559
0.40856 |  | 0.48559
0.40853 |  | 0.48559
0.40849 |  | 0.48559
0.40849 |  | 0.48559
0.40849 |  | 0.48552
0.40849 |  | 0.48548
0.40845 |  | 0.48548
0.40845 |  | 0.48546
0.40845 |  | 0.48542
0.40845 |  | 0.48538
0.40842 |  | 0.48535
0.40842 |  | 0.48532
0.40831 |  | 0.48528
0.40831 |  | 0.48528
0.40831 |  | 0.48525
0.40831 |  | 0.48525
0.40831 |  | 0.48521
0.40827 |  | 0.48521
0.40827 |  | 0.48514
0.40827 |  | 0.48514
0.40827 |  | 0.48507
0.40827 |  | 0.48504
0.40816 |  | 0.48504
0.40816 |  | 0.48504
0.40816 |  | 0.48497
0.40816 |  | 0.48497
0.40816 |  | 0.48497
0.40816 |  | 0.4849
0.40816 |  | 0.4849
0.40813 |  | 0.4849
0.40813 |  | 0.48487
0.40809 |  | 0.4848
0.40805 |  | 0.4848
0.40802 |  | 0.48473
0.40802 |  | 0.48473
0.40802 |  | 0.48473
0.40798 |  | 0.48473
0.40798 |  | 0.48473
0.40798 |  | 0.48466
0.40798 |  | 0.48466
0.40791 |  | 0.48463
0.40787 |  | 0.48463
0.40787 |  | 0.48459
0.40787 |  | 0.48456
0.40787 |  | 0.48452
0.40787 |  | 0.48452
0.40787 |  | 0.48452
0.40787 |  | 0.48448
0.40784 |  | 0.48445
0.40784 |  | 0.48438
0.40781 |  | 0.48435
0.40781 |  | 0.48435
0.40773 |  | 0.48428
0.40773 |  | 0.48428
0.40769 |  | 0.48428
0.40765 |  | 0.48424
0.40765 |  | 0.4842
0.40765 |  | 0.48413
0.40762 |  | 0.4841
0.40758 |  | 0.4841
0.40758 |  | 0.4841
0.40755 |  | 0.484
0.40755 |  | 0.48393
0.40755 |  | 0.48393
0.40755 |  | 0.48393
0.40747 |  | 0.48393
0.40747 |  | 0.48393
0.40747 |  | 0.48393
0.40744 |  | 0.48386
0.40744 |  | 0.48386
0.40744 |  | 0.48379
0.40744 |  | 0.48376
0.4074 |  | 0.48376
0.40737 |  | 0.48372
0.40737 |  | 0.48372
0.40734 |  | 0.48372
0.4073 |  | 0.48369
0.4073 |  | 0.48369
0.40726 |  | 0.48369
0.40723 |  | 0.48362
0.40723 |  | 0.48355
0.40723 |  | 0.48349
0.40719 |  | 0.48349
0.40715 |  | 0.48349
0.40715 |  | 0.48349
0.40715 |  | 0.48342
0.40712 |  | 0.48342
0.40712 |  | 0.48342
0.40712 |  | 0.48335
0.40708 |  | 0.48335
0.40701 |  | 0.48335
0.40701 |  | 0.48335
0.40701 |  | 0.48332
0.40697 |  | 0.48328
0.40697 |  | 0.48325
0.40694 |  | 0.48325
0.40694 |  | 0.48322
0.40694 |  | 0.48322
0.40694 |  | 0.48318
0.40694 |  | 0.48318
0.40694 |  | 0.48318
0.40694 |  | 0.48315
0.4069 |  | 0.48311
0.40686 |  | 0.48307
0.40686 |  | 0.48307
0.40683 |  | 0.48304
0.40683 |  | 0.48304
0.40676 |  | 0.483
0.40676 |  | 0.48297
0.40676 |  | 0.48294
0.40676 |  | 0.48294
0.40676 |  | 0.48294
0.40672 |  | 0.48294
0.40672 |  | 0.48294
0.40668 |  | 0.48283
0.40661 |  | 0.48277
0.40661 |  | 0.48277
0.40657 |  | 0.48277
0.40654 |  | 0.48267
0.40654 |  | 0.48267
0.40654 |  | 0.48267
0.40654 |  | 0.48267
0.40654 |  | 0.48263
0.4065 |  | 0.48256
0.40646 |  | 0.48256
0.40646 |  | 0.48249
0.40646 |  | 0.48242
0.40646 |  | 0.48242
0.40646 |  | 0.48239
0.40643 |  | 0.48239
0.40639 |  | 0.48235
0.40635 |  | 0.48232
0.40635 |  | 0.48232
0.40631 |  | 0.48229
0.40631 |  | 0.48222
0.40628 |  | 0.48218
0.40628 |  | 0.48218
0.40628 |  | 0.48215
0.40628 |  | 0.48211
0.40628 |  | 0.48211
0.40625 |  | 0.48207
0.40621 |  | 0.48204
0.40621 |  | 0.48201
0.40613 |  | 0.48198
0.40613 |  | 0.48198
0.40613 |  | 0.48194
0.4061 |  | 0.48191
0.4061 |  | 0.48183
0.4061 |  | 0.48181
0.4061 |  | 0.48181
0.40606 |  | 0.48181
0.40606 |  | 0.48181
0.40606 |  | 0.48177
0.40606 |  | 0.48177
0.40606 |  | 0.48173
0.40602 |  | 0.48173
0.40599 |  | 0.48163
0.40596 |  | 0.4816
0.40592 |  | 0.4816
0.40592 |  | 0.48156
0.40592 |  | 0.48156
0.40588 |  | 0.48146
0.40588 |  | 0.48143
0.40584 |  | 0.4814
0.40584 |  | 0.4814
0.40584 |  | 0.4814
0.40584 |  | 0.48129
0.40584 |  | 0.48129
0.40577 |  | 0.48129
0.40577 |  | 0.48123
0.40577 |  | 0.48119
0.40577 |  | 0.48119
0.40569 |  | 0.48119
0.40566 |  | 0.48116
0.40562 |  | 0.48108
0.40559 |  | 0.48108
0.40559 |  | 0.48108
0.40559 |  | 0.48105
0.40559 |  | 0.48105
0.40559 |  | 0.48098
0.40552 |  | 0.48094
0.40552 |  | 0.48091
0.40552 |  | 0.48088
0.40548 |  | 0.48088
0.40545 |  | 0.48088
0.40545 |  | 0.48088
0.40545 |  | 0.48081
0.40545 |  | 0.48078
0.40545 |  | 0.48074
0.40545 |  | 0.4807
0.40541 |  | 0.4807
0.4053 |  | 0.4807
0.4053 |  | 0.48064
0.4053 |  | 0.48064
0.4053 |  | 0.48058
0.4053 |  | 0.48058
0.40527 |  | 0.4805
0.40527 |  | 0.4805
0.40527 |  | 0.48047
0.40519 |  | 0.48047
0.40519 |  | 0.48043
0.40519 |  | 0.4804
0.40519 |  | 0.48037
0.40519 |  | 0.48033
0.40516 |  | 0.48026
0.40512 |  | 0.48026
0.40512 |  | 0.48026
0.40508 |  | 0.48022
0.40508 |  | 0.48022
0.40505 |  | 0.48016
0.40505 |  | 0.48016
0.40505 |  | 0.48016
0.40501 |  | 0.48006
0.40501 |  | 0.47998
0.40494 |  | 0.47998
0.40487 |  | 0.47998
0.40487 |  | 0.47995
0.40487 |  | 0.47995
0.40487 |  | 0.47995
0.40487 |  | 0.47988
0.40487 |  | 0.47988
0.40479 |  | 0.47985
0.40476 |  | 0.47981
0.40476 |  | 0.47978
0.40476 |  | 0.47975
0.40476 |  | 0.47972
0.40472 |  | 0.47968
0.40472 |  | 0.47968
0.40469 |  | 0.47965
0.40469 |  | 0.47958
0.40465 |  | 0.47958
0.40461 |  | 0.47954
0.40458 |  | 0.47951
0.40454 |  | 0.47951
0.40454 |  | 0.47947
0.40454 |  | 0.47947
0.40454 |  | 0.47944
0.40454 |  | 0.47936
0.40454 |  | 0.47936
0.40454 |  | 0.47936
0.40454 |  | 0.47933
0.40443 |  | 0.4793
0.40443 |  | 0.4793
0.40443 |  | 0.47926
0.40443 |  | 0.47923
0.40436 |  | 0.47919
0.40436 |  | 0.47919
0.40436 |  | 0.47916
0.40432 |  | 0.47913
0.40432 |  | 0.47913
0.40432 |  | 0.47906
0.40429 |  | 0.47906
0.40429 |  | 0.47906
0.40429 |  | 0.47906
0.40418 |  | 0.47898
0.40418 |  | 0.47892
0.40418 |  | 0.47892
0.40414 |  | 0.47889
0.40414 |  | 0.47885
0.40414 |  | 0.47885
0.40414 |  | 0.47881
0.40414 |  | 0.47881
0.40404 |  | 0.47875
0.404 |  | 0.47871
0.404 |  | 0.47868
0.404 |  | 0.47868
0.404 |  | 0.47868
0.404 |  | 0.47868
0.40396 |  | 0.47864
0.40396 |  | 0.47853
0.40396 |  | 0.47853
0.40393 |  | 0.47853
0.40389 |  | 0.47853
0.40385 |  | 0.4785
0.40385 |  | 0.47843
0.40382 |  | 0.4784
0.40382 |  | 0.4784
0.40378 |  | 0.47826
0.40378 |  | 0.47826
0.40378 |  | 0.47823
0.40378 |  | 0.47819
0.40378 |  | 0.47819
0.40378 |  | 0.47812
0.40375 |  | 0.47812
0.40375 |  | 0.47809
0.40371 |  | 0.47805
0.40364 |  | 0.47805
0.4036 |  | 0.47802
0.4036 |  | 0.47802
0.4036 |  | 0.47799
0.4036 |  | 0.47799
0.40357 |  | 0.47796
0.40353 |  | 0.47792
0.40349 |  | 0.47786
0.40349 |  | 0.47782
0.40349 |  | 0.47782
0.40346 |  | 0.47778
0.40346 |  | 0.47778
0.40342 |  | 0.47775
0.40342 |  | 0.47771
0.40339 |  | 0.47764
0.40339 |  | 0.47764
0.40339 |  | 0.47764
0.40339 |  | 0.47764
0.40335 |  | 0.47757
0.40335 |  | 0.47754
0.40332 |  | 0.47754
0.40332 |  | 0.4775
0.40328 |  | 0.47744
0.40324 |  | 0.4774
0.40324 |  | 0.4774
0.40324 |  | 0.4774
0.40324 |  | 0.47737
0.40321 |  | 0.47737
0.40317 |  | 0.47733
0.40317 |  | 0.4773
0.40317 |  | 0.47723
0.40313 |  | 0.4772
0.4031 |  | 0.4772
0.40306 |  | 0.47716
0.40306 |  | 0.47716
0.40299 |  | 0.47716
0.40299 |  | 0.47716
0.40299 |  | 0.47716
0.40299 |  | 0.47709
0.40299 |  | 0.47705
0.40299 |  | 0.47699
0.40299 |  | 0.47699
0.40299 |  | 0.47695
0.40295 |  | 0.47692
0.40288 |  | 0.47689
0.40288 |  | 0.47689
0.40288 |  | 0.47685
0.40285 |  | 0.47682
0.40285 |  | 0.47678
0.40281 |  | 0.47678
0.40277 |  | 0.47675
0.40274 |  | 0.47675
0.40274 |  | 0.47669
0.40274 |  | 0.47665
0.40274 |  | 0.47665
0.40274 |  | 0.47661
0.4027 |  | 0.47658
0.4027 |  | 0.47651
0.4027 |  | 0.47651
0.40267 |  | 0.47651
0.40259 |  | 0.47644
0.40259 |  | 0.47641
0.40259 |  | 0.47641
0.40256 |  | 0.47641
0.40256 |  | 0.47638
0.40256 |  | 0.47631
0.40256 |  | 0.47631
0.40256 |  | 0.47631
0.40252 |  | 0.47627
0.40252 |  | 0.47623
0.40252 |  | 0.4762
0.40245 |  | 0.4762
0.40245 |  | 0.47617
0.40241 |  | 0.47617
0.40241 |  | 0.47613
0.40241 |  | 0.47606
0.40241 |  | 0.47606
0.40234 |  | 0.47606
0.40234 |  | 0.47606
0.4023 |  | 0.47606
0.4023 |  | 0.47606
0.40227 |  | 0.47603
0.40227 |  | 0.47596
0.40227 |  | 0.47589
0.40227 |  | 0.47589
0.40227 |  | 0.47589
0.40227 |  | 0.47582
0.4022 |  | 0.47582
0.40212 |  | 0.47582
0.40212 |  | 0.47579
0.40209 |  | 0.47575
0.40209 |  | 0.47575
0.40209 |  | 0.47568
0.40209 |  | 0.47565
0.40209 |  | 0.47565
0.40209 |  | 0.47562
0.40205 |  | 0.47562
0.40205 |  | 0.47562
0.40201 |  | 0.47558
0.40198 |  | 0.47555
0.40198 |  | 0.47551
0.40195 |  | 0.47548
0.40195 |  | 0.47548
0.40195 |  | 0.47544
0.40195 |  | 0.47537
0.40191 |  | 0.47534
0.40183 |  | 0.47534
0.40183 |  | 0.47527
0.40183 |  | 0.47527
0.40183 |  | 0.4752
0.40183 |  | 0.47517
0.40183 |  | 0.47507
0.40183 |  | 0.47507
0.40179 |  | 0.47507
0.40176 |  | 0.47503
0.40173 |  | 0.475
0.40173 |  | 0.475
0.40173 |  | 0.47496
0.40169 |  | 0.47492
0.40161 |  | 0.47489
0.40161 |  | 0.47486
0.40161 |  | 0.47486
0.40161 |  | 0.47486
0.40158 |  | 0.47486
0.40158 |  | 0.47483
0.40158 |  | 0.47476
0.40158 |  | 0.47476
0.40154 |  | 0.47472
0.4015 |  | 0.47472
0.4015 |  | 0.47469
0.4015 |  | 0.47466
0.40143 |  | 0.47466
0.40143 |  | 0.47458
0.40143 |  | 0.47458
0.4014 |  | 0.47455
0.40136 |  | 0.47455
0.40136 |  | 0.47445
0.40136 |  | 0.47445
0.40136 |  | 0.47445
0.40136 |  | 0.47445
0.40136 |  | 0.47438
0.40136 |  | 0.47438
0.40133 |  | 0.47438
0.40133 |  | 0.47434
0.40129 |  | 0.47427
0.40126 |  | 0.47427
0.40118 |  | 0.47424
0.40118 |  | 0.47424
0.40118 |  | 0.47417
0.40118 |  | 0.4741
0.40118 |  | 0.4741
0.40118 |  | 0.474
0.40118 |  | 0.474
0.40115 |  | 0.474
0.40115 |  | 0.474
0.40115 |  | 0.474
0.40107 |  | 0.47392
0.40107 |  | 0.47389
0.401 |  | 0.47382
0.401 |  | 0.47379
0.40097 |  | 0.47379
0.40093 |  | 0.47379
0.40093 |  | 0.47371
0.40093 |  | 0.47371
0.40089 |  | 0.47371
0.40089 |  | 0.47368
0.40082 |  | 0.47364
0.40082 |  | 0.47354
0.40082 |  | 0.47354
0.40082 |  | 0.47354
0.40078 |  | 0.47354
0.40078 |  | 0.47351
0.40078 |  | 0.47347
0.40075 |  | 0.47347
0.40075 |  | 0.4734
0.40075 |  | 0.4734
0.40071 |  | 0.4734
0.40068 |  | 0.47337
0.40064 |  | 0.47333
0.40064 |  | 0.47327
0.40064 |  | 0.47327
0.4006 |  | 0.47327
0.4006 |  | 0.47323
0.40053 |  | 0.4732
0.40053 |  | 0.4732
0.40049 |  | 0.47317
0.40049 |  | 0.47317
0.40049 |  | 0.47317
0.40046 |  | 0.4731
0.40046 |  | 0.47307
0.40046 |  | 0.47303
0.40046 |  | 0.47303
0.40042 |  | 0.47296
0.40042 |  | 0.47296
0.40042 |  | 0.47293
0.40035 |  | 0.47293
0.40035 |  | 0.47291
0.40035 |  | 0.47283
0.40031 |  | 0.47283
0.40027 |  | 0.47283
0.40027 |  | 0.4728
0.40027 |  | 0.47276
0.40027 |  | 0.47276
0.40027 |  | 0.47269
0.40024 |  | 0.47265
0.40024 |  | 0.47262
0.40024 |  | 0.47259
0.40024 |  | 0.47255
0.4002 |  | 0.47255
0.40013 |  | 0.47255
0.40006 |  | 0.47252
0.40006 |  | 0.47252
0.40006 |  | 0.47248
0.40006 |  | 0.47242
0.40006 |  | 0.47238
0.40006 |  | 0.47238
0.40006 |  | 0.47232
0.40006 |  | 0.47228
0.40006 |  | 0.47228
0.40002 |  | 0.47225
0.39999 |  | 0.47217
0.39991 |  | 0.47217
0.39991 |  | 0.47214
0.39991 |  | 0.47214
0.39991 |  | 0.47204
0.39988 |  | 0.47204
0.39988 |  | 0.47204
0.39988 |  | 0.47204
0.39988 |  | 0.47198
0.39984 |  | 0.47187
0.39984 |  | 0.47187
0.39984 |  | 0.47184
0.39984 |  | 0.47184
0.39977 |  | 0.47181
0.39977 |  | 0.47181
0.39977 |  | 0.47181
0.39973 |  | 0.47181
0.39971 |  | 0.47181
0.39966 |  | 0.47173
0.39966 |  | 0.4717
0.39966 |  | 0.47163
0.39962 |  | 0.4716
0.39959 |  | 0.47156
0.39959 |  | 0.47156
0.39955 |  | 0.47156
0.39955 |  | 0.47156
0.39955 |  | 0.47153
0.39948 |  | 0.47153
0.39948 |  | 0.47149
0.39948 |  | 0.47146
0.39944 |  | 0.47142
0.39944 |  | 0.47136
0.39944 |  | 0.47132
0.39944 |  | 0.47132
0.39944 |  | 0.47132
0.39941 |  | 0.47121
0.39941 |  | 0.47118
0.39937 |  | 0.47118
0.39937 |  | 0.47115
0.39937 |  | 0.47115
0.39937 |  | 0.47111
0.3993 |  | 0.47111
0.3993 |  | 0.47111
0.3993 |  | 0.47108
0.39926 |  | 0.47104
0.39926 |  | 0.47094
0.39926 |  | 0.47094
0.39926 |  | 0.47094
0.39926 |  | 0.47094
0.39923 |  | 0.47094
0.39919 |  | 0.47091
0.39919 |  | 0.47083
0.39912 |  | 0.47083
0.39912 |  | 0.4708
0.39912 |  | 0.4708
0.39912 |  | 0.47073
0.39908 |  | 0.47066
0.39904 |  | 0.47066
0.39904 |  | 0.47063
0.39904 |  | 0.47063
0.39901 |  | 0.47063
0.39897 |  | 0.4706
0.39897 |  | 0.47056
0.39894 |  | 0.47052
0.39894 |  | 0.47052
0.39894 |  | 0.47045
0.39894 |  | 0.47045
0.39894 |  | 0.47045
0.3989 |  | 0.47035
0.3989 |  | 0.47035
0.3989 |  | 0.47028
0.39886 |  | 0.47028
0.39886 |  | 0.47025
0.39883 |  | 0.47025
0.39879 |  | 0.47025
0.39876 |  | 0.47019
0.39876 |  | 0.47015
0.39876 |  | 0.47012
0.39876 |  | 0.47012
0.39872 |  | 0.47012
0.39869 |  | 0.47008
0.39869 |  | 0.47005
0.39869 |  | 0.47005
0.39869 |  | 0.47005
0.39865 |  | 0.47005
0.39861 |  | 0.47005
0.39861 |  | 0.46991
0.39861 |  | 0.46991
0.39858 |  | 0.46987
0.39858 |  | 0.46987
0.39858 |  | 0.46987
0.39858 |  | 0.46987
0.39855 |  | 0.46984
0.39847 |  | 0.4698
0.39847 |  | 0.46977
0.39844 |  | 0.46977
0.39844 |  | 0.46977
0.3984 |  | 0.4697
0.3984 |  | 0.4697
0.3984 |  | 0.46967
0.3984 |  | 0.4696
0.39837 |  | 0.4696
0.39837 |  | 0.46957
0.39837 |  | 0.46953
0.39837 |  | 0.46953
0.39833 |  | 0.46949
0.3983 |  | 0.46949
0.39826 |  | 0.46949
0.39826 |  | 0.46949
0.39826 |  | 0.46947
0.39826 |  | 0.46947
0.39822 |  | 0.46943
0.39822 |  | 0.46943
0.39818 |  | 0.46943
0.39818 |  | 0.46936
0.39818 |  | 0.46936
0.39815 |  | 0.46936
0.39811 |  | 0.46929
0.39808 |  | 0.46926
0.39808 |  | 0.46926
0.39804 |  | 0.46926
0.39804 |  | 0.46919
0.39804 |  | 0.46916
0.39804 |  | 0.46916
0.39797 |  | 0.46912
0.39797 |  | 0.46908
0.39793 |  | 0.46905
0.39793 |  | 0.46902
0.39793 |  | 0.46902
0.39789 |  | 0.46902
0.39789 |  | 0.46899
0.39789 |  | 0.46885
0.39786 |  | 0.46885
0.39782 |  | 0.46885
0.39782 |  | 0.46885
0.39779 |  | 0.46878
0.39779 |  | 0.46878
0.39775 |  | 0.46875
0.39771 |  | 0.46875
0.39771 |  | 0.46871
0.39771 |  | 0.46868
0.39771 |  | 0.4686
0.39771 |  | 0.4686
0.39771 |  | 0.46857
0.39771 |  | 0.4685
0.39771 |  | 0.4685
0.39771 |  | 0.4685
0.39771 |  | 0.46847
0.39767 |  | 0.46847
0.39764 |  | 0.46839
0.3976 |  | 0.46839
0.39757 |  | 0.46833
0.39753 |  | 0.46833
0.39753 |  | 0.46833
0.39749 |  | 0.46829
0.39749 |  | 0.46822
0.39746 |  | 0.46822
0.39746 |  | 0.46822
0.39746 |  | 0.46816
0.39742 |  | 0.46816
0.39735 |  | 0.46812
0.39735 |  | 0.46812
0.39735 |  | 0.46809
0.39735 |  | 0.46809
0.39735 |  | 0.46799
0.39731 |  | 0.46795
0.39727 |  | 0.46792
0.39727 |  | 0.46792
0.39724 |  | 0.46785
0.39724 |  | 0.46785
0.39724 |  | 0.46782
0.39724 |  | 0.46782
0.39717 |  | 0.46778
0.39717 |  | 0.46775
0.39717 |  | 0.46767
0.39717 |  | 0.46765
0.3971 |  | 0.46765
0.39706 |  | 0.46765
0.39706 |  | 0.46757
0.39706 |  | 0.46757
0.39699 |  | 0.46757
0.39695 |  | 0.46744
0.39695 |  | 0.4674
0.39695 |  | 0.4674
0.39695 |  | 0.4674
0.39691 |  | 0.4674
0.39691 |  | 0.46737
0.39688 |  | 0.46737
0.39688 |  | 0.4673
0.39688 |  | 0.46727
0.39684 |  | 0.46727
0.39684 |  | 0.46727
0.39681 |  | 0.46719
0.39681 |  | 0.46719
0.39677 |  | 0.46713
0.39677 |  | 0.46713
0.39673 |  | 0.46709
0.39673 |  | 0.46709
0.39673 |  | 0.46706
0.39673 |  | 0.46702
0.39669 |  | 0.46699
0.39666 |  | 0.46695
0.39666 |  | 0.46695
0.39666 |  | 0.46692
0.39666 |  | 0.46689
0.39659 |  | 0.46689
0.39655 |  | 0.46682
0.39655 |  | 0.46679
0.39655 |  | 0.46675
0.39655 |  | 0.46671
0.39651 |  | 0.46671
0.39651 |  | 0.46668
0.39651 |  | 0.46668
0.39651 |  | 0.46668
0.39648 |  | 0.46668
0.39648 |  | 0.46661
0.39648 |  | 0.46658
0.39645 |  | 0.46655
0.39641 |  | 0.46655
0.39641 |  | 0.46648
0.39641 |  | 0.46638
0.39641 |  | 0.46638
0.39637 |  | 0.46638
0.39633 |  | 0.46634
0.39633 |  | 0.46634
0.39633 |  | 0.4663
0.39626 |  | 0.4663
0.39622 |  | 0.4662
0.39622 |  | 0.4662
0.39619 |  | 0.46617
0.39619 |  | 0.46617
0.39615 |  | 0.46617
0.39615 |  | 0.46613
0.39611 |  | 0.46609
0.39608 |  | 0.46609
0.39608 |  | 0.46606
0.39608 |  | 0.46606
0.39608 |  | 0.46599
0.39604 |  | 0.46596
0.39604 |  | 0.46596
0.396 |  | 0.46592
0.39597 |  | 0.46589
0.39597 |  | 0.46589
0.39597 |  | 0.46589
0.39597 |  | 0.46586
0.39597 |  | 0.46582
0.3959 |  | 0.46579
0.39586 |  | 0.46576
0.39586 |  | 0.46576
0.39582 |  | 0.46576
0.39579 |  | 0.46576
0.39579 |  | 0.46576
0.39579 |  | 0.46573
0.39579 |  | 0.46569
0.39579 |  | 0.46569
0.39575 |  | 0.46569
0.39575 |  | 0.46562
0.39571 |  | 0.46562
0.39571 |  | 0.46558
0.39571 |  | 0.46555
0.39564 |  | 0.46555
0.39557 |  | 0.46552
0.39557 |  | 0.46548
0.39557 |  | 0.46545
0.39557 |  | 0.46538
0.39553 |  | 0.46535
0.39553 |  | 0.46535
0.39553 |  | 0.46524
0.39553 |  | 0.46524
0.39549 |  | 0.46524
0.39549 |  | 0.46524
0.39546 |  | 0.46521
0.39546 |  | 0.46521
0.39546 |  | 0.46518
0.39542 |  | 0.46514
0.39542 |  | 0.46507
0.39535 |  | 0.46507
0.39535 |  | 0.46503
0.39535 |  | 0.465
0.39531 |  | 0.46496
0.39531 |  | 0.46496
0.39531 |  | 0.46483
0.3953 |  | 0.46483
0.39528 |  | 0.46476
0.39521 |  | 0.46476
0.39521 |  | 0.46476
0.39521 |  | 0.46476
0.39521 |  | 0.46472
0.39521 |  | 0.46469
0.39521 |  | 0.46465
0.39521 |  | 0.46465
0.39517 |  | 0.46465
0.3951 |  | 0.46463
0.39507 |  | 0.46456
0.39503 |  | 0.46452
0.39503 |  | 0.46452
0.39503 |  | 0.46452
0.39503 |  | 0.46448
0.39503 |  | 0.46445
0.39499 |  | 0.46442
0.39499 |  | 0.46442
0.39499 |  | 0.46438
0.39499 |  | 0.46435
0.39496 |  | 0.46435
0.39492 |  | 0.46428
0.39488 |  | 0.46425
0.39488 |  | 0.46421
0.39485 |  | 0.46421
0.39485 |  | 0.46414
0.39485 |  | 0.46414
0.39485 |  | 0.4641
0.39482 |  | 0.4641
0.39478 |  | 0.46407
0.39478 |  | 0.464
0.3947 |  | 0.464
0.3947 |  | 0.46397
0.3947 |  | 0.46397
0.3947 |  | 0.46397
0.39467 |  | 0.46397
0.39467 |  | 0.46397
0.39467 |  | 0.46393
0.39467 |  | 0.46386
0.39467 |  | 0.46386
0.39463 |  | 0.46383
0.39463 |  | 0.46379
0.39463 |  | 0.46379
0.39463 |  | 0.46379
0.39463 |  | 0.46372
0.39463 |  | 0.46372
0.39463 |  | 0.46372
0.39456 |  | 0.46369
0.39448 |  | 0.46369
0.39448 |  | 0.46362
0.39448 |  | 0.46362
0.39448 |  | 0.46362
0.39448 |  | 0.46359
0.39445 |  | 0.46355
0.39441 |  | 0.46352
0.39441 |  | 0.46348
0.39441 |  | 0.46341
0.39441 |  | 0.46341
0.39437 |  | 0.46341
0.39437 |  | 0.46338
0.39434 |  | 0.46338
0.3943 |  | 0.46338
0.3943 |  | 0.46338
0.39427 |  | 0.46328
0.39419 |  | 0.46324
0.39419 |  | 0.46324
0.39419 |  | 0.46324
0.39419 |  | 0.46324
0.39416 |  | 0.46317
0.39412 |  | 0.4631
0.39412 |  | 0.4631
0.39412 |  | 0.4631
0.39409 |  | 0.4631
0.39409 |  | 0.46307
0.39409 |  | 0.46307
0.39405 |  | 0.463
0.39402 |  | 0.46297
0.39402 |  | 0.46297
0.39402 |  | 0.46293
0.39402 |  | 0.4629
0.39394 |  | 0.4629
0.39394 |  | 0.4629
0.39394 |  | 0.46286
0.39394 |  | 0.46286
0.39391 |  | 0.46286
0.39391 |  | 0.46279
0.39387 |  | 0.46279
0.39387 |  | 0.46279
0.39387 |  | 0.46276
0.39383 |  | 0.46272
0.39383 |  | 0.46269
0.39383 |  | 0.46265
0.3938 |  | 0.46265
0.39373 |  | 0.46262
0.39373 |  | 0.46262
0.39369 |  | 0.46259
0.39369 |  | 0.46255
0.39369 |  | 0.46255
0.39369 |  | 0.46255
0.39365 |  | 0.46251
0.39362 |  | 0.46242
0.39362 |  | 0.46238
0.39362 |  | 0.46238
0.39362 |  | 0.46234
0.39354 |  | 0.46228
0.39354 |  | 0.46228
0.39354 |  | 0.46228
0.39354 |  | 0.46228
0.39354 |  | 0.46221
0.39351 |  | 0.46214
0.39347 |  | 0.46214
0.39347 |  | 0.46214
0.39343 |  | 0.46214
0.3934 |  | 0.46211
0.3934 |  | 0.46211
0.3934 |  | 0.46211
0.3934 |  | 0.46208
0.3934 |  | 0.46197
0.3934 |  | 0.46197
0.39332 |  | 0.46197
0.39329 |  | 0.46194
0.39329 |  | 0.4619
0.39329 |  | 0.46186
0.39329 |  | 0.46183
0.39329 |  | 0.46183
0.39325 |  | 0.46183
0.39325 |  | 0.46179
0.39318 |  | 0.46173
0.39318 |  | 0.46173
0.39314 |  | 0.46166
0.39314 |  | 0.46166
0.39311 |  | 0.46166
0.39311 |  | 0.46166
0.39311 |  | 0.46162
0.39311 |  | 0.46159
0.39304 |  | 0.46156
0.393 |  | 0.46148
0.393 |  | 0.46145
0.393 |  | 0.46145
0.393 |  | 0.46145
0.393 |  | 0.46141
0.393 |  | 0.46141
0.393 |  | 0.46141
0.393 |  | 0.46138
0.39296 |  | 0.46138
0.39296 |  | 0.46131
0.39293 |  | 0.46128
0.39285 |  | 0.46124
0.39285 |  | 0.46124
0.39282 |  | 0.46121
0.39282 |  | 0.46117
0.39282 |  | 0.46114
0.39282 |  | 0.46114
0.39282 |  | 0.46114
0.39282 |  | 0.46107
0.39278 |  | 0.46107
0.39275 |  | 0.46107
0.39271 |  | 0.461
0.39271 |  | 0.46094
0.39268 |  | 0.4609
0.39268 |  | 0.4609
0.39268 |  | 0.4609
0.39264 |  | 0.46087
0.3926 |  | 0.46084
0.3926 |  | 0.4608
0.3926 |  | 0.4608
0.3926 |  | 0.46077
0.39257 |  | 0.46077
0.39253 |  | 0.46073
0.39253 |  | 0.46066
0.39253 |  | 0.46066
0.3925 |  | 0.46066
0.39246 |  | 0.46063
0.39242 |  | 0.46063
0.39242 |  | 0.46063
0.39242 |  | 0.46063
0.39242 |  | 0.46059
0.39242 |  | 0.46059
0.39242 |  | 0.46052
0.39239 |  | 0.46048
0.39239 |  | 0.46046
0.39235 |  | 0.46046
0.39235 |  | 0.46046
0.39235 |  | 0.46042
0.39232 |  | 0.46039
0.39232 |  | 0.46036
0.39224 |  | 0.46036
0.39224 |  | 0.46032
0.39224 |  | 0.46032
0.39224 |  | 0.46029
0.3922 |  | 0.46018
0.39217 |  | 0.46018
0.39217 |  | 0.46018
0.39217 |  | 0.46018
0.39213 |  | 0.46015
0.39213 |  | 0.46008
0.39209 |  | 0.46008
0.39209 |  | 0.46008
0.39209 |  | 0.46001
0.39209 |  | 0.45997
0.39202 |  | 0.45994
0.39198 |  | 0.45994
0.39198 |  | 0.4599
0.39198 |  | 0.4599
0.39195 |  | 0.45987
0.39195 |  | 0.45987
0.39191 |  | 0.45987
0.39188 |  | 0.45984
0.39188 |  | 0.45984
0.39184 |  | 0.45984
0.39184 |  | 0.45973
0.39184 |  | 0.45973
0.39184 |  | 0.45973
0.39184 |  | 0.45969
0.3918 |  | 0.45966
0.3918 |  | 0.45959
0.39177 |  | 0.45956
0.39173 |  | 0.45956
0.39173 |  | 0.45956
0.3917 |  | 0.45952
0.39166 |  | 0.45949
0.39166 |  | 0.45949
0.39166 |  | 0.45949
0.39166 |  | 0.45945
0.39166 |  | 0.45945
0.39166 |  | 0.45942
0.39162 |  | 0.45939
0.39158 |  | 0.45935
0.39158 |  | 0.45932
0.39155 |  | 0.45928
0.39151 |  | 0.45928
0.39151 |  | 0.45918
0.39151 |  | 0.45915
0.39147 |  | 0.45915
0.39147 |  | 0.45915
0.39147 |  | 0.45915
0.39147 |  | 0.45915
0.39144 |  | 0.45911
0.39144 |  | 0.45904
0.39144 |  | 0.45904
0.39144 |  | 0.45904
0.39144 |  | 0.45901
0.3914 |  | 0.45897
0.39133 |  | 0.45894
0.39133 |  | 0.4589
0.39133 |  | 0.4589
0.39129 |  | 0.4589
0.39125 |  | 0.45887
0.39122 |  | 0.45877
0.39122 |  | 0.45877
0.39122 |  | 0.45873
0.39122 |  | 0.45873
0.39118 |  | 0.45873
0.39118 |  | 0.45873
0.39115 |  | 0.4587
0.39111 |  | 0.45866
0.39107 |  | 0.45862
0.39107 |  | 0.4586
0.39107 |  | 0.45852
0.39104 |  | 0.45852
0.39104 |  | 0.45849
0.391 |  | 0.45841
0.391 |  | 0.45841
0.391 |  | 0.45841
0.39096 |  | 0.45841
0.39096 |  | 0.45838
0.39089 |  | 0.45835
0.39089 |  | 0.45835
0.39085 |  | 0.45831
0.39085 |  | 0.45824
0.39085 |  | 0.4582
0.39085 |  | 0.4582
0.39085 |  | 0.45817
0.39085 |  | 0.45817
0.39085 |  | 0.45813
0.39082 |  | 0.45813
0.39078 |  | 0.45811
0.39074 |  | 0.45807
0.39074 |  | 0.45803
0.39067 |  | 0.45803
0.39067 |  | 0.45799
0.39067 |  | 0.45796
0.39067 |  | 0.45793
0.39067 |  | 0.45793
0.39064 |  | 0.4579
0.39064 |  | 0.4579
0.39064 |  | 0.4579
0.39064 |  | 0.4579
0.39064 |  | 0.45783
0.3906 |  | 0.45772
0.39057 |  | 0.45772
0.39053 |  | 0.45772
0.3905 |  | 0.45772
0.39046 |  | 0.45772
0.39046 |  | 0.45769
0.39046 |  | 0.45765
0.39042 |  | 0.45759
0.39042 |  | 0.45755
0.39042 |  | 0.45751
0.39038 |  | 0.45748
0.39035 |  | 0.45748
0.39031 |  | 0.45744
0.39031 |  | 0.45744
0.39031 |  | 0.45741
0.39028 |  | 0.45738
0.39028 |  | 0.45734
0.39024 |  | 0.45731
0.39021 |  | 0.45731
0.39021 |  | 0.45723
0.39021 |  | 0.45723
0.39021 |  | 0.45717
0.39017 |  | 0.45717
0.39017 |  | 0.45713
0.39017 |  | 0.4571
0.39013 |  | 0.4571
0.39013 |  | 0.45706
0.3901 |  | 0.45706
0.39006 |  | 0.45706
0.39002 |  | 0.457
0.39002 |  | 0.45693
0.39002 |  | 0.45693
0.39002 |  | 0.45689
0.38992 |  | 0.45682
0.38988 |  | 0.45682
0.38988 |  | 0.45682
0.38988 |  | 0.45679
0.38988 |  | 0.45679
0.38985 |  | 0.45672
0.38985 |  | 0.45668
0.38981 |  | 0.45668
0.38977 |  | 0.45661
0.38977 |  | 0.45661
0.38977 |  | 0.45658
0.38974 |  | 0.45655
0.3897 |  | 0.45655
0.3897 |  | 0.45655
0.38966 |  | 0.45651
0.38963 |  | 0.45647
0.38963 |  | 0.4564
0.38963 |  | 0.45637
0.38963 |  | 0.45637
0.38963 |  | 0.45634
0.38963 |  | 0.4563
0.38959 |  | 0.45627
0.38955 |  | 0.45623
0.38952 |  | 0.4562
0.38948 |  | 0.45616
0.38948 |  | 0.45613
0.38948 |  | 0.45613
0.38944 |  | 0.4561
0.38937 |  | 0.45606
0.38934 |  | 0.45603
0.38934 |  | 0.45603
0.38934 |  | 0.45599
0.38934 |  | 0.45599
0.38934 |  | 0.45596
0.38934 |  | 0.45592
0.38934 |  | 0.45589
0.3893 |  | 0.45585
0.3893 |  | 0.45582
0.3893 |  | 0.45582
0.38926 |  | 0.45578
0.38926 |  | 0.45578
0.38926 |  | 0.45575
0.38926 |  | 0.45575
0.38919 |  | 0.45565
0.38916 |  | 0.45561
0.38916 |  | 0.45561
0.38912 |  | 0.45558
0.38912 |  | 0.45555
0.38912 |  | 0.45551
0.38912 |  | 0.45551
0.38905 |  | 0.45544
0.38905 |  | 0.45541
0.38905 |  | 0.45538
0.38905 |  | 0.45538
0.38905 |  | 0.45538
0.38905 |  | 0.45534
0.38905 |  | 0.45534
0.38901 |  | 0.45528
0.38901 |  | 0.45524
0.38898 |  | 0.4552
0.38898 |  | 0.4552
0.38894 |  | 0.45517
0.3889 |  | 0.45514
0.3889 |  | 0.4551
0.3889 |  | 0.45507
0.38887 |  | 0.45504
0.38887 |  | 0.455
0.38883 |  | 0.45497
0.38883 |  | 0.45497
0.38883 |  | 0.45497
0.38879 |  | 0.45497
0.38876 |  | 0.4549
0.38872 |  | 0.45483
0.38872 |  | 0.45483
0.38872 |  | 0.45483
0.38872 |  | 0.45479
0.38869 |  | 0.45476
0.38869 |  | 0.45476
0.38865 |  | 0.45473
0.38865 |  | 0.45469
0.38865 |  | 0.45469
0.38865 |  | 0.45469
0.38861 |  | 0.45469
0.38858 |  | 0.45462
0.38854 |  | 0.45458
0.38854 |  | 0.45458
0.38854 |  | 0.45452
0.38854 |  | 0.45448
0.38851 |  | 0.45448
0.38847 |  | 0.45448
0.38847 |  | 0.45441
0.38847 |  | 0.45439
0.38844 |  | 0.45435
0.38841 |  | 0.45435
0.38841 |  | 0.45431
0.38841 |  | 0.45425
0.38837 |  | 0.45421
0.38837 |  | 0.45421
0.38837 |  | 0.45421
0.38833 |  | 0.45418
0.38826 |  | 0.45414
0.38826 |  | 0.45411
0.38826 |  | 0.45408
0.38826 |  | 0.45408
0.38826 |  | 0.454
0.38819 |  | 0.454
0.38819 |  | 0.454
0.38819 |  | 0.45397
0.38819 |  | 0.45397
0.38819 |  | 0.45393
0.38819 |  | 0.45393
0.38819 |  | 0.4539
0.38819 |  | 0.45387
0.38807 |  | 0.45387
0.38804 |  | 0.45383
0.38804 |  | 0.45379
0.38804 |  | 0.45376
0.38801 |  | 0.45376
0.38801 |  | 0.45376
0.38796 |  | 0.45373
0.38793 |  | 0.45369
0.38793 |  | 0.45365
0.3879 |  | 0.45362
0.3879 |  | 0.45362
0.38786 |  | 0.45358
0.38786 |  | 0.45352
0.38786 |  | 0.45352
0.38783 |  | 0.45352
0.38775 |  | 0.45352
0.38775 |  | 0.45352
0.38775 |  | 0.45352
0.38772 |  | 0.45344
0.38772 |  | 0.45341
0.38772 |  | 0.45331
0.38772 |  | 0.45327
0.38768 |  | 0.45324
0.38768 |  | 0.45324
0.38768 |  | 0.45324
0.38765 |  | 0.4532
0.38757 |  | 0.45316
0.38757 |  | 0.45316
0.38757 |  | 0.45316
0.38757 |  | 0.4531
0.38757 |  | 0.45306
0.38757 |  | 0.45303
0.38754 |  | 0.45303
0.38754 |  | 0.45303
0.38754 |  | 0.45292
0.3875 |  | 0.45292
0.3875 |  | 0.45292
0.3875 |  | 0.45292
0.3875 |  | 0.45292
0.3875 |  | 0.45289
0.38747 |  | 0.45289
0.38743 |  | 0.45289
0.38739 |  | 0.45289
0.38739 |  | 0.45282
0.38736 |  | 0.45275
0.38732 |  | 0.45272
0.38732 |  | 0.45272
0.38732 |  | 0.45268
0.38732 |  | 0.45265
0.38729 |  | 0.45265
0.38729 |  | 0.45265
0.38729 |  | 0.45265
0.38725 |  | 0.45254
0.38721 |  | 0.45248
0.38721 |  | 0.45248
0.38721 |  | 0.45244
0.38721 |  | 0.45244
0.38718 |  | 0.45244
0.38718 |  | 0.45244
0.38718 |  | 0.45241
0.38714 |  | 0.45238
0.3871 |  | 0.45234
0.38707 |  | 0.45234
0.38707 |  | 0.45228
0.38703 |  | 0.45224
0.387 |  | 0.45224
0.387 |  | 0.45224
0.387 |  | 0.45221
0.387 |  | 0.45221
0.38696 |  | 0.45214
0.38692 |  | 0.4521
0.38692 |  | 0.4521
0.38692 |  | 0.45207
0.38689 |  | 0.45203
0.38689 |  | 0.45203
0.38689 |  | 0.45203
0.38685 |  | 0.452
0.38681 |  | 0.452
0.38678 |  | 0.45197
0.38671 |  | 0.45193
0.38671 |  | 0.45193
0.38671 |  | 0.45186
0.38671 |  | 0.45186
0.38671 |  | 0.45186
0.38671 |  | 0.45182
0.38671 |  | 0.45179
0.38671 |  | 0.45176
0.38671 |  | 0.45169
0.38668 |  | 0.45169
0.38668 |  | 0.45169
0.3866 |  | 0.45169
0.3866 |  | 0.45165
0.3866 |  | 0.45159
0.3866 |  | 0.45155
0.38657 |  | 0.45155
0.38657 |  | 0.45155
0.38653 |  | 0.45148
0.38653 |  | 0.45148
0.38653 |  | 0.45148
0.38646 |  | 0.45141
0.38646 |  | 0.45141
0.38642 |  | 0.45141
0.38642 |  | 0.45137
0.38639 |  | 0.45131
0.38639 |  | 0.45127
0.38639 |  | 0.45127
0.38639 |  | 0.45124
0.38639 |  | 0.45124
0.38634 |  | 0.45124
0.38631 |  | 0.45124
0.38627 |  | 0.45124
0.38624 |  | 0.4512
0.38621 |  | 0.45117
0.38621 |  | 0.4511
0.38621 |  | 0.4511
0.38621 |  | 0.45106
0.38616 |  | 0.45106
0.38616 |  | 0.45099
0.38616 |  | 0.45099
0.38616 |  | 0.45099
0.38616 |  | 0.45099
0.38616 |  | 0.45099
0.38613 |  | 0.45089
0.38613 |  | 0.45089
0.38605 |  | 0.45086
0.38599 |  | 0.45082
0.38599 |  | 0.45082
0.38599 |  | 0.45078
0.38599 |  | 0.45075
0.38599 |  | 0.45072
0.38599 |  | 0.45072
0.38599 |  | 0.45069
0.38595 |  | 0.45069
0.38595 |  | 0.45069
0.38591 |  | 0.45061
0.38591 |  | 0.45061
0.38591 |  | 0.45058
0.38587 |  | 0.45058
0.38587 |  | 0.45054
0.38587 |  | 0.45054
0.3858 |  | 0.45048
0.3858 |  | 0.45048
0.3858 |  | 0.45044
0.38576 |  | 0.45041
0.38573 |  | 0.45041
0.38573 |  | 0.45038
0.38573 |  | 0.4503
0.38569 |  | 0.45027
0.38569 |  | 0.45027
0.38565 |  | 0.45027
0.38565 |  | 0.45023
0.38565 |  | 0.45023
0.38565 |  | 0.4502
0.38557 |  | 0.45017
0.38551 |  | 0.45013
0.38551 |  | 0.45013
0.38551 |  | 0.45013
0.38551 |  | 0.4501
0.38547 |  | 0.45003
0.38547 |  | 0.45003
0.38547 |  | 0.44999
0.3854 |  | 0.4499
0.38536 |  | 0.4499
0.38536 |  | 0.44986
0.38536 |  | 0.44986
0.38533 |  | 0.44986
0.38533 |  | 0.44975
0.38529 |  | 0.44975
0.38529 |  | 0.44972
0.38529 |  | 0.44972
0.38525 |  | 0.44969
0.38525 |  | 0.44961
0.38525 |  | 0.44961
0.38525 |  | 0.44958
0.38525 |  | 0.44958
0.38518 |  | 0.44958
0.38518 |  | 0.44954
0.38514 |  | 0.44952
0.38511 |  | 0.44952
0.38511 |  | 0.44948
0.38511 |  | 0.44948
0.38511 |  | 0.44944
0.38507 |  | 0.44941
0.38504 |  | 0.44941
0.38504 |  | 0.44941
0.38496 |  | 0.44937
0.38493 |  | 0.44933
0.38493 |  | 0.44923
0.38493 |  | 0.44923
0.38493 |  | 0.44923
0.38489 |  | 0.44923
0.38489 |  | 0.4492
0.38486 |  | 0.44916
0.38486 |  | 0.44913
0.38486 |  | 0.44906
0.38482 |  | 0.44903
0.38482 |  | 0.44903
0.38478 |  | 0.44899
0.38475 |  | 0.44899
0.38475 |  | 0.44896
0.38475 |  | 0.44892
0.38475 |  | 0.44892
0.38471 |  | 0.44892
0.38467 |  | 0.44886
0.38467 |  | 0.44886
0.38464 |  | 0.44882
0.38464 |  | 0.44882
0.3846 |  | 0.44878
0.3846 |  | 0.44871
0.3846 |  | 0.44868
0.3846 |  | 0.44868
0.3846 |  | 0.44861
0.38456 |  | 0.44858
0.38453 |  | 0.44858
0.38446 |  | 0.44854
0.38446 |  | 0.44851
0.38442 |  | 0.44851
0.38442 |  | 0.44851
0.38442 |  | 0.44848
0.38442 |  | 0.44845
0.38435 |  | 0.44842
0.38435 |  | 0.44838
0.38432 |  | 0.44834
0.38432 |  | 0.44834
0.38432 |  | 0.4483
0.38432 |  | 0.44824
0.38428 |  | 0.44824
0.38428 |  | 0.44824
0.38428 |  | 0.44817
0.38425 |  | 0.44813
0.38417 |  | 0.44813
0.38417 |  | 0.44813
0.38417 |  | 0.44806
0.38417 |  | 0.44802
0.38417 |  | 0.448
0.38417 |  | 0.448
0.38414 |  | 0.448
0.38414 |  | 0.44789
0.38414 |  | 0.44786
0.3841 |  | 0.44786
0.38406 |  | 0.44779
0.38403 |  | 0.44779
0.38403 |  | 0.44779
0.38403 |  | 0.44779
0.38403 |  | 0.44779
0.38403 |  | 0.44769
0.38399 |  | 0.44766
0.38396 |  | 0.44766
0.38392 |  | 0.44762
0.38392 |  | 0.44762
0.38388 |  | 0.44762
0.38388 |  | 0.44752
0.38388 |  | 0.44752
0.38385 |  | 0.44752
0.38381 |  | 0.44752
0.38381 |  | 0.44749
0.38377 |  | 0.44741
0.38377 |  | 0.44741
0.38374 |  | 0.44741
0.3837 |  | 0.44741
0.3837 |  | 0.44734
0.3837 |  | 0.44731
0.3837 |  | 0.44724
0.3837 |  | 0.44724
0.38363 |  | 0.44717
0.38363 |  | 0.44713
0.38363 |  | 0.44713
0.38356 |  | 0.44713
0.38348 |  | 0.44713
0.38344 |  | 0.4471
0.38344 |  | 0.4471
0.38341 |  | 0.44706
0.38341 |  | 0.44699
0.38341 |  | 0.44696
0.38341 |  | 0.44692
0.38341 |  | 0.44692
0.38341 |  | 0.44692
0.38341 |  | 0.44692
0.38337 |  | 0.44685
0.38333 |  | 0.44682
0.3833 |  | 0.44679
0.3833 |  | 0.44675
0.38327 |  | 0.44675
0.38323 |  | 0.44673
0.38323 |  | 0.44673
0.38323 |  | 0.44673
0.38315 |  | 0.44666
0.38315 |  | 0.44662
0.38315 |  | 0.44662
0.38312 |  | 0.44658
0.38312 |  | 0.44655
0.38312 |  | 0.44655
0.38312 |  | 0.44647
0.38312 |  | 0.44645
0.38308 |  | 0.44645
0.38308 |  | 0.44637
0.38304 |  | 0.44637
0.38304 |  | 0.44634
0.38304 |  | 0.44631
0.38301 |  | 0.44627
0.38301 |  | 0.44624
0.38297 |  | 0.44624
0.38297 |  | 0.44624
0.3829 |  | 0.4462
0.3829 |  | 0.4462
0.38283 |  | 0.44617
0.38283 |  | 0.44607
0.38283 |  | 0.44607
0.38283 |  | 0.44607
0.38283 |  | 0.44607
0.38283 |  | 0.44607
0.38283 |  | 0.44604
0.38283 |  | 0.446
0.3828 |  | 0.446
0.38276 |  | 0.4459
0.38276 |  | 0.44586
0.38272 |  | 0.44586
0.38268 |  | 0.44586
0.38265 |  | 0.44583
0.38262 |  | 0.44579
0.38262 |  | 0.44579
0.38262 |  | 0.44569
0.38262 |  | 0.44569
0.38258 |  | 0.44569
0.38258 |  | 0.44566
0.38258 |  | 0.44562
0.38254 |  | 0.44559
0.38251 |  | 0.44559
0.38251 |  | 0.44559
0.38251 |  | 0.44555
0.38251 |  | 0.44551
0.38251 |  | 0.44548
0.38251 |  | 0.44541
0.38247 |  | 0.44541
0.38247 |  | 0.44541
0.38244 |  | 0.44535
0.38244 |  | 0.44535
0.38244 |  | 0.44531
0.3824 |  | 0.44528
0.38236 |  | 0.44528
0.38233 |  | 0.44524
0.38233 |  | 0.4452
0.38233 |  | 0.4452
0.38233 |  | 0.4452
0.38233 |  | 0.44517
0.38233 |  | 0.44514
0.38229 |  | 0.44514
0.38225 |  | 0.4451
0.38225 |  | 0.44503
0.38225 |  | 0.44503
0.38225 |  | 0.44503
0.38222 |  | 0.445
0.38218 |  | 0.445
0.38218 |  | 0.445
0.38215 |  | 0.44496
0.38215 |  | 0.44489
0.38215 |  | 0.44486
0.38207 |  | 0.44482
0.38207 |  | 0.44475
0.38204 |  | 0.44475
0.38204 |  | 0.44475
0.38196 |  | 0.44475
0.38196 |  | 0.44475
0.38196 |  | 0.44472
0.38193 |  | 0.44465
0.38193 |  | 0.44462
0.38193 |  | 0.44458
0.38193 |  | 0.44458
0.38189 |  | 0.44454
0.38189 |  | 0.44454
0.38185 |  | 0.44454
0.38185 |  | 0.44454
0.38185 |  | 0.44451
0.38182 |  | 0.44447
0.38182 |  | 0.44441
0.38175 |  | 0.44437
0.38175 |  | 0.44434
0.38175 |  | 0.4443
0.38175 |  | 0.4443
0.38171 |  | 0.4443
0.38171 |  | 0.44427
0.38167 |  | 0.4442
0.38167 |  | 0.4442
0.38167 |  | 0.44413
0.38164 |  | 0.44413
0.3816 |  | 0.44413
0.3816 |  | 0.4441
0.3816 |  | 0.4441
0.3816 |  | 0.44403
0.38153 |  | 0.44403
0.38153 |  | 0.44403
0.38153 |  | 0.44399
0.38149 |  | 0.44392
0.38149 |  | 0.44392
0.38145 |  | 0.44392
0.38142 |  | 0.44392
0.38142 |  | 0.44389
0.38138 |  | 0.44389
0.38138 |  | 0.44382
0.38134 |  | 0.44378
0.38134 |  | 0.44378
0.38131 |  | 0.44378
0.38127 |  | 0.44375
0.38127 |  | 0.44375
0.38124 |  | 0.44375
0.38124 |  | 0.44372
0.38124 |  | 0.44365
0.38124 |  | 0.44365
0.3812 |  | 0.44362
0.3812 |  | 0.44358
0.38117 |  | 0.44358
0.38117 |  | 0.44358
0.38113 |  | 0.44358
0.38109 |  | 0.44354
0.38106 |  | 0.44351
0.38106 |  | 0.44351
0.38106 |  | 0.44341
0.38106 |  | 0.44341
0.38106 |  | 0.44341
0.38099 |  | 0.44337
0.38099 |  | 0.44337
0.38095 |  | 0.44337
0.38095 |  | 0.44337
0.38095 |  | 0.44334
0.38091 |  | 0.44331
0.38091 |  | 0.4432
0.38091 |  | 0.44317
0.38088 |  | 0.44313
0.38088 |  | 0.44313
0.38088 |  | 0.44313
0.38081 |  | 0.44307
0.38081 |  | 0.443
0.38073 |  | 0.443
0.38073 |  | 0.443
0.3807 |  | 0.443
0.3807 |  | 0.443
0.3807 |  | 0.44296
0.3807 |  | 0.44293
0.3807 |  | 0.44293
0.3807 |  | 0.44282
0.38066 |  | 0.44282
0.38066 |  | 0.44275
0.38059 |  | 0.44275
0.38059 |  | 0.44275
0.38055 |  | 0.44275
0.38055 |  | 0.44272
0.38055 |  | 0.44272
0.38055 |  | 0.44272
0.38052 |  | 0.44269
0.38052 |  | 0.44265
0.38052 |  | 0.44261
0.38045 |  | 0.44258
0.38045 |  | 0.44258
0.38041 |  | 0.44251
0.38041 |  | 0.44251
0.38037 |  | 0.44251
0.3803 |  | 0.44248
0.3803 |  | 0.44244
0.3803 |  | 0.44244
0.3803 |  | 0.44244
0.3803 |  | 0.4424
0.38023 |  | 0.44237
0.38023 |  | 0.4423
0.38023 |  | 0.44227
0.38019 |  | 0.44227
0.38019 |  | 0.44223
0.38015 |  | 0.44223
0.38015 |  | 0.44216
0.38015 |  | 0.44216
0.38009 |  | 0.44213
0.38005 |  | 0.44213
0.38005 |  | 0.44209
0.38005 |  | 0.44202
0.38005 |  | 0.44199
0.37998 |  | 0.44196
0.37998 |  | 0.44196
0.37998 |  | 0.44196
0.37998 |  | 0.44192
0.37991 |  | 0.44185
0.37987 |  | 0.44182
0.37987 |  | 0.44182
0.37987 |  | 0.44182
0.37983 |  | 0.44182
0.37983 |  | 0.44175
0.37983 |  | 0.44172
0.37983 |  | 0.44168
0.37979 |  | 0.44168
0.37975 |  | 0.44165
0.37968 |  | 0.44165
0.37965 |  | 0.44158
0.37965 |  | 0.44158
0.37961 |  | 0.44158
0.37961 |  | 0.44155
0.37958 |  | 0.44155
0.37958 |  | 0.44155
0.37958 |  | 0.44151
0.37951 |  | 0.44145
0.37944 |  | 0.44141
0.37944 |  | 0.44141
0.37944 |  | 0.44137
0.37944 |  | 0.44131
0.37944 |  | 0.44131
0.37944 |  | 0.44131
0.37941 |  | 0.44131
0.37941 |  | 0.44127
0.37936 |  | 0.44124
0.37933 |  | 0.4412
0.37933 |  | 0.4412
0.37929 |  | 0.4412
0.37929 |  | 0.44117
0.37929 |  | 0.44114
0.37918 |  | 0.44114
0.37918 |  | 0.44114
0.37918 |  | 0.4411
0.37918 |  | 0.44106
0.37914 |  | 0.44103
0.37911 |  | 0.441
0.37907 |  | 0.441
0.37907 |  | 0.44093
0.37907 |  | 0.44093
0.37907 |  | 0.44093
0.37901 |  | 0.44093
0.37896 |  | 0.44089
0.37896 |  | 0.44089
0.37896 |  | 0.44085
0.37896 |  | 0.44085
0.37896 |  | 0.44083
0.37893 |  | 0.44079
0.37889 |  | 0.44075
0.37889 |  | 0.44075
0.37885 |  | 0.44072
0.37882 |  | 0.44068
0.37882 |  | 0.44068
0.37882 |  | 0.44068
0.37882 |  | 0.44065
0.37882 |  | 0.44065
0.37882 |  | 0.44058
0.37878 |  | 0.44054
0.37878 |  | 0.44054
0.37871 |  | 0.44051
0.37871 |  | 0.44051
0.37867 |  | 0.44051
0.37867 |  | 0.44051
0.37867 |  | 0.44048
0.37864 |  | 0.44044
0.3786 |  | 0.44044
0.3786 |  | 0.44037
0.3786 |  | 0.44037
0.37856 |  | 0.44034
0.37853 |  | 0.4403
0.37853 |  | 0.4403
0.37846 |  | 0.44027
0.37846 |  | 0.44027
0.37846 |  | 0.4402
0.37842 |  | 0.4402
0.37842 |  | 0.4402
0.37842 |  | 0.44016
0.37842 |  | 0.44009
0.37842 |  | 0.44006
0.37835 |  | 0.44006
0.37831 |  | 0.44003
0.37831 |  | 0.44003
0.37828 |  | 0.43999
0.37821 |  | 0.43995
0.37817 |  | 0.43992
0.37817 |  | 0.43988
0.37817 |  | 0.43986
0.37817 |  | 0.43986
0.37817 |  | 0.43986
0.37817 |  | 0.43982
0.37813 |  | 0.43975
0.37813 |  | 0.43975
0.37813 |  | 0.43971
0.37813 |  | 0.43967
0.37803 |  | 0.43957
0.37799 |  | 0.43957
0.37799 |  | 0.43957
0.37799 |  | 0.43954
0.37799 |  | 0.43954
0.37799 |  | 0.4395
0.37799 |  | 0.4395
0.37799 |  | 0.43947
0.37799 |  | 0.43944
0.37799 |  | 0.43937
0.37792 |  | 0.43933
0.37785 |  | 0.43933
0.37781 |  | 0.43926
0.37781 |  | 0.43926
0.37781 |  | 0.43923
0.37781 |  | 0.43916
0.37781 |  | 0.43916
0.37781 |  | 0.43916
0.37781 |  | 0.43916
0.37781 |  | 0.43913
0.3777 |  | 0.43913
0.37767 |  | 0.4391
0.37763 |  | 0.43907
0.37763 |  | 0.43907
0.37763 |  | 0.43899
0.3776 |  | 0.43893
0.3776 |  | 0.43893
0.3776 |  | 0.43893
0.37752 |  | 0.43886
0.37752 |  | 0.43886
0.37745 |  | 0.43882
0.37745 |  | 0.43879
0.37742 |  | 0.43879
0.37742 |  | 0.43872
0.37742 |  | 0.43872
0.37742 |  | 0.43872
0.37742 |  | 0.43865
0.37742 |  | 0.43865
0.37738 |  | 0.43862
0.37738 |  | 0.43862
0.37731 |  | 0.43858
0.37731 |  | 0.43858
0.37728 |  | 0.43851
0.37724 |  | 0.43847
0.37724 |  | 0.43847
0.37724 |  | 0.43844
0.3772 |  | 0.43837
0.3772 |  | 0.43834
0.3772 |  | 0.43834
0.37717 |  | 0.4383
0.37717 |  | 0.43827
0.37713 |  | 0.43827
0.37706 |  | 0.43824
0.37706 |  | 0.4382
0.37706 |  | 0.4382
0.37706 |  | 0.43816
0.37706 |  | 0.43813
0.37706 |  | 0.43813
0.37706 |  | 0.43809
0.37706 |  | 0.43809
0.37702 |  | 0.43806
0.37691 |  | 0.43803
0.37691 |  | 0.438
0.37688 |  | 0.43797
0.37688 |  | 0.43793
0.37688 |  | 0.4379
0.37684 |  | 0.43786
0.37684 |  | 0.43782
0.37684 |  | 0.43782
0.37684 |  | 0.43779
0.37684 |  | 0.43769
0.37681 |  | 0.43769
0.37681 |  | 0.43769
0.37678 |  | 0.43769
0.37674 |  | 0.43765
0.37666 |  | 0.43765
0.37666 |  | 0.43765
0.37666 |  | 0.43759
0.37663 |  | 0.43751
0.37663 |  | 0.43751
0.3766 |  | 0.43751
0.3766 |  | 0.43748
0.3766 |  | 0.43741
0.37656 |  | 0.43741
0.37653 |  | 0.43734
0.37653 |  | 0.43734
0.37649 |  | 0.43734
0.37649 |  | 0.43727
0.37649 |  | 0.43724
0.37645 |  | 0.4372
0.37642 |  | 0.4372
0.37638 |  | 0.4372
0.37635 |  | 0.43717
0.37635 |  | 0.4371
0.37631 |  | 0.4371
0.37631 |  | 0.4371
0.37631 |  | 0.4371
0.37631 |  | 0.43707
0.37631 |  | 0.43707
0.37628 |  | 0.43699
0.37628 |  | 0.43696
0.37624 |  | 0.43696
0.3762 |  | 0.4369
0.37613 |  | 0.43686
0.37613 |  | 0.43686
0.37606 |  | 0.43686
0.37606 |  | 0.43683
0.37606 |  | 0.43683
0.37602 |  | 0.43679
0.37602 |  | 0.43676
0.37602 |  | 0.43669
0.37599 |  | 0.43669
0.37595 |  | 0.43669
0.37595 |  | 0.43669
0.37595 |  | 0.43669
0.37595 |  | 0.43662
0.37591 |  | 0.43659
0.37584 |  | 0.43655
0.37584 |  | 0.43655
0.37584 |  | 0.43649
0.3758 |  | 0.43649
0.3758 |  | 0.43641
0.3758 |  | 0.43641
0.37577 |  | 0.43641
0.37577 |  | 0.43638
0.37577 |  | 0.43638
0.37577 |  | 0.43631
0.37577 |  | 0.43631
0.37573 |  | 0.43624
0.37573 |  | 0.43624
0.37573 |  | 0.43624
0.37573 |  | 0.43621
0.3757 |  | 0.43618
0.37566 |  | 0.43614
0.37566 |  | 0.43611
0.37562 |  | 0.43611
0.37562 |  | 0.43611
0.37562 |  | 0.43611
0.37559 |  | 0.43604
0.37548 |  | 0.436
0.37548 |  | 0.43597
0.37548 |  | 0.43597
0.37548 |  | 0.43597
0.37548 |  | 0.43594
0.37544 |  | 0.43587
0.37544 |  | 0.43587
0.37544 |  | 0.43584
0.37541 |  | 0.43584
0.37537 |  | 0.4358
0.37537 |  | 0.4358
0.37537 |  | 0.43577
0.37537 |  | 0.43577
0.37529 |  | 0.43573
0.37529 |  | 0.4357
0.37526 |  | 0.4357
0.37519 |  | 0.4357
0.37519 |  | 0.43566
0.37519 |  | 0.43564
0.37517 |  | 0.4356
0.37512 |  | 0.43557
0.37512 |  | 0.43553
0.37505 |  | 0.43553
0.37505 |  | 0.43553
0.37501 |  | 0.43553
0.37497 |  | 0.43553
0.37497 |  | 0.43546
0.3749 |  | 0.43539
0.3749 |  | 0.43536
0.3749 |  | 0.43536
0.3749 |  | 0.43529
0.3749 |  | 0.43526
0.37486 |  | 0.43526
0.37486 |  | 0.43522
0.37486 |  | 0.43518
0.37483 |  | 0.43518
0.37479 |  | 0.43515
0.37479 |  | 0.43508
0.37472 |  | 0.43505
0.37468 |  | 0.43505
0.37468 |  | 0.43501
0.37468 |  | 0.43498
0.37468 |  | 0.43498
0.37468 |  | 0.43494
0.37465 |  | 0.43494
0.37461 |  | 0.43491
0.37457 |  | 0.43484
0.37454 |  | 0.43484
0.37454 |  | 0.4348
0.37454 |  | 0.4348
0.37454 |  | 0.4348
0.37454 |  | 0.43474
0.3745 |  | 0.43474
0.3745 |  | 0.43474
0.3745 |  | 0.4347
0.37449 |  | 0.4347
0.37444 |  | 0.43467
0.37444 |  | 0.43467
0.37444 |  | 0.43467
0.37436 |  | 0.43467
0.37436 |  | 0.43463
0.37436 |  | 0.4346
0.37433 |  | 0.43457
0.37433 |  | 0.43453
0.37433 |  | 0.43446
0.37429 |  | 0.43446
0.37429 |  | 0.43446
0.37426 |  | 0.43446
0.37422 |  | 0.43439
0.37422 |  | 0.43439
0.37422 |  | 0.43435
0.37418 |  | 0.43435
0.37418 |  | 0.43432
0.37411 |  | 0.43432
0.37411 |  | 0.43428
0.37411 |  | 0.43422
0.37411 |  | 0.43422
0.37411 |  | 0.43418
0.37407 |  | 0.43418
0.37407 |  | 0.43418
0.37403 |  | 0.43415
0.374 |  | 0.43412
0.374 |  | 0.43412
0.37396 |  | 0.43412
0.37396 |  | 0.43408
0.37396 |  | 0.43404
0.37396 |  | 0.43397
0.37392 |  | 0.43397
0.37389 |  | 0.43397
0.37382 |  | 0.43394
0.37382 |  | 0.43391
0.37382 |  | 0.43383
0.37378 |  | 0.4338
0.37378 |  | 0.4338
0.37375 |  | 0.4338
0.37375 |  | 0.4338
0.37375 |  | 0.43373
0.37375 |  | 0.43369
0.37375 |  | 0.43369
0.37375 |  | 0.43363
0.37368 |  | 0.43363
0.37368 |  | 0.43363
0.37361 |  | 0.43359
0.37357 |  | 0.43359
0.37357 |  | 0.43355
0.37357 |  | 0.43355
0.37354 |  | 0.43352
0.37354 |  | 0.43348
0.37354 |  | 0.43345
0.37354 |  | 0.43345
0.37346 |  | 0.43342
0.37346 |  | 0.43342
0.37346 |  | 0.43342
0.37346 |  | 0.43339
0.37342 |  | 0.43339
0.37339 |  | 0.43332
0.37336 |  | 0.43328
0.37336 |  | 0.43328
0.37336 |  | 0.43328
0.37336 |  | 0.43328
0.37332 |  | 0.43325
0.37328 |  | 0.43319
0.37325 |  | 0.43315
0.37325 |  | 0.43315
0.37325 |  | 0.43315
0.37321 |  | 0.43304
0.37321 |  | 0.43304
0.37318 |  | 0.43304
0.3731 |  | 0.43304
0.3731 |  | 0.43301
0.3731 |  | 0.43294
0.3731 |  | 0.43294
0.3731 |  | 0.43294
0.3731 |  | 0.43294
0.3731 |  | 0.43287
0.37306 |  | 0.43284
0.37302 |  | 0.4328
0.37299 |  | 0.43277
0.37296 |  | 0.43273
0.37296 |  | 0.4327
0.37296 |  | 0.43267
0.37296 |  | 0.43267
0.37292 |  | 0.43267
0.37292 |  | 0.4326
0.37292 |  | 0.43256
0.37292 |  | 0.4325
0.37292 |  | 0.4325
0.37288 |  | 0.43246
0.37285 |  | 0.43243
0.37285 |  | 0.43243
0.37285 |  | 0.43239
0.37281 |  | 0.43239
0.37278 |  | 0.43233
0.37274 |  | 0.43229
0.37274 |  | 0.43225
0.37274 |  | 0.43222
0.37271 |  | 0.43219
0.37267 |  | 0.43219
0.37267 |  | 0.43215
0.37267 |  | 0.43215
0.37264 |  | 0.43212
0.37264 |  | 0.43208
0.37264 |  | 0.43204
0.37264 |  | 0.43204
0.3726 |  | 0.43204
0.3726 |  | 0.43204
0.3726 |  | 0.43201
0.37256 |  | 0.43197
0.37256 |  | 0.43197
0.37253 |  | 0.43197
0.37253 |  | 0.43187
0.37246 |  | 0.43184
0.37246 |  | 0.43184
0.37242 |  | 0.43184
0.37242 |  | 0.4318
0.37238 |  | 0.43174
0.37238 |  | 0.4317
0.37238 |  | 0.43159
0.37238 |  | 0.43159
0.37235 |  | 0.43156
0.37235 |  | 0.43156
0.37232 |  | 0.43156
0.37232 |  | 0.43156
0.37232 |  | 0.43153
0.37232 |  | 0.43149
0.37228 |  | 0.43142
0.3722 |  | 0.43142
0.3722 |  | 0.43139
0.3722 |  | 0.43135
0.3722 |  | 0.43135
0.3722 |  | 0.43135
0.3722 |  | 0.43128
0.3722 |  | 0.43128
0.37217 |  | 0.43124
0.3721 |  | 0.43114
0.37206 |  | 0.43114
0.37206 |  | 0.43114
0.37206 |  | 0.4311
0.37198 |  | 0.43107
0.37198 |  | 0.43107
0.37198 |  | 0.43107
0.37198 |  | 0.43096
0.37195 |  | 0.43093
0.37195 |  | 0.43093
0.37195 |  | 0.43086
0.37195 |  | 0.43082
0.37188 |  | 0.43082
0.3718 |  | 0.43082
0.3718 |  | 0.43079
0.3718 |  | 0.43072
0.3718 |  | 0.43069
0.3718 |  | 0.43069
0.37177 |  | 0.43065
0.37177 |  | 0.43065
0.37177 |  | 0.43062
0.37177 |  | 0.43054
0.37173 |  | 0.43051
0.37173 |  | 0.43051
0.37166 |  | 0.43051
0.37163 |  | 0.43048
0.37163 |  | 0.43045
0.37163 |  | 0.43042
0.37159 |  | 0.43035
0.37159 |  | 0.43028
0.37155 |  | 0.43025
0.37151 |  | 0.43025
0.37151 |  | 0.43025
0.37148 |  | 0.43025
0.37148 |  | 0.43021
0.37148 |  | 0.43018
0.37148 |  | 0.43011
0.37141 |  | 0.43011
0.37141 |  | 0.43007
0.37141 |  | 0.43007
0.37141 |  | 0.43001
0.37141 |  | 0.42997
0.37138 |  | 0.42994
0.3713 |  | 0.42991
0.3713 |  | 0.42991
0.3713 |  | 0.42991
0.37127 |  | 0.4298
0.37127 |  | 0.4298
0.37127 |  | 0.42973
0.37123 |  | 0.42973
0.37123 |  | 0.4297
0.37123 |  | 0.42966
0.37116 |  | 0.42966
0.37116 |  | 0.4296
0.37116 |  | 0.4296
0.37116 |  | 0.42956
0.37112 |  | 0.42956
0.37112 |  | 0.42956
0.37112 |  | 0.42953
0.37112 |  | 0.42953
0.37105 |  | 0.42949
0.37102 |  | 0.42945
0.37102 |  | 0.42942
0.37102 |  | 0.42942
0.37102 |  | 0.42939
0.37098 |  | 0.42935
0.37095 |  | 0.42932
0.37091 |  | 0.42932
0.37091 |  | 0.42932
0.37091 |  | 0.42929
0.37091 |  | 0.42925
0.37091 |  | 0.42921
0.37087 |  | 0.42918
0.37087 |  | 0.42918
0.37084 |  | 0.42918
0.37081 |  | 0.42918
0.37077 |  | 0.42918
0.37077 |  | 0.42908
0.37077 |  | 0.42904
0.37077 |  | 0.42904
0.37077 |  | 0.42904
0.37069 |  | 0.42898
0.37066 |  | 0.42898
0.37066 |  | 0.42898
0.37066 |  | 0.42891
0.37066 |  | 0.42891
0.37063 |  | 0.42887
0.37059 |  | 0.42887
0.37056 |  | 0.42883
0.37052 |  | 0.42877
0.37052 |  | 0.42873
0.37052 |  | 0.42873
0.37052 |  | 0.42873
0.37052 |  | 0.42866
0.37052 |  | 0.42866
0.37044 |  | 0.42863
0.37041 |  | 0.42863
0.37041 |  | 0.42863
0.37034 |  | 0.42863
0.37034 |  | 0.42856
0.37034 |  | 0.42856
0.37034 |  | 0.42856
0.3703 |  | 0.42849
0.3703 |  | 0.42846
0.37019 |  | 0.42846
0.37016 |  | 0.42843
0.37016 |  | 0.42839
0.37016 |  | 0.42835
0.37012 |  | 0.42835
0.37012 |  | 0.42832
0.37012 |  | 0.42832
0.37005 |  | 0.42832
0.37005 |  | 0.42832
0.37005 |  | 0.42832
0.37005 |  | 0.42822
0.37005 |  | 0.42818
0.37005 |  | 0.42814
0.37002 |  | 0.42814
0.36995 |  | 0.42814
0.36991 |  | 0.42811
0.36991 |  | 0.42811
0.36991 |  | 0.42803
0.36987 |  | 0.428
0.36987 |  | 0.42793
0.36983 |  | 0.42793
0.36983 |  | 0.42793
0.36983 |  | 0.4279
0.3698 |  | 0.42783
0.36977 |  | 0.4278
0.36977 |  | 0.4278
0.36969 |  | 0.42776
0.36969 |  | 0.42772
0.36969 |  | 0.42769
0.36969 |  | 0.42766
0.36966 |  | 0.42762
0.36962 |  | 0.42759
0.36959 |  | 0.42759
0.36959 |  | 0.42759
0.36955 |  | 0.42755
0.36955 |  | 0.42751
0.36955 |  | 0.42748
0.36955 |  | 0.42741
0.36944 |  | 0.42741
0.36944 |  | 0.42741
0.36944 |  | 0.42738
0.36944 |  | 0.42731
0.36944 |  | 0.42728
0.36944 |  | 0.4272
0.36944 |  | 0.4272
0.36941 |  | 0.4272
0.36936 |  | 0.42717
0.3693 |  | 0.42707
0.3693 |  | 0.42707
0.3693 |  | 0.42703
0.3693 |  | 0.42697
0.3693 |  | 0.42697
0.3693 |  | 0.42697
0.36926 |  | 0.42693
0.36926 |  | 0.42693
0.36923 |  | 0.42687
0.36919 |  | 0.42687
0.36919 |  | 0.42683
0.36912 |  | 0.42683
0.36912 |  | 0.42676
0.36909 |  | 0.42673
0.36909 |  | 0.42673
0.36905 |  | 0.42669
0.36905 |  | 0.42669
0.36905 |  | 0.42669
0.36902 |  | 0.42666
0.36898 |  | 0.42666
0.36898 |  | 0.42662
0.36894 |  | 0.42655
0.36894 |  | 0.42655
0.36891 |  | 0.42652
0.36891 |  | 0.42648
0.36891 |  | 0.42645
0.36891 |  | 0.42641
0.36891 |  | 0.42641
0.36888 |  | 0.42638
0.36884 |  | 0.42634
0.36873 |  | 0.42631
0.36873 |  | 0.42628
0.36873 |  | 0.42628
0.36873 |  | 0.42624
0.36873 |  | 0.42617
0.36873 |  | 0.42613
0.3687 |  | 0.42613
0.3687 |  | 0.42613
0.3687 |  | 0.42613
0.36866 |  | 0.42613
0.36863 |  | 0.42606
0.36863 |  | 0.42606
0.36859 |  | 0.42606
0.36855 |  | 0.42596
0.36855 |  | 0.42592
0.36852 |  | 0.42592
0.36848 |  | 0.42592
0.36848 |  | 0.42592
0.36848 |  | 0.42592
0.36844 |  | 0.42589
0.36844 |  | 0.42582
0.36837 |  | 0.42582
0.36834 |  | 0.42579
0.36834 |  | 0.42579
0.36834 |  | 0.42579
0.36826 |  | 0.42579
0.36826 |  | 0.42575
0.36826 |  | 0.42565
0.36826 |  | 0.42565
0.36826 |  | 0.42558
0.36826 |  | 0.42558
0.36823 |  | 0.42558
0.3682 |  | 0.42558
0.36816 |  | 0.42554
0.36816 |  | 0.42548
0.36808 |  | 0.42548
0.36808 |  | 0.42544
0.36805 |  | 0.4254
0.36802 |  | 0.4254
0.36802 |  | 0.4254
0.36802 |  | 0.42533
0.36802 |  | 0.4253
0.36802 |  | 0.42523
0.36802 |  | 0.42523
0.36798 |  | 0.42523
0.36791 |  | 0.42523
0.36791 |  | 0.4252
0.36787 |  | 0.42513
0.36784 |  | 0.42513
0.36784 |  | 0.4251
0.36784 |  | 0.4251
0.36784 |  | 0.4251
0.3678 |  | 0.42503
0.3678 |  | 0.42503
0.36777 |  | 0.42496
0.36777 |  | 0.42493
0.36773 |  | 0.42493
0.36766 |  | 0.42493
0.36766 |  | 0.42489
0.36766 |  | 0.42489
0.36766 |  | 0.42485
0.36762 |  | 0.42482
0.36759 |  | 0.42478
0.36759 |  | 0.42478
0.36759 |  | 0.42475
0.36759 |  | 0.42468
0.36755 |  | 0.42468
0.36752 |  | 0.42468
0.36752 |  | 0.42465
0.36752 |  | 0.42461
0.36748 |  | 0.42461
0.36748 |  | 0.42461
0.36748 |  | 0.42461
0.36744 |  | 0.42461
0.36744 |  | 0.42451
0.3674 |  | 0.42451
0.3674 |  | 0.42444
0.3674 |  | 0.42444
0.36737 |  | 0.42444
0.36737 |  | 0.42437
0.36733 |  | 0.42437
0.3673 |  | 0.42433
0.3673 |  | 0.42427
0.3673 |  | 0.42427
0.3673 |  | 0.4242
0.36722 |  | 0.4242
0.36719 |  | 0.42416
0.36719 |  | 0.42416
0.36712 |  | 0.42412
0.36712 |  | 0.42409
0.36712 |  | 0.42406
0.36708 |  | 0.42406
0.36708 |  | 0.42406
0.36708 |  | 0.42402
0.36708 |  | 0.42395
0.36704 |  | 0.42392
0.36704 |  | 0.42392
0.36701 |  | 0.42392
0.36694 |  | 0.42389
0.36694 |  | 0.42389
0.36694 |  | 0.42385
0.36694 |  | 0.42385
0.36694 |  | 0.42382
0.36694 |  | 0.42375
0.36694 |  | 0.42371
0.3669 |  | 0.42365
0.3669 |  | 0.42365
0.36687 |  | 0.42361
0.36683 |  | 0.42361
0.36679 |  | 0.42358
0.36679 |  | 0.42358
0.36679 |  | 0.42354
0.36679 |  | 0.4235
0.36679 |  | 0.42347
0.36676 |  | 0.42347
0.36672 |  | 0.42347
0.36672 |  | 0.42347
0.36669 |  | 0.42344
0.36669 |  | 0.4234
0.36669 |  | 0.42337
0.36665 |  | 0.42337
0.36662 |  | 0.4233
0.36658 |  | 0.4233
0.36654 |  | 0.42326
0.36654 |  | 0.42326
0.36654 |  | 0.42326
0.36654 |  | 0.42319
0.36654 |  | 0.42319
0.36654 |  | 0.42319
0.36651 |  | 0.42319
0.36651 |  | 0.42309
0.36651 |  | 0.42306
0.36647 |  | 0.42306
0.36647 |  | 0.42306
0.36647 |  | 0.42298
0.3664 |  | 0.42298
0.36636 |  | 0.42298
0.36636 |  | 0.42298
0.36636 |  | 0.42298
0.36633 |  | 0.42295
0.36629 |  | 0.42285
0.36629 |  | 0.42285
0.36626 |  | 0.42282
0.36626 |  | 0.42278
0.36622 |  | 0.42278
0.36622 |  | 0.42278
0.36622 |  | 0.42275
0.36622 |  | 0.42268
0.36622 |  | 0.42265
0.36619 |  | 0.42265
0.36612 |  | 0.42265
0.36612 |  | 0.42261
0.36608 |  | 0.42255
0.36605 |  | 0.42251
0.36601 |  | 0.42247
0.36601 |  | 0.42244
0.36601 |  | 0.42244
0.36601 |  | 0.42234
0.36601 |  | 0.42234
0.36601 |  | 0.42234
0.36597 |  | 0.42227
0.3659 |  | 0.42223
0.3659 |  | 0.42223
0.3659 |  | 0.42223
0.36586 |  | 0.42216
0.36583 |  | 0.42213
0.36579 |  | 0.42209
0.36579 |  | 0.42209
0.36579 |  | 0.42205
0.36579 |  | 0.42205
0.36575 |  | 0.42199
0.36572 |  | 0.42196
0.36572 |  | 0.42196
0.36568 |  | 0.42192
0.36568 |  | 0.42188
0.36561 |  | 0.42188
0.36561 |  | 0.42188
0.36561 |  | 0.42188
0.36561 |  | 0.42181
0.36561 |  | 0.42177
0.36561 |  | 0.42177
0.36561 |  | 0.42177
0.36561 |  | 0.42175
0.36558 |  | 0.42167
0.36551 |  | 0.42164
0.36551 |  | 0.42164
0.36551 |  | 0.42161
0.36547 |  | 0.42157
0.36547 |  | 0.42157
0.36543 |  | 0.4215
0.36543 |  | 0.42146
0.36543 |  | 0.42146
0.36543 |  | 0.42143
0.36543 |  | 0.42143
0.3654 |  | 0.4214
0.3654 |  | 0.42137
0.36537 |  | 0.42129
0.36533 |  | 0.42126
0.36529 |  | 0.42122
0.36525 |  | 0.42122
0.36525 |  | 0.42122
0.36522 |  | 0.42116
0.36522 |  | 0.42112
0.36522 |  | 0.42112
0.36519 |  | 0.42112
0.36519 |  | 0.42109
0.36519 |  | 0.42101
0.36515 |  | 0.42101
0.36504 |  | 0.42101
0.36504 |  | 0.42101
0.36504 |  | 0.42095
0.36504 |  | 0.42092
0.36501 |  | 0.42088
0.36501 |  | 0.42088
0.36501 |  | 0.42088
0.36497 |  | 0.42077
0.3649 |  | 0.42077
0.3649 |  | 0.42074
0.3649 |  | 0.4207
0.3649 |  | 0.42063
0.3649 |  | 0.42063
0.36486 |  | 0.42063
0.36482 |  | 0.4206
0.36478 |  | 0.4206
0.36475 |  | 0.4206
0.36475 |  | 0.42053
0.36475 |  | 0.4205
0.36471 |  | 0.4205
0.36471 |  | 0.4205
0.36471 |  | 0.42046
0.36467 |  | 0.42043
0.36467 |  | 0.42043
0.36464 |  | 0.42043
0.3646 |  | 0.42039
0.36457 |  | 0.42033
0.36453 |  | 0.42033
0.36453 |  | 0.42033
0.36453 |  | 0.42025
0.36453 |  | 0.42022
0.36453 |  | 0.42022
0.36453 |  | 0.42018
0.36453 |  | 0.42018
0.3645 |  | 0.42014
0.3645 |  | 0.42014
0.36446 |  | 0.42011
0.36442 |  | 0.42007
0.36439 |  | 0.42001
0.36435 |  | 0.42001
0.36435 |  | 0.42001
0.36435 |  | 0.42001
0.36435 |  | 0.42001
0.36432 |  | 0.41994
0.36429 |  | 0.41991
0.36429 |  | 0.41987
0.36425 |  | 0.4198
0.36422 |  | 0.4198
0.36422 |  | 0.41976
0.36418 |  | 0.41973
0.36418 |  | 0.41973
0.36414 |  | 0.41973
0.36414 |  | 0.4197
0.36414 |  | 0.4197
0.36414 |  | 0.41963
0.36411 |  | 0.41963
0.36411 |  | 0.4196
0.36403 |  | 0.41956
0.36403 |  | 0.41956
0.364 |  | 0.41953
0.364 |  | 0.41945
0.36396 |  | 0.41945
0.36396 |  | 0.41945
0.36392 |  | 0.41939
0.36392 |  | 0.41939
0.36392 |  | 0.41939
0.36392 |  | 0.41939
0.36389 |  | 0.41939
0.36385 |  | 0.41932
0.36382 |  | 0.41928
0.36382 |  | 0.41922
0.36382 |  | 0.41922
0.36378 |  | 0.41918
0.36378 |  | 0.41918
0.36374 |  | 0.41907
0.36374 |  | 0.41907
0.36367 |  | 0.41904
0.36367 |  | 0.419
0.36367 |  | 0.419
0.3636 |  | 0.41897
0.3636 |  | 0.41897
0.3636 |  | 0.4189
0.3636 |  | 0.4189
0.3636 |  | 0.4189
0.3636 |  | 0.4189
0.36357 |  | 0.41887
0.36357 |  | 0.41879
0.36353 |  | 0.41873
0.36353 |  | 0.41869
0.3635 |  | 0.41869
0.36342 |  | 0.41866
0.36342 |  | 0.41862
0.36342 |  | 0.41862
0.36342 |  | 0.41862
0.36342 |  | 0.41855
0.36339 |  | 0.41852
0.36332 |  | 0.41852
0.36332 |  | 0.41852
0.36332 |  | 0.41848
0.36332 |  | 0.41845
0.36328 |  | 0.41845
0.36328 |  | 0.41841
0.36328 |  | 0.41835
0.36328 |  | 0.41835
0.36324 |  | 0.41831
0.36317 |  | 0.41827
0.36317 |  | 0.41827
0.36317 |  | 0.4182
0.3631 |  | 0.41817
0.3631 |  | 0.41817
0.36306 |  | 0.41815
0.36303 |  | 0.41811
0.36303 |  | 0.41807
0.36303 |  | 0.41807
0.36303 |  | 0.41804
0.36299 |  | 0.418
0.36296 |  | 0.41794
0.36296 |  | 0.41794
0.36296 |  | 0.41794
0.36288 |  | 0.4179
0.36285 |  | 0.4179
0.36285 |  | 0.41786
0.36285 |  | 0.41786
0.36285 |  | 0.4178
0.36285 |  | 0.4178
0.36281 |  | 0.41776
0.36281 |  | 0.41773
0.36274 |  | 0.41773
0.36274 |  | 0.41766
0.36274 |  | 0.41766
0.36274 |  | 0.4176
0.36274 |  | 0.41756
0.36267 |  | 0.41756
0.36267 |  | 0.4175
0.36267 |  | 0.4175
0.36264 |  | 0.41743
0.36264 |  | 0.41743
0.36264 |  | 0.41743
0.3626 |  | 0.41743
0.36256 |  | 0.41743
0.36252 |  | 0.41743
0.36249 |  | 0.41735
0.36249 |  | 0.41732
0.36246 |  | 0.41729
0.36246 |  | 0.41729
0.36246 |  | 0.41729
0.36246 |  | 0.41726
0.36242 |  | 0.41722
0.36242 |  | 0.41722
0.36231 |  | 0.41718
0.36231 |  | 0.41718
0.36228 |  | 0.41718
0.36228 |  | 0.41718
0.36228 |  | 0.41712
0.36228 |  | 0.4171
0.36228 |  | 0.41708
0.36224 |  | 0.41705
0.3622 |  | 0.41702
0.36213 |  | 0.41698
0.36213 |  | 0.41698
0.36209 |  | 0.41698
0.36209 |  | 0.41691
0.36209 |  | 0.41691
0.36202 |  | 0.41691
0.36199 |  | 0.41684
0.36199 |  | 0.41684
0.36199 |  | 0.41684
0.36199 |  | 0.41677
0.36191 |  | 0.41673
0.36191 |  | 0.41667
0.36188 |  | 0.41667
0.36188 |  | 0.41667
0.36184 |  | 0.41659
0.36184 |  | 0.41659
0.36184 |  | 0.41656
0.36181 |  | 0.41656
0.36181 |  | 0.41652
0.36177 |  | 0.41652
0.36174 |  | 0.41642
0.36174 |  | 0.41642
0.36174 |  | 0.41642
0.3617 |  | 0.41639
0.36167 |  | 0.41639
0.36167 |  | 0.41639
0.36167 |  | 0.41635
0.36163 |  | 0.41631
0.36163 |  | 0.41631
0.36159 |  | 0.41631
0.36159 |  | 0.41625
0.36159 |  | 0.41614
0.36159 |  | 0.41614
0.36152 |  | 0.41614
0.36152 |  | 0.41614
0.36149 |  | 0.41611
0.36149 |  | 0.41608
0.36149 |  | 0.41608
0.36145 |  | 0.41605
0.36145 |  | 0.41598
0.36145 |  | 0.41598
0.36138 |  | 0.41591
0.36134 |  | 0.41587
0.36127 |  | 0.41587
0.36127 |  | 0.41587
0.36127 |  | 0.41574
0.36127 |  | 0.41574
0.36127 |  | 0.41574
0.36124 |  | 0.4157
0.36124 |  | 0.41566
0.36124 |  | 0.41563
0.3612 |  | 0.41556
0.3612 |  | 0.41553
0.36117 |  | 0.41553
0.36113 |  | 0.4155
0.36113 |  | 0.41546
0.36113 |  | 0.41546
0.36113 |  | 0.41546
0.36109 |  | 0.41542
0.36106 |  | 0.4154
0.36099 |  | 0.41536
0.36099 |  | 0.41536
0.36099 |  | 0.41532
0.36099 |  | 0.41529
0.36099 |  | 0.41525
0.36095 |  | 0.41525
0.36092 |  | 0.41521
0.36092 |  | 0.41519
0.36092 |  | 0.41519
0.36088 |  | 0.41515
0.36085 |  | 0.41515
0.36085 |  | 0.41515
0.36085 |  | 0.41508
0.36077 |  | 0.41498
0.36077 |  | 0.41498
0.36077 |  | 0.41498
0.36074 |  | 0.41494
0.36074 |  | 0.41494
0.3607 |  | 0.41484
0.3607 |  | 0.41484
0.36067 |  | 0.41484
0.36067 |  | 0.41484
0.36063 |  | 0.41484
0.36063 |  | 0.41481
0.36063 |  | 0.41477
0.36063 |  | 0.4147
0.36063 |  | 0.41467
0.36063 |  | 0.41467
0.36053 |  | 0.41463
0.36049 |  | 0.41463
0.36049 |  | 0.4146
0.36049 |  | 0.41457
0.36046 |  | 0.41457
0.36046 |  | 0.4145
0.36046 |  | 0.4145
0.36046 |  | 0.41446
0.36041 |  | 0.41439
0.36041 |  | 0.41436
0.36038 |  | 0.41436
0.36034 |  | 0.41432
0.36031 |  | 0.41432
0.36031 |  | 0.41425
0.36028 |  | 0.41425
0.36028 |  | 0.41421
0.36028 |  | 0.41421
0.36028 |  | 0.41418
0.36021 |  | 0.41415
0.36021 |  | 0.41407
0.36017 |  | 0.41407
0.36017 |  | 0.41405
0.36017 |  | 0.41401
0.36014 |  | 0.41401
0.36014 |  | 0.41397
0.36014 |  | 0.41397
0.3601 |  | 0.41395
0.36006 |  | 0.41391
0.36003 |  | 0.41387
0.36003 |  | 0.4138
0.35999 |  | 0.4138
0.35996 |  | 0.41377
0.35996 |  | 0.41374
0.35996 |  | 0.4137
0.35992 |  | 0.4137
0.35992 |  | 0.41367
0.35989 |  | 0.41363
0.35985 |  | 0.4136
0.35985 |  | 0.41357
0.35978 |  | 0.41353
0.35978 |  | 0.41353
0.35978 |  | 0.41349
0.35978 |  | 0.41349
0.35978 |  | 0.41349
0.35978 |  | 0.41346
0.3597 |  | 0.41343
0.3597 |  | 0.41335
0.3597 |  | 0.41335
0.3597 |  | 0.41332
0.35967 |  | 0.41325
0.35963 |  | 0.41322
0.35963 |  | 0.41322
0.35963 |  | 0.41322
0.3596 |  | 0.41322
0.3596 |  | 0.41315
0.3596 |  | 0.41315
0.35952 |  | 0.41304
0.35952 |  | 0.41304
0.35952 |  | 0.41304
0.35949 |  | 0.41301
0.35949 |  | 0.41301
0.35945 |  | 0.41297
0.35942 |  | 0.41294
0.35938 |  | 0.41291
0.35938 |  | 0.41291
0.35934 |  | 0.41287
0.35934 |  | 0.41287
0.35934 |  | 0.41283
0.35934 |  | 0.41283
0.35931 |  | 0.41277
0.35931 |  | 0.41273
0.35927 |  | 0.41273
0.35927 |  | 0.4127
0.35924 |  | 0.4127
0.35924 |  | 0.41266
0.3592 |  | 0.41263
0.3592 |  | 0.4126
0.3592 |  | 0.41256
0.3592 |  | 0.41253
0.35916 |  | 0.41249
0.35916 |  | 0.41245
0.35913 |  | 0.41245
0.35913 |  | 0.41243
0.35913 |  | 0.41243
0.35909 |  | 0.41239
0.35905 |  | 0.41239
0.35902 |  | 0.41232
0.35902 |  | 0.41232
0.35902 |  | 0.41232
0.35898 |  | 0.41222
0.35898 |  | 0.41222
0.35898 |  | 0.41222
0.35895 |  | 0.41222
0.35891 |  | 0.41222
0.35891 |  | 0.41215
0.35891 |  | 0.41212
0.35888 |  | 0.41204
0.35884 |  | 0.41204
0.35877 |  | 0.41204
0.35877 |  | 0.41204
0.35877 |  | 0.41197
0.35877 |  | 0.41194
0.35877 |  | 0.41187
0.35877 |  | 0.41187
0.35873 |  | 0.41187
0.35873 |  | 0.41183
0.35866 |  | 0.4118
0.35866 |  | 0.4118
0.35866 |  | 0.41176
0.35866 |  | 0.41173
0.35863 |  | 0.4117
0.35859 |  | 0.41166
0.35859 |  | 0.41166
0.35852 |  | 0.41166
0.35848 |  | 0.41159
0.35848 |  | 0.41155
0.35848 |  | 0.41145
0.35848 |  | 0.41145
0.35845 |  | 0.41141
0.35845 |  | 0.41141
0.35837 |  | 0.41138
0.35837 |  | 0.41135
0.35837 |  | 0.41135
0.35837 |  | 0.41135
0.35834 |  | 0.41128
0.35831 |  | 0.41128
0.35826 |  | 0.41128
0.35826 |  | 0.41128
0.35826 |  | 0.41124
0.35823 |  | 0.4112
0.35816 |  | 0.41117
0.35816 |  | 0.41114
0.35816 |  | 0.41114
0.35816 |  | 0.41114
0.35816 |  | 0.4111
0.35816 |  | 0.41103
0.35816 |  | 0.411
0.35812 |  | 0.41097
0.35809 |  | 0.41097
0.35801 |  | 0.41093
0.35801 |  | 0.41093
0.35798 |  | 0.41089
0.35798 |  | 0.41086
0.35798 |  | 0.41082
0.35798 |  | 0.41079
0.35798 |  | 0.41076
0.35798 |  | 0.41072
0.35794 |  | 0.41069
0.35794 |  | 0.41069
0.3579 |  | 0.41069
0.35783 |  | 0.41062
0.35783 |  | 0.41058
0.35783 |  | 0.41058
0.35783 |  | 0.41055
0.3578 |  | 0.41051
0.35776 |  | 0.41048
0.35776 |  | 0.41044
0.35776 |  | 0.41044
0.35773 |  | 0.41041
0.3577 |  | 0.41041
0.35766 |  | 0.41034
0.35762 |  | 0.41027
0.35762 |  | 0.41027
0.35762 |  | 0.4102
0.35758 |  | 0.41017
0.35758 |  | 0.41017
0.35755 |  | 0.41017
0.35751 |  | 0.41017
0.35751 |  | 0.41014
0.35747 |  | 0.4101
0.35747 |  | 0.41007
0.35744 |  | 0.41007
0.35744 |  | 0.41007
0.35744 |  | 0.40996
0.35744 |  | 0.40996
0.3574 |  | 0.40996
0.3574 |  | 0.40986
0.35737 |  | 0.40986
0.35737 |  | 0.40986
0.35737 |  | 0.40986
0.35729 |  | 0.40983
0.35722 |  | 0.40979
0.35722 |  | 0.40979
0.35722 |  | 0.40973
0.35722 |  | 0.40973
0.35722 |  | 0.40965
0.35722 |  | 0.40962
0.35715 |  | 0.40962
0.35711 |  | 0.40962
0.35711 |  | 0.40954
0.35711 |  | 0.40954
0.35711 |  | 0.40952
0.35708 |  | 0.40945
0.35708 |  | 0.40945
0.35708 |  | 0.40941
0.35708 |  | 0.40938
0.35708 |  | 0.40935
0.35701 |  | 0.40931
0.35697 |  | 0.40927
0.35697 |  | 0.40924
0.35697 |  | 0.4092
0.35693 |  | 0.40917
0.35693 |  | 0.40917
0.35693 |  | 0.40917
0.35693 |  | 0.40917
0.35693 |  | 0.40903
0.35686 |  | 0.40903
0.35686 |  | 0.40903
0.35686 |  | 0.409
0.35686 |  | 0.409
0.35683 |  | 0.40892
0.35679 |  | 0.40892
0.35679 |  | 0.40889
0.35675 |  | 0.40889
0.35675 |  | 0.40885
0.35672 |  | 0.40885
0.35668 |  | 0.40882
0.35668 |  | 0.40878
0.35668 |  | 0.40875
0.35665 |  | 0.40875
0.35665 |  | 0.40868
0.35661 |  | 0.40864
0.35661 |  | 0.40864
0.35661 |  | 0.40861
0.35661 |  | 0.40857
0.35657 |  | 0.40857
0.35654 |  | 0.40854
0.3565 |  | 0.40851
0.35647 |  | 0.40851
0.35647 |  | 0.40844
0.35647 |  | 0.40844
0.35647 |  | 0.4084
0.35643 |  | 0.40836
0.35643 |  | 0.40836
0.35643 |  | 0.40836
0.35639 |  | 0.40826
0.35639 |  | 0.40826
0.35639 |  | 0.40823
0.35639 |  | 0.40819
0.35636 |  | 0.40812
0.35629 |  | 0.40812
0.35629 |  | 0.40812
0.35625 |  | 0.40808
0.35625 |  | 0.40802
0.35625 |  | 0.40798
0.35625 |  | 0.40798
0.35625 |  | 0.40788
0.35625 |  | 0.40788
0.35622 |  | 0.40788
0.35618 |  | 0.40784
0.35614 |  | 0.40778
0.35614 |  | 0.40778
0.35611 |  | 0.40774
0.35607 |  | 0.40771
0.35604 |  | 0.40771
0.35604 |  | 0.40771
0.35604 |  | 0.40771
0.35604 |  | 0.40764
0.35604 |  | 0.40761
0.356 |  | 0.40757
0.35597 |  | 0.40754
0.3559 |  | 0.40754
0.35586 |  | 0.40751
0.35586 |  | 0.40747
0.35586 |  | 0.40743
0.35586 |  | 0.4074
0.35586 |  | 0.4074
0.35582 |  | 0.40737
0.35582 |  | 0.40737
0.35582 |  | 0.4073
0.35579 |  | 0.40726
0.35579 |  | 0.40722
0.35579 |  | 0.40715
0.35572 |  | 0.40715
0.35568 |  | 0.40715
0.35568 |  | 0.40712
0.35564 |  | 0.40712
0.35564 |  | 0.40709
0.35564 |  | 0.40709
0.35561 |  | 0.40701
0.35561 |  | 0.40698
0.35557 |  | 0.40698
0.35553 |  | 0.40691
0.35553 |  | 0.40688
0.35553 |  | 0.40688
0.35553 |  | 0.40684
0.35549 |  | 0.40681
0.35539 |  | 0.40678
0.35539 |  | 0.40674
0.35539 |  | 0.40674
0.35539 |  | 0.40674
0.35539 |  | 0.40671
0.35536 |  | 0.40664
0.35536 |  | 0.40657
0.35536 |  | 0.40657
0.35532 |  | 0.40657
0.35529 |  | 0.40654
0.35529 |  | 0.40654
0.35529 |  | 0.40651
0.35521 |  | 0.40647
0.35521 |  | 0.40647
0.35521 |  | 0.40643
0.35518 |  | 0.4064
0.35518 |  | 0.40636
0.35518 |  | 0.40636
0.35518 |  | 0.40636
0.35514 |  | 0.40636
0.35514 |  | 0.40626
0.35507 |  | 0.40626
0.35507 |  | 0.40626
0.35507 |  | 0.40619
0.35507 |  | 0.40619
0.35504 |  | 0.40615
0.35504 |  | 0.40612
0.35504 |  | 0.40612
0.355 |  | 0.40608
0.35493 |  | 0.40604
0.35493 |  | 0.40594
0.35493 |  | 0.40594
0.35489 |  | 0.40591
0.35489 |  | 0.40591
0.35489 |  | 0.40591
0.35486 |  | 0.40591
0.35486 |  | 0.40591
0.35486 |  | 0.40584
0.35486 |  | 0.40584
0.35486 |  | 0.40584
0.35482 |  | 0.40581
0.35482 |  | 0.40574
0.35475 |  | 0.40571
0.35472 |  | 0.40564
0.35468 |  | 0.40564
0.35468 |  | 0.4056
0.35468 |  | 0.4056
0.35468 |  | 0.40556
0.35464 |  | 0.40553
0.35464 |  | 0.40553
0.35464 |  | 0.4055
0.35464 |  | 0.4055
0.3546 |  | 0.4055
0.3546 |  | 0.40546
0.35457 |  | 0.40543
0.35453 |  | 0.4054
0.3545 |  | 0.40533
0.35446 |  | 0.40533
0.35446 |  | 0.40533
0.35446 |  | 0.40533
0.35446 |  | 0.40526
0.35446 |  | 0.40522
0.35446 |  | 0.40522
0.35446 |  | 0.40522
0.35446 |  | 0.40519
0.35432 |  | 0.40519
0.35432 |  | 0.40509
0.35432 |  | 0.40509
0.35428 |  | 0.40509
0.35428 |  | 0.40509
0.35428 |  | 0.40505
0.35428 |  | 0.40502
0.35428 |  | 0.40498
0.35425 |  | 0.40495
0.35425 |  | 0.40495
0.35421 |  | 0.40484
0.35418 |  | 0.40484
0.3541 |  | 0.40484
0.3541 |  | 0.40481
0.3541 |  | 0.40474
0.3541 |  | 0.40474
0.3541 |  | 0.40474
0.35407 |  | 0.40474
0.35404 |  | 0.40471
0.35404 |  | 0.40471
0.354 |  | 0.40471
0.35397 |  | 0.40471
0.35392 |  | 0.40464
0.35392 |  | 0.40464
0.35392 |  | 0.40461
0.35389 |  | 0.40457
0.35389 |  | 0.40457
0.35386 |  | 0.40451
0.35386 |  | 0.40451
0.35382 |  | 0.40444
0.35382 |  | 0.40444
0.35382 |  | 0.4044
0.35379 |  | 0.40436
0.35375 |  | 0.40433
0.35369 |  | 0.4043
0.35365 |  | 0.40427
0.35361 |  | 0.40427
0.35361 |  | 0.40423
0.35361 |  | 0.4042
0.35361 |  | 0.4042
0.35354 |  | 0.40413
0.35354 |  | 0.4041
0.35354 |  | 0.40406
0.35354 |  | 0.40406
0.35354 |  | 0.40406
0.3535 |  | 0.40402
0.35346 |  | 0.40402
0.35343 |  | 0.40402
0.35343 |  | 0.40396
0.35343 |  | 0.40389
0.35343 |  | 0.40389
0.35343 |  | 0.40389
0.35339 |  | 0.40385
0.35336 |  | 0.40385
0.35332 |  | 0.40381
0.35332 |  | 0.40378
0.35332 |  | 0.40375
0.35332 |  | 0.40375
0.35332 |  | 0.40371
0.35329 |  | 0.40368
0.35322 |  | 0.40365
0.35318 |  | 0.40361
0.35318 |  | 0.40357
0.35318 |  | 0.40354
0.35318 |  | 0.4035
0.35315 |  | 0.4035
0.35315 |  | 0.4035
0.35315 |  | 0.4035
0.35315 |  | 0.40344
0.35308 |  | 0.40337
0.35304 |  | 0.40334
0.35304 |  | 0.40334
0.35304 |  | 0.40331
0.353 |  | 0.40327
0.353 |  | 0.40327
0.35297 |  | 0.40324
0.35293 |  | 0.40324
0.35293 |  | 0.40317
0.3529 |  | 0.40317
0.3529 |  | 0.40313
0.35286 |  | 0.4031
0.35283 |  | 0.4031
0.35283 |  | 0.40307
0.35283 |  | 0.403
0.3528 |  | 0.403
0.3528 |  | 0.40296
0.35276 |  | 0.40296
0.35272 |  | 0.40296
0.35272 |  | 0.40296
0.35272 |  | 0.40293
0.35269 |  | 0.40286
0.35269 |  | 0.40282
0.35265 |  | 0.40276
0.35265 |  | 0.40273
0.35265 |  | 0.40269
0.35261 |  | 0.40261
0.35254 |  | 0.40255
0.35251 |  | 0.40255
0.35251 |  | 0.40255
0.35251 |  | 0.40255
0.3524 |  | 0.40255
0.3524 |  | 0.40255
0.3524 |  | 0.40252
0.3524 |  | 0.40252
0.3524 |  | 0.40252
0.3524 |  | 0.40245
0.3524 |  | 0.40245
0.3524 |  | 0.40238
0.3524 |  | 0.40234
0.35237 |  | 0.40227
0.35234 |  | 0.40227
0.35234 |  | 0.40227
0.3523 |  | 0.40224
0.3523 |  | 0.40221
0.3523 |  | 0.40217
0.35227 |  | 0.40217
0.35222 |  | 0.4021
0.35219 |  | 0.4021
0.35216 |  | 0.40207
0.35216 |  | 0.40203
0.35216 |  | 0.40203
0.35212 |  | 0.40203
0.35212 |  | 0.402
0.35209 |  | 0.402
0.35209 |  | 0.40193
0.35209 |  | 0.4019
0.35205 |  | 0.40186
0.35205 |  | 0.40186
0.35205 |  | 0.40179
0.35201 |  | 0.40176
0.35198 |  | 0.40176
0.35198 |  | 0.40172
0.35194 |  | 0.40172
0.35187 |  | 0.40169
0.35187 |  | 0.40166
0.35187 |  | 0.40166
0.35187 |  | 0.40162
0.35187 |  | 0.40159
0.35184 |  | 0.40152
0.35184 |  | 0.40148
0.3518 |  | 0.40145
0.35176 |  | 0.40145
0.35173 |  | 0.40142
0.35169 |  | 0.40134
0.35169 |  | 0.40131
0.35169 |  | 0.40127
0.35169 |  | 0.40124
0.35169 |  | 0.40124
0.35166 |  | 0.40121
0.35159 |  | 0.40121
0.35159 |  | 0.40117
0.35159 |  | 0.40113
0.35155 |  | 0.40107
0.35152 |  | 0.40103
0.35152 |  | 0.401
0.35152 |  | 0.40096
0.35152 |  | 0.40093
0.35152 |  | 0.40093
0.35148 |  | 0.40082
0.35148 |  | 0.40079
0.35144 |  | 0.40079
0.35137 |  | 0.40075
0.35137 |  | 0.40075
0.35134 |  | 0.40072
0.35134 |  | 0.40065
0.35134 |  | 0.40065
0.35134 |  | 0.40061
0.3513 |  | 0.40061
0.3513 |  | 0.40061
0.3513 |  | 0.40061
0.35127 |  | 0.40058
0.35124 |  | 0.40055
0.35124 |  | 0.40047
0.35124 |  | 0.40047
0.3512 |  | 0.40044
0.35116 |  | 0.4004
0.35112 |  | 0.4004
0.35112 |  | 0.40037
0.35109 |  | 0.4003
0.35109 |  | 0.4003
0.35106 |  | 0.40027
0.35106 |  | 0.40023
0.35102 |  | 0.40023
0.35102 |  | 0.4002
0.35102 |  | 0.40017
0.35091 |  | 0.40017
0.35091 |  | 0.40017
0.35091 |  | 0.40007
0.35091 |  | 0.40007
0.35091 |  | 0.40007
0.35091 |  | 0.4
0.35088 |  | 0.4
0.35084 |  | 0.4
0.35081 |  | 0.4
0.35077 |  | 0.39993
0.35073 |  | 0.39989
0.3507 |  | 0.39986
0.35066 |  | 0.39986
0.35066 |  | 0.39979
0.35063 |  | 0.39979
0.35063 |  | 0.39979
0.35059 |  | 0.39976
0.35059 |  | 0.39973
0.35059 |  | 0.39969
0.35059 |  | 0.39962
0.35056 |  | 0.39962
0.35056 |  | 0.39962
0.35056 |  | 0.39959
0.35049 |  | 0.39955
0.35045 |  | 0.39955
0.35045 |  | 0.39952
0.35045 |  | 0.39945
0.35045 |  | 0.39945
0.35038 |  | 0.39937
0.35034 |  | 0.39934
0.35031 |  | 0.39934
0.35031 |  | 0.39934
0.35027 |  | 0.39931
0.35027 |  | 0.39927
0.35027 |  | 0.39924
0.35027 |  | 0.39917
0.35024 |  | 0.39917
0.35022 |  | 0.39917
0.3502 |  | 0.39917
0.3502 |  | 0.39914
0.35016 |  | 0.39907
0.35013 |  | 0.399
0.35009 |  | 0.399
0.35009 |  | 0.39896
0.35006 |  | 0.39896
0.35002 |  | 0.39893
0.35002 |  | 0.39886
0.34995 |  | 0.39886
0.34995 |  | 0.39886
0.34995 |  | 0.39883
0.34992 |  | 0.39883
0.34992 |  | 0.39876
0.34992 |  | 0.39865
0.34992 |  | 0.39865
0.34992 |  | 0.39865
0.34988 |  | 0.39865
0.34981 |  | 0.39862
0.34981 |  | 0.39862
0.34974 |  | 0.39862
0.34974 |  | 0.39859
0.34974 |  | 0.39852
0.34974 |  | 0.39852
0.34974 |  | 0.39852
0.34974 |  | 0.39848
0.3497 |  | 0.39841
0.34967 |  | 0.39841
0.34967 |  | 0.39837
0.34963 |  | 0.39837
0.3496 |  | 0.39833
0.3496 |  | 0.39833
0.34956 |  | 0.39831
0.34956 |  | 0.39827
0.34956 |  | 0.39824
0.34952 |  | 0.39824
0.34952 |  | 0.39816
0.34949 |  | 0.39816
0.34942 |  | 0.39816
0.34942 |  | 0.39816
0.34942 |  | 0.3981
0.34942 |  | 0.39803
0.34938 |  | 0.39803
0.34938 |  | 0.398
0.34938 |  | 0.398
0.34938 |  | 0.398
0.34938 |  | 0.39797
0.34935 |  | 0.39797
0.34935 |  | 0.39793
0.34927 |  | 0.39783
0.34924 |  | 0.39779
0.34924 |  | 0.39777
0.34924 |  | 0.39773
0.3492 |  | 0.39773
0.3492 |  | 0.39773
0.3492 |  | 0.39773
0.3492 |  | 0.39769
0.3492 |  | 0.39766
0.34917 |  | 0.39763
0.34909 |  | 0.39759
0.34906 |  | 0.39759
0.34902 |  | 0.39752
0.34902 |  | 0.39752
0.34902 |  | 0.39745
0.34902 |  | 0.39745
0.34899 |  | 0.39745
0.34899 |  | 0.39745
0.34899 |  | 0.39745
0.34895 |  | 0.39735
0.34895 |  | 0.39731
0.34891 |  | 0.39731
0.34888 |  | 0.39728
0.34888 |  | 0.39728
0.34888 |  | 0.39728
0.34888 |  | 0.39724
0.34885 |  | 0.39724
0.34885 |  | 0.39717
0.34881 |  | 0.39717
0.34881 |  | 0.39717
0.34881 |  | 0.39714
0.34881 |  | 0.39711
0.34877 |  | 0.39707
0.3487 |  | 0.397
0.3487 |  | 0.39697
0.34867 |  | 0.3969
0.34867 |  | 0.3969
0.34863 |  | 0.3969
0.34863 |  | 0.3969
0.34856 |  | 0.3969
0.34852 |  | 0.39683
0.34852 |  | 0.39683
0.34852 |  | 0.39672
0.34852 |  | 0.39672
0.34849 |  | 0.39672
0.34849 |  | 0.39669
0.34845 |  | 0.39669
0.34845 |  | 0.39669
0.34842 |  | 0.39662
0.34838 |  | 0.39655
0.34838 |  | 0.39655
0.34838 |  | 0.39651
0.34838 |  | 0.39651
0.34835 |  | 0.39648
0.34835 |  | 0.39642
0.34827 |  | 0.39642
0.34824 |  | 0.39642
0.3482 |  | 0.39642
0.3482 |  | 0.39642
0.34813 |  | 0.39638
0.34813 |  | 0.39634
0.34813 |  | 0.39634
0.34813 |  | 0.39631
0.34813 |  | 0.39627
0.34813 |  | 0.39624
0.34813 |  | 0.39621
0.34813 |  | 0.39621
0.34803 |  | 0.39617
0.34798 |  | 0.39614
0.34798 |  | 0.39614
0.34795 |  | 0.39608
0.34795 |  | 0.39608
0.34795 |  | 0.39608
0.34795 |  | 0.396
0.34795 |  | 0.39597
0.34792 |  | 0.3959
0.34788 |  | 0.39587
0.34788 |  | 0.39587
0.34788 |  | 0.39587
0.34785 |  | 0.39587
0.34781 |  | 0.39583
0.34778 |  | 0.3958
0.34778 |  | 0.39569
0.34778 |  | 0.39569
0.34774 |  | 0.39569
0.34774 |  | 0.39565
0.34774 |  | 0.39562
0.34771 |  | 0.39562
0.34767 |  | 0.39559
0.34764 |  | 0.39555
0.34764 |  | 0.39552
0.34764 |  | 0.39548
0.34764 |  | 0.39545
0.34757 |  | 0.39541
0.34757 |  | 0.39541
0.34757 |  | 0.39538
0.34753 |  | 0.39538
0.34753 |  | 0.39534
0.34753 |  | 0.39527
0.3475 |  | 0.39524
0.34746 |  | 0.39521
0.34746 |  | 0.39521
0.34746 |  | 0.39517
0.34743 |  | 0.39514
0.34743 |  | 0.3951
0.34743 |  | 0.3951
0.34743 |  | 0.39507
0.34739 |  | 0.39503
0.34736 |  | 0.395
0.34732 |  | 0.395
0.34732 |  | 0.395
0.34732 |  | 0.39493
0.34728 |  | 0.39493
0.34725 |  | 0.39486
0.34725 |  | 0.39486
0.34725 |  | 0.39483
0.34718 |  | 0.3948
0.34718 |  | 0.39476
0.34718 |  | 0.39476
0.34718 |  | 0.39469
0.34711 |  | 0.39469
0.34711 |  | 0.39469
0.34711 |  | 0.39469
0.34707 |  | 0.39469
0.34707 |  | 0.39458
0.34707 |  | 0.39452
0.34703 |  | 0.39452
0.34696 |  | 0.39452
0.34696 |  | 0.39444
0.34689 |  | 0.39441
0.34689 |  | 0.39433
0.34689 |  | 0.3943
0.34686 |  | 0.3943
0.34686 |  | 0.3943
0.34686 |  | 0.39423
0.34682 |  | 0.3942
0.34682 |  | 0.3942
0.34679 |  | 0.3942
0.34679 |  | 0.3941
0.34672 |  | 0.39407
0.34668 |  | 0.39407
0.34668 |  | 0.39407
0.34664 |  | 0.39404
0.34661 |  | 0.394
0.34661 |  | 0.39397
0.34661 |  | 0.39393
0.34661 |  | 0.39393
0.34661 |  | 0.39389
0.34661 |  | 0.39386
0.34661 |  | 0.39386
0.34661 |  | 0.39383
0.34657 |  | 0.39383
0.34654 |  | 0.39379
0.34647 |  | 0.39379
0.34647 |  | 0.39372
0.34647 |  | 0.39369
0.34643 |  | 0.39369
0.34643 |  | 0.39369
0.3464 |  | 0.39365
0.3464 |  | 0.39362
0.3464 |  | 0.39362
0.3464 |  | 0.39355
0.34636 |  | 0.39348
0.34632 |  | 0.39348
0.34629 |  | 0.39348
0.34629 |  | 0.39348
0.34629 |  | 0.39338
0.34625 |  | 0.39335
0.34625 |  | 0.39331
0.34621 |  | 0.39331
0.34618 |  | 0.39328
0.34618 |  | 0.39328
0.34614 |  | 0.39324
0.34614 |  | 0.39324
0.34611 |  | 0.39324
0.34607 |  | 0.39317
0.34607 |  | 0.39317
0.34601 |  | 0.39317
0.34601 |  | 0.39317
0.34601 |  | 0.39317
0.34601 |  | 0.39306
0.34597 |  | 0.39306
0.34597 |  | 0.39303
0.34594 |  | 0.393
0.3459 |  | 0.39296
0.34587 |  | 0.39296
0.34583 |  | 0.39286
0.34583 |  | 0.39286
0.34583 |  | 0.39283
0.34583 |  | 0.39279
0.34576 |  | 0.39276
0.34576 |  | 0.39276
0.34576 |  | 0.39272
0.34572 |  | 0.39268
0.34568 |  | 0.39268
0.34568 |  | 0.39262
0.34565 |  | 0.39259
0.34565 |  | 0.39259
0.34565 |  | 0.39252
0.34561 |  | 0.39248
0.34561 |  | 0.39244
0.34561 |  | 0.39241
0.34561 |  | 0.39241
0.34558 |  | 0.39241
0.34558 |  | 0.39241
0.3455 |  | 0.39234
0.34547 |  | 0.39234
0.34547 |  | 0.39231
0.34547 |  | 0.39223
0.34547 |  | 0.3922
0.34547 |  | 0.3922
0.34543 |  | 0.39217
0.3454 |  | 0.39217
0.3454 |  | 0.39213
0.3454 |  | 0.3921
0.34535 |  | 0.3921
0.34535 |  | 0.39206
0.34532 |  | 0.39199
0.34528 |  | 0.39195
0.34525 |  | 0.39192
0.34522 |  | 0.39192
0.34522 |  | 0.39189
0.34518 |  | 0.39189
0.34518 |  | 0.39189
0.34518 |  | 0.39185
0.34514 |  | 0.39182
0.34514 |  | 0.39175
0.34511 |  | 0.39175
0.34511 |  | 0.39175
0.34508 |  | 0.39172
0.34508 |  | 0.39172
0.34504 |  | 0.39165
0.34504 |  | 0.39161
0.345 |  | 0.39161
0.34496 |  | 0.39155
0.34496 |  | 0.39155
0.3449 |  | 0.39151
0.3449 |  | 0.39144
0.3449 |  | 0.39144
0.34486 |  | 0.39141
0.34486 |  | 0.39137
0.34486 |  | 0.3913
0.34483 |  | 0.39127
0.34483 |  | 0.39127
0.34483 |  | 0.39123
0.34472 |  | 0.39123
0.34472 |  | 0.39123
0.34472 |  | 0.3912
0.34468 |  | 0.39112
0.34468 |  | 0.39109
0.34465 |  | 0.39109
0.34465 |  | 0.39106
0.34465 |  | 0.39102
0.34461 |  | 0.39099
0.34461 |  | 0.39095
0.34461 |  | 0.39092
0.34461 |  | 0.39092
0.34458 |  | 0.39085
0.34454 |  | 0.39082
0.34446 |  | 0.39078
0.34446 |  | 0.39078
0.34446 |  | 0.39071
0.34446 |  | 0.39067
0.3444 |  | 0.39067
0.34436 |  | 0.39061
0.34436 |  | 0.3905
0.34436 |  | 0.3905
0.34436 |  | 0.39047
0.34433 |  | 0.39047
0.34429 |  | 0.39043
0.34425 |  | 0.39036
0.34425 |  | 0.3903
0.34425 |  | 0.3903
0.34425 |  | 0.3903
0.34418 |  | 0.3903
0.34418 |  | 0.39026
0.34418 |  | 0.39022
0.34415 |  | 0.39022
0.34408 |  | 0.39015
0.34408 |  | 0.39012
0.34408 |  | 0.39009
0.34405 |  | 0.39009
0.34405 |  | 0.39005
0.34404 |  | 0.39002
0.34401 |  | 0.38999
0.34401 |  | 0.38995
0.34401 |  | 0.38995
0.34397 |  | 0.38992
0.34394 |  | 0.38992
0.3439 |  | 0.38992
0.3439 |  | 0.38985
0.3439 |  | 0.38981
0.3439 |  | 0.38974
0.34383 |  | 0.38974
0.34383 |  | 0.38971
0.34383 |  | 0.38971
0.34383 |  | 0.38971
0.34379 |  | 0.38968
0.34379 |  | 0.38968
0.34376 |  | 0.38964
0.34372 |  | 0.38961
0.34372 |  | 0.38957
0.34368 |  | 0.38954
0.34368 |  | 0.38954
0.34368 |  | 0.3895
0.34368 |  | 0.38947
0.34365 |  | 0.38943
0.34358 |  | 0.38943
0.34354 |  | 0.38936
0.34354 |  | 0.38933
0.34354 |  | 0.38929
0.34354 |  | 0.38929
0.34354 |  | 0.38926
0.34348 |  | 0.38922
0.34344 |  | 0.3892
0.34344 |  | 0.38916
0.3434 |  | 0.38916
0.3434 |  | 0.38912
0.3434 |  | 0.38909
0.34336 |  | 0.38906
0.34333 |  | 0.38906
0.34333 |  | 0.38902
0.3433 |  | 0.38902
0.34326 |  | 0.38896
0.34326 |  | 0.38892
0.34322 |  | 0.38892
0.34322 |  | 0.38892
0.34322 |  | 0.38881
0.34319 |  | 0.38878
0.34319 |  | 0.38878
0.34319 |  | 0.38878
0.34319 |  | 0.38871
0.34316 |  | 0.38871
0.34309 |  | 0.38868
0.34309 |  | 0.38868
0.34305 |  | 0.38864
0.34305 |  | 0.38861
0.34301 |  | 0.38858
0.34301 |  | 0.38858
0.34294 |  | 0.38858
0.34294 |  | 0.38858
0.34291 |  | 0.3885
0.34291 |  | 0.3885
0.34287 |  | 0.38847
0.34283 |  | 0.38847
0.3428 |  | 0.38847
0.34276 |  | 0.38844
0.34273 |  | 0.3884
0.34273 |  | 0.38837
0.34269 |  | 0.3883
0.34269 |  | 0.3883
0.34269 |  | 0.38827
0.34265 |  | 0.38823
0.34262 |  | 0.38823
0.34262 |  | 0.38823
0.34262 |  | 0.38823
0.34258 |  | 0.3882
0.34258 |  | 0.38812
0.34251 |  | 0.38812
0.34251 |  | 0.38812
0.34251 |  | 0.38806
0.34247 |  | 0.38806
0.34247 |  | 0.38795
0.34247 |  | 0.38792
0.34244 |  | 0.38792
0.3424 |  | 0.38785
0.3424 |  | 0.38785
0.34237 |  | 0.38785
0.34233 |  | 0.38781
0.34233 |  | 0.38781
0.34233 |  | 0.38778
0.34233 |  | 0.38771
0.34233 |  | 0.38768
0.3423 |  | 0.38764
0.34223 |  | 0.3876
0.34219 |  | 0.3876
0.34219 |  | 0.3876
0.34216 |  | 0.3876
0.34212 |  | 0.38757
0.34212 |  | 0.38754
0.34212 |  | 0.3875
0.34212 |  | 0.38747
0.34212 |  | 0.38744
0.34208 |  | 0.38744
0.34208 |  | 0.3874
0.34205 |  | 0.3874
0.34205 |  | 0.38729
0.34205 |  | 0.38726
0.34201 |  | 0.38722
0.34201 |  | 0.38718
0.34194 |  | 0.38715
0.34194 |  | 0.38715
0.34184 |  | 0.38715
0.34184 |  | 0.38715
0.34184 |  | 0.38715
0.34184 |  | 0.38708
0.34184 |  | 0.38705
0.34177 |  | 0.38705
0.34177 |  | 0.38698
0.34173 |  | 0.38698
0.34173 |  | 0.38698
0.3417 |  | 0.38695
0.3417 |  | 0.38695
0.3417 |  | 0.38687
0.34166 |  | 0.38687
0.34166 |  | 0.38677
0.34163 |  | 0.38677
0.34159 |  | 0.38674
0.34155 |  | 0.3867
0.34155 |  | 0.3867
0.34152 |  | 0.38666
0.34148 |  | 0.38663
0.34148 |  | 0.38659
0.34148 |  | 0.38656
0.34145 |  | 0.38653
0.34145 |  | 0.38649
0.34138 |  | 0.38649
0.34138 |  | 0.38642
0.34138 |  | 0.38642
0.34134 |  | 0.38639
0.34134 |  | 0.38635
0.34134 |  | 0.38635
0.34131 |  | 0.38633
0.34131 |  | 0.38625
0.34131 |  | 0.38625
0.34124 |  | 0.38622
0.34124 |  | 0.38619
0.3412 |  | 0.38619
0.3412 |  | 0.38619
0.34116 |  | 0.38612
0.34116 |  | 0.38612
0.34116 |  | 0.38612
0.34116 |  | 0.38609
0.34113 |  | 0.38605
0.34113 |  | 0.38601
0.34113 |  | 0.38598
0.3411 |  | 0.38598
0.34106 |  | 0.38598
0.34106 |  | 0.38594
0.34102 |  | 0.38594
0.34098 |  | 0.38591
0.34098 |  | 0.38587
0.34098 |  | 0.38587
0.34095 |  | 0.38584
0.34092 |  | 0.3858
0.34088 |  | 0.38576
0.34088 |  | 0.38574
0.34088 |  | 0.3857
0.34088 |  | 0.38566
0.34088 |  | 0.38566
0.34084 |  | 0.38566
0.34077 |  | 0.38555
0.34077 |  | 0.38553
0.34077 |  | 0.38553
0.34077 |  | 0.38549
0.3407 |  | 0.38545
0.3407 |  | 0.38542
0.3407 |  | 0.38539
0.34063 |  | 0.38539
0.34063 |  | 0.38539
0.34063 |  | 0.38532
0.34063 |  | 0.38529
0.3406 |  | 0.38529
0.3406 |  | 0.38525
0.34052 |  | 0.38515
0.34049 |  | 0.38515
0.34049 |  | 0.38511
0.34045 |  | 0.38511
0.34042 |  | 0.38508
0.34038 |  | 0.38504
0.34038 |  | 0.38498
0.34038 |  | 0.38491
0.34038 |  | 0.38483
0.34038 |  | 0.38483
0.34035 |  | 0.38476
0.34035 |  | 0.38476
0.34035 |  | 0.38476
0.34035 |  | 0.38476
0.34031 |  | 0.38476
0.34028 |  | 0.38476
0.34024 |  | 0.38469
0.34021 |  | 0.38466
0.34017 |  | 0.38462
0.34017 |  | 0.38462
0.34017 |  | 0.38455
0.34017 |  | 0.38455
0.34013 |  | 0.38455
0.3401 |  | 0.38455
0.34006 |  | 0.38451
0.34006 |  | 0.38444
0.34006 |  | 0.38444
0.34003 |  | 0.38444
0.34003 |  | 0.38438
0.34003 |  | 0.38434
0.33999 |  | 0.3843
0.33999 |  | 0.38427
0.33995 |  | 0.38424
0.33995 |  | 0.3842
0.33992 |  | 0.38413
0.33992 |  | 0.38413
0.33992 |  | 0.3841
0.33989 |  | 0.3841
0.33989 |  | 0.3841
0.33985 |  | 0.38407
0.33981 |  | 0.38407
0.33981 |  | 0.384
0.33981 |  | 0.38397
0.33977 |  | 0.38397
0.33974 |  | 0.3839
0.33971 |  | 0.38387
0.33967 |  | 0.38387
0.33963 |  | 0.38383
0.33963 |  | 0.3838
0.33963 |  | 0.3838
0.33963 |  | 0.3838
0.33963 |  | 0.38376
0.3396 |  | 0.38373
0.33956 |  | 0.38369
0.33953 |  | 0.38362
0.33953 |  | 0.38362
0.33949 |  | 0.38362
0.33949 |  | 0.38358
0.33938 |  | 0.38348
0.33938 |  | 0.38348
0.33938 |  | 0.38337
0.33938 |  | 0.38337
0.33938 |  | 0.38337
0.33935 |  | 0.38334
0.33931 |  | 0.38334
0.33928 |  | 0.38323
0.33928 |  | 0.3832
0.33928 |  | 0.3832
0.33925 |  | 0.38317
0.33921 |  | 0.3831
0.33921 |  | 0.3831
0.33918 |  | 0.38306
0.33918 |  | 0.38306
0.33918 |  | 0.38302
0.3391 |  | 0.38297
0.3391 |  | 0.38293
0.3391 |  | 0.38293
0.3391 |  | 0.38286
0.33903 |  | 0.38282
0.33903 |  | 0.38279
0.339 |  | 0.38279
0.33896 |  | 0.38279
0.33896 |  | 0.38275
0.33896 |  | 0.38272
0.33896 |  | 0.38272
0.33889 |  | 0.38269
0.33889 |  | 0.38262
0.33889 |  | 0.38258
0.33885 |  | 0.38258
0.33882 |  | 0.38251
0.33878 |  | 0.38251
0.33878 |  | 0.38251
0.33878 |  | 0.38248
0.33878 |  | 0.38237
0.33871 |  | 0.38234
0.33864 |  | 0.38234
0.33864 |  | 0.38234
0.33864 |  | 0.38231
0.3386 |  | 0.38228
0.3386 |  | 0.38224
0.3386 |  | 0.38224
0.33857 |  | 0.38224
0.33853 |  | 0.38217
0.33853 |  | 0.38217
0.33853 |  | 0.38214
0.33846 |  | 0.38207
0.33846 |  | 0.38207
0.33846 |  | 0.38207
0.33843 |  | 0.38203
0.33839 |  | 0.38203
0.33835 |  | 0.38203
0.33832 |  | 0.38196
0.33832 |  | 0.38196
0.33829 |  | 0.38189
0.33825 |  | 0.38189
0.33825 |  | 0.38186
0.33825 |  | 0.38186
0.33822 |  | 0.38186
0.33822 |  | 0.38186
0.33818 |  | 0.38179
0.33818 |  | 0.38179
0.33811 |  | 0.38179
0.33811 |  | 0.38175
0.33807 |  | 0.38172
0.33804 |  | 0.38172
0.33804 |  | 0.38162
0.33804 |  | 0.38158
0.33804 |  | 0.38154
0.338 |  | 0.38154
0.33797 |  | 0.38148
0.33797 |  | 0.38148
0.33793 |  | 0.38148
0.33793 |  | 0.38144
0.33786 |  | 0.38141
0.33782 |  | 0.38141
0.33782 |  | 0.38134
0.33782 |  | 0.38134
0.33775 |  | 0.38127
0.33775 |  | 0.38123
0.33775 |  | 0.38123
0.33775 |  | 0.38123
0.33772 |  | 0.3812
0.33772 |  | 0.38112
0.33768 |  | 0.38112
0.33765 |  | 0.3811
0.33765 |  | 0.3811
0.33761 |  | 0.38106
0.33761 |  | 0.38106
0.33761 |  | 0.38099
0.33755 |  | 0.38095
0.33755 |  | 0.38095
0.33755 |  | 0.38092
0.33755 |  | 0.38085
0.33755 |  | 0.38081
0.33755 |  | 0.38081
0.3375 |  | 0.38074
0.33747 |  | 0.38071
0.33747 |  | 0.38071
0.33744 |  | 0.38071
0.3374 |  | 0.38071
0.3374 |  | 0.38061
0.33737 |  | 0.38061
0.33733 |  | 0.38058
0.33733 |  | 0.38055
0.33733 |  | 0.38051
0.3373 |  | 0.38051
0.33726 |  | 0.38051
0.33726 |  | 0.38045
0.33723 |  | 0.38045
0.33719 |  | 0.38037
0.33719 |  | 0.38034
0.33719 |  | 0.38034
0.33719 |  | 0.3803
0.33712 |  | 0.38027
0.33712 |  | 0.38023
0.33708 |  | 0.38019
0.33708 |  | 0.38013
0.33705 |  | 0.38009
0.33705 |  | 0.38009
0.33702 |  | 0.38009
0.33702 |  | 0.38005
0.33694 |  | 0.37999
0.33694 |  | 0.37995
0.33694 |  | 0.37992
0.33694 |  | 0.37992
0.33687 |  | 0.37989
0.33687 |  | 0.37985
0.33687 |  | 0.37985
0.33687 |  | 0.37985
0.33687 |  | 0.37975
0.33687 |  | 0.37975
0.33684 |  | 0.37968
0.3368 |  | 0.37961
0.33672 |  | 0.37961
0.33672 |  | 0.37961
0.33669 |  | 0.37958
0.33665 |  | 0.37951
0.33665 |  | 0.37948
0.33665 |  | 0.37948
0.33665 |  | 0.37948
0.33665 |  | 0.37937
0.33662 |  | 0.37933
0.33659 |  | 0.37933
0.33655 |  | 0.37933
0.33655 |  | 0.37927
0.33655 |  | 0.37927
0.33655 |  | 0.37916
0.33655 |  | 0.37916
0.33655 |  | 0.37916
0.33647 |  | 0.37908
0.33641 |  | 0.37905
0.33641 |  | 0.37901
0.33633 |  | 0.37899
0.33633 |  | 0.37895
0.33633 |  | 0.37895
0.33633 |  | 0.37895
0.3363 |  | 0.37892
0.3363 |  | 0.37885
0.33626 |  | 0.37881
0.33626 |  | 0.37881
0.33623 |  | 0.37871
0.3362 |  | 0.37871
0.33616 |  | 0.37871
0.33616 |  | 0.37868
0.33616 |  | 0.37868
0.33616 |  | 0.37861
0.33616 |  | 0.37854
0.33616 |  | 0.3785
0.33609 |  | 0.37847
0.33605 |  | 0.37847
0.33602 |  | 0.37847
0.33602 |  | 0.3784
0.33602 |  | 0.37837
0.33602 |  | 0.3783
0.33598 |  | 0.3783
0.33598 |  | 0.37826
0.33594 |  | 0.37826
0.33591 |  | 0.37819
0.33584 |  | 0.37812
0.33584 |  | 0.37812
0.33584 |  | 0.37809
0.33584 |  | 0.37802
0.3358 |  | 0.37802
0.3358 |  | 0.37795
0.33577 |  | 0.37795
0.33577 |  | 0.37788
0.33573 |  | 0.37788
0.33569 |  | 0.37788
0.33566 |  | 0.37788
0.33566 |  | 0.37781
0.33559 |  | 0.37781
0.33559 |  | 0.37777
0.33559 |  | 0.37773
0.33559 |  | 0.37767
0.33559 |  | 0.37767
0.33555 |  | 0.37767
0.33555 |  | 0.37767
0.33548 |  | 0.37757
0.33548 |  | 0.37753
0.33544 |  | 0.37753
0.33541 |  | 0.3775
0.33541 |  | 0.3775
0.33537 |  | 0.37743
0.33537 |  | 0.3774
0.33537 |  | 0.37732
0.33537 |  | 0.37732
0.33537 |  | 0.37732
0.3353 |  | 0.37726
0.33527 |  | 0.37722
0.33523 |  | 0.37722
0.33516 |  | 0.37719
0.33516 |  | 0.37715
0.33516 |  | 0.37715
0.33516 |  | 0.37711
0.33512 |  | 0.37707
0.33512 |  | 0.37704
0.33512 |  | 0.377
0.33512 |  | 0.37697
0.33498 |  | 0.37697
0.33498 |  | 0.37694
0.33498 |  | 0.3769
0.33498 |  | 0.37687
0.33498 |  | 0.37687
0.33491 |  | 0.37676
0.33487 |  | 0.37676
0.33487 |  | 0.37673
0.33487 |  | 0.37665
0.33487 |  | 0.37665
0.33487 |  | 0.37663
0.3348 |  | 0.37656
0.3348 |  | 0.37648
0.33476 |  | 0.37648
0.33476 |  | 0.37648
0.33473 |  | 0.37642
0.3347 |  | 0.37642
0.3347 |  | 0.37638
0.3347 |  | 0.37634
0.3347 |  | 0.37632
0.33462 |  | 0.37628
0.33459 |  | 0.37625
0.33456 |  | 0.37625
0.33452 |  | 0.37625
0.33452 |  | 0.37621
0.33452 |  | 0.37621
0.33445 |  | 0.37617
0.33441 |  | 0.37614
0.33441 |  | 0.37611
0.33441 |  | 0.37607
0.33438 |  | 0.37604
0.33434 |  | 0.37601
0.33434 |  | 0.37597
0.3343 |  | 0.37594
0.3343 |  | 0.3759
0.33427 |  | 0.37586
0.33427 |  | 0.37586
0.33427 |  | 0.37583
0.33427 |  | 0.37583
0.33423 |  | 0.37583
0.33423 |  | 0.37573
0.33416 |  | 0.37573
0.33416 |  | 0.3757
0.33416 |  | 0.3757
0.33416 |  | 0.37559
0.33413 |  | 0.37555
0.33409 |  | 0.37555
0.33402 |  | 0.37553
0.33398 |  | 0.37553
0.33398 |  | 0.37549
0.33395 |  | 0.37542
0.33395 |  | 0.37539
0.33395 |  | 0.37539
0.33395 |  | 0.37535
0.33388 |  | 0.37532
0.33388 |  | 0.37529
0.33388 |  | 0.37525
0.33381 |  | 0.37521
0.33381 |  | 0.37521
0.33377 |  | 0.37518
0.33374 |  | 0.37511
0.33374 |  | 0.37511
0.3337 |  | 0.37511
0.3337 |  | 0.37508
0.33367 |  | 0.37504
0.33367 |  | 0.37504
0.33363 |  | 0.37504
0.33363 |  | 0.375
0.33359 |  | 0.37493
0.33359 |  | 0.3749
0.33356 |  | 0.37486
0.33356 |  | 0.37486
0.33356 |  | 0.37483
0.33353 |  | 0.3748
0.33353 |  | 0.3748
0.33353 |  | 0.37476
0.33349 |  | 0.37472
0.33346 |  | 0.37472
0.33346 |  | 0.37469
0.33346 |  | 0.37462
0.33342 |  | 0.37458
0.33342 |  | 0.37455
0.33335 |  | 0.37455
0.33335 |  | 0.37448
0.33331 |  | 0.37444
0.33331 |  | 0.37444
0.33328 |  | 0.37438
0.33328 |  | 0.37438
0.33325 |  | 0.37434
0.33321 |  | 0.37434
0.33317 |  | 0.37434
0.33317 |  | 0.37434
0.33317 |  | 0.37427
0.3331 |  | 0.37424
0.3331 |  | 0.37424
0.33307 |  | 0.37417
0.33303 |  | 0.37414
0.33303 |  | 0.37406
0.33296 |  | 0.37406
0.33296 |  | 0.37403
0.33292 |  | 0.37403
0.33292 |  | 0.37399
0.33292 |  | 0.37392
0.33292 |  | 0.37388
0.33292 |  | 0.37388
0.33292 |  | 0.37385
0.33289 |  | 0.37385
0.33289 |  | 0.37378
0.33282 |  | 0.37374
0.33278 |  | 0.37371
0.33278 |  | 0.37367
0.33275 |  | 0.37364
0.33271 |  | 0.37361
0.33268 |  | 0.37361
0.33268 |  | 0.37361
0.33264 |  | 0.37353
0.33264 |  | 0.37353
0.33257 |  | 0.3735
0.33257 |  | 0.37347
0.33253 |  | 0.3734
0.33253 |  | 0.3734
0.3325 |  | 0.3734
0.3325 |  | 0.37329
0.33246 |  | 0.37325
0.33243 |  | 0.37319
0.33239 |  | 0.37319
0.33239 |  | 0.37315
0.33236 |  | 0.37312
0.33229 |  | 0.37312
0.33229 |  | 0.37312
0.33225 |  | 0.37312
0.33222 |  | 0.37301
0.33222 |  | 0.37298
0.33222 |  | 0.37294
0.33218 |  | 0.37294
0.33218 |  | 0.37294
0.33211 |  | 0.37294
0.33211 |  | 0.37294
0.33204 |  | 0.37291
0.33204 |  | 0.37281
0.33204 |  | 0.37281
0.33204 |  | 0.37277
0.332 |  | 0.37277
0.332 |  | 0.37273
0.33196 |  | 0.37267
0.33196 |  | 0.37263
0.33189 |  | 0.37263
0.33189 |  | 0.37263
0.33189 |  | 0.3726
0.33189 |  | 0.37253
0.33189 |  | 0.37253
0.33182 |  | 0.37253
0.33179 |  | 0.37246
0.33179 |  | 0.37239
0.33179 |  | 0.37239
0.33179 |  | 0.37229
0.33175 |  | 0.37229
0.33172 |  | 0.37226
0.33172 |  | 0.37222
0.33164 |  | 0.37222
0.33164 |  | 0.37215
0.33161 |  | 0.37215
0.33157 |  | 0.37201
0.33157 |  | 0.37201
0.33154 |  | 0.37201
0.33154 |  | 0.37198
0.33147 |  | 0.37194
0.33147 |  | 0.37194
0.33147 |  | 0.37194
0.33147 |  | 0.37191
0.33143 |  | 0.37191
0.33143 |  | 0.37184
0.33137 |  | 0.3718
0.33137 |  | 0.3718
0.33137 |  | 0.37177
0.33133 |  | 0.37177
0.33126 |  | 0.37169
0.33126 |  | 0.37166
0.33126 |  | 0.37166
0.33126 |  | 0.37163
0.33126 |  | 0.37159
0.33126 |  | 0.37159
0.33122 |  | 0.37159
0.33119 |  | 0.37152
0.33108 |  | 0.37145
0.33108 |  | 0.37145
0.33108 |  | 0.37145
0.33108 |  | 0.37142
0.33105 |  | 0.37138
0.33105 |  | 0.37138
0.33105 |  | 0.37138
0.33105 |  | 0.37131
0.33101 |  | 0.37125
0.33101 |  | 0.37125
0.33098 |  | 0.37125
0.33098 |  | 0.37121
0.33098 |  | 0.37119
0.3309 |  | 0.37115
0.3309 |  | 0.37115
0.33087 |  | 0.37112
0.33083 |  | 0.37104
0.33083 |  | 0.37104
0.3308 |  | 0.37097
0.3308 |  | 0.37097
0.3308 |  | 0.37094
0.3308 |  | 0.37094
0.33076 |  | 0.37087
0.33069 |  | 0.3708
0.33066 |  | 0.3708
0.33066 |  | 0.3708
0.33066 |  | 0.3708
0.33066 |  | 0.3708
0.33059 |  | 0.3707
0.33059 |  | 0.3707
0.33059 |  | 0.3707
0.33055 |  | 0.37063
0.33055 |  | 0.37063
0.33055 |  | 0.37059
0.33048 |  | 0.37056
0.33048 |  | 0.37052
0.33045 |  | 0.37048
0.33041 |  | 0.37045
0.33041 |  | 0.37045
0.33041 |  | 0.37045
0.33041 |  | 0.37042
0.33041 |  | 0.37035
0.33034 |  | 0.37035
0.33034 |  | 0.37035
0.33027 |  | 0.37029
0.33027 |  | 0.37029
0.33027 |  | 0.37025
0.33023 |  | 0.37025
0.3302 |  | 0.37015
0.3302 |  | 0.37015
0.3302 |  | 0.37015
0.33016 |  | 0.37011
0.33016 |  | 0.37008
0.33009 |  | 0.37
0.33005 |  | 0.36997
0.33002 |  | 0.36997
0.33002 |  | 0.36994
0.32998 |  | 0.3699
0.32998 |  | 0.36984
0.32998 |  | 0.36977
0.32998 |  | 0.36974
0.32998 |  | 0.36971
0.32995 |  | 0.36968
0.32995 |  | 0.36968
0.32992 |  | 0.36964
0.32988 |  | 0.36964
0.32984 |  | 0.36954
0.32977 |  | 0.36954
0.32977 |  | 0.36947
0.32974 |  | 0.36947
0.3297 |  | 0.36941
0.3297 |  | 0.36941
0.3297 |  | 0.36941
0.32967 |  | 0.36941
0.32964 |  | 0.36941
0.32964 |  | 0.36937
0.3296 |  | 0.3693
0.3296 |  | 0.36923
0.3296 |  | 0.3692
0.3296 |  | 0.36916
0.32953 |  | 0.36916
0.32953 |  | 0.3691
0.32949 |  | 0.3691
0.32946 |  | 0.36906
0.32946 |  | 0.36899
0.32942 |  | 0.36896
0.32939 |  | 0.36896
0.32935 |  | 0.36896
0.32932 |  | 0.36896
0.32932 |  | 0.36896
0.32932 |  | 0.36888
0.32932 |  | 0.36885
0.32932 |  | 0.36881
0.32928 |  | 0.36881
0.32921 |  | 0.36878
0.32921 |  | 0.36878
0.32914 |  | 0.36875
0.32914 |  | 0.36871
0.32914 |  | 0.36868
0.32914 |  | 0.36864
0.3291 |  | 0.36864
0.3291 |  | 0.3686
0.3291 |  | 0.3686
0.32903 |  | 0.36857
0.32903 |  | 0.36857
0.329 |  | 0.36851
0.329 |  | 0.36847
0.329 |  | 0.36843
0.32896 |  | 0.36839
0.32889 |  | 0.36836
0.32889 |  | 0.36836
0.32889 |  | 0.36832
0.32889 |  | 0.36826
0.32885 |  | 0.36819
0.32875 |  | 0.36815
0.32875 |  | 0.36808
0.32875 |  | 0.36808
0.32872 |  | 0.36805
0.32868 |  | 0.36798
0.32868 |  | 0.36791
0.32868 |  | 0.36791
0.32864 |  | 0.36791
0.32861 |  | 0.36788
0.32854 |  | 0.36784
0.32854 |  | 0.3678
0.32854 |  | 0.36777
0.32854 |  | 0.36777
0.3285 |  | 0.3677
0.32847 |  | 0.3677
0.32847 |  | 0.3677
0.32843 |  | 0.3676
0.3284 |  | 0.36756
0.3284 |  | 0.36756
0.3284 |  | 0.36753
0.3284 |  | 0.36749
0.3284 |  | 0.36749
0.32836 |  | 0.36745
0.32836 |  | 0.36739
0.32825 |  | 0.36739
0.32825 |  | 0.36736
0.32822 |  | 0.36736
0.32822 |  | 0.36732
0.32822 |  | 0.36728
0.32822 |  | 0.36728
0.32815 |  | 0.36728
0.32811 |  | 0.36725
0.32811 |  | 0.36721
0.32804 |  | 0.36718
0.32804 |  | 0.36718
0.32804 |  | 0.36711
0.32801 |  | 0.36708
0.32801 |  | 0.36708
0.32801 |  | 0.36701
0.32797 |  | 0.36701
0.32797 |  | 0.36701
0.32793 |  | 0.36691
0.32793 |  | 0.36691
0.32787 |  | 0.36687
0.32787 |  | 0.36681
0.32787 |  | 0.36673
0.32787 |  | 0.36673
0.32783 |  | 0.36667
0.32772 |  | 0.36667
0.32769 |  | 0.36667
0.32769 |  | 0.36663
0.32769 |  | 0.36663
0.32769 |  | 0.36656
0.32762 |  | 0.36656
0.32762 |  | 0.36656
0.32762 |  | 0.36656
0.32762 |  | 0.36646
0.32762 |  | 0.36646
0.32762 |  | 0.36646
0.32755 |  | 0.36642
0.32755 |  | 0.36636
0.32747 |  | 0.36632
0.32747 |  | 0.36632
0.32744 |  | 0.36632
0.32744 |  | 0.36629
0.32744 |  | 0.36625
0.32737 |  | 0.36619
0.32733 |  | 0.36615
0.32733 |  | 0.36611
0.32733 |  | 0.36611
0.32733 |  | 0.36608
0.3273 |  | 0.36597
0.32726 |  | 0.36594
0.32723 |  | 0.36594
0.32719 |  | 0.3659
0.32719 |  | 0.3659
0.32719 |  | 0.36587
0.32708 |  | 0.36583
0.32708 |  | 0.3658
0.32708 |  | 0.36577
0.32708 |  | 0.36573
0.32708 |  | 0.36573
0.32701 |  | 0.36562
0.32701 |  | 0.36559
0.32701 |  | 0.36559
0.32701 |  | 0.36556
0.32698 |  | 0.36556
0.32694 |  | 0.36545
0.32694 |  | 0.36542
0.3269 |  | 0.36542
0.3269 |  | 0.36538
0.32687 |  | 0.36535
0.32687 |  | 0.36532
0.32684 |  | 0.36525
0.32684 |  | 0.36525
0.32676 |  | 0.36525
0.32676 |  | 0.36525
0.32673 |  | 0.36525
0.32673 |  | 0.36514
0.32673 |  | 0.36507
0.32669 |  | 0.36507
0.32666 |  | 0.36505
0.32662 |  | 0.36501
0.32662 |  | 0.36501
0.32659 |  | 0.36501
0.32655 |  | 0.36494
0.32652 |  | 0.36494
0.32652 |  | 0.36484
0.32648 |  | 0.3648
0.32645 |  | 0.3648
0.32645 |  | 0.3648
0.32645 |  | 0.36477
0.32641 |  | 0.36473
0.32634 |  | 0.36473
0.32627 |  | 0.36466
0.32627 |  | 0.36459
0.32627 |  | 0.36456
0.32627 |  | 0.36452
0.32623 |  | 0.36452
0.32623 |  | 0.36452
0.32616 |  | 0.36448
0.32612 |  | 0.36441
0.32612 |  | 0.36437
0.32605 |  | 0.36437
0.32605 |  | 0.36434
0.32602 |  | 0.36434
0.32602 |  | 0.36434
0.32598 |  | 0.36424
0.32598 |  | 0.36424
0.32598 |  | 0.36424
0.32595 |  | 0.36421
0.32591 |  | 0.36417
0.32591 |  | 0.36413
0.32588 |  | 0.36406
0.32588 |  | 0.36406
0.32588 |  | 0.36406
0.32588 |  | 0.36403
0.32584 |  | 0.364
0.3258 |  | 0.3639
0.3258 |  | 0.36382
0.32574 |  | 0.36379
0.32574 |  | 0.36373
0.3257 |  | 0.36369
0.3257 |  | 0.36369
0.3257 |  | 0.36369
0.3257 |  | 0.36362
0.32567 |  | 0.36359
0.32563 |  | 0.36355
0.32563 |  | 0.36355
0.3256 |  | 0.36352
0.32556 |  | 0.36348
0.32556 |  | 0.36345
0.32552 |  | 0.36334
0.32549 |  | 0.36334
0.32549 |  | 0.36331
0.32549 |  | 0.36331
0.32545 |  | 0.36324
0.32545 |  | 0.36321
0.32542 |  | 0.36317
0.32542 |  | 0.36317
0.32542 |  | 0.36314
0.32535 |  | 0.36314
0.32535 |  | 0.36307
0.32535 |  | 0.36307
0.32535 |  | 0.36303
0.32535 |  | 0.36294
0.32535 |  | 0.3629
0.32528 |  | 0.3629
0.32528 |  | 0.3629
0.32524 |  | 0.36287
0.32521 |  | 0.36278
0.32518 |  | 0.36273
0.3251 |  | 0.36273
0.3251 |  | 0.36273
0.3251 |  | 0.36269
0.32507 |  | 0.36265
0.32507 |  | 0.36265
0.32503 |  | 0.36265
0.325 |  | 0.36262
0.32496 |  | 0.36251
0.32496 |  | 0.36251
0.32496 |  | 0.36247
0.32496 |  | 0.36244
0.32493 |  | 0.36244
0.32486 |  | 0.36244
0.32482 |  | 0.36241
0.32482 |  | 0.36234
0.32482 |  | 0.36231
0.32482 |  | 0.36231
0.32482 |  | 0.36224
0.32482 |  | 0.36224
0.32472 |  | 0.36217
0.32468 |  | 0.36213
0.32464 |  | 0.3621
0.32464 |  | 0.36206
0.32461 |  | 0.362
0.32461 |  | 0.36196
0.32461 |  | 0.36193
0.32458 |  | 0.36189
0.32454 |  | 0.36189
0.32451 |  | 0.36189
0.32447 |  | 0.36179
0.32447 |  | 0.36179
0.32447 |  | 0.36179
0.32447 |  | 0.36179
0.32447 |  | 0.36172
0.32439 |  | 0.36172
0.32439 |  | 0.36169
0.32439 |  | 0.36162
0.32432 |  | 0.36159
0.32429 |  | 0.36155
0.32425 |  | 0.36155
0.32425 |  | 0.36152
0.32425 |  | 0.36152
0.32425 |  | 0.36148
0.32422 |  | 0.36138
0.32422 |  | 0.36135
0.32418 |  | 0.36135
0.32418 |  | 0.36131
0.32415 |  | 0.36128
0.32415 |  | 0.36125
0.32412 |  | 0.36125
0.32408 |  | 0.36118
0.32404 |  | 0.36118
0.32404 |  | 0.36115
0.32404 |  | 0.36104
0.324 |  | 0.36104
0.32397 |  | 0.36094
0.3239 |  | 0.36094
0.3239 |  | 0.36094
0.3239 |  | 0.36094
0.3239 |  | 0.36087
0.3239 |  | 0.36087
0.3239 |  | 0.36087
0.32383 |  | 0.36083
0.32383 |  | 0.3608
0.3238 |  | 0.36076
0.3238 |  | 0.36076
0.32376 |  | 0.36069
0.32372 |  | 0.36069
0.32372 |  | 0.36066
0.32368 |  | 0.36062
0.32365 |  | 0.36062
0.32365 |  | 0.36059
0.32365 |  | 0.36055
0.32365 |  | 0.36051
0.32358 |  | 0.36048
0.32358 |  | 0.36038
0.32358 |  | 0.36038
0.32351 |  | 0.36034
0.32348 |  | 0.3603
0.32344 |  | 0.36024
0.32344 |  | 0.36024
0.32344 |  | 0.36024
0.3234 |  | 0.36013
0.3234 |  | 0.36013
0.32337 |  | 0.3601
0.32333 |  | 0.36006
0.32333 |  | 0.36002
0.3233 |  | 0.35999
0.3233 |  | 0.35999
0.3233 |  | 0.35999
0.32326 |  | 0.35996
0.32326 |  | 0.35989
0.32319 |  | 0.35989
0.32315 |  | 0.35986
0.32315 |  | 0.35979
0.32308 |  | 0.35979
0.32308 |  | 0.35979
0.32308 |  | 0.35972
0.32305 |  | 0.35965
0.32305 |  | 0.35965
0.32305 |  | 0.35958
0.32301 |  | 0.35958
0.32301 |  | 0.35951
0.32301 |  | 0.35951
0.32295 |  | 0.35951
0.32295 |  | 0.35948
0.32295 |  | 0.35944
0.32287 |  | 0.3594
0.32287 |  | 0.35937
0.32284 |  | 0.3593
0.32277 |  | 0.35927
0.32277 |  | 0.35927
0.32273 |  | 0.35923
0.32266 |  | 0.35917
0.32266 |  | 0.35913
0.32266 |  | 0.35913
0.32266 |  | 0.35906
0.32266 |  | 0.35906
0.32259 |  | 0.35903
0.32259 |  | 0.35903
0.32259 |  | 0.35899
0.32259 |  | 0.3589
0.32259 |  | 0.35886
0.32255 |  | 0.35886
0.32251 |  | 0.35883
0.32251 |  | 0.35875
0.32251 |  | 0.35869
0.32248 |  | 0.35869
0.32244 |  | 0.35869
0.32244 |  | 0.35865
0.32244 |  | 0.35862
0.32237 |  | 0.35852
0.32237 |  | 0.35849
0.32237 |  | 0.35845
0.32237 |  | 0.35842
0.32237 |  | 0.35838
0.32234 |  | 0.35838
0.32234 |  | 0.35838
0.32227 |  | 0.35838
0.32223 |  | 0.35831
0.32223 |  | 0.35828
0.3222 |  | 0.35824
0.32213 |  | 0.35824
0.32213 |  | 0.35821
0.32213 |  | 0.35814
0.32209 |  | 0.35812
0.32206 |  | 0.35808
0.32206 |  | 0.35808
0.32206 |  | 0.35804
0.32206 |  | 0.35801
0.32202 |  | 0.35801
0.32199 |  | 0.35801
0.32192 |  | 0.35798
0.32192 |  | 0.35794
0.32192 |  | 0.35794
0.32188 |  | 0.35787
0.32184 |  | 0.35784
0.32184 |  | 0.35784
0.32184 |  | 0.3578
0.32181 |  | 0.35774
0.32178 |  | 0.35774
0.32178 |  | 0.3577
0.32174 |  | 0.3577
0.3217 |  | 0.3576
0.32167 |  | 0.3576
0.32167 |  | 0.3576
0.32164 |  | 0.35757
0.32164 |  | 0.35754
0.32164 |  | 0.35754
0.32164 |  | 0.35751
0.3216 |  | 0.35751
0.3216 |  | 0.35744
0.32153 |  | 0.35744
0.32153 |  | 0.3574
0.32153 |  | 0.3574
0.32153 |  | 0.35736
0.32153 |  | 0.35733
0.3215 |  | 0.35733
0.32146 |  | 0.35729
0.32146 |  | 0.35723
0.32139 |  | 0.35719
0.32139 |  | 0.35719
0.32139 |  | 0.35716
0.32135 |  | 0.35709
0.32135 |  | 0.35705
0.32132 |  | 0.35705
0.32132 |  | 0.35702
0.32125 |  | 0.35699
0.32125 |  | 0.35695
0.32125 |  | 0.35692
0.32125 |  | 0.35688
0.32121 |  | 0.35688
0.32121 |  | 0.35685
0.32118 |  | 0.35685
0.32114 |  | 0.35681
0.32114 |  | 0.35674
0.32114 |  | 0.35674
0.3211 |  | 0.35671
0.3211 |  | 0.35671
0.3211 |  | 0.35668
0.32107 |  | 0.35668
0.32103 |  | 0.35668
0.321 |  | 0.35664
0.321 |  | 0.35661
0.32093 |  | 0.3565
0.32093 |  | 0.3565
0.32093 |  | 0.35647
0.3209 |  | 0.35647
0.3209 |  | 0.3564
0.32083 |  | 0.3564
0.32079 |  | 0.3564
0.32079 |  | 0.35634
0.32076 |  | 0.3563
0.32072 |  | 0.3563
0.32072 |  | 0.35626
0.32072 |  | 0.3562
0.32072 |  | 0.3562
0.32069 |  | 0.35616
0.32066 |  | 0.35613
0.32066 |  | 0.35613
0.32061 |  | 0.35606
0.32061 |  | 0.35606
0.32058 |  | 0.35603
0.32058 |  | 0.35599
0.32055 |  | 0.35595
0.32051 |  | 0.35595
0.32044 |  | 0.35595
0.32044 |  | 0.35592
0.32044 |  | 0.35589
0.32044 |  | 0.35585
0.32044 |  | 0.35582
0.32044 |  | 0.35578
0.32041 |  | 0.35574
0.32041 |  | 0.35574
0.32034 |  | 0.35571
0.3203 |  | 0.35564
0.32026 |  | 0.35562
0.32023 |  | 0.35558
0.32019 |  | 0.35554
0.32019 |  | 0.35547
0.32019 |  | 0.35547
0.32019 |  | 0.35544
0.32016 |  | 0.35541
0.32016 |  | 0.35541
0.32009 |  | 0.35534
0.32009 |  | 0.35527
0.32005 |  | 0.35527
0.32002 |  | 0.35523
0.31995 |  | 0.3552
0.31991 |  | 0.3552
0.31991 |  | 0.35517
0.31991 |  | 0.35513
0.31991 |  | 0.35513
0.31988 |  | 0.3551
0.31988 |  | 0.35507
0.31984 |  | 0.35507
0.31984 |  | 0.35503
0.3198 |  | 0.35503
0.31977 |  | 0.35496
0.31974 |  | 0.35496
0.3197 |  | 0.35486
0.3197 |  | 0.35482
0.3197 |  | 0.35482
0.3197 |  | 0.35476
0.31959 |  | 0.35469
0.31959 |  | 0.35466
0.31959 |  | 0.35462
0.31952 |  | 0.35456
0.31952 |  | 0.35456
0.31952 |  | 0.35452
0.31949 |  | 0.35448
0.31949 |  | 0.35442
0.31945 |  | 0.35435
0.31941 |  | 0.35431
0.31941 |  | 0.35431
0.31941 |  | 0.35424
0.31934 |  | 0.35424
0.31931 |  | 0.35424
0.31927 |  | 0.35418
0.31927 |  | 0.35414
0.31927 |  | 0.3541
0.31927 |  | 0.35404
0.31924 |  | 0.35404
0.3192 |  | 0.35404
0.31916 |  | 0.35393
0.31913 |  | 0.35393
0.31909 |  | 0.35393
0.31906 |  | 0.35393
0.31906 |  | 0.35383
0.31906 |  | 0.3538
0.31906 |  | 0.3538
0.31902 |  | 0.35376
0.31902 |  | 0.35376
0.31895 |  | 0.35372
0.31895 |  | 0.35372
0.31892 |  | 0.35366
0.31892 |  | 0.35366
0.31892 |  | 0.35362
0.31888 |  | 0.35355
0.31877 |  | 0.35352
0.31877 |  | 0.35352
0.31874 |  | 0.35352
0.31874 |  | 0.35348
0.3187 |  | 0.35341
0.3187 |  | 0.35338
0.3187 |  | 0.35338
0.31867 |  | 0.35338
0.31859 |  | 0.35338
0.31856 |  | 0.35332
0.31856 |  | 0.35328
0.31852 |  | 0.35328
0.31852 |  | 0.35325
0.31845 |  | 0.35325
0.31845 |  | 0.35317
0.31842 |  | 0.35317
0.31842 |  | 0.35317
0.31842 |  | 0.35311
0.31842 |  | 0.35311
0.31842 |  | 0.35308
0.31838 |  | 0.35308
0.31835 |  | 0.35308
0.31832 |  | 0.35304
0.31827 |  | 0.35297
0.31824 |  | 0.35294
0.31821 |  | 0.35294
0.31821 |  | 0.35294
0.31821 |  | 0.3529
0.31817 |  | 0.3529
0.31817 |  | 0.3529
0.31814 |  | 0.3528
0.31814 |  | 0.3528
0.3181 |  | 0.3527
0.3181 |  | 0.3527
0.31807 |  | 0.3527
0.31807 |  | 0.35263
0.31807 |  | 0.35263
0.31807 |  | 0.3526
0.31803 |  | 0.3526
0.31799 |  | 0.35253
0.31799 |  | 0.35247
0.31792 |  | 0.35247
0.31792 |  | 0.3524
0.31792 |  | 0.3524
0.31792 |  | 0.3524
0.31792 |  | 0.35233
0.31785 |  | 0.35233
0.31785 |  | 0.3523
0.31785 |  | 0.35226
0.31785 |  | 0.35226
0.31785 |  | 0.3522
0.31782 |  | 0.35213
0.31778 |  | 0.35213
0.31774 |  | 0.35213
0.31774 |  | 0.35209
0.31771 |  | 0.35205
0.31771 |  | 0.35205
0.31767 |  | 0.35202
0.31764 |  | 0.35192
0.31764 |  | 0.35192
0.31764 |  | 0.35185
0.3176 |  | 0.35182
0.3176 |  | 0.35182
0.31756 |  | 0.35175
0.31749 |  | 0.35172
0.31746 |  | 0.35172
0.31746 |  | 0.35172
0.31742 |  | 0.35165
0.31739 |  | 0.35165
0.31739 |  | 0.35157
0.31736 |  | 0.35154
0.31736 |  | 0.35151
0.31736 |  | 0.35147
0.31728 |  | 0.35144
0.31728 |  | 0.3514
0.31725 |  | 0.3514
0.31725 |  | 0.35137
0.31721 |  | 0.3513
0.31718 |  | 0.3513
0.31718 |  | 0.35125
0.31714 |  | 0.35123
0.31711 |  | 0.35123
0.31707 |  | 0.35119
0.31707 |  | 0.35115
0.31704 |  | 0.35112
0.31704 |  | 0.35109
0.317 |  | 0.35109
0.31697 |  | 0.35105
0.31697 |  | 0.35102
0.3169 |  | 0.35096
0.3169 |  | 0.35092
0.3169 |  | 0.35088
0.3169 |  | 0.35085
0.31686 |  | 0.35082
0.31682 |  | 0.35078
0.31679 |  | 0.35071
0.31679 |  | 0.35071
0.31676 |  | 0.35071
0.31676 |  | 0.35068
0.31672 |  | 0.3506
0.31668 |  | 0.35058
0.31665 |  | 0.35058
0.31665 |  | 0.35058
0.31661 |  | 0.35048
0.31661 |  | 0.35044
0.31661 |  | 0.35044
0.31658 |  | 0.35044
0.31654 |  | 0.35041
0.31647 |  | 0.35034
0.31647 |  | 0.35027
0.31647 |  | 0.35023
0.31644 |  | 0.35021
0.31644 |  | 0.35021
0.31644 |  | 0.35017
0.31637 |  | 0.35013
0.3163 |  | 0.3501
0.3163 |  | 0.35003
0.31623 |  | 0.35003
0.31619 |  | 0.35
0.31619 |  | 0.34996
0.31619 |  | 0.34993
0.31616 |  | 0.34982
0.31616 |  | 0.34982
0.31616 |  | 0.34982
0.31609 |  | 0.34982
0.31609 |  | 0.34979
0.31602 |  | 0.34975
0.31602 |  | 0.34972
0.31602 |  | 0.34965
0.31602 |  | 0.34965
0.31598 |  | 0.34965
0.31595 |  | 0.34962
0.31591 |  | 0.34955
0.31588 |  | 0.34948
0.31588 |  | 0.34948
0.31588 |  | 0.34948
0.31581 |  | 0.34944
0.31581 |  | 0.34941
0.31577 |  | 0.34941
0.31577 |  | 0.34934
0.31574 |  | 0.34931
0.3157 |  | 0.34928
0.3157 |  | 0.34928
0.3157 |  | 0.34924
0.3157 |  | 0.34924
0.31567 |  | 0.34917
0.31567 |  | 0.34913
0.31563 |  | 0.34909
0.31563 |  | 0.34907
0.31556 |  | 0.34907
0.31553 |  | 0.34907
0.31545 |  | 0.349
0.31542 |  | 0.349
0.31538 |  | 0.34897
0.31538 |  | 0.34889
0.31538 |  | 0.34886
0.31538 |  | 0.34883
0.31535 |  | 0.34883
0.31535 |  | 0.34883
0.31531 |  | 0.34879
0.31528 |  | 0.34876
0.31525 |  | 0.34876
0.31521 |  | 0.34876
0.31521 |  | 0.34869
0.31521 |  | 0.34866
0.31518 |  | 0.34862
0.31514 |  | 0.34859
0.31507 |  | 0.34856
0.31503 |  | 0.34852
0.31503 |  | 0.34852
0.31499 |  | 0.34848
0.31496 |  | 0.34848
0.31496 |  | 0.34846
0.31496 |  | 0.34842
0.31496 |  | 0.34839
0.31493 |  | 0.34825
0.31489 |  | 0.34825
0.31489 |  | 0.34825
0.31486 |  | 0.34821
0.31482 |  | 0.34818
0.31478 |  | 0.34818
0.31475 |  | 0.34818
0.31471 |  | 0.34814
0.31471 |  | 0.34808
0.31464 |  | 0.34797
0.31461 |  | 0.34797
0.31461 |  | 0.34794
0.31461 |  | 0.3479
0.31457 |  | 0.34786
0.31457 |  | 0.34783
0.31457 |  | 0.34776
0.31457 |  | 0.34776
0.31447 |  | 0.34766
0.31447 |  | 0.34759
0.31447 |  | 0.34759
0.31447 |  | 0.34759
0.31443 |  | 0.34755
0.31443 |  | 0.34752
0.31439 |  | 0.34742
0.31439 |  | 0.34742
0.31436 |  | 0.34739
0.31429 |  | 0.34739
0.31425 |  | 0.34732
0.31425 |  | 0.34728
0.31425 |  | 0.34725
0.31421 |  | 0.34725
0.31414 |  | 0.34725
0.31411 |  | 0.34722
0.31411 |  | 0.34715
0.31411 |  | 0.34715
0.31404 |  | 0.34711
0.314 |  | 0.34711
0.314 |  | 0.34708
0.31397 |  | 0.34705
0.31393 |  | 0.34702
0.31393 |  | 0.34694
0.31393 |  | 0.34691
0.3139 |  | 0.34691
0.3139 |  | 0.34687
0.3139 |  | 0.3468
0.31383 |  | 0.34674
0.31383 |  | 0.34674
0.31383 |  | 0.34671
0.31379 |  | 0.34667
0.31379 |  | 0.34657
0.31379 |  | 0.34653
0.31376 |  | 0.34653
0.31376 |  | 0.34643
0.31362 |  | 0.34643
0.31362 |  | 0.3464
0.31362 |  | 0.3464
0.31358 |  | 0.34633
0.31354 |  | 0.34633
0.31354 |  | 0.34633
0.31347 |  | 0.34626
0.31344 |  | 0.34626
0.31344 |  | 0.34626
0.31344 |  | 0.34619
0.3134 |  | 0.34615
0.31337 |  | 0.34612
0.31337 |  | 0.34609
0.31333 |  | 0.34606
0.31326 |  | 0.34602
0.31326 |  | 0.34599
0.31322 |  | 0.34589
0.31322 |  | 0.34589
0.31319 |  | 0.34589
0.31319 |  | 0.34579
0.31315 |  | 0.34575
0.31315 |  | 0.34565
0.31315 |  | 0.34565
0.31312 |  | 0.34565
0.31312 |  | 0.34565
0.31308 |  | 0.34565
0.31308 |  | 0.34562
0.31297 |  | 0.34554
0.31297 |  | 0.34551
0.31297 |  | 0.34548
0.31294 |  | 0.34548
0.31294 |  | 0.34548
0.31294 |  | 0.34541
0.31287 |  | 0.34538
0.3128 |  | 0.34527
0.3128 |  | 0.34527
0.3128 |  | 0.34524
0.3128 |  | 0.34521
0.31276 |  | 0.34517
0.31276 |  | 0.34514
0.31276 |  | 0.34507
0.31276 |  | 0.34507
0.31269 |  | 0.34501
0.31269 |  | 0.34497
0.31265 |  | 0.34493
0.31262 |  | 0.3449
0.31258 |  | 0.3448
0.31258 |  | 0.34476
0.31258 |  | 0.34473
0.31255 |  | 0.34473
0.31248 |  | 0.3447
0.31248 |  | 0.34467
0.31244 |  | 0.34467
0.31244 |  | 0.34459
0.31244 |  | 0.34457
0.3124 |  | 0.34457
0.31237 |  | 0.34457
0.31233 |  | 0.34453
0.31233 |  | 0.34449
0.31233 |  | 0.34446
0.3123 |  | 0.34442
0.31223 |  | 0.34442
0.31223 |  | 0.34439
0.31223 |  | 0.34436
0.31223 |  | 0.34429
0.3122 |  | 0.34429
0.31216 |  | 0.34429
0.31205 |  | 0.34426
0.31205 |  | 0.34419
0.31205 |  | 0.34419
0.31205 |  | 0.34416
0.31202 |  | 0.34412
0.31198 |  | 0.34408
0.31195 |  | 0.34405
0.31191 |  | 0.34402
0.31191 |  | 0.34396
0.31188 |  | 0.34396
0.31188 |  | 0.34396
0.31184 |  | 0.34392
0.31184 |  | 0.34388
0.31184 |  | 0.34385
0.3118 |  | 0.34382
0.3118 |  | 0.34378
0.31174 |  | 0.34371
0.3117 |  | 0.34368
0.31167 |  | 0.34365
0.31163 |  | 0.34361
0.3116 |  | 0.34358
0.3116 |  | 0.34358
0.31156 |  | 0.34352
0.31153 |  | 0.34352
0.31153 |  | 0.34352
0.31149 |  | 0.34348
0.31149 |  | 0.34344
0.31149 |  | 0.34341
0.31146 |  | 0.34338
0.31139 |  | 0.34331
0.31135 |  | 0.34328
0.31135 |  | 0.34328
0.31131 |  | 0.34328
0.31131 |  | 0.34325
0.31131 |  | 0.34314
0.31131 |  | 0.34314
0.31128 |  | 0.3431
0.31128 |  | 0.34304
0.31121 |  | 0.34304
0.31117 |  | 0.34298
0.31114 |  | 0.34294
0.31114 |  | 0.34294
0.31114 |  | 0.34294
0.31114 |  | 0.34294
0.31114 |  | 0.34294
0.31114 |  | 0.34287
0.3111 |  | 0.3428
0.31099 |  | 0.3428
0.31099 |  | 0.34277
0.31099 |  | 0.34266
0.31099 |  | 0.34266
0.31096 |  | 0.34263
0.31089 |  | 0.34263
0.31082 |  | 0.3426
0.31082 |  | 0.34253
0.31082 |  | 0.34253
0.31082 |  | 0.34253
0.31078 |  | 0.34243
0.31078 |  | 0.34243
0.31074 |  | 0.34243
0.31071 |  | 0.34235
0.31071 |  | 0.34232
0.31067 |  | 0.34232
0.31064 |  | 0.34228
0.3106 |  | 0.34221
0.31057 |  | 0.34221
0.31057 |  | 0.34215
0.31057 |  | 0.34215
0.31057 |  | 0.34208
0.31049 |  | 0.34201
0.31049 |  | 0.34201
0.31046 |  | 0.34201
0.31042 |  | 0.34198
0.31035 |  | 0.34195
0.31032 |  | 0.34191
0.31032 |  | 0.34191
0.31032 |  | 0.34188
0.31032 |  | 0.34182
0.31025 |  | 0.34182
0.31025 |  | 0.34182
0.31025 |  | 0.34175
0.31025 |  | 0.34168
0.31017 |  | 0.34161
0.31014 |  | 0.34158
0.31011 |  | 0.34155
0.31011 |  | 0.34148
0.31011 |  | 0.34145
0.31007 |  | 0.34141
0.31007 |  | 0.34141
0.31004 |  | 0.34138
0.31 |  | 0.34138
0.30993 |  | 0.3413
0.30993 |  | 0.34127
0.30993 |  | 0.34124
0.30993 |  | 0.34124
0.30989 |  | 0.3412
0.30986 |  | 0.34117
0.30982 |  | 0.34117
0.30978 |  | 0.3411
0.30978 |  | 0.34107
0.30978 |  | 0.34103
0.30975 |  | 0.34103
0.30975 |  | 0.34103
0.30968 |  | 0.34097
0.30968 |  | 0.34097
0.30964 |  | 0.34097
0.30964 |  | 0.3409
0.30964 |  | 0.34087
0.30961 |  | 0.34083
0.30961 |  | 0.3408
0.30957 |  | 0.34076
0.30954 |  | 0.34076
0.30954 |  | 0.3407
0.3095 |  | 0.3407
0.30947 |  | 0.34066
0.30947 |  | 0.34066
0.30947 |  | 0.34066
0.30943 |  | 0.34056
0.30943 |  | 0.3405
0.30943 |  | 0.3405
0.3094 |  | 0.34046
0.30932 |  | 0.34043
0.30932 |  | 0.34036
0.30932 |  | 0.34032
0.30932 |  | 0.34029
0.30925 |  | 0.34026
0.30918 |  | 0.34022
0.30918 |  | 0.34022
0.30918 |  | 0.34019
0.30915 |  | 0.34016
0.30915 |  | 0.34012
0.30915 |  | 0.34009
0.30915 |  | 0.34006
0.30915 |  | 0.33999
0.30908 |  | 0.33999
0.30904 |  | 0.33991
0.30897 |  | 0.33985
0.30897 |  | 0.33985
0.30897 |  | 0.33982
0.30894 |  | 0.33971
0.3089 |  | 0.33967
0.3089 |  | 0.33967
0.30887 |  | 0.33967
0.30887 |  | 0.33964
0.30887 |  | 0.33961
0.3088 |  | 0.33957
0.30876 |  | 0.33957
0.30876 |  | 0.3395
0.30872 |  | 0.33943
0.30872 |  | 0.33943
0.30865 |  | 0.3394
0.30865 |  | 0.33933
0.30862 |  | 0.33933
0.30851 |  | 0.33933
0.30851 |  | 0.3393
0.30851 |  | 0.33927
0.30851 |  | 0.3392
0.30845 |  | 0.33916
0.30845 |  | 0.33913
0.30845 |  | 0.33906
0.30841 |  | 0.33902
0.30841 |  | 0.33902
0.30837 |  | 0.33899
0.3083 |  | 0.33889
0.3083 |  | 0.33885
0.3083 |  | 0.33885
0.30823 |  | 0.33885
0.30823 |  | 0.33881
0.30823 |  | 0.33875
0.30823 |  | 0.33875
0.30816 |  | 0.33875
0.30816 |  | 0.33868
0.30812 |  | 0.33865
0.30812 |  | 0.33865
0.30812 |  | 0.33858
0.30812 |  | 0.33858
0.30809 |  | 0.33858
0.30805 |  | 0.33858
0.30802 |  | 0.33858
0.30802 |  | 0.33854
0.30802 |  | 0.33844
0.30802 |  | 0.33841
0.30794 |  | 0.33838
0.30791 |  | 0.33838
0.30791 |  | 0.33838
0.30788 |  | 0.33838
0.30784 |  | 0.33834
0.30781 |  | 0.33828
0.30777 |  | 0.33821
0.30777 |  | 0.33821
0.30777 |  | 0.33821
0.30774 |  | 0.33817
0.30774 |  | 0.33807
0.30774 |  | 0.33803
0.30774 |  | 0.33803
0.30763 |  | 0.338
0.30763 |  | 0.338
0.30759 |  | 0.338
0.30756 |  | 0.33796
0.30756 |  | 0.33796
0.30752 |  | 0.33796
0.30749 |  | 0.33796
0.30746 |  | 0.33782
0.30746 |  | 0.33779
0.30742 |  | 0.33779
0.30742 |  | 0.33779
0.30739 |  | 0.33779
0.30739 |  | 0.33779
0.30728 |  | 0.33775
0.30728 |  | 0.33773
0.30728 |  | 0.33765
0.30728 |  | 0.33762
0.30724 |  | 0.33758
0.30718 |  | 0.33758
0.30718 |  | 0.33755
0.30718 |  | 0.33751
0.30718 |  | 0.33745
0.30714 |  | 0.33738
0.3071 |  | 0.33738
0.30703 |  | 0.33734
0.307 |  | 0.33728
0.307 |  | 0.33721
0.307 |  | 0.33714
0.307 |  | 0.33714
0.30696 |  | 0.33711
0.30693 |  | 0.33704
0.30693 |  | 0.33701
0.30689 |  | 0.33697
0.30686 |  | 0.33697
0.30682 |  | 0.33697
0.30682 |  | 0.3369
0.30678 |  | 0.33685
0.30678 |  | 0.33678
0.30671 |  | 0.33678
0.30671 |  | 0.33678
0.30668 |  | 0.33678
0.30664 |  | 0.33671
0.30661 |  | 0.33671
0.30661 |  | 0.33671
0.30661 |  | 0.33667
0.30657 |  | 0.33657
0.30657 |  | 0.33657
0.30647 |  | 0.33657
0.30647 |  | 0.33654
0.30647 |  | 0.33654
0.30647 |  | 0.33647
0.30647 |  | 0.33643
0.3064 |  | 0.33643
0.30636 |  | 0.33634
0.30632 |  | 0.33627
0.30632 |  | 0.33627
0.30632 |  | 0.3362
0.30626 |  | 0.33613
0.30622 |  | 0.33613
0.30622 |  | 0.3361
0.30618 |  | 0.33607
0.30618 |  | 0.33603
0.30618 |  | 0.33603
0.30615 |  | 0.33597
0.30611 |  | 0.33593
0.30608 |  | 0.33586
0.30604 |  | 0.33586
0.30604 |  | 0.33586
0.306 |  | 0.33582
0.306 |  | 0.33582
0.30594 |  | 0.3358
0.30594 |  | 0.33577
0.30587 |  | 0.3357
0.30583 |  | 0.33566
0.30583 |  | 0.33563
0.3058 |  | 0.33556
0.3058 |  | 0.33556
0.30572 |  | 0.33549
0.30572 |  | 0.33549
0.30572 |  | 0.33545
0.30569 |  | 0.33545
0.30566 |  | 0.33542
0.30566 |  | 0.33535
0.30562 |  | 0.33532
0.30555 |  | 0.33532
0.30552 |  | 0.33532
0.30552 |  | 0.33524
0.30552 |  | 0.33519
0.30552 |  | 0.33519
0.30548 |  | 0.33519
0.30548 |  | 0.33505
0.30538 |  | 0.33505
0.30538 |  | 0.33505
0.30534 |  | 0.33505
0.30534 |  | 0.33499
0.30534 |  | 0.33495
0.30527 |  | 0.33495
0.30527 |  | 0.33491
0.30527 |  | 0.33484
0.30524 |  | 0.33481
0.3052 |  | 0.33478
0.3052 |  | 0.33478
0.30517 |  | 0.33474
0.30509 |  | 0.33468
0.30509 |  | 0.33468
0.30502 |  | 0.33461
0.30499 |  | 0.33458
0.30499 |  | 0.33451
0.30499 |  | 0.33448
0.30495 |  | 0.33448
0.30495 |  | 0.33448
0.30495 |  | 0.3344
0.30495 |  | 0.3344
0.30488 |  | 0.33437
0.30481 |  | 0.33437
0.30477 |  | 0.33426
0.30477 |  | 0.3342
0.30474 |  | 0.3342
0.3047 |  | 0.3342
0.30467 |  | 0.33416
0.30467 |  | 0.33409
0.30467 |  | 0.33409
0.30467 |  | 0.33406
0.30456 |  | 0.33402
0.30456 |  | 0.33392
0.30456 |  | 0.33392
0.30449 |  | 0.33392
0.30449 |  | 0.33385
0.30449 |  | 0.33382
0.30442 |  | 0.33379
0.30438 |  | 0.33379
0.30438 |  | 0.33375
0.30435 |  | 0.33372
0.30432 |  | 0.33365
0.30432 |  | 0.33365
0.30432 |  | 0.33365
0.30425 |  | 0.33359
0.30421 |  | 0.33356
0.30414 |  | 0.33352
0.30414 |  | 0.33345
0.30414 |  | 0.33345
0.30414 |  | 0.33342
0.3041 |  | 0.33338
0.30407 |  | 0.33332
0.30407 |  | 0.33328
0.30403 |  | 0.33325
0.304 |  | 0.33321
0.30396 |  | 0.33321
0.30396 |  | 0.33318
0.30396 |  | 0.33314
0.30393 |  | 0.33311
0.30385 |  | 0.33307
0.30382 |  | 0.33301
0.30378 |  | 0.33298
0.30378 |  | 0.33298
0.30375 |  | 0.33287
0.30375 |  | 0.33277
0.30375 |  | 0.33277
0.30375 |  | 0.33274
0.30364 |  | 0.3327
0.30364 |  | 0.33263
0.30364 |  | 0.3326
0.30364 |  | 0.3326
0.30357 |  | 0.33256
0.30357 |  | 0.33253
0.30357 |  | 0.3325
0.30354 |  | 0.33246
0.3035 |  | 0.33246
0.30343 |  | 0.3324
0.30343 |  | 0.33236
0.30339 |  | 0.33232
0.30339 |  | 0.33232
0.30336 |  | 0.33226
0.30325 |  | 0.33222
0.30325 |  | 0.33219
0.30325 |  | 0.33209
0.30325 |  | 0.33209
0.30325 |  | 0.33209
0.30325 |  | 0.33205
0.30322 |  | 0.33195
0.30322 |  | 0.33188
0.30311 |  | 0.33188
0.30311 |  | 0.33188
0.30308 |  | 0.33185
0.30308 |  | 0.33182
0.30308 |  | 0.33178
0.30308 |  | 0.33175
0.30304 |  | 0.33168
0.30304 |  | 0.33165
0.30304 |  | 0.33158
0.30297 |  | 0.33158
0.30297 |  | 0.33158
0.3029 |  | 0.33147
0.30282 |  | 0.33145
0.30282 |  | 0.33145
0.30279 |  | 0.33145
0.30279 |  | 0.33141
0.30276 |  | 0.33137
0.30276 |  | 0.33137
0.30276 |  | 0.33135
0.30272 |  | 0.33135
0.30272 |  | 0.33131
0.30268 |  | 0.33124
0.30265 |  | 0.3312
0.30265 |  | 0.33117
0.30258 |  | 0.33113
0.30258 |  | 0.33107
0.30254 |  | 0.33107
0.30254 |  | 0.33103
0.30247 |  | 0.33103
0.30247 |  | 0.33096
0.30247 |  | 0.33096
0.30244 |  | 0.3309
0.3024 |  | 0.33086
0.3024 |  | 0.33086
0.3024 |  | 0.33084
0.3024 |  | 0.3308
0.3024 |  | 0.3308
0.3024 |  | 0.3308
0.30234 |  | 0.3308
0.30226 |  | 0.33066
0.30226 |  | 0.33066
0.30222 |  | 0.33066
0.30222 |  | 0.3306
0.30219 |  | 0.3306
0.30215 |  | 0.33053
0.30215 |  | 0.33053
0.30212 |  | 0.33049
0.30212 |  | 0.33043
0.30212 |  | 0.33043
0.30212 |  | 0.33039
0.30205 |  | 0.33033
0.30202 |  | 0.33026
0.30202 |  | 0.33023
0.30195 |  | 0.3302
0.30191 |  | 0.33012
0.30191 |  | 0.33012
0.30191 |  | 0.33006
0.30187 |  | 0.33006
0.30184 |  | 0.33002
0.30177 |  | 0.32999
0.30173 |  | 0.32999
0.30173 |  | 0.32999
0.30173 |  | 0.32992
0.30173 |  | 0.32992
0.3017 |  | 0.32983
0.30166 |  | 0.32979
0.30163 |  | 0.32979
0.30159 |  | 0.32972
0.30159 |  | 0.32972
0.30155 |  | 0.32969
0.30155 |  | 0.32969
0.30155 |  | 0.32969
0.30152 |  | 0.32969
0.30152 |  | 0.32969
0.30145 |  | 0.32969
0.30145 |  | 0.32956
0.30141 |  | 0.32956
0.30141 |  | 0.32948
0.30141 |  | 0.32948
0.30141 |  | 0.32948
0.30141 |  | 0.32945
0.30138 |  | 0.32945
0.30135 |  | 0.32942
0.30131 |  | 0.32935
0.30127 |  | 0.32928
0.30123 |  | 0.32928
0.30123 |  | 0.32924
0.30123 |  | 0.32921
0.3012 |  | 0.32921
0.30117 |  | 0.32914
0.30117 |  | 0.32912
0.30117 |  | 0.32908
0.30113 |  | 0.32901
0.30106 |  | 0.32901
0.30103 |  | 0.32894
0.30099 |  | 0.32894
0.30095 |  | 0.32891
0.30095 |  | 0.32891
0.30095 |  | 0.32885
0.30095 |  | 0.32878
0.30095 |  | 0.32878
0.30091 |  | 0.32874
0.30085 |  | 0.32874
0.30085 |  | 0.32871
0.30081 |  | 0.32868
0.30078 |  | 0.32864
0.30078 |  | 0.32864
0.30075 |  | 0.32864
0.3007 |  | 0.32861
0.3007 |  | 0.32847
0.30067 |  | 0.32847
0.3006 |  | 0.32847
0.3006 |  | 0.32844
0.3006 |  | 0.32837
0.30057 |  | 0.32833
0.30057 |  | 0.32826
0.30057 |  | 0.32826
0.30053 |  | 0.32826
0.30053 |  | 0.32826
0.30053 |  | 0.32823
0.3005 |  | 0.3282
0.30046 |  | 0.32817
0.30043 |  | 0.3281
0.30039 |  | 0.32806
0.30036 |  | 0.32802
0.30036 |  | 0.32795
0.30036 |  | 0.32792
0.30032 |  | 0.32789
0.30029 |  | 0.32786
0.30025 |  | 0.32782
0.30018 |  | 0.32775
0.30018 |  | 0.32771
0.30015 |  | 0.32769
0.30015 |  | 0.32769
0.30015 |  | 0.32765
0.30011 |  | 0.32765
0.30011 |  | 0.32761
0.30007 |  | 0.32751
0.30007 |  | 0.32751
0.30004 |  | 0.32751
0.30004 |  | 0.32748
0.29997 |  | 0.32745
0.29993 |  | 0.32741
0.29993 |  | 0.32738
0.2999 |  | 0.32734
0.2999 |  | 0.32731
0.29986 |  | 0.32724
0.29986 |  | 0.32724
0.29986 |  | 0.32724
0.29979 |  | 0.32724
0.29975 |  | 0.32724
0.29972 |  | 0.32717
0.29972 |  | 0.3271
0.29972 |  | 0.32707
0.29972 |  | 0.32697
0.29972 |  | 0.32694
0.29972 |  | 0.32694
0.29965 |  | 0.32691
0.29961 |  | 0.32691
0.29957 |  | 0.32691
0.2995 |  | 0.32684
0.2995 |  | 0.3268
0.2995 |  | 0.32673
0.29946 |  | 0.3267
0.29943 |  | 0.3267
0.29939 |  | 0.32663
0.29939 |  | 0.32663
0.29935 |  | 0.32652
0.29935 |  | 0.32649
0.29932 |  | 0.32642
0.29932 |  | 0.32642
0.29928 |  | 0.32642
0.29925 |  | 0.32639
0.29921 |  | 0.32639
0.29917 |  | 0.32635
0.29917 |  | 0.32632
0.29917 |  | 0.32629
0.29914 |  | 0.32629
0.29914 |  | 0.32629
0.29914 |  | 0.32618
0.2991 |  | 0.32618
0.29907 |  | 0.32612
0.29907 |  | 0.32612
0.29907 |  | 0.32608
0.29907 |  | 0.32605
0.29896 |  | 0.32597
0.29896 |  | 0.32591
0.29889 |  | 0.32591
0.29889 |  | 0.32587
0.29889 |  | 0.32581
0.29889 |  | 0.32577
0.29886 |  | 0.32574
0.29886 |  | 0.32574
0.29879 |  | 0.3257
0.29875 |  | 0.3257
0.29872 |  | 0.32567
0.29872 |  | 0.32563
0.29872 |  | 0.3256
0.29868 |  | 0.32549
0.29864 |  | 0.32549
0.29864 |  | 0.32549
0.29864 |  | 0.32549
0.29861 |  | 0.32539
0.29857 |  | 0.32539
0.29854 |  | 0.32539
0.29854 |  | 0.32533
0.2985 |  | 0.32526
0.2985 |  | 0.32519
0.2984 |  | 0.32519
0.29836 |  | 0.32519
0.29836 |  | 0.32516
0.29836 |  | 0.32512
0.29836 |  | 0.32505
0.29829 |  | 0.32505
0.29829 |  | 0.32502
0.29826 |  | 0.32499
0.29819 |  | 0.32492
0.29819 |  | 0.32492
0.29819 |  | 0.32492
0.29815 |  | 0.32488
0.29815 |  | 0.32478
0.29812 |  | 0.32475
0.29808 |  | 0.32475
0.29804 |  | 0.32467
0.29804 |  | 0.32465
0.29801 |  | 0.32464
0.29797 |  | 0.32461
0.29794 |  | 0.32457
0.29794 |  | 0.32451
0.29787 |  | 0.32451
0.29787 |  | 0.32451
0.29787 |  | 0.32447
0.29787 |  | 0.32447
0.2978 |  | 0.32444
0.29777 |  | 0.32441
0.29769 |  | 0.32441
0.29765 |  | 0.32434
0.29765 |  | 0.32431
0.29762 |  | 0.32431
0.29762 |  | 0.32424
0.29759 |  | 0.32421
0.29759 |  | 0.32421
0.29755 |  | 0.32414
0.29755 |  | 0.32414
0.29755 |  | 0.3241
0.29752 |  | 0.32404
0.29745 |  | 0.32404
0.29737 |  | 0.32397
0.29737 |  | 0.32397
0.29737 |  | 0.32397
0.29737 |  | 0.32397
0.29737 |  | 0.3239
0.29734 |  | 0.32387
0.29727 |  | 0.32387
0.29727 |  | 0.32387
0.29727 |  | 0.32377
0.29724 |  | 0.32373
0.29724 |  | 0.32373
0.2972 |  | 0.3237
0.2972 |  | 0.32367
0.29709 |  | 0.32363
0.29709 |  | 0.32356
0.29709 |  | 0.32353
0.29709 |  | 0.32349
0.29709 |  | 0.32345
0.29706 |  | 0.32338
0.29702 |  | 0.32336
0.29692 |  | 0.32336
0.29684 |  | 0.32336
0.29684 |  | 0.32336
0.29684 |  | 0.32336
0.29684 |  | 0.32333
0.29684 |  | 0.32326
0.29681 |  | 0.32326
0.29677 |  | 0.32322
0.29677 |  | 0.32315
0.29674 |  | 0.32315
0.2967 |  | 0.32312
0.2967 |  | 0.32309
0.2967 |  | 0.32298
0.29666 |  | 0.32295
0.29666 |  | 0.32295
0.29666 |  | 0.32288
0.29659 |  | 0.32288
0.29652 |  | 0.32285
0.29652 |  | 0.32285
0.29649 |  | 0.32278
0.29649 |  | 0.32274
0.29649 |  | 0.32271
0.29649 |  | 0.32267
0.29649 |  | 0.32264
0.29645 |  | 0.32261
0.29638 |  | 0.32258
0.29638 |  | 0.32254
0.29638 |  | 0.32254
0.29635 |  | 0.32247
0.29635 |  | 0.32244
0.29631 |  | 0.32244
0.29631 |  | 0.32237
0.29627 |  | 0.32234
0.29624 |  | 0.32234
0.29617 |  | 0.32223
0.29617 |  | 0.32223
0.29617 |  | 0.32217
0.29613 |  | 0.32217
0.29613 |  | 0.32214
0.2961 |  | 0.32214
0.2961 |  | 0.32207
0.2961 |  | 0.32204
0.29606 |  | 0.32204
0.29602 |  | 0.32197
0.29599 |  | 0.32194
0.29595 |  | 0.32194
0.29595 |  | 0.32191
0.29592 |  | 0.32191
0.29592 |  | 0.32184
0.29588 |  | 0.3218
0.29585 |  | 0.32176
0.29581 |  | 0.3217
0.29581 |  | 0.3217
0.29577 |  | 0.32167
0.29577 |  | 0.3216
0.29574 |  | 0.3216
0.29574 |  | 0.3216
0.2957 |  | 0.32157
0.29567 |  | 0.3215
0.29567 |  | 0.32141
0.2956 |  | 0.32141
0.29556 |  | 0.32141
0.29556 |  | 0.32141
0.29553 |  | 0.32137
0.29553 |  | 0.32134
0.29549 |  | 0.32131
0.29549 |  | 0.32127
0.29546 |  | 0.32127
0.29546 |  | 0.32117
0.29542 |  | 0.3211
0.29535 |  | 0.3211
0.29535 |  | 0.32104
0.29535 |  | 0.321
0.29528 |  | 0.32093
0.29524 |  | 0.32089
0.29524 |  | 0.32089
0.29524 |  | 0.32089
0.29518 |  | 0.32083
0.29518 |  | 0.32076
0.29514 |  | 0.32073
0.2951 |  | 0.32073
0.2951 |  | 0.32066
0.2951 |  | 0.32066
0.29507 |  | 0.32063
0.29507 |  | 0.32059
0.29496 |  | 0.32056
0.29496 |  | 0.32052
0.29496 |  | 0.32052
0.29496 |  | 0.32049
0.29492 |  | 0.32038
0.29489 |  | 0.32035
0.29482 |  | 0.32028
0.29482 |  | 0.32028
0.29479 |  | 0.32028
0.29479 |  | 0.32022
0.29479 |  | 0.32015
0.29479 |  | 0.32011
0.29475 |  | 0.32011
0.29471 |  | 0.32008
0.29461 |  | 0.32001
0.29461 |  | 0.32001
0.29461 |  | 0.32001
0.29461 |  | 0.31998
0.29457 |  | 0.31991
0.29457 |  | 0.31988
0.29457 |  | 0.31988
0.29457 |  | 0.31978
0.2945 |  | 0.31978
0.29443 |  | 0.31974
0.29443 |  | 0.31974
0.29443 |  | 0.3197
0.29439 |  | 0.31967
0.29436 |  | 0.3196
0.29432 |  | 0.31954
0.29429 |  | 0.31954
0.29426 |  | 0.3195
0.29422 |  | 0.31947
0.29422 |  | 0.31947
0.29418 |  | 0.31947
0.29418 |  | 0.31933
0.29414 |  | 0.31933
0.29414 |  | 0.31933
0.29414 |  | 0.31933
0.29407 |  | 0.3193
0.29406 |  | 0.31926
0.29404 |  | 0.31926
0.29404 |  | 0.31923
0.29404 |  | 0.3192
0.294 |  | 0.3192
0.29393 |  | 0.31916
0.29393 |  | 0.31913
0.29386 |  | 0.3191
0.29386 |  | 0.31906
0.29382 |  | 0.31906
0.29375 |  | 0.31902
0.29375 |  | 0.31899
0.29375 |  | 0.31892
0.29372 |  | 0.31892
0.29372 |  | 0.31892
0.29365 |  | 0.31889
0.29365 |  | 0.31885
0.29365 |  | 0.31881
0.29362 |  | 0.31875
0.29358 |  | 0.31871
0.29358 |  | 0.31868
0.2935 |  | 0.31868
0.29344 |  | 0.31868
0.29344 |  | 0.31862
0.29344 |  | 0.31862
0.29344 |  | 0.31858
0.29333 |  | 0.31854
0.2933 |  | 0.31847
0.2933 |  | 0.31847
0.2933 |  | 0.31847
0.29326 |  | 0.31844
0.29323 |  | 0.31837
0.29319 |  | 0.3183
0.29319 |  | 0.3183
0.29316 |  | 0.31826
0.29308 |  | 0.31823
0.29308 |  | 0.31823
0.29308 |  | 0.31817
0.29308 |  | 0.31813
0.29308 |  | 0.3181
0.29298 |  | 0.31803
0.29298 |  | 0.31803
0.29298 |  | 0.318
0.29291 |  | 0.318
0.29287 |  | 0.318
0.29283 |  | 0.3179
0.2928 |  | 0.31786
0.2928 |  | 0.31786
0.2928 |  | 0.31783
0.2928 |  | 0.31779
0.29269 |  | 0.31776
0.29269 |  | 0.31773
0.29266 |  | 0.31769
0.29262 |  | 0.31769
0.29262 |  | 0.31766
0.29262 |  | 0.31762
0.29259 |  | 0.31758
0.29256 |  | 0.31756
0.29256 |  | 0.31749
0.29248 |  | 0.31742
0.29248 |  | 0.31742
0.29248 |  | 0.31739
0.29248 |  | 0.31739
0.29244 |  | 0.31736
0.29241 |  | 0.3173
0.29237 |  | 0.31723
0.29234 |  | 0.31719
0.29234 |  | 0.31719
0.29234 |  | 0.31716
0.2923 |  | 0.31716
0.2923 |  | 0.31716
0.29226 |  | 0.31713
0.29226 |  | 0.31702
0.29223 |  | 0.31699
0.29216 |  | 0.31699
0.29209 |  | 0.31696
0.29209 |  | 0.31692
0.29206 |  | 0.31685
0.29206 |  | 0.31682
0.29206 |  | 0.31679
0.29199 |  | 0.31676
0.29199 |  | 0.31672
0.29195 |  | 0.31672
0.29195 |  | 0.31669
0.29192 |  | 0.31666
0.29188 |  | 0.31659
0.29188 |  | 0.31652
0.29188 |  | 0.31649
0.29184 |  | 0.31649
0.29184 |  | 0.31646
0.29184 |  | 0.31643
0.29181 |  | 0.31643
0.29178 |  | 0.31636
0.29178 |  | 0.31636
0.29171 |  | 0.31633
0.29171 |  | 0.31626
0.29164 |  | 0.31623
0.29164 |  | 0.31619
0.29164 |  | 0.31616
0.29164 |  | 0.31613
0.29156 |  | 0.31613
0.29153 |  | 0.31606
0.29153 |  | 0.31606
0.29153 |  | 0.31603
0.29149 |  | 0.31596
0.29146 |  | 0.31596
0.29138 |  | 0.31596
0.29135 |  | 0.31592
0.29135 |  | 0.31589
0.29131 |  | 0.31585
0.29131 |  | 0.31578
0.29131 |  | 0.31575
0.29131 |  | 0.31575
0.29128 |  | 0.31571
0.29121 |  | 0.31571
0.29121 |  | 0.31568
0.29121 |  | 0.31557
0.29113 |  | 0.31557
0.29113 |  | 0.31557
0.29113 |  | 0.31551
0.2911 |  | 0.31551
0.29106 |  | 0.31547
0.29103 |  | 0.31547
0.291 |  | 0.3154
0.291 |  | 0.31537
0.29096 |  | 0.31537
0.29096 |  | 0.3153
0.29096 |  | 0.3153
0.29096 |  | 0.3153
0.29092 |  | 0.31527
0.29089 |  | 0.31527
0.29085 |  | 0.31524
0.29082 |  | 0.3152
0.29082 |  | 0.31517
0.29082 |  | 0.31513
0.29079 |  | 0.3151
0.29075 |  | 0.3151
0.29075 |  | 0.31507
0.29068 |  | 0.31503
0.29068 |  | 0.31503
0.29064 |  | 0.31492
0.29057 |  | 0.31485
0.29057 |  | 0.31485
0.29057 |  | 0.31482
0.29057 |  | 0.31479
0.29053 |  | 0.31475
0.29046 |  | 0.31472
0.29046 |  | 0.31469
0.29043 |  | 0.31469
0.29036 |  | 0.31466
0.29036 |  | 0.31462
0.29036 |  | 0.31456
0.29036 |  | 0.31452
0.29032 |  | 0.31445
0.29029 |  | 0.31439
0.29025 |  | 0.31436
0.29025 |  | 0.31436
0.29018 |  | 0.31432
0.29014 |  | 0.31432
0.29014 |  | 0.31432
0.29014 |  | 0.31425
0.29011 |  | 0.31425
0.29008 |  | 0.31425
0.29001 |  | 0.31414
0.29001 |  | 0.31408
0.28996 |  | 0.31408
0.28996 |  | 0.31408
0.28996 |  | 0.31408
0.28996 |  | 0.31408
0.28996 |  | 0.31401
0.28986 |  | 0.3139
0.28986 |  | 0.3139
0.28983 |  | 0.31388
0.28979 |  | 0.31384
0.28979 |  | 0.31378
0.28979 |  | 0.31378
0.28979 |  | 0.31374
0.28976 |  | 0.3137
0.28972 |  | 0.31367
0.28969 |  | 0.31364
0.28965 |  | 0.31364
0.28965 |  | 0.3136
0.28961 |  | 0.31357
0.28958 |  | 0.31357
0.28954 |  | 0.3135
0.28951 |  | 0.31343
0.28951 |  | 0.31343
0.28951 |  | 0.31339
0.28947 |  | 0.31339
0.28943 |  | 0.31329
0.28943 |  | 0.31329
0.28943 |  | 0.31326
0.28929 |  | 0.31323
0.28929 |  | 0.31319
0.28929 |  | 0.31316
0.28929 |  | 0.31305
0.28929 |  | 0.31305
0.28926 |  | 0.31296
0.28926 |  | 0.31293
0.28923 |  | 0.31293
0.28919 |  | 0.31289
0.28911 |  | 0.31279
0.28911 |  | 0.31279
0.28911 |  | 0.31279
0.28908 |  | 0.31276
0.28908 |  | 0.31272
0.28904 |  | 0.31272
0.28904 |  | 0.31268
0.28897 |  | 0.31265
0.28897 |  | 0.31261
0.28893 |  | 0.31258
0.28893 |  | 0.31258
0.28893 |  | 0.31258
0.28893 |  | 0.31251
0.28886 |  | 0.31248
0.28883 |  | 0.31241
0.28875 |  | 0.31234
0.28875 |  | 0.31234
0.28872 |  | 0.31234
0.28872 |  | 0.31231
0.28872 |  | 0.31228
0.28872 |  | 0.31224
0.28869 |  | 0.31224
0.28858 |  | 0.31224
0.28858 |  | 0.31221
0.28858 |  | 0.31218
0.28851 |  | 0.31218
0.28851 |  | 0.3121
0.28847 |  | 0.31207
0.28844 |  | 0.31207
0.28844 |  | 0.312
0.28837 |  | 0.31194
0.28833 |  | 0.31194
0.28833 |  | 0.31194
0.28833 |  | 0.31191
0.28833 |  | 0.31184
0.28833 |  | 0.31181
0.2883 |  | 0.31173
0.2883 |  | 0.31173
0.2883 |  | 0.3117
0.28827 |  | 0.31159
0.28827 |  | 0.31159
0.28819 |  | 0.31159
0.28812 |  | 0.31157
0.28812 |  | 0.31153
0.28812 |  | 0.3115
0.28812 |  | 0.31143
0.28812 |  | 0.31143
0.28809 |  | 0.31143
0.28805 |  | 0.31132
0.28805 |  | 0.31132
0.28801 |  | 0.31129
0.28801 |  | 0.31125
0.28801 |  | 0.31125
0.28798 |  | 0.31116
0.28798 |  | 0.31116
0.28795 |  | 0.31105
0.28795 |  | 0.31105
0.28791 |  | 0.31105
0.2878 |  | 0.31105
0.2878 |  | 0.31101
0.2878 |  | 0.31099
0.28776 |  | 0.31091
0.28773 |  | 0.31089
0.28773 |  | 0.31089
0.28773 |  | 0.31089
0.28763 |  | 0.31078
0.28763 |  | 0.31078
0.28763 |  | 0.31075
0.28756 |  | 0.31075
0.28756 |  | 0.31072
0.28756 |  | 0.31068
0.28752 |  | 0.31061
0.28748 |  | 0.31061
0.28745 |  | 0.31055
0.28745 |  | 0.31051
0.28738 |  | 0.31051
0.28735 |  | 0.31042
0.28731 |  | 0.31042
0.28731 |  | 0.31042
0.28728 |  | 0.31042
0.28724 |  | 0.31031
0.2872 |  | 0.31031
0.28717 |  | 0.31028
0.28717 |  | 0.31028
0.28717 |  | 0.31021
0.2871 |  | 0.3101
0.2871 |  | 0.3101
0.28706 |  | 0.3101
0.28703 |  | 0.31006
0.28703 |  | 0.30999
0.28703 |  | 0.30996
0.28703 |  | 0.30996
0.28699 |  | 0.30993
0.28695 |  | 0.30993
0.28695 |  | 0.30985
0.28688 |  | 0.30979
0.28688 |  | 0.30979
0.28688 |  | 0.30975
0.28685 |  | 0.30973
0.28685 |  | 0.30973
0.28681 |  | 0.30969
0.28674 |  | 0.30969
0.28674 |  | 0.30969
0.28674 |  | 0.30965
0.28667 |  | 0.30965
0.28667 |  | 0.30962
0.28664 |  | 0.30962
0.28664 |  | 0.30955
0.28664 |  | 0.30952
0.28657 |  | 0.30949
0.28653 |  | 0.30942
0.28653 |  | 0.30942
0.28653 |  | 0.30938
0.28649 |  | 0.30935
0.28642 |  | 0.30932
0.28642 |  | 0.30932
0.28639 |  | 0.30928
0.28635 |  | 0.30925
0.28632 |  | 0.30922
0.28628 |  | 0.30922
0.28628 |  | 0.30914
0.28625 |  | 0.30912
0.28621 |  | 0.30908
0.28618 |  | 0.30908
0.28618 |  | 0.30905
0.28614 |  | 0.30905
0.28614 |  | 0.30901
0.28611 |  | 0.30898
0.28604 |  | 0.30894
0.286 |  | 0.30894
0.286 |  | 0.30884
0.286 |  | 0.30884
0.28597 |  | 0.30881
0.28593 |  | 0.30874
0.28589 |  | 0.30871
0.28589 |  | 0.30871
0.28586 |  | 0.30864
0.28586 |  | 0.30864
0.28582 |  | 0.30864
0.28582 |  | 0.30861
0.28576 |  | 0.30861
0.28576 |  | 0.30847
0.28572 |  | 0.30847
0.28568 |  | 0.30844
0.28568 |  | 0.3084
0.28564 |  | 0.30837
0.28561 |  | 0.30837
0.28554 |  | 0.30837
0.2855 |  | 0.30837
0.2855 |  | 0.30823
0.2855 |  | 0.30823
0.2855 |  | 0.30817
0.28547 |  | 0.30817
0.28536 |  | 0.30803
0.28536 |  | 0.30803
0.28533 |  | 0.308
0.28533 |  | 0.30797
0.28529 |  | 0.30794
0.28529 |  | 0.30794
0.28525 |  | 0.30783
0.28525 |  | 0.3078
0.28522 |  | 0.3078
0.28522 |  | 0.3078
0.28519 |  | 0.3078
0.28519 |  | 0.3078
0.28515 |  | 0.3077
0.28515 |  | 0.3077
0.28511 |  | 0.3077
0.28508 |  | 0.30767
0.28508 |  | 0.30767
0.28504 |  | 0.30756
0.28504 |  | 0.30756
0.28504 |  | 0.30749
0.28501 |  | 0.30749
0.28497 |  | 0.30743
0.28497 |  | 0.30743
0.28497 |  | 0.30736
0.2849 |  | 0.30732
0.28486 |  | 0.30726
0.28486 |  | 0.30722
0.28486 |  | 0.30719
0.28479 |  | 0.30712
0.28479 |  | 0.30705
0.28479 |  | 0.30705
0.28479 |  | 0.30698
0.28479 |  | 0.30695
0.28479 |  | 0.30691
0.28468 |  | 0.30678
0.28465 |  | 0.30674
0.28465 |  | 0.30674
0.28465 |  | 0.30674
0.28461 |  | 0.30667
0.28461 |  | 0.30663
0.28458 |  | 0.30663
0.28454 |  | 0.30657
0.28454 |  | 0.30657
0.28454 |  | 0.3065
0.28454 |  | 0.3065
0.28454 |  | 0.30646
0.28451 |  | 0.30636
0.28451 |  | 0.30633
0.28443 |  | 0.30629
0.28443 |  | 0.30622
0.28436 |  | 0.30619
0.28436 |  | 0.30619
0.28436 |  | 0.30612
0.28436 |  | 0.30609
0.28433 |  | 0.30609
0.28426 |  | 0.30609
0.28422 |  | 0.30602
0.28422 |  | 0.30602
0.28422 |  | 0.30595
0.28415 |  | 0.30595
0.28408 |  | 0.30588
0.28408 |  | 0.30588
0.28408 |  | 0.30588
0.28408 |  | 0.30588
0.28408 |  | 0.30585
0.28401 |  | 0.30578
0.28401 |  | 0.30574
0.28401 |  | 0.30574
0.28394 |  | 0.30567
0.2839 |  | 0.30567
0.2839 |  | 0.3056
0.2839 |  | 0.30557
0.2839 |  | 0.30557
0.2839 |  | 0.30553
0.28386 |  | 0.3055
0.28379 |  | 0.3055
0.28376 |  | 0.3055
0.28376 |  | 0.30547
0.28376 |  | 0.30547
0.28376 |  | 0.30547
0.28376 |  | 0.3054
0.28372 |  | 0.30536
0.28369 |  | 0.30533
0.28366 |  | 0.3053
0.28358 |  | 0.30526
0.28358 |  | 0.30526
0.28358 |  | 0.30526
0.28355 |  | 0.30526
0.28351 |  | 0.30526
0.28347 |  | 0.30523
0.28344 |  | 0.30513
0.28344 |  | 0.30513
0.28344 |  | 0.30513
0.28344 |  | 0.30503
0.28344 |  | 0.30503
0.28344 |  | 0.30503
0.28341 |  | 0.30503
0.28333 |  | 0.30495
0.28333 |  | 0.30489
0.2833 |  | 0.30489
0.28326 |  | 0.30485
0.28323 |  | 0.30485
0.28323 |  | 0.30483
0.28319 |  | 0.30483
0.28312 |  | 0.30483
0.28312 |  | 0.30479
0.28305 |  | 0.30472
0.28305 |  | 0.30469
0.28305 |  | 0.30469
0.28298 |  | 0.30466
0.28298 |  | 0.30462
0.28291 |  | 0.30455
0.28287 |  | 0.30452
0.28283 |  | 0.30448
0.2828 |  | 0.30445
0.28277 |  | 0.30445
0.28277 |  | 0.30441
0.28277 |  | 0.30434
0.28277 |  | 0.30434
0.28273 |  | 0.30432
0.28273 |  | 0.30425
0.28269 |  | 0.30422
0.28263 |  | 0.30418
0.28263 |  | 0.30418
0.28263 |  | 0.30414
0.28259 |  | 0.30411
0.28255 |  | 0.30404
0.28255 |  | 0.30404
0.28248 |  | 0.30394
0.28248 |  | 0.30387
0.28248 |  | 0.30387
0.28244 |  | 0.30384
0.28244 |  | 0.30384
0.28241 |  | 0.30381
0.28237 |  | 0.30381
0.28234 |  | 0.30381
0.2823 |  | 0.30374
0.2823 |  | 0.30374
0.2823 |  | 0.30367
0.28227 |  | 0.30363
0.28227 |  | 0.3036
0.28223 |  | 0.30356
0.28216 |  | 0.30353
0.28212 |  | 0.30353
0.28212 |  | 0.30343
0.28212 |  | 0.30343
0.28205 |  | 0.30339
0.28205 |  | 0.30336
0.28205 |  | 0.30333
0.28202 |  | 0.30333
0.28198 |  | 0.30333
0.28195 |  | 0.30326
0.28195 |  | 0.30326
0.28187 |  | 0.30323
0.28187 |  | 0.30316
0.28187 |  | 0.30312
0.28187 |  | 0.30312
0.2818 |  | 0.30312
0.28174 |  | 0.30305
0.28174 |  | 0.30298
0.28174 |  | 0.30298
0.2817 |  | 0.30295
0.2817 |  | 0.30292
0.28167 |  | 0.30285
0.28163 |  | 0.30285
0.28159 |  | 0.30278
0.28159 |  | 0.30275
0.28152 |  | 0.30275
0.28149 |  | 0.30275
0.28149 |  | 0.30272
0.28149 |  | 0.30265
0.28145 |  | 0.30262
0.28142 |  | 0.30255
0.28138 |  | 0.30255
0.28134 |  | 0.30255
0.28134 |  | 0.30252
0.28131 |  | 0.30248
0.28131 |  | 0.30245
0.28127 |  | 0.30238
0.28124 |  | 0.30235
0.28124 |  | 0.30228
0.28124 |  | 0.30228
0.28113 |  | 0.30224
0.28113 |  | 0.30224
0.28113 |  | 0.30221
0.28109 |  | 0.30214
0.28109 |  | 0.30211
0.28106 |  | 0.30211
0.28106 |  | 0.30207
0.28106 |  | 0.30207
0.28099 |  | 0.30207
0.28099 |  | 0.30201
0.28099 |  | 0.30197
0.28099 |  | 0.30187
0.28092 |  | 0.30187
0.28085 |  | 0.30183
0.28085 |  | 0.30183
0.28085 |  | 0.30183
0.28081 |  | 0.30176
0.28078 |  | 0.30176
0.28078 |  | 0.30166
0.28074 |  | 0.30162
0.28067 |  | 0.3016
0.28067 |  | 0.3016
0.28064 |  | 0.30152
0.2806 |  | 0.30149
0.28057 |  | 0.30149
0.28057 |  | 0.30139
0.28052 |  | 0.30139
0.28049 |  | 0.30139
0.28049 |  | 0.30135
0.28046 |  | 0.30132
0.28042 |  | 0.30129
0.28039 |  | 0.30125
0.28035 |  | 0.30122
0.28035 |  | 0.30119
0.28035 |  | 0.30115
0.28029 |  | 0.30105
0.28029 |  | 0.30105
0.28029 |  | 0.30101
0.28029 |  | 0.30098
0.28029 |  | 0.30098
0.28025 |  | 0.30095
0.28011 |  | 0.30088
0.28011 |  | 0.30084
0.28011 |  | 0.30084
0.28011 |  | 0.30081
0.28011 |  | 0.30078
0.28011 |  | 0.30078
0.28007 |  | 0.30078
0.28004 |  | 0.30067
0.28004 |  | 0.30067
0.28 |  | 0.30067
0.28 |  | 0.30067
0.27996 |  | 0.30067
0.27989 |  | 0.30057
0.27986 |  | 0.30053
0.27986 |  | 0.30053
0.27982 |  | 0.30047
0.27982 |  | 0.30047
0.27982 |  | 0.3004
0.27982 |  | 0.30036
0.27979 |  | 0.30033
0.27975 |  | 0.30023
0.27975 |  | 0.30019
0.27975 |  | 0.30019
0.27971 |  | 0.30019
0.27968 |  | 0.30012
0.27965 |  | 0.30012
0.27965 |  | 0.30005
0.27965 |  | 0.30005
0.27965 |  | 0.30002
0.27954 |  | 0.30002
0.27954 |  | 0.29995
0.27951 |  | 0.29992
0.27951 |  | 0.29992
0.27947 |  | 0.29981
0.27943 |  | 0.29972
0.27943 |  | 0.29972
0.2794 |  | 0.29969
0.2794 |  | 0.29965
0.27936 |  | 0.29959
0.27936 |  | 0.29959
0.27936 |  | 0.29955
0.27933 |  | 0.29952
0.27933 |  | 0.29949
0.2793 |  | 0.29945
0.27926 |  | 0.29945
0.27918 |  | 0.29939
0.27918 |  | 0.29939
0.27911 |  | 0.29932
0.27908 |  | 0.29925
0.27901 |  | 0.29922
0.27901 |  | 0.29918
0.27897 |  | 0.29918
0.27893 |  | 0.29918
0.2789 |  | 0.29911
0.2789 |  | 0.29911
0.27883 |  | 0.29904
0.27879 |  | 0.29904
0.27872 |  | 0.29897
0.27869 |  | 0.29891
0.27869 |  | 0.29891
0.27865 |  | 0.29888
0.27865 |  | 0.29888
0.27858 |  | 0.2988
0.27855 |  | 0.29877
0.27855 |  | 0.29877
0.27851 |  | 0.29877
0.27847 |  | 0.29877
0.27844 |  | 0.2987
0.2784 |  | 0.29867
0.27836 |  | 0.29863
0.27836 |  | 0.2986
0.27829 |  | 0.29853
0.27826 |  | 0.29853
0.27826 |  | 0.29853
0.27826 |  | 0.2985
0.27822 |  | 0.29846
0.27822 |  | 0.29846
0.27815 |  | 0.29839
0.27812 |  | 0.29839
0.27812 |  | 0.29839
0.27812 |  | 0.29833
0.27808 |  | 0.29829
0.27808 |  | 0.29829
0.27804 |  | 0.29826
0.27794 |  | 0.29826
0.27794 |  | 0.29826
0.27794 |  | 0.29826
0.27794 |  | 0.29818
0.27794 |  | 0.29808
0.2779 |  | 0.29805
0.27786 |  | 0.29801
0.27786 |  | 0.29798
0.27786 |  | 0.29791
0.2778 |  | 0.29791
0.27772 |  | 0.29788
0.27772 |  | 0.29788
0.27768 |  | 0.29788
0.27768 |  | 0.29781
0.27768 |  | 0.29777
0.27765 |  | 0.29774
0.27762 |  | 0.29774
0.27755 |  | 0.29771
0.27755 |  | 0.2976
0.27755 |  | 0.2976
0.27755 |  | 0.2976
0.27755 |  | 0.29757
0.27755 |  | 0.29753
0.27747 |  | 0.29743
0.27747 |  | 0.29739
0.27743 |  | 0.29739
0.27737 |  | 0.29739
0.27733 |  | 0.29739
0.2773 |  | 0.29736
0.2773 |  | 0.29729
0.2773 |  | 0.29729
0.27723 |  | 0.29729
0.27723 |  | 0.29726
0.27719 |  | 0.29726
0.27712 |  | 0.29719
0.27712 |  | 0.29712
0.27708 |  | 0.29712
0.27705 |  | 0.29708
0.27705 |  | 0.29708
0.27702 |  | 0.29708
0.27702 |  | 0.29701
0.27695 |  | 0.29695
0.27684 |  | 0.29695
0.2768 |  | 0.29695
0.27677 |  | 0.29695
0.27673 |  | 0.29685
0.27673 |  | 0.29677
0.2767 |  | 0.29671
0.27667 |  | 0.29671
0.27667 |  | 0.29671
0.27667 |  | 0.29668
0.27663 |  | 0.29668
0.2766 |  | 0.29665
0.27656 |  | 0.29661
0.27653 |  | 0.29654
0.27653 |  | 0.29651
0.27653 |  | 0.29647
0.27645 |  | 0.29647
0.27642 |  | 0.2964
0.27638 |  | 0.29637
0.27638 |  | 0.29633
0.27635 |  | 0.29633
0.27631 |  | 0.2963
0.27631 |  | 0.29627
0.27624 |  | 0.29624
0.27624 |  | 0.2962
0.27617 |  | 0.29614
0.27617 |  | 0.2961
0.27617 |  | 0.2961
0.2761 |  | 0.29603
0.27607 |  | 0.29603
0.27603 |  | 0.29599
0.27599 |  | 0.29596
0.27596 |  | 0.29596
0.27592 |  | 0.29593
0.27592 |  | 0.29593
0.27592 |  | 0.29593
0.27585 |  | 0.29582
0.27585 |  | 0.29579
0.27585 |  | 0.29579
0.27585 |  | 0.29579
0.27582 |  | 0.29576
0.27575 |  | 0.29576
0.27571 |  | 0.29572
0.27571 |  | 0.29569
0.27568 |  | 0.29566
0.27568 |  | 0.29566
0.27561 |  | 0.29559
0.27561 |  | 0.29556
0.27561 |  | 0.29549
0.27554 |  | 0.29549
0.27554 |  | 0.29546
0.27554 |  | 0.29546
0.27547 |  | 0.29543
0.2754 |  | 0.29536
0.2754 |  | 0.29532
0.27536 |  | 0.29528
0.27536 |  | 0.29526
0.27536 |  | 0.29522
0.27529 |  | 0.29522
0.27525 |  | 0.29522
0.27522 |  | 0.29519
0.27522 |  | 0.29508
0.27522 |  | 0.29501
0.27522 |  | 0.29501
0.27522 |  | 0.29501
0.27519 |  | 0.29501
0.27519 |  | 0.29498
0.27512 |  | 0.29494
0.27512 |  | 0.29494
0.27504 |  | 0.29488
0.27504 |  | 0.29488
0.27497 |  | 0.29488
0.27494 |  | 0.29477
0.2749 |  | 0.2947
0.2749 |  | 0.2947
0.2749 |  | 0.2947
0.2749 |  | 0.29467
0.27486 |  | 0.29464
0.27479 |  | 0.29454
0.27479 |  | 0.29454
0.27479 |  | 0.2945
0.27479 |  | 0.2945
0.27472 |  | 0.29447
0.27472 |  | 0.29447
0.27472 |  | 0.2944
0.27468 |  | 0.29433
0.27458 |  | 0.29429
0.27458 |  | 0.29429
0.27458 |  | 0.29429
0.27454 |  | 0.29422
0.2745 |  | 0.29418
0.27444 |  | 0.29418
0.27444 |  | 0.29412
0.27438 |  | 0.29412
0.27433 |  | 0.29405
0.27433 |  | 0.29405
0.2743 |  | 0.29405
0.27426 |  | 0.29402
0.27422 |  | 0.29394
0.27419 |  | 0.29394
0.27415 |  | 0.29391
0.27411 |  | 0.29391
0.27411 |  | 0.29378
0.27411 |  | 0.29378
0.27411 |  | 0.29374
0.27411 |  | 0.29374
0.27404 |  | 0.29374
0.27401 |  | 0.29374
0.27401 |  | 0.29364
0.27401 |  | 0.2936
0.27401 |  | 0.2936
0.27398 |  | 0.29357
0.27398 |  | 0.29353
0.27387 |  | 0.29346
0.27384 |  | 0.29343
0.27384 |  | 0.29343
0.2738 |  | 0.2934
0.2738 |  | 0.2933
0.27373 |  | 0.2933
0.27373 |  | 0.2933
0.27369 |  | 0.2933
0.27369 |  | 0.29323
0.27366 |  | 0.29319
0.27362 |  | 0.29316
0.27359 |  | 0.29316
0.27359 |  | 0.29306
0.27355 |  | 0.29306
0.27355 |  | 0.29302
0.27355 |  | 0.29302
0.27351 |  | 0.29302
0.27348 |  | 0.29295
0.27337 |  | 0.29288
0.27337 |  | 0.29288
0.27333 |  | 0.29285
0.27333 |  | 0.29285
0.27326 |  | 0.29278
0.27326 |  | 0.29274
0.27323 |  | 0.29271
0.27323 |  | 0.29271
0.27323 |  | 0.29264
0.27315 |  | 0.29264
0.27312 |  | 0.29261
0.27312 |  | 0.29257
0.27312 |  | 0.29254
0.27312 |  | 0.2925
0.27308 |  | 0.29243
0.27305 |  | 0.2924
0.27301 |  | 0.2924
0.27301 |  | 0.29236
0.27301 |  | 0.29232
0.27298 |  | 0.2923
0.2729 |  | 0.29222
0.27287 |  | 0.29222
0.27287 |  | 0.29215
0.27283 |  | 0.29215
0.27283 |  | 0.29208
0.2728 |  | 0.29205
0.2728 |  | 0.29201
0.27277 |  | 0.29201
0.27273 |  | 0.29191
0.27273 |  | 0.29191
0.27273 |  | 0.29191
0.2727 |  | 0.29185
0.27266 |  | 0.29178
0.27262 |  | 0.29178
0.27262 |  | 0.29174
0.27262 |  | 0.29174
0.27259 |  | 0.29171
0.27251 |  | 0.29168
0.27248 |  | 0.29161
0.27248 |  | 0.29161
0.27248 |  | 0.29154
0.27244 |  | 0.29154
0.27234 |  | 0.2915
0.27234 |  | 0.29147
0.27234 |  | 0.2914
0.27234 |  | 0.2914
0.27234 |  | 0.29133
0.2723 |  | 0.29129
0.27227 |  | 0.29129
0.27223 |  | 0.29122
0.27219 |  | 0.2912
0.27216 |  | 0.2912
0.27212 |  | 0.29116
0.27212 |  | 0.29116
0.27209 |  | 0.2911
0.27205 |  | 0.2911
0.27205 |  | 0.29102
0.27205 |  | 0.29102
0.27205 |  | 0.29102
0.27202 |  | 0.29099
0.27199 |  | 0.29092
0.27191 |  | 0.29089
0.27191 |  | 0.29085
0.27187 |  | 0.29085
0.27187 |  | 0.29085
0.27187 |  | 0.29082
0.2718 |  | 0.29071
0.27173 |  | 0.29068
0.27173 |  | 0.29068
0.27169 |  | 0.29064
0.27169 |  | 0.29061
0.27169 |  | 0.29061
0.27166 |  | 0.29061
0.27166 |  | 0.29051
0.27162 |  | 0.29047
0.27162 |  | 0.29047
0.27159 |  | 0.29044
0.27155 |  | 0.29044
0.27155 |  | 0.29041
0.27152 |  | 0.29034
0.27148 |  | 0.2903
0.27141 |  | 0.29027
0.27138 |  | 0.29024
0.27134 |  | 0.2902
0.27134 |  | 0.29017
0.27134 |  | 0.29013
0.27134 |  | 0.29013
0.27124 |  | 0.2901
0.2712 |  | 0.29007
0.27116 |  | 0.28999
0.27113 |  | 0.28999
0.27113 |  | 0.28996
0.27109 |  | 0.28982
0.27106 |  | 0.28982
0.27102 |  | 0.28982
0.27095 |  | 0.28982
0.27095 |  | 0.28982
0.27095 |  | 0.28975
0.27088 |  | 0.28975
0.27084 |  | 0.28965
0.27084 |  | 0.28965
0.2708 |  | 0.28965
0.27077 |  | 0.28954
0.27073 |  | 0.28951
0.27073 |  | 0.28951
0.27073 |  | 0.28951
0.2707 |  | 0.28941
0.2707 |  | 0.28937
0.27066 |  | 0.2893
0.27059 |  | 0.28926
0.27059 |  | 0.28924
0.27056 |  | 0.28924
0.27052 |  | 0.28924
0.27052 |  | 0.28924
0.27048 |  | 0.2892
0.27048 |  | 0.2892
0.27041 |  | 0.28913
0.27038 |  | 0.28903
0.27038 |  | 0.28903
0.27034 |  | 0.28896
0.2703 |  | 0.28896
0.27027 |  | 0.28889
0.27027 |  | 0.28889
0.27027 |  | 0.28889
0.27027 |  | 0.28889
0.27027 |  | 0.28889
0.27027 |  | 0.28875
0.27023 |  | 0.28875
0.27013 |  | 0.28875
0.27009 |  | 0.28865
0.27009 |  | 0.28865
0.27009 |  | 0.28861
0.27009 |  | 0.28857
0.27005 |  | 0.28857
0.27002 |  | 0.28854
0.26995 |  | 0.28851
0.26995 |  | 0.28851
0.26995 |  | 0.2884
0.26984 |  | 0.2884
0.26984 |  | 0.2884
0.26984 |  | 0.28833
0.26984 |  | 0.28833
0.26977 |  | 0.28826
0.26974 |  | 0.28826
0.26974 |  | 0.28819
0.26969 |  | 0.28819
0.26962 |  | 0.28815
0.26962 |  | 0.28808
0.26962 |  | 0.28808
0.26962 |  | 0.28808
0.26959 |  | 0.28808
0.26956 |  | 0.28808
0.26948 |  | 0.28805
0.26945 |  | 0.28794
0.26945 |  | 0.28794
0.26938 |  | 0.28794
0.26934 |  | 0.28791
0.26934 |  | 0.28784
0.26934 |  | 0.2878
0.2693 |  | 0.28777
0.26927 |  | 0.28774
0.26923 |  | 0.2877
0.26923 |  | 0.2877
0.26923 |  | 0.28763
0.2692 |  | 0.28763
0.26913 |  | 0.2876
0.26909 |  | 0.28756
0.26909 |  | 0.28756
0.26902 |  | 0.28753
0.26898 |  | 0.28749
0.26898 |  | 0.28746
0.26898 |  | 0.28743
0.26898 |  | 0.28736
0.26898 |  | 0.28728
0.26891 |  | 0.28728
0.26891 |  | 0.28728
0.26891 |  | 0.28718
0.26887 |  | 0.28715
0.26884 |  | 0.28715
0.26884 |  | 0.28711
0.2688 |  | 0.28704
0.26877 |  | 0.287
0.26877 |  | 0.28697
0.26877 |  | 0.28694
0.26873 |  | 0.2869
0.26869 |  | 0.2869
0.26866 |  | 0.2869
0.26866 |  | 0.2868
0.26866 |  | 0.2868
0.26866 |  | 0.2868
0.26859 |  | 0.2867
0.26859 |  | 0.28666
0.26859 |  | 0.28666
0.26852 |  | 0.28666
0.26852 |  | 0.28662
0.26848 |  | 0.28662
0.26844 |  | 0.28659
0.26841 |  | 0.28649
0.26841 |  | 0.28649
0.26837 |  | 0.28646
0.26837 |  | 0.28638
0.26837 |  | 0.28638
0.26833 |  | 0.28631
0.2683 |  | 0.28625
0.2683 |  | 0.28621
0.26826 |  | 0.28621
0.26819 |  | 0.28617
0.26819 |  | 0.28614
0.26816 |  | 0.28607
0.26816 |  | 0.28604
0.26816 |  | 0.28604
0.26812 |  | 0.286
0.26812 |  | 0.28597
0.26812 |  | 0.2859
0.26809 |  | 0.28583
0.26809 |  | 0.28583
0.26809 |  | 0.28579
0.26801 |  | 0.28576
0.26801 |  | 0.28568
0.26798 |  | 0.28568
0.26798 |  | 0.28568
0.26798 |  | 0.28558
0.2679 |  | 0.28555
0.26787 |  | 0.28555
0.26787 |  | 0.28551
0.26787 |  | 0.28547
0.26785 |  | 0.28544
0.26783 |  | 0.28544
0.2678 |  | 0.28544
0.2678 |  | 0.28534
0.2678 |  | 0.2853
0.26776 |  | 0.28523
0.26772 |  | 0.28519
0.26769 |  | 0.28519
0.26766 |  | 0.28519
0.26766 |  | 0.28515
0.26762 |  | 0.28509
0.26758 |  | 0.28506
0.26758 |  | 0.28506
0.26758 |  | 0.28503
0.26758 |  | 0.28503
0.26755 |  | 0.28499
0.26751 |  | 0.28499
0.26744 |  | 0.28499
0.2674 |  | 0.28489
0.2674 |  | 0.28489
0.26737 |  | 0.28485
0.26737 |  | 0.28482
0.26733 |  | 0.28478
0.26733 |  | 0.28478
0.26733 |  | 0.28471
0.26729 |  | 0.28467
0.26722 |  | 0.28467
0.26722 |  | 0.28464
0.26719 |  | 0.28464
0.26719 |  | 0.2846
0.26711 |  | 0.28457
0.26708 |  | 0.28453
0.26701 |  | 0.28453
0.26701 |  | 0.2845
0.26701 |  | 0.28446
0.26701 |  | 0.2844
0.26701 |  | 0.28436
0.26697 |  | 0.28436
0.2669 |  | 0.28433
0.2669 |  | 0.28429
0.26686 |  | 0.28426
0.26683 |  | 0.28426
0.26683 |  | 0.28422
0.26683 |  | 0.28419
0.26679 |  | 0.28415
0.26679 |  | 0.28411
0.26676 |  | 0.28411
0.26672 |  | 0.28411
0.26672 |  | 0.28411
0.26672 |  | 0.28401
0.26668 |  | 0.28398
0.26661 |  | 0.28398
0.26654 |  | 0.28398
0.26654 |  | 0.28394
0.26654 |  | 0.28384
0.26654 |  | 0.28377
0.26651 |  | 0.28377
0.26651 |  | 0.28377
0.26651 |  | 0.28377
0.2664 |  | 0.28369
0.2664 |  | 0.28369
0.2664 |  | 0.28366
0.26636 |  | 0.28359
0.26633 |  | 0.28359
0.26633 |  | 0.28353
0.26629 |  | 0.28353
0.26626 |  | 0.28353
0.26618 |  | 0.28343
0.26618 |  | 0.2834
0.26618 |  | 0.2834
0.26618 |  | 0.28336
0.26618 |  | 0.28336
0.26618 |  | 0.28325
0.26615 |  | 0.28325
0.26608 |  | 0.28321
0.26608 |  | 0.28318
0.26604 |  | 0.28314
0.26604 |  | 0.2831
0.266 |  | 0.28307
0.26597 |  | 0.28304
0.26593 |  | 0.28297
0.26593 |  | 0.28297
0.2659 |  | 0.28297
0.26586 |  | 0.28297
0.26586 |  | 0.2829
0.26583 |  | 0.2829
0.26583 |  | 0.28279
0.26583 |  | 0.28272
0.26583 |  | 0.28268
0.26575 |  | 0.28268
0.26572 |  | 0.28268
0.26572 |  | 0.28262
0.26572 |  | 0.28258
0.26565 |  | 0.28255
0.26565 |  | 0.28251
0.26565 |  | 0.28251
0.26558 |  | 0.28248
0.26558 |  | 0.28244
0.26558 |  | 0.2824
0.26558 |  | 0.28234
0.26554 |  | 0.28234
0.2655 |  | 0.2823
0.2655 |  | 0.28223
0.26543 |  | 0.2822
0.2654 |  | 0.28216
0.2654 |  | 0.28209
0.2654 |  | 0.28205
0.26536 |  | 0.28205
0.26533 |  | 0.28205
0.26533 |  | 0.28201
0.26529 |  | 0.28199
0.26525 |  | 0.28188
0.26522 |  | 0.28188
0.26522 |  | 0.28181
0.26518 |  | 0.28178
0.26518 |  | 0.28171
0.26518 |  | 0.28167
0.26518 |  | 0.28167
0.26511 |  | 0.28163
0.26508 |  | 0.28163
0.26508 |  | 0.28153
0.26508 |  | 0.2815
0.26504 |  | 0.28146
0.265 |  | 0.28146
0.265 |  | 0.28143
0.26493 |  | 0.28143
0.26493 |  | 0.28135
0.2649 |  | 0.28132
0.26486 |  | 0.28132
0.2648 |  | 0.28118
0.2648 |  | 0.28118
0.26476 |  | 0.28118
0.26476 |  | 0.28114
0.26472 |  | 0.28114
0.26472 |  | 0.28108
0.26472 |  | 0.28108
0.26469 |  | 0.28105
0.26469 |  | 0.28101
0.26469 |  | 0.28097
0.26465 |  | 0.28094
0.26461 |  | 0.2809
0.26458 |  | 0.28087
0.26455 |  | 0.28087
0.26451 |  | 0.28084
0.26451 |  | 0.2808
0.26451 |  | 0.28069
0.26444 |  | 0.28069
0.26444 |  | 0.28062
0.26444 |  | 0.28059
0.26444 |  | 0.28059
0.2644 |  | 0.28059
0.26436 |  | 0.28059
0.26436 |  | 0.28052
0.26433 |  | 0.28049
0.26433 |  | 0.28045
0.26426 |  | 0.28038
0.26426 |  | 0.28035
0.26422 |  | 0.28031
0.26422 |  | 0.28031
0.26422 |  | 0.28027
0.26419 |  | 0.28024
0.26412 |  | 0.2802
0.26412 |  | 0.2802
0.26412 |  | 0.2802
0.26408 |  | 0.28017
0.26401 |  | 0.2801
0.26397 |  | 0.28006
0.26397 |  | 0.28003
0.26394 |  | 0.27999
0.26394 |  | 0.27993
0.26394 |  | 0.27993
0.26394 |  | 0.27986
0.2639 |  | 0.27978
0.26387 |  | 0.27978
0.26384 |  | 0.27972
0.2638 |  | 0.27965
0.26376 |  | 0.27965
0.26376 |  | 0.27961
0.26376 |  | 0.27961
0.26376 |  | 0.27957
0.26369 |  | 0.27951
0.26362 |  | 0.27947
0.26362 |  | 0.27944
0.26359 |  | 0.2794
0.26359 |  | 0.2794
0.26352 |  | 0.27933
0.26349 |  | 0.2793
0.26349 |  | 0.27923
0.26345 |  | 0.27919
0.26342 |  | 0.27915
0.26342 |  | 0.27915
0.26338 |  | 0.27912
0.26338 |  | 0.27912
0.2633 |  | 0.27901
0.26327 |  | 0.27898
0.26327 |  | 0.27898
0.26323 |  | 0.27898
0.26323 |  | 0.27894
0.2632 |  | 0.27894
0.2632 |  | 0.27894
0.2632 |  | 0.27887
0.26312 |  | 0.27887
0.26309 |  | 0.27884
0.26305 |  | 0.27877
0.26305 |  | 0.27877
0.26305 |  | 0.27866
0.26302 |  | 0.27866
0.26302 |  | 0.27862
0.26302 |  | 0.27856
0.26294 |  | 0.27856
0.26291 |  | 0.27848
0.26291 |  | 0.27841
0.26287 |  | 0.27841
0.26284 |  | 0.27841
0.26281 |  | 0.27838
0.26281 |  | 0.27835
0.26281 |  | 0.27829
0.26273 |  | 0.27829
0.26269 |  | 0.27825
0.26269 |  | 0.27815
0.26269 |  | 0.27815
0.26266 |  | 0.27811
0.26255 |  | 0.27807
0.26251 |  | 0.27804
0.26248 |  | 0.27801
0.26248 |  | 0.27797
0.26248 |  | 0.27794
0.26245 |  | 0.27787
0.26245 |  | 0.27787
0.26245 |  | 0.27787
0.26238 |  | 0.2778
0.26231 |  | 0.27777
0.26231 |  | 0.27777
0.26227 |  | 0.27766
0.26227 |  | 0.27766
0.26227 |  | 0.27758
0.26219 |  | 0.27745
0.26219 |  | 0.27745
0.26219 |  | 0.27741
0.26212 |  | 0.27738
0.26209 |  | 0.27734
0.26209 |  | 0.27727
0.26205 |  | 0.27727
0.26205 |  | 0.27724
0.26195 |  | 0.27724
0.26191 |  | 0.2772
0.26187 |  | 0.2771
0.26187 |  | 0.2771
0.26187 |  | 0.27706
0.26187 |  | 0.27706
0.26183 |  | 0.27706
0.26183 |  | 0.277
0.2618 |  | 0.27693
0.26176 |  | 0.27689
0.26169 |  | 0.27686
0.26165 |  | 0.27686
0.26165 |  | 0.27686
0.26165 |  | 0.27679
0.26162 |  | 0.27679
0.26155 |  | 0.27679
0.26155 |  | 0.27679
0.26151 |  | 0.27668
0.26151 |  | 0.27668
0.26147 |  | 0.27668
0.26144 |  | 0.27665
0.26144 |  | 0.27658
0.26144 |  | 0.27658
0.2614 |  | 0.27655
0.26133 |  | 0.27651
0.26133 |  | 0.27651
0.26133 |  | 0.27641
0.26133 |  | 0.27641
0.26133 |  | 0.27641
0.26133 |  | 0.27637
0.26119 |  | 0.2763
0.26119 |  | 0.2763
0.26115 |  | 0.2763
0.26115 |  | 0.27626
0.26115 |  | 0.27623
0.26108 |  | 0.27623
0.26104 |  | 0.27619
0.26104 |  | 0.27615
0.26101 |  | 0.27605
0.26097 |  | 0.27602
0.26094 |  | 0.27598
0.26094 |  | 0.27598
0.26094 |  | 0.27598
0.2609 |  | 0.27592
0.2609 |  | 0.27592
0.26086 |  | 0.27588
0.26086 |  | 0.27581
0.26079 |  | 0.27581
0.26076 |  | 0.27574
0.26076 |  | 0.27571
0.26076 |  | 0.27567
0.26072 |  | 0.27563
0.26065 |  | 0.2756
0.26061 |  | 0.27557
0.26058 |  | 0.27557
0.26058 |  | 0.27553
0.26054 |  | 0.27546
0.26054 |  | 0.27542
0.26054 |  | 0.27539
0.26051 |  | 0.27539
0.26047 |  | 0.27535
0.26043 |  | 0.27518
0.26043 |  | 0.27514
0.26043 |  | 0.27514
0.2604 |  | 0.2751
0.26036 |  | 0.2751
0.26033 |  | 0.27507
0.26033 |  | 0.27503
0.26026 |  | 0.27497
0.26026 |  | 0.27497
0.26022 |  | 0.27493
0.26022 |  | 0.27483
0.26022 |  | 0.27483
0.26022 |  | 0.27483
0.26019 |  | 0.27476
0.26015 |  | 0.27472
0.26015 |  | 0.27472
0.26008 |  | 0.27472
0.26004 |  | 0.27468
0.26004 |  | 0.27458
0.26001 |  | 0.27455
0.26001 |  | 0.27455
0.26001 |  | 0.27455
0.26001 |  | 0.27447
0.25997 |  | 0.27444
0.25994 |  | 0.2744
0.2599 |  | 0.27437
0.2599 |  | 0.27433
0.25987 |  | 0.27426
0.25983 |  | 0.27426
0.25983 |  | 0.27419
0.25979 |  | 0.27419
0.25976 |  | 0.27419
0.25976 |  | 0.27409
0.25976 |  | 0.27409
0.25965 |  | 0.27405
0.25965 |  | 0.27401
0.25965 |  | 0.27397
0.25965 |  | 0.27387
0.25965 |  | 0.27384
0.25965 |  | 0.27376
0.25954 |  | 0.27373
0.25954 |  | 0.27369
0.2595 |  | 0.27366
0.2595 |  | 0.27362
0.25947 |  | 0.27358
0.25947 |  | 0.27355
0.25947 |  | 0.27348
0.25943 |  | 0.27341
0.25943 |  | 0.27341
0.25932 |  | 0.27341
0.25929 |  | 0.27337
0.25929 |  | 0.27337
0.25929 |  | 0.27334
0.25929 |  | 0.27331
0.25929 |  | 0.27331
0.25925 |  | 0.27331
0.25922 |  | 0.27327
0.25915 |  | 0.27327
0.25915 |  | 0.2732
0.25915 |  | 0.2732
0.25911 |  | 0.27318
0.25911 |  | 0.27316
0.25911 |  | 0.27313
0.25907 |  | 0.27313
0.25901 |  | 0.27313
0.25901 |  | 0.2731
0.25901 |  | 0.2731
0.25893 |  | 0.2731
0.25893 |  | 0.27309
0.25889 |  | 0.27309
0.25889 |  | 0.27306
0.25889 |  | 0.27306
0.25889 |  | 0.27303
0.25886 |  | 0.27301
0.25883 |  | 0.27301
0.25883 |  | 0.27301
0.25879 |  | 0.27296
0.25879 |  | 0.27293
0.25879 |  | 0.27293
0.25875 |  | 0.27292
0.25868 |  | 0.27288
0.25868 |  | 0.27288
0.25865 |  | 0.27288
0.25865 |  | 0.27288
0.25861 |  | 0.27285
0.25861 |  | 0.27284
0.25857 |  | 0.27284
0.25853 |  | 0.2728
0.2585 |  | 0.27278
0.25843 |  | 0.27276
0.25843 |  | 0.27276
0.25843 |  | 0.27276
0.25843 |  | 0.27274
0.25843 |  | 0.27274
0.25839 |  | 0.27267
0.25839 |  | 0.27267
0.25836 |  | 0.27267
0.25832 |  | 0.27264
0.25832 |  | 0.27264
0.25825 |  | 0.27263
0.25825 |  | 0.2726
0.25821 |  | 0.27254
0.25818 |  | 0.27254
0.25815 |  | 0.27254
0.25815 |  | 0.27254
0.25815 |  | 0.27253
0.25811 |  | 0.27253
0.25808 |  | 0.2725
0.25808 |  | 0.2725
0.25804 |  | 0.2725
0.25801 |  | 0.27246
0.25793 |  | 0.27246
0.25793 |  | 0.27242
0.25793 |  | 0.27242
0.2579 |  | 0.27242
0.2579 |  | 0.27237
0.25786 |  | 0.27236
0.25786 |  | 0.27233
0.25786 |  | 0.27232
0.25786 |  | 0.27232
0.25779 |  | 0.27232
0.25772 |  | 0.27229
0.25768 |  | 0.27226
0.25768 |  | 0.27225
0.25768 |  | 0.27225
0.25768 |  | 0.27225
0.25768 |  | 0.27225
0.25761 |  | 0.27222
0.25761 |  | 0.27222
0.25758 |  | 0.2722
0.25754 |  | 0.2722
0.25754 |  | 0.2722
0.2575 |  | 0.27218
0.2575 |  | 0.27215
0.25747 |  | 0.27212
0.2574 |  | 0.27207
0.2574 |  | 0.27207
0.2574 |  | 0.27207
0.25729 |  | 0.27207
0.25729 |  | 0.27207
0.25729 |  | 0.27204
0.25726 |  | 0.27204
0.25726 |  | 0.27204
0.25722 |  | 0.27204
0.25722 |  | 0.272
0.25722 |  | 0.27199
0.25718 |  | 0.2719
0.25718 |  | 0.2719
0.25712 |  | 0.2719
0.25712 |  | 0.27187
0.25708 |  | 0.27187
0.25708 |  | 0.27187
0.25704 |  | 0.27186
0.25701 |  | 0.27182
0.25697 |  | 0.27179
0.25697 |  | 0.27178
0.25697 |  | 0.27178
0.25693 |  | 0.27178
0.25693 |  | 0.27173
0.25693 |  | 0.27173
0.25693 |  | 0.27172
0.2569 |  | 0.27169
0.25683 |  | 0.27165
0.25683 |  | 0.27165
0.25683 |  | 0.27165
0.25679 |  | 0.27165
0.25676 |  | 0.27158
0.25676 |  | 0.27156
0.25668 |  | 0.27156
0.25668 |  | 0.27154
0.25668 |  | 0.27152
0.25668 |  | 0.27152
0.25664 |  | 0.27152
0.25661 |  | 0.27152
0.25661 |  | 0.27151
0.25658 |  | 0.27148
0.25658 |  | 0.27148
0.25654 |  | 0.27144
0.25646 |  | 0.27144
0.25646 |  | 0.27144
0.25646 |  | 0.27139
0.25643 |  | 0.27139
0.25639 |  | 0.27139
0.25639 |  | 0.27137
0.25628 |  | 0.27134
0.25628 |  | 0.27133
0.25625 |  | 0.27131
0.25625 |  | 0.2713
0.25625 |  | 0.2713
0.25625 |  | 0.2713
0.25621 |  | 0.27126
0.25614 |  | 0.27126
0.25614 |  | 0.27126
0.25614 |  | 0.27123
0.25614 |  | 0.27122
0.25611 |  | 0.2712
0.25611 |  | 0.27117
0.25607 |  | 0.27116
0.25604 |  | 0.27113
0.25604 |  | 0.27113
0.256 |  | 0.27113
0.256 |  | 0.27109
0.25593 |  | 0.27109
0.25593 |  | 0.27109
0.25589 |  | 0.27109
0.25586 |  | 0.27105
0.25579 |  | 0.27102
0.25579 |  | 0.27102
0.25579 |  | 0.27098
0.25579 |  | 0.27096
0.25579 |  | 0.27096
0.25579 |  | 0.27096
0.25575 |  | 0.27095
0.25568 |  | 0.27092
0.25561 |  | 0.27092
0.25561 |  | 0.27087
0.25561 |  | 0.27087
0.25561 |  | 0.27084
0.25561 |  | 0.27084
0.25561 |  | 0.27084
0.25557 |  | 0.27084
0.25554 |  | 0.27081
0.25546 |  | 0.27079
0.25546 |  | 0.27079
0.25546 |  | 0.27079
0.25543 |  | 0.27077
0.25543 |  | 0.27075
0.25539 |  | 0.27071
0.25532 |  | 0.2707
0.25532 |  | 0.27063
0.25528 |  | 0.27062
0.25524 |  | 0.27062
0.25524 |  | 0.27062
0.25521 |  | 0.27062
0.25521 |  | 0.27062
0.25514 |  | 0.27062
0.25514 |  | 0.27053
0.25511 |  | 0.27053
0.25507 |  | 0.27053
0.25507 |  | 0.27053
0.25503 |  | 0.27053
0.25503 |  | 0.27052
0.25496 |  | 0.27049
0.25493 |  | 0.27048
0.25493 |  | 0.27045
0.25489 |  | 0.27045
0.25489 |  | 0.27045
0.25482 |  | 0.27041
0.25482 |  | 0.27041
0.25479 |  | 0.27041
0.25475 |  | 0.27039
0.25475 |  | 0.27039
0.25471 |  | 0.27036
0.25467 |  | 0.27032
0.25467 |  | 0.27032
0.25467 |  | 0.27032
0.25464 |  | 0.27032
0.25461 |  | 0.27031
0.25457 |  | 0.27028
0.25449 |  | 0.27027
0.25449 |  | 0.27027
0.25446 |  | 0.27027
0.25446 |  | 0.27024
0.25442 |  | 0.27024
0.25439 |  | 0.27024
0.25435 |  | 0.27023
0.25432 |  | 0.27019
0.25432 |  | 0.27019
0.25432 |  | 0.27019
0.25432 |  | 0.27017
0.25432 |  | 0.2701
0.25428 |  | 0.2701
0.25424 |  | 0.2701
0.25421 |  | 0.27007
0.25418 |  | 0.27006
0.25418 |  | 0.27006
0.25418 |  | 0.27006
0.25414 |  | 0.27006
0.25411 |  | 0.27003
0.25411 |  | 0.27002
0.25411 |  | 0.26997
0.25404 |  | 0.26997
0.25404 |  | 0.26993
0.25396 |  | 0.26993
0.25396 |  | 0.26989
0.25396 |  | 0.26989
0.25396 |  | 0.26989
0.25393 |  | 0.26989
0.25389 |  | 0.26989
0.25386 |  | 0.26986
0.25382 |  | 0.26985
0.25378 |  | 0.26982
0.25378 |  | 0.26982
0.25378 |  | 0.26981
0.25378 |  | 0.26981
0.25375 |  | 0.26981
0.25368 |  | 0.26981
0.25368 |  | 0.26981
0.25368 |  | 0.26975
0.25368 |  | 0.26975
0.25368 |  | 0.26972
0.25368 |  | 0.26972
0.25357 |  | 0.26972
0.2535 |  | 0.26968
0.25347 |  | 0.26968
0.25347 |  | 0.26964
0.25347 |  | 0.26964
0.25347 |  | 0.26964
0.25347 |  | 0.26959
0.25347 |  | 0.26959
0.25342 |  | 0.26959
0.25342 |  | 0.26955
0.25342 |  | 0.26955
0.25335 |  | 0.26953
0.25335 |  | 0.26951
0.25335 |  | 0.26951
0.25329 |  | 0.26951
0.25325 |  | 0.2695
0.25325 |  | 0.26947
0.25321 |  | 0.26947
0.25317 |  | 0.26947
0.25317 |  | 0.26946
0.25317 |  | 0.26943
0.25317 |  | 0.26942
0.2531 |  | 0.26939
0.2531 |  | 0.26934
0.25303 |  | 0.26934
0.25303 |  | 0.26932
0.25303 |  | 0.26932
0.253 |  | 0.26932
0.253 |  | 0.26926
0.253 |  | 0.26926
0.25296 |  | 0.26925
0.25292 |  | 0.26925
0.25292 |  | 0.26925
0.25292 |  | 0.26921
0.25289 |  | 0.26921
0.25285 |  | 0.26921
0.25285 |  | 0.26918
0.25282 |  | 0.26918
0.25275 |  | 0.26913
0.25275 |  | 0.26913
0.25271 |  | 0.26913
0.25271 |  | 0.26913
0.25267 |  | 0.26909
0.25259 |  | 0.26909
0.25259 |  | 0.26908
0.25259 |  | 0.26905
0.25256 |  | 0.26905
0.25252 |  | 0.26904
0.25248 |  | 0.26901
0.25245 |  | 0.269
0.25245 |  | 0.269
0.25234 |  | 0.26894
0.25231 |  | 0.26894
0.25231 |  | 0.26894
0.25227 |  | 0.26892
0.25227 |  | 0.26891
0.25227 |  | 0.26887
0.25223 |  | 0.26887
0.25213 |  | 0.26887
0.25213 |  | 0.26887
0.25213 |  | 0.26879
0.25209 |  | 0.26879
0.25209 |  | 0.26877
0.25206 |  | 0.26877
0.25206 |  | 0.26877
0.25199 |  | 0.26875
0.25199 |  | 0.26875
0.25195 |  | 0.26873
0.25195 |  | 0.26873
0.25195 |  | 0.26871
0.25195 |  | 0.26871
0.25191 |  | 0.26871
0.25184 |  | 0.26871
0.2518 |  | 0.26871
0.2518 |  | 0.26862
0.2518 |  | 0.26862
0.2518 |  | 0.26862
0.25177 |  | 0.26858
0.25177 |  | 0.26858
0.25173 |  | 0.26856
0.25169 |  | 0.26854
0.25169 |  | 0.26854
0.25169 |  | 0.26854
0.25162 |  | 0.26852
0.25159 |  | 0.2685
0.25159 |  | 0.2685
0.25159 |  | 0.26848
0.25155 |  | 0.26848
0.25151 |  | 0.26845
0.25148 |  | 0.26845
0.25148 |  | 0.26841
0.25141 |  | 0.26837
0.25141 |  | 0.26837
0.25141 |  | 0.26834
0.25137 |  | 0.26831
0.25133 |  | 0.26829
0.2513 |  | 0.26829
0.2513 |  | 0.26829
0.25126 |  | 0.26829
0.25119 |  | 0.26829
0.25119 |  | 0.26823
0.25119 |  | 0.26823
0.25119 |  | 0.26821
0.25115 |  | 0.26817
0.25112 |  | 0.26817
0.25112 |  | 0.26817
0.25108 |  | 0.26816
0.25108 |  | 0.26816
0.25108 |  | 0.26812
0.25104 |  | 0.26805
0.25101 |  | 0.26804
0.25101 |  | 0.26804
0.25101 |  | 0.26802
0.25098 |  | 0.26802
0.25098 |  | 0.268
0.25098 |  | 0.268
0.25098 |  | 0.268
0.2509 |  | 0.268
0.25083 |  | 0.268
0.2508 |  | 0.26795
0.2508 |  | 0.26792
0.25076 |  | 0.26788
0.25076 |  | 0.26787
0.25076 |  | 0.26784
0.25076 |  | 0.26783
0.25076 |  | 0.26781
0.25073 |  | 0.26778
0.25065 |  | 0.26778
0.25065 |  | 0.26778
0.25062 |  | 0.26778
0.25058 |  | 0.26778
0.25058 |  | 0.26778
0.25058 |  | 0.26774
0.25058 |  | 0.26774
0.25058 |  | 0.26771
0.25054 |  | 0.26771
0.25051 |  | 0.26771
0.25051 |  | 0.2677
0.25044 |  | 0.26766
0.2504 |  | 0.26766
0.2504 |  | 0.26763
0.25036 |  | 0.26761
0.25036 |  | 0.2676
0.25036 |  | 0.26757
0.25033 |  | 0.26757
0.25029 |  | 0.26757
0.25029 |  | 0.26757
0.25022 |  | 0.26748
0.25022 |  | 0.26748
0.25022 |  | 0.26748
0.25022 |  | 0.26745
0.25022 |  | 0.26735
0.25015 |  | 0.26735
0.25011 |  | 0.26735
0.25008 |  | 0.26735
0.25008 |  | 0.26734
0.25008 |  | 0.26731
0.25004 |  | 0.26727
0.25 |  | 0.26727
0.24997 |  | 0.26724
0.24993 |  | 0.26723
0.24993 |  | 0.2672
0.24993 |  | 0.2672
0.24993 |  | 0.26719
0.24989 |  | 0.26716
0.24989 |  | 0.26714
0.24985 |  | 0.26709
0.24982 |  | 0.26709
0.24979 |  | 0.26706
0.24975 |  | 0.26705
0.24971 |  | 0.26701
0.24971 |  | 0.26701
0.24971 |  | 0.26701
0.24967 |  | 0.26701
0.24961 |  | 0.26699
0.24961 |  | 0.26695
0.24957 |  | 0.26692
0.24957 |  | 0.26692
0.24957 |  | 0.26688
0.24953 |  | 0.26688
0.2495 |  | 0.26684
0.24946 |  | 0.26684
0.24942 |  | 0.26684
0.24939 |  | 0.2668
0.24939 |  | 0.26677
0.24939 |  | 0.26676
0.24939 |  | 0.26676
0.24939 |  | 0.26676
0.24939 |  | 0.26667
0.24935 |  | 0.26667
0.24931 |  | 0.26663
0.24928 |  | 0.26663
0.24924 |  | 0.26663
0.24924 |  | 0.26659
0.24921 |  | 0.26659
0.24921 |  | 0.26655
0.24917 |  | 0.26651
0.24917 |  | 0.26651
0.24917 |  | 0.2665
0.2491 |  | 0.2665
0.2491 |  | 0.26647
0.24906 |  | 0.26646
0.24903 |  | 0.26646
0.24903 |  | 0.26641
0.24896 |  | 0.26638
0.24896 |  | 0.26638
0.24896 |  | 0.26633
0.24896 |  | 0.26633
0.24896 |  | 0.26629
0.24889 |  | 0.26629
0.24889 |  | 0.26629
0.24889 |  | 0.26629
0.24889 |  | 0.26626
0.24889 |  | 0.26625
0.24882 |  | 0.26625
0.24878 |  | 0.2662
0.24878 |  | 0.2662
0.24874 |  | 0.2662
0.24874 |  | 0.26619
0.24874 |  | 0.26616
0.24874 |  | 0.26612
0.24867 |  | 0.26607
0.24864 |  | 0.26607
0.2486 |  | 0.26607
0.24856 |  | 0.26607
0.24856 |  | 0.26607
0.2485 |  | 0.26604
0.2485 |  | 0.26603
0.24846 |  | 0.266
0.24846 |  | 0.26598
0.24846 |  | 0.26598
0.24838 |  | 0.26595
0.24838 |  | 0.26595
0.24838 |  | 0.2659
0.24838 |  | 0.2659
0.24835 |  | 0.26586
0.24835 |  | 0.26586
0.24831 |  | 0.26586
0.24828 |  | 0.26586
0.24824 |  | 0.26578
0.24824 |  | 0.26578
0.2482 |  | 0.26578
0.2482 |  | 0.26573
0.2482 |  | 0.26572
0.2482 |  | 0.26569
0.2482 |  | 0.26568
0.24817 |  | 0.26564
0.24813 |  | 0.26564
0.24809 |  | 0.26564
0.24806 |  | 0.26561
0.24802 |  | 0.26561
0.24799 |  | 0.26557
0.24799 |  | 0.26557
0.24795 |  | 0.2655
0.24795 |  | 0.26548
0.24795 |  | 0.26548
0.24795 |  | 0.26548
0.24784 |  | 0.26544
0.24784 |  | 0.26544
0.24781 |  | 0.26542
0.24781 |  | 0.2654
0.24773 |  | 0.2654
0.24773 |  | 0.26536
0.2477 |  | 0.26532
0.2477 |  | 0.26531
0.24766 |  | 0.26531
0.24766 |  | 0.26531
0.24766 |  | 0.26531
0.24763 |  | 0.26527
0.24755 |  | 0.26522
0.24755 |  | 0.26522
0.24751 |  | 0.26521
0.24751 |  | 0.26514
0.24751 |  | 0.26514
0.24748 |  | 0.26514
0.24748 |  | 0.26514
0.24744 |  | 0.2651
0.24744 |  | 0.2651
0.24744 |  | 0.26506
0.24738 |  | 0.26505
0.24734 |  | 0.26505
0.2473 |  | 0.26505
0.2473 |  | 0.26503
0.2473 |  | 0.26501
0.24726 |  | 0.26495
0.24722 |  | 0.26493
0.24722 |  | 0.26493
0.24722 |  | 0.26488
0.24722 |  | 0.26488
0.24722 |  | 0.26488
0.24719 |  | 0.26488
0.24716 |  | 0.2648
0.24712 |  | 0.26479
0.24712 |  | 0.26479
0.24708 |  | 0.26477
0.24705 |  | 0.26475
0.24701 |  | 0.26475
0.24701 |  | 0.26475
0.24694 |  | 0.26475
0.2469 |  | 0.26467
0.2469 |  | 0.26467
0.2469 |  | 0.26467
0.2469 |  | 0.26463
0.2469 |  | 0.26462
0.2469 |  | 0.26462
0.24686 |  | 0.26458
0.24682 |  | 0.26458
0.24679 |  | 0.26454
0.24679 |  | 0.26454
0.24679 |  | 0.26454
0.24675 |  | 0.26454
0.24672 |  | 0.26452
0.24672 |  | 0.2645
0.24665 |  | 0.26445
0.24661 |  | 0.26444
0.24661 |  | 0.26441
0.24661 |  | 0.26441
0.24661 |  | 0.26437
0.24661 |  | 0.26437
0.24657 |  | 0.26437
0.24654 |  | 0.26433
0.24654 |  | 0.26433
0.24654 |  | 0.26433
0.24651 |  | 0.26429
0.24651 |  | 0.26429
0.24643 |  | 0.26427
0.24639 |  | 0.26425
0.24639 |  | 0.26425
0.24636 |  | 0.26425
0.24636 |  | 0.2642
0.24636 |  | 0.2642
0.24632 |  | 0.26416
0.24629 |  | 0.26416
0.24629 |  | 0.26416
0.24629 |  | 0.26412
0.24625 |  | 0.26412
0.24621 |  | 0.26408
0.24621 |  | 0.26408
0.24621 |  | 0.26408
0.24617 |  | 0.26404
0.24614 |  | 0.26395
0.24614 |  | 0.26395
0.2461 |  | 0.26395
0.24607 |  | 0.26395
0.24607 |  | 0.26395
0.24607 |  | 0.26395
0.24607 |  | 0.26394
0.24603 |  | 0.26386
0.24603 |  | 0.26383
0.246 |  | 0.26382
0.24596 |  | 0.26382
0.24596 |  | 0.26382
0.24589 |  | 0.26382
0.24589 |  | 0.26378
0.24589 |  | 0.26376
0.24589 |  | 0.26374
0.24585 |  | 0.26369
0.24581 |  | 0.26369
0.24578 |  | 0.26369
0.24574 |  | 0.26365
0.24574 |  | 0.26361
0.2457 |  | 0.26361
0.2457 |  | 0.26361
0.24567 |  | 0.26358
0.24563 |  | 0.26358
0.24559 |  | 0.26358
0.24559 |  | 0.26357
0.24556 |  | 0.26357
0.24556 |  | 0.26357
0.24556 |  | 0.2635
0.24552 |  | 0.26348
0.24548 |  | 0.26348
0.24548 |  | 0.26344
0.24548 |  | 0.2634
0.24545 |  | 0.2634
0.24541 |  | 0.2634
0.24541 |  | 0.2634
0.24538 |  | 0.2634
0.24538 |  | 0.2634
0.24534 |  | 0.26333
0.24534 |  | 0.26333
0.24534 |  | 0.26327
0.24534 |  | 0.26327
0.2453 |  | 0.26327
0.24527 |  | 0.26327
0.24519 |  | 0.26325
0.24519 |  | 0.26318
0.24519 |  | 0.26318
0.24516 |  | 0.26318
0.24516 |  | 0.26315
0.24512 |  | 0.2631
0.24512 |  | 0.26307
0.24509 |  | 0.26306
0.24509 |  | 0.26306
0.24505 |  | 0.26301
0.24505 |  | 0.26301
0.24501 |  | 0.26301
0.24494 |  | 0.263
0.24494 |  | 0.26298
0.24494 |  | 0.26296
0.24491 |  | 0.26293
0.24491 |  | 0.26293
0.24491 |  | 0.26292
0.24487 |  | 0.2629
0.24484 |  | 0.26285
0.24484 |  | 0.26281
0.24484 |  | 0.26276
0.24476 |  | 0.26276
0.24476 |  | 0.26276
0.24476 |  | 0.26274
0.24469 |  | 0.26272
0.24466 |  | 0.2627
0.24466 |  | 0.26267
0.24466 |  | 0.26267
0.24466 |  | 0.26264
0.24459 |  | 0.26264
0.24455 |  | 0.26264
0.24455 |  | 0.26263
0.24451 |  | 0.26259
0.24448 |  | 0.26255
0.24448 |  | 0.26252
0.24444 |  | 0.2625
0.2444 |  | 0.26247
0.2444 |  | 0.26247
0.2444 |  | 0.26247
0.2443 |  | 0.26242
0.24426 |  | 0.26242
0.24426 |  | 0.26242
0.24422 |  | 0.26238
0.24422 |  | 0.26238
0.24422 |  | 0.26238
0.24419 |  | 0.26238
0.24411 |  | 0.26234
0.24408 |  | 0.26233
0.24408 |  | 0.2623
0.24408 |  | 0.2623
0.24404 |  | 0.2623
0.24404 |  | 0.26227
0.24404 |  | 0.26225
0.24404 |  | 0.26225
0.24404 |  | 0.26225
0.24397 |  | 0.26219
0.24394 |  | 0.26216
0.2439 |  | 0.26213
0.2439 |  | 0.26212
0.2439 |  | 0.26208
0.24386 |  | 0.26208
0.24386 |  | 0.26208
0.24379 |  | 0.26208
0.24379 |  | 0.26208
0.24376 |  | 0.26205
0.24372 |  | 0.26205
0.24372 |  | 0.26202
0.24368 |  | 0.262
0.24365 |  | 0.262
0.24365 |  | 0.26198
0.24365 |  | 0.26196
0.24365 |  | 0.26196
0.24365 |  | 0.26191
0.24361 |  | 0.26191
0.24354 |  | 0.26191
0.24354 |  | 0.26188
0.24347 |  | 0.26183
0.24347 |  | 0.26183
0.24347 |  | 0.26179
0.24343 |  | 0.26174
0.24343 |  | 0.2617
0.2434 |  | 0.26169
0.24336 |  | 0.26166
0.24336 |  | 0.26166
0.24332 |  | 0.26166
0.24329 |  | 0.26162
0.24325 |  | 0.26157
0.24325 |  | 0.26157
0.24321 |  | 0.26157
0.24318 |  | 0.26157
0.24318 |  | 0.26157
0.24318 |  | 0.26157
0.24318 |  | 0.26157
0.24314 |  | 0.26155
0.2431 |  | 0.26151
0.24303 |  | 0.26145
0.24303 |  | 0.26145
0.24303 |  | 0.26145
0.24303 |  | 0.26145
0.243 |  | 0.2614
0.243 |  | 0.2614
0.243 |  | 0.2614
0.24296 |  | 0.2614
0.24292 |  | 0.26136
0.24289 |  | 0.26136
0.24289 |  | 0.26136
0.24289 |  | 0.26131
0.24285 |  | 0.26131
0.24282 |  | 0.26129
0.24282 |  | 0.26123
0.24282 |  | 0.26119
0.24278 |  | 0.26119
0.24275 |  | 0.26119
0.24275 |  | 0.26119
0.24271 |  | 0.26119
0.24271 |  | 0.26118
0.24271 |  | 0.2611
0.24268 |  | 0.2611
0.24268 |  | 0.26105
0.24268 |  | 0.26102
0.24268 |  | 0.26102
0.24264 |  | 0.26102
0.24256 |  | 0.26102
0.24253 |  | 0.26097
0.24253 |  | 0.26093
0.24253 |  | 0.26089
0.24253 |  | 0.26088
0.24253 |  | 0.26088
0.24249 |  | 0.26088
0.24249 |  | 0.26088
0.24242 |  | 0.26088
0.24238 |  | 0.26088
0.24238 |  | 0.26084
0.24238 |  | 0.26084
0.24235 |  | 0.26071
0.24235 |  | 0.26067
0.24232 |  | 0.26067
0.24228 |  | 0.26067
0.24228 |  | 0.26063
0.24224 |  | 0.26062
0.24221 |  | 0.26062
0.24214 |  | 0.26062
0.24214 |  | 0.26062
0.24214 |  | 0.26058
0.24214 |  | 0.26056
0.24214 |  | 0.26053
0.24214 |  | 0.26052
0.2421 |  | 0.26045
0.2421 |  | 0.26045
0.24203 |  | 0.26045
0.24203 |  | 0.26041
0.24203 |  | 0.26041
0.24199 |  | 0.26036
0.24199 |  | 0.26036
0.24192 |  | 0.26032
0.24192 |  | 0.26028
0.24188 |  | 0.26028
0.24188 |  | 0.26026
0.24185 |  | 0.26024
0.24185 |  | 0.26016
0.24181 |  | 0.26016
0.24173 |  | 0.26016
0.24173 |  | 0.26016
0.2417 |  | 0.26016
0.24166 |  | 0.26012
0.24166 |  | 0.26007
0.24166 |  | 0.26007
0.24162 |  | 0.26007
0.24162 |  | 0.26007
0.24162 |  | 0.26007
0.24159 |  | 0.26002
0.24151 |  | 0.26001
0.24151 |  | 0.25999
0.24151 |  | 0.25999
0.24144 |  | 0.25999
0.24144 |  | 0.25994
0.24141 |  | 0.25994
0.24141 |  | 0.25985
0.24137 |  | 0.25985
0.24133 |  | 0.25985
0.24133 |  | 0.25985
0.24133 |  | 0.25985
0.24133 |  | 0.25982
0.24122 |  | 0.25977
0.24119 |  | 0.25977
0.24119 |  | 0.25973
0.24115 |  | 0.25969
0.24115 |  | 0.25965
0.24108 |  | 0.25965
0.24108 |  | 0.2596
0.24108 |  | 0.25956
0.24104 |  | 0.25956
0.24101 |  | 0.25956
0.24097 |  | 0.25956
0.24097 |  | 0.25952
0.24097 |  | 0.25952
0.2409 |  | 0.25943
0.2409 |  | 0.2594
0.2409 |  | 0.2594
0.2409 |  | 0.2594
0.2409 |  | 0.2594
0.24082 |  | 0.2594
0.24082 |  | 0.2594
0.24079 |  | 0.25936
0.24079 |  | 0.25931
0.24079 |  | 0.25927
0.24079 |  | 0.25927
0.24071 |  | 0.25923
0.24068 |  | 0.25923
0.24068 |  | 0.25923
0.24064 |  | 0.25923
0.24061 |  | 0.25918
0.24061 |  | 0.25914
0.24057 |  | 0.25906
0.24057 |  | 0.25906
0.24054 |  | 0.25906
0.24054 |  | 0.25906
0.24047 |  | 0.25906
0.24047 |  | 0.25906
0.24047 |  | 0.25901
0.24043 |  | 0.25893
0.24043 |  | 0.25893
0.24039 |  | 0.25889
0.24039 |  | 0.25889
0.24039 |  | 0.25889
0.24036 |  | 0.25889
0.24036 |  | 0.25889
0.24033 |  | 0.25889
0.24029 |  | 0.25885
0.24029 |  | 0.25885
0.24026 |  | 0.25881
0.24026 |  | 0.25876
0.24026 |  | 0.25872
0.24021 |  | 0.25872
0.24021 |  | 0.25868
0.24021 |  | 0.25868
0.24018 |  | 0.25864
0.24018 |  | 0.25864
0.24018 |  | 0.25864
0.2401 |  | 0.25859
0.2401 |  | 0.25855
0.2401 |  | 0.25855
0.24003 |  | 0.25851
0.24003 |  | 0.25851
0.24 |  | 0.25851
0.24 |  | 0.25847
0.23996 |  | 0.25842
0.23996 |  | 0.25842
0.23996 |  | 0.25838
0.23993 |  | 0.25838
0.23986 |  | 0.25838
0.23986 |  | 0.25838
0.23982 |  | 0.25838
0.23982 |  | 0.2583
0.23982 |  | 0.2583
0.23978 |  | 0.25825
0.23978 |  | 0.25825
0.23971 |  | 0.25825
0.23968 |  | 0.25821
0.23964 |  | 0.25821
0.23964 |  | 0.25821
0.2396 |  | 0.25816
0.2396 |  | 0.25816
0.2396 |  | 0.25813
0.2396 |  | 0.25808
0.23956 |  | 0.25808
0.23956 |  | 0.25808
0.23949 |  | 0.25808
0.23946 |  | 0.25808
0.23946 |  | 0.25805
0.23946 |  | 0.25805
0.23946 |  | 0.25795
0.23935 |  | 0.25791
0.23935 |  | 0.25791
0.23935 |  | 0.25791
0.23935 |  | 0.25791
0.23935 |  | 0.25788
0.23935 |  | 0.25788
0.23931 |  | 0.25783
0.23931 |  | 0.25778
0.23931 |  | 0.25778
0.23923 |  | 0.25778
0.2392 |  | 0.25778
0.23917 |  | 0.25774
0.23917 |  | 0.2577
0.23917 |  | 0.25766
0.23917 |  | 0.25761
0.23917 |  | 0.25761
0.23917 |  | 0.25761
0.2391 |  | 0.25757
0.2391 |  | 0.25757
0.2391 |  | 0.25752
0.23903 |  | 0.25752
0.23903 |  | 0.25752
0.23903 |  | 0.25752
0.23899 |  | 0.25752
0.23899 |  | 0.25744
0.23895 |  | 0.2574
0.23895 |  | 0.2574
0.23892 |  | 0.25735
0.23888 |  | 0.25731
0.23888 |  | 0.25731
0.23884 |  | 0.25731
0.23884 |  | 0.25731
0.23884 |  | 0.25727
0.23881 |  | 0.25727
0.23874 |  | 0.25727
0.2387 |  | 0.25723
0.2387 |  | 0.25718
0.23866 |  | 0.25715
0.23866 |  | 0.2571
0.23863 |  | 0.2571
0.23859 |  | 0.2571
0.23859 |  | 0.25706
0.23859 |  | 0.25706
0.23852 |  | 0.25702
0.23852 |  | 0.25702
0.23852 |  | 0.25702
0.23852 |  | 0.25702
0.23852 |  | 0.25698
0.23848 |  | 0.25693
0.23848 |  | 0.25689
0.23845 |  | 0.25689
0.23837 |  | 0.25689
0.23834 |  | 0.25689
0.23834 |  | 0.25689
0.23834 |  | 0.25685
0.23834 |  | 0.25685
0.23834 |  | 0.2568
0.23834 |  | 0.25676
0.2383 |  | 0.25672
0.2383 |  | 0.25672
0.2383 |  | 0.25668
0.23823 |  | 0.25668
0.23823 |  | 0.25659
0.23819 |  | 0.25659
0.23816 |  | 0.25659
0.23816 |  | 0.25659
0.23816 |  | 0.25655
0.23812 |  | 0.25655
0.23812 |  | 0.25655
0.23809 |  | 0.25655
0.23806 |  | 0.25655
0.23802 |  | 0.25647
0.23802 |  | 0.25638
0.23798 |  | 0.25638
0.23798 |  | 0.25638
0.23798 |  | 0.25638
0.23788 |  | 0.25638
0.23784 |  | 0.25633
0.23784 |  | 0.2563
0.2378 |  | 0.2563
0.2378 |  | 0.25625
0.2378 |  | 0.25622
0.23773 |  | 0.25622
0.23773 |  | 0.25617
0.23773 |  | 0.25617
0.23773 |  | 0.25613
0.2377 |  | 0.25609
0.2377 |  | 0.25609
0.23762 |  | 0.25605
0.23758 |  | 0.25605
0.23758 |  | 0.25605
0.23758 |  | 0.25597
0.23758 |  | 0.25597
0.23758 |  | 0.25597
0.23754 |  | 0.25597
0.23754 |  | 0.25592
0.23748 |  | 0.25588
0.23748 |  | 0.25584
0.23736 |  | 0.25584
0.23736 |  | 0.2558
0.23736 |  | 0.2558
0.23736 |  | 0.2558
0.23736 |  | 0.25571
0.23733 |  | 0.25567
0.23733 |  | 0.25563
0.23729 |  | 0.25563
0.23725 |  | 0.25559
0.23725 |  | 0.25559
0.23725 |  | 0.25559
0.23725 |  | 0.25554
0.23719 |  | 0.25554
0.23715 |  | 0.25547
0.23711 |  | 0.25547
0.23711 |  | 0.25542
0.23711 |  | 0.25537
0.23711 |  | 0.25537
0.23711 |  | 0.25537
0.23711 |  | 0.25525
0.237 |  | 0.25525
0.237 |  | 0.25525
0.237 |  | 0.25525
0.237 |  | 0.25525
0.237 |  | 0.25525
0.23697 |  | 0.25521
0.23697 |  | 0.25512
0.23693 |  | 0.25512
0.23689 |  | 0.25512
0.23689 |  | 0.25512
0.23685 |  | 0.25508
0.23682 |  | 0.25508
0.23679 |  | 0.25508
0.23679 |  | 0.25508
0.23675 |  | 0.25503
0.23675 |  | 0.25495
0.23675 |  | 0.25491
0.23675 |  | 0.25491
0.23667 |  | 0.25491
0.23664 |  | 0.25491
0.2366 |  | 0.25486
0.2366 |  | 0.25482
0.2366 |  | 0.25478
0.23657 |  | 0.25478
0.23657 |  | 0.25478
0.23657 |  | 0.25474
0.23654 |  | 0.25469
0.2365 |  | 0.25469
0.23646 |  | 0.25469
0.23646 |  | 0.25465
0.23642 |  | 0.25461
0.23639 |  | 0.25461
0.23635 |  | 0.25456
0.23632 |  | 0.25452
0.23632 |  | 0.25452
0.23632 |  | 0.25448
0.23632 |  | 0.25443
0.23632 |  | 0.25443
0.23632 |  | 0.25443
0.23624 |  | 0.25443
0.23621 |  | 0.25435
0.23617 |  | 0.25431
0.23617 |  | 0.25431
0.23617 |  | 0.25431
0.2361 |  | 0.25431
0.2361 |  | 0.25426
0.2361 |  | 0.25423
0.23603 |  | 0.25418
0.23603 |  | 0.25418
0.23603 |  | 0.25414
0.23603 |  | 0.25414
0.23591 |  | 0.25414
0.23588 |  | 0.2541
0.23584 |  | 0.25405
0.23584 |  | 0.25405
0.23584 |  | 0.25397
0.23581 |  | 0.25393
0.23577 |  | 0.25393
0.23577 |  | 0.25393
0.23577 |  | 0.25393
0.23574 |  | 0.25389
0.23574 |  | 0.25389
0.23566 |  | 0.25385
0.23566 |  | 0.25385
0.23563 |  | 0.25385
0.23563 |  | 0.25381
0.23558 |  | 0.25376
0.23555 |  | 0.25376
0.23555 |  | 0.25372
0.23552 |  | 0.25368
0.23552 |  | 0.25368
0.23548 |  | 0.25363
0.23548 |  | 0.25363
0.23545 |  | 0.2536
0.23545 |  | 0.25356
0.2354 |  | 0.25356
0.23534 |  | 0.25346
0.23534 |  | 0.25346
0.23534 |  | 0.25346
0.2353 |  | 0.25346
0.23527 |  | 0.25346
0.23522 |  | 0.25342
0.23522 |  | 0.25342
0.23522 |  | 0.25338
0.23518 |  | 0.25338
0.23518 |  | 0.25334
0.23515 |  | 0.25326
0.23515 |  | 0.25326
0.23512 |  | 0.25326
0.23512 |  | 0.25321
0.23508 |  | 0.25321
0.23508 |  | 0.25312
0.23501 |  | 0.25312
0.23497 |  | 0.253
0.23497 |  | 0.253
0.23497 |  | 0.253
0.23494 |  | 0.253
0.2349 |  | 0.253
0.2349 |  | 0.25296
0.2349 |  | 0.25296
0.23483 |  | 0.25292
0.23479 |  | 0.25292
0.23479 |  | 0.25292
0.23479 |  | 0.25287
0.23479 |  | 0.25287
0.23472 |  | 0.25287
0.23468 |  | 0.25283
0.23468 |  | 0.25279
0.23468 |  | 0.25279
0.23465 |  | 0.25279
0.23465 |  | 0.25275
0.23461 |  | 0.2527
0.23461 |  | 0.2527
0.23461 |  | 0.2527
0.23461 |  | 0.25267
0.23458 |  | 0.25258
0.23458 |  | 0.25258
0.23454 |  | 0.25258
0.23451 |  | 0.25258
0.23447 |  | 0.2525
0.23443 |  | 0.2525
0.23443 |  | 0.2525
0.23443 |  | 0.2525
0.2344 |  | 0.25245
0.23436 |  | 0.25245
0.23436 |  | 0.2524
0.2343 |  | 0.25233
0.2343 |  | 0.25233
0.2343 |  | 0.25233
0.2343 |  | 0.25233
0.2343 |  | 0.25228
0.2343 |  | 0.25228
0.2343 |  | 0.2522
0.23426 |  | 0.25216
0.23422 |  | 0.25216
0.23419 |  | 0.25216
0.23419 |  | 0.25216
0.23412 |  | 0.25211
0.23412 |  | 0.25207
0.23412 |  | 0.25207
0.23408 |  | 0.25203
0.23408 |  | 0.25199
0.23408 |  | 0.25199
0.23408 |  | 0.25195
0.23397 |  | 0.25195
0.23394 |  | 0.25191
0.23394 |  | 0.25191
0.2339 |  | 0.25191
0.23387 |  | 0.25186
0.23387 |  | 0.25182
0.23384 |  | 0.25178
0.2338 |  | 0.25178
0.23376 |  | 0.25174
0.23373 |  | 0.25174
0.23373 |  | 0.25165
0.23373 |  | 0.25165
0.23373 |  | 0.25165
0.23369 |  | 0.25161
0.23365 |  | 0.25161
0.23358 |  | 0.25161
0.23358 |  | 0.25157
0.23355 |  | 0.25157
0.23355 |  | 0.25148
0.23351 |  | 0.25144
0.23351 |  | 0.25144
0.23351 |  | 0.25144
0.23347 |  | 0.2514
0.23343 |  | 0.2514
0.23343 |  | 0.2514
0.23343 |  | 0.25136
0.23333 |  | 0.25132
0.23329 |  | 0.25127
0.23329 |  | 0.25127
0.23326 |  | 0.25119
0.23326 |  | 0.25119
0.23326 |  | 0.25119
0.23318 |  | 0.25119
0.23318 |  | 0.25111
0.23315 |  | 0.25111
0.23315 |  | 0.25106
0.23315 |  | 0.25106
0.23315 |  | 0.25106
0.23308 |  | 0.25106
0.233 |  | 0.25102
0.233 |  | 0.25098
0.233 |  | 0.25089
0.233 |  | 0.25089
0.233 |  | 0.25089
0.23297 |  | 0.25089
0.23297 |  | 0.25085
0.23282 |  | 0.25085
0.23282 |  | 0.25076
0.23282 |  | 0.25073
0.23282 |  | 0.25069
0.23282 |  | 0.25069
0.23282 |  | 0.25069
0.23279 |  | 0.25065
0.23279 |  | 0.25065
0.23279 |  | 0.2506
0.23279 |  | 0.25056
0.23268 |  | 0.25052
0.23268 |  | 0.25052
0.23268 |  | 0.25052
0.23257 |  | 0.25052
0.23257 |  | 0.25048
0.23257 |  | 0.25044
0.23257 |  | 0.25035
0.23257 |  | 0.25035
0.23257 |  | 0.25035
0.2325 |  | 0.25032
0.2325 |  | 0.25032
0.23243 |  | 0.25032
0.2324 |  | 0.25027
0.2324 |  | 0.25023
0.2324 |  | 0.25019
0.2324 |  | 0.25019
0.23236 |  | 0.25019
0.23232 |  | 0.25015
0.23232 |  | 0.2501
0.23232 |  | 0.25006
0.23229 |  | 0.25006
0.23229 |  | 0.25002
0.23221 |  | 0.24998
0.23221 |  | 0.24998
0.23221 |  | 0.24993
0.23221 |  | 0.24993
0.23211 |  | 0.2499
0.23211 |  | 0.24985
0.23211 |  | 0.24985
0.23211 |  | 0.24976
0.23207 |  | 0.24976
0.23207 |  | 0.24976
0.23203 |  | 0.24976
0.23203 |  | 0.24972
0.23203 |  | 0.24972
0.23203 |  | 0.24967
0.23203 |  | 0.24963
0.23203 |  | 0.24963
0.23196 |  | 0.24963
0.23193 |  | 0.2496
0.23189 |  | 0.2496
0.23189 |  | 0.24956
0.23189 |  | 0.24951
0.23185 |  | 0.24951
0.23178 |  | 0.24951
0.23175 |  | 0.24947
0.23175 |  | 0.24947
0.23175 |  | 0.24943
0.23175 |  | 0.24943
0.23175 |  | 0.24943
0.23175 |  | 0.24943
0.23171 |  | 0.24943
0.23168 |  | 0.24938
0.23161 |  | 0.24934
0.23153 |  | 0.2493
0.23153 |  | 0.2493
0.23153 |  | 0.24926
0.23153 |  | 0.24926
0.2315 |  | 0.24926
0.2315 |  | 0.24922
0.2315 |  | 0.24914
0.2315 |  | 0.24914
0.2315 |  | 0.2491
0.2315 |  | 0.2491
0.23139 |  | 0.2491
0.23135 |  | 0.24906
0.23135 |  | 0.24902
0.23135 |  | 0.24897
0.23135 |  | 0.24893
0.23132 |  | 0.24893
0.23132 |  | 0.24893
0.23128 |  | 0.24893
0.23128 |  | 0.24889
0.23128 |  | 0.24889
0.23125 |  | 0.24884
0.23125 |  | 0.2488
0.23125 |  | 0.2488
0.23121 |  | 0.24876
0.23121 |  | 0.24871
0.23117 |  | 0.24868
0.23114 |  | 0.24868
0.2311 |  | 0.24868
0.2311 |  | 0.24863
0.23107 |  | 0.24855
0.23107 |  | 0.24855
0.23103 |  | 0.24851
0.23103 |  | 0.24847
0.23099 |  | 0.24847
0.23096 |  | 0.24847
0.23093 |  | 0.24842
0.23089 |  | 0.24838
0.23086 |  | 0.24834
0.23086 |  | 0.24834
0.23086 |  | 0.2483
0.23081 |  | 0.2483
0.23081 |  | 0.2483
0.23075 |  | 0.2483
0.23071 |  | 0.24821
0.23071 |  | 0.24821
0.23071 |  | 0.24821
0.23071 |  | 0.24821
0.23071 |  | 0.24821
0.23067 |  | 0.24812
0.23067 |  | 0.24808
0.23067 |  | 0.24808
0.23064 |  | 0.24804
0.23064 |  | 0.24804
0.2306 |  | 0.24804
0.23057 |  | 0.248
0.23057 |  | 0.248
0.23053 |  | 0.24796
0.23049 |  | 0.24787
0.23049 |  | 0.24782
0.23049 |  | 0.24782
0.23049 |  | 0.24782
0.23046 |  | 0.24778
0.23038 |  | 0.24774
0.23035 |  | 0.24774
0.23031 |  | 0.2477
0.23031 |  | 0.2477
0.23031 |  | 0.2477
0.23027 |  | 0.24761
0.23024 |  | 0.24757
0.23024 |  | 0.24757
0.23024 |  | 0.24757
0.2302 |  | 0.24757
0.2302 |  | 0.24753
0.23017 |  | 0.24749
0.23017 |  | 0.24749
0.23013 |  | 0.24744
0.23009 |  | 0.24744
0.23009 |  | 0.24744
0.23009 |  | 0.2474
0.23009 |  | 0.2474
0.23006 |  | 0.24736
0.23006 |  | 0.24727
0.23002 |  | 0.24727
0.22998 |  | 0.24719
0.22998 |  | 0.24714
0.22995 |  | 0.24711
0.22988 |  | 0.24706
0.22988 |  | 0.24706
0.22988 |  | 0.24702
0.22988 |  | 0.24702
0.22988 |  | 0.24697
0.22984 |  | 0.24697
0.22981 |  | 0.24689
0.22977 |  | 0.24689
0.22977 |  | 0.24689
0.2297 |  | 0.24689
0.2297 |  | 0.24686
0.2297 |  | 0.24681
0.22963 |  | 0.24676
0.22959 |  | 0.24676
0.22959 |  | 0.24676
0.22956 |  | 0.24676
0.22952 |  | 0.24669
0.22952 |  | 0.24669
0.22952 |  | 0.24669
0.22952 |  | 0.24669
0.22952 |  | 0.24664
0.22949 |  | 0.2466
0.22941 |  | 0.24656
0.22938 |  | 0.24652
0.22938 |  | 0.24652
0.22938 |  | 0.24647
0.22934 |  | 0.24647
0.22934 |  | 0.24643
0.22934 |  | 0.24643
0.22934 |  | 0.24635
0.22934 |  | 0.24635
0.2293 |  | 0.24635
0.22926 |  | 0.24631
0.22926 |  | 0.24627
0.22926 |  | 0.24627
0.22919 |  | 0.24623
0.22919 |  | 0.24623
0.22916 |  | 0.24618
0.22916 |  | 0.24618
0.22916 |  | 0.2461
0.22916 |  | 0.24606
0.22912 |  | 0.24606
0.22912 |  | 0.24606
0.22908 |  | 0.24606
0.22904 |  | 0.24601
0.22904 |  | 0.24601
0.22901 |  | 0.24597
0.22898 |  | 0.24593
0.22894 |  | 0.24593
0.2289 |  | 0.24584
0.2289 |  | 0.24581
0.2289 |  | 0.24581
0.2289 |  | 0.24581
0.22886 |  | 0.24572
0.22883 |  | 0.24572
0.22879 |  | 0.24568
0.22879 |  | 0.24564
0.22872 |  | 0.24564
0.22872 |  | 0.24559
0.22872 |  | 0.24556
0.22872 |  | 0.24556
0.22872 |  | 0.24551
0.22872 |  | 0.24551
0.22872 |  | 0.24547
0.22868 |  | 0.24542
0.22861 |  | 0.24539
0.22861 |  | 0.2453
0.22858 |  | 0.2453
0.22858 |  | 0.2453
0.22858 |  | 0.24525
0.22858 |  | 0.24521
0.22858 |  | 0.24521
0.22854 |  | 0.24518
0.22851 |  | 0.24513
0.22847 |  | 0.24509
0.22847 |  | 0.24509
0.22847 |  | 0.24501
0.22843 |  | 0.24501
0.22843 |  | 0.24501
0.2284 |  | 0.24501
0.2284 |  | 0.24496
0.22836 |  | 0.24488
0.22832 |  | 0.24484
0.22825 |  | 0.24484
0.22825 |  | 0.24484
0.22825 |  | 0.24484
0.22818 |  | 0.24479
0.22818 |  | 0.24471
0.22818 |  | 0.24471
0.22818 |  | 0.24467
0.22818 |  | 0.24463
0.22818 |  | 0.24463
0.22818 |  | 0.24463
0.22807 |  | 0.24459
0.22803 |  | 0.24451
0.22803 |  | 0.24451
0.22803 |  | 0.24451
0.22803 |  | 0.24451
0.228 |  | 0.24447
0.228 |  | 0.24447
0.22797 |  | 0.24438
0.22793 |  | 0.24438
0.22793 |  | 0.2443
0.22793 |  | 0.2443
0.22793 |  | 0.2443
0.22789 |  | 0.24422
0.22786 |  | 0.24422
0.22786 |  | 0.24422
0.22786 |  | 0.24418
0.22782 |  | 0.24413
0.22778 |  | 0.24413
0.22778 |  | 0.24413
0.22775 |  | 0.24413
0.22775 |  | 0.24404
0.22771 |  | 0.244
0.22771 |  | 0.244
0.22768 |  | 0.24396
0.2276 |  | 0.24396
0.22757 |  | 0.24396
0.22757 |  | 0.24388
0.22757 |  | 0.24383
0.22757 |  | 0.24383
0.22757 |  | 0.2438
0.22753 |  | 0.24376
0.22749 |  | 0.24376
0.22749 |  | 0.24376
0.22742 |  | 0.24376
0.22742 |  | 0.24376
0.22742 |  | 0.24367
0.22739 |  | 0.24363
0.22739 |  | 0.24363
0.22739 |  | 0.24363
0.22739 |  | 0.24354
0.22735 |  | 0.24354
0.22731 |  | 0.24354
0.22731 |  | 0.24354
0.22728 |  | 0.24354
0.22725 |  | 0.24341
0.22721 |  | 0.24341
0.22721 |  | 0.24338
0.22721 |  | 0.24338
0.22721 |  | 0.24338
0.22718 |  | 0.24338
0.22711 |  | 0.24334
0.22707 |  | 0.2433
0.22703 |  | 0.2433
0.227 |  | 0.24325
0.22696 |  | 0.24316
0.22696 |  | 0.24313
0.22696 |  | 0.24313
0.22692 |  | 0.24313
0.22692 |  | 0.24309
0.22692 |  | 0.24304
0.22689 |  | 0.24304
0.22689 |  | 0.24304
0.22682 |  | 0.24304
0.22682 |  | 0.24304
0.22682 |  | 0.24304
0.22682 |  | 0.24301
0.22674 |  | 0.24296
0.22674 |  | 0.24288
0.22674 |  | 0.24279
0.22671 |  | 0.24279
0.22671 |  | 0.24276
0.22671 |  | 0.24276
0.22671 |  | 0.24267
0.22667 |  | 0.24262
0.22664 |  | 0.24262
0.22664 |  | 0.24262
0.2266 |  | 0.24258
0.2266 |  | 0.24258
0.22657 |  | 0.2425
0.22657 |  | 0.2425
0.22653 |  | 0.2425
0.22653 |  | 0.24245
0.22653 |  | 0.24245
0.22649 |  | 0.24242
0.22646 |  | 0.24242
0.22642 |  | 0.24242
0.22642 |  | 0.24242
0.22642 |  | 0.24233
0.22639 |  | 0.24228
0.22639 |  | 0.24225
0.22639 |  | 0.24225
0.22634 |  | 0.24225
0.22628 |  | 0.2422
0.22624 |  | 0.2422
0.2262 |  | 0.2422
0.2262 |  | 0.2422
0.2262 |  | 0.24216
0.2262 |  | 0.24212
0.22617 |  | 0.24208
0.22617 |  | 0.24208
0.22617 |  | 0.24208
0.22617 |  | 0.24203
0.22613 |  | 0.242
0.2261 |  | 0.242
0.2261 |  | 0.242
0.22606 |  | 0.24196
0.22606 |  | 0.24196
0.22606 |  | 0.24192
0.22602 |  | 0.24187
0.22599 |  | 0.24184
0.22599 |  | 0.24184
0.22599 |  | 0.2418
0.22599 |  | 0.24171
0.22595 |  | 0.24166
0.22595 |  | 0.24166
0.22595 |  | 0.24166
0.22592 |  | 0.24159
0.22588 |  | 0.24159
0.22588 |  | 0.24154
0.22585 |  | 0.24154
0.22581 |  | 0.24154
0.22577 |  | 0.2415
0.22577 |  | 0.2415
0.22577 |  | 0.2415
0.22577 |  | 0.2415
0.22577 |  | 0.2415
0.22574 |  | 0.24143
0.22574 |  | 0.24138
0.22574 |  | 0.24133
0.2257 |  | 0.24129
0.22567 |  | 0.24129
0.22567 |  | 0.24129
0.22567 |  | 0.24129
0.22563 |  | 0.24129
0.22556 |  | 0.24125
0.22556 |  | 0.24125
0.22556 |  | 0.24116
0.22553 |  | 0.24116
0.22553 |  | 0.24112
0.22549 |  | 0.24112
0.22549 |  | 0.24099
0.22549 |  | 0.24099
0.22549 |  | 0.24099
0.22549 |  | 0.24096
0.22546 |  | 0.24096
0.22541 |  | 0.24087
0.22541 |  | 0.24083
0.22541 |  | 0.24079
0.22541 |  | 0.24074
0.22538 |  | 0.24074
0.22534 |  | 0.2407
0.22534 |  | 0.24066
0.22531 |  | 0.24066
0.22531 |  | 0.24062
0.22531 |  | 0.24062
0.22528 |  | 0.24062
0.22524 |  | 0.24054
0.22524 |  | 0.2405
0.2252 |  | 0.2405
0.22513 |  | 0.2405
0.22513 |  | 0.24045
0.22513 |  | 0.24037
0.2251 |  | 0.24037
0.2251 |  | 0.24029
0.22506 |  | 0.24029
0.22506 |  | 0.24025
0.22506 |  | 0.24025
0.22506 |  | 0.24025
0.22502 |  | 0.24021
0.22495 |  | 0.24021
0.22495 |  | 0.24021
0.22492 |  | 0.24021
0.22492 |  | 0.24017
0.22492 |  | 0.24013
0.22488 |  | 0.24008
0.22488 |  | 0.24008
0.22484 |  | 0.24008
0.22484 |  | 0.24005
0.2248 |  | 0.23996
0.22477 |  | 0.23996
0.22477 |  | 0.23996
0.22474 |  | 0.23996
0.22474 |  | 0.23984
0.2247 |  | 0.23984
0.2247 |  | 0.23984
0.22462 |  | 0.23979
0.22462 |  | 0.23976
0.22462 |  | 0.23976
0.22458 |  | 0.23976
0.22455 |  | 0.23971
0.22455 |  | 0.23971
0.22455 |  | 0.23971
0.22455 |  | 0.23967
0.22455 |  | 0.23963
0.22455 |  | 0.23958
0.22448 |  | 0.23954
0.22448 |  | 0.23954
0.22444 |  | 0.23954
0.22444 |  | 0.23951
0.22441 |  | 0.23951
0.22437 |  | 0.23947
0.22433 |  | 0.23947
0.22433 |  | 0.23942
0.22433 |  | 0.23939
0.22426 |  | 0.23939
0.22426 |  | 0.23935
0.22422 |  | 0.2393
0.22418 |  | 0.23926
0.22418 |  | 0.23922
0.22418 |  | 0.23922
0.22412 |  | 0.23918
0.22412 |  | 0.23909
0.22408 |  | 0.23905
0.22408 |  | 0.23901
0.22408 |  | 0.23901
0.22408 |  | 0.23901
0.22408 |  | 0.23901
0.22404 |  | 0.23901
0.22401 |  | 0.23901
0.22397 |  | 0.23889
0.22397 |  | 0.23889
0.22397 |  | 0.23889
0.22394 |  | 0.23889
0.22394 |  | 0.23889
0.22386 |  | 0.23881
0.22386 |  | 0.23881
0.22386 |  | 0.23876
0.22383 |  | 0.23872
0.22383 |  | 0.23872
0.22383 |  | 0.23867
0.22379 |  | 0.23867
0.22379 |  | 0.23863
0.22376 |  | 0.23863
0.22376 |  | 0.23863
0.22362 |  | 0.23855
0.22362 |  | 0.23847
0.22362 |  | 0.23847
0.22358 |  | 0.23847
0.22358 |  | 0.23843
0.22358 |  | 0.23843
0.22355 |  | 0.23843
0.22355 |  | 0.23834
0.22351 |  | 0.2383
0.22351 |  | 0.2383
0.22344 |  | 0.2383
0.22344 |  | 0.23826
0.22344 |  | 0.23817
0.22344 |  | 0.23817
0.22344 |  | 0.23813
0.22344 |  | 0.23813
0.2234 |  | 0.23808
0.22333 |  | 0.23808
0.2233 |  | 0.23808
0.2233 |  | 0.23804
0.2233 |  | 0.23796
0.2233 |  | 0.23796
0.22326 |  | 0.23791
0.22326 |  | 0.23791
0.22326 |  | 0.23791
0.22319 |  | 0.23791
0.22319 |  | 0.23787
0.22319 |  | 0.23787
0.22316 |  | 0.23782
0.22312 |  | 0.23779
0.22312 |  | 0.23771
0.22312 |  | 0.23771
0.22305 |  | 0.23766
0.22301 |  | 0.23762
0.22301 |  | 0.23758
0.22301 |  | 0.23758
0.22301 |  | 0.23754
0.22301 |  | 0.23754
0.22298 |  | 0.23746
0.2229 |  | 0.23746
0.2229 |  | 0.23746
0.22287 |  | 0.23738
0.22283 |  | 0.23738
0.22283 |  | 0.23738
0.22283 |  | 0.23738
0.22279 |  | 0.23729
0.22279 |  | 0.23717
0.22279 |  | 0.23717
0.22276 |  | 0.23717
0.22276 |  | 0.23717
0.22272 |  | 0.23717
0.22269 |  | 0.23717
0.22269 |  | 0.23712
0.22265 |  | 0.23708
0.22265 |  | 0.23704
0.22261 |  | 0.237
0.22258 |  | 0.237
0.22258 |  | 0.237
0.22258 |  | 0.23691
0.22254 |  | 0.23691
0.22251 |  | 0.23691
0.22251 |  | 0.23687
0.22251 |  | 0.23687
0.22248 |  | 0.23683
0.22248 |  | 0.23678
0.22248 |  | 0.23678
0.22244 |  | 0.23678
0.22241 |  | 0.23674
0.22236 |  | 0.23674
0.22233 |  | 0.2367
0.2223 |  | 0.2367
0.2223 |  | 0.23667
0.2223 |  | 0.23667
0.2223 |  | 0.23667
0.2223 |  | 0.23658
0.2223 |  | 0.23654
0.22223 |  | 0.23654
0.2222 |  | 0.2365
0.2222 |  | 0.2365
0.2222 |  | 0.23646
0.22215 |  | 0.23646
0.22215 |  | 0.23642
0.22215 |  | 0.23642
0.22212 |  | 0.23633
0.22212 |  | 0.23629
0.22208 |  | 0.23629
0.22205 |  | 0.23625
0.22205 |  | 0.23621
0.22205 |  | 0.23617
0.22205 |  | 0.23617
0.22205 |  | 0.23617
0.22194 |  | 0.23613
0.22194 |  | 0.23609
0.22194 |  | 0.23609
0.22194 |  | 0.23604
0.22194 |  | 0.23597
0.22187 |  | 0.23593
0.22187 |  | 0.23588
0.22184 |  | 0.23588
0.22184 |  | 0.23583
0.2218 |  | 0.23583
0.22176 |  | 0.2358
0.22173 |  | 0.23576
0.22173 |  | 0.23568
0.22173 |  | 0.23563
0.22173 |  | 0.23563
0.2217 |  | 0.2356
0.22166 |  | 0.23556
0.22162 |  | 0.23556
0.22162 |  | 0.23551
0.22158 |  | 0.23547
0.22158 |  | 0.23543
0.22155 |  | 0.23543
0.22155 |  | 0.23539
0.22151 |  | 0.23539
0.22148 |  | 0.23535
0.22148 |  | 0.2353
0.22144 |  | 0.2353
0.2214 |  | 0.23526
0.22137 |  | 0.23522
0.22137 |  | 0.23517
0.22137 |  | 0.23514
0.22133 |  | 0.2351
0.22133 |  | 0.2351
0.2213 |  | 0.2351
0.2213 |  | 0.2351
0.2213 |  | 0.2351
0.2213 |  | 0.23502
0.22126 |  | 0.23502
0.22123 |  | 0.23502
0.22123 |  | 0.23497
0.22123 |  | 0.23494
0.22119 |  | 0.2348
0.22115 |  | 0.23477
0.22115 |  | 0.23477
0.22115 |  | 0.23477
0.22115 |  | 0.23472
0.22108 |  | 0.23472
0.22105 |  | 0.23472
0.22101 |  | 0.23468
0.22101 |  | 0.23464
0.22101 |  | 0.23464
0.22097 |  | 0.2346
0.22097 |  | 0.2346
0.22097 |  | 0.23456
0.22097 |  | 0.23447
0.22097 |  | 0.23447
0.22091 |  | 0.23447
0.22091 |  | 0.23447
0.22091 |  | 0.23443
0.2208 |  | 0.23439
0.22076 |  | 0.2343
0.22076 |  | 0.2343
0.22076 |  | 0.2343
0.22076 |  | 0.23422
0.22073 |  | 0.23422
0.22073 |  | 0.23422
0.22069 |  | 0.23422
0.22062 |  | 0.23417
0.22062 |  | 0.23413
0.22059 |  | 0.23405
0.22059 |  | 0.23405
0.22055 |  | 0.23405
0.22051 |  | 0.23405
0.22051 |  | 0.23401
0.22051 |  | 0.23401
0.22051 |  | 0.23401
0.22047 |  | 0.23398
0.22047 |  | 0.23389
0.22047 |  | 0.23389
0.22041 |  | 0.23384
0.22037 |  | 0.23381
0.22033 |  | 0.23381
0.2203 |  | 0.23381
0.2203 |  | 0.23376
0.2203 |  | 0.23376
0.2203 |  | 0.23368
0.2203 |  | 0.23368
0.2203 |  | 0.23364
0.22026 |  | 0.23364
0.22026 |  | 0.23364
0.22022 |  | 0.23356
0.22015 |  | 0.23351
0.22012 |  | 0.23351
0.22012 |  | 0.23351
0.22012 |  | 0.23347
0.22012 |  | 0.23347
0.22012 |  | 0.23343
0.22008 |  | 0.23338
0.22004 |  | 0.23338
0.22 |  | 0.23335
0.22 |  | 0.23335
0.21997 |  | 0.2333
0.21997 |  | 0.23326
0.21994 |  | 0.23318
0.21994 |  | 0.23318
0.2199 |  | 0.23313
0.21986 |  | 0.23305
0.21983 |  | 0.23305
0.21983 |  | 0.23297
0.21983 |  | 0.23293
0.21976 |  | 0.23293
0.21972 |  | 0.23293
0.21972 |  | 0.23284
0.21972 |  | 0.23284
0.21965 |  | 0.23276
0.21961 |  | 0.23276
0.21961 |  | 0.23268
0.21961 |  | 0.23259
0.21961 |  | 0.23259
0.21961 |  | 0.23259
0.21958 |  | 0.23259
0.21958 |  | 0.23251
0.21952 |  | 0.23251
0.21952 |  | 0.23251
0.21952 |  | 0.23247
0.21952 |  | 0.23242
0.21948 |  | 0.23238
0.21945 |  | 0.23238
0.21941 |  | 0.23234
0.21938 |  | 0.2323
0.21938 |  | 0.2323
0.21934 |  | 0.23226
0.21934 |  | 0.23222
0.21927 |  | 0.23218
0.21927 |  | 0.23214
0.21927 |  | 0.23214
0.21927 |  | 0.2321
0.21923 |  | 0.2321
0.21923 |  | 0.23205
0.21923 |  | 0.23205
0.2192 |  | 0.23202
0.21916 |  | 0.23202
0.21916 |  | 0.23193
0.21912 |  | 0.23193
0.21912 |  | 0.23193
0.21909 |  | 0.23189
0.21909 |  | 0.23185
0.21909 |  | 0.23177
0.21902 |  | 0.23172
0.21902 |  | 0.23172
0.21902 |  | 0.23172
0.21898 |  | 0.23169
0.21898 |  | 0.23159
0.21894 |  | 0.23159
0.21894 |  | 0.23155
0.21894 |  | 0.23155
0.21894 |  | 0.23152
0.21891 |  | 0.23152
0.21884 |  | 0.23152
0.21884 |  | 0.23147
0.21884 |  | 0.23147
0.2188 |  | 0.23143
0.2188 |  | 0.23139
0.21876 |  | 0.23135
0.21873 |  | 0.23135
0.21873 |  | 0.23135
0.21873 |  | 0.23135
0.2187 |  | 0.23131
0.2187 |  | 0.23126
0.21866 |  | 0.23122
0.21866 |  | 0.23122
0.21863 |  | 0.23122
0.21863 |  | 0.23122
0.21859 |  | 0.23117
0.21859 |  | 0.23114
0.21856 |  | 0.23114
0.21852 |  | 0.23109
0.21848 |  | 0.23101
0.21848 |  | 0.23098
0.21848 |  | 0.23098
0.21848 |  | 0.23089
0.21845 |  | 0.23089
0.21841 |  | 0.23085
0.21841 |  | 0.23081
0.2183 |  | 0.23076
0.2183 |  | 0.23076
0.2183 |  | 0.23068
0.21827 |  | 0.23064
0.21827 |  | 0.23064
0.21827 |  | 0.23059
0.21827 |  | 0.23056
0.21827 |  | 0.23056
0.2182 |  | 0.23051
0.2182 |  | 0.23043
0.21816 |  | 0.23043
0.21812 |  | 0.23039
0.21806 |  | 0.23039
0.21806 |  | 0.23035
0.21806 |  | 0.23035
0.21806 |  | 0.23027
0.21798 |  | 0.23027
0.21798 |  | 0.23027
0.21795 |  | 0.23023
0.21795 |  | 0.23015
0.21795 |  | 0.23006
0.21791 |  | 0.22998
0.21791 |  | 0.22998
0.21787 |  | 0.22994
0.21787 |  | 0.2299
0.21784 |  | 0.2299
0.2178 |  | 0.22977
0.2178 |  | 0.22977
0.2178 |  | 0.22974
0.21777 |  | 0.22969
0.21773 |  | 0.22964
0.21773 |  | 0.22964
0.21773 |  | 0.22961
0.21773 |  | 0.22956
0.21766 |  | 0.22956
0.21763 |  | 0.2294
0.21756 |  | 0.22937
0.21756 |  | 0.22937
0.21752 |  | 0.22932
0.21752 |  | 0.22932
0.21749 |  | 0.22932
0.21749 |  | 0.22924
0.21745 |  | 0.22924
0.21742 |  | 0.2292
0.21738 |  | 0.22916
0.21738 |  | 0.22912
0.21734 |  | 0.22912
0.21734 |  | 0.22904
0.21734 |  | 0.22904
0.21731 |  | 0.22899
0.21731 |  | 0.22899
0.21731 |  | 0.22895
0.21728 |  | 0.22891
0.21724 |  | 0.22882
0.21724 |  | 0.22882
0.21716 |  | 0.22882
0.21713 |  | 0.22879
0.2171 |  | 0.22879
0.2171 |  | 0.22874
0.2171 |  | 0.22869
0.21706 |  | 0.22866
0.21703 |  | 0.22862
0.21699 |  | 0.22862
0.21696 |  | 0.22849
0.21696 |  | 0.22849
0.21696 |  | 0.22849
0.21693 |  | 0.22849
0.21688 |  | 0.22841
0.21688 |  | 0.22841
0.21688 |  | 0.22832
0.21685 |  | 0.22832
0.21685 |  | 0.22832
0.21675 |  | 0.22823
0.21675 |  | 0.22823
0.21675 |  | 0.22819
0.21671 |  | 0.22819
0.21667 |  | 0.22819
0.21667 |  | 0.22815
0.21667 |  | 0.2281
0.21664 |  | 0.22806
0.21664 |  | 0.22806
0.21664 |  | 0.22802
0.21664 |  | 0.22798
0.21657 |  | 0.22794
0.21646 |  | 0.22794
0.21646 |  | 0.2279
0.21643 |  | 0.22781
0.21639 |  | 0.22781
0.21639 |  | 0.22781
0.21636 |  | 0.22778
0.21636 |  | 0.22778
0.21633 |  | 0.22773
0.21629 |  | 0.2277
0.21629 |  | 0.22765
0.21629 |  | 0.22761
0.21629 |  | 0.22756
0.21618 |  | 0.22756
0.21618 |  | 0.22753
0.21615 |  | 0.22748
0.21615 |  | 0.22748
0.21615 |  | 0.22748
0.21611 |  | 0.22739
0.21607 |  | 0.22735
0.21607 |  | 0.22731
0.21604 |  | 0.22731
0.21604 |  | 0.22731
0.21604 |  | 0.22727
0.21597 |  | 0.22727
0.21593 |  | 0.22722
0.21593 |  | 0.22719
0.21593 |  | 0.22719
0.2159 |  | 0.22719
0.21587 |  | 0.22714
0.21583 |  | 0.2271
0.21583 |  | 0.22706
0.21579 |  | 0.22702
0.21579 |  | 0.22694
0.21579 |  | 0.22694
0.21579 |  | 0.2269
0.21576 |  | 0.22685
0.21572 |  | 0.22681
0.21568 |  | 0.22681
0.21568 |  | 0.22677
0.21558 |  | 0.22673
0.21558 |  | 0.22668
0.21558 |  | 0.22661
0.21558 |  | 0.22661
0.21558 |  | 0.22661
0.21558 |  | 0.22656
0.21558 |  | 0.22653
0.21558 |  | 0.22648
0.21551 |  | 0.22644
0.21551 |  | 0.22636
0.21551 |  | 0.22636
0.21544 |  | 0.22623
0.21541 |  | 0.22623
0.21537 |  | 0.22623
0.21533 |  | 0.22623
0.2153 |  | 0.22615
0.21527 |  | 0.22615
0.21527 |  | 0.22606
0.21523 |  | 0.22606
0.21519 |  | 0.22606
0.21519 |  | 0.22602
0.21516 |  | 0.22594
0.21509 |  | 0.22594
0.21509 |  | 0.22594
0.21509 |  | 0.22594
0.21505 |  | 0.22594
0.21501 |  | 0.2259
0.21494 |  | 0.22582
0.2149 |  | 0.22582
0.2149 |  | 0.22578
0.21487 |  | 0.22578
0.2148 |  | 0.22569
0.21477 |  | 0.22569
0.21473 |  | 0.22569
0.21473 |  | 0.22569
0.21473 |  | 0.22556
0.21473 |  | 0.22556
0.2147 |  | 0.22556
0.2147 |  | 0.22552
0.2147 |  | 0.22552
0.21466 |  | 0.22552
0.21466 |  | 0.22543
0.21466 |  | 0.2254
0.21459 |  | 0.2254
0.21459 |  | 0.22536
0.21459 |  | 0.22527
0.21448 |  | 0.22527
0.21448 |  | 0.22523
0.21444 |  | 0.22519
0.21444 |  | 0.22515
0.21444 |  | 0.22515
0.21441 |  | 0.22507
0.21438 |  | 0.22507
0.21434 |  | 0.22502
0.2143 |  | 0.22502
0.2143 |  | 0.22502
0.2143 |  | 0.22493
0.2143 |  | 0.2249
0.21427 |  | 0.22481
0.21423 |  | 0.22481
0.2142 |  | 0.22477
0.21416 |  | 0.22477
0.21416 |  | 0.22477
0.2141 |  | 0.22469
0.21406 |  | 0.22456
0.21406 |  | 0.22456
0.21403 |  | 0.22456
0.21399 |  | 0.22453
0.21399 |  | 0.22449
0.21395 |  | 0.22444
0.21395 |  | 0.2244
0.21395 |  | 0.22432
0.21392 |  | 0.22432
0.21388 |  | 0.22432
0.21388 |  | 0.22432
0.21388 |  | 0.22428
0.21388 |  | 0.22419
0.21388 |  | 0.22419
0.21378 |  | 0.22415
0.21374 |  | 0.22415
0.21371 |  | 0.22407
0.21367 |  | 0.22407
0.21367 |  | 0.22407
0.21367 |  | 0.22399
0.21364 |  | 0.22399
0.21364 |  | 0.22399
0.21361 |  | 0.2239
0.21361 |  | 0.22385
0.21346 |  | 0.22385
0.21346 |  | 0.22385
0.21346 |  | 0.22385
0.21346 |  | 0.22381
0.21346 |  | 0.22377
0.21346 |  | 0.22368
0.21343 |  | 0.2236
0.21335 |  | 0.2236
0.21335 |  | 0.22357
0.21332 |  | 0.22357
0.21332 |  | 0.22357
0.21332 |  | 0.22353
0.21329 |  | 0.22349
0.21325 |  | 0.2234
0.21322 |  | 0.2234
0.21317 |  | 0.2234
0.21314 |  | 0.2234
0.21311 |  | 0.2234
0.21307 |  | 0.22336
0.21307 |  | 0.22332
0.21301 |  | 0.22328
0.21297 |  | 0.22319
0.21293 |  | 0.22315
0.21293 |  | 0.22315
0.21293 |  | 0.22315
0.2129 |  | 0.22307
0.21279 |  | 0.22303
0.21279 |  | 0.22303
0.21276 |  | 0.22299
0.21272 |  | 0.22299
0.21272 |  | 0.2229
0.21269 |  | 0.22286
0.21269 |  | 0.22282
0.21269 |  | 0.22279
0.21262 |  | 0.22277
0.21258 |  | 0.22273
0.21256 |  | 0.22273
0.21256 |  | 0.22269
0.21252 |  | 0.22261
0.21252 |  | 0.22261
0.21252 |  | 0.22248
0.21251 |  | 0.22248
0.21251 |  | 0.22245
0.21248 |  | 0.2224
0.21248 |  | 0.2224
0.21248 |  | 0.22237
0.21248 |  | 0.22233
0.21248 |  | 0.22233
0.21248 |  | 0.22233
0.21247 |  | 0.22229
0.21243 |  | 0.22223
0.21238 |  | 0.22216
0.21238 |  | 0.22216
0.21238 |  | 0.22216
0.21237 |  | 0.22212
0.21234 |  | 0.22208
0.21234 |  | 0.22196
0.21234 |  | 0.22192
0.21233 |  | 0.22192
0.21233 |  | 0.22187
0.21233 |  | 0.22184
0.21233 |  | 0.22179
0.21229 |  | 0.22175
0.21229 |  | 0.22171
0.21229 |  | 0.22167
0.21224 |  | 0.22167
0.21223 |  | 0.22167
0.2122 |  | 0.22167
0.21219 |  | 0.22163
0.21216 |  | 0.22154
0.21216 |  | 0.2215
0.21215 |  | 0.22146
0.21215 |  | 0.22146
0.21215 |  | 0.22142
0.21213 |  | 0.22142
0.21213 |  | 0.22133
0.2121 |  | 0.2213
0.2121 |  | 0.22126
0.2121 |  | 0.22122
0.2121 |  | 0.22122
0.21206 |  | 0.22113
0.21205 |  | 0.22104
0.21205 |  | 0.22104
0.21205 |  | 0.221
0.21201 |  | 0.221
0.21201 |  | 0.22096
0.21199 |  | 0.22096
0.21192 |  | 0.22087
0.21192 |  | 0.22082
0.21192 |  | 0.22074
0.21192 |  | 0.22074
0.21192 |  | 0.22071
0.21192 |  | 0.22066
0.21192 |  | 0.22058
0.21192 |  | 0.22049
0.21188 |  | 0.22045
0.21188 |  | 0.22033
0.21184 |  | 0.22033
0.21182 |  | 0.22033
0.21182 |  | 0.22025
0.21182 |  | 0.22016
0.21178 |  | 0.22016
0.21178 |  | 0.22012
0.21174 |  | 0.22011
0.21173 |  | 0.22
0.21167 |  | 0.22
0.21165 |  | 0.22
0.21165 |  | 0.21997
0.21165 |  | 0.21992
0.21165 |  | 0.21987
0.21165 |  | 0.21983
0.21164 |  | 0.2198
0.2116 |  | 0.21978
0.21156 |  | 0.21975
0.21156 |  | 0.21975
0.21153 |  | 0.21975
0.21151 |  | 0.2197
0.21149 |  | 0.2197
0.21147 |  | 0.21967
0.21147 |  | 0.21959
0.21147 |  | 0.21954
0.21146 |  | 0.21946
0.21143 |  | 0.21939
0.21142 |  | 0.21934
0.21139 |  | 0.21931
0.21139 |  | 0.21931
0.21139 |  | 0.21931
0.21137 |  | 0.21919
0.21137 |  | 0.21918
0.21137 |  | 0.2191
0.21132 |  | 0.21906
0.21132 |  | 0.21906
0.21132 |  | 0.21901
0.21132 |  | 0.21901
0.21128 |  | 0.21898
0.21128 |  | 0.21898
0.21123 |  | 0.21896
0.21123 |  | 0.21893
0.21123 |  | 0.2189
0.21121 |  | 0.21886
0.21121 |  | 0.21886
0.21119 |  | 0.21881
0.21119 |  | 0.21881
0.21118 |  | 0.21879
0.21114 |  | 0.21879
0.21111 |  | 0.21877
0.21109 |  | 0.21875
0.21109 |  | 0.21875
0.21109 |  | 0.21874
0.21105 |  | 0.21869
0.21104 |  | 0.21869
0.21101 |  | 0.21869
0.21101 |  | 0.21865
0.21101 |  | 0.21856
0.211 |  | 0.21852
0.21095 |  | 0.21848
0.21095 |  | 0.21839
0.21094 |  | 0.21831
0.21094 |  | 0.21827
0.21094 |  | 0.21822
0.21091 |  | 0.21822
0.21091 |  | 0.21819
0.21086 |  | 0.21819
0.21086 |  | 0.21814
0.21086 |  | 0.21802
0.21083 |  | 0.21789
0.21083 |  | 0.21781
0.21081 |  | 0.21777
0.21079 |  | 0.21777
0.21079 |  | 0.21777
0.21077 |  | 0.21773
0.21075 |  | 0.2176
0.21072 |  | 0.2176
0.21072 |  | 0.21753
0.21067 |  | 0.21753
0.21067 |  | 0.21744
0.21067 |  | 0.21736
0.21067 |  | 0.21733
0.21065 |  | 0.2172
0.21061 |  | 0.21716
0.21061 |  | 0.21712
0.21058 |  | 0.21707
0.21054 |  | 0.21703
0.21054 |  | 0.21699
0.21054 |  | 0.21699
0.21051 |  | 0.21695
0.21049 |  | 0.21695
0.21049 |  | 0.2169
0.21048 |  | 0.21681
0.21048 |  | 0.21678
0.21044 |  | 0.21678
0.21044 |  | 0.21673
0.21041 |  | 0.21669
0.21038 |  | 0.21664
0.21035 |  | 0.21655
0.21035 |  | 0.21652
0.21035 |  | 0.21648
0.21035 |  | 0.21644
0.21035 |  | 0.21639
0.2103 |  | 0.21635
0.21023 |  | 0.21631
0.21021 |  | 0.21631
0.21021 |  | 0.21624
0.21021 |  | 0.21615
0.21016 |  | 0.21615
0.21016 |  | 0.21607
0.21016 |  | 0.21606
0.21013 |  | 0.21598
0.21013 |  | 0.21594
0.21013 |  | 0.21594
0.21013 |  | 0.21591
0.21011 |  | 0.21582
0.21007 |  | 0.2158
0.21006 |  | 0.21573
0.21006 |  | 0.21573
0.21003 |  | 0.21571
0.21002 |  | 0.21569
0.21002 |  | 0.21569
0.21002 |  | 0.21562
0.20998 |  | 0.21561
0.20993 |  | 0.21554
0.20993 |  | 0.21554
0.20993 |  | 0.21552
0.20989 |  | 0.21552
0.20989 |  | 0.21552
0.20989 |  | 0.21548
0.20989 |  | 0.21548
0.20989 |  | 0.21535
0.20989 |  | 0.21527
0.20979 |  | 0.2152
0.20979 |  | 0.21516
0.20979 |  | 0.21512
0.20979 |  | 0.21508
0.20971 |  | 0.21503
0.20971 |  | 0.21492
0.20968 |  | 0.21484
0.20966 |  | 0.21482
0.20966 |  | 0.21479
0.20965 |  | 0.21475
0.20961 |  | 0.21473
0.20961 |  | 0.21467
0.20961 |  | 0.21464
0.20961 |  | 0.21464
0.20959 |  | 0.21463
0.20957 |  | 0.21463
0.20952 |  | 0.21463
0.20949 |  | 0.21459
0.20948 |  | 0.21455
0.20948 |  | 0.21455
0.20948 |  | 0.21451
0.20948 |  | 0.21451
0.20945 |  | 0.21446
0.20945 |  | 0.21442
0.20943 |  | 0.21438
0.20938 |  | 0.21438
0.20938 |  | 0.21434
0.20935 |  | 0.21434
0.20934 |  | 0.2143
0.20934 |  | 0.21426
0.20932 |  | 0.21422
0.20929 |  | 0.21415
0.2092 |  | 0.21405
0.2092 |  | 0.21402
0.2092 |  | 0.21392
0.20918 |  | 0.2139
0.20916 |  | 0.2139
0.20916 |  | 0.21386
0.20914 |  | 0.21384
0.2091 |  | 0.21382
0.20906 |  | 0.21375
0.20906 |  | 0.21374
0.20897 |  | 0.21374
0.20892 |  | 0.21366
0.20892 |  | 0.21362
0.20892 |  | 0.21353
0.20892 |  | 0.21339
0.20891 |  | 0.21331
0.20888 |  | 0.2133
0.20888 |  | 0.2133
0.20885 |  | 0.2133
0.20885 |  | 0.21323
0.20883 |  | 0.21318
0.20883 |  | 0.21314
0.20881 |  | 0.21312
0.20878 |  | 0.2131
0.20878 |  | 0.21306
0.20874 |  | 0.21303
0.20874 |  | 0.21289
0.20874 |  | 0.21285
0.20869 |  | 0.21285
0.20869 |  | 0.21277
0.20869 |  | 0.21276
0.20865 |  | 0.21269
0.2086 |  | 0.21267
0.2086 |  | 0.21265
0.2086 |  | 0.2126
0.20858 |  | 0.21258
0.20855 |  | 0.21257
0.20855 |  | 0.21252
0.20848 |  | 0.21248
0.20846 |  | 0.21244
0.20846 |  | 0.21234
0.20846 |  | 0.21217
0.20846 |  | 0.21213
0.20842 |  | 0.21213
0.20838 |  | 0.21209
0.20836 |  | 0.21205
0.20836 |  | 0.212
0.20834 |  | 0.21196
0.20832 |  | 0.21196
0.20832 |  | 0.21192
0.20831 |  | 0.21187
0.20828 |  | 0.21186
0.20828 |  | 0.21186
0.20822 |  | 0.21186
0.20818 |  | 0.21184
0.20817 |  | 0.2118
0.20817 |  | 0.2118
0.20814 |  | 0.2118
0.20814 |  | 0.2118
0.20814 |  | 0.21178
0.20809 |  | 0.21174
0.20809 |  | 0.21172
0.20807 |  | 0.21169
0.20803 |  | 0.21164
0.208 |  | 0.21162
0.20795 |  | 0.21157
0.20795 |  | 0.21156
0.2079 |  | 0.21156
0.2079 |  | 0.21156
0.2079 |  | 0.21153
0.2079 |  | 0.2115
0.2079 |  | 0.2115
0.20786 |  | 0.2115
0.20781 |  | 0.21143
0.20776 |  | 0.21143
0.20776 |  | 0.21138
0.20772 |  | 0.21138
0.2077 |  | 0.21134
0.20768 |  | 0.21132
0.20764 |  | 0.21132
0.20764 |  | 0.21129
0.20763 |  | 0.21126
0.20763 |  | 0.21126
0.20758 |  | 0.21126
0.20758 |  | 0.21126
0.20757 |  | 0.21125
0.20754 |  | 0.21121
0.20754 |  | 0.21115
0.2075 |  | 0.21107
0.20744 |  | 0.21106
0.20744 |  | 0.21102
0.20739 |  | 0.21102
0.20731 |  | 0.21098
0.20731 |  | 0.21091
0.20731 |  | 0.2109
0.20731 |  | 0.21085
0.20731 |  | 0.21085
0.2073 |  | 0.2108
0.20727 |  | 0.21079
0.20717 |  | 0.21079
0.20708 |  | 0.21079
0.20708 |  | 0.21073
0.20708 |  | 0.21071
0.20703 |  | 0.21071
0.20698 |  | 0.21067
0.20698 |  | 0.21063
0.20698 |  | 0.21061
0.20694 |  | 0.21059
0.2069 |  | 0.21054
0.2069 |  | 0.21051
0.20685 |  | 0.21051
0.2068 |  | 0.21049
0.20676 |  | 0.21043
0.20676 |  | 0.21043
0.20667 |  | 0.21039
0.20667 |  | 0.21039
0.20662 |  | 0.21037
0.20658 |  | 0.21031
0.20655 |  | 0.21031
0.20655 |  | 0.21031
0.20653 |  | 0.21031
0.20653 |  | 0.21027
0.20653 |  | 0.21025
0.20653 |  | 0.21018
0.20648 |  | 0.21018
0.20639 |  | 0.21014
0.20639 |  | 0.21014
0.2063 |  | 0.21008
0.2063 |  | 0.21008
0.20625 |  | 0.21008
0.20625 |  | 0.21007
0.20616 |  | 0.20999
0.20612 |  | 0.20999
0.20612 |  | 0.20991
0.20612 |  | 0.20991
0.20612 |  | 0.2099
0.20607 |  | 0.20986
0.20607 |  | 0.20984
0.20606 |  | 0.20984
0.20603 |  | 0.20984
0.20603 |  | 0.20982
0.20598 |  | 0.20978
0.20596 |  | 0.20977
0.20589 |  | 0.2097
0.20589 |  | 0.20966
0.20589 |  | 0.20963
0.20589 |  | 0.2096
0.20584 |  | 0.2096
0.20575 |  | 0.20955
0.2057 |  | 0.20954
0.2057 |  | 0.2095
0.2057 |  | 0.20949
0.20562 |  | 0.20943
0.20562 |  | 0.20938
0.20562 |  | 0.20937
0.20553 |  | 0.20937
0.20553 |  | 0.20925
0.20548 |  | 0.2092
0.20548 |  | 0.20919
0.20543 |  | 0.20917
0.20538 |  | 0.20913
0.20533 |  | 0.20913
0.20529 |  | 0.20912
0.20529 |  | 0.20905
0.20519 |  | 0.20901
0.20519 |  | 0.20901
0.20514 |  | 0.20894
0.2051 |  | 0.20894
0.2051 |  | 0.20889
0.20506 |  | 0.20886
0.20505 |  | 0.20883
0.20505 |  | 0.20883
0.20501 |  | 0.20881
0.20491 |  | 0.20877
0.20487 |  | 0.20877
0.20487 |  | 0.20873
0.20482 |  | 0.20873
0.20482 |  | 0.20873
0.20473 |  | 0.20865
0.20473 |  | 0.20865
0.20473 |  | 0.20865
0.20469 |  | 0.20864
0.20464 |  | 0.20864
0.20464 |  | 0.20861
0.20455 |  | 0.20859
0.20451 |  | 0.20848
0.20451 |  | 0.20848
0.20451 |  | 0.20847
0.20441 |  | 0.20846
0.20437 |  | 0.20842
0.20432 |  | 0.20836
0.20432 |  | 0.2083
0.20427 |  | 0.20829
0.20427 |  | 0.20829
0.20422 |  | 0.20824
0.20422 |  | 0.20821
0.20413 |  | 0.20818
0.20409 |  | 0.20818
0.20409 |  | 0.20812
0.20404 |  | 0.20809
0.204 |  | 0.20801
0.204 |  | 0.208
0.20391 |  | 0.208
0.20386 |  | 0.20794
0.20386 |  | 0.20788
0.20376 |  | 0.20788
0.20376 |  | 0.20788
0.20376 |  | 0.20771
0.20367 |  | 0.20771
0.20363 |  | 0.20771
0.20358 |  | 0.20767
0.20354 |  | 0.20764
0.20354 |  | 0.20747
0.20354 |  | 0.20747
0.20349 |  | 0.20747
0.20349 |  | 0.20741
0.2034 |  | 0.20741
0.20335 |  | 0.20741
0.20331 |  | 0.20729
0.20327 |  | 0.20729
0.20322 |  | 0.20729
0.20318 |  | 0.20724
0.20318 |  | 0.20724
0.20318 |  | 0.20723
0.20318 |  | 0.2072
0.20304 |  | 0.2072
0.20295 |  | 0.20712
0.20286 |  | 0.20711
0.20286 |  | 0.20706
0.20286 |  | 0.207
0.20286 |  | 0.20696
0.20282 |  | 0.20693
0.20272 |  | 0.20688
0.20263 |  | 0.20682
0.20263 |  | 0.20682
0.20258 |  | 0.20676
0.20258 |  | 0.20676
0.20254 |  | 0.20672
0.20249 |  | 0.20666
0.20245 |  | 0.20664
0.20231 |  | 0.20659
0.20231 |  | 0.20659
0.20226 |  | 0.20657
0.20221 |  | 0.20653
0.20216 |  | 0.20653
0.20212 |  | 0.20647
0.20207 |  | 0.20647
0.20202 |  | 0.20639
0.20197 |  | 0.20635
0.20197 |  | 0.20635
0.20197 |  | 0.20631
0.20193 |  | 0.20629
0.20188 |  | 0.20624
0.20188 |  | 0.20624
0.20184 |  | 0.20622
0.20179 |  | 0.2062
0.20179 |  | 0.20617
0.20174 |  | 0.20617
0.20174 |  | 0.20605
0.20169 |  | 0.20605
0.20165 |  | 0.20599
0.20165 |  | 0.20593
0.20155 |  | 0.20589
0.20155 |  | 0.20587
0.2015 |  | 0.20582
0.20146 |  | 0.20582
0.20146 |  | 0.20575
0.20137 |  | 0.20571
0.20132 |  | 0.20564
0.20132 |  | 0.20564
0.20123 |  | 0.20563
0.20123 |  | 0.20558
0.20123 |  | 0.20558
0.20119 |  | 0.20558
0.20114 |  | 0.20552
0.20114 |  | 0.20552
0.20105 |  | 0.20552
0.20105 |  | 0.20546
0.20095 |  | 0.20544
0.20086 |  | 0.20536
0.20086 |  | 0.20534
0.20086 |  | 0.20534
0.20082 |  | 0.20529
0.20082 |  | 0.20528
0.20078 |  | 0.20517
0.20072 |  | 0.20504
0.20068 |  | 0.20504
0.20068 |  | 0.20493
0.20059 |  | 0.20487
0.20049 |  | 0.20487
0.20049 |  | 0.20487
0.20045 |  | 0.20487
0.20036 |  | 0.20474
0.20031 |  | 0.20468
0.20027 |  | 0.20468
0.20018 |  | 0.20463
0.20018 |  | 0.20463
0.20013 |  | 0.20457
0.20013 |  | 0.20451
0.20004 |  | 0.20439
0.20004 |  | 0.20427
0.20004 |  | 0.20427
0.19995 |  | 0.20421
0.19986 |  | 0.20415
0.19982 |  | 0.20413
0.19977 |  | 0.20413
0.19977 |  | 0.20409
0.19963 |  | 0.20403
0.19963 |  | 0.20403
0.19959 |  | 0.20397
0.19954 |  | 0.20386
0.1995 |  | 0.20386
0.19945 |  | 0.20386
0.1994 |  | 0.2038
0.1994 |  | 0.2038
0.19936 |  | 0.20374
0.19926 |  | 0.20369
0.19922 |  | 0.20368
0.19922 |  | 0.20368
0.19922 |  | 0.2036
0.19918 |  | 0.20356
0.19913 |  | 0.20356
0.19904 |  | 0.2035
0.19904 |  | 0.20344
0.19899 |  | 0.20344
0.19894 |  | 0.20338
0.1989 |  | 0.20332
0.19881 |  | 0.20324
0.19876 |  | 0.2032
0.19876 |  | 0.20315
0.19867 |  | 0.20315
0.19867 |  | 0.20306
0.19848 |  | 0.20303
0.19848 |  | 0.20297
0.19848 |  | 0.20297
0.1984 |  | 0.20297
0.1983 |  | 0.20279
0.1983 |  | 0.20279
0.19825 |  | 0.20267
0.19812 |  | 0.20267
0.19812 |  | 0.20261
0.19807 |  | 0.20261
0.19802 |  | 0.20255
0.19798 |  | 0.20253
0.19798 |  | 0.20243
0.19789 |  | 0.20243
0.19789 |  | 0.20234
0.19789 |  | 0.20231
0.1978 |  | 0.20226
0.19771 |  | 0.2022
0.19771 |  | 0.20208
0.19771 |  | 0.20208
0.19762 |  | 0.20202
0.19762 |  | 0.20196
0.19757 |  | 0.20184
0.19757 |  | 0.20184
0.19757 |  | 0.20184
0.19744 |  | 0.20172
0.19734 |  | 0.20154
0.19729 |  | 0.20149
0.19729 |  | 0.20144
0.19725 |  | 0.20143
0.1972 |  | 0.20131
0.19711 |  | 0.20125
0.19702 |  | 0.20119
0.19692 |  | 0.20108
0.19692 |  | 0.20107
0.19687 |  | 0.20101
0.19683 |  | 0.20099
0.19674 |  | 0.20084
0.19665 |  | 0.20084
0.19665 |  | 0.20078
0.19665 |  | 0.20065
0.19656 |  | 0.20065
0.19646 |  | 0.20064
0.19641 |  | 0.20054
0.19641 |  | 0.20054
0.19628 |  | 0.20048
0.19623 |  | 0.20036
0.19619 |  | 0.20036
0.1961 |  | 0.20036
0.1961 |  | 0.20024
0.19606 |  | 0.20012
0.19601 |  | 0.20009
0.19597 |  | 0.20006
0.19587 |  | 0.20006
0.19583 |  | 0.20001
0.19579 |  | 0.19988
0.19579 |  | 0.19988
0.19565 |  | 0.19988
0.1956 |  | 0.19982
0.1956 |  | 0.19959
0.19551 |  | 0.19953
0.19546 |  | 0.19947
0.19537 |  | 0.19937
0.19532 |  | 0.19935
0.19532 |  | 0.19935
0.19523 |  | 0.19935
0.19514 |  | 0.19923
0.1951 |  | 0.19923
0.19495 |  | 0.19923
0.19486 |  | 0.19917
0.19477 |  | 0.19911
0.19477 |  | 0.1991
0.19468 |  | 0.19905
0.19463 |  | 0.19905
0.19458 |  | 0.19887
0.19454 |  | 0.19875
0.19449 |  | 0.19863
0.19444 |  | 0.19858
0.19435 |  | 0.19846
0.19431 |  | 0.1984
0.19427 |  | 0.19839
0.19427 |  | 0.19827
0.19417 |  | 0.19816
0.19399 |  | 0.1981
0.19391 |  | 0.19804
0.19391 |  | 0.19798
0.19378 |  | 0.19786
0.19373 |  | 0.19775
0.19364 |  | 0.19762
0.19364 |  | 0.19762
0.19355 |  | 0.1975
0.19345 |  | 0.19733
0.19327 |  | 0.19721
0.19322 |  | 0.1972
0.19313 |  | 0.19714
0.19304 |  | 0.19708
0.19304 |  | 0.19708
0.19299 |  | 0.19696
0.1929 |  | 0.19684
0.19281 |  | 0.19684
0.19272 |  | 0.19673
0.19267 |  | 0.19661
0.19258 |  | 0.19661
0.19249 |  | 0.19655
0.19244 |  | 0.19637
0.19226 |  | 0.19631
0.19212 |  | 0.19619
0.19203 |  | 0.19613
0.19176 |  | 0.19607
0.19168 |  | 0.19601
0.19159 |  | 0.19583
0.19154 |  | 0.19583
0.19141 |  | 0.19565
0.19123 |  | 0.19553
0.19118 |  | 0.19553
0.19109 |  | 0.19535
0.19091 |  | 0.19535
0.19082 |  | 0.19523
0.19069 |  | 0.19517
0.19064 |  | 0.19512
0.19055 |  | 0.19502
0.19042 |  | 0.195
0.19028 |  | 0.19485
0.19014 |  | 0.19482
0.19001 |  | 0.1947
0.18987 |  | 0.19468
0.18974 |  | 0.19468
0.18955 |  | 0.19452
0.18951 |  | 0.19451
0.18937 |  | 0.19451
0.18923 |  | 0.19446
0.18909 |  | 0.1944
0.189 |  | 0.19434
0.1889 |  | 0.19434
0.18868 |  | 0.19411
0.18845 |  | 0.19387
0.18841 |  | 0.19383
0.18809 |  | 0.19383
0.18809 |  | 0.19383
0.18781 |  | 0.19381
0.18773 |  | 0.19369
0.18764 |  | 0.19366
0.18746 |  | 0.19351
0.18733 |  | 0.19339
0.18715 |  | 0.19333
0.18696 |  | 0.19302
0.18678 |  | 0.1929
0.18655 |  | 0.19282
0.18546 |  | 0.19282
0.1848 |  | 0.19278
0.18458 |  | 0.19265
0.18422 |  | 0.1926
0.18399 |  | 0.19248
0.18344 |  | 0.19231
0.18317 |  | 0.19231
0.18289 |  | 0.1923
0.18266 |  | 0.19224
0.17681 |  | 0.19214
0.17658 |  | 0.19214
0.1764 |  | 0.19197
0.17629 |  | 0.19197
0.17616 |  | 0.19182
0.17598 |  | 0.1918
0.17579 |  | 0.1918
0.17568 |  | 0.19163
0.17533 |  | 0.19152
0.17533 |  | 0.19146
0.17516 |  | 0.1914
0.17498 |  | 0.19129
0.17457 |  | 0.19128
0.17451 |  | 0.19122
0.17352 |  | 0.19112
0.17346 |  | 0.19098
0.1731 |  | 0.19095
0.17286 |  | 0.19095
0.17274 |  | 0.19092
0.17269 |  | 0.19078
0.17251 |  | 0.19078
0.17175 |  | 0.19078
0.17145 |  | 0.19074
0.1705 |  | 0.19061
0.16969 |  | 0.1905
0.16939 |  | 0.19044
0.16904 |  | 0.19044
0.16809 |  | 0.19038
0.1594 |  | 0.19032
0.15876 |  | 0.19027
0.15807 |  | 0.19027
0.15763 |  | 0.19011
0.15729 |  | 0.18977
0.13565 |  | 0.18977
0.13545 |  | 0.18953
0.13525 |  | 0.1893
0.13525 |  | 0.1893
0.13505 |  | 0.18926
0.13505 |  | 0.18926
0.13464 |  | 0.18926
0.13444 |  | 0.18912
0.13444 |  | 0.189
0.13444 |  | 0.18892
0.13444 |  | 0.18864
0.13444 |  | 0.18824
0.13424 |  | 0.18824
0.13404 |  | 0.18824
0.13404 |  | 0.18807
0.13404 |  | 0.18804
0.13404 |  | 0.1879
0.13404 |  | 0.18774
0.13383 |  | 0.18739
0.13383 |  | 0.18725
0.13363 |  | 0.18707
0.13302 |  | 0.18701
0.13282 |  | 0.18689
0.13262 |  | 0.18659
0.13262 |  | 0.18655
0.13262 |  | 0.18622
0.13221 |  | 0.1858
0.13221 |  | 0.18574
0.13161 |  | 0.18553
0.13161 |  | 0.18502
0.1314 |  | 0.18367
0.131 |  | 0.18344
0.131 |  | 0.18333
0.13039 |  | 0.18282
0.13019 |  | 0.18045
0.13019 |  | 0.18045
0.13019 |  | 0.1796
0.12999 |  | 0.17943
0.12999 |  | 0.17892
0.12999 |  | 0
0.12897 |  | 0
0.12877 |  | 0
0.12857 |  | 0
0.12816 |  | 0
0.12816 |  | 0
0.12796 |  | 0
0.12796 |  | 0
0.12776 |  | 0
0.12675 |  | 0
0.12675 |  | 0
0.12654 |  | 0
0.12634 |  | 0
0.12594 |  | 0
0.12492 |  | 0
0.12452 |  | 0
0.12432 |  | 0
0.12391 |  | 0
0.12371 |  | 0
0.1231 |  | 0
0.1229 |  | 0
0.12249 |  | 0
0.12209 |  | 0
0.12148 |  | 0
0.12108 |  | 0
0.12027 |  | 0
0.11946 |  | 0
0.11824 |  | 0
0.11602 |  | 0
0.11581 |  | 0
0.11541 |  | 0
0.115 |  | 0
0.097793 |  | 0
0 |  | 0
0 |  | 0
0 |  | 0
0 |  | 0
0 |  | 0
0 |  | 0
0 |  | 0
0 |  | 0
0 |  | 0
0 |  | 0
0 |  | 0
0 |  | 0
0 |  | 0
0 |  | 0
0 |  | 0
0 |  | 0
0 |  | 0
0 |  | 0
0 |  | 0
0 |  | 0
0 |  | 0
0 |  | 0
0 |  | 0
0 |  | 0
0 |  | 0
0 |  | 0
0 |  | 0
0 |  | 0
0 |  | 0
0 |  | 0
0 |  | 0
0 |  | 0
0 |  | 0
0 |  | 0
0 |  | 0
0 |  | 0
0 |  | 0
0 |  | 0
0 |  | 0
0 |  | 0
0 |  | 0
0 |  | 0
0 |  | 0
0 |  | 0
0 |  | 0

## Sensitivity_calcs
CitiPower
Heffernan Lane feeder: WA023
SENSITIVITY CALCULATIONS
Discount factor | [6 empty] | 0 | 0.98295 | 0.94971 | 0.91759 | 0.88656 | 0.85658 | 0.82761 | 0.79963 | 0.77259 | 0.74646 | 0.72122 | 0.69683 | 0.67326 | 0.6505 | 0.6285 | 0.60725 | 0.58671 | 0.56687 | 0.5477 | 0.52918 | 0.51129 | 0.494 | 0.47729 | 0.46115 | 0.44556 | 0.43049
Count | [6 empty] | 0 | 1 | 2 | 3 | 4 | 5 | 6 | 7 | 8 | 9 | 10 | 11 | 12 | 13 | 14 | 15 | 16 | 17 | 18 | 19 | 20 | 21 | 22 | 23 | 24 | 25
Analysis period | [6 empty] | TRUE | TRUE | TRUE | TRUE | TRUE | TRUE | TRUE | TRUE | TRUE | TRUE | TRUE | TRUE | TRUE | TRUE | TRUE | TRUE | TRUE | TRUE | TRUE | TRUE | TRUE | FALSE | FALSE | FALSE | FALSE | FALSE
[7 empty] | 2026-06-30 | 2026-27 | 2027-28 | 2028-29 | 2029-30 | 2030-31 | 2031-32 | 2032-33 | 2033-34 | 2034-35 | 2035-36 | 2036-37 | 2037-38 | 2038-39 | 2039-40 | 2040-41 | 2041-42 | 2042-43 | 2043-44 | 2044-45 | 2045-46 | 2046-47 | 2047-48 | 2048-49 | 2049-50 | 2050-51
PV
[25 empty] | 3525969.846 | 3525969.846 | 0 | 0 | 0 | 0 | 0
OPTION 1 (base case) | NPV | Net benefits | OPTION 1 (base case)NPV |  | 0 |  | 0 | 0 | 0 | 0 | 0 | 0 | 0 | 0 | 0 | 0 | 0 | 0 | 0 | 0 | 0 | 0 | 0 | 0 | 0 | 0 | 0 | 0 | 0 | 0 | 0 | 0
OPTION 1 (base case) | sens1 | Capex 10% higher | OPTION 1 (base case)sens1 |  | 0 |  | 0 | 0 | 0 | 0 | 0 | 0 | 0 | 0 | 0 | 0 | 0 | 0 | 0 | 0 | 0 | 0 | 0 | 0 | 0 | 0 | 0 | 0 | 0 | 0 | 0 | 0
OPTION 1 (base case) | sens2 | Capex 10% lower | OPTION 1 (base case)sens2 |  | 0 |  | 0 | 0 | 0 | 0 | 0 | 0 | 0 | 0 | 0 | 0 | 0 | 0 | 0 | 0 | 0 | 0 | 0 | 0 | 0 | 0 | 0 | 0 | 0 | 0 | 0 | 0
OPTION 1 (base case) | sens3 | Total benefits 10% higher | OPTION 1 (base case)sens3 |  | 0 |  | 0 | 0 | 0 | 0 | 0 | 0 | 0 | 0 | 0 | 0 | 0 | 0 | 0 | 0 | 0 | 0 | 0 | 0 | 0 | 0 | 0 | 0 | 0 | 0 | 0 | 0
OPTION 1 (base case) | sens4 | Total benefits 10% lower | OPTION 1 (base case)sens4 |  | 0 |  | 0 | 0 | 0 | 0 | 0 | 0 | 0 | 0 | 0 | 0 | 0 | 0 | 0 | 0 | 0 | 0 | 0 | 0 | 0 | 0 | 0 | 0 | 0 | 0 | 0 | 0
OPTION 1 (base case) | sens5 | Capex 10% higher & Total benefits 10% lower | OPTION 1 (base case)sens5 |  | 0 |  | 0 | 0 | 0 | 0 | 0 | 0 | 0 | 0 | 0 | 0 | 0 | 0 | 0 | 0 | 0 | 0 | 0 | 0 | 0 | 0 | 0 | 0 | 0 | 0 | 0 | 0
OPTION 1 (base case) | sens | 0 | OPTION 1 (base case)sens |  | 0 |  | 0 | 0 | 0 | 0 | 0 | 0 | 0 | 0 | 0 | 0 | 0 | 0 | 0 | 0 | 0 | 0 | 0 | 0 | 0 | 0 | 0 | 0 | 0 | 0 | 0 | 0
OPTION 1 (base case) | sens | 0 | OPTION 1 (base case)sens |  | 0 |  | 0 | 0 | 0 | 0 | 0 | 0 | 0 | 0 | 0 | 0 | 0 | 0 | 0 | 0 | 0 | 0 | 0 | 0 | 0 | 0 | 0 | 0 | 0 | 0 | 0 | 0
OPTION 1 (base case) | sens | 0 | OPTION 1 (base case)sens |  | 0 |  | 0 | 0 | 0 | 0 | 0 | 0 | 0 | 0 | 0 | 0 | 0 | 0 | 0 | 0 | 0 | 0 | 0 | 0 | 0 | 0 | 0 | 0 | 0 | 0 | 0 | 0
Option 2 | NPV | Net benefits | Option 2NPV |  | 49789755.6802 |  | 0 | 0 | 4298066.8315 | 4149151.3913 | 3909724.4899 | 3727145.3713 | 3721948.9368 | 3759383.2277 | 3664707.9607 | 3525969.846 | 3525969.846 | 3525969.846 | 3525969.846 | 3525969.846 | 3525969.846 | 3525969.846 | 3525969.846 | 3525969.846 | 3525969.846 | 3525969.846 | 3525969.846 | 0 | 0 | 0 | 0 | 0
Option 2 | sens1 | Capex 10% higher | Option 2sens1 |  | 49757963.9798 |  | 0 | 0 | 4295707.7029 | 4146792.2626 | 3907365.3613 | 3724786.2426 | 3719589.8081 | 3757024.0991 | 3662348.8321 | 3523610.7174 | 3523610.7174 | 3523610.7174 | 3523610.7174 | 3523610.7174 | 3523610.7174 | 3523610.7174 | 3523610.7174 | 3523610.7174 | 3523610.7174 | 3523610.7174 | 3523610.7174 | 0 | 0 | 0 | 0 | 0
Option 2 | sens2 | Capex 10% lower | Option 2sens2 |  | 49821547.3807 |  | 0 | 0 | 4300425.9602 | 4151510.5199 | 3912083.6186 | 3729504.4999 | 3724308.0655 | 3761742.3564 | 3667067.0894 | 3528328.9747 | 3528328.9747 | 3528328.9747 | 3528328.9747 | 3528328.9747 | 3528328.9747 | 3528328.9747 | 3528328.9747 | 3528328.9747 | 3528328.9747 | 3528328.9747 | 3528328.9747 | 0 | 0 | 0 | 0 | 0
Option 2 | sens3 | Total benefits 10% higher | Option 2sens3 |  | 54800522.9487 |  | 0 | 0 | 4730232.6434 | 4566425.6591 | 4303056.0676 | 4102219.0371 | 4096502.9591 | 4137680.6792 | 4033537.8855 | 3880925.9593 | 3880925.9593 | 3880925.9593 | 3880925.9593 | 3880925.9593 | 3880925.9593 | 3880925.9593 | 3880925.9593 | 3880925.9593 | 3880925.9593 | 3880925.9593 | 3880925.9593 | 0 | 0 | 0 | 0 | 0
Option 2 | sens4 | Total benefits 10% lower | Option 2sens4 |  | 44778988.4118 |  | 0 | 0 | 3865901.0197 | 3731877.1235 | 3516392.9123 | 3352071.7055 | 3347394.9145 | 3381085.7763 | 3295878.036 | 3171013.7328 | 3171013.7328 | 3171013.7328 | 3171013.7328 | 3171013.7328 | 3171013.7328 | 3171013.7328 | 3171013.7328 | 3171013.7328 | 3171013.7328 | 3171013.7328 | 3171013.7328 | 0 | 0 | 0 | 0 | 0
Option 2 | sens5 | Capex 10% higher & Total benefits 10% lower | Option 2sens5 |  | 44747196.7113 |  | 0 | 0 | 3863541.891 | 3729517.9948 | 3514033.7836 | 3349712.5768 | 3345035.7858 | 3378726.6476 | 3293518.9073 | 3168654.6041 | 3168654.6041 | 3168654.6041 | 3168654.6041 | 3168654.6041 | 3168654.6041 | 3168654.6041 | 3168654.6041 | 3168654.6041 | 3168654.6041 | 3168654.6041 | 3168654.6041 | 0 | 0 | 0 | 0 | 0
Option 2 | sens | 0 | Option 2sens |  | 49789755.6802 |  | 0 | 0 | 4298066.8315 | 4149151.3913 | 3909724.4899 | 3727145.3713 | 3721948.9368 | 3759383.2277 | 3664707.9607 | 3525969.846 | 3525969.846 | 3525969.846 | 3525969.846 | 3525969.846 | 3525969.846 | 3525969.846 | 3525969.846 | 3525969.846 | 3525969.846 | 3525969.846 | 3525969.846 | 0 | 0 | 0 | 0 | 0
Option 2 | sens | 0 | Option 2sens |  | 49789755.6802 |  | 0 | 0 | 4298066.8315 | 4149151.3913 | 3909724.4899 | 3727145.3713 | 3721948.9368 | 3759383.2277 | 3664707.9607 | 3525969.846 | 3525969.846 | 3525969.846 | 3525969.846 | 3525969.846 | 3525969.846 | 3525969.846 | 3525969.846 | 3525969.846 | 3525969.846 | 3525969.846 | 3525969.846 | 0 | 0 | 0 | 0 | 0
Option 2 | sens | 0 | Option 2sens |  | 49789755.6802 |  | 0 | 0 | 4298066.8315 | 4149151.3913 | 3909724.4899 | 3727145.3713 | 3721948.9368 | 3759383.2277 | 3664707.9607 | 3525969.846 | 3525969.846 | 3525969.846 | 3525969.846 | 3525969.846 | 3525969.846 | 3525969.846 | 3525969.846 | 3525969.846 | 3525969.846 | 3525969.846 | 3525969.846 | 0 | 0 | 0 | 0 | 0
[7 empty] | 0 | 0 | 4631566.0816 | 4457241.8624 | 4178238.5983 | 3966399.4033 | 3961173.3359 | 4005694.4945 | 3896961.2498 | 3737872.4643 | 3737872.4643 | 3737872.4643 | 3737872.4643 | 3737872.4643 | 3737872.4643 | 3737872.4643 | 3737872.4643 | 3737872.4643 | 3737872.4643 | 3737872.4643 | 3737872.4643 | 0 | 0 | 0 | 0 | 0
Option 3 | NPV | Net benefits | Option 3NPV |  | 52988571.9338 |  | 0 | 0 | 4631566.0816 | 4457241.8624 | 4178238.5983 | 3966399.4033 | 3961173.3359 | 4005694.4945 | 3896961.2498 | 3737872.4643 | 3737872.4643 | 3737872.4643 | 3737872.4643 | 3737872.4643 | 3737872.4643 | 3737872.4643 | 3737872.4643 | 3737872.4643 | 3737872.4643 | 3737872.4643 | 3737872.4643 | 0 | 0 | 0 | 0 | 0
Option 3 | sens1 | Capex 10% higher | Option 3sens1 |  | 52860363.9539 |  | 0 | 0 | 4622052.3054 | 4447728.0863 | 4168724.8221 | 3956885.6271 | 3951659.5598 | 3996180.7183 | 3887447.4736 | 3728358.6882 | 3728358.6882 | 3728358.6882 | 3728358.6882 | 3728358.6882 | 3728358.6882 | 3728358.6882 | 3728358.6882 | 3728358.6882 | 3728358.6882 | 3728358.6882 | 3728358.6882 | 0 | 0 | 0 | 0 | 0
Option 3 | sens2 | Capex 10% lower | Option 3sens2 |  | 53116779.9138 |  | 0 | 0 | 4641079.8577 | 4466755.6386 | 4187752.3744 | 3975913.1794 | 3970687.1121 | 4015208.2706 | 3906475.0259 | 3747386.2405 | 3747386.2405 | 3747386.2405 | 3747386.2405 | 3747386.2405 | 3747386.2405 | 3747386.2405 | 3747386.2405 | 3747386.2405 | 3747386.2405 | 3747386.2405 | 3747386.2405 | 0 | 0 | 0 | 0 | 0
Option 3 | sens3 | Total benefits 10% higher | Option 3sens3 |  | 58415637.1072 |  | 0 | 0 | 5104236.4659 | 4912479.8248 | 4605576.2342 | 4372553.1197 | 4366804.4457 | 4415777.72 | 4296171.1509 | 4121173.4869 | 4121173.4869 | 4121173.4869 | 4121173.4869 | 4121173.4869 | 4121173.4869 | 4121173.4869 | 4121173.4869 | 4121173.4869 | 4121173.4869 | 4121173.4869 | 4121173.4869 | 0 | 0 | 0 | 0 | 0
Option 3 | sens4 | Total benefits 10% lower | Option 3sens4 |  | 47561506.7605 |  | 0 | 0 | 4158895.6973 | 4002003.9001 | 3750900.9623 | 3560245.6868 | 3555542.2262 | 3595611.2689 | 3497751.3486 | 3354571.4418 | 3354571.4418 | 3354571.4418 | 3354571.4418 | 3354571.4418 | 3354571.4418 | 3354571.4418 | 3354571.4418 | 3354571.4418 | 3354571.4418 | 3354571.4418 | 3354571.4418 | 0 | 0 | 0 | 0 | 0
Option 3 | sens5 | Capex 10% higher & Total benefits 10% lower | Option 3sens5 |  | 47433298.7805 |  | 0 | 0 | 4149381.9212 | 3992490.1239 | 3741387.1862 | 3550731.9107 | 3546028.4501 | 3586097.4927 | 3488237.5725 | 3345057.6656 | 3345057.6656 | 3345057.6656 | 3345057.6656 | 3345057.6656 | 3345057.6656 | 3345057.6656 | 3345057.6656 | 3345057.6656 | 3345057.6656 | 3345057.6656 | 3345057.6656 | 0 | 0 | 0 | 0 | 0
Option 3 | sens | 0 | Option 3sens |  | 52988571.9338 |  | 0 | 0 | 4631566.0816 | 4457241.8624 | 4178238.5983 | 3966399.4033 | 3961173.3359 | 4005694.4945 | 3896961.2498 | 3737872.4643 | 3737872.4643 | 3737872.4643 | 3737872.4643 | 3737872.4643 | 3737872.4643 | 3737872.4643 | 3737872.4643 | 3737872.4643 | 3737872.4643 | 3737872.4643 | 3737872.4643 | 0 | 0 | 0 | 0 | 0
Option 3 | sens | 0 | Option 3sens |  | 52988571.9338 |  | 0 | 0 | 4631566.0816 | 4457241.8624 | 4178238.5983 | 3966399.4033 | 3961173.3359 | 4005694.4945 | 3896961.2498 | 3737872.4643 | 3737872.4643 | 3737872.4643 | 3737872.4643 | 3737872.4643 | 3737872.4643 | 3737872.4643 | 3737872.4643 | 3737872.4643 | 3737872.4643 | 3737872.4643 | 3737872.4643 | 0 | 0 | 0 | 0 | 0
Option 3 | sens | 0 | Option 3sens |  | 52988571.9338 |  | 0 | 0 | 4631566.0816 | 4457241.8624 | 4178238.5983 | 3966399.4033 | 3961173.3359 | 4005694.4945 | 3896961.2498 | 3737872.4643 | 3737872.4643 | 3737872.4643 | 3737872.4643 | 3737872.4643 | 3737872.4643 | 3737872.4643 | 3737872.4643 | 3737872.4643 | 3737872.4643 | 3737872.4643 | 3737872.4643 | 0 | 0 | 0 | 0 | 0
Option 4 | NPV | Net benefits | Option 4NPV |  | 52235982.905 |  | 0 | 0 | 4575719.6082 | 4401395.3891 | 4122392.1249 | 3910552.9299 | 3905326.8626 | 3949848.0211 | 3841114.7764 | 3682025.991 | 3682025.991 | 3682025.991 | 3682025.991 | 3682025.991 | 3682025.991 | 3682025.991 | 3682025.991 | 3682025.991 | 3682025.991 | 3682025.991 | 3682025.991 | 0 | 0 | 0 | 0 | 0
Option 4 | sens1 | Capex 10% higher | Option 4sens1 |  | 52032516.0221 |  | 0 | 0 | 4560621.1847 | 4386296.9656 | 4107293.7014 | 3895454.5064 | 3890228.4391 | 3934749.5976 | 3826016.3529 | 3666927.5675 | 3666927.5675 | 3666927.5675 | 3666927.5675 | 3666927.5675 | 3666927.5675 | 3666927.5675 | 3666927.5675 | 3666927.5675 | 3666927.5675 | 3666927.5675 | 3666927.5675 | 0 | 0 | 0 | 0 | 0
Option 4 | sens2 | Capex 10% lower | Option 4sens2 |  | 52439449.7879 |  | 0 | 0 | 4590818.0317 | 4416493.8125 | 4137490.5484 | 3925651.3534 | 3920425.286 | 3964946.4445 | 3856213.1998 | 3697124.4144 | 3697124.4144 | 3697124.4144 | 3697124.4144 | 3697124.4144 | 3697124.4144 | 3697124.4144 | 3697124.4144 | 3697124.4144 | 3697124.4144 | 3697124.4144 | 3697124.4144 | 0 | 0 | 0 | 0 | 0
Option 4 | sens3 | Total benefits 10% higher | Option 4sens3 |  | 57663048.0784 |  | 0 | 0 | 5048389.9925 | 4856633.3514 | 4549729.7609 | 4316706.6463 | 4310957.9723 | 4359931.2467 | 4240324.6775 | 4065327.0135 | 4065327.0135 | 4065327.0135 | 4065327.0135 | 4065327.0135 | 4065327.0135 | 4065327.0135 | 4065327.0135 | 4065327.0135 | 4065327.0135 | 4065327.0135 | 4065327.0135 | 0 | 0 | 0 | 0 | 0
Option 4 | sens4 | Total benefits 10% lower | Option 4sens4 |  | 46808917.7316 |  | 0 | 0 | 4103049.2239 | 3946157.4267 | 3695054.4889 | 3504399.2134 | 3499695.7528 | 3539764.7955 | 3441904.8753 | 3298724.9684 | 3298724.9684 | 3298724.9684 | 3298724.9684 | 3298724.9684 | 3298724.9684 | 3298724.9684 | 3298724.9684 | 3298724.9684 | 3298724.9684 | 3298724.9684 | 3298724.9684 | 0 | 0 | 0 | 0 | 0
Option 4 | sens5 | Capex 10% higher & Total benefits 10% lower | Option 4sens5 |  | 46605450.8488 |  | 0 | 0 | 4087950.8004 | 3931059.0032 | 3679956.0655 | 3489300.79 | 3484597.3294 | 3524666.372 | 3426806.4518 | 3283626.5449 | 3283626.5449 | 3283626.5449 | 3283626.5449 | 3283626.5449 | 3283626.5449 | 3283626.5449 | 3283626.5449 | 3283626.5449 | 3283626.5449 | 3283626.5449 | 3283626.5449 | 0 | 0 | 0 | 0 | 0
Option 4 | sens | 0 | Option 4sens |  | 52235982.905 |  | 0 | 0 | 4575719.6082 | 4401395.3891 | 4122392.1249 | 3910552.9299 | 3905326.8626 | 3949848.0211 | 3841114.7764 | 3682025.991 | 3682025.991 | 3682025.991 | 3682025.991 | 3682025.991 | 3682025.991 | 3682025.991 | 3682025.991 | 3682025.991 | 3682025.991 | 3682025.991 | 3682025.991 | 0 | 0 | 0 | 0 | 0
Option 4 | sens | 0 | Option 4sens |  | 52235982.905 |  | 0 | 0 | 4575719.6082 | 4401395.3891 | 4122392.1249 | 3910552.9299 | 3905326.8626 | 3949848.0211 | 3841114.7764 | 3682025.991 | 3682025.991 | 3682025.991 | 3682025.991 | 3682025.991 | 3682025.991 | 3682025.991 | 3682025.991 | 3682025.991 | 3682025.991 | 3682025.991 | 3682025.991 | 0 | 0 | 0 | 0 | 0
Option 4 | sens | 0 | Option 4sens |  | 52235982.905 |  | 0 | 0 | 4575719.6082 | 4401395.3891 | 4122392.1249 | 3910552.9299 | 3905326.8626 | 3949848.0211 | 3841114.7764 | 3682025.991 | 3682025.991 | 3682025.991 | 3682025.991 | 3682025.991 | 3682025.991 | 3682025.991 | 3682025.991 | 3682025.991 | 3682025.991 | 3682025.991 | 3682025.991 | 0 | 0 | 0 | 0 | 0
Option 5 | NPV | Net benefits | Option 5NPV |  | 0 |  | 0 | 0 | 0 | 0 | 0 | 0 | 0 | 0 | 0 | 0 | 0 | 0 | 0 | 0 | 0 | 0 | 0 | 0 | 0 | 0 | 0 | 0 | 0 | 0 | 0 | 0
Option 5 | sens1 | Capex 10% higher | Option 5sens1 |  | 0 |  | 0 | 0 | 0 | 0 | 0 | 0 | 0 | 0 | 0 | 0 | 0 | 0 | 0 | 0 | 0 | 0 | 0 | 0 | 0 | 0 | 0 | 0 | 0 | 0 | 0 | 0
Option 5 | sens2 | Capex 10% lower | Option 5sens2 |  | 0 |  | 0 | 0 | 0 | 0 | 0 | 0 | 0 | 0 | 0 | 0 | 0 | 0 | 0 | 0 | 0 | 0 | 0 | 0 | 0 | 0 | 0 | 0 | 0 | 0 | 0 | 0
Option 5 | sens3 | Total benefits 10% higher | Option 5sens3 |  | 0 |  | 0 | 0 | 0 | 0 | 0 | 0 | 0 | 0 | 0 | 0 | 0 | 0 | 0 | 0 | 0 | 0 | 0 | 0 | 0 | 0 | 0 | 0 | 0 | 0 | 0 | 0
Option 5 | sens4 | Total benefits 10% lower | Option 5sens4 |  | 0 |  | 0 | 0 | 0 | 0 | 0 | 0 | 0 | 0 | 0 | 0 | 0 | 0 | 0 | 0 | 0 | 0 | 0 | 0 | 0 | 0 | 0 | 0 | 0 | 0 | 0 | 0
Option 5 | sens5 | Capex 10% higher & Total benefits 10% lower | Option 5sens5 |  | 0 |  | 0 | 0 | 0 | 0 | 0 | 0 | 0 | 0 | 0 | 0 | 0 | 0 | 0 | 0 | 0 | 0 | 0 | 0 | 0 | 0 | 0 | 0 | 0 | 0 | 0 | 0
Option 5 | sens | 0 | Option 5sens |  | 0 |  | 0 | 0 | 0 | 0 | 0 | 0 | 0 | 0 | 0 | 0 | 0 | 0 | 0 | 0 | 0 | 0 | 0 | 0 | 0 | 0 | 0 | 0 | 0 | 0 | 0 | 0
Option 5 | sens | 0 | Option 5sens |  | 0 |  | 0 | 0 | 0 | 0 | 0 | 0 | 0 | 0 | 0 | 0 | 0 | 0 | 0 | 0 | 0 | 0 | 0 | 0 | 0 | 0 | 0 | 0 | 0 | 0 | 0 | 0
Option 5 | sens | 0 | Option 5sens |  | 0 |  | 0 | 0 | 0 | 0 | 0 | 0 | 0 | 0 | 0 | 0 | 0 | 0 | 0 | 0 | 0 | 0 | 0 | 0 | 0 | 0 | 0 | 0 | 0 | 0 | 0 | 0
RESULTS
|  | FALSE | FALSE | FALSE | FALSE | TRUE |  | 2028-29: FALSE
|  | Option 1 (base case) | Option 2 | Option 3 | Option 4 | Option 5 |  | 2026-27: Max; 2028-29: Preferred
NPV | None | 0 | 49.7898 | 52.9886 | 52.236 |  |  | 2026-27: 52.9886; 2028-29: Option 3
sens1 | Capex 10% higher | 0 | 49.758 | 52.8604 | 52.0325 |  |  | 2026-27: 52.8604; 2028-29: Option 3
sens2 | Capex 10% lower | 0 | 49.8215 | 53.1168 | 52.4394 |  |  | 2026-27: 53.1168; 2028-29: Option 3
sens3 | Total benefits 10% higher | 0 | 54.8005 | 58.4156 | 57.663 |  |  | 2026-27: 58.4156; 2028-29: Option 3
sens4 | Total benefits 10% lower | 0 | 44.779 | 47.5615 | 46.8089 |  |  | 2026-27: 47.5615; 2028-29: Option 3
sens5 | Capex 10% higher & Total benefits 10% lower | 0 | 44.7472 | 47.4333 | 46.6055 |  |  | 2026-27: 47.4333; 2028-29: Option 3
sens | 0 | [6 empty] | 2026-27: 0
sens | 0 | [6 empty] | 2026-27: 0
sens | 0 | [6 empty] | 2026-27: 0

## Workings_costs
CitiPower
Heffernan Lane feeder: WA023
WORKINGS - COSTS
| Option 2 | WA023 replace 100m of 0.1in Cu cable
|  | Project components | Units | Quantity | Unit Rate ($2023) | Installed cost ($2023)
|  | Cost per span - 50m per span (Citipower only) | m |  | 15230.86 | 0
|  | U/G cost per metre | m | 500 | 4032.75 | 2016375
|  | HV remote controlled switch | m |  | 93000 | 0
|  | Average cost per uprate (metre) | each |  | 64.22 | 0
|  | Total |  |  |  | 2016375

## Misc_calcs
CitiPower
Heffernan Lane feeder: WA023
ESCALATION & OTHER
| Year end |  |  | 2021-06-30 | 2022-06-30 | 2023-06-30 | 2024-06-30 | 2025-06-30 | 2026-06-30
| Actual/forecast CPI (June to June) |  |  | 0% | 0.8606% | 3.498% | 7.832% | 4.052% | 2.425%
| HY ending |  |  | 2021-06-30 | 2021-12-31 | 2022-06-30 | 2022-12-31 | 2023-06-30 | 2023-12-31 | 2024-06-30 | 2024-12-31 | 2025-06-30 | 2025-12-31 | 2026-06-30
| FY ending |  |  | 2021-06-30 | 2022-06-30 | 2022-06-30 | 2023-06-30 | 2023-06-30 | 2024-06-30 | 2024-06-30 | 2025-06-30 | 2025-06-30 | 2026-06-30 | 2026-06-30
| Actual/forecast CPI (June to June) |  |  | 0% | 0.8606% | 0.8606% | 3.498% | 3.498% | 7.832% | 7.832% | 4.052% | 4.052% | 2.425% | 2.425%
| Actual cumulative HY escalation |  |  | 1 | 1.0043 | 1.0086 | 1.0261 | 1.0439 | 1.084 | 1.1256 | 1.1482 | 1.1713 | 1.1854 | 1.1997
| Convert from input dollars | 2023-12-31 | 1.084
| To output dollars | 2026-06-30 | 1.1997
| Conversion from input dollars to output dollars |  | 1.1067
| Convert from VCR date | 2024-12-31 | 1.1482
| To input dollars | 2023-12-31 | 1.084
| VCR escalation |  | 0.94406
| Start_year | 2026-27
FIRST YEAR
| Option | First year | Option included
| Option 2 | 1 | TRUE
| Option 3 | 1 | TRUE
| Option 4 | 1 | TRUE
| Option 5 | Not used | FALSE
| First year | 1
!

## Data
CitiPower
Heffernan Lane feeder: WA023
DATA
Options
|  | Not used | Text |  | Flags for compliance project
Option1 | Option 1 (base case) | FALSE |  | Option 1 (base case): No change to existing practices | FALSE
Option2 | Option 2 | FALSE |  |  | FALSE
Option3 | Option 3 | FALSE |  |  | FALSE
Option4 | Option 4 | FALSE |  |  | FALSE
Option5 | Option 5 | TRUE | Not used |  | TRUE
Compliance project |  |  | Yes | FALSE
No change to existing practices
Not applicable (compliance)
For conditional formatting of preferred option on Summary :
< Enter description >
Categories
Short categ
| Capital expenditure | -1
| Annualised capex | -1
| Operating expenditure | -1
| Risk mitigated | 1
| Other benefits value | 1
| Net benefits | 1
| Total risk cost | 1
Benefits
|  | Short categ | Flag to include | Units | Defined value
1 | Unserved energy | Energy | FALSE | MWh | FALSE
2 | Safety | Safety | FALSE | $ | TRUE
3 | Unplanned replacement | UnRepl | FALSE | $ | TRUE
4 | Bushfire | Fire | FALSE | $ | TRUE
5 | Reduction in CO2 emissions | Carbon | TRUE | MWh | FALSE
6 | Reliability in worst-served areas | Other | TRUE | MWh | FALSE
7 | Network resilience | Other | TRUE | MWh | FALSE
8 | Enabling solar exports | Other | TRUE | MWh | FALSE
9 | Aesthetics | Other | TRUE | Customers impacted | FALSE
10 | Customer value of time - residential | Other | TRUE | Customer minutes | FALSE
11 | Customer value of time - business | Other | TRUE | Customer minutes | FALSE
12 | Communication | Other | TRUE | Customers impacted | FALSE
13 | Information accessibility | Other | TRUE | Customers impacted | FALSE
Value of benefits
|  |  | CitiPower | Powercor | United Energy
| Reliability in worst-served areas | per MWh | 0 | 151432.8174 | 0
| Network resilience | per MWh | 0 | 24590 | 38560
| Enabling solar exports | per MWh | 4220.9954 | 88.3577 | 862.6028
| Aesthetics | per customer impacted | 0 | 0 | 0
| Customer value of time - residential | per minute customer time | 0.54769 | 0.35181 | 0.34751
| Customer value of time - business | per minute customer time | 0.54769 | 0.35181 | 0.34751
| Communication | per customer impacted | 0 | 0 | 0
| Information accessibility | per customer impacted | 0 | 0 | 0
Conversions
| thous_conv | 1000
| mill_conv | 1000000
Message
| Message | Enter asset life
Error message |  | Remove inputs prior to start year
Disproportionate factors applied to various bushfire and other risk valuations
| - Select - |  |  |  | 0
| Harm to property from network |  |  |  | 1
| Harm to property from bushfire |  |  |  | 1
| Harm to environment |  |  |  | 1
| Safety - Public trespass |  |  |  | 1
| Safety - Single fatality or serious injury ^ |  |  |  | 3
| Safety from bushfire in HBRA |  |  |  | 3
| Safety - Multiple fatality or serious injury ^ |  |  |  | 6
| Safety from bushfire (REFCL declared areas) |  |  |  | 6
| Safety from bushfire (electric line construction areas) |  |  |  | 10
Total annualised capex
Energy at risk value
Total other benefits
DROPDOWN LISTS
| Business |  |  |  | Type | Include | Dollar inputs - month |  |  | Not used options | Conversions | Dollar inputs - year | Compliance | Capex first year
| CitiPower | CP | CP: |  | - Select - | FALSE | June | 6 | CY | Not used |  | 2026 | No | 2026-27
| Powercor | PA | PAL: |  | Capex | TRUE | December | 12 | FY |  |  | 2025 | Yes | 2025-26
| United Energy | UE | UE: |  | Opex | [6 empty] | 2024 |  | 2024-25
2023
2022
2021
2020