## Instructions
Instructions
Overview of Model
The objective of this model is to calculate AusNet's LRMC, to support the development of tariffs that are consistent with the requirements of the National Electricity Rules. The model utilises the Average Incremental Cost (AIC) approach to complete the calculation. The model provides for the calculation to be undertaken at a number of different "asset categories" (predominately reflecting voltage levels).
Input Sheet
The 'Input Sheet' is where AusNet has inputted all of its: (a) General assumptions, such as the starting year of the model, and the WACC that underpins the calculations in the model; (b) capital and operating expenditure as well as the demand forecasts, with each of these inputs dissagregated into each of the different "asset categories" proposed by AusNet.
LRMCby Voltage Region & Driver
This sheet calculates AusNet's LRMC: (a) for each of AusNet's nominated 'asset categories'; and (b) aggregated to reflect the LRMC that is applicable to a customer who was connected at each of AusNet's nominated asset categories (i.e., it is the aggregation of the LRMC for that asset category, plus all upstream asset categories).
Other Sheets
All other sheets are input data (e.g., "Raw Capex", "raw Demand Forecast"), or related output data for RIN. The "Lists" sheets is where information is inputted to drive the dropdown boxes/formulas in the model

## Input Sheet - LRMC
Key Input Parameters
Tables in this sheet | Description |  |  | Legend |  |  | LRMC Results ($/kW for demand at that voltage level)
1. General inputs required | This table outlines a number of the general assumptions that the user is required to input |  |  | Input Table Headings |  |  | Sub transmission | 71
2. Sub transmission inputs | This table outlines the capital expenditure, operating expenditure and demand forecasts applicable to the sub transmission network |  |  | Column Headings |  |  | High Voltage | 135
3. High voltage inputs | This table outlines the capital expenditure, operating expenditure and demand forecasts applicable to the high voltage network |  |  | Formula driven |  |  | Low Voltage Substations | 157
4. Low voltage substations inputs | This table outlines the capital expenditure, operating expenditure and demand forecasts applicable to low voltage substations |  |  | Input Values/User Select from Dropdown box |  |  | Low Voltage Network | 165
5. Low voltage network inputs | This table outlines the capital expenditure, operating expenditure and demand forecasts applicable to the low voltage network |  |  | Table sub-headings
[7 empty] | Export (per kWh enabled) | 0.031832
General Inputs Required
Common Parameters | User Input | Guidance from Administrator
Starting Year | 2026 | Insert starting year
Dollars of the day | 2026 | Insert the dollars in which capex and opex inputs have been developed | [13 empty] | 
Pre tax WACC | 7% | OGW estimate (NOTE: the results are not overly sensitive to changes in this parameter) | [15 empty] | 2024 | 2025 | 2026 | 2027 | 2028 | 2029 | 2030 | 2031 | 2032 | 2033 | 2034 | 2035
Operating Expenditure per kW | Operating Expenditure per kWH | [14 empty] | Summer | 10 PoE | 1081 | 1177.4602 | 1239.7098 | 1286.03 | 1320.7576 | 1327.3354 | 1332.5161 | 1344.6152 | 1368.7745 | 1390.0704 | 1397.938 | 1396.458
Use average operating expenditure per kW (by voltage) across region? | No | Assumed 0.5% of capex | [14 empty] | 50 PoE | 1081 | 1074.554 | 1137.5358 | 1179.5029 | 1211.9364 | 1216.3851 | 1220.0573 | 1232.2125 | 1254.6573 | 1277.5837 | 1285.6361 | 1284.596
Sub transmission | 0 | $ per kW
High Voltage | 0 | $ per kW
Low Voltage Substations | 0 | $ per kW
Low Voltage Network | 0 | $ per kW
Exports | 0 | $ per kW
Operating Expenditure per kWh | Operating Expenditure per kWH
Sub transmission | 0 | $ per kWH
High Voltage | 0 | $ per kWH
Low Voltage Substations | 0 | $ per kWH
Low Voltage Network | 0 | $ per kWH
Exports | 0 | $ per kWH
Cross-check / Test | 2026 | 2027 | 2028 | 2029 | 2030 | 2031 | 2032 | 2033 | 2034 | 2035 | 2036 | 2037 | 2038 | 2039 | 2040 | 2041 | 2042 | 2024: 2043; 2025: 2044; 2026: 2045
Capex Total in this sheet (Demand-driven) | 6893964.3771 | 67840909.8314 | 59541278.3682 | 21602132.5311 | 24929094.5948 | 17844710.8951 | 49638200.6305 | 44908455.2099 | 31253819.5361 | 23843799.0992 | 0
Raw Capex (Demand-driven) | 348296365.0734
Check Sum from Raw Data (Demand-driven) | 198652090.5977
Cumulative growth in Demand | 62.2496 | 108.5698 | 143.2974 | 149.8752 | 155.0559 | 167.155 | 191.3143 | 212.6102 | 220.4778 | 218.9978
Sub transmission
Demand Driven Capital Expenditure ($ Total) | 2026 | 2027 | 2028 | 2029 | 2030 | 2031 | 2032 | 2033 | 2034 | 2035 | 2036 | 2037 | 2038 | 2039 | 2040 | 2041 | 2042 | 2024: 2043; 2025: 2044; 2026: 2045
Jemena Electricity Network | 0 | 32778629.3125 | 24229276.1338 | 5078196.7463 | 3412862.7445 | 2023966.4284 | 25520347.4435 | 22833650.3325 | 19746527.8913 | 18947952.5876 | 0
TOTAL | 0 | 32778629.3125 | 24229276.1338 | 5078196.7463 | 3412862.7445 | 2023966.4284 | 25520347.4435 | 22833650.3325 | 19746527.8913 | 18947952.5876 | 0 | 0 | 0 | 0 | 0 | 0 | 0 | 0 | 0 | 0 | 0 | 0 | 0 | 0 | 0 | 0
Cumulative Demand Growth - kW | 2026 | 2027 | 2028 | 2029 | 2030 | 2031 | 2032 | 2033 | 2034 | 2035 | 2036 | 2037 | 2038 | 2039 | 2040 | 2041 | 2042 | 2024: 2043; 2025: 2044; 2026: 2045
Jemena Electricity Network | 62249.6 | 108569.8 | 143297.4 | 149875.2 | 155055.9 | 167155 | 191314.3 | 212610.2 | 220477.8 | 220477.8 | 220477.8 | 220477.8 | 220477.8 | 220477.8 | 220477.8 | 220477.8 | 220477.8 | 2024: 220477.8; 2025: 220477.8; 2026: 220477.8
TOTAL | 62249.6 | 108569.8 | 143297.4 | 149875.2 | 155055.9 | 167155 | 191314.3 | 212610.2 | 220477.8 | 220477.8 | 220477.8 | 220477.8 | 220477.8 | 220477.8 | 220477.8 | 220477.8 | 220477.8 | 220477.8 | 220477.8 | 220477.8 | 0 | 0 | 0 | 0 | 0 | 0
Incremental Opex driven by kW | 2026 | 2027 | 2028 | 2029 | 2030 | 2031 | 2032 | 2033 | 2034 | 2035 | 2036 | 2037 | 2038 | 2039 | 2040 | 2041 | 2042 | 2024: 2043; 2025: 2044; 2026: 2045
Jemena Electricity Network | 0 | 163893.1466 | 285039.5272 | 310430.511 | 327494.8247 | 337614.6568 | 465216.394 | 579384.6457 | 678117.2852 | 772857.0481 | 772857.0481
TOTAL | 0 | 163893.1466 | 285039.5272 | 310430.511 | 327494.8247 | 337614.6568 | 465216.394 | 579384.6457 | 678117.2852 | 772857.0481 | 772857.0481 | 0 | 0 | 0 | 0 | 0 | 0 | 0 | 0 | 0 | 0 | 0 | 0 | 0 | 0 | 0
High Voltage
Demand Driven Capital Expenditure ($ Total) | 2026 | 2027 | 2028 | 2029 | 2030 | 2031 | 2032 | 2033 | 2034 | 2035 | 2036 | 2037 | 2038 | 2039 | 2040 | 2041 | 2042 | 2024: 2043; 2025: 2044; 2026: 2045
Jemena Electricity Network | 3542997.2377 | 27336198.6751 | 27585920.3905 | 8797853.941 | 13790150.0064 | 8094662.6228 | 17120957.1272 | 15077908.8176 | 4510395.585 | 4895846.5116 | 0
TOTAL | 3542997.2377 | 27336198.6751 | 27585920.3905 | 8797853.941 | 13790150.0064 | 8094662.6228 | 17120957.1272 | 15077908.8176 | 4510395.585 | 4895846.5116 | 0 | 0 | 0 | 0 | 0 | 0 | 0 | 0 | 0 | 0 | 0 | 0 | 0 | 0 | 0 | 0
Cumulative Demand Growth - kW | 2026 | 2027 | 2028 | 2029 | 2030 | 2031 | 2032 | 2033 | 2034 | 2035 | 2036 | 2037 | 2038 | 2039 | 2040 | 2041 | 2042 | 2024: 2043; 2025: 2044; 2026: 2045
Jemena Electricity Network | 62249.6 | 108569.8 | 143297.4 | 149875.2 | 155055.9 | 167155 | 191314.3 | 212610.2 | 220477.8 | 220477.8 | 220477.8 | 220477.8 | 220477.8 | 220477.8 | 220477.8 | 220477.8 | 220477.8 | 2024: 220477.8; 2025: 220477.8; 2026: 220477.8
[11 empty] | 0 | 0 | 0 | 0 | 0 | 0 | 0 | 0 | 0 | 0 | 0 | 0 | 0 | 0 | 0 | 0
TOTAL | 62249.6 | 108569.8 | 143297.4 | 149875.2 | 155055.9 | 167155 | 191314.3 | 212610.2 | 220477.8 | 220477.8 | 220477.8 | 220477.8 | 220477.8 | 220477.8 | 220477.8 | 220477.8 | 220477.8 | 220477.8 | 220477.8 | 220477.8 | 0 | 0 | 0 | 0 | 0 | 0
Incremental Opex driven by kW | 2026 | 2027 | 2028 | 2029 | 2030 | 2031 | 2032 | 2033 | 2034 | 2035 | 2036 | 2037 | 2038 | 2039 | 2040 | 2041 | 2042 | 2024: 2043; 2025: 2044; 2026: 2045
Jemena Electricity Network | 17714.9862 | 154395.9796 | 292325.5815 | 336314.8512 | 405265.6013 | 445738.9144 | 531343.7 | 606733.2441 | 629285.222 | 653764.4546 | 653764.4546
TOTAL | 17714.9862 | 154395.9796 | 292325.5815 | 336314.8512 | 405265.6013 | 445738.9144 | 531343.7 | 606733.2441 | 629285.222 | 653764.4546 | 653764.4546 | 0 | 0 | 0 | 0 | 0 | 0 | 0 | 0 | 0 | 0 | 0 | 0 | 0 | 0 | 0
Low Voltage Substations
Demand Driven Capital Expenditure ($ Total) | 2026 | 2027 | 2028 | 2029 | 2030 | 2031 | 2032 | 2033 | 2034 | 2035 | 2036 | 2037 | 2038 | 2039 | 2040 | 2041 | 2042 | 2024: 2043; 2025: 2044; 2026: 2045
Jemena Electricity Network | 2363731.87 | 5629739.7865 | 5629739.7865 | 5629739.7865 | 5629739.7865 | 5629739.7865 | 5085405.1338 | 5085405.1338 | 5085405.1338 | 0 | 0
TOTAL | 2363731.87 | 5629739.7865 | 5629739.7865 | 5629739.7865 | 5629739.7865 | 5629739.7865 | 5085405.1338 | 5085405.1338 | 5085405.1338 | 0 | 0 | 0 | 0 | 0 | 0 | 0 | 0 | 0 | 0 | 0 | 0 | 0 | 0 | 0 | 0 | 0
Cumulative Demand Growth - kW | 2026 | 2027 | 2028 | 2029 | 2030 | 2031 | 2032 | 2033 | 2034 | 2035 | 2036 | 2037 | 2038 | 2039 | 2040 | 2041 | 2042 | 2024: 2043; 2025: 2044; 2026: 2045
Jemena Electricity Network | 62249.6 | 108569.8 | 143297.4 | 149875.2 | 155055.9 | 167155 | 191314.3 | 212610.2 | 220477.8 | 220477.8 | 220477.8 | 220477.8 | 220477.8 | 220477.8 | 220477.8 | 220477.8 | 220477.8 | 2024: 220477.8; 2025: 220477.8; 2026: 220477.8
TOTAL | 62249.6 | 108569.8 | 143297.4 | 149875.2 | 155055.9 | 167155 | 191314.3 | 212610.2 | 220477.8 | 220477.8 | 220477.8 | 220477.8 | 220477.8 | 220477.8 | 220477.8 | 220477.8 | 220477.8 | 220477.8 | 220477.8 | 220477.8 | 0 | 0 | 0 | 0 | 0 | 0
Incremental Opex driven by kW | 2026 | 2027 | 2028 | 2029 | 2030 | 2031 | 2032 | 2033 | 2034 | 2035 | 2036 | 2037 | 2038 | 2039 | 2040 | 2041 | 2042 | 2024: 2043; 2025: 2044; 2026: 2045
Jemena Electricity Network | 11818.6594 | 39967.3583 | 68116.0572 | 96264.7561 | 124413.4551 | 152562.154 | 177989.1797 | 203416.2054 | 228843.231 | 228843.231 | 228843.231
TOTAL | 11818.6594 | 39967.3583 | 68116.0572 | 96264.7561 | 124413.4551 | 152562.154 | 177989.1797 | 203416.2054 | 228843.231 | 228843.231 | 228843.231 | 0 | 0 | 0 | 0 | 0 | 0 | 0 | 0 | 0 | 0 | 0 | 0 | 0 | 0 | 0
Low Voltage Network
Demand Driven Capital Expenditure ($ Total) | 2026 | 2027 | 2028 | 2029 | 2030 | 2031 | 2032 | 2033 | 2034 | 2035 | 2036 | 2037 | 2038 | 2039 | 2040 | 2041 | 2042 | 2024: 2043; 2025: 2044; 2026: 2045
Jemena Electricity Network | 987235.2694 | 2096342.0574 | 2096342.0574 | 2096342.0574 | 2096342.0574 | 2096342.0574 | 1911490.926 | 1911490.926 | 1911490.926 | 0 | 0
TOTAL | 987235.2694 | 2096342.0574 | 2096342.0574 | 2096342.0574 | 2096342.0574 | 2096342.0574 | 1911490.926 | 1911490.926 | 1911490.926 | 0 | 0 | 0 | 0 | 0 | 0 | 0 | 0 | 0 | 0 | 0 | 0 | 0 | 0 | 0 | 0 | 0
Cumulative Demand Growth - kW | 2026 | 2027 | 2028 | 2029 | 2030 | 2031 | 2032 | 2033 | 2034 | 2035 | 2036 | 2037 | 2038 | 2039 | 2040 | 2041 | 2042 | 2024: 2043; 2025: 2044; 2026: 2045
Jemena Electricity Network | 62249.6 | 108569.8 | 143297.4 | 149875.2 | 155055.9 | 167155 | 191314.3 | 212610.2 | 220477.8 | 220477.8 | 220477.8 | 220477.8 | 220477.8 | 220477.8 | 220477.8 | 220477.8 | 220477.8 | 2024: 220477.8; 2025: 220477.8; 2026: 220477.8
TOTAL | 62249.6 | 108569.8 | 143297.4 | 149875.2 | 155055.9 | 167155 | 191314.3 | 212610.2 | 220477.8 | 220477.8 | 220477.8 | 220477.8 | 220477.8 | 220477.8 | 220477.8 | 220477.8 | 220477.8 | 220477.8 | 220477.8 | 220477.8 | 0 | 0 | 0 | 0 | 0 | 0
Incremental Opex driven by kW | 2026 | 2027 | 2028 | 2029 | 2030 | 2031 | 2032 | 2033 | 2034 | 2035 | 2036 | 2037 | 2038 | 2039 | 2040 | 2041 | 2042 | 2024: 2043; 2025: 2044; 2026: 2045
Jemena Electricity Network | 4936.1763 | 15417.8866 | 25899.5969 | 36381.3072 | 46863.0175 | 57344.7278 | 66902.1824 | 76459.637 | 86017.0917 | 86017.0917 | 86017.0917
TOTAL | 4936.1763 | 15417.8866 | 25899.5969 | 36381.3072 | 46863.0175 | 57344.7278 | 66902.1824 | 76459.637 | 86017.0917 | 86017.0917 | 86017.0917 | 0 | 0 | 0 | 0 | 0 | 0 | 0 | 0 | 0 | 0 | 0 | 0 | 0 | 0 | 0
Exports
Demand Driven Capital Expenditure ($ Total) | 2026 | 2027 | 2028 | 2029 | 2030 | 2031 | 2032 | 2033 | 2034 | 2035 | 2036 | 2037 | 2038 | 2039 | 2040 | 2041 | 2042 | 2024: 2043; 2025: 2044; 2026: 2045
Jemena Electricity Network | 1315415.3146 | 2821201.6181 | 2356546.9489 | 2418017.0066 | 3085085.1304 | 3123029.2473 | 2519882.5443 | 2720627.0826 | 2703864.66 | 2761750.9452 | 0
TOTAL | 1315415.3146 | 2821201.6181 | 2356546.9489 | 2418017.0066 | 3085085.1304 | 3123029.2473 | 2519882.5443 | 2720627.0826 | 2703864.66 | 2761750.9452 | 0 | 0 | 0 | 0 | 0 | 0 | 0 | 0 | 0 | 0 | 0 | 0 | 0 | 0 | 0 | 0
Cumulative Demand Growth - kWh | 2026 | 2027 | 2028 | 2029 | 2030 | 2031 | 2032 | 2033 | 2034 | 2035 | 2036 | 2037 | 2038 | 2039 | 2040 | 2041 | 2042 | 2024: 2043; 2025: 2044; 2026: 2045
Jemena Electricity Network | 11978944.8247 | 13313717.862 | 17269842.8303 | 23123190.0291 | 33549652.1759 | 46880241.2274 | 62273765.8103 | 72018384.1389 | 86380440.9561 | 99460413.0033 | 112540385.0505 | 125620357.0977 | 138700329.1449 | 151780301.1921 | 164860273.2393 | 0 | 0 | 2024: 0; 2025: 0; 2026: 0
TOTAL | 11978944.8247 | 13313717.862 | 17269842.8303 | 23123190.0291 | 33549652.1759 | 46880241.2274 | 62273765.8103 | 72018384.1389 | 86380440.9561 | 99460413.0033 | 112540385.0505 | 125620357.0977 | 138700329.1449 | 151780301.1921 | 164860273.2393 | 0 | 0 | 0 | 0 | 0 | 0 | 0 | 0 | 0 | 0 | 0
Incremental Opex driven by kWh | 2026 | 2027 | 2028 | 2029 | 2030 | 2031 | 2032 | 2033 | 2034 | 2035 | 2036 | 2037 | 2038 | 2039 | 2040 | 2041 | 2042 | 2024: 2043; 2025: 2044; 2026: 2045
Jemena Electricity Network | 6577.0766 | 20683.0847 | 32465.8194 | 44555.9044 | 59981.3301 | 75596.4763 | 88195.8891 | 101799.0245 | 115318.3478 | 129127.1025 | 129127.1025
TOTAL | 6577.0766 | 20683.0847 | 32465.8194 | 44555.9044 | 59981.3301 | 75596.4763 | 88195.8891 | 101799.0245 | 115318.3478 | 129127.1025 | 129127.1025 | 0 | 0 | 0 | 0 | 0 | 0 | 0 | 0 | 0 | 0 | 0 | 0 | 0 | 0 | 0

## LRMCby Voltage Region & Driver
LRMC by Network Component
Use this row
Sub transmission | [5 empty] | Sub transmission | [5 empty] | Sub transmission | [5 empty] | Sub transmission
Long Run Marginal Capital Cost (kW) | 5 year | 10 year | 15 year | 20 year | 25 year | Short Run Marginal (Operating) Cost (kW) | 5 year | 10 year | 15 year | 20 year | 25 year | Total LRMC (kW) | 5 year | 10 year | 15 year | 20 year | 25 year | SRMC (kWh) | 5 year | 10 year | 15 year | 20 year | 25 year
Jemena Electricity Network | 110.5659 | 97.6928 | 68.5535 | 56.5312 | 56.5312 | Jemena Electricity Network | 1.7098 | 2.2752 | 1.8349 | 1.5131 | 1.5131 | Jemena Electricity Network | 112.2757 | 99.968 | 70.3884 | 58.0443 | 58.0443 | Jemena Electricity Network | 0 | 0 | 0 | 0 | 0
TOTAL | 110.5659 | 97.6928 | 68.5535 | 56.5312 | 56.5312 | TOTAL | 1.7098 | 2.2752 | 1.8349 | 1.5131 | 1.5131 | TOTAL | 112.2757 | 99.968 | 70.3884 | 58.0443 | 58.0443 | TOTAL | 0 | 0 | 0 | 0 | 0
High Voltage | [5 empty] | High Voltage | [5 empty] | High Voltage | [5 empty] | High Voltage
Long Run Marginal Capital Cost (kW) | 5 year | 10 year | 15 year | 20 year | 25 year | Short Run Marginal (Operating) Cost (kW) | 5 year | 10 year | 15 year | 20 year | 25 year | Total LRMC (kW) | 5 year | 10 year | 15 year | 20 year | 25 year | SRMC (kWh) | 5 year | 10 year | 15 year | 20 year | 25 year
Jemena Electricity Network | 133.8733 | 88.8169 | 62.3251 | 51.3951 | 51.3951 | Jemena Electricity Network | 1.8905 | 2.3967 | 1.8835 | 1.5532 | 1.5532 | Jemena Electricity Network | 135.7638 | 91.2136 | 64.2085 | 52.9482 | 52.9482 | Jemena Electricity Network | 0 | 0 | 0 | 0 | 0
TOTAL | 133.8733 | 88.8169 | 62.3251 | 51.3951 | 51.3951 | TOTAL | 1.8905 | 2.3967 | 1.8835 | 1.5532 | 1.5532 | TOTAL | 135.7638 | 91.2136 | 64.2085 | 52.9482 | 52.9482 | TOTAL | 0 | 0 | 0 | 0 | 0
Low Voltage Substations | [5 empty] | Low Voltage Substations | [5 empty] | Low Voltage Substations | [5 empty] | Low Voltage Substations
Long Run Marginal Capital Cost (kW) | 5 year | 10 year | 15 year | 20 year | 25 year | Short Run Marginal (Operating) Cost (kW) | 5 year | 10 year | 15 year | 20 year | 25 year | Total LRMC (kW) | 5 year | 10 year | 15 year | 20 year | 25 year | SRMC (kWh) | 5 year | 10 year | 15 year | 20 year | 25 year
Jemena Electricity Network | 40.4766 | 30.2226 | 21.2079 | 17.4887 | 17.4887 | Jemena Electricity Network | 0.53287 | 0.7727 | 0.61279 | 0.50533 | 0.50533 | Jemena Electricity Network | 41.0094 | 30.9953 | 21.8207 | 17.994 | 17.994 | Jemena Electricity Network | 0 | 0 | 0 | 0 | 0
TOTAL | 40.4766 | 30.2226 | 21.2079 | 17.4887 | 17.4887 | TOTAL | 0.53287 | 0.7727 | 0.61279 | 0.50533 | 0.50533 | TOTAL | 41.0094 | 30.9953 | 21.8207 | 17.994 | 17.994 | TOTAL | 0 | 0 | 0 | 0 | 0
Low Voltage Network | [5 empty] | Low Voltage Network | [5 empty] | Low Voltage Network | [5 empty] | Low Voltage Network
Long Run Marginal Capital Cost (kW) | 5 year | 10 year | 15 year | 20 year | 25 year | Short Run Marginal (Operating) Cost (kW) | 5 year | 10 year | 15 year | 20 year | 25 year | Total LRMC (kW) | 5 year | 10 year | 15 year | 20 year | 25 year | SRMC (kWh) | 5 year | 10 year | 15 year | 20 year | 25 year
Jemena Electricity Network | 15.2744 | 11.3754 | 7.9824 | 6.5825 | 6.5825 | Jemena Electricity Network | 0.20286 | 0.29162 | 0.23116 | 0.19062 | 0.19062 | Jemena Electricity Network | 15.4773 | 11.667 | 8.2135 | 6.7731 | 6.7731 | Jemena Electricity Network | 0 | 0 | 0 | 0 | 0
TOTAL | 15.2744 | 11.3754 | 7.9824 | 6.5825 | 6.5825 | TOTAL | 0.20286 | 0.29162 | 0.23116 | 0.19062 | 0.19062 | TOTAL | 15.4773 | 11.667 | 8.2135 | 6.7731 | 6.7731 | TOTAL | 0 | 0 | 0 | 0 | 0
Export | [5 empty] | Export | [5 empty] | Export | [5 empty] | Export
Long Run Marginal Capital Cost (kWh) | 5 year | 10 year | 15 year | 20 year | 25 year | Short Run Marginal (Operating) Cost (kWh) | 5 year | 10 year | 15 year | 20 year | 25 year | Total LRMC (kWh) | 5 year | 10 year | 15 year | 20 year | 25 year | SRMC (kWh) | 5 year | 10 year | 15 year | 20 year | 25 year
Jemena Electricity Network | 0.1231 | 0.061709 | 0.030991 | 0.030991 | 0.030991 | Jemena Electricity Network | 0.0016242 | 0.0014599 | 0.00084016 | 0.00084016 | 0.00084016 | Jemena Electricity Network | 0.12473 | 0.063169 | 0.031832 | 0.031832 | 0.031832 | Jemena Electricity Network | 0 | 0 | 0 | 0 | 0
TOTAL | 15.2744 | 11.3754 | 7.9824 | 6.5825 | 6.5825 | TOTAL | 0.0016242 | 0.0014599 | 0.00084016 | 0.00084016 | 0.00084016 | TOTAL | 15.276 | 11.3768 | 7.9832 | 6.5833 | 6.5833 | TOTAL | 0 | 0 | 0 | 0 | 0
Aggregate LRMC by Network Connection
Sub transmission | [5 empty] | Sub transmission | [5 empty] | Sub transmission | [5 empty] | Sub transmission
Long Run Marginal Capital Cost (kW) | 5 year | 10 year | 15 year | 20 year | 25 year | Short Run Marginal (Operating) Cost (kW) | 5 year | 10 year | 15 year | 20 year | 25 year | Total LRMC (kW) | 5 year | 10 year | 15 year | 20 year | 25 year | SRMC (kWh) | 5 year | 10 year | 15 year | 20 year | 25 year
Jemena Electricity Network | 110.5659 | 97.6928 | 68.5535 | 56.5312 | 56.5312 | Jemena Electricity Network | 1.7098 | 2.2752 | 1.8349 | 1.5131 | 1.5131 | Jemena Electricity Network | 112.2757 | 99.968 | 70.3884 | 58.0443 | 58.0443 | Jemena Electricity Network | 0 | 0 | 0 | 0 | 0
[19 empty] | 0 | 0 | 0 | 0 | 0
TOTAL | 110.5659 | 97.6928 | 68.5535 | 56.5312 | 56.5312 | TOTAL | 1.7098 | 2.2752 | 1.8349 | 1.5131 | 1.5131 | TOTAL | 112.2757 | 99.968 | 70.3884 | 58.0443 | 58.0443 | TOTAL | 0 | 0 | 0 | 0 | 0
High Voltage | [5 empty] | High Voltage | [5 empty] | High Voltage | [5 empty] | High Voltage
Long Run Marginal Capital Cost (kW) | 5 year | 10 year | 15 year | 20 year | 25 year | Short Run Marginal (Operating) Cost (kW) | 5 year | 10 year | 15 year | 20 year | 25 year | Total LRMC (kW) | 5 year | 10 year | 15 year | 20 year | 25 year | SRMC (kWh) | 5 year | 10 year | 15 year | 20 year | 25 year
Jemena Electricity Network | 244.4392 | 186.5097 | 130.8786 | 107.9263 | 107.9263 | Jemena Electricity Network | 3.6004 | 4.6719 | 3.7183 | 3.0662 | 3.0662 | Jemena Electricity Network | 248.0395 | 191.1816 | 134.5969 | 110.9926 | 110.9926 | Jemena Electricity Network | 0 | 0 | 0 | 0 | 0
| 0 | 0 | 0 | 0 | 0 |  | 0 | 0 | 0 | 0 | 0 |  | 0 | 0 | 0 | 0 | 0 |  | 0 | 0 | 0 | 0 | 0
| 0 | 0 | 0 | 0 | 0 |  | 0 | 0 | 0 | 0 | 0 |  | 0 | 0 | 0 | 0 | 0 |  | 0 | 0 | 0 | 0 | 0
| 0 | 0 | 0 | 0 | 0 |  | 0 | 0 | 0 | 0 | 0 |  | 0 | 0 | 0 | 0 | 0 |  | 0 | 0 | 0 | 0 | 0
| 0 | 0 | 0 | 0 | 0 |  | 0 | 0 | 0 | 0 | 0 |  | 0 | 0 | 0 | 0 | 0 |  | 0 | 0 | 0 | 0 | 0
| 0 | 0 | 0 | 0 | 0 |  | 0 | 0 | 0 | 0 | 0 |  | 0 | 0 | 0 | 0 | 0 |  | 0 | 0 | 0 | 0 | 0
| 0 | 0 | 0 | 0 | 0 |  | 0 | 0 | 0 | 0 | 0 |  | 0 | 0 | 0 | 0 | 0 |  | 0 | 0 | 0 | 0 | 0
| 0 | 0 | 0 | 0 | 0 |  | 0 | 0 | 0 | 0 | 0 |  | 0 | 0 | 0 | 0 | 0 |  | 0 | 0 | 0 | 0 | 0
| 0 | 0 | 0 | 0 | 0 |  | 0 | 0 | 0 | 0 | 0 |  | 0 | 0 | 0 | 0 | 0 |  | 0 | 0 | 0 | 0 | 0
| 0 | 0 | 0 | 0 | 0 |  | 0 | 0 | 0 | 0 | 0 |  | 0 | 0 | 0 | 0 | 0 |  | 0 | 0 | 0 | 0 | 0
| 0 | 0 | 0 | 0 | 0 |  | 0 | 0 | 0 | 0 | 0 |  | 0 | 0 | 0 | 0 | 0 |  | 0 | 0 | 0 | 0 | 0
| 0 | 0 | 0 | 0 | 0 |  | 0 | 0 | 0 | 0 | 0 |  | 0 | 0 | 0 | 0 | 0 |  | 0 | 0 | 0 | 0 | 0
| 0 | 0 | 0 | 0 | 0 |  | 0 | 0 | 0 | 0 | 0 |  | 0 | 0 | 0 | 0 | 0 |  | 0 | 0 | 0 | 0 | 0
TOTAL | 244.4392 | 186.5097 | 130.8786 | 107.9263 | 107.9263 | TOTAL | 3.6004 | 4.6719 | 3.7183 | 3.0662 | 3.0662 | TOTAL | 248.0395 | 191.1816 | 134.5969 | 110.9926 | 110.9926 | TOTAL | 0 | 0 | 0 | 0 | 0
Low Voltage Substations | [5 empty] | Low Voltage Substations | [5 empty] | Low Voltage Substations | [5 empty] | Low Voltage Substations
Long Run Marginal Capital Cost (kW) | 5 year | 10 year | 15 year | 20 year | 25 year | Short Run Marginal (Operating) Cost (kW) | 5 year | 10 year | 15 year | 20 year | 25 year | Total LRMC (kW) | 5 year | 10 year | 15 year | 20 year | 25 year | SRMC (kWh) | 5 year | 10 year | 15 year | 20 year | 25 year
Jemena Electricity Network | 284.9157 | 216.7323 | 152.0865 | 125.415 | 125.415 | Jemena Electricity Network | 4.1332 | 5.4446 | 4.3311 | 3.5716 | 3.5716 | Jemena Electricity Network | 289.049 | 222.1769 | 156.4176 | 128.9866 | 128.9866 | Jemena Electricity Network | 0 | 0 | 0 | 0 | 0
| 0 | 0 | 0 | 0 | 0 |  | 0 | 0 | 0 | 0 | 0 |  | 0 | 0 | 0 | 0 | 0 |  | 0 | 0 | 0 | 0 | 0
| 0 | 0 | 0 | 0 | 0 |  | 0 | 0 | 0 | 0 | 0 |  | 0 | 0 | 0 | 0 | 0 |  | 0 | 0 | 0 | 0 | 0
| 0 | 0 | 0 | 0 | 0 |  | 0 | 0 | 0 | 0 | 0 |  | 0 | 0 | 0 | 0 | 0 |  | 0 | 0 | 0 | 0 | 0
| 0 | 0 | 0 | 0 | 0 |  | 0 | 0 | 0 | 0 | 0 |  | 0 | 0 | 0 | 0 | 0 |  | 0 | 0 | 0 | 0 | 0
| 0 | 0 | 0 | 0 | 0 |  | 0 | 0 | 0 | 0 | 0 |  | 0 | 0 | 0 | 0 | 0 |  | 0 | 0 | 0 | 0 | 0
| 0 | 0 | 0 | 0 | 0 |  | 0 | 0 | 0 | 0 | 0 |  | 0 | 0 | 0 | 0 | 0 |  | 0 | 0 | 0 | 0 | 0
| 0 | 0 | 0 | 0 | 0 |  | 0 | 0 | 0 | 0 | 0 |  | 0 | 0 | 0 | 0 | 0 |  | 0 | 0 | 0 | 0 | 0
| 0 | 0 | 0 | 0 | 0 |  | 0 | 0 | 0 | 0 | 0 |  | 0 | 0 | 0 | 0 | 0 |  | 0 | 0 | 0 | 0 | 0
| 0 | 0 | 0 | 0 | 0 |  | 0 | 0 | 0 | 0 | 0 |  | 0 | 0 | 0 | 0 | 0 |  | 0 | 0 | 0 | 0 | 0
| 0 | 0 | 0 | 0 | 0 |  | 0 | 0 | 0 | 0 | 0 |  | 0 | 0 | 0 | 0 | 0 |  | 0 | 0 | 0 | 0 | 0
| 0 | 0 | 0 | 0 | 0 |  | 0 | 0 | 0 | 0 | 0 |  | 0 | 0 | 0 | 0 | 0 |  | 0 | 0 | 0 | 0 | 0
| 0 | 0 | 0 | 0 | 0 |  | 0 | 0 | 0 | 0 | 0 |  | 0 | 0 | 0 | 0 | 0 |  | 0 | 0 | 0 | 0 | 0
TOTAL | 284.9157 | 216.7323 | 152.0865 | 125.415 | 125.415 | TOTAL | 4.1332 | 5.4446 | 4.3311 | 3.5716 | 3.5716 | TOTAL | 289.049 | 222.1769 | 156.4176 | 128.9866 | 128.9866 | TOTAL | 0 | 0 | 0 | 0 | 0
Low Voltage Network | [5 empty] | Low Voltage Network | [5 empty] | Low Voltage Network | [5 empty] | Low Voltage Network
Long Run Marginal Capital Cost (kW) | 5 year | 10 year | 15 year | 20 year | 25 year | Short Run Marginal (Operating) Cost (kW) | 5 year | 10 year | 15 year | 20 year | 25 year | Total LRMC (kW) | 5 year | 10 year | 15 year | 20 year | 25 year | SRMC (kWh) | 5 year | 10 year | 15 year | 20 year | 25 year
Jemena Electricity Network | 300.1901 | 228.1076 | 160.0689 | 131.9975 | 131.9975 | Jemena Electricity Network | 4.3361 | 5.7362 | 4.5623 | 3.7622 | 3.7622 | Jemena Electricity Network | 304.5262 | 233.8439 | 164.6311 | 135.7597 | 135.7597 | Jemena Electricity Network | 0 | 0 | 0 | 0 | 0
| 0 | 0 | 0 | 0 | 0 |  | 0 | 0 | 0 | 0 | 0 |  | 0 | 0 | 0 | 0 | 0 |  | 0 | 0 | 0 | 0 | 0
| 0 | 0 | 0 | 0 | 0 |  | 0 | 0 | 0 | 0 | 0 |  | 0 | 0 | 0 | 0 | 0 |  | 0 | 0 | 0 | 0 | 0
| 0 | 0 | 0 | 0 | 0 |  | 0 | 0 | 0 | 0 | 0 |  | 0 | 0 | 0 | 0 | 0 |  | 0 | 0 | 0 | 0 | 0
| 0 | 0 | 0 | 0 | 0 |  | 0 | 0 | 0 | 0 | 0 |  | 0 | 0 | 0 | 0 | 0 |  | 0 | 0 | 0 | 0 | 0
| 0 | 0 | 0 | 0 | 0 |  | 0 | 0 | 0 | 0 | 0 |  | 0 | 0 | 0 | 0 | 0 |  | 0 | 0 | 0 | 0 | 0
| 0 | 0 | 0 | 0 | 0 |  | 0 | 0 | 0 | 0 | 0 |  | 0 | 0 | 0 | 0 | 0 |  | 0 | 0 | 0 | 0 | 0
| 0 | 0 | 0 | 0 | 0 |  | 0 | 0 | 0 | 0 | 0 |  | 0 | 0 | 0 | 0 | 0 |  | 0 | 0 | 0 | 0 | 0
| 0 | 0 | 0 | 0 | 0 |  | 0 | 0 | 0 | 0 | 0 |  | 0 | 0 | 0 | 0 | 0 |  | 0 | 0 | 0 | 0 | 0
| 0 | 0 | 0 | 0 | 0 |  | 0 | 0 | 0 | 0 | 0 |  | 0 | 0 | 0 | 0 | 0 |  | 0 | 0 | 0 | 0 | 0
| 0 | 0 | 0 | 0 | 0 |  | 0 | 0 | 0 | 0 | 0 |  | 0 | 0 | 0 | 0 | 0 |  | 0 | 0 | 0 | 0 | 0
| 0 | 0 | 0 | 0 | 0 |  | 0 | 0 | 0 | 0 | 0 |  | 0 | 0 | 0 | 0 | 0 |  | 0 | 0 | 0 | 0 | 0
| 0 | 0 | 0 | 0 | 0 |  | 0 | 0 | 0 | 0 | 0 |  | 0 | 0 | 0 | 0 | 0 |  | 0 | 0 | 0 | 0 | 0
TOTAL | 300.1901 | 228.1076 | 160.0689 | 131.9975 | 131.9975 | TOTAL | 4.3361 | 5.7362 | 4.5623 | 3.7622 | 3.7622 | TOTAL | 304.5262 | 233.8439 | 164.6311 | 135.7597 | 135.7597 | TOTAL | 0 | 0 | 0 | 0 | 0
Export | [5 empty] | Export | [5 empty] | Export | [5 empty] | Export
Long Run Marginal Capital Cost (kW) | 5 year | 10 year | 15 year | 20 year | 25 year | Short Run Marginal (Operating) Cost (kW) | 5 year | 10 year | 15 year | 20 year | 25 year | Total LRMC (kW) | 5 year | 10 year | 15 year | 20 year | 25 year | SRMC (kWh) | 5 year | 10 year | 15 year | 20 year | 25 year
Jemena Electricity Network | 300.3132 | 228.1693 | 160.0999 | 132.0285 | 132.0285 | Jemena Electricity Network | 4.3377 | 5.7377 | 4.5631 | 3.763 | 3.763 | Jemena Electricity Network | 304.6509 | 233.907 | 164.663 | 135.7915 | 135.7915 | Jemena Electricity Network | 0 | 0 | 0 | 0 | 0
| 0 | 0 | 0 | 0 | 0 |  | 0 | 0 | 0 | 0 | 0 |  | 0 | 0 | 0 | 0 | 0 |  | 0 | 0 | 0 | 0 | 0
| 0 | 0 | 0 | 0 | 0 |  | 0 | 0 | 0 | 0 | 0 |  | 0 | 0 | 0 | 0 | 0 |  | 0 | 0 | 0 | 0 | 0
| 0 | 0 | 0 | 0 | 0 |  | 0 | 0 | 0 | 0 | 0 |  | 0 | 0 | 0 | 0 | 0 |  | 0 | 0 | 0 | 0 | 0
| 0 | 0 | 0 | 0 | 0 |  | 0 | 0 | 0 | 0 | 0 |  | 0 | 0 | 0 | 0 | 0 |  | 0 | 0 | 0 | 0 | 0
| 0 | 0 | 0 | 0 | 0 |  | 0 | 0 | 0 | 0 | 0 |  | 0 | 0 | 0 | 0 | 0 |  | 0 | 0 | 0 | 0 | 0
| 0 | 0 | 0 | 0 | 0 |  | 0 | 0 | 0 | 0 | 0 |  | 0 | 0 | 0 | 0 | 0 |  | 0 | 0 | 0 | 0 | 0
| 0 | 0 | 0 | 0 | 0 |  | 0 | 0 | 0 | 0 | 0 |  | 0 | 0 | 0 | 0 | 0 |  | 0 | 0 | 0 | 0 | 0
| 0 | 0 | 0 | 0 | 0 |  | 0 | 0 | 0 | 0 | 0 |  | 0 | 0 | 0 | 0 | 0 |  | 0 | 0 | 0 | 0 | 0
| 0 | 0 | 0 | 0 | 0 |  | 0 | 0 | 0 | 0 | 0 |  | 0 | 0 | 0 | 0 | 0 |  | 0 | 0 | 0 | 0 | 0
| 0 | 0 | 0 | 0 | 0 |  | 0 | 0 | 0 | 0 | 0 |  | 0 | 0 | 0 | 0 | 0 |  | 0 | 0 | 0 | 0 | 0
| 0 | 0 | 0 | 0 | 0 |  | 0 | 0 | 0 | 0 | 0 |  | 0 | 0 | 0 | 0 | 0 |  | 0 | 0 | 0 | 0 | 0
| 0 | 0 | 0 | 0 | 0 |  | 0 | 0 | 0 | 0 | 0 |  | 0 | 0 | 0 | 0 | 0 |  | 0 | 0 | 0 | 0 | 0
TOTAL | 315.4645 | 239.483 | 168.0512 | 138.58 | 138.58 | TOTAL | 4.3377 | 5.7377 | 4.5631 | 3.763 | 3.763 | TOTAL | 319.8023 | 245.2207 | 172.6143 | 142.343 | 142.343 | TOTAL | 0 | 0 | 0 | 0 | 0
Note on B81: Rohan Harris: kWh enabled (NOT kW)
Note on B103: Rohan Harris: Assumes no diversity

## Input forecast of cost driver
Cumulative change in MVA |  | >User Input value | >User Select |  | User input text/name
Business | Region | Voltage | Jemena - Description of project | Unit used | 2026 | 2027 | 2028 | 2029 | 2030 | 2031 | 2032 | 2033 | 2034 | 2035 | 2036 | 2037 | 2038 | 2039 | 2040 | 2041 | 2042 | 2043 | 2044 | 2045 | 2046 | 2047 | 2048 | 2049 | 2050 | Import/ Export? | Demand/ Generation improved (MW) | Demand/ Generation improved (MWh)
Jemena | Jemena Electricity Network | Sub transmission | Augment BTS-NS 22kV loop | MVA | 41.2304 | 42.6409 | 44.4492 | 45.9653 | 47.3768 | 48.9198 | 50.2922 | 51.6565 | 52.86 | 52.86 | 54.7209 | 55.8809 | 57.041 | 58.201 | 59.361
Jemena | Jemena Electricity Network | Sub transmission | Augment TTS-NH(NEI)-NEL-WT-TTS 66kV loop | MVA | 11.25 | 13.425 | 14.3 | 14.3 | 17.6 | 31.65 | 31.19 | 32.5475 | 33.905 | 33.905 | 39.0977 | 41.659 | 44.2204 | 46.7817 | 49.3431
Jemena | Jemena Electricity Network | Sub transmission | Augment BTS-FF 22kV Loop - Sub Transmission Works | MVA | 26.8494 | 29.1651 | 31.4533 | 33.1303 | 34.4837 | 35.4216 | 36.3808 | 37.1898 | 37.8739 | 37.8739 | 39.049 | 39.7667 | 40.4843 | 41.2019 | 41.9196
Jemena | Jemena Electricity Network | Sub transmission | Establish new Craigieburn (CBN) zone substation - zone substation works | MVA | 87.8877 | 93.9279 | 98.6593 | 102.3469 | 104.7825 | 107.0161 | 109.2417 | 111.4937 | 113.763 | 113.763 | 116.7495 | 118.6751 | 120.6007 | 122.5263 | 124.4519
Jemena | Jemena Electricity Network | Sub transmission | Upgrade SBY No.1 and No.3 transformers to 20/33MVA | MVA | 54.6793 | 57.0837 | 59.0455 | 60.1785 | 61.5481 | 63.1003 | 64.6873 | 66.2544 | 67.6051 | 67.6051 | 69.67 | 70.9662 | 72.2623 | 73.5585 | 74.8547
Jemena | Jemena Electricity Network | Sub transmission | 3rd Transformer and 66kV Works at FT (triggered by Moonee Valley) | MVA | 44.1996 | 47.0021 | 49.3729 | 51.2732 | 52.6147 | 54.1238 | 55.6734 | 57.2156 | 58.5773 | 58.5773 | 60.602 | 61.8796 | 63.1572 | 64.4348 | 65.7124
Jemena | Jemena Electricity Network | High Voltage | Coolaroo No.2 bus feeders | MVA | 10.9341 | 11.3782 | 11.8402 | 12.3203 | 12.8182 | 13.3341 | 13.8679 | 14.4197 | 14.9715 | 14.9715 | 15.6869 | 16.1506 | 16.6143 | 17.078 | 17.5418
Jemena | Jemena Electricity Network | High Voltage | Augment steel section - SBY24 | MVA | 1.3559 | 1.6595 | 1.873 | 1.9692 | 2.0564 | 2.108 | 2.1607 | 2.2128 | 2.2648 | 2.2648 | 2.3344 | 2.3791 | 2.4238 | 2.4685 | 2.5132
Jemena | Jemena Electricity Network | High Voltage | Install Regulator - SBY23 | MVA | 2.8082 | 2.8415 | 2.8871 | 2.9809 | 3.0959 | 3.262 | 3.4265 | 3.5911 | 3.7556 | 3.7556 | 3.9756 | 4.1168 | 4.2581 | 4.3994 | 4.5406
Jemena | Jemena Electricity Network | High Voltage | New feeder KLO-023 | MVA | 13.9223 | 16.5488 | 18.641 | 19.9404 | 21.355 | 22.28 | 23.2436 | 24.2269 | 25.1577 | 25.1577 | 26.4332 | 27.2511 | 28.0691 | 28.8871 | 29.7051
Jemena | Jemena Electricity Network | High Voltage | Establish new Craigieburn (CBN) zone substation - HV feeder works | MVA | 87.8877 | 93.9279 | 98.6593 | 102.3469 | 104.7825 | 107.0161 | 109.2417 | 111.4937 | 113.763 | 113.763 | 116.7495 | 118.6751 | 120.6007 | 122.5263 | 124.4519
Jemena | Jemena Electricity Network | High Voltage | New feeder SBY-014 | MVA | 8.6779 | 11.59 | 13.7592 | 15.1082 | 16.2273 | 17.0378 | 17.6123 | 18.1785 | 18.7385 | 18.7385 | 19.5779 | 20.0985 | 20.6192 | 21.1399 | 21.6606
Jemena | Jemena Electricity Network | High Voltage | New feeder SBY-022 | MVA | 11.0506 | 11.3361 | 11.525 | 11.6931 | 11.9596 | 12.2595 | 12.5662 | 12.869 | 13.1298 | 13.1298 | 13.5288 | 13.7793 | 14.0297 | 14.2801 | 14.5306
Jemena | Jemena Electricity Network | High Voltage | Augment section of NH0-002 | MVA | 14.5084 | 14.7211 | 14.8004 | 14.8858 | 15.0724 | 15.2978 | 15.5255 | 15.7424 | 15.9029 | 15.9029 | 16.1924 | 16.3691 | 16.5458 | 16.7225 | 16.8992
Jemena | Jemena Electricity Network | High Voltage | New feeder SHM-013 | MVA | 17.1115 | 18.819 | 20.1263 | 20.7781 | 21.529 | 22.1999 | 22.8901 | 23.5806 | 24.2013 | 24.2013 | 25.1059 | 25.679 | 26.252 | 26.825 | 27.398
Jemena | Jemena Electricity Network | High Voltage | New feeder ES0-031 | MVA | 6.0353 | 6.3097 | 6.5472 | 6.6253 | 6.7626 | 6.9014 | 7.0426 | 7.1802 | 7.2932 | 7.2932 | 7.4755 | 7.5888 | 7.7021 | 7.8154 | 7.9287
Jemena | Jemena Electricity Network | High Voltage | Augment feeder CS0-005 | MVA | 11.9085 | 12.215 | 12.5106 | 12.5964 | 12.7416 | 12.9192 | 13.0985 | 13.2682 | 13.39 | 13.39 | 13.6171 | 13.7549 | 13.8927 | 14.0306 | 14.1684
Jemena | Jemena Electricity Network | High Voltage | EP Conversion Stage 8 | MVA | 18.3661 | 18.6134 | 18.8747 | 19.1469 | 19.4068 | 19.6618 | 19.9111 | 20.1638 | 20.4172 | 20.4172 | 20.7534 | 20.9697 | 21.186 | 21.4023 | 21.6187
Jemena | Jemena Electricity Network | High Voltage | EP Conversion Stage 7 | MVA | 18.3661 | 18.6134 | 18.8747 | 19.1469 | 19.4068 | 19.6618 | 19.9111 | 20.1638 | 20.4172 | 20.4172 | 20.7534 | 20.9697 | 21.186 | 21.4023 | 21.6187
Jemena | Jemena Electricity Network | High Voltage | Augment feeder BD0-008 | MVA | 13.2736 | 13.5621 | 13.5718 | 13.5714 | 13.5134 | 13.5446 | 13.5473 | 13.5484 | 13.5496 | 13.5496 | 13.5619 | 13.5675 | 13.5731 | 13.5788 | 13.5844
Jemena | Jemena Electricity Network | High Voltage | New feeder SBY-031 | MVA | 17.1115 | 18.819 | 20.1263 | 20.7781 | 21.529 | 22.1999 | 22.8901 | 23.5806 | 24.2013 | 24.2013 | 25.1059 | 25.679 | 26.252 | 26.825 | 27.398
Jemena | Jemena Electricity Network | High Voltage | Augment feeder FT0-011 | MVA | 6.0292 | 6.0481 | 6.0778 | 6.1195 | 6.1507 | 6.1804 | 6.2083 | 6.2372 | 6.2663 | 6.2663 | 6.3046 | 6.3293 | 6.354 | 6.3787 | 6.4034
Jemena | Jemena Electricity Network | High Voltage | New feeder FT0-012 | MVA | 3.8081 | 5.7519 | 7.3054 | 8.2838 | 8.9346 | 9.3923 | 9.6804 | 9.9621 | 10.2387 | 10.2387 | 10.6753 | 10.9422 | 11.2091 | 11.476 | 11.7429
Jemena | Jemena Electricity Network | High Voltage | Augment feeder NS-18 | MVA | 4.5503 | 4.7677 | 4.8461 | 4.9345 | 5.0782 | 5.2314 | 5.3781 | 5.524 | 5.6527 | 5.6527 | 5.8478 | 5.9701 | 6.0925 | 6.2148 | 6.3372
Jemena | Jemena Electricity Network | High Voltage | Augment feeder NS-17 | MVA | 3.2555 | 3.2839 | 3.3148 | 3.3522 | 3.4383 | 3.535 | 3.6341 | 3.7327 | 3.8197 | 3.8197 | 3.9492 | 4.0309 | 4.1126 | 4.1943 | 4.276
Jemena | Jemena Electricity Network | High Voltage | Augment feeder FF0-096 | MVA | 3.1775 | 3.1939 | 3.2175 | 3.2458 | 3.3127 | 3.3891 | 3.467 | 3.5435 | 3.6082 | 3.6082 | 3.7093 | 3.7724 | 3.8356 | 3.8988 | 3.962
Jemena | Jemena Electricity Network | High Voltage | Augment feeder TT0-011 | MVA | 12.1083 | 12.7671 | 12.8358 | 12.9164 | 13.1174 | 13.3535 | 13.5928 | 13.824 | 14.0067 | 14.0067 | 14.3139 | 14.5035 | 14.6932 | 14.8828 | 15.0724
Jemena | Jemena Electricity Network | High Voltage | Coolaroo No.1 bus cable transfers | MVA | 4.3766 | 4.5071 | 4.6376 | 4.7681 | 4.8985 | 5.0288 | 5.1591 | 5.2894 | 5.4197 | 5.4197 | 5.5934 | 5.7051 | 5.8168 | 5.9284 | 6.0401
Jemena | Jemena Electricity Network | Sub transmission | Install reactors at COO - 2 x 4MVAr | MWh | 0 | 0 | 0 | 0 | -3757.2979 | -4721.4563 | -5697.9409 | -6589.5646 | -7559.8861 | -8507.2146 | -9454.543 | -10401.8715 | -11349.2 | -12296.5284 | -13243.8569
Jemena | Jemena Electricity Network | Sub transmission | Install reactors at BD - 4 x 4MVAr reactors, two off 2 x 4MVAr capacitor banks | MWh | 0 | 0 | 0 | 0 | 0 | 0 | -5697.9409 | -6589.5646 | -9438.5351 | -11985.1985 | -14531.862 | -17078.5255 | -19625.189 | -22171.8524 | -24718.5159
Jemena | Jemena Electricity Network | Sub transmission | Install reactors at ST - 2 x 4MVAr | MWh | 0 | 0 | 0 | 0 | 0 | -4721.4563 | -5697.9409 | -6589.5646 | -9438.5351 | -11513.0529 | -13587.5708 | -15662.0886 | -17736.6065 | -19811.1243 | -21885.6421
Jemena | Jemena Electricity Network | Sub transmission | Install reactors at SBY - 2 x 4MVAr | MWh | 0 | 0 | -2492.3341 | -2916.207 | -3757.2979 | -4721.4563 | -5697.9409 | -6589.5646 | -7559.8861 | -8507.2146 | -9454.543 | -10401.8715 | -11349.2 | -12296.5284 | -13243.8569
Jemena | Jemena Electricity Network | Sub transmission | Install reactors at SHM - 2 x 4MVAr | MWh | 0 | 0 | 0 | -2916.207 | -3757.2979 | -4721.4563 | -5697.9409 | -6589.5646 | -7559.8861 | -8507.2146 | -9454.543 | -10401.8715 | -11349.2 | -12296.5284 | -13243.8569
Jemena | Jemena Electricity Network | Sub transmission | Interlocked VAr controllers on 14 existing capacitor banks | MVA | 0 | 2 | 4 | 6 | 8 | 10 | 10 | 10 | 10 | 10 | 10.6667 | 10.9524 | 11.2381 | 11.5238 | 11.8095
Jemena | Jemena Electricity Network | Sub transmission | Brooklyn Terminal Station UFLS - Network | n/a | User input text/name 2026: Not Applicable, it's a regulatory obligation
Jemena | Jemena Electricity Network | Sub transmission | Brunswick Terminal Station UFLS - Network + New Development | n/a | User input text/name 2026: Not Applicable, it's a regulatory obligation
Jemena | Jemena Electricity Network | Sub transmission | Keilor Terminal Station UFLS - Network | n/a | User input text/name 2026: Not Applicable, it's a regulatory obligation
Jemena | Jemena Electricity Network | Sub transmission | South Morang Terminal Station UFLS - Network | n/a | User input text/name 2026: Not Applicable, it's a regulatory obligation
Jemena | Jemena Electricity Network | Sub transmission | Templestowe Terminal Station UFLS - Network | n/a | User input text/name 2026: Not Applicable, it's a regulatory obligation
Jemena | Jemena Electricity Network | Sub transmission | Thomastown Terminal Station UFLS - Network | n/a | User input text/name 2026: Not Applicable, it's a regulatory obligation
Jemena | Jemena Electricity Network | Sub transmission | West Melbourne Terminal Station UFLS - Network | n/a | User input text/name 2026: Not Applicable, it's a regulatory obligation
Jemena | Jemena Electricity Network | Low Voltage Substations | Distribution Substation Augmentation - Load Related | MVA | 3.12 | 6.24 | 9.36 | 12.48 | 15.6 | 18.72 | 18.72 | 18.72 | 18.72 | 18.72 | 19.76 | 20.2057 | 20.6514 | 21.0971 | 21.5429
Jemena | Jemena Electricity Network | Low Voltage Network | Supply Quality/Reliability - LV Overhead Augmentation | MVA | 1.3331 | 2.6662 | 3.9992 | 5.3323 | 6.6654 | 7.9985 | 7.9985 | 7.9985 | 7.9985 | 7.9985 | 8.4428 | 8.6333 | 8.8237 | 9.0142 | 9.2046
Jemena | Jemena Electricity Network | Low Voltage Network | Future Grid - Hosting Capacity (LV Network) | MWh | -0.09522 | -0.19044 | -0.28566 | -0.38088 | -0.4761 | -0.57132 | -0.57132 | -0.57132 | -0.61893 | -0.6475 | -0.67606 | -0.70463 | -0.73319 | -0.76176 | -0.79033
Jemena | Jemena Electricity Network | Low Voltage Substations | Distribution substation augmentation - supply quality | MVA | 0.45 | 1.17 | 1.89 | 2.61 | 3.33 | 4.05 | 4.05 | 4.05 | 4.05 | 4.05 | 4.29 | 4.3929 | 4.4957 | 4.5986 | 4.7014
Jemena | Jemena Electricity Network | Sub transmission | VVC Roll-Out | MWh | -11978.8496 | -13313.5274 | -14777.2231 | -17290.3952 | -22277.2823 | -27993.8447 | -33783.4901 | -39069.9897 | -44823.0936 | -50439.8703 | -56056.6471 | -61673.4239 | -67290.2006 | -72906.9774 | -78523.7541
#REF! | Jemena Electricity Network | High Voltage | Augment feeder FF0-093 | MVA | 5.8878 | 5.9599 | 5.9898 | 6.0105 | 6.0402 | 6.0798 | 6.1815 | 6.2734 | 6.3453 | 6.375 | 6.4721 | 6.5453 | 6.6185 | 6.6917 | 6.7649
#REF! | Jemena Electricity Network | High Voltage | Augment feeder FT0-021 | MVA | 4.7119 | 4.7847 | 4.8479 | 4.8921 | 4.8479 | 4.8163 | 4.8479 | 4.87 | 4.8289 | 4.7309 | 4.7712 | 4.7562 | 4.7412 | 4.7262 | 4.7112
Jemena | Jemena Electricity Network | High Voltage | Install regulator - SBY13 | MVA | 2.2582 | 2.3033 | 2.3494 | 2.3964 | 2.4443 | 2.4932 | 2.5431 | 2.5939 | 2.6458 | 2.6967 | 2.7465 | 2.7971 | 2.8477 | 2.8983 | 2.9489
#REF! | Jemena Electricity Network | High Voltage | New feeder SBY-015 | MVA | 9.3409 | 10.6034 | 11.7168 | 12.2087 | 12.4397 | 12.4896 | 12.56 | 12.6503 | 12.6803 | 12.6603 | 12.7565 | 12.807 | 12.8574 | 12.9079 | 12.9583
Jemena
#REF!
#REF!
#REF!
Jemena
Jemena
#REF!
0
0
0
0
0
0
0
0
0
0
0
0
0
0
0
0
0
0
0
0
0
0
0
0
0
0
0
0
0
0
0
0
0
0
0
0
0
0
0
0
0
0
0
0
0
0
[5 empty] | -11395.1233 | -12683.4712 | -16601.5579 | -22426.5576 | -32824.6919 | -46117.5681 | -61495.3442 | -71222.5378 | -85568.4223 | -98648.4318 | -111699.3449 | -124762.1579 | -137824.971 | -150887.784 | -163950.597 | 0 | 0 | 0 | 0 | 0 | 0 | 0 | 0 | 0 | 0
|  |  | 2024 | 2025 | 2026 | 2027 | 2028 | 2029 | 2030 | 2031 | 2032 | 2033 | 2034
|  |  | 1081 | 1121 | 1158 | 1195 | 1227 | 1250 | 1272 | 1298 | 1324 | 1350 | 1371
|  |  | 1081 | 1053 | 1090 | 1125 | 1159 | 1179 | 1200 | 1224 | 1250 | 1274 | 1297
[5 empty] | 37 | 74 | 106 | 129 | 151 | 177 | 203 | 229 | 250
[5 empty] | 37 | 72 | 106 | 126 | 147 | 171 | 197 | 221 | 244

## Input Forecast Cap Projects
| Forecast Capital Expenditure ($m Total) |  | >User Input value | >User Select | User input text/name
Driver | Business | Region | Voltage | Jemena - Description of project | 2026 | 2027 | 2028 | 2029 | 2030 | 2031 | 2032 | 2033 | 2034 | 2035 | 2036 | 2037 | 2038 | 2039 | 2040 | 2041 | 2042 | 2043 | 2044 | 2045 | 2046 | 2047 | 2048 | 2049 | 2050
MVA | Jemena | Jemena Electricity Network | Sub transmission | Augment BTS-NS 22kV loop | User input text/name 2026: 0; User input text/name 2027: 0; User input text/name 2028: 0; User input text/name 2029: 0.97813; User input text/name 2030: 1.103; User input text/name 2031: 0; User input text/name 2032: 0.47638; User input text/name 2033: 0.56844; User input text/name 2034: 0.64833; User input text/name 2035: 0.55548
MVA | Jemena | Jemena Electricity Network | Sub transmission | Augment TTS-NH(NEI)-NEL-WT-TTS 66kV loop | User input text/name 2026: 0; User input text/name 2027: 7.697; User input text/name 2028: 3.1186; User input text/name 2029: 0; User input text/name 2030: 0; User input text/name 2031: 0; User input text/name 2032: 2.4758; User input text/name 2033: 1.2434; User input text/name 2034: 0.77136; User input text/name 2035: 0.89208
MVA | Jemena | Jemena Electricity Network | Sub transmission | Augment BTS-FF 22kV Loop - Sub Transmission Works | User input text/name 2026: 0; User input text/name 2027: 6.207; User input text/name 2028: 3.5927; User input text/name 2029: 0; User input text/name 2030: 0; User input text/name 2031: 0; User input text/name 2032: 2.2432; User input text/name 2033: 1.2971; User input text/name 2034: 0.73427; User input text/name 2035: 0.84918
MVA | Jemena | Jemena Electricity Network | Sub transmission | Establish new Craigieburn (CBN) zone substation - zone substation works | User input text/name 2026: 0; User input text/name 2027: 14.5039; User input text/name 2028: 9.409; User input text/name 2029: 0; User input text/name 2030: 0; User input text/name 2031: 0; User input text/name 2032: 13.6845; User input text/name 2033: 13.2874; User input text/name 2034: 12.3989; User input text/name 2035: 11.8762
MVA | Jemena | Jemena Electricity Network | Sub transmission | Upgrade SBY No.1 and No.3 transformers to 20/33MVA | User input text/name 2026: 0; User input text/name 2027: 4.3707; User input text/name 2028: 6.2896; User input text/name 2029: 0; User input text/name 2030: 0; User input text/name 2031: 0; User input text/name 2032: 2.4402; User input text/name 2033: 1.9403; User input text/name 2034: 0.90852; User input text/name 2035: 1.0507
MVA | Jemena | Jemena Electricity Network | Sub transmission | 3rd Transformer and 66kV Works at FT (triggered by Moonee Valley) | User input text/name 2026: 0; User input text/name 2027: 0; User input text/name 2028: 1.8194; User input text/name 2029: 4.1001; User input text/name 2030: 2.3099; User input text/name 2031: 0; User input text/name 2032: 1.8838; User input text/name 2033: 2.2478; User input text/name 2034: 2.1863; User input text/name 2035: 1.714
MVA | Jemena | Jemena Electricity Network | High Voltage | Coolaroo No.2 bus feeders | User input text/name 2026: 0; User input text/name 2027: 0.76219; User input text/name 2028: 0.85949; User input text/name 2029: 0; User input text/name 2030: 0; User input text/name 2031: 0; User input text/name 2032: 0.32433; User input text/name 2033: 0.23676; User input text/name 2034: 0.11222; User input text/name 2035: 0.13466
MVA | Jemena | Jemena Electricity Network | High Voltage | Augment steel section - SBY24 | User input text/name 2026: 0; User input text/name 2027: 0; User input text/name 2028: 0; User input text/name 2029: 0.50785; User input text/name 2030: 0.57268; User input text/name 2031: 0; User input text/name 2032: 0.21611; User input text/name 2033: 0.25933; User input text/name 2034: 0.31119; User input text/name 2035: 0.27186
MVA | Jemena | Jemena Electricity Network | High Voltage | Install Regulator - SBY23 | User input text/name 2026: 0; User input text/name 2027: 0; User input text/name 2028: 0; User input text/name 2029: 0; User input text/name 2030: 0.1422; User input text/name 2031: 0.18661; User input text/name 2032: 0.065763; User input text/name 2033: 0.078915; User input text/name 2034: 0.094698; User input text/name 2035: 0.11364
MVA | Jemena | Jemena Electricity Network | High Voltage | New feeder KLO-023 | User input text/name 2026: 0.30844; User input text/name 2027: 0.56825; User input text/name 2028: 0; User input text/name 2029: 0; User input text/name 2030: 0; User input text/name 2031: 0; User input text/name 2032: 0.11365; User input text/name 2033: 0.02273; User input text/name 2034: 0.027276; User input text/name 2035: 0.032731
MVA | Jemena | Jemena Electricity Network | High Voltage | Establish new Craigieburn (CBN) zone substation - HV feeder works | User input text/name 2026: 0; User input text/name 2027: 2.6503; User input text/name 2028: 2.9887; User input text/name 2029: 0; User input text/name 2030: 0; User input text/name 2031: 0; User input text/name 2032: 1.1278; User input text/name 2033: 0.82329; User input text/name 2034: 0.39022; User input text/name 2035: 0.46826
MVA | Jemena | Jemena Electricity Network | High Voltage | New feeder SBY-014 | User input text/name 2026: 1.4335; User input text/name 2027: 2.6587; User input text/name 2028: 0; User input text/name 2029: 0; User input text/name 2030: 0; User input text/name 2031: 0; User input text/name 2032: 0.53174; User input text/name 2033: 0.10635; User input text/name 2034: 0.12762; User input text/name 2035: 0.15314
MVA | Jemena | Jemena Electricity Network | High Voltage | New feeder SBY-022 | User input text/name 2026: 0; User input text/name 2027: 0; User input text/name 2028: 0; User input text/name 2029: 0.58946; User input text/name 2030: 1.1789; User input text/name 2031: 0.58946; User input text/name 2032: 0.47157; User input text/name 2033: 0.56588; User input text/name 2034: 0.67906; User input text/name 2035: 0.69698
MVA | Jemena | Jemena Electricity Network | High Voltage | Augment section of NH0-002 | User input text/name 2026: 0; User input text/name 2027: 0; User input text/name 2028: 0; User input text/name 2029: 0; User input text/name 2030: 0; User input text/name 2031: 0.95929; User input text/name 2032: 0.19186; User input text/name 2033: 0.23023; User input text/name 2034: 0.27628; User input text/name 2035: 0.33153
MVA | Jemena | Jemena Electricity Network | High Voltage | New feeder SHM-013 | User input text/name 2026: 1.7439; User input text/name 2027: 1.1589; User input text/name 2028: 0; User input text/name 2029: 0; User input text/name 2030: 0; User input text/name 2031: 0; User input text/name 2032: 0.23178; User input text/name 2033: 0.046356; User input text/name 2034: 0.055627; User input text/name 2035: 0.066752
MVA | Jemena | Jemena Electricity Network | High Voltage | New feeder ES0-031 | User input text/name 2026: 0; User input text/name 2027: 1.575; User input text/name 2028: 1.7761; User input text/name 2029: 0; User input text/name 2030: 0; User input text/name 2031: 0; User input text/name 2032: 0.67021; User input text/name 2033: 0.48925; User input text/name 2034: 0.23189; User input text/name 2035: 0.27827
MVA | Jemena | Jemena Electricity Network | High Voltage | Augment feeder CS0-005 | User input text/name 2026: 0; User input text/name 2027: 0; User input text/name 2028: 0; User input text/name 2029: 0; User input text/name 2030: 0.26208; User input text/name 2031: 0.26208; User input text/name 2032: 0.10483; User input text/name 2033: 0.1258; User input text/name 2034: 0.15096; User input text/name 2035: 0.18115
MVA | Jemena | Jemena Electricity Network | High Voltage | EP Conversion Stage 8 | User input text/name 2026: 0; User input text/name 2027: 0; User input text/name 2028: 0; User input text/name 2029: 0; User input text/name 2030: 11.328; User input text/name 2031: 5.1438; User input text/name 2032: 3.2944; User input text/name 2033: 3.9532; User input text/name 2034: 0; User input text/name 2035: 0
MVA | Jemena | Jemena Electricity Network | High Voltage | EP Conversion Stage 7 | User input text/name 2026: 0; User input text/name 2027: 8.5314; User input text/name 2028: 12.7577; User input text/name 2029: 6.2147; User input text/name 2030: 0; User input text/name 2031: 0; User input text/name 2032: 5.5008; User input text/name 2033: 4.8946; User input text/name 2034: 0; User input text/name 2035: 0
MVA | Jemena | Jemena Electricity Network | High Voltage | Augment feeder BD0-008 | User input text/name 2026: 0; User input text/name 2027: 1.6412; User input text/name 2028: 0; User input text/name 2029: 0; User input text/name 2030: 0; User input text/name 2031: 0; User input text/name 2032: 0.32825; User input text/name 2033: 0.06565; User input text/name 2034: 0.07878; User input text/name 2035: 0.094536
MVA | Jemena | Jemena Electricity Network | High Voltage | New feeder SBY-031 | User input text/name 2026: 0; User input text/name 2027: 2.9422; User input text/name 2028: 3.3178; User input text/name 2029: 0; User input text/name 2030: 0; User input text/name 2031: 0; User input text/name 2032: 1.252; User input text/name 2033: 0.91396; User input text/name 2034: 0.43319; User input text/name 2035: 0.51983
MVA | Jemena | Jemena Electricity Network | High Voltage | Augment feeder FT0-011 | User input text/name 2026: 0; User input text/name 2027: 0; User input text/name 2028: 0; User input text/name 2029: 0.044462; User input text/name 2030: 0.066693; User input text/name 2031: 0; User input text/name 2032: 0.022231; User input text/name 2033: 0.026677; User input text/name 2034: 0.032013; User input text/name 2035: 0.029523
MVA | Jemena | Jemena Electricity Network | High Voltage | New feeder FT0-012 | User input text/name 2026: 0; User input text/name 2027: 0; User input text/name 2028: 0.49652; User input text/name 2029: 0.5599; User input text/name 2030: 0; User input text/name 2031: 0; User input text/name 2032: 0.21128; User input text/name 2033: 0.25354; User input text/name 2034: 0.20495; User input text/name 2035: 0.13395
MVA | Jemena | Jemena Electricity Network | High Voltage | Augment feeder NS-18 | User input text/name 2026: 0; User input text/name 2027: 0; User input text/name 2028: 0; User input text/name 2029: 0; User input text/name 2030: 0; User input text/name 2031: 0.83491; User input text/name 2032: 0.16698; User input text/name 2033: 0.20038; User input text/name 2034: 0.24045; User input text/name 2035: 0.28855
MVA | Jemena | Jemena Electricity Network | High Voltage | Augment feeder NS-17 | User input text/name 2026: 0; User input text/name 2027: 0; User input text/name 2028: 0; User input text/name 2029: 0; User input text/name 2030: 0; User input text/name 2031: 0.11851; User input text/name 2032: 0.023702; User input text/name 2033: 0.028443; User input text/name 2034: 0.034131; User input text/name 2035: 0.040957
MVA | Jemena | Jemena Electricity Network | High Voltage | Augment feeder FF0-096 | User input text/name 2026: 0; User input text/name 2027: 1.0331; User input text/name 2028: 0; User input text/name 2029: 0; User input text/name 2030: 0; User input text/name 2031: 0; User input text/name 2032: 0.20661; User input text/name 2033: 0.041323; User input text/name 2034: 0.049587; User input text/name 2035: 0.059505
MVA | Jemena | Jemena Electricity Network | High Voltage | Augment feeder TT0-011 | User input text/name 2026: 0; User input text/name 2027: 0; User input text/name 2028: 0.69938; User input text/name 2029: 0.78867; User input text/name 2030: 0; User input text/name 2031: 0; User input text/name 2032: 0.29761; User input text/name 2033: 0.35713; User input text/name 2034: 0.28868; User input text/name 2035: 0.18868
MVA | Jemena | Jemena Electricity Network | High Voltage | Coolaroo No.1 bus cable transfers | User input text/name 2026: 0; User input text/name 2027: 1.7712; User input text/name 2028: 1.9973; User input text/name 2029: 0; User input text/name 2030: 0; User input text/name 2031: 0; User input text/name 2032: 0.75371; User input text/name 2033: 0.55021; User input text/name 2034: 0.26078; User input text/name 2035: 0.31294
MWh | Jemena | Jemena Electricity Network | Sub transmission | Install reactors at COO - 2 x 4MVAr | User input text/name 2026: 0; User input text/name 2027: 0; User input text/name 2028: 0; User input text/name 2029: 0; User input text/name 2030: 0; User input text/name 2031: 0; User input text/name 2032: 0; User input text/name 2033: 0; User input text/name 2034: 0; User input text/name 2035: 0
MWh | Jemena | Jemena Electricity Network | Sub transmission | Install reactors at BD - 4 x 4MVAr reactors, two off 2 x 4MVAr capacitor banks | User input text/name 2026: 0; User input text/name 2027: 0; User input text/name 2028: 0; User input text/name 2029: 0.56765; User input text/name 2030: 1.1353; User input text/name 2031: 0.56765; User input text/name 2032: 0.37843; User input text/name 2033: 0.44151; User input text/name 2034: 0.51509; User input text/name 2035: 0.60094
MWh | Jemena | Jemena Electricity Network | Sub transmission | Install reactors at ST - 2 x 4MVAr | User input text/name 2026: 0; User input text/name 2027: 0.77754; User input text/name 2028: 0.77754; User input text/name 2029: 0.77754; User input text/name 2030: 0.77754; User input text/name 2031: 0.77754; User input text/name 2032: 0.64795; User input text/name 2033: 0.75594; User input text/name 2034: 0.75235; User input text/name 2035: 0.74815
MWh | Jemena | Jemena Electricity Network | Sub transmission | Install reactors at SBY - 2 x 4MVAr | User input text/name 2026: 0; User input text/name 2027: 0; User input text/name 2028: 0; User input text/name 2029: 0; User input text/name 2030: 0.6056; User input text/name 2031: 1.2112; User input text/name 2032: 0.3028; User input text/name 2033: 0.35326; User input text/name 2034: 0.41214; User input text/name 2035: 0.48083
MWh | Jemena | Jemena Electricity Network | Sub transmission | Install reactors at SHM - 2 x 4MVAr | User input text/name 2026: 0; User input text/name 2027: 0.50618; User input text/name 2028: 1.0124; User input text/name 2029: 0.50618; User input text/name 2030: 0; User input text/name 2031: 0; User input text/name 2032: 0.33745; User input text/name 2033: 0.3937; User input text/name 2034: 0.37495; User input text/name 2035: 0.26871
MVA | Jemena | Jemena Electricity Network | Sub transmission | Interlocked VAr controllers on 14 existing capacitor banks | User input text/name 2026: 0; User input text/name 2027: 0; User input text/name 2028: 0; User input text/name 2029: 0; User input text/name 2030: 0; User input text/name 2031: 2.024; User input text/name 2032: 2.3165; User input text/name 2033: 2.2493; User input text/name 2034: 2.0989; User input text/name 2035: 2.0104
n/a | Jemena | Jemena Electricity Network | Sub transmission | Brooklyn Terminal Station UFLS - Network | User input text/name 2026: 0; User input text/name 2027: 0; User input text/name 2028: 0.35725; User input text/name 2029: 0.35725; User input text/name 2030: 0; User input text/name 2031: 0; User input text/name 2032: 0.1429; User input text/name 2033: 0.17148; User input text/name 2034: 0.13433; User input text/name 2035: 0.089741
n/a | Jemena | Jemena Electricity Network | Sub transmission | Brunswick Terminal Station UFLS - Network + New Development | User input text/name 2026: 0; User input text/name 2027: 0.28738; User input text/name 2028: 0.28738; User input text/name 2029: 0; User input text/name 2030: 0; User input text/name 2031: 0; User input text/name 2032: 0.11495; User input text/name 2033: 0.080465; User input text/name 2034: 0.039083; User input text/name 2035: 0.0469
n/a | Jemena | Jemena Electricity Network | Sub transmission | Keilor Terminal Station UFLS - Network | User input text/name 2026: 0; User input text/name 2027: 0; User input text/name 2028: 0; User input text/name 2029: 0.70347; User input text/name 2030: 0.70347; User input text/name 2031: 0; User input text/name 2032: 0.28139; User input text/name 2033: 0.33766; User input text/name 2034: 0.4052; User input text/name 2035: 0.34554
n/a | Jemena | Jemena Electricity Network | Sub transmission | South Morang Terminal Station UFLS - Network | User input text/name 2026: 0; User input text/name 2027: 0; User input text/name 2028: 0; User input text/name 2029: 0; User input text/name 2030: 0.095617; User input text/name 2031: 0.095617; User input text/name 2032: 0.038247; User input text/name 2033: 0.045896; User input text/name 2034: 0.055075; User input text/name 2035: 0.06609
n/a | Jemena | Jemena Electricity Network | Sub transmission | Templestowe Terminal Station UFLS - Network | User input text/name 2026: 0; User input text/name 2027: 0; User input text/name 2028: 0; User input text/name 2029: 0; User input text/name 2030: 0; User input text/name 2031: 0.077754; User input text/name 2032: 0.015551; User input text/name 2033: 0.018661; User input text/name 2034: 0.022393; User input text/name 2035: 0.026872
n/a | Jemena | Jemena Electricity Network | Sub transmission | Thomastown Terminal Station UFLS - Network | User input text/name 2026: 0; User input text/name 2027: 0; User input text/name 2028: 0; User input text/name 2029: 0; User input text/name 2030: 0.7828; User input text/name 2031: 0.7828; User input text/name 2032: 0.31312; User input text/name 2033: 0.37574; User input text/name 2034: 0.45089; User input text/name 2035: 0.54107
n/a | Jemena | Jemena Electricity Network | Sub transmission | West Melbourne Terminal Station UFLS - Network | User input text/name 2026: 0; User input text/name 2027: 0; User input text/name 2028: 0; User input text/name 2029: 0.18178; User input text/name 2030: 0.18178; User input text/name 2031: 0; User input text/name 2032: 0.072711; User input text/name 2033: 0.087253; User input text/name 2034: 0.1047; User input text/name 2035: 0.089289
MVA | Jemena | Jemena Electricity Network | Low Voltage Substations | Distribution Substation Augmentation - Load Related | User input text/name 2026: 2.3637; User input text/name 2027: 3.8877; User input text/name 2028: 3.8877; User input text/name 2029: 3.8877; User input text/name 2030: 3.8877; User input text/name 2031: 3.8877; User input text/name 2032: 3.6337; User input text/name 2033: 3.6337; User input text/name 2034: 3.6337; User input text/name 2035: 0
MVA | Jemena | Jemena Electricity Network | Low Voltage Network | Supply Quality/Reliability - LV Overhead Augmentation | User input text/name 2026: 0.98724; User input text/name 2027: 2.0963; User input text/name 2028: 2.0963; User input text/name 2029: 2.0963; User input text/name 2030: 2.0963; User input text/name 2031: 2.0963; User input text/name 2032: 1.9115; User input text/name 2033: 1.9115; User input text/name 2034: 1.9115; User input text/name 2035: 0
MWh | Jemena | Jemena Electricity Network | Low Voltage Network | Future Grid - Hosting Capacity (LV Network) | User input text/name 2026: 0; User input text/name 2027: 0.28332; User input text/name 2028: 0.56664; User input text/name 2029: 0.56664; User input text/name 2030: 0.56664; User input text/name 2031: 0.56664; User input text/name 2032: 0.42498; User input text/name 2033: 0.49581; User input text/name 2034: 0.53122; User input text/name 2035: 0.52532
MVA | Jemena | Jemena Electricity Network | Low Voltage Substations | Distribution substation augmentation - supply quality | User input text/name 2026: 0; User input text/name 2027: 1.742; User input text/name 2028: 1.742; User input text/name 2029: 1.742; User input text/name 2030: 1.742; User input text/name 2031: 1.742; User input text/name 2032: 1.4517; User input text/name 2033: 1.4517; User input text/name 2034: 1.4517; User input text/name 2035: 0
MWh | Jemena | Jemena Electricity Network | Sub transmission | VVC Roll-Out | User input text/name 2026: 1.3154; User input text/name 2027: 1.2542; User input text/name 2028: 0; User input text/name 2029: 0; User input text/name 2030: 0; User input text/name 2031: 0; User input text/name 2032: 0.42826; User input text/name 2033: 0.2804; User input text/name 2034: 0.11811; User input text/name 2035: 0.1378
MVA | Jemena | Jemena Electricity Network | High Voltage | Augment feeder FF0-093 | User input text/name 2026: 0; User input text/name 2027: 0.39104; User input text/name 2028: 0.56272; User input text/name 2029: 0; User input text/name 2030: 0; User input text/name 2031: 0; User input text/name 2032: 0.19075; User input text/name 2033: 0.15069; User input text/name 2034: 0.06829; User input text/name 2035: 0.081947
MVA | Jemena | Jemena Electricity Network | High Voltage | Augment feeder FT0-021 | User input text/name 2026: 0; User input text/name 2027: 0; User input text/name 2028: 0; User input text/name 2029: 0.092795; User input text/name 2030: 0.23952; User input text/name 2031: 0; User input text/name 2032: 0.066463; User input text/name 2033: 0.079755; User input text/name 2034: 0.095706; User input text/name 2035: 0.096288
MVA | Jemena | Jemena Electricity Network | High Voltage | Install regulator - SBY13 | User input text/name 2026: 0.057139; User input text/name 2027: 0.17234; User input text/name 2028: 0; User input text/name 2029: 0; User input text/name 2030: 0; User input text/name 2031: 0; User input text/name 2032: 0.034468; User input text/name 2033: 0.0068936; User input text/name 2034: 0.0082723; User input text/name 2035: 0.0099267
MVA | Jemena | Jemena Electricity Network | High Voltage | New feeder SBY-015 | User input text/name 2026: 0; User input text/name 2027: 1.4804; User input text/name 2028: 2.1303; User input text/name 2029: 0; User input text/name 2030: 0; User input text/name 2031: 0; User input text/name 2032: 0.72213; User input text/name 2033: 0.57048; User input text/name 2034: 0.25852; User input text/name 2035: 0.31023
[5 empty] | 8.2094 | 70.9495 | 62.5425 | 25.2626 | 29.7778 | 21.9239 | 53.1369 | 48.7462 | 35.1694 | 27.8111 | 0 | 0 | 0 | 0 | 0 | 0 | 0 | 0 | 0 | 0 | 0 | 0 | 0 | 0 | 0

## Output sheet
Business | Unit |  |  |  |  | >User Input value | >User Select | >User input text/name
Jemena | MVA | <User selects cost driver
Growth opex as a % of augex | 0.5%
Sub transmission
Forecast Capital Expenditure ($m Total) | 2026 | 2027 | 2028 | 2029 | 2030 | 2031 | 2032 | 2033 | 2034 | 2035 | 2036 | 2037 | 2038 | 2039 | 2040 | 2041 | 2042 | 2043 | 2044 | 2045 | 2046 | 2047 | 2048 | 2049 | 2050
Jemena Wide | 0 | 32.7786 | 24.2293 | 5.0782 | 3.4129 | 2.024 | 25.5203 | 22.8337 | 19.7465 | 18.948 | 0 | 0 | 0 | 0 | 0 | 0 | 0 | 0 | 0 | 0 | 0 | 0 | 0 | 0 | 0
Jemena Electricity Network | 0 | 32.7786 | 24.2293 | 5.0782 | 3.4129 | 2.024 | 25.5203 | 22.8337 | 19.7465 | 18.948 | 0 | 0 | 0 | 0 | 0 | 0 | 0 | 0 | 0 | 0 | 0 | 0 | 0 | 0 | 0
| 0 | 0 | 0 | 0 | 0 | 0 | 0 | 0 | 0 | 0 | 0 | 0 | 0 | 0 | 0 | 0 | 0 | 0 | 0 | 0 | 0 | 0 | 0 | 0 | 0
| 0 | 0 | 0 | 0 | 0 | 0 | 0 | 0 | 0 | 0 | 0 | 0 | 0 | 0 | 0 | 0 | 0 | 0 | 0 | 0 | 0 | 0 | 0 | 0 | 0
| 0 | 0 | 0 | 0 | 0 | 0 | 0 | 0 | 0 | 0 | 0 | 0 | 0 | 0 | 0 | 0 | 0 | 0 | 0 | 0 | 0 | 0 | 0 | 0 | 0
| 0 | 0 | 0 | 0 | 0 | 0 | 0 | 0 | 0 | 0 | 0 | 0 | 0 | 0 | 0 | 0 | 0 | 0 | 0 | 0 | 0 | 0 | 0 | 0 | 0
| 0 | 0 | 0 | 0 | 0 | 0 | 0 | 0 | 0 | 0 | 0 | 0 | 0 | 0 | 0 | 0 | 0 | 0 | 0 | 0 | 0 | 0 | 0 | 0 | 0
| 0 | 0 | 0 | 0 | 0 | 0 | 0 | 0 | 0 | 0 | 0 | 0 | 0 | 0 | 0 | 0 | 0 | 0 | 0 | 0 | 0 | 0 | 0 | 0 | 0
| 0 | 0 | 0 | 0 | 0 | 0 | 0 | 0 | 0 | 0 | 0 | 0 | 0 | 0 | 0 | 0 | 0 | 0 | 0 | 0 | 0 | 0 | 0 | 0 | 0
| 0 | 0 | 0 | 0 | 0 | 0 | 0 | 0 | 0 | 0 | 0 | 0 | 0 | 0 | 0 | 0 | 0 | 0 | 0 | 0 | 0 | 0 | 0 | 0 | 0
TOTAL | 0 | 65.5573 | 48.4586 | 10.1564 | 6.8257 | 4.0479 | 51.0407 | 45.6673 | 39.4931 | 37.8959 | 0 | 0 | 0 | 0 | 0 | 0 | 0 | 0 | 0 | 0 | 0 | 0 | 0 | 0 | 0
Incremental Demand Growth Forecasts - MVA | 2026 | 2027 | 2028 | 2029 | 2030 | 2031 | 2032 | 2033 | 2034 | 2035 | 2036 | 2037 | 2038 | 2039 | 2040 | 2041 | 2042 | 2043 | 2044 | 2045 | 2046 | 2047 | 2048 | 2049 | 2050
Jemena Wide | 266.0965 | 285.2447 | 301.2801 | 313.1943 | 326.4058 | 350.2316 | 357.4655 | 366.3576 | 374.5843 | 374.5843 | 390.5558 | 399.7799 | 409.004 | 418.2281 | 427.4522 | 0 | 0 | 0 | 0 | 0 | 0 | 0 | 0 | 0 | 0
Jemena Electricity Network | 266.0965 | 285.2447 | 301.2801 | 313.1943 | 326.4058 | 350.2316 | 357.4655 | 366.3576 | 374.5843 | 374.5843 | 390.5558 | 399.7799 | 409.004 | 418.2281 | 427.4522 | 0 | 0 | 0 | 0 | 0 | 0 | 0 | 0 | 0 | 0
| 0 | 0 | 0 | 0 | 0 | 0 | 0 | 0 | 0 | 0 | 0 | 0 | 0 | 0 | 0 | 0 | 0 | 0 | 0 | 0 | 0 | 0 | 0 | 0 | 0
| 0 | 0 | 0 | 0 | 0 | 0 | 0 | 0 | 0 | 0 | 0 | 0 | 0 | 0 | 0 | 0 | 0 | 0 | 0 | 0 | 0 | 0 | 0 | 0 | 0
| 0 | 0 | 0 | 0 | 0 | 0 | 0 | 0 | 0 | 0 | 0 | 0 | 0 | 0 | 0 | 0 | 0 | 0 | 0 | 0 | 0 | 0 | 0 | 0 | 0
| 0 | 0 | 0 | 0 | 0 | 0 | 0 | 0 | 0 | 0 | 0 | 0 | 0 | 0 | 0 | 0 | 0 | 0 | 0 | 0 | 0 | 0 | 0 | 0 | 0
| 0 | 0 | 0 | 0 | 0 | 0 | 0 | 0 | 0 | 0 | 0 | 0 | 0 | 0 | 0 | 0 | 0 | 0 | 0 | 0 | 0 | 0 | 0 | 0 | 0
| 0 | 0 | 0 | 0 | 0 | 0 | 0 | 0 | 0 | 0 | 0 | 0 | 0 | 0 | 0 | 0 | 0 | 0 | 0 | 0 | 0 | 0 | 0 | 0 | 0
| 0 | 0 | 0 | 0 | 0 | 0 | 0 | 0 | 0 | 0 | 0 | 0 | 0 | 0 | 0 | 0 | 0 | 0 | 0 | 0 | 0 | 0 | 0 | 0 | 0
| 0 | 0 | 0 | 0 | 0 | 0 | 0 | 0 | 0 | 0 | 0 | 0 | 0 | 0 | 0 | 0 | 0 | 0 | 0 | 0 | 0 | 0 | 0 | 0 | 0
TOTAL | 532.1929 | 570.4894 | 602.5603 | 626.3885 | 652.8116 | 700.4632 | 714.9309 | 732.7151 | 749.1687 | 749.1687 | 781.1116 | 799.5598 | 818.008 | 836.4562 | 854.9043 | 0 | 0 | 0 | 0 | 0 | 0 | 0 | 0 | 0 | 0
Incremental Operating Expenditure ($2020 TOTAL driven by MVA) | 2026 | 2027 | 2028 | 2029 | 2030 | 2031 | 2032 | 2033 | 2034 | 2035 | 2036 | 2037 | 2038 | 2039 | 2040 | 2041 | 2042 | 2043 | 2044 | 2045 | 2046 | 2047 | 2048 | 2049 | 2050
Jemena Wide
Jemena Electricity Network | 0 | 0.16389 | 0.28504 | 0.31043 | 0.32749 | 0.33761 | 0.46522 | 0.57938 | 0.67812 | 0.77286 | 0.77286 | 0.77286 | 0.77286 | 0.77286 | 0.77286 | 0.77286 | 0.77286 | 0.77286 | 0.77286 | 0.77286 | 0.77286 | 0.77286 | 0.77286 | 0.77286 | 0.77286
| 0 | 0 | 0 | 0 | 0 | 0 | 0 | 0 | 0 | 0 | 0 | 0 | 0 | 0 | 0 | 0 | 0 | 0 | 0 | 0 | 0 | 0 | 0 | 0 | 0
| 0 | 0 | 0 | 0 | 0 | 0 | 0 | 0 | 0 | 0 | 0 | 0 | 0 | 0 | 0 | 0 | 0 | 0 | 0 | 0 | 0 | 0 | 0 | 0 | 0
| 0 | 0 | 0 | 0 | 0 | 0 | 0 | 0 | 0 | 0 | 0 | 0 | 0 | 0 | 0 | 0 | 0 | 0 | 0 | 0 | 0 | 0 | 0 | 0 | 0
| 0 | 0 | 0 | 0 | 0 | 0 | 0 | 0 | 0 | 0 | 0 | 0 | 0 | 0 | 0 | 0 | 0 | 0 | 0 | 0 | 0 | 0 | 0 | 0 | 0
| 0 | 0 | 0 | 0 | 0 | 0 | 0 | 0 | 0 | 0 | 0 | 0 | 0 | 0 | 0 | 0 | 0 | 0 | 0 | 0 | 0 | 0 | 0 | 0 | 0
| 0 | 0 | 0 | 0 | 0 | 0 | 0 | 0 | 0 | 0 | 0 | 0 | 0 | 0 | 0 | 0 | 0 | 0 | 0 | 0 | 0 | 0 | 0 | 0 | 0
| 0 | 0 | 0 | 0 | 0 | 0 | 0 | 0 | 0 | 0 | 0 | 0 | 0 | 0 | 0 | 0 | 0 | 0 | 0 | 0 | 0 | 0 | 0 | 0 | 0
| 0 | 0 | 0 | 0 | 0 | 0 | 0 | 0 | 0 | 0 | 0 | 0 | 0 | 0 | 0 | 0 | 0 | 0 | 0 | 0 | 0 | 0 | 0 | 0 | 0
TOTAL | 0 | 0.16389 | 0.28504 | 0.31043 | 0.32749 | 0.33761 | 0.46522 | 0.57938 | 0.67812 | 0.77286 | 0.77286 | 0.77286 | 0.77286 | 0.77286 | 0.77286 | 0.77286 | 0.77286 | 0.77286 | 0.77286 | 0.77286 | 0.77286 | 0.77286 | 0.77286 | 0.77286 | 0.77286
High Voltage
Forecast Capital Expenditure ($m Total) | 2026 | 2027 | 2028 | 2029 | 2030 | 2031 | 2032 | 2033 | 2034 | 2035 | 2036 | 2037 | 2038 | 2039 | 2040 | 2041 | 2042 | 2043 | 2044 | 2045 | 2046 | 2047 | 2048 | 2049 | 2050
Jemena Wide | 3.543 | 27.3362 | 27.5859 | 8.7979 | 13.7902 | 8.0947 | 17.121 | 15.0779 | 4.5104 | 4.8958 | 0 | 0 | 0 | 0 | 0 | 0 | 0 | 0 | 0 | 0 | 0 | 0 | 0 | 0 | 0
Jemena Electricity Network | 3.543 | 27.3362 | 27.5859 | 8.7979 | 13.7902 | 8.0947 | 17.121 | 15.0779 | 4.5104 | 4.8958 | 0 | 0 | 0 | 0 | 0 | 0 | 0 | 0 | 0 | 0 | 0 | 0 | 0 | 0 | 0
| 0 | 0 | 0 | 0 | 0 | 0 | 0 | 0 | 0 | 0 | 0 | 0 | 0 | 0 | 0 | 0 | 0 | 0 | 0 | 0 | 0 | 0 | 0 | 0 | 0
| 0 | 0 | 0 | 0 | 0 | 0 | 0 | 0 | 0 | 0 | 0 | 0 | 0 | 0 | 0 | 0 | 0 | 0 | 0 | 0 | 0 | 0 | 0 | 0 | 0
| 0 | 0 | 0 | 0 | 0 | 0 | 0 | 0 | 0 | 0 | 0 | 0 | 0 | 0 | 0 | 0 | 0 | 0 | 0 | 0 | 0 | 0 | 0 | 0 | 0
| 0 | 0 | 0 | 0 | 0 | 0 | 0 | 0 | 0 | 0 | 0 | 0 | 0 | 0 | 0 | 0 | 0 | 0 | 0 | 0 | 0 | 0 | 0 | 0 | 0
| 0 | 0 | 0 | 0 | 0 | 0 | 0 | 0 | 0 | 0 | 0 | 0 | 0 | 0 | 0 | 0 | 0 | 0 | 0 | 0 | 0 | 0 | 0 | 0 | 0
| 0 | 0 | 0 | 0 | 0 | 0 | 0 | 0 | 0 | 0 | 0 | 0 | 0 | 0 | 0 | 0 | 0 | 0 | 0 | 0 | 0 | 0 | 0 | 0 | 0
| 0 | 0 | 0 | 0 | 0 | 0 | 0 | 0 | 0 | 0 | 0 | 0 | 0 | 0 | 0 | 0 | 0 | 0 | 0 | 0 | 0 | 0 | 0 | 0 | 0
| 0 | 0 | 0 | 0 | 0 | 0 | 0 | 0 | 0 | 0 | 0 | 0 | 0 | 0 | 0 | 0 | 0 | 0 | 0 | 0 | 0 | 0 | 0 | 0 | 0
TOTAL | 7.086 | 54.6724 | 55.1718 | 17.5957 | 27.5803 | 16.1893 | 34.2419 | 30.1558 | 9.0208 | 9.7917 | 0 | 0 | 0 | 0 | 0 | 0 | 0 | 0 | 0 | 0 | 0 | 0 | 0 | 0 | 0
Incremental Demand Growth Forecasts - MVA | 2026 | 2027 | 2028 | 2029 | 2030 | 2031 | 2032 | 2033 | 2034 | 2035 | 2036 | 2037 | 2038 | 2039 | 2040 | 2041 | 2042 | 2043 | 2044 | 2045 | 2046 | 2047 | 2048 | 2049 | 2050
Jemena Wide | 292.8813 | 313.5779 | 329.2011 | 339.9046 | 349.6313 | 358.2874 | 366.5983 | 374.9267 | 382.8114 | 382.8622 | 393.9917 | 401.079 | 408.1663 | 415.2535 | 422.3408 | 0 | 0 | 0 | 0 | 0 | 0 | 0 | 0 | 0 | 0
Jemena Electricity Network | 292.8813 | 313.5779 | 329.2011 | 339.9046 | 349.6313 | 358.2874 | 366.5983 | 374.9267 | 382.8114 | 382.8622 | 393.9917 | 401.079 | 408.1663 | 415.2535 | 422.3408 | 0 | 0 | 0 | 0 | 0 | 0 | 0 | 0 | 0 | 0
| 0 | 0 | 0 | 0 | 0 | 0 | 0 | 0 | 0 | 0 | 0 | 0 | 0 | 0 | 0 | 0 | 0 | 0 | 0 | 0 | 0 | 0 | 0 | 0 | 0
| 0 | 0 | 0 | 0 | 0 | 0 | 0 | 0 | 0 | 0 | 0 | 0 | 0 | 0 | 0 | 0 | 0 | 0 | 0 | 0 | 0 | 0 | 0 | 0 | 0
| 0 | 0 | 0 | 0 | 0 | 0 | 0 | 0 | 0 | 0 | 0 | 0 | 0 | 0 | 0 | 0 | 0 | 0 | 0 | 0 | 0 | 0 | 0 | 0 | 0
| 0 | 0 | 0 | 0 | 0 | 0 | 0 | 0 | 0 | 0 | 0 | 0 | 0 | 0 | 0 | 0 | 0 | 0 | 0 | 0 | 0 | 0 | 0 | 0 | 0
| 0 | 0 | 0 | 0 | 0 | 0 | 0 | 0 | 0 | 0 | 0 | 0 | 0 | 0 | 0 | 0 | 0 | 0 | 0 | 0 | 0 | 0 | 0 | 0 | 0
| 0 | 0 | 0 | 0 | 0 | 0 | 0 | 0 | 0 | 0 | 0 | 0 | 0 | 0 | 0 | 0 | 0 | 0 | 0 | 0 | 0 | 0 | 0 | 0 | 0
| 0 | 0 | 0 | 0 | 0 | 0 | 0 | 0 | 0 | 0 | 0 | 0 | 0 | 0 | 0 | 0 | 0 | 0 | 0 | 0 | 0 | 0 | 0 | 0 | 0
| 0 | 0 | 0 | 0 | 0 | 0 | 0 | 0 | 0 | 0 | 0 | 0 | 0 | 0 | 0 | 0 | 0 | 0 | 0 | 0 | 0 | 0 | 0 | 0 | 0
TOTAL | 585.7626 | 627.1557 | 658.4022 | 679.8091 | 699.2626 | 716.5747 | 733.1967 | 749.8533 | 765.6227 | 765.7244 | 787.9834 | 802.1579 | 816.3325 | 830.5071 | 844.6816 | 0 | 0 | 0 | 0 | 0 | 0 | 0 | 0 | 0 | 0
Incremental Operating Expenditure ($2020 TOTAL driven by MVA) | 2026 | 2027 | 2028 | 2029 | 2030 | 2031 | 2032 | 2033 | 2034 | 2035 | 2036 | 2037 | 2038 | 2039 | 2040 | 2041 | 2042 | 2043 | 2044 | 2045 | 2046 | 2047 | 2048 | 2049 | 2050
Jemena Wide
Jemena Electricity Network | 0.017715 | 0.1544 | 0.29233 | 0.33631 | 0.40527 | 0.44574 | 0.53134 | 0.60673 | 0.62929 | 0.65376 | 0.65376 | 0.65376 | 0.65376 | 0.65376 | 0.65376 | 0.65376 | 0.65376 | 0.65376 | 0.65376 | 0.65376 | 0.65376 | 0.65376 | 0.65376 | 0.65376 | 0.65376
| 0 | 0 | 0 | 0 | 0 | 0 | 0 | 0 | 0 | 0 | 0 | 0 | 0 | 0 | 0 | 0 | 0 | 0 | 0 | 0 | 0 | 0 | 0 | 0 | 0
| 0 | 0 | 0 | 0 | 0 | 0 | 0 | 0 | 0 | 0 | 0 | 0 | 0 | 0 | 0 | 0 | 0 | 0 | 0 | 0 | 0 | 0 | 0 | 0 | 0
| 0 | 0 | 0 | 0 | 0 | 0 | 0 | 0 | 0 | 0 | 0 | 0 | 0 | 0 | 0 | 0 | 0 | 0 | 0 | 0 | 0 | 0 | 0 | 0 | 0
| 0 | 0 | 0 | 0 | 0 | 0 | 0 | 0 | 0 | 0 | 0 | 0 | 0 | 0 | 0 | 0 | 0 | 0 | 0 | 0 | 0 | 0 | 0 | 0 | 0
| 0 | 0 | 0 | 0 | 0 | 0 | 0 | 0 | 0 | 0 | 0 | 0 | 0 | 0 | 0 | 0 | 0 | 0 | 0 | 0 | 0 | 0 | 0 | 0 | 0
| 0 | 0 | 0 | 0 | 0 | 0 | 0 | 0 | 0 | 0 | 0 | 0 | 0 | 0 | 0 | 0 | 0 | 0 | 0 | 0 | 0 | 0 | 0 | 0 | 0
| 0 | 0 | 0 | 0 | 0 | 0 | 0 | 0 | 0 | 0 | 0 | 0 | 0 | 0 | 0 | 0 | 0 | 0 | 0 | 0 | 0 | 0 | 0 | 0 | 0
| 0 | 0 | 0 | 0 | 0 | 0 | 0 | 0 | 0 | 0 | 0 | 0 | 0 | 0 | 0 | 0 | 0 | 0 | 0 | 0 | 0 | 0 | 0 | 0 | 0
TOTAL | 0.017715 | 0.1544 | 0.29233 | 0.33631 | 0.40527 | 0.44574 | 0.53134 | 0.60673 | 0.62929 | 0.65376 | 0.65376 | 0.65376 | 0.65376 | 0.65376 | 0.65376 | 0.65376 | 0.65376 | 0.65376 | 0.65376 | 0.65376 | 0.65376 | 0.65376 | 0.65376 | 0.65376 | 0.65376
Low Voltage Substations
Forecast Capital Expenditure ($m Total) | 2026 | 2027 | 2028 | 2029 | 2030 | 2031 | 2032 | 2033 | 2034 | 2035 | 2036 | 2037 | 2038 | 2039 | 2040 | 2041 | 2042 | 2043 | 2044 | 2045 | 2046 | 2047 | 2048 | 2049 | 2050
Jemena Wide | 2.3637 | 5.6297 | 5.6297 | 5.6297 | 5.6297 | 5.6297 | 5.0854 | 5.0854 | 5.0854 | 0 | 0 | 0 | 0 | 0 | 0 | 0 | 0 | 0 | 0 | 0 | 0 | 0 | 0 | 0 | 0
Jemena Electricity Network | 2.3637 | 5.6297 | 5.6297 | 5.6297 | 5.6297 | 5.6297 | 5.0854 | 5.0854 | 5.0854 | 0 | 0 | 0 | 0 | 0 | 0 | 0 | 0 | 0 | 0 | 0 | 0 | 0 | 0 | 0 | 0
| 0 | 0 | 0 | 0 | 0 | 0 | 0 | 0 | 0 | 0 | 0 | 0 | 0 | 0 | 0 | 0 | 0 | 0 | 0 | 0 | 0 | 0 | 0 | 0 | 0
| 0 | 0 | 0 | 0 | 0 | 0 | 0 | 0 | 0 | 0 | 0 | 0 | 0 | 0 | 0 | 0 | 0 | 0 | 0 | 0 | 0 | 0 | 0 | 0 | 0
| 0 | 0 | 0 | 0 | 0 | 0 | 0 | 0 | 0 | 0 | 0 | 0 | 0 | 0 | 0 | 0 | 0 | 0 | 0 | 0 | 0 | 0 | 0 | 0 | 0
| 0 | 0 | 0 | 0 | 0 | 0 | 0 | 0 | 0 | 0 | 0 | 0 | 0 | 0 | 0 | 0 | 0 | 0 | 0 | 0 | 0 | 0 | 0 | 0 | 0
| 0 | 0 | 0 | 0 | 0 | 0 | 0 | 0 | 0 | 0 | 0 | 0 | 0 | 0 | 0 | 0 | 0 | 0 | 0 | 0 | 0 | 0 | 0 | 0 | 0
| 0 | 0 | 0 | 0 | 0 | 0 | 0 | 0 | 0 | 0 | 0 | 0 | 0 | 0 | 0 | 0 | 0 | 0 | 0 | 0 | 0 | 0 | 0 | 0 | 0
| 0 | 0 | 0 | 0 | 0 | 0 | 0 | 0 | 0 | 0 | 0 | 0 | 0 | 0 | 0 | 0 | 0 | 0 | 0 | 0 | 0 | 0 | 0 | 0 | 0
| 0 | 0 | 0 | 0 | 0 | 0 | 0 | 0 | 0 | 0 | 0 | 0 | 0 | 0 | 0 | 0 | 0 | 0 | 0 | 0 | 0 | 0 | 0 | 0 | 0
TOTAL | 4.7275 | 11.2595 | 11.2595 | 11.2595 | 11.2595 | 11.2595 | 10.1708 | 10.1708 | 10.1708 | 0 | 0 | 0 | 0 | 0 | 0 | 0 | 0 | 0 | 0 | 0 | 0 | 0 | 0 | 0 | 0
Incremental Demand Growth Forecasts - MVA | 2026 | 2027 | 2028 | 2029 | 2030 | 2031 | 2032 | 2033 | 2034 | 2035 | 2036 | 2037 | 2038 | 2039 | 2040 | 2041 | 2042 | 2043 | 2044 | 2045 | 2046 | 2047 | 2048 | 2049 | 2050
Jemena Wide | 3.57 | 7.41 | 11.25 | 15.09 | 18.93 | 22.77 | 22.77 | 22.77 | 22.77 | 22.77 | 24.05 | 24.5986 | 25.1471 | 25.6957 | 26.2443 | 0 | 0 | 0 | 0 | 0 | 0 | 0 | 0 | 0 | 0
Jemena Electricity Network | 3.57 | 7.41 | 11.25 | 15.09 | 18.93 | 22.77 | 22.77 | 22.77 | 22.77 | 22.77 | 24.05 | 24.5986 | 25.1471 | 25.6957 | 26.2443 | 0 | 0 | 0 | 0 | 0 | 0 | 0 | 0 | 0 | 0
| 0 | 0 | 0 | 0 | 0 | 0 | 0 | 0 | 0 | 0 | 0 | 0 | 0 | 0 | 0 | 0 | 0 | 0 | 0 | 0 | 0 | 0 | 0 | 0 | 0
| 0 | 0 | 0 | 0 | 0 | 0 | 0 | 0 | 0 | 0 | 0 | 0 | 0 | 0 | 0 | 0 | 0 | 0 | 0 | 0 | 0 | 0 | 0 | 0 | 0
| 0 | 0 | 0 | 0 | 0 | 0 | 0 | 0 | 0 | 0 | 0 | 0 | 0 | 0 | 0 | 0 | 0 | 0 | 0 | 0 | 0 | 0 | 0 | 0 | 0
| 0 | 0 | 0 | 0 | 0 | 0 | 0 | 0 | 0 | 0 | 0 | 0 | 0 | 0 | 0 | 0 | 0 | 0 | 0 | 0 | 0 | 0 | 0 | 0 | 0
| 0 | 0 | 0 | 0 | 0 | 0 | 0 | 0 | 0 | 0 | 0 | 0 | 0 | 0 | 0 | 0 | 0 | 0 | 0 | 0 | 0 | 0 | 0 | 0 | 0
| 0 | 0 | 0 | 0 | 0 | 0 | 0 | 0 | 0 | 0 | 0 | 0 | 0 | 0 | 0 | 0 | 0 | 0 | 0 | 0 | 0 | 0 | 0 | 0 | 0
| 0 | 0 | 0 | 0 | 0 | 0 | 0 | 0 | 0 | 0 | 0 | 0 | 0 | 0 | 0 | 0 | 0 | 0 | 0 | 0 | 0 | 0 | 0 | 0 | 0
| 0 | 0 | 0 | 0 | 0 | 0 | 0 | 0 | 0 | 0 | 0 | 0 | 0 | 0 | 0 | 0 | 0 | 0 | 0 | 0 | 0 | 0 | 0 | 0 | 0
TOTAL | 7.14 | 14.82 | 22.5 | 30.18 | 37.86 | 45.54 | 45.54 | 45.54 | 45.54 | 45.54 | 48.1 | 49.1971 | 50.2943 | 51.3914 | 52.4886 | 0 | 0 | 0 | 0 | 0 | 0 | 0 | 0 | 0 | 0
Incremental Operating Expenditure ($2020 TOTAL driven by MVA) | 2026 | 2027 | 2028 | 2029 | 2030 | 2031 | 2032 | 2033 | 2034 | 2035 | 2036 | 2037 | 2038 | 2039 | 2040 | 2041 | 2042 | 2043 | 2044 | 2045 | 2046 | 2047 | 2048 | 2049 | 2050
Jemena Wide
Jemena Electricity Network | 0.011819 | 0.039967 | 0.068116 | 0.096265 | 0.12441 | 0.15256 | 0.17799 | 0.20342 | 0.22884 | 0.22884 | 0.22884 | 0.22884 | 0.22884 | 0.22884 | 0.22884 | 0.22884 | 0.22884 | 0.22884 | 0.22884 | 0.22884 | 0.22884 | 0.22884 | 0.22884 | 0.22884 | 0.22884
| 0 | 0 | 0 | 0 | 0 | 0 | 0 | 0 | 0 | 0 | 0 | 0 | 0 | 0 | 0 | 0 | 0 | 0 | 0 | 0 | 0 | 0 | 0 | 0 | 0
| 0 | 0 | 0 | 0 | 0 | 0 | 0 | 0 | 0 | 0 | 0 | 0 | 0 | 0 | 0 | 0 | 0 | 0 | 0 | 0 | 0 | 0 | 0 | 0 | 0
| 0 | 0 | 0 | 0 | 0 | 0 | 0 | 0 | 0 | 0 | 0 | 0 | 0 | 0 | 0 | 0 | 0 | 0 | 0 | 0 | 0 | 0 | 0 | 0 | 0
| 0 | 0 | 0 | 0 | 0 | 0 | 0 | 0 | 0 | 0 | 0 | 0 | 0 | 0 | 0 | 0 | 0 | 0 | 0 | 0 | 0 | 0 | 0 | 0 | 0
| 0 | 0 | 0 | 0 | 0 | 0 | 0 | 0 | 0 | 0 | 0 | 0 | 0 | 0 | 0 | 0 | 0 | 0 | 0 | 0 | 0 | 0 | 0 | 0 | 0
| 0 | 0 | 0 | 0 | 0 | 0 | 0 | 0 | 0 | 0 | 0 | 0 | 0 | 0 | 0 | 0 | 0 | 0 | 0 | 0 | 0 | 0 | 0 | 0 | 0
| 0 | 0 | 0 | 0 | 0 | 0 | 0 | 0 | 0 | 0 | 0 | 0 | 0 | 0 | 0 | 0 | 0 | 0 | 0 | 0 | 0 | 0 | 0 | 0 | 0
| 0 | 0 | 0 | 0 | 0 | 0 | 0 | 0 | 0 | 0 | 0 | 0 | 0 | 0 | 0 | 0 | 0 | 0 | 0 | 0 | 0 | 0 | 0 | 0 | 0
TOTAL | 0.011819 | 0.039967 | 0.068116 | 0.096265 | 0.12441 | 0.15256 | 0.17799 | 0.20342 | 0.22884 | 0.22884 | 0.22884 | 0.22884 | 0.22884 | 0.22884 | 0.22884 | 0.22884 | 0.22884 | 0.22884 | 0.22884 | 0.22884 | 0.22884 | 0.22884 | 0.22884 | 0.22884 | 0.22884
Low Voltage Network
Forecast Capital Expenditure ($m Total) | 2026 | 2027 | 2028 | 2029 | 2030 | 2031 | 2032 | 2033 | 2034 | 2035 | 2036 | 2037 | 2038 | 2039 | 2040 | 2041 | 2042 | 2043 | 2044 | 2045 | 2046 | 2047 | 2048 | 2049 | 2050
Jemena Wide | 0.98724 | 2.0963 | 2.0963 | 2.0963 | 2.0963 | 2.0963 | 1.9115 | 1.9115 | 1.9115 | 0 | 0 | 0 | 0 | 0 | 0 | 0 | 0 | 0 | 0 | 0 | 0 | 0 | 0 | 0 | 0
Jemena Electricity Network | 0.98724 | 2.0963 | 2.0963 | 2.0963 | 2.0963 | 2.0963 | 1.9115 | 1.9115 | 1.9115 | 0 | 0 | 0 | 0 | 0 | 0 | 0 | 0 | 0 | 0 | 0 | 0 | 0 | 0 | 0 | 0
| 0 | 0 | 0 | 0 | 0 | 0 | 0 | 0 | 0 | 0 | 0 | 0 | 0 | 0 | 0 | 0 | 0 | 0 | 0 | 0 | 0 | 0 | 0 | 0 | 0
| 0 | 0 | 0 | 0 | 0 | 0 | 0 | 0 | 0 | 0 | 0 | 0 | 0 | 0 | 0 | 0 | 0 | 0 | 0 | 0 | 0 | 0 | 0 | 0 | 0
| 0 | 0 | 0 | 0 | 0 | 0 | 0 | 0 | 0 | 0 | 0 | 0 | 0 | 0 | 0 | 0 | 0 | 0 | 0 | 0 | 0 | 0 | 0 | 0 | 0
| 0 | 0 | 0 | 0 | 0 | 0 | 0 | 0 | 0 | 0 | 0 | 0 | 0 | 0 | 0 | 0 | 0 | 0 | 0 | 0 | 0 | 0 | 0 | 0 | 0
| 0 | 0 | 0 | 0 | 0 | 0 | 0 | 0 | 0 | 0 | 0 | 0 | 0 | 0 | 0 | 0 | 0 | 0 | 0 | 0 | 0 | 0 | 0 | 0 | 0
| 0 | 0 | 0 | 0 | 0 | 0 | 0 | 0 | 0 | 0 | 0 | 0 | 0 | 0 | 0 | 0 | 0 | 0 | 0 | 0 | 0 | 0 | 0 | 0 | 0
| 0 | 0 | 0 | 0 | 0 | 0 | 0 | 0 | 0 | 0 | 0 | 0 | 0 | 0 | 0 | 0 | 0 | 0 | 0 | 0 | 0 | 0 | 0 | 0 | 0
| 0 | 0 | 0 | 0 | 0 | 0 | 0 | 0 | 0 | 0 | 0 | 0 | 0 | 0 | 0 | 0 | 0 | 0 | 0 | 0 | 0 | 0 | 0 | 0 | 0
TOTAL | 1.9745 | 4.1927 | 4.1927 | 4.1927 | 4.1927 | 4.1927 | 3.823 | 3.823 | 3.823 | 0 | 0 | 0 | 0 | 0 | 0 | 0 | 0 | 0 | 0 | 0 | 0 | 0 | 0 | 0 | 0
Incremental Demand Growth Forecasts - MVA | 2026 | 2027 | 2028 | 2029 | 2030 | 2031 | 2032 | 2033 | 2034 | 2035 | 2036 | 2037 | 2038 | 2039 | 2040 | 2041 | 2042 | 2043 | 2044 | 2045 | 2046 | 2047 | 2048 | 2049 | 2050
Jemena Wide | 1.3331 | 2.6662 | 3.9992 | 5.3323 | 6.6654 | 7.9985 | 7.9985 | 7.9985 | 7.9985 | 7.9985 | 8.4428 | 8.6333 | 8.8237 | 9.0142 | 9.2046 | 0 | 0 | 0 | 0 | 0 | 0 | 0 | 0 | 0 | 0
Jemena Electricity Network | 1.3331 | 2.6662 | 3.9992 | 5.3323 | 6.6654 | 7.9985 | 7.9985 | 7.9985 | 7.9985 | 7.9985 | 8.4428 | 8.6333 | 8.8237 | 9.0142 | 9.2046 | 0 | 0 | 0 | 0 | 0 | 0 | 0 | 0 | 0 | 0
| 0 | 0 | 0 | 0 | 0 | 0 | 0 | 0 | 0 | 0 | 0 | 0 | 0 | 0 | 0 | 0 | 0 | 0 | 0 | 0 | 0 | 0 | 0 | 0 | 0
| 0 | 0 | 0 | 0 | 0 | 0 | 0 | 0 | 0 | 0 | 0 | 0 | 0 | 0 | 0 | 0 | 0 | 0 | 0 | 0 | 0 | 0 | 0 | 0 | 0
| 0 | 0 | 0 | 0 | 0 | 0 | 0 | 0 | 0 | 0 | 0 | 0 | 0 | 0 | 0 | 0 | 0 | 0 | 0 | 0 | 0 | 0 | 0 | 0 | 0
| 0 | 0 | 0 | 0 | 0 | 0 | 0 | 0 | 0 | 0 | 0 | 0 | 0 | 0 | 0 | 0 | 0 | 0 | 0 | 0 | 0 | 0 | 0 | 0 | 0
| 0 | 0 | 0 | 0 | 0 | 0 | 0 | 0 | 0 | 0 | 0 | 0 | 0 | 0 | 0 | 0 | 0 | 0 | 0 | 0 | 0 | 0 | 0 | 0 | 0
| 0 | 0 | 0 | 0 | 0 | 0 | 0 | 0 | 0 | 0 | 0 | 0 | 0 | 0 | 0 | 0 | 0 | 0 | 0 | 0 | 0 | 0 | 0 | 0 | 0
| 0 | 0 | 0 | 0 | 0 | 0 | 0 | 0 | 0 | 0 | 0 | 0 | 0 | 0 | 0 | 0 | 0 | 0 | 0 | 0 | 0 | 0 | 0 | 0 | 0
| 0 | 0 | 0 | 0 | 0 | 0 | 0 | 0 | 0 | 0 | 0 | 0 | 0 | 0 | 0 | 0 | 0 | 0 | 0 | 0 | 0 | 0 | 0 | 0 | 0
TOTAL | 2.6662 | 5.3323 | 7.9985 | 10.6646 | 13.3308 | 15.997 | 15.997 | 15.997 | 15.997 | 15.997 | 16.8857 | 17.2666 | 17.6474 | 18.0283 | 18.4092 | 0 | 0 | 0 | 0 | 0 | 0 | 0 | 0 | 0 | 0
Incremental Operating Expenditure ($2020 TOTAL driven by MVA) | 2026 | 2027 | 2028 | 2029 | 2030 | 2031 | 2032 | 2033 | 2034 | 2035 | 2036 | 2037 | 2038 | 2039 | 2040 | 2041 | 2042 | 2043 | 2044 | 2045 | 2046 | 2047 | 2048 | 2049 | 2050
Jemena Wide
Jemena Electricity Network | 0.0049362 | 0.015418 | 0.0259 | 0.036381 | 0.046863 | 0.057345 | 0.066902 | 0.07646 | 0.086017 | 0.086017 | 0.086017 | 0.086017 | 0.086017 | 0.086017 | 0.086017 | 0.086017 | 0.086017 | 0.086017 | 0.086017 | 0.086017 | 0.086017 | 0.086017 | 0.086017 | 0.086017 | 0.086017
| 0 | 0 | 0 | 0 | 0 | 0 | 0 | 0 | 0 | 0 | 0 | 0 | 0 | 0 | 0 | 0 | 0 | 0 | 0 | 0 | 0 | 0 | 0 | 0 | 0
| 0 | 0 | 0 | 0 | 0 | 0 | 0 | 0 | 0 | 0 | 0 | 0 | 0 | 0 | 0 | 0 | 0 | 0 | 0 | 0 | 0 | 0 | 0 | 0 | 0
| 0 | 0 | 0 | 0 | 0 | 0 | 0 | 0 | 0 | 0 | 0 | 0 | 0 | 0 | 0 | 0 | 0 | 0 | 0 | 0 | 0 | 0 | 0 | 0 | 0
| 0 | 0 | 0 | 0 | 0 | 0 | 0 | 0 | 0 | 0 | 0 | 0 | 0 | 0 | 0 | 0 | 0 | 0 | 0 | 0 | 0 | 0 | 0 | 0 | 0
| 0 | 0 | 0 | 0 | 0 | 0 | 0 | 0 | 0 | 0 | 0 | 0 | 0 | 0 | 0 | 0 | 0 | 0 | 0 | 0 | 0 | 0 | 0 | 0 | 0
| 0 | 0 | 0 | 0 | 0 | 0 | 0 | 0 | 0 | 0 | 0 | 0 | 0 | 0 | 0 | 0 | 0 | 0 | 0 | 0 | 0 | 0 | 0 | 0 | 0
| 0 | 0 | 0 | 0 | 0 | 0 | 0 | 0 | 0 | 0 | 0 | 0 | 0 | 0 | 0 | 0 | 0 | 0 | 0 | 0 | 0 | 0 | 0 | 0 | 0
| 0 | 0 | 0 | 0 | 0 | 0 | 0 | 0 | 0 | 0 | 0 | 0 | 0 | 0 | 0 | 0 | 0 | 0 | 0 | 0 | 0 | 0 | 0 | 0 | 0
TOTAL | 0.0049362 | 0.015418 | 0.0259 | 0.036381 | 0.046863 | 0.057345 | 0.066902 | 0.07646 | 0.086017 | 0.086017 | 0.086017 | 0.086017 | 0.086017 | 0.086017 | 0.086017 | 0.086017 | 0.086017 | 0.086017 | 0.086017 | 0.086017 | 0.086017 | 0.086017 | 0.086017 | 0.086017 | 0.086017
Note on B34: Rohan Harris: This should be (A) all cumulative costs driven by the change in the underlying cost driver from the above table (e.g., kVA), including (b) any Demand Side Management costs that will be incurred over the evaulation period to balance supply and demand (if kVA is the cost driver being modelled).

## Lists
Input Sheet Cell C28 | Voltage levels to select from | Regions to potentially select from | Business | Charging basis | Tariff Class
Yes | Sub transmission | Jemena Electricity Network | Jemena | kVA | Residential
No | High Voltage |  |  | kWh | Low Voltage non-residential
| Low Voltage Substations |  |  |  | High Voltage
| Low Voltage Network |  |  |  | Spare
| Exports |  |  |  | Spare
Spare

## 7.7 TSS-LRMC
REGULATORY REPORTING STATEMENT
Jemena Electricity
REGULATORY PERIOD FROM 2026-27 TO 2030-31
7.7 - TARIFF STRUCTURE STATEMENT - INPUTS TO LRMC CALCULATION
TEMPLATE DATE - SEPTEMBER 2024 - FINAL RIN
Is Jemena Electricity using the 'Average Incremental Cost' approach?
YES
7.7.1 - INPUTS TO LRMC CALCULATION - STANDARD CONTROL SERVICES - CAPEX
7.7.1.1 - SERIES A
FORECAST ($, real June 2026
| 2024-25 | 2025-26 | 2026-27 | 2027-28 | 2028-29 | 2029-30 | 2030-31 | 2031-32 | 2032-33 | 2033-34 | 2034-35 | 2035-36 | 2036-37 | 2037-38 | 2038-39 | 2039-40 | 2040-41 | 2041-42 | 2042-43 | 2043-44
Replacement expenditure
Connections
Augmentation Expenditure |  | 6893964.3771 | 67840909.8314 | 59541278.3682 | 21602132.5311 | 24929094.5948 | 17844710.8951 | 49638200.6305 | 44908455.2099 | 31253819.5361 | 23843799.0992 | 0 | 0 | 0 | 0 | 0 | 0 | 0 | 0 | 0
Non-network
Export services
Capitalised network overheads
Capitalised corporate overheads
Total capex | 0 | 6893964.3771 | 67840909.8314 | 59541278.3682 | 21602132.5311 | 24929094.5948 | 17844710.8951 | 49638200.6305 | 44908455.2099 | 31253819.5361 | 23843799.0992 | 0 | 0 | 0 | 0 | 0 | 0 | 0 | 0 | 0
7.7.1.2 - SERIES B
FORECAST ($, real June 2026
| 2024-25 | 2025-26 | 2026-27 | 2027-28 | 2028-29 | 2029-30 | 2030-31 | 2031-32 | 2032-33 | 2033-34 | 2034-35 | 2035-36 | 2036-37 | 2037-38 | 2038-39 | 2039-40 | 2040-41 | 2041-42 | 2042-43 | 2043-44
Replacement expenditure
Connections
Augmentation Expenditure
Non-network
Export services |  | 1315415.3146 | 2821201.6181 | 2356546.9489 | 2418017.0066 | 3085085.1304 | 3123029.2473 | 2519882.5443 | 2720627.0826 | 2703864.66 | 2761750.9452 | 0 | 0 | 0 | 0 | 0 | 0 | 0 | 0 | 0
Capitalised network overheads
Capitalised corporate overheads
Total capex | 0 | 1315415.3146 | 2821201.6181 | 2356546.9489 | 2418017.0066 | 3085085.1304 | 3123029.2473 | 2519882.5443 | 2720627.0826 | 2703864.66 | 2761750.9452 | 0 | 0 | 0 | 0 | 0 | 0 | 0 | 0 | 0
7.7.1.3 - SERIES C
FORECAST ($, real June 2026
| 2024-25 | 2025-26 | 2026-27 | 2027-28 | 2028-29 | 2029-30 | 2030-31 | 2031-32 | 2032-33 | 2033-34 | 2034-35 | 2035-36 | 2036-37 | 2037-38 | 2038-39 | 2039-40 | 2040-41 | 2041-42 | 2042-43 | 2043-44
Replacement expenditure
Connections
Augmentation Expenditure
Non-network
Capitalised network overheads
Capitalised corporate overheads
Total capex | 0 | 0 | 0 | 0 | 0 | 0 | 0 | 0 | 0 | 0 | 0 | 0 | 0 | 0 | 0 | 0 | 0 | 0 | 0 | 0
7.7.2 - INPUTS TO LRMC CALCULATION - STANDARD CONTROL SERVICES - OPEX
7.7.2.1 - SERIES A
FORECAST ($, real June 2026
| 2024-25 | 2025-26 | 2026-27 | 2027-28 | 2028-29 | 2029-30 | 2030-31 | 2031-32 | 2032-33 | 2033-34 | 2034-35 | 2035-36 | 2036-37 | 2037-38 | 2038-39 | 2039-40 | 2040-41 | 2041-42 | 2042-43 | 2043-44
Based on 0.5% of capex |  | 34469.8219 | 373674.371 | 671380.7629 | 779391.4255 | 904036.8985 | 993260.453 | 1241451.4561 | 1465993.7322 | 1622262.8299 | 1741481.8254 | 1741481.8254 | 1741481.8254 | 1741481.8254 | 1741481.8254 | 1741481.8254 | 1741481.8254 | 1741481.8254 | 1741481.8254 | 1741481.8254
Total opex | 0 | 34469.8219 | 373674.371 | 671380.7629 | 779391.4255 | 904036.8985 | 993260.453 | 1241451.4561 | 1465993.7322 | 1622262.8299 | 1741481.8254 | 1741481.8254 | 1741481.8254 | 1741481.8254 | 1741481.8254 | 1741481.8254 | 1741481.8254 | 1741481.8254 | 1741481.8254 | 1741481.8254
7.7.2.2- SERIES B
FORECAST ($, real June 2026
| 2024-25 | 2025-26 | 2026-27 | 2027-28 | 2028-29 | 2029-30 | 2030-31 | 2031-32 | 2032-33 | 2033-34 | 2034-35 | 2035-36 | 2036-37 | 2037-38 | 2038-39 | 2039-40 | 2040-41 | 2041-42 | 2042-43 | 2043-44
Based on 0.5% of capex |  | 6577.0766 | 20683.0847 | 32465.8194 | 44555.9044 | 59981.3301 | 75596.4763 | 88195.8891 | 101799.0245 | 115318.3478 | 129127.1025 | 129127.1025 | 129127.1025 | 129127.1025 | 129127.1025 | 129127.1025 | 129127.1025 | 129127.1025 | 129127.1025 | 129127.1025
Total opex | 0 | 6577.0766 | 20683.0847 | 32465.8194 | 44555.9044 | 59981.3301 | 75596.4763 | 88195.8891 | 101799.0245 | 115318.3478 | 129127.1025 | 129127.1025 | 129127.1025 | 129127.1025 | 129127.1025 | 129127.1025 | 129127.1025 | 129127.1025 | 129127.1025 | 129127.1025
7.7.2.3 - SERIES C
FORECAST ($, real June 2026
| 2024-25 | 2025-26 | 2026-27 | 2027-28 | 2028-29 | 2029-30 | 2030-31 | 2031-32 | 2032-33 | 2033-34 | 2034-35 | 2035-36 | 2036-37 | 2037-38 | 2038-39 | 2039-40 | 2040-41 | 2041-42 | 2042-43 | 2043-44
Total opex | 0 | 0 | 0 | 0 | 0 | 0 | 0 | 0 | 0 | 0 | 0 | 0 | 0 | 0 | 0 | 0 | 0 | 0 | 0 | 0
7.7.3 - INPUTS TO LRMC CALCULATION - DEMAND
7.7.3.1 - SERIES A
FORECAST (MWh)
| 2024-25 | 2025-26 | 2026-27 | 2027-28 | 2028-29 | 2029-30 | 2030-31 | 2031-32 | 2032-33 | 2033-34 | 2034-35 | 2035-36 | 2036-37 | 2037-38 | 2038-39 | 2039-40 | 2040-41 | 2041-42 | 2042-43 | 2043-44
RAW MW |  | 62.2496 | 108.5698 | 143.2974 | 149.8752 | 155.0559 | 167.155 | 191.3143 | 212.6102 | 220.4778 | 220.4778 | 220.4778 | 220.4778 | 220.4778 | 220.4778 | 220.4778 | 220.4778 | 220.4778 | 220.4778 | 220.4778
Total demand | 0 | -62.2496 | -108.5698 | -143.2974 | -149.8752 | -155.0559 | -167.155 | -191.3143 | -212.6102 | -220.4778 | -220.4778 | -220.4778 | -220.4778 | -220.4778 | -220.4778 | -220.4778 | -220.4778 | -220.4778 | -220.4778 | -220.4778
7.7.3.2 - SERIES B
FORECAST (MWh)
| 2024-25 | 2025-26 | 2026-27 | 2027-28 | 2028-29 | 2029-30 | 2030-31 | 2031-32 | 2032-33 | 2033-34 | 2034-35 | 2035-36 | 2036-37 | 2037-38 | 2038-39 | 2039-40 | 2040-41 | 2041-42 | 2042-43 | 2043-44
Export MWh |  | 11978.9448 | 13313.7179 | 17269.8428 | 23123.19 | 33549.6522 | 46880.2412 | 62273.7658 | 72018.3841 | 86380.441 | 99460.413 | 112540.3851 | 125620.3571 | 138700.3291 | 151780.3012 | 164860.2732 | 0 | 0 | 0 | 0
Total demand | 0 | -11978.9448 | -13313.7179 | -17269.8428 | -23123.19 | -33549.6522 | -46880.2412 | -62273.7658 | -72018.3841 | -86380.441 | -99460.413 | -112540.3851 | -125620.3571 | -138700.3291 | -151780.3012 | -164860.2732 | 0 | 0 | 0 | 0
7.7.3.3 - SERIES C
FORECAST (MWh)
| 2024-25 | 2025-26 | 2026-27 | 2027-28 | 2028-29 | 2029-30 | 2030-31 | 2031-32 | 2032-33 | 2033-34 | 2034-35 | 2035-36 | 2036-37 | 2037-38 | 2038-39 | 2039-40 | 2040-41 | 2041-42 | 2042-43 | 2043-44
Total demand | 0 | 0 | 0 | 0 | 0 | 0 | 0 | 0 | 0 | 0 | 0 | 0 | 0 | 0 | 0 | 0 | 0 | 0 | 0 | 0
Contents
Instructions
CONFIDENTIAL
NON-CONFIDENTIAL
NON-AMENDED
AMENDED
FOR AMENDED SUBMISSIONS ONLY
Protected (SOCI)
NON-Protected