## Cover
Powercor
Revised regulatory proposal 2026-31
Worst served customers CLC-BAS
| Model number: | 3.3.03
2025-12-01
15
2025-05-14

## Summary
Powercor
CLC006-BAS022 Tie upgrade
SUMMARY
RESULTS
|  |  |  | PV of costs | PV of benefits | NPV
| Option |  |  | 2026-06-30 | 2026-06-30 | 2026-06-30
| Option 1 (base case) | No change to existing practices |  | 0 | 0 | 0
| Option 2 | CLC006-BAS022 Tie |  | -2.7904 | 5.751 | 2.9606
| Option 3 | 0
| Option 4 | 0
| Option 5 | 0
NPV
| Preferred option: |  |  | 2026-06-30
| Option 2 | CLC006-BAS022 Tie |  | 2.9606
PREFERRED OPTION
Preferred Option
Option 2
| Expenditure forecast | 2026-06-30 | 2026-27 | 2027-28 | 2028-29 | 2029-30 | 2030-31 |  | Total
| Capital expenditure |  | 0 | 0.94069 | 3.6825 | 0.76971 | 0 |  | 5.3929
| Operating expenditure |  | 0 | 0 | 0 | 0 | 0 |  | 0
SENSITIVITIES
| Sensitivity | 2026-06-30 | Option 1 (base case) | Option 2 | Option 3 | Option 4 | Option 5 |  | Preferred option
| None |  | 0 | 2.9606 |  |  |  |  | Option 2
| Capex 10% higher |  | 0 | 2.6816 |  |  |  |  | Option 2
| Capex 10% lower |  | 0 | 3.2397 |  |  |  |  | Option 2
| Total benefits 10% higher |  | 0 | 3.5357 |  |  |  |  | Option 2
| Total benefits 10% lower |  | 0 | 2.3855 |  |  |  |  | Option 2
| Capex 10% higher & Total benefits 10% lower |  | 0 | 2.1065 |  |  |  |  | Option 2
0
| 0 | [6 empty] | 0
0
0

## Assumptions
Powercor
CLC006-BAS022 Tie upgrade
Project
|  | Business: |  | Powercor
|  | Descripton: |  | CLC006-BAS022 Tie upgrade
|  | Date of cost inputs: |  | December |  | 2023
|  | Option |  | Description
|  | Option 1 (base case) |  | No change to existing practices
|  | Option 2 |  | CLC006-BAS022 Tie
Option 3
Option 4
Option 5
|  | Compliance project |  | No
|  | Expenditure starts |  | 2026-27 | [start]
Timing & WACC
|  | Input dollars |  |  |  | 2023-12-31 | [input_dollars]
|  | Pre-tax real WACC |  |  |  | 3.5% | [real_disc]
|  | VCR date |  |  |  | 2024-12-31 | [vcr_date]
|  | Analysis period (years) |  |  |  | 20 | [years]\
|  | Output dollars |  |  |  | 2026-06-30 | [output_dollars]
|  | Other benefits date |  |  |  | 2023-12-31 | [custval_date]
|  | Value of CO2 reductions input date |  |  |  | 2023-06-30
VCR
|  | Enter ZSS code >> | eg. AR | CLC |  | Colac
|  | CLC weighted average |  | VCR |  | 33024.2128 | 2024 VCR ($/MWh)
|  |  |  | VNR |  | 14603.0233 | ($/MWh)
|  | Colac |  |  |  | VCR | 6-12h VCR | Proportion
|  | Domestic |  |  |  | 34390 | 24489 | 32.59%
|  | Commercial |  |  |  | 33490 | 10120.3463 | 55.82%
|  | Industrial |  |  |  | 22250 | 8296.0059 | 7.112%
|  | Agricultural |  |  |  | 34390 | 8532.601 | 4.471%
Risks
SAFETY
|  | Value of statistical life |  |  |  | 5400000 | 2023-06-30
|  | Value of injury |  |  |  | 0 | 2023-12-31
Disproportionate factors applied to various bushfire and other risk valuations
|  | Harm to property from network |  |  |  | 1
|  | Harm to property from bushfire |  |  |  | 1
|  | Harm to environment |  |  |  | 1
|  | Safety - Public trespass |  |  |  | 1
|  | Safety - Single fatality or serious injury ^ |  |  |  | 3
|  | Safety from bushfire in HBRA |  |  |  | 3
|  | Safety - Multiple fatality or serious injury ^ |  |  |  | 6
|  | Safety from bushfire (REFCL declared areas) |  |  |  | 6
|  | Safety from bushfire (electric line construction areas) |  |  |  | 10
^ Public or employee
|  | Incident type |  |  |  | Value | Probability | DF selected | Description/comment
|  | Safety (fatality) |  |  |  | 5607473.5197 | 0 | 0 | 0
|  | Safety (injury) |  |  |  | 0 | 0 | 0 | 0
UNPLANNED REPLACEMENT/REPAIR
|  | Major failure (replace) |  |  |  | 0 | 2023-12-31
|  | Minor failure (repair) |  |  |  | 0 | 2023-12-31
|  | Premium for failure |  |  |  | 20%
Other benefits
| ENVIRONMENTAL | [8 empty] | 2026-27 | 2027-28 | 2028-29 | 2029-30 | 2030-31 | 2031-32
|  | Value of CO2 reductions |  |  |  |  | 2023-06-30 | $/kWh |  | 0.02473 | 0.022341 | 0.020196 | 0.018063 | 0.015913 | 0.013715
| CUSTOMER VALUE |  |  |  |  | Value
|  | Reliability in worst-served areas |  |  |  | 151433 | 2023-12-31 | per MWh
|  | Enabling solar exports |  |  |  | 10 | 2023-12-31 | per MWh
|  | Customer value per kWh of storage capacity in local community: |  |  |  | 51130 | 2023-12-31 | per customer
|  | Customer value of time - residential |  |  |  | 0.73 | 2023-12-31 | per customer minute
|  | Customer value of time - business |  |  |  | 4.45 | 2023-12-31 | per customer minute
|  | Communication |  |  |  | 0.28 | 2023-12-31 | per customer
|  | Information accessibility |  |  |  | 0.17 | 2023-12-31 | per customer
Sensitivities
[6 empty] | Capex | Total benefits
| 1 | Capex 10% higher |  |  |  | 10% | 0%
| 2 | Capex 10% lower |  |  |  | -10% | 0%
| 3 | Total benefits 10% higher |  |  |  | 0% | 10%
| 4 | Total benefits 10% lower |  |  |  | 0% | -10%
| 5 | Capex 10% higher & Total benefits 10% lower |  |  |  | 10% | -10%

## Option1 (base case)
Powercor
CLC006-BAS022 Tie upgrade
OPTION 1 (base case)
Count |  |  |  |  | 0 | 1 | 2 | 3 | 4 | 5 | 6 | 7 | 8 | 9 | 10 | 11 | 12 | 13 | 14 | 15 | 16 | 17 | 18 | 19 | 20 | 21 | 22 | 23 | 24 | 25
Value of CO2 reductions |  |  |  | $/MWh |  | 24.7305 | 22.3407 | 20.1963 | 18.0629 | 15.9134 | 13.7151 | 13.7151 | 13.7151 | 13.7151 | 13.7151 | 13.7151 | 13.7151 | 13.7151 | 13.7151 | 13.7151 | 13.7151 | 13.7151 | 13.7151 | 13.7151 | 13.7151 | 13.7151 | 13.7151 | 13.7151 | 13.7151 | 13.7151
|  |  |  | Units | 2026-06-30 | 2026-27 | 2027-28 | 2028-29 | 2029-30 | 2030-31 | 2031-32 | 2032-33 | 2033-34 | 2034-35 | 2035-36 | 2036-37 | 2037-38 | 2038-39 | 2039-40 | 2040-41 | 2041-42 | 2042-43 | 2043-44 | 2044-45 | 2045-46 | 2046-47 | 2047-48 | 2048-49 | 2049-50 | 2050-51
INVESTMENT & OPERATING COST
| Capex |  | Asset life (yrs)
| < Enter description > |  | 0 | 2023-12-31 |  | 0 | 0 | 0 | 0 | 0 | 0 | 0 | 0 | 0 | 0 | 0 | 0 | 0 | 0 | 0 | 0 | 0 | 0 | 0 | 0 | 0 | 0 | 0 | 0 | 0
| < Enter description > |  | 0 | 2023-12-31 |  | 0 | 0 | 0 | 0 | 0 | 0 | 0 | 0 | 0 | 0 | 0 | 0 | 0 | 0 | 0 | 0 | 0 | 0 | 0 | 0 | 0 | 0 | 0 | 0 | 0
| < Enter description > |  | 0 | 2023-12-31 |  | 0 | 0 | 0 | 0 | 0 | 0 | 0 | 0 | 0 | 0 | 0 | 0 | 0 | 0 | 0 | 0 | 0 | 0 | 0 | 0 | 0 | 0 | 0 | 0 | 0
| Capital expenditure |  |  | 2023-12-31 |  | 0 | 0 | 0 | 0 | 0 | 0 | 0 | 0 | 0 | 0 | 0 | 0 | 0 | 0 | 0 | 0 | 0 | 0 | 0 | 0 | 0 | 0 | 0 | 0 | 0
| Operating expenditure |  |  | 2023-12-31 |  | 0 | 0 | 0 | 0 | 0 | 0 | 0 | 0 | 0 | 0 | 0 | 0 | 0 | 0 | 0 | 0 | 0 | 0 | 0 | 0 | 0 | 0 | 0 | 0 | 0
RISK ASSUMPTIONS
| PoF (major) |  |  |  |  | 0 | 0 | 0 | 0 | 0 | 0 | 0 | 0 | 0 | 0 | 0 | 0 | 0 | 0 | 0 | 0 | 0 | 0 | 0 | 0 | 0 | 0 | 0 | 0 | 0
| PoF (reparable) |  |  |  |  | 0 | 0 | 0 | 0 | 0 | 0 | 0 | 0 | 0 | 0 | 0 | 0 | 0 | 0 | 0 | 0 | 0 | 0 | 0 | 0 | 0 | 0 | 0 | 0 | 0
| Energy at risk (weighted) |  |  | MWh |  | 18.9216 | 18.9216 | 18.9216 | 18.9216 | 18.9216 | 18.9216 | 18.9216 | 18.9216 | 18.9216 | 18.9216 | 18.9216 | 18.9216 | 18.9216 | 18.9216 | 18.9216 | 18.9216 | 18.9216 | 18.9216 | 18.9216 | 18.9216 | 18.9216 | 18.9216 | 18.9216 | 18.9216 | 18.9216
| Energy at risk value | $/MWh | 31176.9633 | 2023-12-31 |  | 589918.1399 | 589918.1399 | 589918.1399 | 589918.1399 | 589918.1399 | 589918.1399 | 589918.1399 | 589918.1399 | 589918.1399 | 589918.1399 | 589918.1399 | 589918.1399 | 589918.1399 | 589918.1399 | 589918.1399 | 589918.1399 | 589918.1399 | 589918.1399 | 589918.1399 | 589918.1399 | 589918.1399 | 589918.1399 | 589918.1399 | 589918.1399 | 589918.1399
| Safety consequence | (after DF) |  | 2023-12-31 |  | 0 | 0 | 0 | 0 | 0 | 0 | 0 | 0 | 0 | 0 | 0 | 0 | 0 | 0 | 0 | 0 | 0 | 0 | 0 | 0 | 0 | 0 | 0 | 0 | 0
| Unplanned replacements |  |  | 2023-12-31 |  | 0 | 0 | 0 | 0 | 0 | 0 | 0 | 0 | 0 | 0 | 0 | 0 | 0 | 0 | 0 | 0 | 0 | 0 | 0 | 0 | 0 | 0 | 0 | 0 | 0
| Environmental consequence | (after DF) |  | 2023-12-31 |  | 0 | 0 | 0 | 0 | 0 | 0 | 0 | 0 | 0 | 0 | 0 | 0 | 0 | 0 | 0 | 0 | 0 | 0 | 0 | 0 | 0 | 0 | 0 | 0 | 0
| < Other risk - enter description > |  |  | 2023-12-31 |  | 0 | 0 | 0 | 0 | 0 | 0 | 0 | 0 | 0 | 0 | 0 | 0 | 0 | 0 | 0 | 0 | 0 | 0 | 0 | 0 | 0 | 0 | 0 | 0 | 0
| < Other risk - enter description > |  |  | 2023-12-31 |  | 0 | 0 | 0 | 0 | 0 | 0 | 0 | 0 | 0 | 0 | 0 | 0 | 0 | 0 | 0 | 0 | 0 | 0 | 0 | 0 | 0 | 0 | 0 | 0 | 0
| Total risk cost |  |  |  |  | 589918.1399 | 589918.1399 | 589918.1399 | 589918.1399 | 589918.1399 | 589918.1399 | 589918.1399 | 589918.1399 | 589918.1399 | 589918.1399 | 589918.1399 | 589918.1399 | 589918.1399 | 589918.1399 | 589918.1399 | 589918.1399 | 589918.1399 | 589918.1399 | 589918.1399 | 589918.1399 | 589918.1399 | 589918.1399 | 589918.1399 | 589918.1399 | 589918.1399
OTHER BENEFITS
| Reduction in CO2 emissions |  |  | MWh |  | 0 | 0 | 0 | 0 | 0 | 0 | 0 | 0 | 0 | 0 | 0 | 0 | 0 | 0 | 0 | 0 | 0 | 0 | 0 | 0 | 0 | 0 | 0 | 0 | 0
| Value of reduction in CO2 emissions |  |  | $ |  | 0 | 0 | 0 | 0 | 0 | 0 | 0 | 0 | 0 | 0 | 0 | 0 | 0 | 0 | 0 | 0 | 0 | 0 | 0 | 0 | 0 | 0 | 0 | 0 | 0
| Incremental reliability in worst-served areas | $/MWh | 120256.0367 | MWh |  | 0 | 0 | 0 | 0 | 0 | 0 | 0 | 0 | 0 | 0 | 0 | 0 | 0 | 0 | 0 | 0 | 0 | 0 | 0 | 0 | 0 | 0 | 0 | 0 | 0
| Incremental network resilience (domestic) | $/MWh | 48978 | MWh |  | 0 | 0 | 0 | 0 | 0 | 0 | 0 | 0 | 0 | 0 | 0 | 0 | 0 | 0 | 0 | 0 | 0 | 0 | 0 | 0 | 0 | 0 | 0 | 0 | 0
| Incremental network resilience (commercial) | $/MWh | 15180.5195 | MWh |  | 0 | 0 | 0 | 0 | 0 | 0 | 0 | 0 | 0 | 0 | 0 | 0 | 0 | 0 | 0 | 0 | 0 | 0 | 0 | 0 | 0 | 0 | 0 | 0 | 0
| Incremental network resilience (industrial) | $/MWh | 12444.0089 | MWh |  | 0 | 0 | 0 | 0 | 0 | 0 | 0 | 0 | 0 | 0 | 0 | 0 | 0 | 0 | 0 | 0 | 0 | 0 | 0 | 0 | 0 | 0 | 0 | 0 | 0
| Incremental network resilience (agricultural) | $/MWh | 12798.9015 | MWh |  | 0 | 0 | 0 | 0 | 0 | 0 | 0 | 0 | 0 | 0 | 0 | 0 | 0 | 0 | 0 | 0 | 0 | 0 | 0 | 0 | 0 | 0 | 0 | 0 | 0
| Other benefits 1 |  |  | 2023-12-31 |  | 0 | 0 | 0 | 0 | 0 | 0 | 0 | 0 | 0 | 0 | 0 | 0 | 0 | 0 | 0 | 0 | 0 | 0 | 0 | 0 | 0 | 0 | 0 | 0 | 0
| Other benefits 2 |  |  | 2023-12-31 |  | 0 | 0 | 0 | 0 | 0 | 0 | 0 | 0 | 0 | 0 | 0 | 0 | 0 | 0 | 0 | 0 | 0 | 0 | 0 | 0 | 0 | 0 | 0 | 0 | 0
| Total other benefits |  |  | 2023-12-31 |  | 0 | 0 | 0 | 0 | 0 | 0 | 0 | 0 | 0 | 0 | 0 | 0 | 0 | 0 | 0 | 0 | 0 | 0 | 0 | 0 | 0 | 0 | 0 | 0 | 0
SUMMARY
| Risks mitigated vs base case |  |  | 2023-12-31
Capital expenditure
| < Enter description > |  |  | 2023-12-31 |  | 0 | 0 | 0 | 0 | 0 | 0 | 0 | 0 | 0 | 0 | 0 | 0 | 0 | 0 | 0 | 0 | 0 | 0 | 0 | 0 | 0 | 0 | 0 | 0 | 0
| < Enter description > |  |  | 2023-12-31 |  | 0 | 0 | 0 | 0 | 0 | 0 | 0 | 0 | 0 | 0 | 0 | 0 | 0 | 0 | 0 | 0 | 0 | 0 | 0 | 0 | 0 | 0 | 0 | 0 | 0
| < Enter description > |  |  | 2023-12-31 |  | 0 | 0 | 0 | 0 | 0 | 0 | 0 | 0 | 0 | 0 | 0 | 0 | 0 | 0 | 0 | 0 | 0 | 0 | 0 | 0 | 0 | 0 | 0 | 0 | 0
Cumulative capex
| < Enter description > |  |  | 2023-12-31 |  | 0 | 0 | 0 | 0 | 0 | 0 | 0 | 0 | 0 | 0 | 0 | 0 | 0 | 0 | 0 | 0 | 0 | 0 | 0 | 0 | 0 | 0 | 0 | 0 | 0
| < Enter description > |  |  | 2023-12-31 |  | 0 | 0 | 0 | 0 | 0 | 0 | 0 | 0 | 0 | 0 | 0 | 0 | 0 | 0 | 0 | 0 | 0 | 0 | 0 | 0 | 0 | 0 | 0 | 0 | 0
| < Enter description > |  |  | 2023-12-31 |  | 0 | 0 | 0 | 0 | 0 | 0 | 0 | 0 | 0 | 0 | 0 | 0 | 0 | 0 | 0 | 0 | 0 | 0 | 0 | 0 | 0 | 0 | 0 | 0 | 0
Annualised capex
| Annualised capex - < Enter description > |  |  | 2023-12-31 |  | 0 | 0 | 0 | 0 | 0 | 0 | 0 | 0 | 0 | 0 | 0 | 0 | 0 | 0 | 0 | 0 | 0 | 0 | 0 | 0 | 0 | 0 | 0 | 0 | 0
| Annualised capex - < Enter description > |  |  | 2023-12-31 |  | 0 | 0 | 0 | 0 | 0 | 0 | 0 | 0 | 0 | 0 | 0 | 0 | 0 | 0 | 0 | 0 | 0 | 0 | 0 | 0 | 0 | 0 | 0 | 0 | 0
| Annualised capex - < Enter description > |  |  | 2023-12-31 |  | 0 | 0 | 0 | 0 | 0 | 0 | 0 | 0 | 0 | 0 | 0 | 0 | 0 | 0 | 0 | 0 | 0 | 0 | 0 | 0 | 0 | 0 | 0 | 0 | 0
| Total annualised capex |  |  | 2023-12-31 |  | 0 | 0 | 0 | 0 | 0 | 0 | 0 | 0 | 0 | 0 | 0 | 0 | 0 | 0 | 0 | 0 | 0 | 0 | 0 | 0 | 0 | 0 | 0 | 0 | 0
| Annualised capex |  |  | 2023-12-31 |  | 0 | 0 | 0 | 0 | 0 | 0 | 0 | 0 | 0 | 0 | 0 | 0 | 0 | 0 | 0 | 0 | 0 | 0 | 0 | 0 | 0 | 0 | 0 | 0 | 0
| Operating expenditure |  |  | 2023-12-31 |  | 0 | 0 | 0 | 0 | 0 | 0 | 0 | 0 | 0 | 0 | 0 | 0 | 0 | 0 | 0 | 0 | 0 | 0 | 0 | 0 | 0 | 0 | 0 | 0 | 0
| Risk mitigated |  |  | 2023-12-31 |  | 0 | 0 | 0 | 0 | 0 | 0 | 0 | 0 | 0 | 0 | 0 | 0 | 0 | 0 | 0 | 0 | 0 | 0 | 0 | 0 | 0 | 0 | 0 | 0 | 0
| Other benefits value |  |  | 2023-12-31 |  | 0 | 0 | 0 | 0 | 0 | 0 | 0 | 0 | 0 | 0 | 0 | 0 | 0 | 0 | 0 | 0 | 0 | 0 | 0 | 0 | 0 | 0 | 0 | 0 | 0
| Net benefits |  |  | 2023-12-31 |  | 0 | 0 | 0 | 0 | 0 | 0 | 0 | 0 | 0 | 0 | 0 | 0 | 0 | 0 | 0 | 0 | 0 | 0 | 0 | 0 | 0 | 0 | 0 | 0 | 0
SENSITIVITIES
NPV | Net benefits |  |  | Option 1 (Base Case)NPV |  | 0 | 0 | 0 | 0 | 0 | 0 | 0 | 0 | 0 | 0 | 0 | 0 | 0 | 0 | 0 | 0 | 0 | 0 | 0 | 0 | 0 | 0 | 0 | 0 | 0
| Total annualised capex |  |  |  |  | 0 | 0 | 0 | 0 | 0 | 0 | 0 | 0 | 0 | 0 | 0 | 0 | 0 | 0 | 0 | 0 | 0 | 0 | 0 | 0 | 0 | 0 | 0 | 0 | 0
| Total benefits |  |  |  |  | 0 | 0 | 0 | 0 | 0 | 0 | 0 | 0 | 0 | 0 | 0 | 0 | 0 | 0 | 0 | 0 | 0 | 0 | 0 | 0 | 0 | 0 | 0 | 0 | 0
|  | Capex | Total benefits
sens1 | Capex 10% higher | 10% | 0% | Option 1 (Base Case)sens1 |  | 0 | 0 | 0 | 0 | 0 | 0 | 0 | 0 | 0 | 0 | 0 | 0 | 0 | 0 | 0 | 0 | 0 | 0 | 0 | 0 | 0 | 0 | 0 | 0 | 0
sens2 | Capex 10% lower | -10% | 0% | Option 1 (Base Case)sens2 |  | 0 | 0 | 0 | 0 | 0 | 0 | 0 | 0 | 0 | 0 | 0 | 0 | 0 | 0 | 0 | 0 | 0 | 0 | 0 | 0 | 0 | 0 | 0 | 0 | 0
sens3 | Total benefits 10% higher | 0% | 10% | Option 1 (Base Case)sens3 |  | 0 | 0 | 0 | 0 | 0 | 0 | 0 | 0 | 0 | 0 | 0 | 0 | 0 | 0 | 0 | 0 | 0 | 0 | 0 | 0 | 0 | 0 | 0 | 0 | 0
sens4 | Total benefits 10% lower | 0% | -10% | Option 1 (Base Case)sens4 |  | 0 | 0 | 0 | 0 | 0 | 0 | 0 | 0 | 0 | 0 | 0 | 0 | 0 | 0 | 0 | 0 | 0 | 0 | 0 | 0 | 0 | 0 | 0 | 0 | 0
sens5 | Capex 10% higher & Total benefits 10% lower | 10% | -10% | Option 1 (Base Case)sens5 |  | 0 | 0 | 0 | 0 | 0 | 0 | 0 | 0 | 0 | 0 | 0 | 0 | 0 | 0 | 0 | 0 | 0 | 0 | 0 | 0 | 0 | 0 | 0 | 0 | 0
sens | 0 | 0% | 0% | Option 1 (Base Case)sens |  | 0 | 0 | 0 | 0 | 0 | 0 | 0 | 0 | 0 | 0 | 0 | 0 | 0 | 0 | 0 | 0 | 0 | 0 | 0 | 0 | 0 | 0 | 0 | 0 | 0
sens | 0 | 0% | 0% | Option 1 (Base Case)sens |  | 0 | 0 | 0 | 0 | 0 | 0 | 0 | 0 | 0 | 0 | 0 | 0 | 0 | 0 | 0 | 0 | 0 | 0 | 0 | 0 | 0 | 0 | 0 | 0 | 0
sens | 0 | 0% | 0% | Option 1 (Base Case)sens |  | 0 | 0 | 0 | 0 | 0 | 0 | 0 | 0 | 0 | 0 | 0 | 0 | 0 | 0 | 0 | 0 | 0 | 0 | 0 | 0 | 0 | 0 | 0 | 0 | 0

## Option2
Powercor
CLC006-BAS022 Tie upgrade
OPTION 2 | CLC006-BAS022 Tie
Count |  |  |  |  | 1 | 2 | 3 | 4 | 5 | 6 | 7 | 8 | 9 | 10 | 11 | 12 | 13 | 14 | 15 | 16 | 17 | 18 | 19 | 20 | 21 | 22 | 23 | 24 | 25
Value of CO2 reductions |  |  |  | $/MWh | 24.7305 | 22.3407 | 20.1963 | 18.0629 | 15.9134 | 13.7151 | 13.7151 | 13.7151 | 13.7151 | 13.7151 | 13.7151 | 13.7151 | 13.7151 | 13.7151 | 13.7151 | 13.7151 | 13.7151 | 13.7151 | 13.7151 | 13.7151 | 13.7151 | 13.7151 | 13.7151 | 13.7151 | 13.7151
|  |  |  | Units | 2026-27 | 2027-28 | 2028-29 | 2029-30 | 2030-31 | 2031-32 | 2032-33 | 2033-34 | 2034-35 | 2035-36 | 2036-37 | 2037-38 | 2038-39 | 2039-40 | 2040-41 | 2041-42 | 2042-43 | 2043-44 | 2044-45 | 2045-46 | 2046-47 | 2047-48 | 2048-49 | 2049-50 | 2050-51
INVESTMENT & OPERATING COST
| Capex |  | Asset life (yrs)
| CLC006-BAS022 Tie |  | 50 | 2023-12-31 | 0 | 850000 | 3327500 | 695500 | 0 | 0 | 0 | 0 | 0 | 0 | 0 | 0 | 0 | 0 | 0 | 0 | 0 | 0 | 0 | 0 | 0 | 0 | 0 | 0 | 0
|  |  | 0 | 2023-12-31 | 0 | 0 | 0 | 0 | 0 | 0 | 0 | 0 | 0 | 0 | 0 | 0 | 0 | 0 | 0 | 0 | 0 | 0 | 0 | 0 | 0 | 0 | 0 | 0 | 0
|  |  | 0 | 2023-12-31 | 0 | 0 | 0 | 0 | 0 | 0 | 0 | 0 | 0 | 0 | 0 | 0 | 0 | 0 | 0 | 0 | 0 | 0 | 0 | 0 | 0 | 0 | 0 | 0 | 0
| Capital expenditure |  |  | 2023-12-31 | 0 | 850000 | 3327500 | 695500 | 0 | 0 | 0 | 0 | 0 | 0 | 0 | 0 | 0 | 0 | 0 | 0 | 0 | 0 | 0 | 0 | 0 | 0 | 0 | 0 | 0
| Operating expenditure |  |  | 2023-12-31 | 0 | 0 | 0 | 0 | 0 | 0 | 0 | 0 | 0 | 0 | 0 | 0 | 0 | 0 | 0 | 0 | 0 | 0 | 0 | 0 | 0 | 0 | 0 | 0 | 0
RISK ASSUMPTIONS
| PoF (major) |  |  |  | 0 | 0 | 0 | 0 | 0 | 0 | 0 | 0 | 0 | 0 | 0 | 0 | 0 | 0 | 0 | 0 | 0 | 0 | 0 | 0 | 0 | 0 | 0 | 0 | 0
| PoF (reparable) |  |  |  | 0 | 0 | 0 | 0 | 0 | 0 | 0 | 0 | 0 | 0 | 0 | 0 | 0 | 0 | 0 | 0 | 0 | 0 | 0 | 0 | 0 | 0 | 0 | 0 | 0
| Energy at risk (weighted) |  |  | MWh | 18.9216 | 18.9216 | 18.9216 | 18.9216 | 13.6781 | 13.6781 | 13.6781 | 13.6781 | 13.6781 | 13.6781 | 13.6781 | 13.6781 | 13.6781 | 13.6781 | 13.6781 | 13.6781 | 13.6781 | 13.6781 | 13.6781 | 13.6781 | 13.6781 | 13.6781 | 13.6781 | 13.6781 | 13.6781
| Energy at risk value | $/MWh | 31176.9633 | 2023-12-31 | 589918.1399 | 589918.1399 | 589918.1399 | 589918.1399 | 426442.0544 | 426442.0544 | 426442.0544 | 426442.0544 | 426442.0544 | 426442.0544 | 426442.0544 | 426442.0544 | 426442.0544 | 426442.0544 | 426442.0544 | 426442.0544 | 426442.0544 | 426442.0544 | 426442.0544 | 426442.0544 | 426442.0544 | 426442.0544 | 426442.0544 | 426442.0544 | 426442.0544
| Safety consequence | (after DF) |  | 2023-12-31 | 0 | 0 | 0 | 0 | 0 | 0 | 0 | 0 | 0 | 0 | 0 | 0 | 0 | 0 | 0 | 0 | 0 | 0 | 0 | 0 | 0 | 0 | 0 | 0 | 0
| Unplanned replacements |  |  | 2023-12-31 | 0 | 0 | 0 | 0 | 0 | 0 | 0 | 0 | 0 | 0 | 0 | 0 | 0 | 0 | 0 | 0 | 0 | 0 | 0 | 0 | 0 | 0 | 0 | 0 | 0
| Environmental consequence | (after DF) |  | 2023-12-31 | 0 | 0 | 0 | 0 | 0 | 0 | 0 | 0 | 0 | 0 | 0 | 0 | 0 | 0 | 0 | 0 | 0 | 0 | 0 | 0 | 0 | 0 | 0 | 0 | 0
| < Other risk - enter description > |  |  | 2023-12-31 | 0 | 0 | 0 | 0 | 0 | 0 | 0 | 0 | 0 | 0 | 0 | 0 | 0 | 0 | 0 | 0 | 0 | 0 | 0 | 0 | 0 | 0 | 0 | 0 | 0
| < Other risk - enter description > |  |  | 2023-12-31 | 0 | 0 | 0 | 0 | 0 | 0 | 0 | 0 | 0 | 0 | 0 | 0 | 0 | 0 | 0 | 0 | 0 | 0 | 0 | 0 | 0 | 0 | 0 | 0 | 0
| Total risk cost |  |  |  | 589918.1399 | 589918.1399 | 589918.1399 | 589918.1399 | 426442.0544 | 426442.0544 | 426442.0544 | 426442.0544 | 426442.0544 | 426442.0544 | 426442.0544 | 426442.0544 | 426442.0544 | 426442.0544 | 426442.0544 | 426442.0544 | 426442.0544 | 426442.0544 | 426442.0544 | 426442.0544 | 426442.0544 | 426442.0544 | 426442.0544 | 426442.0544 | 426442.0544
OTHER BENEFITS
| Reduction in CO2 emissions |  |  | MWh | 0 | 0 | 0 | 0 | 0 | 0 | 0 | 0 | 0 | 0 | 0 | 0 | 0 | 0 | 0 | 0 | 0 | 0 | 0 | 0 | 0 | 0 | 0 | 0 | 0
| Value of reduction in CO2 emissions |  |  | $ | 0 | 0 | 0 | 0 | 0 | 0 | 0 | 0 | 0 | 0 | 0 | 0 | 0 | 0 | 0 | 0 | 0 | 0 | 0 | 0 | 0 | 0 | 0 | 0 | 0
| Incremental reliability in worst-served areas | $/MWh | 120256.0367 | MWh | 0 | 0 | 0 | 0 | 2.4933 | 2.4933 | 2.4933 | 2.4933 | 2.4933 | 2.4933 | 2.4933 | 2.4933 | 2.4933 | 2.4933 | 2.4933 | 2.4933 | 2.4933 | 2.4933 | 2.4933 | 2.4933 | 2.4933 | 2.4933 | 2.4933 | 2.4933 | 2.4933
| Incremental network resilience (domestic) | $/MWh | 48978 | MWh | 0 | 0 | 0 | 0 | 0 | 0 | 0 | 0 | 0 | 0 | 0 | 0 | 0 | 0 | 0 | 0 | 0 | 0 | 0 | 0 | 0 | 0 | 0 | 0 | 0
| Incremental network resilience (commercial) | $/MWh | 15180.5195 | MWh | 0 | 0 | 0 | 0 | 0 | 0 | 0 | 0 | 0 | 0 | 0 | 0 | 0 | 0 | 0 | 0 | 0 | 0 | 0 | 0 | 0 | 0 | 0 | 0 | 0
| Incremental network resilience (industrial) | $/MWh | 12444.0089 | MWh | 0 | 0 | 0 | 0 | 0 | 0 | 0 | 0 | 0 | 0 | 0 | 0 | 0 | 0 | 0 | 0 | 0 | 0 | 0 | 0 | 0 | 0 | 0 | 0 | 0
| Incremental network resilience (agricultural) | $/MWh | 12798.9015 | MWh | 0 | 0 | 0 | 0 | 0 | 0 | 0 | 0 | 0 | 0 | 0 | 0 | 0 | 0 | 0 | 0 | 0 | 0 | 0 | 0 | 0 | 0 | 0 | 0 | 0
| Other benefits 1 |  |  | 2023-12-31 | 0 | 0 | 0 | 0 | 0 | 0 | 0 | 0 | 0 | 0 | 0 | 0 | 0 | 0 | 0 | 0 | 0 | 0 | 0 | 0 | 0 | 0 | 0 | 0 | 0
| Other benefits 2 |  |  | 2023-12-31 | 0 | 0 | 0 | 0 | 0 | 0 | 0 | 0 | 0 | 0 | 0 | 0 | 0 | 0 | 0 | 0 | 0 | 0 | 0 | 0 | 0 | 0 | 0 | 0 | 0
| Total other benefits |  |  | 2023-12-31 | 0 | 0 | 0 | 0 | 299831.7931 | 299831.7931 | 299831.7931 | 299831.7931 | 299831.7931 | 299831.7931 | 299831.7931 | 299831.7931 | 299831.7931 | 299831.7931 | 299831.7931 | 299831.7931 | 299831.7931 | 299831.7931 | 299831.7931 | 299831.7931 | 299831.7931 | 299831.7931 | 299831.7931 | 299831.7931 | 299831.7931
SUMMARY
| Risks mitigated vs base case |  |  | 2023-12-31 | 0 | 0 | 0 | 0 | 163476.0855 | 163476.0855 | 163476.0855 | 163476.0855 | 163476.0855 | 163476.0855 | 163476.0855 | 163476.0855 | 163476.0855 | 163476.0855 | 163476.0855 | 163476.0855 | 163476.0855 | 163476.0855 | 163476.0855 | 163476.0855 | 163476.0855 | 163476.0855 | 163476.0855 | 163476.0855 | 163476.0855
Capital expenditure
| CLC006-BAS022 Tie |  |  | 2023-12-31 | 0 | -850000 | -3327500 | -695500 | 0 | 0 | 0 | 0 | 0 | 0 | 0 | 0 | 0 | 0 | 0 | 0 | 0 | 0 | 0 | 0 | 0 | 0 | 0 | 0 | 0
| 0 |  |  | 2023-12-31 | 0 | 0 | 0 | 0 | 0 | 0 | 0 | 0 | 0 | 0 | 0 | 0 | 0 | 0 | 0 | 0 | 0 | 0 | 0 | 0 | 0 | 0 | 0 | 0 | 0
| 0 |  |  | 2023-12-31 | 0 | 0 | 0 | 0 | 0 | 0 | 0 | 0 | 0 | 0 | 0 | 0 | 0 | 0 | 0 | 0 | 0 | 0 | 0 | 0 | 0 | 0 | 0 | 0 | 0
Cumulative capex
| CLC006-BAS022 Tie |  |  | 2023-12-31 | 0 | -850000 | -4177500 | -4873000 | -4873000 | -4873000 | -4873000 | -4873000 | -4873000 | -4873000 | -4873000 | -4873000 | -4873000 | -4873000 | -4873000 | -4873000 | -4873000 | -4873000 | -4873000 | -4873000 | -4873000 | -4873000 | -4873000 | -4873000 | -4873000
| 0 |  |  | 2023-12-31 | 0 | 0 | 0 | 0 | 0 | 0 | 0 | 0 | 0 | 0 | 0 | 0 | 0 | 0 | 0 | 0 | 0 | 0 | 0 | 0 | 0 | 0 | 0 | 0 | 0
| 0 |  |  | 2023-12-31 | 0 | 0 | 0 | 0 | 0 | 0 | 0 | 0 | 0 | 0 | 0 | 0 | 0 | 0 | 0 | 0 | 0 | 0 | 0 | 0 | 0 | 0 | 0 | 0 | 0
Annualised capex
| Annualised capex - CLC006-BAS022 Tie |  |  | 2023-12-31 | 0 | 0 | -36238.6531 | -178102.3217 | -207754.0667 | -207754.0667 | -207754.0667 | -207754.0667 | -207754.0667 | -207754.0667 | -207754.0667 | -207754.0667 | -207754.0667 | -207754.0667 | -207754.0667 | -207754.0667 | -207754.0667 | -207754.0667 | -207754.0667 | -207754.0667 | -207754.0667 | -207754.0667 | -207754.0667 | -207754.0667 | -207754.0667
| Annualised capex - |  |  | 2023-12-31 | 0 | 0 | 0 | 0 | 0 | 0 | 0 | 0 | 0 | 0 | 0 | 0 | 0 | 0 | 0 | 0 | 0 | 0 | 0 | 0 | 0 | 0 | 0 | 0 | 0
| Annualised capex - |  |  | 2023-12-31 | 0 | 0 | 0 | 0 | 0 | 0 | 0 | 0 | 0 | 0 | 0 | 0 | 0 | 0 | 0 | 0 | 0 | 0 | 0 | 0 | 0 | 0 | 0 | 0 | 0
| Total annualised capex |  |  | 2023-12-31 | 0 | 0 | -36238.6531 | -178102.3217 | -207754.0667 | -207754.0667 | -207754.0667 | -207754.0667 | -207754.0667 | -207754.0667 | -207754.0667 | -207754.0667 | -207754.0667 | -207754.0667 | -207754.0667 | -207754.0667 | -207754.0667 | -207754.0667 | -207754.0667 | -207754.0667 | -207754.0667 | -207754.0667 | -207754.0667 | -207754.0667 | -207754.0667
| Annualised capex |  |  | 2023-12-31 | 0 | 0 | -36238.6531 | -178102.3217 | -207754.0667 | -207754.0667 | -207754.0667 | -207754.0667 | -207754.0667 | -207754.0667 | -207754.0667 | -207754.0667 | -207754.0667 | -207754.0667 | -207754.0667 | -207754.0667 | -207754.0667 | -207754.0667 | -207754.0667 | -207754.0667 | -207754.0667 | -207754.0667 | -207754.0667 | -207754.0667 | -207754.0667
| Operating expenditure |  |  | 2023-12-31 | 0 | 0 | 0 | 0 | 0 | 0 | 0 | 0 | 0 | 0 | 0 | 0 | 0 | 0 | 0 | 0 | 0 | 0 | 0 | 0 | 0 | 0 | 0 | 0 | 0
| Risk mitigated |  |  | 2023-12-31 | 0 | 0 | 0 | 0 | 163476.0855 | 163476.0855 | 163476.0855 | 163476.0855 | 163476.0855 | 163476.0855 | 163476.0855 | 163476.0855 | 163476.0855 | 163476.0855 | 163476.0855 | 163476.0855 | 163476.0855 | 163476.0855 | 163476.0855 | 163476.0855 | 163476.0855 | 163476.0855 | 163476.0855 | 163476.0855 | 163476.0855
| Other benefits value |  |  | 2023-12-31 | 0 | 0 | 0 | 0 | 299831.7931 | 299831.7931 | 299831.7931 | 299831.7931 | 299831.7931 | 299831.7931 | 299831.7931 | 299831.7931 | 299831.7931 | 299831.7931 | 299831.7931 | 299831.7931 | 299831.7931 | 299831.7931 | 299831.7931 | 299831.7931 | 299831.7931 | 299831.7931 | 299831.7931 | 299831.7931 | 299831.7931
| Net benefits |  |  | 2023-12-31 | 0 | 0 | -36238.6531 | -178102.3217 | 255553.8118 | 255553.8118 | 255553.8118 | 255553.8118 | 255553.8118 | 255553.8118 | 255553.8118 | 255553.8118 | 255553.8118 | 255553.8118 | 255553.8118 | 255553.8118 | 255553.8118 | 255553.8118 | 255553.8118 | 255553.8118 | 255553.8118 | 255553.8118 | 255553.8118 | 255553.8118 | 255553.8118
| First capex year |  |  | 2
| First year |  |  | 2
SENSITIVITIES
NPV | Net benefits |  |  | Option 2NPV | 0 | 0 | -36238.6531 | -178102.3217 | 255553.8118 | 255553.8118 | 255553.8118 | 255553.8118 | 255553.8118 | 255553.8118 | 255553.8118 | 255553.8118 | 255553.8118 | 255553.8118 | 255553.8118 | 255553.8118 | 255553.8118 | 255553.8118 | 255553.8118 | 255553.8118 | 255553.8118 | 255553.8118 | 255553.8118 | 255553.8118 | 255553.8118
| Total annualised capex |  |  |  | 0 | 0 | -36238.6531 | -178102.3217 | -207754.0667 | -207754.0667 | -207754.0667 | -207754.0667 | -207754.0667 | -207754.0667 | -207754.0667 | -207754.0667 | -207754.0667 | -207754.0667 | -207754.0667 | -207754.0667 | -207754.0667 | -207754.0667 | -207754.0667 | -207754.0667 | -207754.0667 | -207754.0667 | -207754.0667 | -207754.0667 | -207754.0667
| Total benefits |  |  |  | 0 | 0 | 0 | 0 | 463307.8786 | 463307.8786 | 463307.8786 | 463307.8786 | 463307.8786 | 463307.8786 | 463307.8786 | 463307.8786 | 463307.8786 | 463307.8786 | 463307.8786 | 463307.8786 | 463307.8786 | 463307.8786 | 463307.8786 | 463307.8786 | 463307.8786 | 463307.8786 | 463307.8786 | 463307.8786 | 463307.8786
|  | Capex | Total benefits
sens1 | Capex 10% higher | 10% | 0% | Option 2sens1 | 0 | 0 | -39862.5184 | -195912.5539 | 234778.4052 | 234778.4052 | 234778.4052 | 234778.4052 | 234778.4052 | 234778.4052 | 234778.4052 | 234778.4052 | 234778.4052 | 234778.4052 | 234778.4052 | 234778.4052 | 234778.4052 | 234778.4052 | 234778.4052 | 234778.4052 | 234778.4052 | 234778.4052 | 234778.4052 | 234778.4052 | 234778.4052
sens2 | Capex 10% lower | -10% | 0% | Option 2sens2 | 0 | 0 | -32614.7878 | -160292.0895 | 276329.2185 | 276329.2185 | 276329.2185 | 276329.2185 | 276329.2185 | 276329.2185 | 276329.2185 | 276329.2185 | 276329.2185 | 276329.2185 | 276329.2185 | 276329.2185 | 276329.2185 | 276329.2185 | 276329.2185 | 276329.2185 | 276329.2185 | 276329.2185 | 276329.2185 | 276329.2185 | 276329.2185
sens3 | Total benefits 10% higher | 0% | 10% | Option 2sens3 | 0 | 0 | -36238.6531 | -178102.3217 | 301884.5997 | 301884.5997 | 301884.5997 | 301884.5997 | 301884.5997 | 301884.5997 | 301884.5997 | 301884.5997 | 301884.5997 | 301884.5997 | 301884.5997 | 301884.5997 | 301884.5997 | 301884.5997 | 301884.5997 | 301884.5997 | 301884.5997 | 301884.5997 | 301884.5997 | 301884.5997 | 301884.5997
sens4 | Total benefits 10% lower | 0% | -10% | Option 2sens4 | 0 | 0 | -36238.6531 | -178102.3217 | 209223.024 | 209223.024 | 209223.024 | 209223.024 | 209223.024 | 209223.024 | 209223.024 | 209223.024 | 209223.024 | 209223.024 | 209223.024 | 209223.024 | 209223.024 | 209223.024 | 209223.024 | 209223.024 | 209223.024 | 209223.024 | 209223.024 | 209223.024 | 209223.024
sens5 | Capex 10% higher & Total benefits 10% lower | 10% | -10% | Option 2sens5 | 0 | 0 | -39862.5184 | -195912.5539 | 188447.6173 | 188447.6173 | 188447.6173 | 188447.6173 | 188447.6173 | 188447.6173 | 188447.6173 | 188447.6173 | 188447.6173 | 188447.6173 | 188447.6173 | 188447.6173 | 188447.6173 | 188447.6173 | 188447.6173 | 188447.6173 | 188447.6173 | 188447.6173 | 188447.6173 | 188447.6173 | 188447.6173
sens | 0 | 0% | 0% | Option 2sens | 0 | 0 | -36238.6531 | -178102.3217 | 255553.8118 | 255553.8118 | 255553.8118 | 255553.8118 | 255553.8118 | 255553.8118 | 255553.8118 | 255553.8118 | 255553.8118 | 255553.8118 | 255553.8118 | 255553.8118 | 255553.8118 | 255553.8118 | 255553.8118 | 255553.8118 | 255553.8118 | 255553.8118 | 255553.8118 | 255553.8118 | 255553.8118
sens | 0 | 0% | 0% | Option 2sens | 0 | 0 | -36238.6531 | -178102.3217 | 255553.8118 | 255553.8118 | 255553.8118 | 255553.8118 | 255553.8118 | 255553.8118 | 255553.8118 | 255553.8118 | 255553.8118 | 255553.8118 | 255553.8118 | 255553.8118 | 255553.8118 | 255553.8118 | 255553.8118 | 255553.8118 | 255553.8118 | 255553.8118 | 255553.8118 | 255553.8118 | 255553.8118
sens | 0 | 0% | 0% | Option 2sens | 0 | 0 | -36238.6531 | -178102.3217 | 255553.8118 | 255553.8118 | 255553.8118 | 255553.8118 | 255553.8118 | 255553.8118 | 255553.8118 | 255553.8118 | 255553.8118 | 255553.8118 | 255553.8118 | 255553.8118 | 255553.8118 | 255553.8118 | 255553.8118 | 255553.8118 | 255553.8118 | 255553.8118 | 255553.8118 | 255553.8118 | 255553.8118

## Option3
Powercor
CLC006-BAS022 Tie upgrade
OPTION 3 | 0
Not used
Count |  |  |  |  | 1 | 2 | 3 | 4 | 5 | 6 | 7 | 8 | 9 | 10 | 11 | 12 | 13 | 14 | 15 | 16 | 17 | 18 | 19 | 20 | 21 | 22 | 23 | 24 | 25
Value of CO2 reductions |  |  |  | $/MWh | 24.7305 | 22.3407 | 20.1963 | 18.0629 | 15.9134 | 13.7151 | 13.7151 | 13.7151 | 13.7151 | 13.7151 | 13.7151 | 13.7151 | 13.7151 | 13.7151 | 13.7151 | 13.7151 | 13.7151 | 13.7151 | 13.7151 | 13.7151 | 13.7151 | 13.7151 | 13.7151 | 13.7151 | 13.7151
|  |  |  | Units | 2026-27 | 2027-28 | 2028-29 | 2029-30 | 2030-31 | 2031-32 | 2032-33 | 2033-34 | 2034-35 | 2035-36 | 2036-37 | 2037-38 | 2038-39 | 2039-40 | 2040-41 | 2041-42 | 2042-43 | 2043-44 | 2044-45 | 2045-46 | 2046-47 | 2047-48 | 2048-49 | 2049-50 | 2050-51
INVESTMENT & OPERATING COST
| Capex |  | Asset life (yrs)
| < Enter description > |  | 0 | 2023-12-31 | 0 | 0 | 0 | 0 | 0 | 0 | 0 | 0 | 0 | 0 | 0 | 0 | 0 | 0 | 0 | 0 | 0 | 0 | 0 | 0 | 0 | 0 | 0 | 0 | 0
| < Enter description > |  | 0 | 2023-12-31 | 0 | 0 | 0 | 0 | 0 | 0 | 0 | 0 | 0 | 0 | 0 | 0 | 0 | 0 | 0 | 0 | 0 | 0 | 0 | 0 | 0 | 0 | 0 | 0 | 0
| < Enter description > |  | 0 | 2023-12-31 | 0 | 0 | 0 | 0 | 0 | 0 | 0 | 0 | 0 | 0 | 0 | 0 | 0 | 0 | 0 | 0 | 0 | 0 | 0 | 0 | 0 | 0 | 0 | 0 | 0
| Capital expenditure |  |  | 2023-12-31 | 0 | 0 | 0 | 0 | 0 | 0 | 0 | 0 | 0 | 0 | 0 | 0 | 0 | 0 | 0 | 0 | 0 | 0 | 0 | 0 | 0 | 0 | 0 | 0 | 0
| Operating expenditure |  |  | 2023-12-31 | 0 | 0 | 0 | 0 | 0 | 0 | 0 | 0 | 0 | 0 | 0 | 0 | 0 | 0 | 0 | 0 | 0 | 0 | 0 | 0 | 0 | 0 | 0 | 0 | 0
RISK ASSUMPTIONS
| PoF (major) |  |  |  | 0 | 0 | 0 | 0 | 0 | 0 | 0 | 0 | 0 | 0 | 0 | 0 | 0 | 0 | 0 | 0 | 0 | 0 | 0 | 0 | 0 | 0 | 0 | 0 | 0
| PoF (reparable) |  |  |  | 0 | 0 | 0 | 0 | 0 | 0 | 0 | 0 | 0 | 0 | 0 | 0 | 0 | 0 | 0 | 0 | 0 | 0 | 0 | 0 | 0 | 0 | 0 | 0 | 0
| Energy at risk (weighted) |  |  | MWh | 0 | 0 | 0 | 0 | 0 | 0 | 0 | 0 | 0 | 0 | 0 | 0 | 0 | 0 | 0 | 0 | 0 | 0 | 0 | 0 | 0 | 0 | 0 | 0 | 0
| Energy at risk value | $/MWh | 31176.9633 | 2023-12-31 | 0 | 0 | 0 | 0 | 0 | 0 | 0 | 0 | 0 | 0 | 0 | 0 | 0 | 0 | 0 | 0 | 0 | 0 | 0 | 0 | 0 | 0 | 0 | 0 | 0
| Safety consequence | (after DF) |  | 2023-12-31 | 0 | 0 | 0 | 0 | 0 | 0 | 0 | 0 | 0 | 0 | 0 | 0 | 0 | 0 | 0 | 0 | 0 | 0 | 0 | 0 | 0 | 0 | 0 | 0 | 0
| Unplanned replacements |  |  | 2023-12-31 | 0 | 0 | 0 | 0 | 0 | 0 | 0 | 0 | 0 | 0 | 0 | 0 | 0 | 0 | 0 | 0 | 0 | 0 | 0 | 0 | 0 | 0 | 0 | 0 | 0
| Environmental consequence | (after DF) |  | 2023-12-31 | 0 | 0 | 0 | 0 | 0 | 0 | 0 | 0 | 0 | 0 | 0 | 0 | 0 | 0 | 0 | 0 | 0 | 0 | 0 | 0 | 0 | 0 | 0 | 0 | 0
| < Other risk - enter description > |  |  | 2023-12-31 | 0 | 0 | 0 | 0 | 0 | 0 | 0 | 0 | 0 | 0 | 0 | 0 | 0 | 0 | 0 | 0 | 0 | 0 | 0 | 0 | 0 | 0 | 0 | 0 | 0
| < Other risk - enter description > |  |  | 2023-12-31 | 0 | 0 | 0 | 0 | 0 | 0 | 0 | 0 | 0 | 0 | 0 | 0 | 0 | 0 | 0 | 0 | 0 | 0 | 0 | 0 | 0 | 0 | 0 | 0 | 0
| Total risk cost |  |  |  | 0 | 0 | 0 | 0 | 0 | 0 | 0 | 0 | 0 | 0 | 0 | 0 | 0 | 0 | 0 | 0 | 0 | 0 | 0 | 0 | 0 | 0 | 0 | 0 | 0
OTHER BENEFITS
| Reduction in CO2 emissions |  |  | MWh | 0 | 0 | 0 | 0 | 0 | 0 | 0 | 0 | 0 | 0 | 0 | 0 | 0 | 0 | 0 | 0 | 0 | 0 | 0 | 0 | 0 | 0 | 0 | 0 | 0
| Value of reduction in CO2 emissions |  |  | $ | 0 | 0 | 0 | 0 | 0 | 0 | 0 | 0 | 0 | 0 | 0 | 0 | 0 | 0 | 0 | 0 | 0 | 0 | 0 | 0 | 0 | 0 | 0 | 0 | 0
| Incremental reliability in worst-served areas | $/MWh | 120256.0367 | MWh | 0 | 0 | 0 | 0 | 0 | 0 | 0 | 0 | 0 | 0 | 0 | 0 | 0 | 0 | 0 | 0 | 0 | 0 | 0 | 0 | 0 | 0 | 0 | 0 | 0
| Incremental network resilience (domestic) | $/MWh | 24489 | MWh | 0 | 0 | 0 | 0 | 0 | 0 | 0 | 0 | 0 | 0 | 0 | 0 | 0 | 0 | 0 | 0 | 0 | 0 | 0 | 0 | 0 | 0 | 0 | 0 | 0
| Incremental network resilience (commercial) | $/MWh | 10120.3463 | MWh | 0 | 0 | 0 | 0 | 0 | 0 | 0 | 0 | 0 | 0 | 0 | 0 | 0 | 0 | 0 | 0 | 0 | 0 | 0 | 0 | 0 | 0 | 0 | 0 | 0
| Incremental network resilience (industrial) | $/MWh | 8296.0059 | MWh | 0 | 0 | 0 | 0 | 0 | 0 | 0 | 0 | 0 | 0 | 0 | 0 | 0 | 0 | 0 | 0 | 0 | 0 | 0 | 0 | 0 | 0 | 0 | 0 | 0
| Incremental network resilience (agricultural) | $/MWh | 8532.601 | MWh | 0 | 0 | 0 | 0 | 0 | 0 | 0 | 0 | 0 | 0 | 0 | 0 | 0 | 0 | 0 | 0 | 0 | 0 | 0 | 0 | 0 | 0 | 0 | 0 | 0
| Other benefits 1 |  |  | 2023-12-31 | 0 | 0 | 0 | 0 | 0 | 0 | 0 | 0 | 0 | 0 | 0 | 0 | 0 | 0 | 0 | 0 | 0 | 0 | 0 | 0 | 0 | 0 | 0 | 0 | 0
| Other benefits 2 |  |  | 2023-12-31 | 0 | 0 | 0 | 0 | 0 | 0 | 0 | 0 | 0 | 0 | 0 | 0 | 0 | 0 | 0 | 0 | 0 | 0 | 0 | 0 | 0 | 0 | 0 | 0 | 0
| Total other benefits |  |  | 2023-12-31 | 0 | 0 | 0 | 0 | 0 | 0 | 0 | 0 | 0 | 0 | 0 | 0 | 0 | 0 | 0 | 0 | 0 | 0 | 0 | 0 | 0 | 0 | 0 | 0 | 0
SUMMARY
| Risks mitigated vs base case |  |  | 2023-12-31 | 0 | 0 | 0 | 0 | 0 | 0 | 0 | 0 | 0 | 0 | 0 | 0 | 0 | 0 | 0 | 0 | 0 | 0 | 0 | 0 | 0 | 0 | 0 | 0 | 0
Capital expenditure
| < Enter description > |  |  | 2023-12-31 | 0 | 0 | 0 | 0 | 0 | 0 | 0 | 0 | 0 | 0 | 0 | 0 | 0 | 0 | 0 | 0 | 0 | 0 | 0 | 0 | 0 | 0 | 0 | 0 | 0
| < Enter description > |  |  | 2023-12-31 | 0 | 0 | 0 | 0 | 0 | 0 | 0 | 0 | 0 | 0 | 0 | 0 | 0 | 0 | 0 | 0 | 0 | 0 | 0 | 0 | 0 | 0 | 0 | 0 | 0
| < Enter description > |  |  | 2023-12-31 | 0 | 0 | 0 | 0 | 0 | 0 | 0 | 0 | 0 | 0 | 0 | 0 | 0 | 0 | 0 | 0 | 0 | 0 | 0 | 0 | 0 | 0 | 0 | 0 | 0
Cumulative capex
| < Enter description > |  |  | 2023-12-31 | 0 | 0 | 0 | 0 | 0 | 0 | 0 | 0 | 0 | 0 | 0 | 0 | 0 | 0 | 0 | 0 | 0 | 0 | 0 | 0 | 0 | 0 | 0 | 0 | 0
| < Enter description > |  |  | 2023-12-31 | 0 | 0 | 0 | 0 | 0 | 0 | 0 | 0 | 0 | 0 | 0 | 0 | 0 | 0 | 0 | 0 | 0 | 0 | 0 | 0 | 0 | 0 | 0 | 0 | 0
| < Enter description > |  |  | 2023-12-31 | 0 | 0 | 0 | 0 | 0 | 0 | 0 | 0 | 0 | 0 | 0 | 0 | 0 | 0 | 0 | 0 | 0 | 0 | 0 | 0 | 0 | 0 | 0 | 0 | 0
Annualised capex
| Annualised capex - < Enter description > |  |  | 2023-12-31 | 0 | 0 | 0 | 0 | 0 | 0 | 0 | 0 | 0 | 0 | 0 | 0 | 0 | 0 | 0 | 0 | 0 | 0 | 0 | 0 | 0 | 0 | 0 | 0 | 0
| Annualised capex - < Enter description > |  |  | 2023-12-31 | 0 | 0 | 0 | 0 | 0 | 0 | 0 | 0 | 0 | 0 | 0 | 0 | 0 | 0 | 0 | 0 | 0 | 0 | 0 | 0 | 0 | 0 | 0 | 0 | 0
| Annualised capex - < Enter description > |  |  | 2023-12-31 | 0 | 0 | 0 | 0 | 0 | 0 | 0 | 0 | 0 | 0 | 0 | 0 | 0 | 0 | 0 | 0 | 0 | 0 | 0 | 0 | 0 | 0 | 0 | 0 | 0
| Total annualised capex |  |  | 2023-12-31 | 0 | 0 | 0 | 0 | 0 | 0 | 0 | 0 | 0 | 0 | 0 | 0 | 0 | 0 | 0 | 0 | 0 | 0 | 0 | 0 | 0 | 0 | 0 | 0 | 0
| Annualised capex |  |  | 2023-12-31 | 0 | 0 | 0 | 0 | 0 | 0 | 0 | 0 | 0 | 0 | 0 | 0 | 0 | 0 | 0 | 0 | 0 | 0 | 0 | 0 | 0 | 0 | 0 | 0 | 0
| Operating expenditure |  |  | 2023-12-31 | 0 | 0 | 0 | 0 | 0 | 0 | 0 | 0 | 0 | 0 | 0 | 0 | 0 | 0 | 0 | 0 | 0 | 0 | 0 | 0 | 0 | 0 | 0 | 0 | 0
| Risk mitigated |  |  | 2023-12-31 | 0 | 0 | 0 | 0 | 0 | 0 | 0 | 0 | 0 | 0 | 0 | 0 | 0 | 0 | 0 | 0 | 0 | 0 | 0 | 0 | 0 | 0 | 0 | 0 | 0
| Other benefits value |  |  | 2023-12-31 | 0 | 0 | 0 | 0 | 0 | 0 | 0 | 0 | 0 | 0 | 0 | 0 | 0 | 0 | 0 | 0 | 0 | 0 | 0 | 0 | 0 | 0 | 0 | 0 | 0
| Net benefits |  |  | 2023-12-31 | 0 | 0 | 0 | 0 | 0 | 0 | 0 | 0 | 0 | 0 | 0 | 0 | 0 | 0 | 0 | 0 | 0 | 0 | 0 | 0 | 0 | 0 | 0 | 0 | 0
| First capex year |  |  | 0
| First year |  |  | Not used
SENSITIVITIES
NPV | Net benefits |  |  | Option 3NPV | 0 | 0 | 0 | 0 | 0 | 0 | 0 | 0 | 0 | 0 | 0 | 0 | 0 | 0 | 0 | 0 | 0 | 0 | 0 | 0 | 0 | 0 | 0 | 0 | 0
| Total annualised capex |  |  |  | 0 | 0 | 0 | 0 | 0 | 0 | 0 | 0 | 0 | 0 | 0 | 0 | 0 | 0 | 0 | 0 | 0 | 0 | 0 | 0 | 0 | 0 | 0 | 0 | 0
| Total benefits |  |  |  | 0 | 0 | 0 | 0 | 0 | 0 | 0 | 0 | 0 | 0 | 0 | 0 | 0 | 0 | 0 | 0 | 0 | 0 | 0 | 0 | 0 | 0 | 0 | 0 | 0
|  | Capex | Total benefits
sens1 | Capex 10% higher | 10% | 0% | Option 3sens1 | 0 | 0 | 0 | 0 | 0 | 0 | 0 | 0 | 0 | 0 | 0 | 0 | 0 | 0 | 0 | 0 | 0 | 0 | 0 | 0 | 0 | 0 | 0 | 0 | 0
sens2 | Capex 10% lower | -10% | 0% | Option 3sens2 | 0 | 0 | 0 | 0 | 0 | 0 | 0 | 0 | 0 | 0 | 0 | 0 | 0 | 0 | 0 | 0 | 0 | 0 | 0 | 0 | 0 | 0 | 0 | 0 | 0
sens3 | Total benefits 10% higher | 0% | 10% | Option 3sens3 | 0 | 0 | 0 | 0 | 0 | 0 | 0 | 0 | 0 | 0 | 0 | 0 | 0 | 0 | 0 | 0 | 0 | 0 | 0 | 0 | 0 | 0 | 0 | 0 | 0
sens4 | Total benefits 10% lower | 0% | -10% | Option 3sens4 | 0 | 0 | 0 | 0 | 0 | 0 | 0 | 0 | 0 | 0 | 0 | 0 | 0 | 0 | 0 | 0 | 0 | 0 | 0 | 0 | 0 | 0 | 0 | 0 | 0
sens5 | Capex 10% higher & Total benefits 10% lower | 10% | -10% | Option 3sens5 | 0 | 0 | 0 | 0 | 0 | 0 | 0 | 0 | 0 | 0 | 0 | 0 | 0 | 0 | 0 | 0 | 0 | 0 | 0 | 0 | 0 | 0 | 0 | 0 | 0
sens | 0 | 0% | 0% | Option 3sens | 0 | 0 | 0 | 0 | 0 | 0 | 0 | 0 | 0 | 0 | 0 | 0 | 0 | 0 | 0 | 0 | 0 | 0 | 0 | 0 | 0 | 0 | 0 | 0 | 0
sens | 0 | 0% | 0% | Option 3sens | 0 | 0 | 0 | 0 | 0 | 0 | 0 | 0 | 0 | 0 | 0 | 0 | 0 | 0 | 0 | 0 | 0 | 0 | 0 | 0 | 0 | 0 | 0 | 0 | 0
sens | 0 | 0% | 0% | Option 3sens | 0 | 0 | 0 | 0 | 0 | 0 | 0 | 0 | 0 | 0 | 0 | 0 | 0 | 0 | 0 | 0 | 0 | 0 | 0 | 0 | 0 | 0 | 0 | 0 | 0

## Option4
Powercor
CLC006-BAS022 Tie upgrade
OPTION 4 | 0
Not used
Count |  |  |  |  | 1 | 2 | 3 | 4 | 5 | 6 | 7 | 8 | 9 | 10 | 11 | 12 | 13 | 14 | 15 | 16 | 17 | 18 | 19 | 20 | 21 | 22 | 23 | 24 | 25
Value of CO2 reductions |  |  |  | $/MWh | 24.7305 | 22.3407 | 20.1963 | 18.0629 | 15.9134 | 13.7151 | 13.7151 | 13.7151 | 13.7151 | 13.7151 | 13.7151 | 13.7151 | 13.7151 | 13.7151 | 13.7151 | 13.7151 | 13.7151 | 13.7151 | 13.7151 | 13.7151 | 13.7151 | 13.7151 | 13.7151 | 13.7151 | 13.7151
|  |  |  | Units | 2026-27 | 2027-28 | 2028-29 | 2029-30 | 2030-31 | 2031-32 | 2032-33 | 2033-34 | 2034-35 | 2035-36 | 2036-37 | 2037-38 | 2038-39 | 2039-40 | 2040-41 | 2041-42 | 2042-43 | 2043-44 | 2044-45 | 2045-46 | 2046-47 | 2047-48 | 2048-49 | 2049-50 | 2050-51
INVESTMENT & OPERATING COST
| Capex |  | Asset life (yrs)
| < Enter description > |  | 0 | 2023-12-31 | 0 | 0 | 0 | 0 | 0 | 0 | 0 | 0 | 0 | 0 | 0 | 0 | 0 | 0 | 0 | 0 | 0 | 0 | 0 | 0 | 0 | 0 | 0 | 0 | 0
| < Enter description > |  | 0 | 2023-12-31 | 0 | 0 | 0 | 0 | 0 | 0 | 0 | 0 | 0 | 0 | 0 | 0 | 0 | 0 | 0 | 0 | 0 | 0 | 0 | 0 | 0 | 0 | 0 | 0 | 0
| < Enter description > |  | 0 | 2023-12-31 | 0 | 0 | 0 | 0 | 0 | 0 | 0 | 0 | 0 | 0 | 0 | 0 | 0 | 0 | 0 | 0 | 0 | 0 | 0 | 0 | 0 | 0 | 0 | 0 | 0
| Capital expenditure |  |  | 2023-12-31 | 0 | 0 | 0 | 0 | 0 | 0 | 0 | 0 | 0 | 0 | 0 | 0 | 0 | 0 | 0 | 0 | 0 | 0 | 0 | 0 | 0 | 0 | 0 | 0 | 0
| Operating expenditure |  |  | 2023-12-31 | 0 | 0 | 0 | 0 | 0 | 0 | 0 | 0 | 0 | 0 | 0 | 0 | 0 | 0 | 0 | 0 | 0 | 0 | 0 | 0 | 0 | 0 | 0 | 0 | 0
RISK ASSUMPTIONS
| PoF (major) |  |  |  | 0 | 0 | 0 | 0 | 0 | 0 | 0 | 0 | 0 | 0 | 0 | 0 | 0 | 0 | 0 | 0 | 0 | 0 | 0 | 0 | 0 | 0 | 0 | 0 | 0
| PoF (reparable) |  |  |  | 0 | 0 | 0 | 0 | 0 | 0 | 0 | 0 | 0 | 0 | 0 | 0 | 0 | 0 | 0 | 0 | 0 | 0 | 0 | 0 | 0 | 0 | 0 | 0 | 0
| Energy at risk (weighted) |  |  | MWh | 0 | 0 | 0 | 0 | 0 | 0 | 0 | 0 | 0 | 0 | 0 | 0 | 0 | 0 | 0 | 0 | 0 | 0 | 0 | 0 | 0 | 0 | 0 | 0 | 0
| Energy at risk value | $/MWh | 31176.9633 | 2023-12-31 | 0 | 0 | 0 | 0 | 0 | 0 | 0 | 0 | 0 | 0 | 0 | 0 | 0 | 0 | 0 | 0 | 0 | 0 | 0 | 0 | 0 | 0 | 0 | 0 | 0
| Safety consequence | (after DF) |  | 2023-12-31 | 0 | 0 | 0 | 0 | 0 | 0 | 0 | 0 | 0 | 0 | 0 | 0 | 0 | 0 | 0 | 0 | 0 | 0 | 0 | 0 | 0 | 0 | 0 | 0 | 0
| Unplanned replacements |  |  | 2023-12-31 | 0 | 0 | 0 | 0 | 0 | 0 | 0 | 0 | 0 | 0 | 0 | 0 | 0 | 0 | 0 | 0 | 0 | 0 | 0 | 0 | 0 | 0 | 0 | 0 | 0
| Environmental consequence | (after DF) |  | 2023-12-31 | 0 | 0 | 0 | 0 | 0 | 0 | 0 | 0 | 0 | 0 | 0 | 0 | 0 | 0 | 0 | 0 | 0 | 0 | 0 | 0 | 0 | 0 | 0 | 0 | 0
| < Other risk - enter description > |  |  | 2023-12-31 | 0 | 0 | 0 | 0 | 0 | 0 | 0 | 0 | 0 | 0 | 0 | 0 | 0 | 0 | 0 | 0 | 0 | 0 | 0 | 0 | 0 | 0 | 0 | 0 | 0
| < Other risk - enter description > |  |  | 2023-12-31 | 0 | 0 | 0 | 0 | 0 | 0 | 0 | 0 | 0 | 0 | 0 | 0 | 0 | 0 | 0 | 0 | 0 | 0 | 0 | 0 | 0 | 0 | 0 | 0 | 0
| Total risk cost |  |  |  | 0 | 0 | 0 | 0 | 0 | 0 | 0 | 0 | 0 | 0 | 0 | 0 | 0 | 0 | 0 | 0 | 0 | 0 | 0 | 0 | 0 | 0 | 0 | 0 | 0
OTHER BENEFITS
| Reduction in CO2 emissions |  |  | MWh | 0 | 0 | 0 | 0 | 0 | 0 | 0 | 0 | 0 | 0 | 0 | 0 | 0 | 0 | 0 | 0 | 0 | 0 | 0 | 0 | 0 | 0 | 0 | 0 | 0
| Value of reduction in CO2 emissions |  |  | $ | 0 | 0 | 0 | 0 | 0 | 0 | 0 | 0 | 0 | 0 | 0 | 0 | 0 | 0 | 0 | 0 | 0 | 0 | 0 | 0 | 0 | 0 | 0 | 0 | 0
| Incremental reliability in worst-served areas | $/MWh | 120256.0367 | MWh | 0 | 0 | 0 | 0 | 0 | 0 | 0 | 0 | 0 | 0 | 0 | 0 | 0 | 0 | 0 | 0 | 0 | 0 | 0 | 0 | 0 | 0 | 0 | 0 | 0
| Incremental network resilience (domestic) | $/MWh | 24489 | MWh | 0 | 0 | 0 | 0 | 0 | 0 | 0 | 0 | 0 | 0 | 0 | 0 | 0 | 0 | 0 | 0 | 0 | 0 | 0 | 0 | 0 | 0 | 0 | 0 | 0
| Incremental network resilience (commercial) | $/MWh | 10120.3463 | MWh | 0 | 0 | 0 | 0 | 0 | 0 | 0 | 0 | 0 | 0 | 0 | 0 | 0 | 0 | 0 | 0 | 0 | 0 | 0 | 0 | 0 | 0 | 0 | 0 | 0
| Incremental network resilience (industrial) | $/MWh | 8296.0059 | MWh | 0 | 0 | 0 | 0 | 0 | 0 | 0 | 0 | 0 | 0 | 0 | 0 | 0 | 0 | 0 | 0 | 0 | 0 | 0 | 0 | 0 | 0 | 0 | 0 | 0
| Incremental network resilience (agricultural) | $/MWh | 8532.601 | MWh | 0 | 0 | 0 | 0 | 0 | 0 | 0 | 0 | 0 | 0 | 0 | 0 | 0 | 0 | 0 | 0 | 0 | 0 | 0 | 0 | 0 | 0 | 0 | 0 | 0
| Other benefits 1 |  |  | 2023-12-31 | 0 | 0 | 0 | 0 | 0 | 0 | 0 | 0 | 0 | 0 | 0 | 0 | 0 | 0 | 0 | 0 | 0 | 0 | 0 | 0 | 0 | 0 | 0 | 0 | 0
| Other benefits 2 |  |  | 2023-12-31 | 0 | 0 | 0 | 0 | 0 | 0 | 0 | 0 | 0 | 0 | 0 | 0 | 0 | 0 | 0 | 0 | 0 | 0 | 0 | 0 | 0 | 0 | 0 | 0 | 0
| Total other benefits |  |  | 2023-12-31 | 0 | 0 | 0 | 0 | 0 | 0 | 0 | 0 | 0 | 0 | 0 | 0 | 0 | 0 | 0 | 0 | 0 | 0 | 0 | 0 | 0 | 0 | 0 | 0 | 0
SUMMARY
| Risks mitigated vs base case |  |  | 2023-12-31 | 0 | 0 | 0 | 0 | 0 | 0 | 0 | 0 | 0 | 0 | 0 | 0 | 0 | 0 | 0 | 0 | 0 | 0 | 0 | 0 | 0 | 0 | 0 | 0 | 0
Capital expenditure
| < Enter description > |  |  | 2023-12-31 | 0 | 0 | 0 | 0 | 0 | 0 | 0 | 0 | 0 | 0 | 0 | 0 | 0 | 0 | 0 | 0 | 0 | 0 | 0 | 0 | 0 | 0 | 0 | 0 | 0
| < Enter description > |  |  | 2023-12-31 | 0 | 0 | 0 | 0 | 0 | 0 | 0 | 0 | 0 | 0 | 0 | 0 | 0 | 0 | 0 | 0 | 0 | 0 | 0 | 0 | 0 | 0 | 0 | 0 | 0
| < Enter description > |  |  | 2023-12-31 | 0 | 0 | 0 | 0 | 0 | 0 | 0 | 0 | 0 | 0 | 0 | 0 | 0 | 0 | 0 | 0 | 0 | 0 | 0 | 0 | 0 | 0 | 0 | 0 | 0
Cumulative capex
| < Enter description > |  |  | 2023-12-31 | 0 | 0 | 0 | 0 | 0 | 0 | 0 | 0 | 0 | 0 | 0 | 0 | 0 | 0 | 0 | 0 | 0 | 0 | 0 | 0 | 0 | 0 | 0 | 0 | 0
| < Enter description > |  |  | 2023-12-31 | 0 | 0 | 0 | 0 | 0 | 0 | 0 | 0 | 0 | 0 | 0 | 0 | 0 | 0 | 0 | 0 | 0 | 0 | 0 | 0 | 0 | 0 | 0 | 0 | 0
| < Enter description > |  |  | 2023-12-31 | 0 | 0 | 0 | 0 | 0 | 0 | 0 | 0 | 0 | 0 | 0 | 0 | 0 | 0 | 0 | 0 | 0 | 0 | 0 | 0 | 0 | 0 | 0 | 0 | 0
Annualised capex
| Annualised capex - < Enter description > |  |  | 2023-12-31 | 0 | 0 | 0 | 0 | 0 | 0 | 0 | 0 | 0 | 0 | 0 | 0 | 0 | 0 | 0 | 0 | 0 | 0 | 0 | 0 | 0 | 0 | 0 | 0 | 0
| Annualised capex - < Enter description > |  |  | 2023-12-31 | 0 | 0 | 0 | 0 | 0 | 0 | 0 | 0 | 0 | 0 | 0 | 0 | 0 | 0 | 0 | 0 | 0 | 0 | 0 | 0 | 0 | 0 | 0 | 0 | 0
| Annualised capex - < Enter description > |  |  | 2023-12-31 | 0 | 0 | 0 | 0 | 0 | 0 | 0 | 0 | 0 | 0 | 0 | 0 | 0 | 0 | 0 | 0 | 0 | 0 | 0 | 0 | 0 | 0 | 0 | 0 | 0
| Total annualised capex |  |  | 2023-12-31 | 0 | 0 | 0 | 0 | 0 | 0 | 0 | 0 | 0 | 0 | 0 | 0 | 0 | 0 | 0 | 0 | 0 | 0 | 0 | 0 | 0 | 0 | 0 | 0 | 0
| Annualised capex |  |  | 2023-12-31 | 0 | 0 | 0 | 0 | 0 | 0 | 0 | 0 | 0 | 0 | 0 | 0 | 0 | 0 | 0 | 0 | 0 | 0 | 0 | 0 | 0 | 0 | 0 | 0 | 0
| Operating expenditure |  |  | 2023-12-31 | 0 | 0 | 0 | 0 | 0 | 0 | 0 | 0 | 0 | 0 | 0 | 0 | 0 | 0 | 0 | 0 | 0 | 0 | 0 | 0 | 0 | 0 | 0 | 0 | 0
| Risk mitigated |  |  | 2023-12-31 | 0 | 0 | 0 | 0 | 0 | 0 | 0 | 0 | 0 | 0 | 0 | 0 | 0 | 0 | 0 | 0 | 0 | 0 | 0 | 0 | 0 | 0 | 0 | 0 | 0
| Other benefits value |  |  | 2023-12-31 | 0 | 0 | 0 | 0 | 0 | 0 | 0 | 0 | 0 | 0 | 0 | 0 | 0 | 0 | 0 | 0 | 0 | 0 | 0 | 0 | 0 | 0 | 0 | 0 | 0
| Net benefits |  |  | 2023-12-31 | 0 | 0 | 0 | 0 | 0 | 0 | 0 | 0 | 0 | 0 | 0 | 0 | 0 | 0 | 0 | 0 | 0 | 0 | 0 | 0 | 0 | 0 | 0 | 0 | 0
| First capex year |  |  | 0
| First year |  |  | Not used
SENSITIVITIES
NPV | Net benefits |  |  | Option 4NPV | 0 | 0 | 0 | 0 | 0 | 0 | 0 | 0 | 0 | 0 | 0 | 0 | 0 | 0 | 0 | 0 | 0 | 0 | 0 | 0 | 0 | 0 | 0 | 0 | 0
| Total annualised capex |  |  |  | 0 | 0 | 0 | 0 | 0 | 0 | 0 | 0 | 0 | 0 | 0 | 0 | 0 | 0 | 0 | 0 | 0 | 0 | 0 | 0 | 0 | 0 | 0 | 0 | 0
| Total benefits |  |  |  | 0 | 0 | 0 | 0 | 0 | 0 | 0 | 0 | 0 | 0 | 0 | 0 | 0 | 0 | 0 | 0 | 0 | 0 | 0 | 0 | 0 | 0 | 0 | 0 | 0
|  | Capex | Total benefits
sens1 | Capex 10% higher | 10% | 0% | Option 4sens1 | 0 | 0 | 0 | 0 | 0 | 0 | 0 | 0 | 0 | 0 | 0 | 0 | 0 | 0 | 0 | 0 | 0 | 0 | 0 | 0 | 0 | 0 | 0 | 0 | 0
sens2 | Capex 10% lower | -10% | 0% | Option 4sens2 | 0 | 0 | 0 | 0 | 0 | 0 | 0 | 0 | 0 | 0 | 0 | 0 | 0 | 0 | 0 | 0 | 0 | 0 | 0 | 0 | 0 | 0 | 0 | 0 | 0
sens3 | Total benefits 10% higher | 0% | 10% | Option 4sens3 | 0 | 0 | 0 | 0 | 0 | 0 | 0 | 0 | 0 | 0 | 0 | 0 | 0 | 0 | 0 | 0 | 0 | 0 | 0 | 0 | 0 | 0 | 0 | 0 | 0
sens4 | Total benefits 10% lower | 0% | -10% | Option 4sens4 | 0 | 0 | 0 | 0 | 0 | 0 | 0 | 0 | 0 | 0 | 0 | 0 | 0 | 0 | 0 | 0 | 0 | 0 | 0 | 0 | 0 | 0 | 0 | 0 | 0
sens5 | Capex 10% higher & Total benefits 10% lower | 10% | -10% | Option 4sens5 | 0 | 0 | 0 | 0 | 0 | 0 | 0 | 0 | 0 | 0 | 0 | 0 | 0 | 0 | 0 | 0 | 0 | 0 | 0 | 0 | 0 | 0 | 0 | 0 | 0
sens | 0 | 0% | 0% | Option 4sens | 0 | 0 | 0 | 0 | 0 | 0 | 0 | 0 | 0 | 0 | 0 | 0 | 0 | 0 | 0 | 0 | 0 | 0 | 0 | 0 | 0 | 0 | 0 | 0 | 0
sens | 0 | 0% | 0% | Option 4sens | 0 | 0 | 0 | 0 | 0 | 0 | 0 | 0 | 0 | 0 | 0 | 0 | 0 | 0 | 0 | 0 | 0 | 0 | 0 | 0 | 0 | 0 | 0 | 0 | 0
sens | 0 | 0% | 0% | Option 4sens | 0 | 0 | 0 | 0 | 0 | 0 | 0 | 0 | 0 | 0 | 0 | 0 | 0 | 0 | 0 | 0 | 0 | 0 | 0 | 0 | 0 | 0 | 0 | 0 | 0

## Option5
Powercor
CLC006-BAS022 Tie upgrade
OPTION 5 | 0
Not used
Count |  |  |  |  | 1 | 2 | 3 | 4 | 5 | 6 | 7 | 8 | 9 | 10 | 11 | 12 | 13 | 14 | 15 | 16 | 17 | 18 | 19 | 20 | 21 | 22 | 23 | 24 | 25
Value of CO2 reductions |  |  |  | $/MWh | 24.7305 | 22.3407 | 20.1963 | 18.0629 | 15.9134 | 13.7151 | 13.7151 | 13.7151 | 13.7151 | 13.7151 | 13.7151 | 13.7151 | 13.7151 | 13.7151 | 13.7151 | 13.7151 | 13.7151 | 13.7151 | 13.7151 | 13.7151 | 13.7151 | 13.7151 | 13.7151 | 13.7151 | 13.7151
|  |  |  | Units | 2026-27 | 2027-28 | 2028-29 | 2029-30 | 2030-31 | 2031-32 | 2032-33 | 2033-34 | 2034-35 | 2035-36 | 2036-37 | 2037-38 | 2038-39 | 2039-40 | 2040-41 | 2041-42 | 2042-43 | 2043-44 | 2044-45 | 2045-46 | 2046-47 | 2047-48 | 2048-49 | 2049-50 | 2050-51
INVESTMENT & OPERATING COST
| Capex |  | Asset life (yrs)
| < Enter description > |  | 0 | 2023-12-31 | 0 | 0 | 0 | 0 | 0 | 0 | 0 | 0 | 0 | 0 | 0 | 0 | 0 | 0 | 0 | 0 | 0 | 0 | 0 | 0 | 0 | 0 | 0 | 0 | 0
| < Enter description > |  | 0 | 2023-12-31 | 0 | 0 | 0 | 0 | 0 | 0 | 0 | 0 | 0 | 0 | 0 | 0 | 0 | 0 | 0 | 0 | 0 | 0 | 0 | 0 | 0 | 0 | 0 | 0 | 0
| < Enter description > |  | 0 | 2023-12-31 | 0 | 0 | 0 | 0 | 0 | 0 | 0 | 0 | 0 | 0 | 0 | 0 | 0 | 0 | 0 | 0 | 0 | 0 | 0 | 0 | 0 | 0 | 0 | 0 | 0
| Capital expenditure |  |  | 2023-12-31 | 0 | 0 | 0 | 0 | 0 | 0 | 0 | 0 | 0 | 0 | 0 | 0 | 0 | 0 | 0 | 0 | 0 | 0 | 0 | 0 | 0 | 0 | 0 | 0 | 0
| Operating expenditure |  |  | 2023-12-31 | 0 | 0 | 0 | 0 | 0 | 0 | 0 | 0 | 0 | 0 | 0 | 0 | 0 | 0 | 0 | 0 | 0 | 0 | 0 | 0 | 0 | 0 | 0 | 0 | 0
RISK ASSUMPTIONS
| PoF (major) |  |  |  | 0 | 0 | 0 | 0 | 0 | 0 | 0 | 0 | 0 | 0 | 0 | 0 | 0 | 0 | 0 | 0 | 0 | 0 | 0 | 0 | 0 | 0 | 0 | 0 | 0
| PoF (reparable) |  |  |  | 0 | 0 | 0 | 0 | 0 | 0 | 0 | 0 | 0 | 0 | 0 | 0 | 0 | 0 | 0 | 0 | 0 | 0 | 0 | 0 | 0 | 0 | 0 | 0 | 0
| Energy at risk (weighted) |  |  | MWh | 0 | 0 | 0 | 0 | 0 | 0 | 0 | 0 | 0 | 0 | 0 | 0 | 0 | 0 | 0 | 0 | 0 | 0 | 0 | 0 | 0 | 0 | 0 | 0 | 0
| Energy at risk value | $/MWh | 31176.9633 | 2023-12-31 | 0 | 0 | 0 | 0 | 0 | 0 | 0 | 0 | 0 | 0 | 0 | 0 | 0 | 0 | 0 | 0 | 0 | 0 | 0 | 0 | 0 | 0 | 0 | 0 | 0
| Safety consequence | (after DF) |  | 2023-12-31 | 0 | 0 | 0 | 0 | 0 | 0 | 0 | 0 | 0 | 0 | 0 | 0 | 0 | 0 | 0 | 0 | 0 | 0 | 0 | 0 | 0 | 0 | 0 | 0 | 0
| Unplanned replacements |  |  | 2023-12-31 | 0 | 0 | 0 | 0 | 0 | 0 | 0 | 0 | 0 | 0 | 0 | 0 | 0 | 0 | 0 | 0 | 0 | 0 | 0 | 0 | 0 | 0 | 0 | 0 | 0
| Environmental consequence | (after DF) |  | 2023-12-31 | 0 | 0 | 0 | 0 | 0 | 0 | 0 | 0 | 0 | 0 | 0 | 0 | 0 | 0 | 0 | 0 | 0 | 0 | 0 | 0 | 0 | 0 | 0 | 0 | 0
| < Other risk - enter description > |  |  | 2023-12-31 | 0 | 0 | 0 | 0 | 0 | 0 | 0 | 0 | 0 | 0 | 0 | 0 | 0 | 0 | 0 | 0 | 0 | 0 | 0 | 0 | 0 | 0 | 0 | 0 | 0
| < Other risk - enter description > |  |  | 2023-12-31 | 0 | 0 | 0 | 0 | 0 | 0 | 0 | 0 | 0 | 0 | 0 | 0 | 0 | 0 | 0 | 0 | 0 | 0 | 0 | 0 | 0 | 0 | 0 | 0 | 0
| Total risk cost |  |  |  | 0 | 0 | 0 | 0 | 0 | 0 | 0 | 0 | 0 | 0 | 0 | 0 | 0 | 0 | 0 | 0 | 0 | 0 | 0 | 0 | 0 | 0 | 0 | 0 | 0
OTHER BENEFITS
| Reduction in CO2 emissions |  |  | MWh | 0 | 0 | 0 | 0 | 0 | 0 | 0 | 0 | 0 | 0 | 0 | 0 | 0 | 0 | 0 | 0 | 0 | 0 | 0 | 0 | 0 | 0 | 0 | 0 | 0
| Value of reduction in CO2 emissions |  |  | $ | 0 | 0 | 0 | 0 | 0 | 0 | 0 | 0 | 0 | 0 | 0 | 0 | 0 | 0 | 0 | 0 | 0 | 0 | 0 | 0 | 0 | 0 | 0 | 0 | 0
| Incremental reliability in worst-served areas | $/MWh | 120256.0367 | MWh | 0 | 0 | 0 | 0 | 0 | 0 | 0 | 0 | 0 | 0 | 0 | 0 | 0 | 0 | 0 | 0 | 0 | 0 | 0 | 0 | 0 | 0 | 0 | 0 | 0
| Incremental network resilience (domestic) | $/MWh | 24489 | MWh | 0 | 0 | 0 | 0 | 0 | 0 | 0 | 0 | 0 | 0 | 0 | 0 | 0 | 0 | 0 | 0 | 0 | 0 | 0 | 0 | 0 | 0 | 0 | 0 | 0
| Incremental network resilience (commercial) | $/MWh | 10120.3463 | MWh | 0 | 0 | 0 | 0 | 0 | 0 | 0 | 0 | 0 | 0 | 0 | 0 | 0 | 0 | 0 | 0 | 0 | 0 | 0 | 0 | 0 | 0 | 0 | 0 | 0
| Incremental network resilience (industrial) | $/MWh | 8296.0059 | MWh | 0 | 0 | 0 | 0 | 0 | 0 | 0 | 0 | 0 | 0 | 0 | 0 | 0 | 0 | 0 | 0 | 0 | 0 | 0 | 0 | 0 | 0 | 0 | 0 | 0
| Incremental network resilience (agricultural) | $/MWh | 8532.601 | MWh | 0 | 0 | 0 | 0 | 0 | 0 | 0 | 0 | 0 | 0 | 0 | 0 | 0 | 0 | 0 | 0 | 0 | 0 | 0 | 0 | 0 | 0 | 0 | 0 | 0
| Other benefits 1 |  |  | 2023-12-31 | 0 | 0 | 0 | 0 | 0 | 0 | 0 | 0 | 0 | 0 | 0 | 0 | 0 | 0 | 0 | 0 | 0 | 0 | 0 | 0 | 0 | 0 | 0 | 0 | 0
| Other benefits 2 |  |  | 2023-12-31 | 0 | 0 | 0 | 0 | 0 | 0 | 0 | 0 | 0 | 0 | 0 | 0 | 0 | 0 | 0 | 0 | 0 | 0 | 0 | 0 | 0 | 0 | 0 | 0 | 0
| Total other benefits |  |  | 2023-12-31 | 0 | 0 | 0 | 0 | 0 | 0 | 0 | 0 | 0 | 0 | 0 | 0 | 0 | 0 | 0 | 0 | 0 | 0 | 0 | 0 | 0 | 0 | 0 | 0 | 0
SUMMARY
| Risks mitigated vs base case |  |  | 2023-12-31 | 0 | 0 | 0 | 0 | 0 | 0 | 0 | 0 | 0 | 0 | 0 | 0 | 0 | 0 | 0 | 0 | 0 | 0 | 0 | 0 | 0 | 0 | 0 | 0 | 0
Capital expenditure
| < Enter description > |  |  | 2023-12-31 | 0 | 0 | 0 | 0 | 0 | 0 | 0 | 0 | 0 | 0 | 0 | 0 | 0 | 0 | 0 | 0 | 0 | 0 | 0 | 0 | 0 | 0 | 0 | 0 | 0
| < Enter description > |  |  | 2023-12-31 | 0 | 0 | 0 | 0 | 0 | 0 | 0 | 0 | 0 | 0 | 0 | 0 | 0 | 0 | 0 | 0 | 0 | 0 | 0 | 0 | 0 | 0 | 0 | 0 | 0
| < Enter description > |  |  | 2023-12-31 | 0 | 0 | 0 | 0 | 0 | 0 | 0 | 0 | 0 | 0 | 0 | 0 | 0 | 0 | 0 | 0 | 0 | 0 | 0 | 0 | 0 | 0 | 0 | 0 | 0
Cumulative capex
| < Enter description > |  |  | 2023-12-31 | 0 | 0 | 0 | 0 | 0 | 0 | 0 | 0 | 0 | 0 | 0 | 0 | 0 | 0 | 0 | 0 | 0 | 0 | 0 | 0 | 0 | 0 | 0 | 0 | 0
| < Enter description > |  |  | 2023-12-31 | 0 | 0 | 0 | 0 | 0 | 0 | 0 | 0 | 0 | 0 | 0 | 0 | 0 | 0 | 0 | 0 | 0 | 0 | 0 | 0 | 0 | 0 | 0 | 0 | 0
| < Enter description > |  |  | 2023-12-31 | 0 | 0 | 0 | 0 | 0 | 0 | 0 | 0 | 0 | 0 | 0 | 0 | 0 | 0 | 0 | 0 | 0 | 0 | 0 | 0 | 0 | 0 | 0 | 0 | 0
Annualised capex
| Annualised capex - < Enter description > |  |  | 2023-12-31 | 0 | 0 | 0 | 0 | 0 | 0 | 0 | 0 | 0 | 0 | 0 | 0 | 0 | 0 | 0 | 0 | 0 | 0 | 0 | 0 | 0 | 0 | 0 | 0 | 0
| Annualised capex - < Enter description > |  |  | 2023-12-31 | 0 | 0 | 0 | 0 | 0 | 0 | 0 | 0 | 0 | 0 | 0 | 0 | 0 | 0 | 0 | 0 | 0 | 0 | 0 | 0 | 0 | 0 | 0 | 0 | 0
| Annualised capex - < Enter description > |  |  | 2023-12-31 | 0 | 0 | 0 | 0 | 0 | 0 | 0 | 0 | 0 | 0 | 0 | 0 | 0 | 0 | 0 | 0 | 0 | 0 | 0 | 0 | 0 | 0 | 0 | 0 | 0
| Total annualised capex |  |  | 2023-12-31 | 0 | 0 | 0 | 0 | 0 | 0 | 0 | 0 | 0 | 0 | 0 | 0 | 0 | 0 | 0 | 0 | 0 | 0 | 0 | 0 | 0 | 0 | 0 | 0 | 0
| Annualised capex |  |  | 2023-12-31 | 0 | 0 | 0 | 0 | 0 | 0 | 0 | 0 | 0 | 0 | 0 | 0 | 0 | 0 | 0 | 0 | 0 | 0 | 0 | 0 | 0 | 0 | 0 | 0 | 0
| Operating expenditure |  |  | 2023-12-31 | 0 | 0 | 0 | 0 | 0 | 0 | 0 | 0 | 0 | 0 | 0 | 0 | 0 | 0 | 0 | 0 | 0 | 0 | 0 | 0 | 0 | 0 | 0 | 0 | 0
| Risk mitigated |  |  | 2023-12-31 | 0 | 0 | 0 | 0 | 0 | 0 | 0 | 0 | 0 | 0 | 0 | 0 | 0 | 0 | 0 | 0 | 0 | 0 | 0 | 0 | 0 | 0 | 0 | 0 | 0
| Other benefits value |  |  | 2023-12-31 | 0 | 0 | 0 | 0 | 0 | 0 | 0 | 0 | 0 | 0 | 0 | 0 | 0 | 0 | 0 | 0 | 0 | 0 | 0 | 0 | 0 | 0 | 0 | 0 | 0
| Net benefits |  |  | 2023-12-31 | 0 | 0 | 0 | 0 | 0 | 0 | 0 | 0 | 0 | 0 | 0 | 0 | 0 | 0 | 0 | 0 | 0 | 0 | 0 | 0 | 0 | 0 | 0 | 0 | 0
| First capex year |  |  | 0
| First year |  |  | Not used
SENSITIVITIES
NPV | Net benefits |  |  | Option 5NPV | 0 | 0 | 0 | 0 | 0 | 0 | 0 | 0 | 0 | 0 | 0 | 0 | 0 | 0 | 0 | 0 | 0 | 0 | 0 | 0 | 0 | 0 | 0 | 0 | 0
| Total annualised capex |  |  |  | 0 | 0 | 0 | 0 | 0 | 0 | 0 | 0 | 0 | 0 | 0 | 0 | 0 | 0 | 0 | 0 | 0 | 0 | 0 | 0 | 0 | 0 | 0 | 0 | 0
| Total benefits |  |  |  | 0 | 0 | 0 | 0 | 0 | 0 | 0 | 0 | 0 | 0 | 0 | 0 | 0 | 0 | 0 | 0 | 0 | 0 | 0 | 0 | 0 | 0 | 0 | 0 | 0
|  | Capex | Total benefits
sens1 | Capex 10% higher | 10% | 0% | Option 5sens1 | 0 | 0 | 0 | 0 | 0 | 0 | 0 | 0 | 0 | 0 | 0 | 0 | 0 | 0 | 0 | 0 | 0 | 0 | 0 | 0 | 0 | 0 | 0 | 0 | 0
sens2 | Capex 10% lower | -10% | 0% | Option 5sens2 | 0 | 0 | 0 | 0 | 0 | 0 | 0 | 0 | 0 | 0 | 0 | 0 | 0 | 0 | 0 | 0 | 0 | 0 | 0 | 0 | 0 | 0 | 0 | 0 | 0
sens3 | Total benefits 10% higher | 0% | 10% | Option 5sens3 | 0 | 0 | 0 | 0 | 0 | 0 | 0 | 0 | 0 | 0 | 0 | 0 | 0 | 0 | 0 | 0 | 0 | 0 | 0 | 0 | 0 | 0 | 0 | 0 | 0
sens4 | Total benefits 10% lower | 0% | -10% | Option 5sens4 | 0 | 0 | 0 | 0 | 0 | 0 | 0 | 0 | 0 | 0 | 0 | 0 | 0 | 0 | 0 | 0 | 0 | 0 | 0 | 0 | 0 | 0 | 0 | 0 | 0
sens5 | Capex 10% higher & Total benefits 10% lower | 10% | -10% | Option 5sens5 | 0 | 0 | 0 | 0 | 0 | 0 | 0 | 0 | 0 | 0 | 0 | 0 | 0 | 0 | 0 | 0 | 0 | 0 | 0 | 0 | 0 | 0 | 0 | 0 | 0
sens | 0 | 0% | 0% | Option 5sens | 0 | 0 | 0 | 0 | 0 | 0 | 0 | 0 | 0 | 0 | 0 | 0 | 0 | 0 | 0 | 0 | 0 | 0 | 0 | 0 | 0 | 0 | 0 | 0 | 0
sens | 0 | 0% | 0% | Option 5sens | 0 | 0 | 0 | 0 | 0 | 0 | 0 | 0 | 0 | 0 | 0 | 0 | 0 | 0 | 0 | 0 | 0 | 0 | 0 | 0 | 0 | 0 | 0 | 0 | 0
sens | 0 | 0% | 0% | Option 5sens | 0 | 0 | 0 | 0 | 0 | 0 | 0 | 0 | 0 | 0 | 0 | 0 | 0 | 0 | 0 | 0 | 0 | 0 | 0 | 0 | 0 | 0 | 0 | 0 | 0

## Consol
Powercor
CLC006-BAS022 Tie upgrade
CONSOLIDATED
Discount factor |  |  |  |  | 0 | 0.98295 | 0.94971 | 0.91759 | 0.88656 | 0.85658 | 0.82761 | 0.79963 | 0.77259 | 0.74646 | 0.72122 | 0.69683 | 0.67326 | 0.6505 | 0.6285 | 0.60725 | 0.58671 | 0.56687 | 0.5477 | 0.52918 | 0.51129 | 0.494 | 0.47729 | 0.46115 | 0.44556 | 0.43049
Count |  |  |  |  | 0 | 1 | 2 | 3 | 4 | 5 | 6 | 7 | 8 | 9 | 10 | 11 | 12 | 13 | 14 | 15 | 16 | 17 | 18 | 19 | 20 | 21 | 22 | 23 | 24 | 25
Analysis period |  |  |  |  | TRUE | TRUE | TRUE | TRUE | TRUE | TRUE | TRUE | TRUE | TRUE | TRUE | TRUE | TRUE | TRUE | TRUE | TRUE | TRUE | TRUE | TRUE | TRUE | TRUE | TRUE | TRUE | FALSE | FALSE | FALSE | FALSE
[5 empty] | 2026-06-30 | 2026-27 | 2027-28 | 2028-29 | 2029-30 | 2030-31 | 2031-32 | 2032-33 | 2033-34 | 2034-35 | 2035-36 | 2036-37 | 2037-38 | 2038-39 | 2039-40 | 2040-41 | 2041-42 | 2042-43 | 2043-44 | 2044-45 | 2045-46 | 2046-47 | 2047-48 | 2048-49 | 2049-50 | 2050-51
COSTS |  |  | PV
Option 1 (base case) | Energy at risk value | Option 1 (base case)Energy at risk value | 10946809.1469 | 2026-06-30 |  | 652860.2879 | 652860.2879 | 652860.2879 | 652860.2879 | 652860.2879 | 652860.2879 | 652860.2879 | 652860.2879 | 652860.2879 | 652860.2879 | 652860.2879 | 652860.2879 | 652860.2879 | 652860.2879 | 652860.2879 | 652860.2879 | 652860.2879 | 652860.2879 | 652860.2879 | 652860.2879 | 652860.2879 | 652860.2879 | 652860.2879 | 652860.2879 | 652860.2879
Option 1 (base case) | Capital expenditure | Option 1 (base case)Capital expenditure | 0 | 2026-06-30 |  | 0 | 0 | 0 | 0 | 0 | 0 | 0 | 0 | 0 | 0 | 0 | 0 | 0 | 0 | 0 | 0 | 0 | 0 | 0 | 0 | 0 | 0 | 0 | 0 | 0
Option 1 (base case) | Total risk cost | Option 1 (base case)Total risk cost | 9762204.6545 | 2026-06-30 |  | 652860.2879 | 652860.2879 | 652860.2879 | 652860.2879 | 652860.2879 | 652860.2879 | 652860.2879 | 652860.2879 | 652860.2879 | 652860.2879 | 652860.2879 | 652860.2879 | 652860.2879 | 652860.2879 | 652860.2879 | 652860.2879 | 652860.2879 | 652860.2879 | 652860.2879 | 652860.2879 | 652860.2879 | 652860.2879 | 652860.2879 | 652860.2879 | 652860.2879
Option 1 (base case) |  | Option 1 (base case)
Option 1 (base case) | Annualised capex | Option 1 (base case)Annualised capex | 0 | 2026-06-30 |  | 0 | 0 | 0 | 0 | 0 | 0 | 0 | 0 | 0 | 0 | 0 | 0 | 0 | 0 | 0 | 0 | 0 | 0 | 0 | 0 | 0 | 0 | 0 | 0 | 0
Option 1 (base case) | Operating expenditure | Option 1 (base case)Operating expenditure | 0 | 2026-06-30 |  | 0 | 0 | 0 | 0 | 0 | 0 | 0 | 0 | 0 | 0 | 0 | 0 | 0 | 0 | 0 | 0 | 0 | 0 | 0 | 0 | 0 | 0 | 0 | 0 | 0
Option 1 (base case) | Risk mitigated | Option 1 (base case)Risk mitigated | 0 | 2026-06-30 |  | 0 | 0 | 0 | 0 | 0 | 0 | 0 | 0 | 0 | 0 | 0 | 0 | 0 | 0 | 0 | 0 | 0 | 0 | 0 | 0 | 0 | 0 | 0 | 0 | 0
Option 1 (base case) | Other benefits value | Option 1 (base case)Other benefits value | 0 | 2026-06-30 |  | 0 | 0 | 0 | 0 | 0 | 0 | 0 | 0 | 0 | 0 | 0 | 0 | 0 | 0 | 0 | 0 | 0 | 0 | 0 | 0 | 0 | 0 | 0 | 0 | 0
Option 1 (base case) | Net benefits | Option 1 (base case)Net benefits |  | 2026-06-30 |  | 0 | 0 | 0 | 0 | 0 | 0 | 0 | 0 | 0 | 0 | 0 | 0 | 0 | 0 | 0 | 0 | 0 | 0 | 0 | 0 | 0 | 0 | 0 | 0 | 0
Option 1 (base case) | NPV | Option 1 (base case)NPV | 0 | 2026-06-30
Option 1 (base case) | PV of costs | Option 1 (base case)PV of costs | 0 | 2026-06-30
Option 1 (base case) | PV of benefits | Option 1 (base case)PV of benefits | 0 | 2026-06-30
Option 2 | Energy at risk value | Option 2Energy at risk value | 8589323.8777 | 2026-06-30 |  | 652860.2879 | 652860.2879 | 652860.2879 | 652860.2879 | 471941.8909 | 471941.8909 | 471941.8909 | 471941.8909 | 471941.8909 | 471941.8909 | 471941.8909 | 471941.8909 | 471941.8909 | 471941.8909 | 471941.8909 | 471941.8909 | 471941.8909 | 471941.8909 | 471941.8909 | 471941.8909 | 471941.8909 | 471941.8909 | 471941.8909 | 471941.8909 | 471941.8909
Option 2 | Capital expenditure | Option 2Capital expenditure | -4954832.5011 | 2026-06-30 |  | 0 | -940691.9489 | -3682532.3059 | -769707.3535 | 0 | 0 | 0 | 0 | 0 | 0 | 0 | 0 | 0 | 0 | 0 | 0 | 0 | 0 | 0 | 0 | 0 | 0 | 0 | 0 | 0
Option 2 | Total risk cost | Option 2Total risk cost | 7732992.907 | 2026-06-30 |  | 652860.2879 | 652860.2879 | 652860.2879 | 652860.2879 | 471941.8909 | 471941.8909 | 471941.8909 | 471941.8909 | 471941.8909 | 471941.8909 | 471941.8909 | 471941.8909 | 471941.8909 | 471941.8909 | 471941.8909 | 471941.8909 | 471941.8909 | 471941.8909 | 471941.8909 | 471941.8909 | 471941.8909 | 0 | 0 | 0 | 0
Option 2 |  | Option 2
Option 2 | Annualised capex | Option 2Annualised capex | -2790375.7527 | 2026-06-30 |  | 0 | 0 | -40105.1873 | -197105.2001 | -229920.6799 | -229920.6799 | -229920.6799 | -229920.6799 | -229920.6799 | -229920.6799 | -229920.6799 | -229920.6799 | -229920.6799 | -229920.6799 | -229920.6799 | -229920.6799 | -229920.6799 | -229920.6799 | -229920.6799 | -229920.6799 | -229920.6799 | 0 | 0 | 0 | 0
Option 2 | Operating expenditure | Option 2Operating expenditure | 0 | 2026-06-30 |  | 0 | 0 | 0 | 0 | 0 | 0 | 0 | 0 | 0 | 0 | 0 | 0 | 0 | 0 | 0 | 0 | 0 | 0 | 0 | 0 | 0 | 0 | 0 | 0 | 0
Option 2 | Risk mitigated | Option 2Risk mitigated | 2029211.7475 | 2026-06-30 |  | 0 | 0 | 0 | 0 | 180918.397 | 180918.397 | 180918.397 | 180918.397 | 180918.397 | 180918.397 | 180918.397 | 180918.397 | 180918.397 | 180918.397 | 180918.397 | 180918.397 | 180918.397 | 180918.397 | 180918.397 | 180918.397 | 180918.397 | 0 | 0 | 0 | 0
Option 2 | Other benefits value | Option 2Other benefits value | 3721781.0478 | 2026-06-30 |  | 0 | 0 | 0 | 0 | 331822.7691 | 331822.7691 | 331822.7691 | 331822.7691 | 331822.7691 | 331822.7691 | 331822.7691 | 331822.7691 | 331822.7691 | 331822.7691 | 331822.7691 | 331822.7691 | 331822.7691 | 331822.7691 | 331822.7691 | 331822.7691 | 331822.7691 | 0 | 0 | 0 | 0
Option 2 | Net benefits | Option 2Net benefits |  | 2026-06-30 |  | 0 | 0 | -40105.1873 | -197105.2001 | 282820.4863 | 282820.4863 | 282820.4863 | 282820.4863 | 282820.4863 | 282820.4863 | 282820.4863 | 282820.4863 | 282820.4863 | 282820.4863 | 282820.4863 | 282820.4863 | 282820.4863 | 282820.4863 | 282820.4863 | 282820.4863 | 282820.4863 | 0 | 0 | 0 | 0
Option 2 | NPV | Option 2NPV | 2960617.0426 | 2026-06-30
Option 2 | PV of costs | Option 2PV of costs | -2790375.7527 | 2026-06-30
Option 2 | PV of benefits | Option 2PV of benefits | 5750992.7952 | 2026-06-30
Option 3 | Energy at risk value | Option 3Energy at risk value | 0 | 2026-06-30 |  | 0 | 0 | 0 | 0 | 0 | 0 | 0 | 0 | 0 | 0 | 0 | 0 | 0 | 0 | 0 | 0 | 0 | 0 | 0 | 0 | 0 | 0 | 0 | 0 | 0
Option 3 | Capital expenditure | Option 3Capital expenditure | 0 | 2026-06-30 |  | 0 | 0 | 0 | 0 | 0 | 0 | 0 | 0 | 0 | 0 | 0 | 0 | 0 | 0 | 0 | 0 | 0 | 0 | 0 | 0 | 0 | 0 | 0 | 0 | 0
Option 3 | Total risk cost | Option 3Total risk cost | 0 | 2026-06-30 |  | 0 | 0 | 0 | 0 | 0 | 0 | 0 | 0 | 0 | 0 | 0 | 0 | 0 | 0 | 0 | 0 | 0 | 0 | 0 | 0 | 0 | 0 | 0 | 0 | 0
Option 3
Option 3 | Annualised capex | Option 3Annualised capex | 0 | 2026-06-30 |  | 0 | 0 | 0 | 0 | 0 | 0 | 0 | 0 | 0 | 0 | 0 | 0 | 0 | 0 | 0 | 0 | 0 | 0 | 0 | 0 | 0 | 0 | 0 | 0 | 0
Option 3 | Operating expenditure | Option 3Operating expenditure | 0 | 2026-06-30 |  | 0 | 0 | 0 | 0 | 0 | 0 | 0 | 0 | 0 | 0 | 0 | 0 | 0 | 0 | 0 | 0 | 0 | 0 | 0 | 0 | 0 | 0 | 0 | 0 | 0
Option 3 | Risk mitigated | Option 3Risk mitigated | 0 | 2026-06-30 |  | 0 | 0 | 0 | 0 | 0 | 0 | 0 | 0 | 0 | 0 | 0 | 0 | 0 | 0 | 0 | 0 | 0 | 0 | 0 | 0 | 0 | 0 | 0 | 0 | 0
Option 3 | Other benefits value | Option 3Other benefits value | 0 | 2026-06-30 |  | 0 | 0 | 0 | 0 | 0 | 0 | 0 | 0 | 0 | 0 | 0 | 0 | 0 | 0 | 0 | 0 | 0 | 0 | 0 | 0 | 0 | 0 | 0 | 0 | 0
Option 3 | Net benefits | Option 3Net benefits |  | 2026-06-30 |  | 0 | 0 | 0 | 0 | 0 | 0 | 0 | 0 | 0 | 0 | 0 | 0 | 0 | 0 | 0 | 0 | 0 | 0 | 0 | 0 | 0 | 0 | 0 | 0 | 0
Option 3 | NPV | Option 3NPV | 0 | 2026-06-30
Option 3 | PV of costs | Option 3PV of costs | 0 | 2026-06-30
Option 3 | PV of benefits | Option 3PV of benefits | 0 | 2026-06-30
Option 4 | Energy at risk value | Option 4Energy at risk value | 0 | 2026-06-30 |  | 0 | 0 | 0 | 0 | 0 | 0 | 0 | 0 | 0 | 0 | 0 | 0 | 0 | 0 | 0 | 0 | 0 | 0 | 0 | 0 | 0 | 0 | 0 | 0 | 0
Option 4 | Capital expenditure | Option 4Capital expenditure | 0 | 2026-06-30 |  | 0 | 0 | 0 | 0 | 0 | 0 | 0 | 0 | 0 | 0 | 0 | 0 | 0 | 0 | 0 | 0 | 0 | 0 | 0 | 0 | 0 | 0 | 0 | 0 | 0
Option 4 | Total risk cost | Option 4Total risk cost | 0 | 2026-06-30 |  | 0 | 0 | 0 | 0 | 0 | 0 | 0 | 0 | 0 | 0 | 0 | 0 | 0 | 0 | 0 | 0 | 0 | 0 | 0 | 0 | 0 | 0 | 0 | 0 | 0
Option 4 |  | Option 4
Option 4 | Annualised capex | Option 4Annualised capex | 0 | 2026-06-30 |  | 0 | 0 | 0 | 0 | 0 | 0 | 0 | 0 | 0 | 0 | 0 | 0 | 0 | 0 | 0 | 0 | 0 | 0 | 0 | 0 | 0 | 0 | 0 | 0 | 0
Option 4 | Operating expenditure | Option 4Operating expenditure | 0 | 2026-06-30 |  | 0 | 0 | 0 | 0 | 0 | 0 | 0 | 0 | 0 | 0 | 0 | 0 | 0 | 0 | 0 | 0 | 0 | 0 | 0 | 0 | 0 | 0 | 0 | 0 | 0
Option 4 | Risk mitigated | Option 4Risk mitigated | 0 | 2026-06-30 |  | 0 | 0 | 0 | 0 | 0 | 0 | 0 | 0 | 0 | 0 | 0 | 0 | 0 | 0 | 0 | 0 | 0 | 0 | 0 | 0 | 0 | 0 | 0 | 0 | 0
Option 4 | Other benefits value | Option 4Other benefits value | 0 | 2026-06-30 |  | 0 | 0 | 0 | 0 | 0 | 0 | 0 | 0 | 0 | 0 | 0 | 0 | 0 | 0 | 0 | 0 | 0 | 0 | 0 | 0 | 0 | 0 | 0 | 0 | 0
Option 4 | Net benefits | Option 4Net benefits |  | 2026-06-30 |  | 0 | 0 | 0 | 0 | 0 | 0 | 0 | 0 | 0 | 0 | 0 | 0 | 0 | 0 | 0 | 0 | 0 | 0 | 0 | 0 | 0 | 0 | 0 | 0 | 0
Option 4 | NPV | Option 4NPV | 0 | 2026-06-30
Option 4 | PV of costs | Option 4PV of costs | 0 | 2026-06-30
Option 4 | PV of benefits | Option 4PV of benefits | 0 | 2026-06-30
Option 5 | Energy at risk value | Option 5Energy at risk value | 0 | 2026-06-30 |  | 0 | 0 | 0 | 0 | 0 | 0 | 0 | 0 | 0 | 0 | 0 | 0 | 0 | 0 | 0 | 0 | 0 | 0 | 0 | 0 | 0 | 0 | 0 | 0 | 0
Option 5 | Capital expenditure | Option 5Capital expenditure | 0 | 2026-06-30 |  | 0 | 0 | 0 | 0 | 0 | 0 | 0 | 0 | 0 | 0 | 0 | 0 | 0 | 0 | 0 | 0 | 0 | 0 | 0 | 0 | 0 | 0 | 0 | 0 | 0
Option 5 | Total risk cost | Option 5Total risk cost | 0 | 2026-06-30 |  | 0 | 0 | 0 | 0 | 0 | 0 | 0 | 0 | 0 | 0 | 0 | 0 | 0 | 0 | 0 | 0 | 0 | 0 | 0 | 0 | 0 | 0 | 0 | 0 | 0
Option 5 |  | Option 5
Option 5 | Annualised capex | Option 5Annualised capex | 0 | 2026-06-30 |  | 0 | 0 | 0 | 0 | 0 | 0 | 0 | 0 | 0 | 0 | 0 | 0 | 0 | 0 | 0 | 0 | 0 | 0 | 0 | 0 | 0 | 0 | 0 | 0 | 0
Option 5 | Operating expenditure | Option 5Operating expenditure | 0 | 2026-06-30 |  | 0 | 0 | 0 | 0 | 0 | 0 | 0 | 0 | 0 | 0 | 0 | 0 | 0 | 0 | 0 | 0 | 0 | 0 | 0 | 0 | 0 | 0 | 0 | 0 | 0
Option 5 | Risk mitigated | Option 5Risk mitigated | 0 | 2026-06-30 |  | 0 | 0 | 0 | 0 | 0 | 0 | 0 | 0 | 0 | 0 | 0 | 0 | 0 | 0 | 0 | 0 | 0 | 0 | 0 | 0 | 0 | 0 | 0 | 0 | 0
Option 5 | Other benefits value | Option 5Other benefits value | 0 | 2026-06-30 |  | 0 | 0 | 0 | 0 | 0 | 0 | 0 | 0 | 0 | 0 | 0 | 0 | 0 | 0 | 0 | 0 | 0 | 0 | 0 | 0 | 0 | 0 | 0 | 0 | 0
Option 5 | Net benefits | Option 5Net benefits |  | 2026-06-30 |  | 0 | 0 | 0 | 0 | 0 | 0 | 0 | 0 | 0 | 0 | 0 | 0 | 0 | 0 | 0 | 0 | 0 | 0 | 0 | 0 | 0 | 0 | 0 | 0 | 0
Option 5 | NPV | Option 5NPV | 0 | 2026-06-30
Option 5 | PV of costs | Option 5PV of costs | 0 | 2026-06-30
Option 5 | PV of benefits | Option 5PV of benefits | 0 | 2026-06-30
CHART DATA | [5 empty] | FY27 | FY28 | FY29 | FY30 | FY31 | FY32 | FY33 | FY34 | FY35 | FY36 | FY37 | FY38 | FY39 | FY40 | FY41 | FY42 | FY43 | FY44 | FY45 | FY46 | FY47 | FY48 | FY49 | FY50 | FY51
Option 2 | Annualised capex | -1 |  |  | Option 2 annualised capex | 0.22992 | 0.22992 | 0.22992 | 0.22992 | 0.22992 | 0.22992 | 0.22992 | 0.22992 | 0.22992 | 0.22992 | 0.22992 | 0.22992 | 0.22992 | 0.22992 | 0.22992 | 0.22992 | 0.22992 | 0.22992 | 0.22992 | 0.22992 | 0.22992 | 0 | 0 | 0 | 0
Option 1 (base case) | Total risk cost | 1 |  |  | Option 1 (base case) risk cost | 0.65286 | 0.65286 | 0.65286 | 0.65286 | 0.65286 | 0.65286 | 0.65286 | 0.65286 | 0.65286 | 0.65286 | 0.65286 | 0.65286 | 0.65286 | 0.65286 | 0.65286 | 0.65286 | 0.65286 | 0.65286 | 0.65286 | 0.65286 | 0.65286 | 0.65286 | 0.65286 | 0.65286 | 0.65286
[6 empty] | FY27 | FY28 | FY29 | FY30 | FY31 | FY32 | FY33 | FY34 | FY35 | FY36 | FY37 | FY38 | FY39 | FY40 | FY41 | FY42 | FY43 | FY44 | FY45 | FY46 | FY47 | FY48 | FY49 | FY50 | FY51
Energy at risk | Energy at risk (weighted) | 18.9216 |  |  | Energy at risk energy at risk (weighted) | 18.9216 | 18.9216 | 18.9216 | 18.9216 | 18.9216 | 18.9216 | 18.9216 | 18.9216 | 18.9216 | 18.9216 | 18.9216 | 18.9216 | 18.9216 | 18.9216 | 18.9216 | 18.9216 | 18.9216 | 18.9216 | 18.9216 | 18.9216 | 18.9216 | 18.9216 | 18.9216 | 18.9216 | 18.9216
Option 1 (base case) | Energy at risk value | 0.58992 |  |  | Option 1 (base case) risk cost | 0.58992 | 0.58992 | 0.58992 | 0.58992 | 0.58992 | 0.58992 | 0.58992 | 0.58992 | 0.58992 | 0.58992 | 0.58992 | 0.58992 | 0.58992 | 0.58992 | 0.58992 | 0.58992 | 0.58992 | 0.58992 | 0.58992 | 0.58992 | 0.58992 | 0.58992 | 0.58992 | 0.58992 | 0.58992

## Sensitivity_calcs
Powercor
CLC006-BAS022 Tie upgrade
SENSITIVITY CALCULATIONS
Discount factor | [6 empty] | 0 | 0.98295 | 0.94971 | 0.91759 | 0.88656 | 0.85658 | 0.82761 | 0.79963 | 0.77259 | 0.74646 | 0.72122 | 0.69683 | 0.67326 | 0.6505 | 0.6285 | 0.60725 | 0.58671 | 0.56687 | 0.5477 | 0.52918 | 0.51129 | 0.494 | 0.47729 | 0.46115 | 0.44556 | 0.43049
Count | [6 empty] | 0 | 1 | 2 | 3 | 4 | 5 | 6 | 7 | 8 | 9 | 10 | 11 | 12 | 13 | 14 | 15 | 16 | 17 | 18 | 19 | 20 | 21 | 22 | 23 | 24 | 25
Analysis period | [6 empty] | TRUE | TRUE | TRUE | TRUE | TRUE | TRUE | TRUE | TRUE | TRUE | TRUE | TRUE | TRUE | TRUE | TRUE | TRUE | TRUE | TRUE | TRUE | TRUE | TRUE | TRUE | TRUE | FALSE | FALSE | FALSE | FALSE
[7 empty] | 46203 | 2026-27 | 2027-28 | 2028-29 | 2029-30 | 2030-31 | 2031-32 | 2032-33 | 2033-34 | 2034-35 | 2035-36 | 2036-37 | 2037-38 | 2038-39 | 2039-40 | 2040-41 | 2041-42 | 2042-43 | 2043-44 | 2044-45 | 2045-46 | 2046-47 | 2047-48 | 2048-49 | 2049-50 | 2050-51
PV
[25 empty] | 282820.4863 | 282820.4863 | 282820.4863 | 0 | 0 | 0 | 0
OPTION 1 (base case) | NPV | Net benefits | OPTION 1 (base case)NPV |  | 0 |  | 0 | 0 | 0 | 0 | 0 | 0 | 0 | 0 | 0 | 0 | 0 | 0 | 0 | 0 | 0 | 0 | 0 | 0 | 0 | 0 | 0 | 0 | 0 | 0 | 0 | 0
OPTION 1 (base case) | sens1 | Capex 10% higher | OPTION 1 (base case)sens1 |  | 0 |  | 0 | 0 | 0 | 0 | 0 | 0 | 0 | 0 | 0 | 0 | 0 | 0 | 0 | 0 | 0 | 0 | 0 | 0 | 0 | 0 | 0 | 0 | 0 | 0 | 0 | 0
OPTION 1 (base case) | sens2 | Capex 10% lower | OPTION 1 (base case)sens2 |  | 0 |  | 0 | 0 | 0 | 0 | 0 | 0 | 0 | 0 | 0 | 0 | 0 | 0 | 0 | 0 | 0 | 0 | 0 | 0 | 0 | 0 | 0 | 0 | 0 | 0 | 0 | 0
OPTION 1 (base case) | sens3 | Total benefits 10% higher | OPTION 1 (base case)sens3 |  | 0 |  | 0 | 0 | 0 | 0 | 0 | 0 | 0 | 0 | 0 | 0 | 0 | 0 | 0 | 0 | 0 | 0 | 0 | 0 | 0 | 0 | 0 | 0 | 0 | 0 | 0 | 0
OPTION 1 (base case) | sens4 | Total benefits 10% lower | OPTION 1 (base case)sens4 |  | 0 |  | 0 | 0 | 0 | 0 | 0 | 0 | 0 | 0 | 0 | 0 | 0 | 0 | 0 | 0 | 0 | 0 | 0 | 0 | 0 | 0 | 0 | 0 | 0 | 0 | 0 | 0
OPTION 1 (base case) | sens5 | Capex 10% higher & Total benefits 10% lower | OPTION 1 (base case)sens5 |  | 0 |  | 0 | 0 | 0 | 0 | 0 | 0 | 0 | 0 | 0 | 0 | 0 | 0 | 0 | 0 | 0 | 0 | 0 | 0 | 0 | 0 | 0 | 0 | 0 | 0 | 0 | 0
OPTION 1 (base case) | sens | 0 | OPTION 1 (base case)sens |  | 0 |  | 0 | 0 | 0 | 0 | 0 | 0 | 0 | 0 | 0 | 0 | 0 | 0 | 0 | 0 | 0 | 0 | 0 | 0 | 0 | 0 | 0 | 0 | 0 | 0 | 0 | 0
OPTION 1 (base case) | sens | 0 | OPTION 1 (base case)sens |  | 0 |  | 0 | 0 | 0 | 0 | 0 | 0 | 0 | 0 | 0 | 0 | 0 | 0 | 0 | 0 | 0 | 0 | 0 | 0 | 0 | 0 | 0 | 0 | 0 | 0 | 0 | 0
OPTION 1 (base case) | sens | 0 | OPTION 1 (base case)sens |  | 0 |  | 0 | 0 | 0 | 0 | 0 | 0 | 0 | 0 | 0 | 0 | 0 | 0 | 0 | 0 | 0 | 0 | 0 | 0 | 0 | 0 | 0 | 0 | 0 | 0 | 0 | 0
Option 2 | NPV | Net benefits | Option 2NPV |  | 2960617.0426 |  | 0 | 0 | 0 | -40105.1873 | -197105.2001 | 282820.4863 | 282820.4863 | 282820.4863 | 282820.4863 | 282820.4863 | 282820.4863 | 282820.4863 | 282820.4863 | 282820.4863 | 282820.4863 | 282820.4863 | 282820.4863 | 282820.4863 | 282820.4863 | 282820.4863 | 282820.4863 | 282820.4863 | 0 | 0 | 0 | 0
Option 2 | sens1 | Capex 10% higher | Option 2sens1 |  | 2681579.4673 |  | 0 | 0 | 0 | -44115.7061 | -216815.7202 | 259828.4183 | 259828.4183 | 259828.4183 | 259828.4183 | 259828.4183 | 259828.4183 | 259828.4183 | 259828.4183 | 259828.4183 | 259828.4183 | 259828.4183 | 259828.4183 | 259828.4183 | 259828.4183 | 259828.4183 | 259828.4183 | 259828.4183 | 0 | 0 | 0 | 0
Option 2 | sens2 | Capex 10% lower | Option 2sens2 |  | 3239654.6178 |  | 0 | 0 | 0 | -36094.6686 | -177394.6801 | 305812.5542 | 305812.5542 | 305812.5542 | 305812.5542 | 305812.5542 | 305812.5542 | 305812.5542 | 305812.5542 | 305812.5542 | 305812.5542 | 305812.5542 | 305812.5542 | 305812.5542 | 305812.5542 | 305812.5542 | 305812.5542 | 305812.5542 | 0 | 0 | 0 | 0
Option 2 | sens3 | Total benefits 10% higher | Option 2sens3 |  | 3535716.3221 |  | 0 | 0 | 0 | -40105.1873 | -197105.2001 | 334094.6029 | 334094.6029 | 334094.6029 | 334094.6029 | 334094.6029 | 334094.6029 | 334094.6029 | 334094.6029 | 334094.6029 | 334094.6029 | 334094.6029 | 334094.6029 | 334094.6029 | 334094.6029 | 334094.6029 | 334094.6029 | 334094.6029 | 0 | 0 | 0 | 0
Option 2 | sens4 | Total benefits 10% lower | Option 2sens4 |  | 2385517.763 |  | 0 | 0 | 0 | -40105.1873 | -197105.2001 | 231546.3696 | 231546.3696 | 231546.3696 | 231546.3696 | 231546.3696 | 231546.3696 | 231546.3696 | 231546.3696 | 231546.3696 | 231546.3696 | 231546.3696 | 231546.3696 | 231546.3696 | 231546.3696 | 231546.3696 | 231546.3696 | 231546.3696 | 0 | 0 | 0 | 0
Option 2 | sens5 | Capex 10% higher & Total benefits 10% lower | Option 2sens5 |  | 2106480.1878 |  | 0 | 0 | 0 | -44115.7061 | -216815.7202 | 208554.3017 | 208554.3017 | 208554.3017 | 208554.3017 | 208554.3017 | 208554.3017 | 208554.3017 | 208554.3017 | 208554.3017 | 208554.3017 | 208554.3017 | 208554.3017 | 208554.3017 | 208554.3017 | 208554.3017 | 208554.3017 | 208554.3017 | 0 | 0 | 0 | 0
Option 2 | sens | 0 | Option 2sens |  | 2960617.0426 |  | 0 | 0 | 0 | -40105.1873 | -197105.2001 | 282820.4863 | 282820.4863 | 282820.4863 | 282820.4863 | 282820.4863 | 282820.4863 | 282820.4863 | 282820.4863 | 282820.4863 | 282820.4863 | 282820.4863 | 282820.4863 | 282820.4863 | 282820.4863 | 282820.4863 | 282820.4863 | 282820.4863 | 0 | 0 | 0 | 0
Option 2 | sens | 0 | Option 2sens |  | 2960617.0426 |  | 0 | 0 | 0 | -40105.1873 | -197105.2001 | 282820.4863 | 282820.4863 | 282820.4863 | 282820.4863 | 282820.4863 | 282820.4863 | 282820.4863 | 282820.4863 | 282820.4863 | 282820.4863 | 282820.4863 | 282820.4863 | 282820.4863 | 282820.4863 | 282820.4863 | 282820.4863 | 282820.4863 | 0 | 0 | 0 | 0
Option 2 | sens | 0 | Option 2sens |  | 2960617.0426 |  | 0 | 0 | 0 | -40105.1873 | -197105.2001 | 282820.4863 | 282820.4863 | 282820.4863 | 282820.4863 | 282820.4863 | 282820.4863 | 282820.4863 | 282820.4863 | 282820.4863 | 282820.4863 | 282820.4863 | 282820.4863 | 282820.4863 | 282820.4863 | 282820.4863 | 282820.4863 | 282820.4863 | 0 | 0 | 0 | 0
[7 empty] | 0 | 0 | 0 | 0 | 0 | 0 | 0 | 0 | 0 | 0 | 0 | 0 | 0 | 0 | 0 | 0 | 0 | 0 | 0 | 0 | 0 | 0 | 0 | 0 | 0 | 0
Option 3 | NPV | Net benefits | Option 3NPV |  | 0 |  | 0 | 0 | 0 | 0 | 0 | 0 | 0 | 0 | 0 | 0 | 0 | 0 | 0 | 0 | 0 | 0 | 0 | 0 | 0 | 0 | 0 | 0 | 0 | 0 | 0 | 0
Option 3 | sens1 | Capex 10% higher | Option 3sens1 |  | 0 |  | 0 | 0 | 0 | 0 | 0 | 0 | 0 | 0 | 0 | 0 | 0 | 0 | 0 | 0 | 0 | 0 | 0 | 0 | 0 | 0 | 0 | 0 | 0 | 0 | 0 | 0
Option 3 | sens2 | Capex 10% lower | Option 3sens2 |  | 0 |  | 0 | 0 | 0 | 0 | 0 | 0 | 0 | 0 | 0 | 0 | 0 | 0 | 0 | 0 | 0 | 0 | 0 | 0 | 0 | 0 | 0 | 0 | 0 | 0 | 0 | 0
Option 3 | sens3 | Total benefits 10% higher | Option 3sens3 |  | 0 |  | 0 | 0 | 0 | 0 | 0 | 0 | 0 | 0 | 0 | 0 | 0 | 0 | 0 | 0 | 0 | 0 | 0 | 0 | 0 | 0 | 0 | 0 | 0 | 0 | 0 | 0
Option 3 | sens4 | Total benefits 10% lower | Option 3sens4 |  | 0 |  | 0 | 0 | 0 | 0 | 0 | 0 | 0 | 0 | 0 | 0 | 0 | 0 | 0 | 0 | 0 | 0 | 0 | 0 | 0 | 0 | 0 | 0 | 0 | 0 | 0 | 0
Option 3 | sens5 | Capex 10% higher & Total benefits 10% lower | Option 3sens5 |  | 0 |  | 0 | 0 | 0 | 0 | 0 | 0 | 0 | 0 | 0 | 0 | 0 | 0 | 0 | 0 | 0 | 0 | 0 | 0 | 0 | 0 | 0 | 0 | 0 | 0 | 0 | 0
Option 3 | sens | 0 | Option 3sens |  | 0 |  | 0 | 0 | 0 | 0 | 0 | 0 | 0 | 0 | 0 | 0 | 0 | 0 | 0 | 0 | 0 | 0 | 0 | 0 | 0 | 0 | 0 | 0 | 0 | 0 | 0 | 0
Option 3 | sens | 0 | Option 3sens |  | 0 |  | 0 | 0 | 0 | 0 | 0 | 0 | 0 | 0 | 0 | 0 | 0 | 0 | 0 | 0 | 0 | 0 | 0 | 0 | 0 | 0 | 0 | 0 | 0 | 0 | 0 | 0
Option 3 | sens | 0 | Option 3sens |  | 0 |  | 0 | 0 | 0 | 0 | 0 | 0 | 0 | 0 | 0 | 0 | 0 | 0 | 0 | 0 | 0 | 0 | 0 | 0 | 0 | 0 | 0 | 0 | 0 | 0 | 0 | 0
Option 4 | NPV | Net benefits | Option 4NPV |  | 0 |  | 0 | 0 | 0 | 0 | 0 | 0 | 0 | 0 | 0 | 0 | 0 | 0 | 0 | 0 | 0 | 0 | 0 | 0 | 0 | 0 | 0 | 0 | 0 | 0 | 0 | 0
Option 4 | sens1 | Capex 10% higher | Option 4sens1 |  | 0 |  | 0 | 0 | 0 | 0 | 0 | 0 | 0 | 0 | 0 | 0 | 0 | 0 | 0 | 0 | 0 | 0 | 0 | 0 | 0 | 0 | 0 | 0 | 0 | 0 | 0 | 0
Option 4 | sens2 | Capex 10% lower | Option 4sens2 |  | 0 |  | 0 | 0 | 0 | 0 | 0 | 0 | 0 | 0 | 0 | 0 | 0 | 0 | 0 | 0 | 0 | 0 | 0 | 0 | 0 | 0 | 0 | 0 | 0 | 0 | 0 | 0
Option 4 | sens3 | Total benefits 10% higher | Option 4sens3 |  | 0 |  | 0 | 0 | 0 | 0 | 0 | 0 | 0 | 0 | 0 | 0 | 0 | 0 | 0 | 0 | 0 | 0 | 0 | 0 | 0 | 0 | 0 | 0 | 0 | 0 | 0 | 0
Option 4 | sens4 | Total benefits 10% lower | Option 4sens4 |  | 0 |  | 0 | 0 | 0 | 0 | 0 | 0 | 0 | 0 | 0 | 0 | 0 | 0 | 0 | 0 | 0 | 0 | 0 | 0 | 0 | 0 | 0 | 0 | 0 | 0 | 0 | 0
Option 4 | sens5 | Capex 10% higher & Total benefits 10% lower | Option 4sens5 |  | 0 |  | 0 | 0 | 0 | 0 | 0 | 0 | 0 | 0 | 0 | 0 | 0 | 0 | 0 | 0 | 0 | 0 | 0 | 0 | 0 | 0 | 0 | 0 | 0 | 0 | 0 | 0
Option 4 | sens | 0 | Option 4sens |  | 0 |  | 0 | 0 | 0 | 0 | 0 | 0 | 0 | 0 | 0 | 0 | 0 | 0 | 0 | 0 | 0 | 0 | 0 | 0 | 0 | 0 | 0 | 0 | 0 | 0 | 0 | 0
Option 4 | sens | 0 | Option 4sens |  | 0 |  | 0 | 0 | 0 | 0 | 0 | 0 | 0 | 0 | 0 | 0 | 0 | 0 | 0 | 0 | 0 | 0 | 0 | 0 | 0 | 0 | 0 | 0 | 0 | 0 | 0 | 0
Option 4 | sens | 0 | Option 4sens |  | 0 |  | 0 | 0 | 0 | 0 | 0 | 0 | 0 | 0 | 0 | 0 | 0 | 0 | 0 | 0 | 0 | 0 | 0 | 0 | 0 | 0 | 0 | 0 | 0 | 0 | 0 | 0
Option 5 | NPV | Net benefits | Option 5NPV |  | 0 |  | 0 | 0 | 0 | 0 | 0 | 0 | 0 | 0 | 0 | 0 | 0 | 0 | 0 | 0 | 0 | 0 | 0 | 0 | 0 | 0 | 0 | 0 | 0 | 0 | 0 | 0
Option 5 | sens1 | Capex 10% higher | Option 5sens1 |  | 0 |  | 0 | 0 | 0 | 0 | 0 | 0 | 0 | 0 | 0 | 0 | 0 | 0 | 0 | 0 | 0 | 0 | 0 | 0 | 0 | 0 | 0 | 0 | 0 | 0 | 0 | 0
Option 5 | sens2 | Capex 10% lower | Option 5sens2 |  | 0 |  | 0 | 0 | 0 | 0 | 0 | 0 | 0 | 0 | 0 | 0 | 0 | 0 | 0 | 0 | 0 | 0 | 0 | 0 | 0 | 0 | 0 | 0 | 0 | 0 | 0 | 0
Option 5 | sens3 | Total benefits 10% higher | Option 5sens3 |  | 0 |  | 0 | 0 | 0 | 0 | 0 | 0 | 0 | 0 | 0 | 0 | 0 | 0 | 0 | 0 | 0 | 0 | 0 | 0 | 0 | 0 | 0 | 0 | 0 | 0 | 0 | 0
Option 5 | sens4 | Total benefits 10% lower | Option 5sens4 |  | 0 |  | 0 | 0 | 0 | 0 | 0 | 0 | 0 | 0 | 0 | 0 | 0 | 0 | 0 | 0 | 0 | 0 | 0 | 0 | 0 | 0 | 0 | 0 | 0 | 0 | 0 | 0
Option 5 | sens5 | Capex 10% higher & Total benefits 10% lower | Option 5sens5 |  | 0 |  | 0 | 0 | 0 | 0 | 0 | 0 | 0 | 0 | 0 | 0 | 0 | 0 | 0 | 0 | 0 | 0 | 0 | 0 | 0 | 0 | 0 | 0 | 0 | 0 | 0 | 0
Option 5 | sens | 0 | Option 5sens |  | 0 |  | 0 | 0 | 0 | 0 | 0 | 0 | 0 | 0 | 0 | 0 | 0 | 0 | 0 | 0 | 0 | 0 | 0 | 0 | 0 | 0 | 0 | 0 | 0 | 0 | 0 | 0
Option 5 | sens | 0 | Option 5sens |  | 0 |  | 0 | 0 | 0 | 0 | 0 | 0 | 0 | 0 | 0 | 0 | 0 | 0 | 0 | 0 | 0 | 0 | 0 | 0 | 0 | 0 | 0 | 0 | 0 | 0 | 0 | 0
Option 5 | sens | 0 | Option 5sens |  | 0 |  | 0 | 0 | 0 | 0 | 0 | 0 | 0 | 0 | 0 | 0 | 0 | 0 | 0 | 0 | 0 | 0 | 0 | 0 | 0 | 0 | 0 | 0 | 0 | 0 | 0 | 0
RESULTS
|  | FALSE | FALSE | TRUE | TRUE | TRUE |  | 2028-29: FALSE
|  | Option 1 (base case) | Option 2 | Option 3 | Option 4 | Option 5 |  | 2026-27: Max; 2028-29: Preferred
NPV | None | 0 | 2.9606 |  |  |  |  | 2026-27: 2.9606; 2028-29: Option 2
sens1 | Capex 10% higher | 0 | 2.6816 |  |  |  |  | 2026-27: 2.6816; 2028-29: Option 2
sens2 | Capex 10% lower | 0 | 3.2397 |  |  |  |  | 2026-27: 3.2397; 2028-29: Option 2
sens3 | Total benefits 10% higher | 0 | 3.5357 |  |  |  |  | 2026-27: 3.5357; 2028-29: Option 2
sens4 | Total benefits 10% lower | 0 | 2.3855 |  |  |  |  | 2026-27: 2.3855; 2028-29: Option 2
sens5 | Capex 10% higher & Total benefits 10% lower | 0 | 2.1065 |  |  |  |  | 2026-27: 2.1065; 2028-29: Option 2
sens | 0 | [6 empty] | 2026-27: 0
sens | 0 | [6 empty] | 2026-27: 0
sens | 0 | [6 empty] | 2026-27: 0

## Workings_costs
Powercor
CLC006-BAS022 Tie upgrade
WORKINGS - COSTS
1. Scope of Works
It is proposed to install a tie line between CLC006 and BAS022 feeders to allow for the transfer of customers between the two feeders. The transfer will be completed using remote controlled switch equipment on the two feeders. Works will include the installation of 3km of new overhead HV, 16km of upgrades to existing HV overhead lines, the installation of three remote controllable ACR's.
· Upgrade of line between Rokewood Pole 91 to Rokewood Pole 149 – 10 km
· Upgrade of line between Mercer Pole 199 to Allandale Pole 6 – 10 km
· Installation of new tie line between Allandale Pole 6 – LIS 1646 to Rokewood Pole 149 – LIS 4205 – 3.0km
· New tie conductor to be 6/1/3.75 ACSR
· Upgrading of Mercer Pole 184 SW# 59340 to NOJA ACR
· Installation of NOJA ACR on Beeac ole 288 (LIS 1460)
· Installation of NOJA ACR on new feeder open point.
2. Cost Build Up
|  | Item | Units | Volume | Cost per Unit | Indicative Cost ($ 2023)
|  | New Line - km | km | 3 | 297000 | 891000
|  | New U/G - km | km | 0 | 1700000 | 0
|  | Reconductor Line - km | km | 20 | 179300 | 3586000
|  | Remote Sw | each |  | 93500 | 0
|  | Remote ACR's | each | 3 | 132000 | 396000
|  | Regulator | each | 0 | 385000 | 0
|  | Total |  |  |  | 4873000
Capex profile
|  | 2026-27 | 2027-28 | 2028-29 | 2029-30 | 2030-31
|  | 0 | 850000 | 3327500 | 695500 | 0
|  | Check |  |  |  | 0

## Workings_risks
Powercor
CLC006-BAS022 Tie upgrade
WORKINGS - BENEFITS
1. Customer History
Customers In Benefit Area
|  | Feeder | Feeder Category | No of NMI's | 5 Yr Avg SAIFI | 5 Yr Avg SAIDI | 5 Yr Avg Cust Int | 5 Yr Avg CMOS | Avg CAIDI | Energy Not Supplied |  | Total Energy Not Supplied
|  | BAS022 | Rural Long | 517 | 5.0348 | 569.2 | 2603 | 294276.4 | 113.0528 | 7.9655 |  | 18.9216
|  | CLC006 | Rural Long | 398 | 6.6975 | 1199.2593 | 2665.6 | 477305.2 | 179.0611 | 10.9561 | 134.9948
.
WSC Outages
|  | Feeder | Feeder Category | No of NMI's | 5 Yr Avg SAIFI | 5 Yr Avg SAIDI | 5 Yr Avg Cust Int | 5 Yr Avg CMOS | Avg CAIDI | Energy Not Supplied
|  | BAS022 | Rural Long | 116 | 5.61 | 806.59 | 650.76 | 93564.44 | 143.7772 | 2.3095 | 149.6089
|  | CLC006 | Rural Long | 378 | 6.95 | 1248.52 | 2627.1 | 471940.56 | 179.6432 | 10.8221 | 134.9948

## Workings_benefits
Powercor
CLC006-BAS022 Tie upgrade
WORKINGS - BENEFITS
1. MWh Reliability Calulator - Converts Cust Affected and Customer Minutes to Energy Lost
2021-2026 Incentive Rate Calculation
|  |  | Urban | Rural Short | Rural Long
|  | VCR $/MWh | 41210 | 41210 | 41210
|  | CPI | 0.020906 | 0.020906 | 0.020906
|  | w_n | 1.5 | 1.5 | 1.5
|  | Energy Supplied MWh | 4166180.3851 | 4425570.7123 | 2740818.2368
|  | Revenue $ | 650149950.3204 | 650149950.3204 | 650149950.3204
|  | SAIDI | 69.2269 | 104.1416 | 240.9159
|  | SAIFI | 0.82319 | 1.1472 | 2.0249
|  | MAIFI | 1.1996 | 2.5076 | 4.3933
Incentive Rate
|  | ir - SAIDI | 0.030755 | 0.03267 | 0.020233
|  | ir - SAIFI | 1.7242 | 1.9771 | 1.6048
|  | ir - MAIFI (% of SAIFI) | 0.13794 | 0.15817 | 0.12838
8%
Value of Reliability Calulations
|  | 2022-2026 Smoothed Revenue $m | 689.8989 | 689.8989 | 689.8989
$ per Unit
|  | SAIDI | 212176.28 | 225386.5757 | 139585.0789
|  | SAIFI | 11895374.2503 | 13639737.9637 | 11071500.2137
|  | MAIFI | 951629.94 | 1091179.0371 | 885720.0171
|  | Cust | 320111 | 356763 | 212928
$ per Outage Type
|  | SAIDI - $ per CMOS | 0.66282 | 0.63175 | 0.65555
|  | SAIFI - $ per Sustained Cust | 37.1602 | 38.2319 | 51.9965
|  | MAIFI - $ per Momentary Cust | 2.9728 | 3.0586 | 4.1597
MWh by Outage Type
|  |  | Urban | Rural Short | Rural Long
|  | MWh per CMOS | 1.6084e-05 | 1.533e-05 | 1.5908e-05
|  | MWh per Sustained Cust | 0.00090173 | 0.00092773 | 0.0012617
|  | MWh per Momentary Cust Int | 7.2138e-05 | 7.4219e-05 | 0.00010094
2. Customer Improvements
SAIDI/SAIFI Improvement from installing the tie line is influnenced by a number of factors. These include l;ocation of fault, capacity of tie to pick up load tranmsfer, operational restictions due temprary network re-configurations, REFCl opeerating mode and restictions.
[7 empty] | BAS022 |  | CLC006
|  | Factors to consider |  |  |  |  | SAIDI | SAIFI | SAIDI | SAIFI
|  | Fault Location Fault is within transfer zone |  |  |  |  | 50% | 50% | 50% | 50%
|  | Transfer Capacity Ability of healthy tie feeder to pickup transfer. (% time unable to transfer) |  |  |  |  | 10% | 10% | 10% | 10%
|  | Operational Constraints Restriction on the ability to transfer customers as the system is switch abormally. Reclose suppression for tree clearing or live line work. Ability to complete auto transfer between Zone Substations. (% time restriction in place) |  |  |  |  | 5% | 25% | 5% | 25%
|  | REFCL Operation Mode (Fire v's Non Fire season) Electricity safety Acr specifies requirement for certain sections of the network to be protected by REFCL's during the declared fire danger period. This restrictions limits duration/time of temporary transfers. (% Time restriction in place) |  |  |  |  | 30% | 30% | 30% | 30%
[7 empty] | 29.92% | 23.62% | 29.92% | 23.62%
Reliability Improvement
|  | Feeder | Feeder Category | No. Customers to Benefit | SAIFI Improvements | SAIDI Improvements | Cust Int saving | CMOS Saving | Energy Not Supplied Saved
|  | BAS022 | Rural Long | 517 | 23.62% | 29.92% | 614.9588 | 88062.2127 | 2.1768
|  | CLC006 | Rural Long | 398 | 23.62% | 29.92% | 629.748 | 142833.5811 | 3.0667
WSC
|  | Feeder | Feeder Category | No. Customers to Benefit | SAIFI Improvements | SAIDI Improvements | Cust Int saving | CMOS Saving | Energy Not Supplied Saved
|  | BAS022 | Rural Long | 116 | 23.62% | 29.92% | 153.7421 | 10642.6587 | 0.36328
|  | CLC006 | Rural Long | 378 | 23.62% | 29.92% | 620.6524 | 84669.9626 | 2.13
Reliability Improvement
|  |  |  | No. Customers to Benefit |  |  | Cust Int saving | CMOS Saving | Energy Not Supplied Saved
|  | CLC006-BAS022 Tie | Rural Long | 915 |  |  | 1244.7067 | 230895.7938 | 5.2435
WSC Benefits
|  |  |  | No. Customers to Benefit |  |  | Cust Int saving | CMOS Saving | Energy Not Supplied Saved
|  | CLC006-BAS022 Tie | Rural Long | 494 |  |  | 774.3944 | 95312.6212 | 2.4933
Benefit Summary
|  |  |  | WSC Cust Benefit | Reliability Benefit
|  |  |  | 2.4933 | 5.2435

## Misc_calcs
Powercor
CLC006-BAS022 Tie upgrade
ESCALATION & OTHER
| Year end |  |  | 2021-06-30 | 2022-06-30 | 2023-06-30 | 2024-06-30 | 2025-06-30 | 2026-06-30
| Actual/forecast CPI (June to June) |  |  | 0% | 0.8606% | 3.498% | 7.832% | 4.052% | 2.425%
| HY ending |  |  | 2021-06-30 | 2021-12-31 | 2022-06-30 | 2022-12-31 | 2023-06-30 | 2023-12-31 | 2024-06-30 | 2024-12-31 | 2025-06-30 | 2025-12-31 | 2026-06-30
| FY ending |  |  | 2021-06-30 | 2022-06-30 | 2022-06-30 | 2023-06-30 | 2023-06-30 | 2024-06-30 | 2024-06-30 | 2025-06-30 | 2025-06-30 | 2026-06-30 | 2026-06-30
| Actual/forecast CPI (June to June) |  |  | 0% | 0.8606% | 0.8606% | 3.498% | 3.498% | 7.832% | 7.832% | 4.052% | 4.052% | 2.425% | 2.425%
| Actual cumulative HY escalation |  |  | 1 | 1.0043 | 1.0086 | 1.0261 | 1.0439 | 1.084 | 1.1256 | 1.1482 | 1.1713 | 1.1854 | 1.1997
| Convert from input dollars | 2023-12-31 | 1.084
| To output dollars | 2026-06-30 | 1.1997
| Conversion from input dollars to output dollars |  | 1.1067
| Convert from VCR date | 2024-12-31 | 1.1482
| To input dollars | 2023-12-31 | 1.084
| VCR escalation |  | 0.94406
| Start_year | 2026-27
FIRST YEAR
| Option | First year | Option included
| Option 2 | 2 | TRUE
| Option 3 | Not used | FALSE
| Option 4 | Not used | FALSE
| Option 5 | Not used | FALSE
| First year | 2
!

## Data
Powercor
CLC006-BAS022 Tie upgrade
DATA
Options
|  | Not used | Text |  | Flags for compliance project
Option1 | Option 1 (base case) | FALSE |  | Option 1 (base case): No change to existing practices | FALSE
Option2 | Option 2 | FALSE |  |  | FALSE
Option3 | Option 3 | TRUE | Not used |  | TRUE
Option4 | Option 4 | TRUE | Not used |  | TRUE
Option5 | Option 5 | TRUE | Not used |  | TRUE
Compliance project |  |  | Yes | FALSE
No change to existing practices
Not applicable (compliance)
For conditional formatting of preferred option on Summary :
< Enter description >
Categories
Short categ
| Capital expenditure | -1
| Annualised capex | -1
| Operating expenditure | -1
| Risk mitigated | 1
| Other benefits value | 1
| Net benefits | 1
| Total risk cost | 1
Benefits
|  | Short categ | Flag to include | Units | Defined value
1 | Unserved energy | Energy | FALSE | MWh | FALSE
2 | Safety | Safety | FALSE | $ | TRUE
3 | Unplanned replacement | UnRepl | FALSE | $ | TRUE
4 | Bushfire | Fire | FALSE | $ | TRUE
5 | Reduction in CO2 emissions | Carbon | TRUE | MWh | FALSE
6 | Reliability in worst-served areas | Other | TRUE | MWh | FALSE
7 | Network resilience | Other | TRUE | MWh | FALSE
8 | Enabling solar exports | Other | TRUE | MWh | FALSE
9 | Aesthetics | Other | TRUE | Customers impacted | FALSE
10 | Customer value of time - residential | Other | TRUE | Customer minutes | FALSE
11 | Customer value of time - business | Other | TRUE | Customer minutes | FALSE
12 | Communication | Other | TRUE | Customers impacted | FALSE
13 | Information accessibility | Other | TRUE | Customers impacted | FALSE
Value of benefits
Powercor
| Reliability in worst-served areas | per MWh | 151432.8174
| Network resilience | per MWh | 0
| Enabling solar exports | per MWh | 88.3577
| Aesthetics | per customer impacted | 0
| Customer value of time - residential | per minute customer time | 0.35181
| Customer value of time - business | per minute customer time | 0.35181
| Communication | per customer impacted | 0
| Information accessibility | per customer impacted | 0
Conversions
| thous_conv | 1000
| mill_conv | 1000000
Message
| Message | Enter asset life
Error message |  | Remove inputs prior to start year
Disproportionate factors applied to various bushfire and other risk valuations
| - Select - |  |  |  | 0
| Harm to property from network |  |  |  | 1
| Harm to property from bushfire |  |  |  | 1
| Harm to environment |  |  |  | 1
| Safety - Public trespass |  |  |  | 1
| Safety - Single fatality or serious injury ^ |  |  |  | 3
| Safety from bushfire in HBRA |  |  |  | 3
| Safety - Multiple fatality or serious injury ^ |  |  |  | 6
| Safety from bushfire (REFCL declared areas) |  |  |  | 6
| Safety from bushfire (electric line construction areas) |  |  |  | 10
Total annualised capex
Energy at risk value
Total other benefits
DROPDOWN LISTS
| Business |  |  |  | Type | Include | Dollar inputs - month |  |  | Not used options | Dollar inputs - year | Compliance | Capex first year
| CitiPower | CP | CP: |  | - Select - | FALSE | June | 6 | CY | Not used | 2026 | No | 2026-27
| Powercor | PA | PAL: |  | Capex | TRUE | December | 12 | FY |  | 2025 | Yes | 2025-26
| United Energy | UE | UE: |  | Opex | [5 empty] | 2024 |  | 2024-25
2023
2022
2021
2020