{"text_format":"1","workbook":"xlsx","n_sheets":14,"sheets":["Cover","Summary","Assumptions","Option1 (base case)","Option2","Option3","Option4","Option5","Consol","EaR DDL023","Sensitivity_calcs","Workings_costs","Misc_calcs","Data"],"not_rendered":{"charts":2,"images":5,"macros":0,"external_links":0,"defined_names":25,"comments":0,"pivot_tables":0},"unopened":[],"bounds":{"document_bytes":16777216,"sheet_cells":100000,"rows_first":2000,"rows_last":500,"rows_between":2000,"halvings":0,"cell_chars":16384,"cell_head_chars":4096},"cells_cut":0,"cells_raw":0,"read":"whole","date_system":"1900"}

{"sheet":"Cover","index":0,"n_rows":41,"n_cols":4,"rows_kept":41,"cut":false,"hidden":false,"merged":[]}
[]
[null,null,"Powercor "]
[null,null,"Revised regulatory proposal 2026-31"]
[]
[null,null,"Drysdale feeder: DDL023"]
[null,null,"Model number:","3.3.06"]
[]
[null,null,"2025-12-01"]
[]
[]
[]
[]
[]
[]
[]
[]
[]
[]
[]
[]
[]
[]
[]
[]
[]
[]
[]
[]
[]
[]
[]
[]
[]
[]
[]
[]
[]
[]
[]
[{"$f":"_xlfn.SHEETS()","v":14}]
["2025-05-12"]

{"sheet":"Summary","index":1,"n_rows":76,"n_cols":12,"rows_kept":76,"cut":false,"hidden":false,"merged":[[17,3,17,5],[8,3,8,5],[9,3,9,5],[10,3,10,5],[11,3,11,5],[12,3,12,5]]}
[{"$f":"bus","v":"Powercor"}]
[{"$f":"proj","v":"Drysdale feeder: DDL023"}]
["SUMMARY"]
[]
["RESULTS"]
[]
[null,null,null,null,null,null,"PV of costs","PV of benefits","NPV"]
[null,null,"Option",null,null,null,{"$f":"output_dollars","v":"2026-06-30"},{"$f":"output_dollars","v":"2026-06-30"},{"$f":"output_dollars","v":"2026-06-30"}]
[null,null,{"$f":"options","v":"Option 1 (base case)"},{"$f":"INDEX(Assumptions!$E$14:$E$18, MATCH(C9, Assumptions!$C$14:$C$18,0))","v":"No change to existing practices"},null,null,{"$f":"IF(Data!$C9, \"\", INDEX(Consol!$F$15:$F$82, MATCH($C9&G$7, Consol!$D$15:$D$82,0))/mill_conv)","v":0},{"$f":"IF(Data!$C9, \"\", INDEX(Consol!$F$15:$F$82, MATCH($C9&H$7, Consol!$D$15:$D$82,0))/mill_conv)","v":0},{"$f":"IF(Data!$C9, \"\", INDEX(Consol!$F$15:$F$82, MATCH($C9&I$7, Consol!$D$15:$D$82,0))/mill_conv)","v":0}]
[null,null,"Option 2",{"$f":"INDEX(Assumptions!$E$14:$E$18, MATCH(C10, Assumptions!$C$14:$C$18,0))","v":"DDL023 feeder exit cable upgrade"},null,null,{"$f":"IF(Data!$C10, \"\", INDEX(Consol!$F$15:$F$82, MATCH($C10&G$7, Consol!$D$15:$D$82,0))/mill_conv)","v":-0.90258965888912734},{"$f":"IF(Data!$C10, \"\", INDEX(Consol!$F$15:$F$82, MATCH($C10&H$7, Consol!$D$15:$D$82,0))/mill_conv)","v":5.8221837097586917},{"$f":"IF(Data!$C10, \"\", INDEX(Consol!$F$15:$F$82, MATCH($C10&I$7, Consol!$D$15:$D$82,0))/mill_conv)","v":4.9195940508695655}]
[null,null,"Option 3",{"$f":"INDEX(Assumptions!$E$14:$E$18, MATCH(C11, Assumptions!$C$14:$C$18,0))","v":"WPD032 construct a new feeder"},null,null,{"$f":"IF(Data!$C11, \"\", INDEX(Consol!$F$15:$F$82, MATCH($C11&G$7, Consol!$D$15:$D$82,0))/mill_conv)","v":-2.0040477499073241},{"$f":"IF(Data!$C11, \"\", INDEX(Consol!$F$15:$F$82, MATCH($C11&H$7, Consol!$D$15:$D$82,0))/mill_conv)","v":5.5039587784627555},{"$f":"IF(Data!$C11, \"\", INDEX(Consol!$F$15:$F$82, MATCH($C11&I$7, Consol!$D$15:$D$82,0))/mill_conv)","v":3.4999110285554313}]
[null,null,"Option 4",{"$f":"INDEX(Assumptions!$E$14:$E$18, MATCH(C12, Assumptions!$C$14:$C$18,0))","v":0},null,null,{"$f":"IF(Data!$C12, \"\", INDEX(Consol!$F$15:$F$82, MATCH($C12&G$7, Consol!$D$15:$D$82,0))/mill_conv)","v":""},{"$f":"IF(Data!$C12, \"\", INDEX(Consol!$F$15:$F$82, MATCH($C12&H$7, Consol!$D$15:$D$82,0))/mill_conv)","v":""},{"$f":"IF(Data!$C12, \"\", INDEX(Consol!$F$15:$F$82, MATCH($C12&I$7, Consol!$D$15:$D$82,0))/mill_conv)","v":""}]
[null,null,"Option 5",{"$f":"INDEX(Assumptions!$E$14:$E$18, MATCH(C13, Assumptions!$C$14:$C$18,0))","v":0},null,null,{"$f":"IF(Data!$C13, \"\", INDEX(Consol!$F$15:$F$82, MATCH($C13&G$7, Consol!$D$15:$D$82,0))/mill_conv)","v":""},{"$f":"IF(Data!$C13, \"\", INDEX(Consol!$F$15:$F$82, MATCH($C13&H$7, Consol!$D$15:$D$82,0))/mill_conv)","v":""},{"$f":"IF(Data!$C13, \"\", INDEX(Consol!$F$15:$F$82, MATCH($C13&I$7, Consol!$D$15:$D$82,0))/mill_conv)","v":""}]
[]
[]
[null,null,null,null,null,null,"NPV"]
[null,null,"Preferred option:",null,null,null,{"$f":"output_dollars","v":"2026-06-30"}]
[null,null,{"$f":"INDEX($C$9:$C$13,MATCH(G18, $I$9:$I$13,0))","v":"Option 2"},{"$f":"INDEX($D$9:$D$13,MATCH(G18, $I$9:$I$13,0))","v":"DDL023 feeder exit cable upgrade"},null,null,{"$f":"_xlfn.MAXIFS(I9:I13, IF(compliance, Data!$F$9:$F$13, Data!$C$9:$C$13),FALSE)","v":4.9195940508695655}]
[]
[]
[]
[]
["PREFERRED OPTION"]
[]
[null,null,"Preferred Option"]
[null,null,{"$f":"C18","v":"Option 2"}]
[]
[]
[null,null,"Expenditure forecast",{"$f":"output_dollars","v":"2026-06-30"},null,{"$f":"Assumptions!K89","v":"2026-27"},{"$f":"Assumptions!L89","v":"2027-28"},{"$f":"Assumptions!M89","v":"2028-29"},{"$f":"Assumptions!N89","v":"2029-30"},{"$f":"Assumptions!O89","v":"2030-31"},null,"Total"]
[null,null,"Capital expenditure",null,null,{"$f":"-INDEX(Consol!$I$15:$Q$82,MATCH($C$26&$C30,Consol!$D$15:$D$82,0), MATCH(F$29, Consol!$I$9:$Q$9,0))/mill_conv","v":0},{"$f":"-INDEX(Consol!$I$15:$Q$82,MATCH($C$26&$C30,Consol!$D$15:$D$82,0), MATCH(G$29, Consol!$I$9:$Q$9,0))/mill_conv","v":1.6259809428856224},{"$f":"-INDEX(Consol!$I$15:$Q$82,MATCH($C$26&$C30,Consol!$D$15:$D$82,0), MATCH(H$29, Consol!$I$9:$Q$9,0))/mill_conv","v":0},{"$f":"-INDEX(Consol!$I$15:$Q$82,MATCH($C$26&$C30,Consol!$D$15:$D$82,0), MATCH(I$29, Consol!$I$9:$Q$9,0))/mill_conv","v":0},{"$f":"-INDEX(Consol!$I$15:$Q$82,MATCH($C$26&$C30,Consol!$D$15:$D$82,0), MATCH(J$29, Consol!$I$9:$Q$9,0))/mill_conv","v":0},null,{"$f":"SUM(F30:J30)","v":1.6259809428856224}]
[null,null,"Operating expenditure",null,null,{"$f":"-INDEX(Consol!$I$15:$Q$82,MATCH($C$26&$C31,Consol!$D$15:$D$82,0), MATCH(F$29, Consol!$I$9:$Q$9,0))/mill_conv","v":0},{"$f":"-INDEX(Consol!$I$15:$Q$82,MATCH($C$26&$C31,Consol!$D$15:$D$82,0), MATCH(G$29, Consol!$I$9:$Q$9,0))/mill_conv","v":0},{"$f":"-INDEX(Consol!$I$15:$Q$82,MATCH($C$26&$C31,Consol!$D$15:$D$82,0), MATCH(H$29, Consol!$I$9:$Q$9,0))/mill_conv","v":0},{"$f":"-INDEX(Consol!$I$15:$Q$82,MATCH($C$26&$C31,Consol!$D$15:$D$82,0), MATCH(I$29, Consol!$I$9:$Q$9,0))/mill_conv","v":0},{"$f":"-INDEX(Consol!$I$15:$Q$82,MATCH($C$26&$C31,Consol!$D$15:$D$82,0), MATCH(J$29, Consol!$I$9:$Q$9,0))/mill_conv","v":0},null,{"$f":"SUM(F31:J31)","v":0}]
[]
[]
[]
["CHART"]
[]
[null,null,"Capex and risk ($M, 2026)",null,null,"Value of expected unserved energy ($M, 2026)"]
[]
[]
[]
[]
[]
[]
[]
[]
[]
[]
[]
[]
[]
[]
[]
[]
[]
[]
[]
[]
[]
[]
[]
[]
[]
["SENSITIVITIES"]
[]
[]
[null,null,"Sensitivity",{"$f":"output_dollars","v":"2026-06-30"},null,{"$f":"Sensitivity_calcs!C89","v":"Option 1 (base case)"},{"$f":"Sensitivity_calcs!D89","v":"Option 2"},{"$f":"Sensitivity_calcs!E89","v":"Option 3"},{"$f":"Sensitivity_calcs!F89","v":"Option 4"},{"$f":"Sensitivity_calcs!G89","v":"Option 5"},null,"Preferred option"]
[null,null,{"$f":"Sensitivity_calcs!B90","v":"None"},null,null,{"$f":"Sensitivity_calcs!C90","v":0},{"$f":"Sensitivity_calcs!D90","v":4.9195940508695655},{"$f":"Sensitivity_calcs!E90","v":3.4999110285554313},{"$f":"Sensitivity_calcs!F90","v":""},{"$f":"Sensitivity_calcs!G90","v":""},null,{"$f":"Sensitivity_calcs!K90","v":"Option 2"}]
[null,null,{"$f":"Sensitivity_calcs!B91","v":"Capex 10% higher"},null,null,{"$f":"Sensitivity_calcs!C91","v":0},{"$f":"Sensitivity_calcs!D91","v":4.8293350849806513},{"$f":"Sensitivity_calcs!E91","v":3.2995062535646991},{"$f":"Sensitivity_calcs!F91","v":""},{"$f":"Sensitivity_calcs!G91","v":""},null,{"$f":"Sensitivity_calcs!K91","v":"Option 2"}]
[null,null,{"$f":"Sensitivity_calcs!B92","v":"Capex 10% lower"},null,null,{"$f":"Sensitivity_calcs!C92","v":0},{"$f":"Sensitivity_calcs!D92","v":5.0098530167584769},{"$f":"Sensitivity_calcs!E92","v":3.7003158035461641},{"$f":"Sensitivity_calcs!F92","v":""},{"$f":"Sensitivity_calcs!G92","v":""},null,{"$f":"Sensitivity_calcs!K92","v":"Option 2"}]
[null,null,{"$f":"Sensitivity_calcs!B93","v":"Total benefits 10% higher"},null,null,{"$f":"Sensitivity_calcs!C93","v":0},{"$f":"Sensitivity_calcs!D93","v":5.5018124218454343},{"$f":"Sensitivity_calcs!E93","v":4.0503069064017074},{"$f":"Sensitivity_calcs!F93","v":""},{"$f":"Sensitivity_calcs!G93","v":""},null,{"$f":"Sensitivity_calcs!K93","v":"Option 2"}]
[null,null,{"$f":"Sensitivity_calcs!B94","v":"Total benefits 10% lower"},null,null,{"$f":"Sensitivity_calcs!C94","v":0},{"$f":"Sensitivity_calcs!D94","v":4.3373756798936958},{"$f":"Sensitivity_calcs!E94","v":2.9495151507091562},{"$f":"Sensitivity_calcs!F94","v":""},{"$f":"Sensitivity_calcs!G94","v":""},null,{"$f":"Sensitivity_calcs!K94","v":"Option 2"}]
[null,null,{"$f":"Sensitivity_calcs!B95","v":"Capex 10% higher & Total benefits 10% lower"},null,null,{"$f":"Sensitivity_calcs!C95","v":0},{"$f":"Sensitivity_calcs!D95","v":4.2471167140047825},{"$f":"Sensitivity_calcs!E95","v":2.749110375718423},{"$f":"Sensitivity_calcs!F95","v":""},{"$f":"Sensitivity_calcs!G95","v":""},null,{"$f":"Sensitivity_calcs!K95","v":"Option 2"}]
[null,null,{"$f":"Sensitivity_calcs!B96","v":0},null,null,{"$f":"Sensitivity_calcs!C96","v":""},{"$f":"Sensitivity_calcs!D96","v":""},{"$f":"Sensitivity_calcs!E96","v":""},{"$f":"Sensitivity_calcs!F96","v":""},{"$f":"Sensitivity_calcs!G96","v":""},null,{"$f":"Sensitivity_calcs!K96","v":""}]
[null,null,{"$f":"Sensitivity_calcs!B97","v":0},null,null,{"$f":"Sensitivity_calcs!C97","v":""},{"$f":"Sensitivity_calcs!D97","v":""},{"$f":"Sensitivity_calcs!E97","v":""},{"$f":"Sensitivity_calcs!F97","v":""},{"$f":"Sensitivity_calcs!G97","v":""},{"$f":"IF(C74=0,0, INDEX($F$66:$J$66, MATCH(MAX($F74:$I74),$F74:$I74,0)))","v":0},{"$f":"Sensitivity_calcs!K97","v":""}]
[null,null,null,{"$f":"Sensitivity_calcs!B98","v":0},null,{"$f":"Sensitivity_calcs!C98","v":""},{"$f":"Sensitivity_calcs!D98","v":""},{"$f":"Sensitivity_calcs!E98","v":""},{"$f":"Sensitivity_calcs!F98","v":""},{"$f":"Sensitivity_calcs!G98","v":""},null,{"$f":"Sensitivity_calcs!K98","v":""}]
[null,null,null,{"$f":"Sensitivity_calcs!B99","v":0}]

{"sheet":"Assumptions","index":2,"n_rows":115,"n_cols":16,"rows_kept":115,"cut":false,"hidden":false,"merged":[[69,9,69,12],[70,9,70,12],[7,4,7,7],[13,4,13,10],[14,4,14,10],[15,4,15,10],[16,4,16,10],[17,4,17,10]]}
[{"$f":"bus","v":"Powercor"}]
[{"$f":"proj","v":"Drysdale feeder: DDL023"}]
[]
["Project"]
[]
[null,null,"Business:",null,"Powercor"]
[]
[null,null,"Descripton: ",null,"Drysdale feeder: DDL023"]
[]
[null,null,"Date of cost inputs: ",null,"December",null,2023]
[]
[]
[null,null,"Option",null,"Description"]
[null,null,{"$f":"options","v":"Option 1 (base case)"},null,"No change to existing practices"]
[null,null,"Option 2",null,"DDL023 feeder exit cable upgrade"]
[null,null,"Option 3",null,"WPD032 construct a new feeder"]
[null,null,"Option 4"]
[null,null,"Option 5"]
[]
[null,null,"Compliance project",null,"No"]
[]
[null,null,"Expenditure starts",null,"2026-27","[start]"]
[]
[]
["Timing & WACC"]
[]
[null,null,"Input dollars",null,null,null,{"$f":"EOMONTH(DATE(Assumptions!$G$10,INDEX(Data!$K$107:$K$108, MATCH(Assumptions!$E$10, Data!$J$107:$J$108,0)), 1),0)","v":"2023-12-31"},"[input_dollars]"]
[null,null,"Pre-tax real WACC",null,null,null,3.5000000000000003E-2,"[real_disc]"]
[null,null,"VCR date",null,null,null,"2024-12-31","[vcr_date]"]
[]
[null,null,"Analysis period (years)",null,null,null,20,"[years]\\"]
[]
[null,null,"Output dollars",null,null,null,"2026-06-30","[output_dollars]"]
[null,null,"Other benefits date",null,null,null,"2023-12-31","[custval_date]"]
[null,null,"Value of CO2 reductions input date",null,null,null,"2023-06-30"]
[]
[]
[]
["VCR"]
[]
[null,null,"Enter ZSS code >>","eg. AR","Drysdale",null,"DDL",37211.717956975197,"2024 VCR ($/MWh)"]
[]
[]
[]
["Risks"]
[]
[]
[null,"SAFETY"]
[]
[null,null,"Value of statistical life",null,null,null,5400000,"2023-06-30"]
[]
[null,null,"Value of injury",null,null,null,0,{"$f":"input_dollars","v":"2023-12-31"}]
[]
[null,null,{"$f":"Data!A83","v":"Disproportionate factors applied to various bushfire and other risk valuations"}]
[null,null,{"$f":"Data!B85","v":"Harm to property from network"},null,null,null,{"$f":"Data!F85","v":1}]
[null,null,{"$f":"Data!B86","v":"Harm to property from bushfire"},null,null,null,{"$f":"Data!F86","v":1}]
[null,null,{"$f":"Data!B87","v":"Harm to environment"},null,null,null,{"$f":"Data!F87","v":1}]
[null,null,{"$f":"Data!B88","v":"Safety - Public trespass"},null,null,null,{"$f":"Data!F88","v":1}]
[null,null,{"$f":"Data!B89","v":"Safety - Single fatality or serious injury ^"},null,null,null,{"$f":"Data!F89","v":3}]
[null,null,{"$f":"Data!B90","v":"Safety from bushfire in HBRA"},null,null,null,{"$f":"Data!F90","v":3}]
[null,null,{"$f":"Data!B91","v":"Safety - Multiple fatality or serious injury ^"},null,null,null,{"$f":"Data!F91","v":6}]
[null,null,{"$f":"Data!B92","v":"Safety from bushfire (REFCL declared areas)"},null,null,null,{"$f":"Data!F92","v":6}]
[null,null,{"$f":"Data!B93","v":"Safety from bushfire (electric line construction areas)"},null,null,null,{"$f":"Data!F93","v":10}]
[]
[]
[null,null,"^ Public or employee"]
[]
[]
[null,null,"Incident type",null,null,null,"Value","Probability","DF selected","Description/comment"]
[null,null,"Safety (fatality)",null,null,null,{"$f":"G50*INDEX(hy_escalation, MATCH(input_dollars,hy_dates,0))/INDEX(hy_escalation, MATCH(H50,hy_dates,0))","v":5607473.5197347086},0,0,0]
[null,null,"Safety (injury)",null,null,null,{"$f":"G52*INDEX(hy_escalation, MATCH(input_dollars,hy_dates,0))/INDEX(hy_escalation, MATCH(H52,hy_dates,0))","v":0},0,0,0]
[]
[]
[]
[]
[]
[null,"UNPLANNED REPLACEMENT/REPAIR"]
[null,null,"Major failure (replace)",null,null,null,0,{"$f":"input_dollars","v":"2023-12-31"}]
[null,null,"Minor failure (repair)",null,null,null,0,{"$f":"input_dollars","v":"2023-12-31"}]
[]
[null,null,"Premium for failure",null,null,null,0.2]
[]
[]
[]
[]
[]
["Other benefits"]
[]
[null,"ENVIRONMENTAL",null,null,null,null,null,null,null,null,"2026-27","2027-28","2028-29","2029-30","2030-31","2031-32"]
[null,null,"Value of CO2 reductions",null,null,null,null,{"$f":"G35","v":"2023-06-30"},"$/kWh",null,2.4730486797759084E-2,2.2340740091772258E-2,2.0196329122153123E-2,1.806294207659629E-2,1.5913397615084226E-2,1.3715069432539001E-2]
[]
[]
[null,"CUSTOMER VALUE",null,null,null,null,"Value"]
[null,null,{"$f":"Data!B60","v":"Reliability in worst-served areas"},null,null,null,{"$f":"INDEX(Data!$D$60:$F$67,,MATCH(bus,Data!$D$59:$F$59,0))","v":151432.81740793545},{"$f":"custval_date","v":"2023-12-31"},"per MWh"]
[null,null,{"$f":"Data!B61","v":"Network resilience"},null,null,null,24590,"2023-12-31","per MWh"]
[null,null,{"$f":"Data!B62","v":"Enabling solar exports"},null,null,null,88.357719508603083,"2023-12-31","per MWh"]
[null,null,{"$f":"Data!B63","v":"Aesthetics"},null,null,null,0,"2023-12-31","per customer"]
[null,null,{"$f":"Data!B64","v":"Customer value of time - residential"},null,null,null,0.35181336539087127,"2023-12-31","per customer minute"]
[null,null,{"$f":"Data!B65","v":"Customer value of time - business"},null,null,null,0.35181336539087127,"2023-12-31","per customer minute"]
[null,null,{"$f":"Data!B66","v":"Communication"},null,null,null,0,"2023-12-31","per customer"]
[null,null,{"$f":"Data!B67","v":"Information accessibility"},null,null,null,0,"2023-12-31","per customer"]
[]
[]
[]
[]
["Sensitivities"]
[]
[]
[]
[null,null,null,null,null,null,"Capex","Total benefits"]
[null,1,{"$f":"IF(G111=0, \"\", G$110&\" \"&ABS($G111)*100&\"%\"&IF($G111>0, \" higher\", \" lower\"))&IF(AND(G111<>0, H111<>0), \" & \", \"\")&IF(H111=0, \"\", H$110&\" \"&ABS($H111)*100&\"%\"&IF($H111>0, \" higher\", \" lower\"))","v":"Capex 10% higher"},null,null,null,0.1,0]
[null,2,{"$f":"IF(G112=0, \"\", G$110&\" \"&ABS($G112)*100&\"%\"&IF($G112>0, \" higher\", \" lower\"))&IF(AND(G112<>0, H112<>0), \" & \", \"\")&IF(H112=0, \"\", H$110&\" \"&ABS($H112)*100&\"%\"&IF($H112>0, \" higher\", \" lower\"))","v":"Capex 10% lower"},null,null,null,-0.1,0]
[null,3,{"$f":"IF(G113=0, \"\", G$110&\" \"&ABS($G113)*100&\"%\"&IF($G113>0, \" higher\", \" lower\"))&IF(AND(G113<>0, H113<>0), \" & \", \"\")&IF(H113=0, \"\", H$110&\" \"&ABS($H113)*100&\"%\"&IF($H113>0, \" higher\", \" lower\"))","v":"Total benefits 10% higher"},null,null,null,0,0.1]
[null,4,{"$f":"IF(G114=0, \"\", G$110&\" \"&ABS($G114)*100&\"%\"&IF($G114>0, \" higher\", \" lower\"))&IF(AND(G114<>0, H114<>0), \" & \", \"\")&IF(H114=0, \"\", H$110&\" \"&ABS($H114)*100&\"%\"&IF($H114>0, \" higher\", \" lower\"))","v":"Total benefits 10% lower"},null,null,null,0,-0.1]
[null,5,{"$f":"IF(G115=0, \"\", G$110&\" \"&ABS($G115)*100&\"%\"&IF($G115>0, \" higher\", \" lower\"))&IF(AND(G115<>0, H115<>0), \" & \", \"\")&IF(H115=0, \"\", H$110&\" \"&ABS($H115)*100&\"%\"&IF($H115>0, \" higher\", \" lower\"))","v":"Capex 10% higher & Total benefits 10% lower"},null,null,null,0.1,-0.1]

{"sheet":"Option1 (base case)","index":3,"n_rows":120,"n_cols":33,"rows_kept":120,"cut":false,"hidden":false,"merged":[]}
[{"$f":"bus","v":"Powercor"}]
[{"$f":"proj","v":"Drysdale feeder: DDL023"}]
["OPTION 1 (base case)"]
[]
[]
["Count",null,null,null,null,null,null,0,{"$f":"H6+1","v":1},2,3,4,5,6,7,8,9,10,11,12,13,14,15,16,17,18,19,20,21,22,23,24,25]
["Value of CO2 reductions",null,null,null,null,null,"$/MWh",null,{"$f":"IF(ISBLANK(Assumptions!K90), H7,Assumptions!K90*thous_conv)","v":24.730486797759085},{"$f":"IF(ISBLANK(Assumptions!L90), I7,Assumptions!L90*thous_conv)","v":22.340740091772258},{"$f":"IF(ISBLANK(Assumptions!M90), J7,Assumptions!M90*thous_conv)","v":20.196329122153124},{"$f":"IF(ISBLANK(Assumptions!N90), K7,Assumptions!N90*thous_conv)","v":18.06294207659629},{"$f":"IF(ISBLANK(Assumptions!O90), L7,Assumptions!O90*thous_conv)","v":15.913397615084225},{"$f":"IF(ISBLANK(Assumptions!P90), M7,Assumptions!P90*thous_conv)","v":13.715069432539002},{"$f":"IF(ISBLANK(Assumptions!Q90), N7,Assumptions!Q90*thous_conv)","v":13.715069432539002},{"$f":"IF(ISBLANK(Assumptions!R90), O7,Assumptions!R90*thous_conv)","v":13.715069432539002},{"$f":"IF(ISBLANK(Assumptions!S90), P7,Assumptions!S90*thous_conv)","v":13.715069432539002},{"$f":"IF(ISBLANK(Assumptions!T90), Q7,Assumptions!T90*thous_conv)","v":13.715069432539002},{"$f":"IF(ISBLANK(Assumptions!U90), R7,Assumptions!U90*thous_conv)","v":13.715069432539002},{"$f":"IF(ISBLANK(Assumptions!V90), S7,Assumptions!V90*thous_conv)","v":13.715069432539002},{"$f":"IF(ISBLANK(Assumptions!W90), T7,Assumptions!W90*thous_conv)","v":13.715069432539002},{"$f":"IF(ISBLANK(Assumptions!X90), U7,Assumptions!X90*thous_conv)","v":13.715069432539002},{"$f":"IF(ISBLANK(Assumptions!Y90), V7,Assumptions!Y90*thous_conv)","v":13.715069432539002},{"$f":"IF(ISBLANK(Assumptions!Z90), W7,Assumptions!Z90*thous_conv)","v":13.715069432539002},{"$f":"IF(ISBLANK(Assumptions!AA90), X7,Assumptions!AA90*thous_conv)","v":13.715069432539002},{"$f":"IF(ISBLANK(Assumptions!AB90), Y7,Assumptions!AB90*thous_conv)","v":13.715069432539002},{"$f":"IF(ISBLANK(Assumptions!AC90), Z7,Assumptions!AC90*thous_conv)","v":13.715069432539002},{"$f":"IF(ISBLANK(Assumptions!AD90), AA7,Assumptions!AD90*thous_conv)","v":13.715069432539002},{"$f":"IF(ISBLANK(Assumptions!AE90), AB7,Assumptions!AE90*thous_conv)","v":13.715069432539002},{"$f":"IF(ISBLANK(Assumptions!AF90), AC7,Assumptions!AF90*thous_conv)","v":13.715069432539002},{"$f":"IF(ISBLANK(Assumptions!AG90), AD7,Assumptions!AG90*thous_conv)","v":13.715069432539002},{"$f":"IF(ISBLANK(Assumptions!AH90), AE7,Assumptions!AH90*thous_conv)","v":13.715069432539002},{"$f":"IF(ISBLANK(Assumptions!AI90), AF7,Assumptions!AI90*thous_conv)","v":13.715069432539002}]
[]
[null,null,null,null,null,null,"Units",{"$f":"DATE(LEFT(I9,4), 6,30)","v":"2026-06-30"},{"$f":"start","v":"2026-27"},{"$f":"LEFT(I9,4)+1&\"-\"&RIGHT(I9,2)+1","v":"2027-28"},"2028-29","2029-30","2030-31","2031-32","2032-33","2033-34","2034-35","2035-36","2036-37","2037-38","2038-39","2039-40","2040-41","2041-42","2042-43","2043-44","2044-45","2045-46","2046-47","2047-48","2048-49","2049-50","2050-51"]
[]
["INVESTMENT & OPERATING COST"]
[]
[null,null,"Capex",null,"Asset life (yrs)"]
[null,null,"< Enter description >",null,0,null,{"$f":"input_dollars","v":"2023-12-31"},null,0,0,0,0,0,0,0,0,0,0,0,0,0,0,0,0,0,0,0,0,0,0,0,0,0]
[null,null,"< Enter description >",null,0,null,{"$f":"input_dollars","v":"2023-12-31"},null,0,0,0,0,0,0,0,0,0,0,0,0,0,0,0,0,0,0,0,0,0,0,0,0,0]
[null,null,"< Enter description >",null,0,null,{"$f":"input_dollars","v":"2023-12-31"},null,0,0,0,0,0,0,0,0,0,0,0,0,0,0,0,0,0,0,0,0,0,0,0,0,0]
[null,null,"Capital expenditure",null,null,null,{"$f":"input_dollars","v":"2023-12-31"},null,{"$f":"SUM(I14:I16)","v":0},0,0,0,0,0,0,0,0,0,0,0,0,0,0,0,0,0,0,0,{"$f":"SUM(AC14:AC16)","v":0},{"$f":"SUM(AD14:AD16)","v":0},{"$f":"SUM(AE14:AE16)","v":0},{"$f":"SUM(AF14:AF16)","v":0},{"$f":"SUM(AG14:AG16)","v":0}]
[]
[null,null,"Operating expenditure",null,null,null,{"$f":"input_dollars","v":"2023-12-31"},null,0,0,0,0,0,0,0,0,0,0,0,0,0,0,0,0,0,0,0,0,0,0,0,0,0]
[]
[]
["RISK ASSUMPTIONS"]
[]
[null,null,"PoF (major)",null,null,null,null,null,0,0,0,0,0,0,0,0,0,0,0,0,0,0,0,0,0,0,0,0,0,0,0,0,0]
[null,null,"PoF (reparable)",null,null,null,null,null,0,0,0,0,0,0,0,0,0,0,0,0,0,0,0,0,0,0,0,0,0,0,0,0,0]
[]
[null,null,"Energy at risk 10% PoE",null,0.3,null,"MWh",null,{"$f":"'EaR DDL023'!I$10","v":1.8823464641411514},{"$f":"'EaR DDL023'!J$10","v":3.3329709326755457},{"$f":"'EaR DDL023'!K$10","v":5.2051548731298967},{"$f":"'EaR DDL023'!L$10","v":6.984555021512195},{"$f":"'EaR DDL023'!M$10","v":9.3205244013945663},{"$f":"'EaR DDL023'!N$10","v":13.124559604970091},{"$f":"'EaR DDL023'!O$10","v":18.100500758245747},{"$f":"'EaR DDL023'!P$10","v":22.902012226177678},{"$f":"'EaR DDL023'!Q$10","v":26.885462370248884},{"$f":"'EaR DDL023'!R$10","v":26.885462370248884},{"$f":"'EaR DDL023'!S$10","v":26.885462370248884},{"$f":"'EaR DDL023'!T$10","v":26.885462370248884},{"$f":"'EaR DDL023'!U$10","v":26.885462370248884},{"$f":"'EaR DDL023'!V$10","v":26.885462370248884},{"$f":"'EaR DDL023'!W$10","v":26.885462370248884},{"$f":"'EaR DDL023'!X$10","v":26.885462370248884},{"$f":"'EaR DDL023'!Y$10","v":26.885462370248884},{"$f":"'EaR DDL023'!Z$10","v":26.885462370248884},{"$f":"'EaR DDL023'!AA$10","v":26.885462370248884},{"$f":"'EaR DDL023'!AB$10","v":26.885462370248884},{"$f":"'EaR DDL023'!AC$10","v":26.885462370248884},{"$f":"'EaR DDL023'!AD$10","v":26.885462370248884},{"$f":"'EaR DDL023'!AE$10","v":26.885462370248884},{"$f":"'EaR DDL023'!AF$10","v":26.885462370248884},{"$f":"AF27","v":26.885462370248884}]
[null,null,"Energy at risk 50% PoE",null,0.7,null,"MWh",null,{"$f":"'EaR DDL023'!I$9","v":1.9537200679779178E-2},{"$f":"'EaR DDL023'!J$9","v":0.17190866520130615},{"$f":"'EaR DDL023'!K$9","v":0.65154332012557836},{"$f":"'EaR DDL023'!L$9","v":1.2689572049313509},{"$f":"'EaR DDL023'!M$9","v":2.1571545406504362},{"$f":"'EaR DDL023'!N$9","v":3.7436719908666554},{"$f":"'EaR DDL023'!O$9","v":5.8059200082691111},{"$f":"'EaR DDL023'!P$9","v":7.9178552129652529},{"$f":"'EaR DDL023'!Q$9","v":9.8276569638991358},{"$f":"'EaR DDL023'!R$9","v":9.8276569638991358},{"$f":"'EaR DDL023'!S$9","v":9.8276569638991358},{"$f":"'EaR DDL023'!T$9","v":9.8276569638991358},{"$f":"'EaR DDL023'!U$9","v":9.8276569638991358},{"$f":"'EaR DDL023'!V$9","v":9.8276569638991358},{"$f":"'EaR DDL023'!W$9","v":9.8276569638991358},{"$f":"'EaR DDL023'!X$9","v":9.8276569638991358},{"$f":"'EaR DDL023'!Y$9","v":9.8276569638991358},{"$f":"'EaR DDL023'!Z$9","v":9.8276569638991358},{"$f":"'EaR DDL023'!AA$9","v":9.8276569638991358},{"$f":"'EaR DDL023'!AB$9","v":9.8276569638991358},{"$f":"'EaR DDL023'!AC$9","v":9.8276569638991358},{"$f":"'EaR DDL023'!AD$9","v":9.8276569638991358},{"$f":"'EaR DDL023'!AE$9","v":9.8276569638991358},{"$f":"'EaR DDL023'!AF$9","v":9.8276569638991358},{"$f":"AF28","v":9.8276569638991358}]
[]
[null,null,"Energy at risk (weighted)",null,null,null,"MWh",null,{"$f":"SUMPRODUCT(I$27:I$28, $E$27:$E$28)","v":0.57837997971819088},{"$f":"SUMPRODUCT(J$27:J$28, $E$27:$E$28)","v":1.120227345443578},2.0176267860268737,2.9836365499056039,4.3061654988736748,6.557938275097686,9.4942942332621012,12.413102316928981,14.944998585804061,14.944998585804061,14.944998585804061,14.944998585804061,14.944998585804061,14.944998585804061,14.944998585804061,14.944998585804061,14.944998585804061,14.944998585804061,14.944998585804061,14.944998585804061,14.944998585804061,14.944998585804061,14.944998585804061,14.944998585804061,14.944998585804061]
[null,null,"Energy at risk value","$/MWh",{"$f":"Assumptions!H41*vcr_esc","v":35130.235280075998},{"$f":"IF(AND(SUM(I30:AG30)<>0, E31=0), \"!\", \"\")","v":""},{"$f":"input_dollars","v":"2023-12-31"},null,{"$f":"I30*$E$31","v":20318.62476878563},{"$f":"J30*$E$31","v":39353.850212607867},70879.703700507627,104815.85398841808,151276.60713037802,230381.91455639747,333536.79023276636,436075.20494937163,525021.31657969975,525021.31657969975,525021.31657969975,525021.31657969975,525021.31657969975,525021.31657969975,525021.31657969975,525021.31657969975,525021.31657969975,525021.31657969975,525021.31657969975,525021.31657969975,525021.31657969975,525021.31657969975,525021.31657969975,525021.31657969975,525021.31657969975]
[]
[null,null,"Safety consequence","(after DF)",null,null,{"$f":"input_dollars","v":"2023-12-31"},null,0,0,0,0,0,0,0,0,0,0,0,0,0,0,0,0,0,0,0,0,0,0,0,0,0]
[null,null,"Unplanned replacements",null,null,null,{"$f":"input_dollars","v":"2023-12-31"},null,0,0,0,0,0,0,0,0,0,0,0,0,0,0,0,0,0,0,0,0,0,0,0,0,0]
[null,null,"Environmental consequence","(after DF)",null,null,{"$f":"input_dollars","v":"2023-12-31"},null,0,0,0,0,0,0,0,0,0,0,0,0,0,0,0,0,0,0,0,0,0,0,0,0,0]
[null,null,"< Other risk - enter description >",null,null,null,{"$f":"input_dollars","v":"2023-12-31"},null,0,0,0,0,0,0,0,0,0,0,0,0,0,0,0,0,0,0,0,0,0,0,0,0,0]
[null,null,"< Other risk - enter description >",null,null,null,{"$f":"input_dollars","v":"2023-12-31"},null,0,0,0,0,0,0,0,0,0,0,0,0,0,0,0,0,0,0,0,0,0,0,0,0,0]
[]
[null,null,"Total risk cost",null,null,null,null,null,{"$f":"SUM(I31:I37)","v":20318.62476878563},{"$f":"SUM(J31:J37)","v":39353.850212607867},70879.703700507627,104815.85398841808,151276.60713037802,230381.91455639747,333536.79023276636,436075.20494937163,525021.31657969975,525021.31657969975,525021.31657969975,525021.31657969975,525021.31657969975,525021.31657969975,525021.31657969975,525021.31657969975,525021.31657969975,525021.31657969975,525021.31657969975,525021.31657969975,{"$f":"SUM(AC31:AC37)","v":525021.31657969975},{"$f":"SUM(AD31:AD37)","v":525021.31657969975},{"$f":"SUM(AE31:AE37)","v":525021.31657969975},{"$f":"SUM(AF31:AF37)","v":525021.31657969975},{"$f":"SUM(AG31:AG37)","v":525021.31657969975}]
[]
["OTHER BENEFITS"]
[]
[]
[null,null,"Reduction in CO2 emissions",null,null,null,"MWh",null,0,0,0,0,0,0,0,0,0,0,0,0,0,0,0,0,0,0,0,0,0,0,0,0,0]
[null,null,"Value of reduction in CO2 emissions",null,null,null,"$",null,{"$f":"I44*I7","v":0},0,0,0,0,0,0,0,0,0,0,0,0,0,0,0,0,0,0,0,0,0,0,0,0]
[]
[]
[null,null,"Reliability in worst-served areas","$/MWh",{"$f":"Assumptions!G94","v":151432.81740793545},null,"MWh",null,0,0,0,0,0,0,0,0,0,0,0,0,0,0,0,0,0,0,0,0,0,0,0,0,0]
[null,null,"Network resilience","$/MWh",{"$f":"Assumptions!G95","v":24590},null,"MWh",null,0,0,0,0,0,0,0,0,0,0,0,0,0,0,0,0,0,0,0,0,0,0,0,0,0]
[null,null,"Enabling solar exports","$/MWh",{"$f":"Assumptions!G96","v":88.357719508603083},null,"MWh",null,0,0,0,0,0,0,0,0,0,0,0,0,0,0,0,0,0,0,0,0,0,0,0,0,0]
[null,null,"Aesthetics","$/customer",{"$f":"Assumptions!G97","v":0},null,"customers",null,0,0,0,0,0,0,0,0,0,0,0,0,0,0,0,0,0,0,0,0,0,0,0,0,0]
[null,null,"Customer value of time (res)","$/customer min",{"$f":"Assumptions!G98","v":0.35181336539087127},null,"mins",null,0,0,0,0,0,0,0,0,0,0,0,0,0,0,0,0,0,0,0,0,0,0,0,0,0]
[null,null,"Customer value of time (bus)","$/customer min",{"$f":"Assumptions!G99","v":0.35181336539087127},null,"mins",null,0,0,0,0,0,0,0,0,0,0,0,0,0,0,0,0,0,0,0,0,0,0,0,0,0]
[null,null,"Communication","$/customer",{"$f":"Assumptions!G100","v":0},null,"customers",null,0,0,0,0,0,0,0,0,0,0,0,0,0,0,0,0,0,0,0,0,0,0,0,0,0]
[null,null,"Information accessibility","$/customer",{"$f":"Assumptions!G101","v":0},null,"customers",null,0,0,0,0,0,0,0,0,0,0,0,0,0,0,0,0,0,0,0,0,0,0,0,0,0]
[]
[null,null,"Other benefits 1",null,null,null,{"$f":"input_dollars","v":"2023-12-31"},null,0,0,0,0,0,0,0,0,0,0,0,0,0,0,0,0,0,0,0,0,0,0,0,0,0]
[null,null,"Other benefits 2",null,null,null,{"$f":"input_dollars","v":"2023-12-31"},null,0,0,0,0,0,0,0,0,0,0,0,0,0,0,0,0,0,0,0,0,0,0,0,0,0]
[]
[null,null,"Total other benefits",null,null,null,{"$f":"input_dollars","v":"2023-12-31"},null,{"$f":"SUMPRODUCT((I$48:I$55)*($E$48:$E$55))+SUM(I57:I58)+I45","v":0},{"$f":"SUMPRODUCT((J$48:J$55)*($E$48:$E$55))+SUM(J57:J58)+J45","v":0},{"$f":"SUMPRODUCT((K$48:K$55)*($E$48:$E$55))+SUM(K57:K58)+K45","v":0},{"$f":"SUMPRODUCT((L$48:L$55)*($E$48:$E$55))+SUM(L57:L58)+L45","v":0},{"$f":"SUMPRODUCT((M$48:M$55)*($E$48:$E$55))+SUM(M57:M58)+M45","v":0},{"$f":"SUMPRODUCT((N$48:N$55)*($E$48:$E$55))+SUM(N57:N58)+N45","v":0},{"$f":"SUMPRODUCT((O$48:O$55)*($E$48:$E$55))+SUM(O57:O58)+O45","v":0},{"$f":"SUMPRODUCT((P$48:P$55)*($E$48:$E$55))+SUM(P57:P58)+P45","v":0},{"$f":"SUMPRODUCT((Q$48:Q$55)*($E$48:$E$55))+SUM(Q57:Q58)+Q45","v":0},{"$f":"SUMPRODUCT((R$48:R$55)*($E$48:$E$55))+SUM(R57:R58)+R45","v":0},{"$f":"SUMPRODUCT((S$48:S$55)*($E$48:$E$55))+SUM(S57:S58)+S45","v":0},{"$f":"SUMPRODUCT((T$48:T$55)*($E$48:$E$55))+SUM(T57:T58)+T45","v":0},{"$f":"SUMPRODUCT((U$48:U$55)*($E$48:$E$55))+SUM(U57:U58)+U45","v":0},{"$f":"SUMPRODUCT((V$48:V$55)*($E$48:$E$55))+SUM(V57:V58)+V45","v":0},{"$f":"SUMPRODUCT((W$48:W$55)*($E$48:$E$55))+SUM(W57:W58)+W45","v":0},{"$f":"SUMPRODUCT((X$48:X$55)*($E$48:$E$55))+SUM(X57:X58)+X45","v":0},{"$f":"SUMPRODUCT((Y$48:Y$55)*($E$48:$E$55))+SUM(Y57:Y58)+Y45","v":0},{"$f":"SUMPRODUCT((Z$48:Z$55)*($E$48:$E$55))+SUM(Z57:Z58)+Z45","v":0},{"$f":"SUMPRODUCT((AA$48:AA$55)*($E$48:$E$55))+SUM(AA57:AA58)+AA45","v":0},{"$f":"SUMPRODUCT((AB$48:AB$55)*($E$48:$E$55))+SUM(AB57:AB58)+AB45","v":0},{"$f":"SUMPRODUCT((AC$48:AC$55)*($E$48:$E$55))+SUM(AC57:AC58)+AC45","v":0},{"$f":"SUMPRODUCT((AD$48:AD$55)*($E$48:$E$55))+SUM(AD57:AD58)+AD45","v":0},{"$f":"SUMPRODUCT((AE$48:AE$55)*($E$48:$E$55))+SUM(AE57:AE58)+AE45","v":0},{"$f":"SUMPRODUCT((AF$48:AF$55)*($E$48:$E$55))+SUM(AF57:AF58)+AF45","v":0},{"$f":"SUMPRODUCT((AG$48:AG$55)*($E$48:$E$55))+SUM(AG57:AG58)+AG45","v":0}]
[]
[]
["SUMMARY"]
[]
[]
[]
[null,null,"Risks mitigated vs base case",null,null,null,{"$f":"input_dollars","v":"2023-12-31"}]
[]
[null,null,"Capital expenditure"]
[null,null,{"$f":"C14","v":"< Enter description >"},null,null,null,{"$f":"input_dollars","v":"2023-12-31"},null,{"$f":"-I14","v":0},0,0,0,0,0,0,0,0,0,0,0,0,0,0,0,0,0,0,0,0,0,0,0,0]
[null,null,{"$f":"C15","v":"< Enter description >"},null,null,null,{"$f":"input_dollars","v":"2023-12-31"},null,{"$f":"-I15","v":0},0,0,0,0,0,0,0,0,0,0,0,0,0,0,0,0,0,0,0,0,0,0,0,0]
[null,null,{"$f":"C16","v":"< Enter description >"},null,null,null,{"$f":"input_dollars","v":"2023-12-31"},null,{"$f":"-I16","v":0},0,0,0,0,0,0,0,0,0,0,0,0,0,0,0,0,0,0,0,0,0,0,0,0]
[]
[null,null,"Cumulative capex"]
[null,null,{"$f":"C14","v":"< Enter description >"},null,null,null,{"$f":"input_dollars","v":"2023-12-31"},null,{"$f":"SUMPRODUCT(($I70:I70))-SUMPRODUCT(($I70:I70)*($I$6:I$6<=(I$6-$E14)))","v":0},{"$f":"SUMPRODUCT(($I70:J70))-SUMPRODUCT(($I70:J70)*($I$6:J$6<=(J$6-$E14)))","v":0},{"$f":"SUMPRODUCT(($I70:K70))-SUMPRODUCT(($I70:K70)*($I$6:K$6<=(K$6-$E14)))","v":0},{"$f":"SUMPRODUCT(($I70:L70))-SUMPRODUCT(($I70:L70)*($I$6:L$6<=(L$6-$E14)))","v":0},{"$f":"SUMPRODUCT(($I70:M70))-SUMPRODUCT(($I70:M70)*($I$6:M$6<=(M$6-$E14)))","v":0},{"$f":"SUMPRODUCT(($I70:N70))-SUMPRODUCT(($I70:N70)*($I$6:N$6<=(N$6-$E14)))","v":0},{"$f":"SUMPRODUCT(($I70:O70))-SUMPRODUCT(($I70:O70)*($I$6:O$6<=(O$6-$E14)))","v":0},{"$f":"SUMPRODUCT(($I70:P70))-SUMPRODUCT(($I70:P70)*($I$6:P$6<=(P$6-$E14)))","v":0},{"$f":"SUMPRODUCT(($I70:Q70))-SUMPRODUCT(($I70:Q70)*($I$6:Q$6<=(Q$6-$E14)))","v":0},{"$f":"SUMPRODUCT(($I70:R70))-SUMPRODUCT(($I70:R70)*($I$6:R$6<=(R$6-$E14)))","v":0},{"$f":"SUMPRODUCT(($I70:S70))-SUMPRODUCT(($I70:S70)*($I$6:S$6<=(S$6-$E14)))","v":0},{"$f":"SUMPRODUCT(($I70:T70))-SUMPRODUCT(($I70:T70)*($I$6:T$6<=(T$6-$E14)))","v":0},{"$f":"SUMPRODUCT(($I70:U70))-SUMPRODUCT(($I70:U70)*($I$6:U$6<=(U$6-$E14)))","v":0},{"$f":"SUMPRODUCT(($I70:V70))-SUMPRODUCT(($I70:V70)*($I$6:V$6<=(V$6-$E14)))","v":0},{"$f":"SUMPRODUCT(($I70:W70))-SUMPRODUCT(($I70:W70)*($I$6:W$6<=(W$6-$E14)))","v":0},{"$f":"SUMPRODUCT(($I70:X70))-SUMPRODUCT(($I70:X70)*($I$6:X$6<=(X$6-$E14)))","v":0},{"$f":"SUMPRODUCT(($I70:Y70))-SUMPRODUCT(($I70:Y70)*($I$6:Y$6<=(Y$6-$E14)))","v":0},{"$f":"SUMPRODUCT(($I70:Z70))-SUMPRODUCT(($I70:Z70)*($I$6:Z$6<=(Z$6-$E14)))","v":0},{"$f":"SUMPRODUCT(($I70:AA70))-SUMPRODUCT(($I70:AA70)*($I$6:AA$6<=(AA$6-$E14)))","v":0},{"$f":"SUMPRODUCT(($I70:AB70))-SUMPRODUCT(($I70:AB70)*($I$6:AB$6<=(AB$6-$E14)))","v":0},{"$f":"SUMPRODUCT(($I70:AC70))-SUMPRODUCT(($I70:AC70)*($I$6:AC$6<=(AC$6-$E14)))","v":0},{"$f":"SUMPRODUCT(($I70:AD70))-SUMPRODUCT(($I70:AD70)*($I$6:AD$6<=(AD$6-$E14)))","v":0},{"$f":"SUMPRODUCT(($I70:AE70))-SUMPRODUCT(($I70:AE70)*($I$6:AE$6<=(AE$6-$E14)))","v":0},{"$f":"SUMPRODUCT(($I70:AF70))-SUMPRODUCT(($I70:AF70)*($I$6:AF$6<=(AF$6-$E14)))","v":0},{"$f":"SUMPRODUCT(($I70:AG70))-SUMPRODUCT(($I70:AG70)*($I$6:AG$6<=(AG$6-$E14)))","v":0}]
[null,null,{"$f":"C15","v":"< Enter description >"},null,null,null,{"$f":"input_dollars","v":"2023-12-31"},null,{"$f":"SUMPRODUCT(($I71:I71))-SUMPRODUCT(($I71:I71)*($I$6:I$6<=(I$6-$E15)))","v":0},{"$f":"SUMPRODUCT(($I71:J71))-SUMPRODUCT(($I71:J71)*($I$6:J$6<=(J$6-$E15)))","v":0},{"$f":"SUMPRODUCT(($I71:K71))-SUMPRODUCT(($I71:K71)*($I$6:K$6<=(K$6-$E15)))","v":0},{"$f":"SUMPRODUCT(($I71:L71))-SUMPRODUCT(($I71:L71)*($I$6:L$6<=(L$6-$E15)))","v":0},{"$f":"SUMPRODUCT(($I71:M71))-SUMPRODUCT(($I71:M71)*($I$6:M$6<=(M$6-$E15)))","v":0},{"$f":"SUMPRODUCT(($I71:N71))-SUMPRODUCT(($I71:N71)*($I$6:N$6<=(N$6-$E15)))","v":0},{"$f":"SUMPRODUCT(($I71:O71))-SUMPRODUCT(($I71:O71)*($I$6:O$6<=(O$6-$E15)))","v":0},{"$f":"SUMPRODUCT(($I71:P71))-SUMPRODUCT(($I71:P71)*($I$6:P$6<=(P$6-$E15)))","v":0},{"$f":"SUMPRODUCT(($I71:Q71))-SUMPRODUCT(($I71:Q71)*($I$6:Q$6<=(Q$6-$E15)))","v":0},{"$f":"SUMPRODUCT(($I71:R71))-SUMPRODUCT(($I71:R71)*($I$6:R$6<=(R$6-$E15)))","v":0},{"$f":"SUMPRODUCT(($I71:S71))-SUMPRODUCT(($I71:S71)*($I$6:S$6<=(S$6-$E15)))","v":0},{"$f":"SUMPRODUCT(($I71:T71))-SUMPRODUCT(($I71:T71)*($I$6:T$6<=(T$6-$E15)))","v":0},{"$f":"SUMPRODUCT(($I71:U71))-SUMPRODUCT(($I71:U71)*($I$6:U$6<=(U$6-$E15)))","v":0},{"$f":"SUMPRODUCT(($I71:V71))-SUMPRODUCT(($I71:V71)*($I$6:V$6<=(V$6-$E15)))","v":0},{"$f":"SUMPRODUCT(($I71:W71))-SUMPRODUCT(($I71:W71)*($I$6:W$6<=(W$6-$E15)))","v":0},{"$f":"SUMPRODUCT(($I71:X71))-SUMPRODUCT(($I71:X71)*($I$6:X$6<=(X$6-$E15)))","v":0},{"$f":"SUMPRODUCT(($I71:Y71))-SUMPRODUCT(($I71:Y71)*($I$6:Y$6<=(Y$6-$E15)))","v":0},{"$f":"SUMPRODUCT(($I71:Z71))-SUMPRODUCT(($I71:Z71)*($I$6:Z$6<=(Z$6-$E15)))","v":0},{"$f":"SUMPRODUCT(($I71:AA71))-SUMPRODUCT(($I71:AA71)*($I$6:AA$6<=(AA$6-$E15)))","v":0},{"$f":"SUMPRODUCT(($I71:AB71))-SUMPRODUCT(($I71:AB71)*($I$6:AB$6<=(AB$6-$E15)))","v":0},{"$f":"SUMPRODUCT(($I71:AC71))-SUMPRODUCT(($I71:AC71)*($I$6:AC$6<=(AC$6-$E15)))","v":0},{"$f":"SUMPRODUCT(($I71:AD71))-SUMPRODUCT(($I71:AD71)*($I$6:AD$6<=(AD$6-$E15)))","v":0},{"$f":"SUMPRODUCT(($I71:AE71))-SUMPRODUCT(($I71:AE71)*($I$6:AE$6<=(AE$6-$E15)))","v":0},{"$f":"SUMPRODUCT(($I71:AF71))-SUMPRODUCT(($I71:AF71)*($I$6:AF$6<=(AF$6-$E15)))","v":0},{"$f":"SUMPRODUCT(($I71:AG71))-SUMPRODUCT(($I71:AG71)*($I$6:AG$6<=(AG$6-$E15)))","v":0}]
[null,null,{"$f":"C16","v":"< Enter description >"},null,null,null,{"$f":"input_dollars","v":"2023-12-31"},null,{"$f":"SUMPRODUCT(($I72:I72))-SUMPRODUCT(($I72:I72)*($I$6:I$6<=(I$6-$E16)))","v":0},{"$f":"SUMPRODUCT(($I72:J72))-SUMPRODUCT(($I72:J72)*($I$6:J$6<=(J$6-$E16)))","v":0},{"$f":"SUMPRODUCT(($I72:K72))-SUMPRODUCT(($I72:K72)*($I$6:K$6<=(K$6-$E16)))","v":0},{"$f":"SUMPRODUCT(($I72:L72))-SUMPRODUCT(($I72:L72)*($I$6:L$6<=(L$6-$E16)))","v":0},{"$f":"SUMPRODUCT(($I72:M72))-SUMPRODUCT(($I72:M72)*($I$6:M$6<=(M$6-$E16)))","v":0},{"$f":"SUMPRODUCT(($I72:N72))-SUMPRODUCT(($I72:N72)*($I$6:N$6<=(N$6-$E16)))","v":0},{"$f":"SUMPRODUCT(($I72:O72))-SUMPRODUCT(($I72:O72)*($I$6:O$6<=(O$6-$E16)))","v":0},{"$f":"SUMPRODUCT(($I72:P72))-SUMPRODUCT(($I72:P72)*($I$6:P$6<=(P$6-$E16)))","v":0},{"$f":"SUMPRODUCT(($I72:Q72))-SUMPRODUCT(($I72:Q72)*($I$6:Q$6<=(Q$6-$E16)))","v":0},{"$f":"SUMPRODUCT(($I72:R72))-SUMPRODUCT(($I72:R72)*($I$6:R$6<=(R$6-$E16)))","v":0},{"$f":"SUMPRODUCT(($I72:S72))-SUMPRODUCT(($I72:S72)*($I$6:S$6<=(S$6-$E16)))","v":0},{"$f":"SUMPRODUCT(($I72:T72))-SUMPRODUCT(($I72:T72)*($I$6:T$6<=(T$6-$E16)))","v":0},{"$f":"SUMPRODUCT(($I72:U72))-SUMPRODUCT(($I72:U72)*($I$6:U$6<=(U$6-$E16)))","v":0},{"$f":"SUMPRODUCT(($I72:V72))-SUMPRODUCT(($I72:V72)*($I$6:V$6<=(V$6-$E16)))","v":0},{"$f":"SUMPRODUCT(($I72:W72))-SUMPRODUCT(($I72:W72)*($I$6:W$6<=(W$6-$E16)))","v":0},{"$f":"SUMPRODUCT(($I72:X72))-SUMPRODUCT(($I72:X72)*($I$6:X$6<=(X$6-$E16)))","v":0},{"$f":"SUMPRODUCT(($I72:Y72))-SUMPRODUCT(($I72:Y72)*($I$6:Y$6<=(Y$6-$E16)))","v":0},{"$f":"SUMPRODUCT(($I72:Z72))-SUMPRODUCT(($I72:Z72)*($I$6:Z$6<=(Z$6-$E16)))","v":0},{"$f":"SUMPRODUCT(($I72:AA72))-SUMPRODUCT(($I72:AA72)*($I$6:AA$6<=(AA$6-$E16)))","v":0},{"$f":"SUMPRODUCT(($I72:AB72))-SUMPRODUCT(($I72:AB72)*($I$6:AB$6<=(AB$6-$E16)))","v":0},{"$f":"SUMPRODUCT(($I72:AC72))-SUMPRODUCT(($I72:AC72)*($I$6:AC$6<=(AC$6-$E16)))","v":0},{"$f":"SUMPRODUCT(($I72:AD72))-SUMPRODUCT(($I72:AD72)*($I$6:AD$6<=(AD$6-$E16)))","v":0},{"$f":"SUMPRODUCT(($I72:AE72))-SUMPRODUCT(($I72:AE72)*($I$6:AE$6<=(AE$6-$E16)))","v":0},{"$f":"SUMPRODUCT(($I72:AF72))-SUMPRODUCT(($I72:AF72)*($I$6:AF$6<=(AF$6-$E16)))","v":0},{"$f":"SUMPRODUCT(($I72:AG72))-SUMPRODUCT(($I72:AG72)*($I$6:AG$6<=(AG$6-$E16)))","v":0}]
[]
[null,null,"Annualised capex"]
[null,null,{"$f":"$C$79&\" - \"&C14","v":"Annualised capex - < Enter description >"},null,null,null,{"$f":"input_dollars","v":"2023-12-31"},null,{"$f":"IF($E14=0,0,-PMT(real_disc, $E14,H75,))","v":0},0,0,0,0,0,0,0,0,0,0,0,0,0,0,0,0,0,0,0,0,0,0,0,0]
[null,null,{"$f":"$C$79&\" - \"&C15","v":"Annualised capex - < Enter description >"},null,null,null,{"$f":"input_dollars","v":"2023-12-31"},null,{"$f":"IF($E15=0,0,-PMT(real_disc, $E15,H76,))","v":0},0,0,0,0,0,0,0,0,0,0,0,0,0,0,0,0,0,0,0,0,0,0,0,0]
[null,null,{"$f":"$C$79&\" - \"&C16","v":"Annualised capex - < Enter description >"},null,null,null,{"$f":"input_dollars","v":"2023-12-31"},null,{"$f":"IF($E16=0,0,-PMT(real_disc, $E16,H77,))","v":0},0,0,0,0,0,0,0,0,0,0,0,0,0,0,0,0,0,0,0,0,0,0,0,0]
[null,null,"Total annualised capex",null,null,null,{"$f":"input_dollars","v":"2023-12-31"},null,{"$f":"SUM(I80:I82)","v":0},{"$f":"SUM(J80:J82)","v":0},0,0,0,0,0,0,0,0,0,0,0,0,0,0,0,0,0,0,{"$f":"SUM(AC80:AC82)","v":0},{"$f":"SUM(AD80:AD82)","v":0},{"$f":"SUM(AE80:AE82)","v":0},{"$f":"SUM(AF80:AF82)","v":0},{"$f":"SUM(AG80:AG82)","v":0}]
[]
[null,null,"Annualised capex",null,null,null,{"$f":"input_dollars","v":"2023-12-31"},null,{"$f":"I83","v":0},{"$f":"J83","v":0},0,0,0,0,0,0,0,0,0,0,0,0,0,0,0,0,0,0,{"$f":"AC83","v":0},{"$f":"AD83","v":0},{"$f":"AE83","v":0},{"$f":"AF83","v":0},{"$f":"AG83","v":0}]
[null,null,"Operating expenditure",null,null,null,"2023-12-31",null,{"$f":"-I19","v":0},0,0,0,0,0,0,0,0,0,0,0,0,0,0,0,0,0,0,0,0,0,0,0,0]
[null,null,"Risk mitigated",null,null,null,"2023-12-31",null,{"$f":"I67","v":0},{"$f":"J67","v":0},0,0,0,0,0,0,0,0,0,0,0,0,0,0,0,0,0,0,{"$f":"AC67","v":0},{"$f":"AD67","v":0},{"$f":"AE67","v":0},{"$f":"AF67","v":0},{"$f":"AG67","v":0}]
[null,null,"Other benefits value",null,null,null,"2023-12-31",null,{"$f":"I60","v":0},0,0,0,0,0,0,0,0,0,0,0,0,0,0,0,0,0,0,0,0,0,0,0,0]
[]
[null,null,"Net benefits",null,null,null,"2023-12-31",null,{"$f":"SUM(I85:I89)","v":0},0,0,0,0,0,0,0,0,0,0,0,0,0,0,0,0,0,0,0,{"$f":"SUM(AC85:AC89)","v":0},{"$f":"SUM(AD85:AD89)","v":0},{"$f":"SUM(AE85:AE89)","v":0},{"$f":"SUM(AF85:AF89)","v":0},{"$f":"SUM(AG85:AG89)","v":0}]
[]
[]
[]
[]
[]
[]
[]
[]
[]
[]
[]
[]
[]
[]
["SENSITIVITIES"]
[]
[]
[]
["NPV",null,"Net benefits",null,null,null,{"$f":"PROPER($A$3)&A109","v":"Option 1 (Base Case)NPV"},null,{"$f":"I90","v":0},{"$f":"J90","v":0},0,0,0,0,0,0,0,0,0,0,0,0,0,0,0,0,0,0,0,0,0,0,0]
[null,null,"Total annualised capex",null,null,null,null,null,{"$f":"I85","v":0},{"$f":"J85","v":0},0,0,0,0,0,0,0,0,0,0,0,0,0,0,0,0,0,0,0,0,0,0,0]
[null,null,"Total benefits",null,null,null,null,null,{"$f":"SUM(I87:I88)","v":0},{"$f":"SUM(J87:J88)","v":0},0,0,0,0,0,0,0,0,0,0,0,0,0,0,0,0,0,0,0,0,0,0,0]
[null,null,null,{"$f":"Assumptions!G110","v":"Capex"},{"$f":"Assumptions!H110","v":"Total benefits"}]
[{"$f":"\"sens\"&Assumptions!B111","v":"sens1"},null,{"$f":"Assumptions!C111","v":"Capex 10% higher"},{"$f":"Assumptions!G111","v":0.1},{"$f":"Assumptions!H111","v":0},null,{"$f":"PROPER($A$3)&A113","v":"Option 1 (Base Case)sens1"},null,{"$f":"I$109+IF($C113<>0,SUMPRODUCT((I$110:I$111)*TRANSPOSE(($D113:$E113))),0)","v":0},{"$f":"J$109+IF($C113<>0,SUMPRODUCT((J$110:J$111)*TRANSPOSE(($D113:$E113))),0)","v":0},{"$f":"K$109+IF($C113<>0,SUMPRODUCT((K$110:K$111)*TRANSPOSE(($D113:$E113))),0)","v":0},{"$f":"L$109+IF($C113<>0,SUMPRODUCT((L$110:L$111)*TRANSPOSE(($D113:$E113))),0)","v":0},{"$f":"M$109+IF($C113<>0,SUMPRODUCT((M$110:M$111)*TRANSPOSE(($D113:$E113))),0)","v":0},{"$f":"N$109+IF($C113<>0,SUMPRODUCT((N$110:N$111)*TRANSPOSE(($D113:$E113))),0)","v":0},{"$f":"O$109+IF($C113<>0,SUMPRODUCT((O$110:O$111)*TRANSPOSE(($D113:$E113))),0)","v":0},{"$f":"P$109+IF($C113<>0,SUMPRODUCT((P$110:P$111)*TRANSPOSE(($D113:$E113))),0)","v":0},{"$f":"Q$109+IF($C113<>0,SUMPRODUCT((Q$110:Q$111)*TRANSPOSE(($D113:$E113))),0)","v":0},{"$f":"R$109+IF($C113<>0,SUMPRODUCT((R$110:R$111)*TRANSPOSE(($D113:$E113))),0)","v":0},{"$f":"S$109+IF($C113<>0,SUMPRODUCT((S$110:S$111)*TRANSPOSE(($D113:$E113))),0)","v":0},{"$f":"T$109+IF($C113<>0,SUMPRODUCT((T$110:T$111)*TRANSPOSE(($D113:$E113))),0)","v":0},{"$f":"U$109+IF($C113<>0,SUMPRODUCT((U$110:U$111)*TRANSPOSE(($D113:$E113))),0)","v":0},{"$f":"V$109+IF($C113<>0,SUMPRODUCT((V$110:V$111)*TRANSPOSE(($D113:$E113))),0)","v":0},{"$f":"W$109+IF($C113<>0,SUMPRODUCT((W$110:W$111)*TRANSPOSE(($D113:$E113))),0)","v":0},{"$f":"X$109+IF($C113<>0,SUMPRODUCT((X$110:X$111)*TRANSPOSE(($D113:$E113))),0)","v":0},{"$f":"Y$109+IF($C113<>0,SUMPRODUCT((Y$110:Y$111)*TRANSPOSE(($D113:$E113))),0)","v":0},{"$f":"Z$109+IF($C113<>0,SUMPRODUCT((Z$110:Z$111)*TRANSPOSE(($D113:$E113))),0)","v":0},{"$f":"AA$109+IF($C113<>0,SUMPRODUCT((AA$110:AA$111)*TRANSPOSE(($D113:$E113))),0)","v":0},{"$f":"AB$109+IF($C113<>0,SUMPRODUCT((AB$110:AB$111)*TRANSPOSE(($D113:$E113))),0)","v":0},{"$f":"AC$109+IF($C113<>0,SUMPRODUCT((AC$110:AC$111)*TRANSPOSE(($D113:$E113))),0)","v":0},{"$f":"AD$109+IF($C113<>0,SUMPRODUCT((AD$110:AD$111)*TRANSPOSE(($D113:$E113))),0)","v":0},{"$f":"AE$109+IF($C113<>0,SUMPRODUCT((AE$110:AE$111)*TRANSPOSE(($D113:$E113))),0)","v":0},{"$f":"AF$109+IF($C113<>0,SUMPRODUCT((AF$110:AF$111)*TRANSPOSE(($D113:$E113))),0)","v":0},{"$f":"AG$109+IF($C113<>0,SUMPRODUCT((AG$110:AG$111)*TRANSPOSE(($D113:$E113))),0)","v":0}]
[{"$f":"\"sens\"&Assumptions!B112","v":"sens2"},null,{"$f":"Assumptions!C112","v":"Capex 10% lower"},{"$f":"Assumptions!G112","v":-0.1},{"$f":"Assumptions!H112","v":0},null,{"$f":"PROPER($A$3)&A114","v":"Option 1 (Base Case)sens2"},null,{"$f":"I$109+IF($C114<>0,SUMPRODUCT((I$110:I$111)*TRANSPOSE(($D114:$E114))),0)","v":0},{"$f":"J$109+IF($C114<>0,SUMPRODUCT((J$110:J$111)*TRANSPOSE(($D114:$E114))),0)","v":0},{"$f":"K$109+IF($C114<>0,SUMPRODUCT((K$110:K$111)*TRANSPOSE(($D114:$E114))),0)","v":0},{"$f":"L$109+IF($C114<>0,SUMPRODUCT((L$110:L$111)*TRANSPOSE(($D114:$E114))),0)","v":0},{"$f":"M$109+IF($C114<>0,SUMPRODUCT((M$110:M$111)*TRANSPOSE(($D114:$E114))),0)","v":0},{"$f":"N$109+IF($C114<>0,SUMPRODUCT((N$110:N$111)*TRANSPOSE(($D114:$E114))),0)","v":0},{"$f":"O$109+IF($C114<>0,SUMPRODUCT((O$110:O$111)*TRANSPOSE(($D114:$E114))),0)","v":0},{"$f":"P$109+IF($C114<>0,SUMPRODUCT((P$110:P$111)*TRANSPOSE(($D114:$E114))),0)","v":0},{"$f":"Q$109+IF($C114<>0,SUMPRODUCT((Q$110:Q$111)*TRANSPOSE(($D114:$E114))),0)","v":0},{"$f":"R$109+IF($C114<>0,SUMPRODUCT((R$110:R$111)*TRANSPOSE(($D114:$E114))),0)","v":0},{"$f":"S$109+IF($C114<>0,SUMPRODUCT((S$110:S$111)*TRANSPOSE(($D114:$E114))),0)","v":0},{"$f":"T$109+IF($C114<>0,SUMPRODUCT((T$110:T$111)*TRANSPOSE(($D114:$E114))),0)","v":0},{"$f":"U$109+IF($C114<>0,SUMPRODUCT((U$110:U$111)*TRANSPOSE(($D114:$E114))),0)","v":0},{"$f":"V$109+IF($C114<>0,SUMPRODUCT((V$110:V$111)*TRANSPOSE(($D114:$E114))),0)","v":0},{"$f":"W$109+IF($C114<>0,SUMPRODUCT((W$110:W$111)*TRANSPOSE(($D114:$E114))),0)","v":0},{"$f":"X$109+IF($C114<>0,SUMPRODUCT((X$110:X$111)*TRANSPOSE(($D114:$E114))),0)","v":0},{"$f":"Y$109+IF($C114<>0,SUMPRODUCT((Y$110:Y$111)*TRANSPOSE(($D114:$E114))),0)","v":0},{"$f":"Z$109+IF($C114<>0,SUMPRODUCT((Z$110:Z$111)*TRANSPOSE(($D114:$E114))),0)","v":0},{"$f":"AA$109+IF($C114<>0,SUMPRODUCT((AA$110:AA$111)*TRANSPOSE(($D114:$E114))),0)","v":0},{"$f":"AB$109+IF($C114<>0,SUMPRODUCT((AB$110:AB$111)*TRANSPOSE(($D114:$E114))),0)","v":0},{"$f":"AC$109+IF($C114<>0,SUMPRODUCT((AC$110:AC$111)*TRANSPOSE(($D114:$E114))),0)","v":0},{"$f":"AD$109+IF($C114<>0,SUMPRODUCT((AD$110:AD$111)*TRANSPOSE(($D114:$E114))),0)","v":0},{"$f":"AE$109+IF($C114<>0,SUMPRODUCT((AE$110:AE$111)*TRANSPOSE(($D114:$E114))),0)","v":0},{"$f":"AF$109+IF($C114<>0,SUMPRODUCT((AF$110:AF$111)*TRANSPOSE(($D114:$E114))),0)","v":0},{"$f":"AG$109+IF($C114<>0,SUMPRODUCT((AG$110:AG$111)*TRANSPOSE(($D114:$E114))),0)","v":0}]
[{"$f":"\"sens\"&Assumptions!B113","v":"sens3"},null,{"$f":"Assumptions!C113","v":"Total benefits 10% higher"},{"$f":"Assumptions!G113","v":0},{"$f":"Assumptions!H113","v":0.1},null,"Option 1 (Base Case)sens3",null,{"$f":"I$109+IF($C115<>0,SUMPRODUCT((I$110:I$111)*TRANSPOSE(($D115:$E115))),0)","v":0},{"$f":"J$109+IF($C115<>0,SUMPRODUCT((J$110:J$111)*TRANSPOSE(($D115:$E115))),0)","v":0},{"$f":"K$109+IF($C115<>0,SUMPRODUCT((K$110:K$111)*TRANSPOSE(($D115:$E115))),0)","v":0},{"$f":"L$109+IF($C115<>0,SUMPRODUCT((L$110:L$111)*TRANSPOSE(($D115:$E115))),0)","v":0},{"$f":"M$109+IF($C115<>0,SUMPRODUCT((M$110:M$111)*TRANSPOSE(($D115:$E115))),0)","v":0},{"$f":"N$109+IF($C115<>0,SUMPRODUCT((N$110:N$111)*TRANSPOSE(($D115:$E115))),0)","v":0},{"$f":"O$109+IF($C115<>0,SUMPRODUCT((O$110:O$111)*TRANSPOSE(($D115:$E115))),0)","v":0},{"$f":"P$109+IF($C115<>0,SUMPRODUCT((P$110:P$111)*TRANSPOSE(($D115:$E115))),0)","v":0},{"$f":"Q$109+IF($C115<>0,SUMPRODUCT((Q$110:Q$111)*TRANSPOSE(($D115:$E115))),0)","v":0},{"$f":"R$109+IF($C115<>0,SUMPRODUCT((R$110:R$111)*TRANSPOSE(($D115:$E115))),0)","v":0},{"$f":"S$109+IF($C115<>0,SUMPRODUCT((S$110:S$111)*TRANSPOSE(($D115:$E115))),0)","v":0},{"$f":"T$109+IF($C115<>0,SUMPRODUCT((T$110:T$111)*TRANSPOSE(($D115:$E115))),0)","v":0},{"$f":"U$109+IF($C115<>0,SUMPRODUCT((U$110:U$111)*TRANSPOSE(($D115:$E115))),0)","v":0},{"$f":"V$109+IF($C115<>0,SUMPRODUCT((V$110:V$111)*TRANSPOSE(($D115:$E115))),0)","v":0},{"$f":"W$109+IF($C115<>0,SUMPRODUCT((W$110:W$111)*TRANSPOSE(($D115:$E115))),0)","v":0},{"$f":"X$109+IF($C115<>0,SUMPRODUCT((X$110:X$111)*TRANSPOSE(($D115:$E115))),0)","v":0},{"$f":"Y$109+IF($C115<>0,SUMPRODUCT((Y$110:Y$111)*TRANSPOSE(($D115:$E115))),0)","v":0},{"$f":"Z$109+IF($C115<>0,SUMPRODUCT((Z$110:Z$111)*TRANSPOSE(($D115:$E115))),0)","v":0},{"$f":"AA$109+IF($C115<>0,SUMPRODUCT((AA$110:AA$111)*TRANSPOSE(($D115:$E115))),0)","v":0},{"$f":"AB$109+IF($C115<>0,SUMPRODUCT((AB$110:AB$111)*TRANSPOSE(($D115:$E115))),0)","v":0},{"$f":"AC$109+IF($C115<>0,SUMPRODUCT((AC$110:AC$111)*TRANSPOSE(($D115:$E115))),0)","v":0},{"$f":"AD$109+IF($C115<>0,SUMPRODUCT((AD$110:AD$111)*TRANSPOSE(($D115:$E115))),0)","v":0},{"$f":"AE$109+IF($C115<>0,SUMPRODUCT((AE$110:AE$111)*TRANSPOSE(($D115:$E115))),0)","v":0},{"$f":"AF$109+IF($C115<>0,SUMPRODUCT((AF$110:AF$111)*TRANSPOSE(($D115:$E115))),0)","v":0},{"$f":"AG$109+IF($C115<>0,SUMPRODUCT((AG$110:AG$111)*TRANSPOSE(($D115:$E115))),0)","v":0}]
[{"$f":"\"sens\"&Assumptions!B114","v":"sens4"},null,{"$f":"Assumptions!C114","v":"Total benefits 10% lower"},{"$f":"Assumptions!G114","v":0},{"$f":"Assumptions!H114","v":-0.1},null,"Option 1 (Base Case)sens4",null,{"$f":"I$109+IF($C116<>0,SUMPRODUCT((I$110:I$111)*TRANSPOSE(($D116:$E116))),0)","v":0},{"$f":"J$109+IF($C116<>0,SUMPRODUCT((J$110:J$111)*TRANSPOSE(($D116:$E116))),0)","v":0},{"$f":"K$109+IF($C116<>0,SUMPRODUCT((K$110:K$111)*TRANSPOSE(($D116:$E116))),0)","v":0},{"$f":"L$109+IF($C116<>0,SUMPRODUCT((L$110:L$111)*TRANSPOSE(($D116:$E116))),0)","v":0},{"$f":"M$109+IF($C116<>0,SUMPRODUCT((M$110:M$111)*TRANSPOSE(($D116:$E116))),0)","v":0},{"$f":"N$109+IF($C116<>0,SUMPRODUCT((N$110:N$111)*TRANSPOSE(($D116:$E116))),0)","v":0},{"$f":"O$109+IF($C116<>0,SUMPRODUCT((O$110:O$111)*TRANSPOSE(($D116:$E116))),0)","v":0},{"$f":"P$109+IF($C116<>0,SUMPRODUCT((P$110:P$111)*TRANSPOSE(($D116:$E116))),0)","v":0},{"$f":"Q$109+IF($C116<>0,SUMPRODUCT((Q$110:Q$111)*TRANSPOSE(($D116:$E116))),0)","v":0},{"$f":"R$109+IF($C116<>0,SUMPRODUCT((R$110:R$111)*TRANSPOSE(($D116:$E116))),0)","v":0},{"$f":"S$109+IF($C116<>0,SUMPRODUCT((S$110:S$111)*TRANSPOSE(($D116:$E116))),0)","v":0},{"$f":"T$109+IF($C116<>0,SUMPRODUCT((T$110:T$111)*TRANSPOSE(($D116:$E116))),0)","v":0},{"$f":"U$109+IF($C116<>0,SUMPRODUCT((U$110:U$111)*TRANSPOSE(($D116:$E116))),0)","v":0},{"$f":"V$109+IF($C116<>0,SUMPRODUCT((V$110:V$111)*TRANSPOSE(($D116:$E116))),0)","v":0},{"$f":"W$109+IF($C116<>0,SUMPRODUCT((W$110:W$111)*TRANSPOSE(($D116:$E116))),0)","v":0},{"$f":"X$109+IF($C116<>0,SUMPRODUCT((X$110:X$111)*TRANSPOSE(($D116:$E116))),0)","v":0},{"$f":"Y$109+IF($C116<>0,SUMPRODUCT((Y$110:Y$111)*TRANSPOSE(($D116:$E116))),0)","v":0},{"$f":"Z$109+IF($C116<>0,SUMPRODUCT((Z$110:Z$111)*TRANSPOSE(($D116:$E116))),0)","v":0},{"$f":"AA$109+IF($C116<>0,SUMPRODUCT((AA$110:AA$111)*TRANSPOSE(($D116:$E116))),0)","v":0},{"$f":"AB$109+IF($C116<>0,SUMPRODUCT((AB$110:AB$111)*TRANSPOSE(($D116:$E116))),0)","v":0},{"$f":"AC$109+IF($C116<>0,SUMPRODUCT((AC$110:AC$111)*TRANSPOSE(($D116:$E116))),0)","v":0},{"$f":"AD$109+IF($C116<>0,SUMPRODUCT((AD$110:AD$111)*TRANSPOSE(($D116:$E116))),0)","v":0},{"$f":"AE$109+IF($C116<>0,SUMPRODUCT((AE$110:AE$111)*TRANSPOSE(($D116:$E116))),0)","v":0},{"$f":"AF$109+IF($C116<>0,SUMPRODUCT((AF$110:AF$111)*TRANSPOSE(($D116:$E116))),0)","v":0},{"$f":"AG$109+IF($C116<>0,SUMPRODUCT((AG$110:AG$111)*TRANSPOSE(($D116:$E116))),0)","v":0}]
[{"$f":"\"sens\"&Assumptions!B115","v":"sens5"},null,{"$f":"Assumptions!C115","v":"Capex 10% higher & Total benefits 10% lower"},{"$f":"Assumptions!G115","v":0.1},{"$f":"Assumptions!H115","v":-0.1},null,"Option 1 (Base Case)sens5",null,{"$f":"I$109+IF($C117<>0,SUMPRODUCT((I$110:I$111)*TRANSPOSE(($D117:$E117))),0)","v":0},{"$f":"J$109+IF($C117<>0,SUMPRODUCT((J$110:J$111)*TRANSPOSE(($D117:$E117))),0)","v":0},{"$f":"K$109+IF($C117<>0,SUMPRODUCT((K$110:K$111)*TRANSPOSE(($D117:$E117))),0)","v":0},{"$f":"L$109+IF($C117<>0,SUMPRODUCT((L$110:L$111)*TRANSPOSE(($D117:$E117))),0)","v":0},{"$f":"M$109+IF($C117<>0,SUMPRODUCT((M$110:M$111)*TRANSPOSE(($D117:$E117))),0)","v":0},{"$f":"N$109+IF($C117<>0,SUMPRODUCT((N$110:N$111)*TRANSPOSE(($D117:$E117))),0)","v":0},{"$f":"O$109+IF($C117<>0,SUMPRODUCT((O$110:O$111)*TRANSPOSE(($D117:$E117))),0)","v":0},{"$f":"P$109+IF($C117<>0,SUMPRODUCT((P$110:P$111)*TRANSPOSE(($D117:$E117))),0)","v":0},{"$f":"Q$109+IF($C117<>0,SUMPRODUCT((Q$110:Q$111)*TRANSPOSE(($D117:$E117))),0)","v":0},{"$f":"R$109+IF($C117<>0,SUMPRODUCT((R$110:R$111)*TRANSPOSE(($D117:$E117))),0)","v":0},{"$f":"S$109+IF($C117<>0,SUMPRODUCT((S$110:S$111)*TRANSPOSE(($D117:$E117))),0)","v":0},{"$f":"T$109+IF($C117<>0,SUMPRODUCT((T$110:T$111)*TRANSPOSE(($D117:$E117))),0)","v":0},{"$f":"U$109+IF($C117<>0,SUMPRODUCT((U$110:U$111)*TRANSPOSE(($D117:$E117))),0)","v":0},{"$f":"V$109+IF($C117<>0,SUMPRODUCT((V$110:V$111)*TRANSPOSE(($D117:$E117))),0)","v":0},{"$f":"W$109+IF($C117<>0,SUMPRODUCT((W$110:W$111)*TRANSPOSE(($D117:$E117))),0)","v":0},{"$f":"X$109+IF($C117<>0,SUMPRODUCT((X$110:X$111)*TRANSPOSE(($D117:$E117))),0)","v":0},{"$f":"Y$109+IF($C117<>0,SUMPRODUCT((Y$110:Y$111)*TRANSPOSE(($D117:$E117))),0)","v":0},{"$f":"Z$109+IF($C117<>0,SUMPRODUCT((Z$110:Z$111)*TRANSPOSE(($D117:$E117))),0)","v":0},{"$f":"AA$109+IF($C117<>0,SUMPRODUCT((AA$110:AA$111)*TRANSPOSE(($D117:$E117))),0)","v":0},{"$f":"AB$109+IF($C117<>0,SUMPRODUCT((AB$110:AB$111)*TRANSPOSE(($D117:$E117))),0)","v":0},{"$f":"AC$109+IF($C117<>0,SUMPRODUCT((AC$110:AC$111)*TRANSPOSE(($D117:$E117))),0)","v":0},{"$f":"AD$109+IF($C117<>0,SUMPRODUCT((AD$110:AD$111)*TRANSPOSE(($D117:$E117))),0)","v":0},{"$f":"AE$109+IF($C117<>0,SUMPRODUCT((AE$110:AE$111)*TRANSPOSE(($D117:$E117))),0)","v":0},{"$f":"AF$109+IF($C117<>0,SUMPRODUCT((AF$110:AF$111)*TRANSPOSE(($D117:$E117))),0)","v":0},{"$f":"AG$109+IF($C117<>0,SUMPRODUCT((AG$110:AG$111)*TRANSPOSE(($D117:$E117))),0)","v":0}]
[{"$f":"\"sens\"&Assumptions!B116","v":"sens"},null,{"$f":"Assumptions!C116","v":0},{"$f":"Assumptions!G116","v":0},{"$f":"Assumptions!H116","v":0},null,"Option 1 (Base Case)sens",null,{"$f":"I$109+IF($C118<>0,SUMPRODUCT((I$110:I$111)*TRANSPOSE(($D118:$E118))),0)","v":0},{"$f":"J$109+IF($C118<>0,SUMPRODUCT((J$110:J$111)*TRANSPOSE(($D118:$E118))),0)","v":0},{"$f":"K$109+IF($C118<>0,SUMPRODUCT((K$110:K$111)*TRANSPOSE(($D118:$E118))),0)","v":0},{"$f":"L$109+IF($C118<>0,SUMPRODUCT((L$110:L$111)*TRANSPOSE(($D118:$E118))),0)","v":0},{"$f":"M$109+IF($C118<>0,SUMPRODUCT((M$110:M$111)*TRANSPOSE(($D118:$E118))),0)","v":0},{"$f":"N$109+IF($C118<>0,SUMPRODUCT((N$110:N$111)*TRANSPOSE(($D118:$E118))),0)","v":0},{"$f":"O$109+IF($C118<>0,SUMPRODUCT((O$110:O$111)*TRANSPOSE(($D118:$E118))),0)","v":0},{"$f":"P$109+IF($C118<>0,SUMPRODUCT((P$110:P$111)*TRANSPOSE(($D118:$E118))),0)","v":0},{"$f":"Q$109+IF($C118<>0,SUMPRODUCT((Q$110:Q$111)*TRANSPOSE(($D118:$E118))),0)","v":0},{"$f":"R$109+IF($C118<>0,SUMPRODUCT((R$110:R$111)*TRANSPOSE(($D118:$E118))),0)","v":0},{"$f":"S$109+IF($C118<>0,SUMPRODUCT((S$110:S$111)*TRANSPOSE(($D118:$E118))),0)","v":0},{"$f":"T$109+IF($C118<>0,SUMPRODUCT((T$110:T$111)*TRANSPOSE(($D118:$E118))),0)","v":0},{"$f":"U$109+IF($C118<>0,SUMPRODUCT((U$110:U$111)*TRANSPOSE(($D118:$E118))),0)","v":0},{"$f":"V$109+IF($C118<>0,SUMPRODUCT((V$110:V$111)*TRANSPOSE(($D118:$E118))),0)","v":0},{"$f":"W$109+IF($C118<>0,SUMPRODUCT((W$110:W$111)*TRANSPOSE(($D118:$E118))),0)","v":0},{"$f":"X$109+IF($C118<>0,SUMPRODUCT((X$110:X$111)*TRANSPOSE(($D118:$E118))),0)","v":0},{"$f":"Y$109+IF($C118<>0,SUMPRODUCT((Y$110:Y$111)*TRANSPOSE(($D118:$E118))),0)","v":0},{"$f":"Z$109+IF($C118<>0,SUMPRODUCT((Z$110:Z$111)*TRANSPOSE(($D118:$E118))),0)","v":0},{"$f":"AA$109+IF($C118<>0,SUMPRODUCT((AA$110:AA$111)*TRANSPOSE(($D118:$E118))),0)","v":0},{"$f":"AB$109+IF($C118<>0,SUMPRODUCT((AB$110:AB$111)*TRANSPOSE(($D118:$E118))),0)","v":0},{"$f":"AC$109+IF($C118<>0,SUMPRODUCT((AC$110:AC$111)*TRANSPOSE(($D118:$E118))),0)","v":0},{"$f":"AD$109+IF($C118<>0,SUMPRODUCT((AD$110:AD$111)*TRANSPOSE(($D118:$E118))),0)","v":0},{"$f":"AE$109+IF($C118<>0,SUMPRODUCT((AE$110:AE$111)*TRANSPOSE(($D118:$E118))),0)","v":0},{"$f":"AF$109+IF($C118<>0,SUMPRODUCT((AF$110:AF$111)*TRANSPOSE(($D118:$E118))),0)","v":0},{"$f":"AG$109+IF($C118<>0,SUMPRODUCT((AG$110:AG$111)*TRANSPOSE(($D118:$E118))),0)","v":0}]
[{"$f":"\"sens\"&Assumptions!B117","v":"sens"},null,{"$f":"Assumptions!C117","v":0},{"$f":"Assumptions!G117","v":0},{"$f":"Assumptions!H117","v":0},null,"Option 1 (Base Case)sens",null,{"$f":"I$109+IF($C119<>0,SUMPRODUCT((I$110:I$111)*TRANSPOSE(($D119:$E119))),0)","v":0},{"$f":"J$109+IF($C119<>0,SUMPRODUCT((J$110:J$111)*TRANSPOSE(($D119:$E119))),0)","v":0},{"$f":"K$109+IF($C119<>0,SUMPRODUCT((K$110:K$111)*TRANSPOSE(($D119:$E119))),0)","v":0},{"$f":"L$109+IF($C119<>0,SUMPRODUCT((L$110:L$111)*TRANSPOSE(($D119:$E119))),0)","v":0},{"$f":"M$109+IF($C119<>0,SUMPRODUCT((M$110:M$111)*TRANSPOSE(($D119:$E119))),0)","v":0},{"$f":"N$109+IF($C119<>0,SUMPRODUCT((N$110:N$111)*TRANSPOSE(($D119:$E119))),0)","v":0},{"$f":"O$109+IF($C119<>0,SUMPRODUCT((O$110:O$111)*TRANSPOSE(($D119:$E119))),0)","v":0},{"$f":"P$109+IF($C119<>0,SUMPRODUCT((P$110:P$111)*TRANSPOSE(($D119:$E119))),0)","v":0},{"$f":"Q$109+IF($C119<>0,SUMPRODUCT((Q$110:Q$111)*TRANSPOSE(($D119:$E119))),0)","v":0},{"$f":"R$109+IF($C119<>0,SUMPRODUCT((R$110:R$111)*TRANSPOSE(($D119:$E119))),0)","v":0},{"$f":"S$109+IF($C119<>0,SUMPRODUCT((S$110:S$111)*TRANSPOSE(($D119:$E119))),0)","v":0},{"$f":"T$109+IF($C119<>0,SUMPRODUCT((T$110:T$111)*TRANSPOSE(($D119:$E119))),0)","v":0},{"$f":"U$109+IF($C119<>0,SUMPRODUCT((U$110:U$111)*TRANSPOSE(($D119:$E119))),0)","v":0},{"$f":"V$109+IF($C119<>0,SUMPRODUCT((V$110:V$111)*TRANSPOSE(($D119:$E119))),0)","v":0},{"$f":"W$109+IF($C119<>0,SUMPRODUCT((W$110:W$111)*TRANSPOSE(($D119:$E119))),0)","v":0},{"$f":"X$109+IF($C119<>0,SUMPRODUCT((X$110:X$111)*TRANSPOSE(($D119:$E119))),0)","v":0},{"$f":"Y$109+IF($C119<>0,SUMPRODUCT((Y$110:Y$111)*TRANSPOSE(($D119:$E119))),0)","v":0},{"$f":"Z$109+IF($C119<>0,SUMPRODUCT((Z$110:Z$111)*TRANSPOSE(($D119:$E119))),0)","v":0},{"$f":"AA$109+IF($C119<>0,SUMPRODUCT((AA$110:AA$111)*TRANSPOSE(($D119:$E119))),0)","v":0},{"$f":"AB$109+IF($C119<>0,SUMPRODUCT((AB$110:AB$111)*TRANSPOSE(($D119:$E119))),0)","v":0},{"$f":"AC$109+IF($C119<>0,SUMPRODUCT((AC$110:AC$111)*TRANSPOSE(($D119:$E119))),0)","v":0},{"$f":"AD$109+IF($C119<>0,SUMPRODUCT((AD$110:AD$111)*TRANSPOSE(($D119:$E119))),0)","v":0},{"$f":"AE$109+IF($C119<>0,SUMPRODUCT((AE$110:AE$111)*TRANSPOSE(($D119:$E119))),0)","v":0},{"$f":"AF$109+IF($C119<>0,SUMPRODUCT((AF$110:AF$111)*TRANSPOSE(($D119:$E119))),0)","v":0},{"$f":"AG$109+IF($C119<>0,SUMPRODUCT((AG$110:AG$111)*TRANSPOSE(($D119:$E119))),0)","v":0}]
[{"$f":"\"sens\"&Assumptions!B118","v":"sens"},null,{"$f":"Assumptions!C118","v":0},{"$f":"Assumptions!G118","v":0},{"$f":"Assumptions!H118","v":0},null,"Option 1 (Base Case)sens",null,{"$f":"I$109+IF($C120<>0,SUMPRODUCT((I$110:I$111)*TRANSPOSE(($D120:$E120))),0)","v":0},{"$f":"J$109+IF($C120<>0,SUMPRODUCT((J$110:J$111)*TRANSPOSE(($D120:$E120))),0)","v":0},{"$f":"K$109+IF($C120<>0,SUMPRODUCT((K$110:K$111)*TRANSPOSE(($D120:$E120))),0)","v":0},{"$f":"L$109+IF($C120<>0,SUMPRODUCT((L$110:L$111)*TRANSPOSE(($D120:$E120))),0)","v":0},{"$f":"M$109+IF($C120<>0,SUMPRODUCT((M$110:M$111)*TRANSPOSE(($D120:$E120))),0)","v":0},{"$f":"N$109+IF($C120<>0,SUMPRODUCT((N$110:N$111)*TRANSPOSE(($D120:$E120))),0)","v":0},{"$f":"O$109+IF($C120<>0,SUMPRODUCT((O$110:O$111)*TRANSPOSE(($D120:$E120))),0)","v":0},{"$f":"P$109+IF($C120<>0,SUMPRODUCT((P$110:P$111)*TRANSPOSE(($D120:$E120))),0)","v":0},{"$f":"Q$109+IF($C120<>0,SUMPRODUCT((Q$110:Q$111)*TRANSPOSE(($D120:$E120))),0)","v":0},{"$f":"R$109+IF($C120<>0,SUMPRODUCT((R$110:R$111)*TRANSPOSE(($D120:$E120))),0)","v":0},{"$f":"S$109+IF($C120<>0,SUMPRODUCT((S$110:S$111)*TRANSPOSE(($D120:$E120))),0)","v":0},{"$f":"T$109+IF($C120<>0,SUMPRODUCT((T$110:T$111)*TRANSPOSE(($D120:$E120))),0)","v":0},{"$f":"U$109+IF($C120<>0,SUMPRODUCT((U$110:U$111)*TRANSPOSE(($D120:$E120))),0)","v":0},{"$f":"V$109+IF($C120<>0,SUMPRODUCT((V$110:V$111)*TRANSPOSE(($D120:$E120))),0)","v":0},{"$f":"W$109+IF($C120<>0,SUMPRODUCT((W$110:W$111)*TRANSPOSE(($D120:$E120))),0)","v":0},{"$f":"X$109+IF($C120<>0,SUMPRODUCT((X$110:X$111)*TRANSPOSE(($D120:$E120))),0)","v":0},{"$f":"Y$109+IF($C120<>0,SUMPRODUCT((Y$110:Y$111)*TRANSPOSE(($D120:$E120))),0)","v":0},{"$f":"Z$109+IF($C120<>0,SUMPRODUCT((Z$110:Z$111)*TRANSPOSE(($D120:$E120))),0)","v":0},{"$f":"AA$109+IF($C120<>0,SUMPRODUCT((AA$110:AA$111)*TRANSPOSE(($D120:$E120))),0)","v":0},{"$f":"AB$109+IF($C120<>0,SUMPRODUCT((AB$110:AB$111)*TRANSPOSE(($D120:$E120))),0)","v":0},{"$f":"AC$109+IF($C120<>0,SUMPRODUCT((AC$110:AC$111)*TRANSPOSE(($D120:$E120))),0)","v":0},{"$f":"AD$109+IF($C120<>0,SUMPRODUCT((AD$110:AD$111)*TRANSPOSE(($D120:$E120))),0)","v":0},{"$f":"AE$109+IF($C120<>0,SUMPRODUCT((AE$110:AE$111)*TRANSPOSE(($D120:$E120))),0)","v":0},{"$f":"AF$109+IF($C120<>0,SUMPRODUCT((AF$110:AF$111)*TRANSPOSE(($D120:$E120))),0)","v":0},{"$f":"AG$109+IF($C120<>0,SUMPRODUCT((AG$110:AG$111)*TRANSPOSE(($D120:$E120))),0)","v":0}]

{"sheet":"Option2","index":4,"n_rows":121,"n_cols":33,"rows_kept":121,"cut":false,"hidden":false,"merged":[]}
[{"$f":"bus","v":"Powercor"}]
[{"$f":"proj","v":"Drysdale feeder: DDL023"}]
["OPTION 2",null,{"$f":"INDEX(Assumptions!$E$14:$E$18, MATCH(A3,_xlfn.ANCHORARRAY( Assumptions!$C$14),0))","v":"DDL023 feeder exit cable upgrade"}]
[{"$f":"(INDEX(Data!$D$9:$D$13, MATCH(A3, options,0)))","v":""}]
[]
[{"$f":"'Option1 (base case)'!A6","v":"Count"},null,null,null,null,null,null,null,{"$f":"'Option1 (base case)'!I6","v":1},{"$f":"'Option1 (base case)'!J6","v":2},{"$f":"'Option1 (base case)'!K6","v":3},{"$f":"'Option1 (base case)'!L6","v":4},{"$f":"'Option1 (base case)'!M6","v":5},{"$f":"'Option1 (base case)'!N6","v":6},{"$f":"'Option1 (base case)'!O6","v":7},{"$f":"'Option1 (base case)'!P6","v":8},{"$f":"'Option1 (base case)'!Q6","v":9},{"$f":"'Option1 (base case)'!R6","v":10},{"$f":"'Option1 (base case)'!S6","v":11},{"$f":"'Option1 (base case)'!T6","v":12},{"$f":"'Option1 (base case)'!U6","v":13},{"$f":"'Option1 (base case)'!V6","v":14},{"$f":"'Option1 (base case)'!W6","v":15},{"$f":"'Option1 (base case)'!X6","v":16},{"$f":"'Option1 (base case)'!Y6","v":17},{"$f":"'Option1 (base case)'!Z6","v":18},{"$f":"'Option1 (base case)'!AA6","v":19},{"$f":"'Option1 (base case)'!AB6","v":20},{"$f":"'Option1 (base case)'!AC6","v":21},{"$f":"'Option1 (base case)'!AD6","v":22},{"$f":"'Option1 (base case)'!AE6","v":23},{"$f":"'Option1 (base case)'!AF6","v":24},{"$f":"'Option1 (base case)'!AG6","v":25}]
[{"$f":"'Option1 (base case)'!A7","v":"Value of CO2 reductions"},null,null,null,null,null,"$/MWh",null,{"$f":"'Option1 (base case)'!I7","v":24.730486797759085},{"$f":"'Option1 (base case)'!J7","v":22.340740091772258},{"$f":"'Option1 (base case)'!K7","v":20.196329122153124},{"$f":"'Option1 (base case)'!L7","v":18.06294207659629},{"$f":"'Option1 (base case)'!M7","v":15.913397615084225},{"$f":"'Option1 (base case)'!N7","v":13.715069432539002},{"$f":"'Option1 (base case)'!O7","v":13.715069432539002},{"$f":"'Option1 (base case)'!P7","v":13.715069432539002},{"$f":"'Option1 (base case)'!Q7","v":13.715069432539002},{"$f":"'Option1 (base case)'!R7","v":13.715069432539002},{"$f":"'Option1 (base case)'!S7","v":13.715069432539002},{"$f":"'Option1 (base case)'!T7","v":13.715069432539002},{"$f":"'Option1 (base case)'!U7","v":13.715069432539002},{"$f":"'Option1 (base case)'!V7","v":13.715069432539002},{"$f":"'Option1 (base case)'!W7","v":13.715069432539002},{"$f":"'Option1 (base case)'!X7","v":13.715069432539002},{"$f":"'Option1 (base case)'!Y7","v":13.715069432539002},{"$f":"'Option1 (base case)'!Z7","v":13.715069432539002},{"$f":"'Option1 (base case)'!AA7","v":13.715069432539002},{"$f":"'Option1 (base case)'!AB7","v":13.715069432539002},{"$f":"'Option1 (base case)'!AC7","v":13.715069432539002},{"$f":"'Option1 (base case)'!AD7","v":13.715069432539002},{"$f":"'Option1 (base case)'!AE7","v":13.715069432539002},{"$f":"'Option1 (base case)'!AF7","v":13.715069432539002},{"$f":"'Option1 (base case)'!AG7","v":13.715069432539002}]
[null,null,null,null,null,null,null,null,{"$f":"_xlfn.NUMBERVALUE(LEFT(I$9,4))+1","v":2027},{"$f":"_xlfn.NUMBERVALUE(LEFT(J$9,4))+1","v":2028},2029,2030,2031,2032,2033,2034,2035,2036,2037,2038,2039,2040,2041,2042,2043,2044,2045,2046,2047,2048,2049,2050,2051]
[null,null,null,null,null,null,"Units",null,{"$f":"'Option1 (base case)'!I9","v":"2026-27"},{"$f":"'Option1 (base case)'!J9","v":"2027-28"},{"$f":"'Option1 (base case)'!K9","v":"2028-29"},{"$f":"'Option1 (base case)'!L9","v":"2029-30"},{"$f":"'Option1 (base case)'!M9","v":"2030-31"},{"$f":"'Option1 (base case)'!N9","v":"2031-32"},{"$f":"'Option1 (base case)'!O9","v":"2032-33"},{"$f":"'Option1 (base case)'!P9","v":"2033-34"},{"$f":"'Option1 (base case)'!Q9","v":"2034-35"},{"$f":"'Option1 (base case)'!R9","v":"2035-36"},{"$f":"'Option1 (base case)'!S9","v":"2036-37"},{"$f":"'Option1 (base case)'!T9","v":"2037-38"},{"$f":"'Option1 (base case)'!U9","v":"2038-39"},{"$f":"'Option1 (base case)'!V9","v":"2039-40"},{"$f":"'Option1 (base case)'!W9","v":"2040-41"},{"$f":"'Option1 (base case)'!X9","v":"2041-42"},{"$f":"'Option1 (base case)'!Y9","v":"2042-43"},{"$f":"'Option1 (base case)'!Z9","v":"2043-44"},{"$f":"'Option1 (base case)'!AA9","v":"2044-45"},{"$f":"'Option1 (base case)'!AB9","v":"2045-46"},{"$f":"'Option1 (base case)'!AC9","v":"2046-47"},{"$f":"'Option1 (base case)'!AD9","v":"2047-48"},{"$f":"'Option1 (base case)'!AE9","v":"2048-49"},{"$f":"'Option1 (base case)'!AF9","v":"2049-50"},{"$f":"'Option1 (base case)'!AG9","v":"2050-51"}]
[]
["INVESTMENT & OPERATING COST"]
[]
[null,null,"Capex",null,"Asset life (yrs)"]
[null,null,{"$f":"Summary!D10","v":"DDL023 feeder exit cable upgrade"},null,50,null,{"$f":"input_dollars","v":"2023-12-31"},null,0,1469220.4,0,0,0,0,0,0,0,0,0,0,0,0,0,0,0,0,0,0,0,0,0,0,0]
[null,null,null,null,0,null,{"$f":"input_dollars","v":"2023-12-31"},null,0,0,0,0,0,0,0,0,0,0,0,0,0,0,0,0,0,0,0,0,0,0,0,0,0]
[null,null,null,null,0,null,{"$f":"input_dollars","v":"2023-12-31"},null,0,0,0,0,0,0,0,0,0,0,0,0,0,0,0,0,0,0,0,0,0,0,0,0,0]
[null,null,"Capital expenditure",null,null,null,{"$f":"input_dollars","v":"2023-12-31"},null,{"$f":"SUM(I14:I16)","v":0},1469220.4,0,0,0,0,0,0,0,{"$f":"SUM(R14:R16)","v":0},0,0,0,0,0,0,0,0,0,0,0,0,0,0,0]
[]
[null,null,"Operating expenditure",null,null,null,{"$f":"input_dollars","v":"2023-12-31"},null,0,0,0,0,0,0,0,0,0,0,0,0,0,0,0,0,0,0,0,0,0,0,0,0,0]
[]
[]
["RISK ASSUMPTIONS"]
[]
[null,null,"PoF (major)",null,null,null,null,null,0,0,0,0,0,0,0,0,0,0,0,0,0,0,0,0,0,0,0,0,0,0,0,0,0]
[null,null,"PoF (reparable)",null,null,null,null,null,0,0,0,0,0,0,0,0,0,0,0,0,0,0,0,0,0,0,0,0,0,0,0,0,0]
[]
[null,null,"Const end date",null,2028]
[null,null,"Energy at risk 10% PoE",null,0.3,null,"MWh",null,1.8823464641411514,3.3329709326755457,0,0,0,0,0,0,0,0,0,0,0,0,0,0,0,0,0,0,0,0,0,0,0]
[null,null,"Energy at risk 50% PoE",null,0.7,null,"MWh",null,1.9537200679779178E-2,0.17190866520130615,0,0,0,0,0,0,0,0,0,0,0,0,0,0,0,0,0,0,0,0,0,0,0]
[]
[null,null,"Energy at risk (weighted)",null,null,null,"MWh",null,{"$f":"SUMPRODUCT(I$28:I$29, $E$28:$E$29)","v":0.57837997971819088},{"$f":"SUMPRODUCT(J$28:J$29, $E$28:$E$29)","v":1.120227345443578},0,0,0,0,0,0,0,0,0,0,0,0,0,0,0,0,0,0,0,0,0,0,0]
[null,null,"Energy at risk value","$/MWh",{"$f":"Assumptions!H41*vcr_esc","v":35130.235280075998},{"$f":"IF(AND(SUM(I31:AG31)<>0, E32=0), \"!\", \"\")","v":""},{"$f":"input_dollars","v":"2023-12-31"},null,{"$f":"I31*$E$32","v":20318.62476878563},{"$f":"J31*$E$32","v":39353.850212607867},0,0,0,0,0,0,0,0,0,0,0,0,0,0,0,0,0,0,0,0,0,0,0]
[]
[null,null,"Safety consequence","(after DF)",null,null,{"$f":"input_dollars","v":"2023-12-31"},null,0,0,0,0,0,0,0,0,0,0,0,0,0,0,0,0,0,0,0,0,0,0,0,0,0]
[null,null,"Unplanned replacements",null,null,null,{"$f":"input_dollars","v":"2023-12-31"},null,0,0,0,0,0,0,0,0,0,0,0,0,0,0,0,0,0,0,0,0,0,0,0,0,0]
[null,null,"Environmental consequence","(after DF)",null,null,{"$f":"input_dollars","v":"2023-12-31"},null,0,0,0,0,0,0,0,0,0,0,0,0,0,0,0,0,0,0,0,0,0,0,0,0,0]
[null,null,"< Other risk - enter description >",null,null,null,{"$f":"input_dollars","v":"2023-12-31"},null,0,0,0,0,0,0,0,0,0,0,0,0,0,0,0,0,0,0,0,0,0,0,0,0,0]
[null,null,"< Other risk - enter description >",null,null,null,{"$f":"input_dollars","v":"2023-12-31"},null,0,0,0,0,0,0,0,0,0,0,0,0,0,0,0,0,0,0,0,0,0,0,0,0,0]
[]
[null,null,"Total risk cost",null,null,null,null,null,{"$f":"SUM(I32:I38)","v":20318.62476878563},{"$f":"SUM(J32:J38)","v":39353.850212607867},0,0,0,0,0,0,0,0,0,0,0,0,0,0,0,0,0,0,0,0,0,0,0]
[]
["OTHER BENEFITS"]
[]
[]
[null,null,"Reduction in CO2 emissions",null,null,null,"MWh",null,0,0,0,0,0,0,0,0,0,0,0,0,0,0,0,0,0,0,0,0,0,0,0,0,0]
[null,null,"Value of reduction in CO2 emissions",null,null,null,"$",null,{"$f":"I45*I7","v":0},0,0,0,0,0,0,0,0,0,0,0,0,0,0,0,0,0,0,0,0,0,0,0,0]
[]
[]
[null,null,"Reliability in worst-served areas","$/MWh",{"$f":"Assumptions!G94","v":151432.81740793545},null,"MWh",null,0,0,0,0,0,0,0,0,0,0,0,0,0,0,0,0,0,0,0,0,0,0,0,0,0]
[null,null,"Network resilience","$/MWh",{"$f":"Assumptions!G95","v":24590},null,"MWh",null,0,0,0,0,0,0,0,0,0,0,0,0,0,0,0,0,0,0,0,0,0,0,0,0,0]
[null,null,"Enabling solar exports","$/MWh",{"$f":"Assumptions!G96","v":88.357719508603083},null,"MWh",null,0,0,0,0,0,0,0,0,0,0,0,0,0,0,0,0,0,0,0,0,0,0,0,0,0]
[null,null,"Aesthetics","$/customer",{"$f":"Assumptions!G97","v":0},null,"customers",null,0,0,0,0,0,0,0,0,0,0,0,0,0,0,0,0,0,0,0,0,0,0,0,0,0]
[null,null,"Customer value of time - residential","$/customer min",{"$f":"Assumptions!G98","v":0.35181336539087127},null,"mins",null,0,0,0,0,0,0,0,0,0,0,0,0,0,0,0,0,0,0,0,0,0,0,0,0,0]
[null,null,"Customer value of time - business","$/customer min",{"$f":"Assumptions!G99","v":0.35181336539087127},null,"mins",null,0,0,0,0,0,0,0,0,0,0,0,0,0,0,0,0,0,0,0,0,0,0,0,0,0]
[null,null,"Communication","$/customer",{"$f":"Assumptions!G100","v":0},null,"customers",null,0,0,0,0,0,0,0,0,0,0,0,0,0,0,0,0,0,0,0,0,0,0,0,0,0]
[null,null,"Information accessibility","$/customer",{"$f":"Assumptions!G101","v":0},null,"customers",null,0,0,0,0,0,0,0,0,0,0,0,0,0,0,0,0,0,0,0,0,0,0,0,0,0]
[]
[null,null,"Other benefits 1",null,null,null,{"$f":"input_dollars","v":"2023-12-31"},null,0,0,0,0,0,0,0,0,0,0,0,0,0,0,0,0,0,0,0,0,0,0,0,0,0]
[null,null,"Other benefits 2",null,null,null,{"$f":"input_dollars","v":"2023-12-31"},null,0,0,0,0,0,0,0,0,0,0,0,0,0,0,0,0,0,0,0,0,0,0,0,0,0]
[]
[null,null,"Total other benefits",null,null,null,{"$f":"input_dollars","v":"2023-12-31"},null,{"$f":"SUMPRODUCT((I$49:I$56)*($E$49:$E$56))+SUM(I58:I59)+I46","v":0},{"$f":"SUMPRODUCT((J$49:J$56)*($E$49:$E$56))+SUM(J58:J59)+J46","v":0},{"$f":"SUMPRODUCT((K$49:K$56)*($E$49:$E$56))+SUM(K58:K59)+K46","v":0},{"$f":"SUMPRODUCT((L$49:L$56)*($E$49:$E$56))+SUM(L58:L59)+L46","v":0},{"$f":"SUMPRODUCT((M$49:M$56)*($E$49:$E$56))+SUM(M58:M59)+M46","v":0},{"$f":"SUMPRODUCT((N$49:N$56)*($E$49:$E$56))+SUM(N58:N59)+N46","v":0},{"$f":"SUMPRODUCT((O$49:O$56)*($E$49:$E$56))+SUM(O58:O59)+O46","v":0},{"$f":"SUMPRODUCT((P$49:P$56)*($E$49:$E$56))+SUM(P58:P59)+P46","v":0},{"$f":"SUMPRODUCT((Q$49:Q$56)*($E$49:$E$56))+SUM(Q58:Q59)+Q46","v":0},{"$f":"SUMPRODUCT((R$49:R$56)*($E$49:$E$56))+SUM(R58:R59)+R46","v":0},{"$f":"SUMPRODUCT((S$49:S$56)*($E$49:$E$56))+SUM(S58:S59)+S46","v":0},{"$f":"SUMPRODUCT((T$49:T$56)*($E$49:$E$56))+SUM(T58:T59)+T46","v":0},{"$f":"SUMPRODUCT((U$49:U$56)*($E$49:$E$56))+SUM(U58:U59)+U46","v":0},{"$f":"SUMPRODUCT((V$49:V$56)*($E$49:$E$56))+SUM(V58:V59)+V46","v":0},{"$f":"SUMPRODUCT((W$49:W$56)*($E$49:$E$56))+SUM(W58:W59)+W46","v":0},{"$f":"SUMPRODUCT((X$49:X$56)*($E$49:$E$56))+SUM(X58:X59)+X46","v":0},{"$f":"SUMPRODUCT((Y$49:Y$56)*($E$49:$E$56))+SUM(Y58:Y59)+Y46","v":0},{"$f":"SUMPRODUCT((Z$49:Z$56)*($E$49:$E$56))+SUM(Z58:Z59)+Z46","v":0},{"$f":"SUMPRODUCT((AA$49:AA$56)*($E$49:$E$56))+SUM(AA58:AA59)+AA46","v":0},{"$f":"SUMPRODUCT((AB$49:AB$56)*($E$49:$E$56))+SUM(AB58:AB59)+AB46","v":0},{"$f":"SUMPRODUCT((AC$49:AC$56)*($E$49:$E$56))+SUM(AC58:AC59)+AC46","v":0},{"$f":"SUMPRODUCT((AD$49:AD$56)*($E$49:$E$56))+SUM(AD58:AD59)+AD46","v":0},{"$f":"SUMPRODUCT((AE$49:AE$56)*($E$49:$E$56))+SUM(AE58:AE59)+AE46","v":0},{"$f":"SUMPRODUCT((AF$49:AF$56)*($E$49:$E$56))+SUM(AF58:AF59)+AF46","v":0},{"$f":"SUMPRODUCT((AG$49:AG$56)*($E$49:$E$56))+SUM(AG58:AG59)+AG46","v":0}]
[]
[]
["SUMMARY"]
[]
[]
[]
[null,null,{"$f":"'Option1 (base case)'!C67","v":"Risks mitigated vs base case"},null,null,null,{"$f":"input_dollars","v":"2023-12-31"},null,{"$f":"(1-INDEX(Data!$C$9:$C$13, MATCH($A$3, options,0)))*('Option1 (base case)'!I39-I40)","v":0},{"$f":"(1-INDEX(Data!$C$9:$C$13, MATCH($A$3, options,0)))*('Option1 (base case)'!J39-J40)","v":0},{"$f":"(1-INDEX(Data!$C$9:$C$13, MATCH($A$3, options,0)))*('Option1 (base case)'!K39-K40)","v":70879.703700507627},{"$f":"(1-INDEX(Data!$C$9:$C$13, MATCH($A$3, options,0)))*('Option1 (base case)'!L39-L40)","v":104815.85398841808},{"$f":"(1-INDEX(Data!$C$9:$C$13, MATCH($A$3, options,0)))*('Option1 (base case)'!M39-M40)","v":151276.60713037802},{"$f":"(1-INDEX(Data!$C$9:$C$13, MATCH($A$3, options,0)))*('Option1 (base case)'!N39-N40)","v":230381.91455639747},{"$f":"(1-INDEX(Data!$C$9:$C$13, MATCH($A$3, options,0)))*('Option1 (base case)'!O39-O40)","v":333536.79023276636},{"$f":"(1-INDEX(Data!$C$9:$C$13, MATCH($A$3, options,0)))*('Option1 (base case)'!P39-P40)","v":436075.20494937163},{"$f":"(1-INDEX(Data!$C$9:$C$13, MATCH($A$3, options,0)))*('Option1 (base case)'!Q39-Q40)","v":525021.31657969975},{"$f":"(1-INDEX(Data!$C$9:$C$13, MATCH($A$3, options,0)))*('Option1 (base case)'!R39-R40)","v":525021.31657969975},{"$f":"(1-INDEX(Data!$C$9:$C$13, MATCH($A$3, options,0)))*('Option1 (base case)'!S39-S40)","v":525021.31657969975},{"$f":"(1-INDEX(Data!$C$9:$C$13, MATCH($A$3, options,0)))*('Option1 (base case)'!T39-T40)","v":525021.31657969975},{"$f":"(1-INDEX(Data!$C$9:$C$13, MATCH($A$3, options,0)))*('Option1 (base case)'!U39-U40)","v":525021.31657969975},{"$f":"(1-INDEX(Data!$C$9:$C$13, MATCH($A$3, options,0)))*('Option1 (base case)'!V39-V40)","v":525021.31657969975},{"$f":"(1-INDEX(Data!$C$9:$C$13, MATCH($A$3, options,0)))*('Option1 (base case)'!W39-W40)","v":525021.31657969975},{"$f":"(1-INDEX(Data!$C$9:$C$13, MATCH($A$3, options,0)))*('Option1 (base case)'!X39-X40)","v":525021.31657969975},{"$f":"(1-INDEX(Data!$C$9:$C$13, MATCH($A$3, options,0)))*('Option1 (base case)'!Y39-Y40)","v":525021.31657969975},{"$f":"(1-INDEX(Data!$C$9:$C$13, MATCH($A$3, options,0)))*('Option1 (base case)'!Z39-Z40)","v":525021.31657969975},{"$f":"(1-INDEX(Data!$C$9:$C$13, MATCH($A$3, options,0)))*('Option1 (base case)'!AA39-AA40)","v":525021.31657969975},{"$f":"(1-INDEX(Data!$C$9:$C$13, MATCH($A$3, options,0)))*('Option1 (base case)'!AB39-AB40)","v":525021.31657969975},{"$f":"(1-INDEX(Data!$C$9:$C$13, MATCH($A$3, options,0)))*('Option1 (base case)'!AC39-AC40)","v":525021.31657969975},{"$f":"(1-INDEX(Data!$C$9:$C$13, MATCH($A$3, options,0)))*('Option1 (base case)'!AD39-AD40)","v":525021.31657969975},{"$f":"(1-INDEX(Data!$C$9:$C$13, MATCH($A$3, options,0)))*('Option1 (base case)'!AE39-AE40)","v":525021.31657969975},{"$f":"(1-INDEX(Data!$C$9:$C$13, MATCH($A$3, options,0)))*('Option1 (base case)'!AF39-AF40)","v":525021.31657969975},{"$f":"(1-INDEX(Data!$C$9:$C$13, MATCH($A$3, options,0)))*('Option1 (base case)'!AG39-AG40)","v":525021.31657969975}]
[]
[null,null,"Capital expenditure"]
[null,null,{"$f":"C14","v":"DDL023 feeder exit cable upgrade"},null,null,null,{"$f":"input_dollars","v":"2023-12-31"},null,{"$f":"-I14","v":0},-1469220.4,0,0,0,0,0,0,0,0,0,0,0,0,0,0,0,0,0,0,0,0,0,0,0]
[null,null,{"$f":"C15","v":0},null,null,null,{"$f":"input_dollars","v":"2023-12-31"},null,{"$f":"-I15","v":0},0,0,0,0,0,0,0,0,0,0,0,0,0,0,0,0,0,0,0,0,0,0,0,0]
[null,null,{"$f":"C16","v":0},null,null,null,{"$f":"input_dollars","v":"2023-12-31"},null,{"$f":"-I16","v":0},0,0,0,0,0,0,0,0,0,0,0,0,0,0,0,0,0,0,0,0,0,0,0,0]
[]
[null,null,"Cumulative capex"]
[null,null,{"$f":"C14","v":"DDL023 feeder exit cable upgrade"},null,null,null,{"$f":"input_dollars","v":"2023-12-31"},null,{"$f":"SUMPRODUCT(($I71:I71))-SUMPRODUCT(($I71:I71)*($I$6:I$6<=(I$6-$E14)))","v":0},{"$f":"SUMPRODUCT(($I71:J71))-SUMPRODUCT(($I71:J71)*($I$6:J$6<=(J$6-$E14)))","v":-1469220.4},{"$f":"SUMPRODUCT(($I71:K71))-SUMPRODUCT(($I71:K71)*($I$6:K$6<=(K$6-$E14)))","v":-1469220.4},{"$f":"SUMPRODUCT(($I71:L71))-SUMPRODUCT(($I71:L71)*($I$6:L$6<=(L$6-$E14)))","v":-1469220.4},{"$f":"SUMPRODUCT(($I71:M71))-SUMPRODUCT(($I71:M71)*($I$6:M$6<=(M$6-$E14)))","v":-1469220.4},{"$f":"SUMPRODUCT(($I71:N71))-SUMPRODUCT(($I71:N71)*($I$6:N$6<=(N$6-$E14)))","v":-1469220.4},{"$f":"SUMPRODUCT(($I71:O71))-SUMPRODUCT(($I71:O71)*($I$6:O$6<=(O$6-$E14)))","v":-1469220.4},{"$f":"SUMPRODUCT(($I71:P71))-SUMPRODUCT(($I71:P71)*($I$6:P$6<=(P$6-$E14)))","v":-1469220.4},{"$f":"SUMPRODUCT(($I71:Q71))-SUMPRODUCT(($I71:Q71)*($I$6:Q$6<=(Q$6-$E14)))","v":-1469220.4},{"$f":"SUMPRODUCT(($I71:R71))-SUMPRODUCT(($I71:R71)*($I$6:R$6<=(R$6-$E14)))","v":-1469220.4},{"$f":"SUMPRODUCT(($I71:S71))-SUMPRODUCT(($I71:S71)*($I$6:S$6<=(S$6-$E14)))","v":-1469220.4},{"$f":"SUMPRODUCT(($I71:T71))-SUMPRODUCT(($I71:T71)*($I$6:T$6<=(T$6-$E14)))","v":-1469220.4},{"$f":"SUMPRODUCT(($I71:U71))-SUMPRODUCT(($I71:U71)*($I$6:U$6<=(U$6-$E14)))","v":-1469220.4},{"$f":"SUMPRODUCT(($I71:V71))-SUMPRODUCT(($I71:V71)*($I$6:V$6<=(V$6-$E14)))","v":-1469220.4},{"$f":"SUMPRODUCT(($I71:W71))-SUMPRODUCT(($I71:W71)*($I$6:W$6<=(W$6-$E14)))","v":-1469220.4},{"$f":"SUMPRODUCT(($I71:X71))-SUMPRODUCT(($I71:X71)*($I$6:X$6<=(X$6-$E14)))","v":-1469220.4},{"$f":"SUMPRODUCT(($I71:Y71))-SUMPRODUCT(($I71:Y71)*($I$6:Y$6<=(Y$6-$E14)))","v":-1469220.4},{"$f":"SUMPRODUCT(($I71:Z71))-SUMPRODUCT(($I71:Z71)*($I$6:Z$6<=(Z$6-$E14)))","v":-1469220.4},{"$f":"SUMPRODUCT(($I71:AA71))-SUMPRODUCT(($I71:AA71)*($I$6:AA$6<=(AA$6-$E14)))","v":-1469220.4},{"$f":"SUMPRODUCT(($I71:AB71))-SUMPRODUCT(($I71:AB71)*($I$6:AB$6<=(AB$6-$E14)))","v":-1469220.4},{"$f":"SUMPRODUCT(($I71:AC71))-SUMPRODUCT(($I71:AC71)*($I$6:AC$6<=(AC$6-$E14)))","v":-1469220.4},{"$f":"SUMPRODUCT(($I71:AD71))-SUMPRODUCT(($I71:AD71)*($I$6:AD$6<=(AD$6-$E14)))","v":-1469220.4},{"$f":"SUMPRODUCT(($I71:AE71))-SUMPRODUCT(($I71:AE71)*($I$6:AE$6<=(AE$6-$E14)))","v":-1469220.4},{"$f":"SUMPRODUCT(($I71:AF71))-SUMPRODUCT(($I71:AF71)*($I$6:AF$6<=(AF$6-$E14)))","v":-1469220.4},{"$f":"SUMPRODUCT(($I71:AG71))-SUMPRODUCT(($I71:AG71)*($I$6:AG$6<=(AG$6-$E14)))","v":-1469220.4}]
[null,null,{"$f":"C15","v":0},null,null,null,{"$f":"input_dollars","v":"2023-12-31"},null,{"$f":"SUMPRODUCT(($I72:I72))-SUMPRODUCT(($I72:I72)*($I$6:I$6<=(I$6-$E15)))","v":0},{"$f":"SUMPRODUCT(($I72:J72))-SUMPRODUCT(($I72:J72)*($I$6:J$6<=(J$6-$E15)))","v":0},{"$f":"SUMPRODUCT(($I72:K72))-SUMPRODUCT(($I72:K72)*($I$6:K$6<=(K$6-$E15)))","v":0},{"$f":"SUMPRODUCT(($I72:L72))-SUMPRODUCT(($I72:L72)*($I$6:L$6<=(L$6-$E15)))","v":0},{"$f":"SUMPRODUCT(($I72:M72))-SUMPRODUCT(($I72:M72)*($I$6:M$6<=(M$6-$E15)))","v":0},{"$f":"SUMPRODUCT(($I72:N72))-SUMPRODUCT(($I72:N72)*($I$6:N$6<=(N$6-$E15)))","v":0},{"$f":"SUMPRODUCT(($I72:O72))-SUMPRODUCT(($I72:O72)*($I$6:O$6<=(O$6-$E15)))","v":0},{"$f":"SUMPRODUCT(($I72:P72))-SUMPRODUCT(($I72:P72)*($I$6:P$6<=(P$6-$E15)))","v":0},{"$f":"SUMPRODUCT(($I72:Q72))-SUMPRODUCT(($I72:Q72)*($I$6:Q$6<=(Q$6-$E15)))","v":0},{"$f":"SUMPRODUCT(($I72:R72))-SUMPRODUCT(($I72:R72)*($I$6:R$6<=(R$6-$E15)))","v":0},{"$f":"SUMPRODUCT(($I72:S72))-SUMPRODUCT(($I72:S72)*($I$6:S$6<=(S$6-$E15)))","v":0},{"$f":"SUMPRODUCT(($I72:T72))-SUMPRODUCT(($I72:T72)*($I$6:T$6<=(T$6-$E15)))","v":0},{"$f":"SUMPRODUCT(($I72:U72))-SUMPRODUCT(($I72:U72)*($I$6:U$6<=(U$6-$E15)))","v":0},{"$f":"SUMPRODUCT(($I72:V72))-SUMPRODUCT(($I72:V72)*($I$6:V$6<=(V$6-$E15)))","v":0},{"$f":"SUMPRODUCT(($I72:W72))-SUMPRODUCT(($I72:W72)*($I$6:W$6<=(W$6-$E15)))","v":0},{"$f":"SUMPRODUCT(($I72:X72))-SUMPRODUCT(($I72:X72)*($I$6:X$6<=(X$6-$E15)))","v":0},{"$f":"SUMPRODUCT(($I72:Y72))-SUMPRODUCT(($I72:Y72)*($I$6:Y$6<=(Y$6-$E15)))","v":0},{"$f":"SUMPRODUCT(($I72:Z72))-SUMPRODUCT(($I72:Z72)*($I$6:Z$6<=(Z$6-$E15)))","v":0},{"$f":"SUMPRODUCT(($I72:AA72))-SUMPRODUCT(($I72:AA72)*($I$6:AA$6<=(AA$6-$E15)))","v":0},{"$f":"SUMPRODUCT(($I72:AB72))-SUMPRODUCT(($I72:AB72)*($I$6:AB$6<=(AB$6-$E15)))","v":0},{"$f":"SUMPRODUCT(($I72:AC72))-SUMPRODUCT(($I72:AC72)*($I$6:AC$6<=(AC$6-$E15)))","v":0},{"$f":"SUMPRODUCT(($I72:AD72))-SUMPRODUCT(($I72:AD72)*($I$6:AD$6<=(AD$6-$E15)))","v":0},{"$f":"SUMPRODUCT(($I72:AE72))-SUMPRODUCT(($I72:AE72)*($I$6:AE$6<=(AE$6-$E15)))","v":0},{"$f":"SUMPRODUCT(($I72:AF72))-SUMPRODUCT(($I72:AF72)*($I$6:AF$6<=(AF$6-$E15)))","v":0},{"$f":"SUMPRODUCT(($I72:AG72))-SUMPRODUCT(($I72:AG72)*($I$6:AG$6<=(AG$6-$E15)))","v":0}]
[null,null,{"$f":"C16","v":0},null,null,null,{"$f":"input_dollars","v":"2023-12-31"},null,{"$f":"SUMPRODUCT(($I73:I73))-SUMPRODUCT(($I73:I73)*($I$6:I$6<=(I$6-$E16)))","v":0},{"$f":"SUMPRODUCT(($I73:J73))-SUMPRODUCT(($I73:J73)*($I$6:J$6<=(J$6-$E16)))","v":0},{"$f":"SUMPRODUCT(($I73:K73))-SUMPRODUCT(($I73:K73)*($I$6:K$6<=(K$6-$E16)))","v":0},{"$f":"SUMPRODUCT(($I73:L73))-SUMPRODUCT(($I73:L73)*($I$6:L$6<=(L$6-$E16)))","v":0},{"$f":"SUMPRODUCT(($I73:M73))-SUMPRODUCT(($I73:M73)*($I$6:M$6<=(M$6-$E16)))","v":0},{"$f":"SUMPRODUCT(($I73:N73))-SUMPRODUCT(($I73:N73)*($I$6:N$6<=(N$6-$E16)))","v":0},{"$f":"SUMPRODUCT(($I73:O73))-SUMPRODUCT(($I73:O73)*($I$6:O$6<=(O$6-$E16)))","v":0},{"$f":"SUMPRODUCT(($I73:P73))-SUMPRODUCT(($I73:P73)*($I$6:P$6<=(P$6-$E16)))","v":0},{"$f":"SUMPRODUCT(($I73:Q73))-SUMPRODUCT(($I73:Q73)*($I$6:Q$6<=(Q$6-$E16)))","v":0},{"$f":"SUMPRODUCT(($I73:R73))-SUMPRODUCT(($I73:R73)*($I$6:R$6<=(R$6-$E16)))","v":0},{"$f":"SUMPRODUCT(($I73:S73))-SUMPRODUCT(($I73:S73)*($I$6:S$6<=(S$6-$E16)))","v":0},{"$f":"SUMPRODUCT(($I73:T73))-SUMPRODUCT(($I73:T73)*($I$6:T$6<=(T$6-$E16)))","v":0},{"$f":"SUMPRODUCT(($I73:U73))-SUMPRODUCT(($I73:U73)*($I$6:U$6<=(U$6-$E16)))","v":0},{"$f":"SUMPRODUCT(($I73:V73))-SUMPRODUCT(($I73:V73)*($I$6:V$6<=(V$6-$E16)))","v":0},{"$f":"SUMPRODUCT(($I73:W73))-SUMPRODUCT(($I73:W73)*($I$6:W$6<=(W$6-$E16)))","v":0},{"$f":"SUMPRODUCT(($I73:X73))-SUMPRODUCT(($I73:X73)*($I$6:X$6<=(X$6-$E16)))","v":0},{"$f":"SUMPRODUCT(($I73:Y73))-SUMPRODUCT(($I73:Y73)*($I$6:Y$6<=(Y$6-$E16)))","v":0},{"$f":"SUMPRODUCT(($I73:Z73))-SUMPRODUCT(($I73:Z73)*($I$6:Z$6<=(Z$6-$E16)))","v":0},{"$f":"SUMPRODUCT(($I73:AA73))-SUMPRODUCT(($I73:AA73)*($I$6:AA$6<=(AA$6-$E16)))","v":0},{"$f":"SUMPRODUCT(($I73:AB73))-SUMPRODUCT(($I73:AB73)*($I$6:AB$6<=(AB$6-$E16)))","v":0},{"$f":"SUMPRODUCT(($I73:AC73))-SUMPRODUCT(($I73:AC73)*($I$6:AC$6<=(AC$6-$E16)))","v":0},{"$f":"SUMPRODUCT(($I73:AD73))-SUMPRODUCT(($I73:AD73)*($I$6:AD$6<=(AD$6-$E16)))","v":0},{"$f":"SUMPRODUCT(($I73:AE73))-SUMPRODUCT(($I73:AE73)*($I$6:AE$6<=(AE$6-$E16)))","v":0},{"$f":"SUMPRODUCT(($I73:AF73))-SUMPRODUCT(($I73:AF73)*($I$6:AF$6<=(AF$6-$E16)))","v":0},{"$f":"SUMPRODUCT(($I73:AG73))-SUMPRODUCT(($I73:AG73)*($I$6:AG$6<=(AG$6-$E16)))","v":0}]
[]
[null,null,"Annualised capex"]
[null,null,{"$f":"$C$80&\" - \"&C14","v":"Annualised capex - DDL023 feeder exit cable upgrade"},null,null,null,{"$f":"input_dollars","v":"2023-12-31"},null,{"$f":"IF($E14=0,0,-PMT(real_disc, $E14,H76,))","v":0},0,-62638.315822847449,-62638.315822847449,-62638.315822847449,-62638.315822847449,-62638.315822847449,-62638.315822847449,-62638.315822847449,-62638.315822847449,-62638.315822847449,-62638.315822847449,-62638.315822847449,-62638.315822847449,-62638.315822847449,-62638.315822847449,-62638.315822847449,-62638.315822847449,-62638.315822847449,-62638.315822847449,-62638.315822847449,-62638.315822847449,-62638.315822847449,-62638.315822847449,-62638.315822847449]
[null,null,{"$f":"$C$80&\" - \"&C15","v":"Annualised capex - "},null,null,null,{"$f":"input_dollars","v":"2023-12-31"},null,{"$f":"IF($E15=0,0,-PMT(real_disc, $E15,H77,))","v":0},0,0,0,0,0,0,0,0,0,0,0,0,0,0,0,0,0,0,0,0,0,0,0,0]
[null,null,{"$f":"$C$80&\" - \"&C16","v":"Annualised capex - "},null,null,null,{"$f":"input_dollars","v":"2023-12-31"},null,{"$f":"IF($E16=0,0,-PMT(real_disc, $E16,H78,))","v":0},0,0,0,0,0,0,0,0,0,0,0,0,0,0,0,0,0,0,0,0,0,0,0,0]
[null,null,"Total annualised capex",null,null,null,{"$f":"input_dollars","v":"2023-12-31"},null,{"$f":"SUM(I81:I83)","v":0},{"$f":"SUM(J81:J83)","v":0},-62638.315822847449,-62638.315822847449,-62638.315822847449,-62638.315822847449,-62638.315822847449,-62638.315822847449,-62638.315822847449,-62638.315822847449,-62638.315822847449,-62638.315822847449,-62638.315822847449,-62638.315822847449,-62638.315822847449,-62638.315822847449,-62638.315822847449,-62638.315822847449,-62638.315822847449,-62638.315822847449,{"$f":"SUM(AC81:AC83)","v":-62638.315822847449},{"$f":"SUM(AD81:AD83)","v":-62638.315822847449},{"$f":"SUM(AE81:AE83)","v":-62638.315822847449},{"$f":"SUM(AF81:AF83)","v":-62638.315822847449},{"$f":"SUM(AG81:AG83)","v":-62638.315822847449}]
[]
[null,null,"Annualised capex",null,null,null,{"$f":"input_dollars","v":"2023-12-31"},null,{"$f":"I84","v":0},{"$f":"J84","v":0},-62638.315822847449,-62638.315822847449,-62638.315822847449,-62638.315822847449,-62638.315822847449,-62638.315822847449,-62638.315822847449,-62638.315822847449,-62638.315822847449,-62638.315822847449,-62638.315822847449,-62638.315822847449,-62638.315822847449,-62638.315822847449,-62638.315822847449,-62638.315822847449,-62638.315822847449,-62638.315822847449,{"$f":"AC84","v":-62638.315822847449},{"$f":"AD84","v":-62638.315822847449},{"$f":"AE84","v":-62638.315822847449},{"$f":"AF84","v":-62638.315822847449},{"$f":"AG84","v":-62638.315822847449}]
[null,null,"Operating expenditure",null,null,null,"2023-12-31",null,{"$f":"-I19","v":0},0,0,0,0,0,0,0,0,0,0,0,0,0,0,0,0,0,0,0,0,0,0,0,0]
[null,null,"Risk mitigated",null,null,null,"2023-12-31",null,{"$f":"I68","v":0},{"$f":"J68","v":0},70879.703700507627,104815.85398841808,151276.60713037802,230381.91455639747,333536.79023276636,436075.20494937163,525021.31657969975,525021.31657969975,525021.31657969975,525021.31657969975,525021.31657969975,525021.31657969975,525021.31657969975,525021.31657969975,525021.31657969975,525021.31657969975,525021.31657969975,525021.31657969975,{"$f":"AC68","v":525021.31657969975},{"$f":"AD68","v":525021.31657969975},{"$f":"AE68","v":525021.31657969975},{"$f":"AF68","v":525021.31657969975},{"$f":"AG68","v":525021.31657969975}]
[null,null,"Other benefits value",null,null,null,"2023-12-31",null,{"$f":"I61","v":0},0,0,0,0,0,0,0,0,0,0,0,0,0,0,0,0,0,0,0,0,0,0,0,0]
[]
[null,null,"Net benefits",null,null,null,"2023-12-31",null,{"$f":"SUM(I86:I90)","v":0},0,8241.3878776601778,42177.53816557063,88638.29130753057,167743.59873355002,270898.47440991888,373436.88912652421,462383.00075685233,462383.00075685233,462383.00075685233,462383.00075685233,462383.00075685233,462383.00075685233,462383.00075685233,462383.00075685233,462383.00075685233,462383.00075685233,462383.00075685233,462383.00075685233,{"$f":"SUM(AC86:AC90)","v":462383.00075685233},{"$f":"SUM(AD86:AD90)","v":462383.00075685233},{"$f":"SUM(AE86:AE90)","v":462383.00075685233},{"$f":"SUM(AF86:AF90)","v":462383.00075685233},{"$f":"SUM(AG86:AG90)","v":462383.00075685233}]
[]
[]
[null,null,"First capex year",null,null,null,{"$f":"IF(SUM($I17:$AG17)=0,0,(INDEX(I$6:AG$6,MATCH(TRUE,INDEX($I17:$AG17<>0,),0))))","v":2}]
[]
[null,null,"First year",null,null,null,{"$f":"IF(_xlfn.MINIFS($G$94:$G$95, $G$94:$G$95, \">\"&0)=0, $A$4, _xlfn.MINIFS($G$94:$G$95, $G$94:$G$95, \">\"&0))","v":2}]
[]
[]
[]
[]
[]
[]
[]
[]
[]
["SENSITIVITIES"]
[]
[]
[]
["NPV",null,"Net benefits",null,null,null,{"$f":"PROPER($A$3)&A110","v":"Option 2NPV"},null,{"$f":"I91","v":0},{"$f":"J91","v":0},8241.3878776601778,42177.53816557063,88638.29130753057,167743.59873355002,270898.47440991888,373436.88912652421,462383.00075685233,462383.00075685233,462383.00075685233,462383.00075685233,462383.00075685233,462383.00075685233,462383.00075685233,462383.00075685233,462383.00075685233,462383.00075685233,462383.00075685233,462383.00075685233,462383.00075685233,462383.00075685233,462383.00075685233,462383.00075685233,462383.00075685233]
[null,null,"Total annualised capex",null,null,null,null,null,{"$f":"I86","v":0},{"$f":"J86","v":0},-62638.315822847449,-62638.315822847449,-62638.315822847449,-62638.315822847449,-62638.315822847449,-62638.315822847449,-62638.315822847449,-62638.315822847449,-62638.315822847449,-62638.315822847449,-62638.315822847449,-62638.315822847449,-62638.315822847449,-62638.315822847449,-62638.315822847449,-62638.315822847449,-62638.315822847449,-62638.315822847449,-62638.315822847449,-62638.315822847449,-62638.315822847449,-62638.315822847449,-62638.315822847449]
[null,null,"Total benefits",null,null,null,null,null,{"$f":"SUM(I88:I89)","v":0},{"$f":"SUM(J88:J89)","v":0},70879.703700507627,104815.85398841808,151276.60713037802,230381.91455639747,333536.79023276636,436075.20494937163,525021.31657969975,525021.31657969975,525021.31657969975,525021.31657969975,525021.31657969975,525021.31657969975,525021.31657969975,525021.31657969975,525021.31657969975,525021.31657969975,525021.31657969975,525021.31657969975,525021.31657969975,525021.31657969975,525021.31657969975,525021.31657969975,525021.31657969975]
[null,null,null,{"$f":"Assumptions!G110","v":"Capex"},{"$f":"Assumptions!H110","v":"Total benefits"}]
[{"$f":"\"sens\"&Assumptions!B111","v":"sens1"},null,{"$f":"Assumptions!C111","v":"Capex 10% higher"},{"$f":"Assumptions!G111","v":0.1},{"$f":"Assumptions!H111","v":0},null,{"$f":"PROPER($A$3)&A114","v":"Option 2sens1"},null,{"$f":"I$110+IF($C114<>0,SUMPRODUCT((I$111:I$112)*TRANSPOSE(($D114:$E114))),0)","v":0},{"$f":"J$110+IF($C114<>0,SUMPRODUCT((J$111:J$112)*TRANSPOSE(($D114:$E114))),0)","v":0},{"$f":"K$110+IF($C114<>0,SUMPRODUCT((K$111:K$112)*TRANSPOSE(($D114:$E114))),0)","v":1977.5562953754325},{"$f":"L$110+IF($C114<>0,SUMPRODUCT((L$111:L$112)*TRANSPOSE(($D114:$E114))),0)","v":35913.706583285886},{"$f":"M$110+IF($C114<>0,SUMPRODUCT((M$111:M$112)*TRANSPOSE(($D114:$E114))),0)","v":82374.459725245819},{"$f":"N$110+IF($C114<>0,SUMPRODUCT((N$111:N$112)*TRANSPOSE(($D114:$E114))),0)","v":161479.76715126529},{"$f":"O$110+IF($C114<>0,SUMPRODUCT((O$111:O$112)*TRANSPOSE(($D114:$E114))),0)","v":264634.64282763412},{"$f":"P$110+IF($C114<>0,SUMPRODUCT((P$111:P$112)*TRANSPOSE(($D114:$E114))),0)","v":367173.05754423945},{"$f":"Q$110+IF($C114<>0,SUMPRODUCT((Q$111:Q$112)*TRANSPOSE(($D114:$E114))),0)","v":456119.16917456756},{"$f":"R$110+IF($C114<>0,SUMPRODUCT((R$111:R$112)*TRANSPOSE(($D114:$E114))),0)","v":456119.16917456756},{"$f":"S$110+IF($C114<>0,SUMPRODUCT((S$111:S$112)*TRANSPOSE(($D114:$E114))),0)","v":456119.16917456756},{"$f":"T$110+IF($C114<>0,SUMPRODUCT((T$111:T$112)*TRANSPOSE(($D114:$E114))),0)","v":456119.16917456756},{"$f":"U$110+IF($C114<>0,SUMPRODUCT((U$111:U$112)*TRANSPOSE(($D114:$E114))),0)","v":456119.16917456756},{"$f":"V$110+IF($C114<>0,SUMPRODUCT((V$111:V$112)*TRANSPOSE(($D114:$E114))),0)","v":456119.16917456756},{"$f":"W$110+IF($C114<>0,SUMPRODUCT((W$111:W$112)*TRANSPOSE(($D114:$E114))),0)","v":456119.16917456756},{"$f":"X$110+IF($C114<>0,SUMPRODUCT((X$111:X$112)*TRANSPOSE(($D114:$E114))),0)","v":456119.16917456756},{"$f":"Y$110+IF($C114<>0,SUMPRODUCT((Y$111:Y$112)*TRANSPOSE(($D114:$E114))),0)","v":456119.16917456756},{"$f":"Z$110+IF($C114<>0,SUMPRODUCT((Z$111:Z$112)*TRANSPOSE(($D114:$E114))),0)","v":456119.16917456756},{"$f":"AA$110+IF($C114<>0,SUMPRODUCT((AA$111:AA$112)*TRANSPOSE(($D114:$E114))),0)","v":456119.16917456756},{"$f":"AB$110+IF($C114<>0,SUMPRODUCT((AB$111:AB$112)*TRANSPOSE(($D114:$E114))),0)","v":456119.16917456756},{"$f":"AC$110+IF($C114<>0,SUMPRODUCT((AC$111:AC$112)*TRANSPOSE(($D114:$E114))),0)","v":456119.16917456756},{"$f":"AD$110+IF($C114<>0,SUMPRODUCT((AD$111:AD$112)*TRANSPOSE(($D114:$E114))),0)","v":456119.16917456756},{"$f":"AE$110+IF($C114<>0,SUMPRODUCT((AE$111:AE$112)*TRANSPOSE(($D114:$E114))),0)","v":456119.16917456756},{"$f":"AF$110+IF($C114<>0,SUMPRODUCT((AF$111:AF$112)*TRANSPOSE(($D114:$E114))),0)","v":456119.16917456756},{"$f":"AG$110+IF($C114<>0,SUMPRODUCT((AG$111:AG$112)*TRANSPOSE(($D114:$E114))),0)","v":456119.16917456756}]
[{"$f":"\"sens\"&Assumptions!B112","v":"sens2"},null,{"$f":"Assumptions!C112","v":"Capex 10% lower"},{"$f":"Assumptions!G112","v":-0.1},{"$f":"Assumptions!H112","v":0},null,{"$f":"PROPER($A$3)&A115","v":"Option 2sens2"},null,{"$f":"I$110+IF($C115<>0,SUMPRODUCT((I$111:I$112)*TRANSPOSE(($D115:$E115))),0)","v":0},{"$f":"J$110+IF($C115<>0,SUMPRODUCT((J$111:J$112)*TRANSPOSE(($D115:$E115))),0)","v":0},{"$f":"K$110+IF($C115<>0,SUMPRODUCT((K$111:K$112)*TRANSPOSE(($D115:$E115))),0)","v":14505.219459944923},{"$f":"L$110+IF($C115<>0,SUMPRODUCT((L$111:L$112)*TRANSPOSE(($D115:$E115))),0)","v":48441.369747855373},{"$f":"M$110+IF($C115<>0,SUMPRODUCT((M$111:M$112)*TRANSPOSE(($D115:$E115))),0)","v":94902.12288981532},{"$f":"N$110+IF($C115<>0,SUMPRODUCT((N$111:N$112)*TRANSPOSE(($D115:$E115))),0)","v":174007.43031583476},{"$f":"O$110+IF($C115<>0,SUMPRODUCT((O$111:O$112)*TRANSPOSE(($D115:$E115))),0)","v":277162.30599220365},{"$f":"P$110+IF($C115<>0,SUMPRODUCT((P$111:P$112)*TRANSPOSE(($D115:$E115))),0)","v":379700.72070880898},{"$f":"Q$110+IF($C115<>0,SUMPRODUCT((Q$111:Q$112)*TRANSPOSE(($D115:$E115))),0)","v":468646.83233913709},{"$f":"R$110+IF($C115<>0,SUMPRODUCT((R$111:R$112)*TRANSPOSE(($D115:$E115))),0)","v":468646.83233913709},{"$f":"S$110+IF($C115<>0,SUMPRODUCT((S$111:S$112)*TRANSPOSE(($D115:$E115))),0)","v":468646.83233913709},{"$f":"T$110+IF($C115<>0,SUMPRODUCT((T$111:T$112)*TRANSPOSE(($D115:$E115))),0)","v":468646.83233913709},{"$f":"U$110+IF($C115<>0,SUMPRODUCT((U$111:U$112)*TRANSPOSE(($D115:$E115))),0)","v":468646.83233913709},{"$f":"V$110+IF($C115<>0,SUMPRODUCT((V$111:V$112)*TRANSPOSE(($D115:$E115))),0)","v":468646.83233913709},{"$f":"W$110+IF($C115<>0,SUMPRODUCT((W$111:W$112)*TRANSPOSE(($D115:$E115))),0)","v":468646.83233913709},{"$f":"X$110+IF($C115<>0,SUMPRODUCT((X$111:X$112)*TRANSPOSE(($D115:$E115))),0)","v":468646.83233913709},{"$f":"Y$110+IF($C115<>0,SUMPRODUCT((Y$111:Y$112)*TRANSPOSE(($D115:$E115))),0)","v":468646.83233913709},{"$f":"Z$110+IF($C115<>0,SUMPRODUCT((Z$111:Z$112)*TRANSPOSE(($D115:$E115))),0)","v":468646.83233913709},{"$f":"AA$110+IF($C115<>0,SUMPRODUCT((AA$111:AA$112)*TRANSPOSE(($D115:$E115))),0)","v":468646.83233913709},{"$f":"AB$110+IF($C115<>0,SUMPRODUCT((AB$111:AB$112)*TRANSPOSE(($D115:$E115))),0)","v":468646.83233913709},{"$f":"AC$110+IF($C115<>0,SUMPRODUCT((AC$111:AC$112)*TRANSPOSE(($D115:$E115))),0)","v":468646.83233913709},{"$f":"AD$110+IF($C115<>0,SUMPRODUCT((AD$111:AD$112)*TRANSPOSE(($D115:$E115))),0)","v":468646.83233913709},{"$f":"AE$110+IF($C115<>0,SUMPRODUCT((AE$111:AE$112)*TRANSPOSE(($D115:$E115))),0)","v":468646.83233913709},{"$f":"AF$110+IF($C115<>0,SUMPRODUCT((AF$111:AF$112)*TRANSPOSE(($D115:$E115))),0)","v":468646.83233913709},{"$f":"AG$110+IF($C115<>0,SUMPRODUCT((AG$111:AG$112)*TRANSPOSE(($D115:$E115))),0)","v":468646.83233913709}]
[{"$f":"\"sens\"&Assumptions!B113","v":"sens3"},null,{"$f":"Assumptions!C113","v":"Total benefits 10% higher"},{"$f":"Assumptions!G113","v":0},{"$f":"Assumptions!H113","v":0.1},null,"Option 2sens3",null,{"$f":"I$110+IF($C116<>0,SUMPRODUCT((I$111:I$112)*TRANSPOSE(($D116:$E116))),0)","v":0},{"$f":"J$110+IF($C116<>0,SUMPRODUCT((J$111:J$112)*TRANSPOSE(($D116:$E116))),0)","v":0},{"$f":"K$110+IF($C116<>0,SUMPRODUCT((K$111:K$112)*TRANSPOSE(($D116:$E116))),0)","v":15329.358247710941},{"$f":"L$110+IF($C116<>0,SUMPRODUCT((L$111:L$112)*TRANSPOSE(($D116:$E116))),0)","v":52659.123564412439},{"$f":"M$110+IF($C116<>0,SUMPRODUCT((M$111:M$112)*TRANSPOSE(($D116:$E116))),0)","v":103765.95202056837},{"$f":"N$110+IF($C116<>0,SUMPRODUCT((N$111:N$112)*TRANSPOSE(($D116:$E116))),0)","v":190781.79018918978},{"$f":"O$110+IF($C116<>0,SUMPRODUCT((O$111:O$112)*TRANSPOSE(($D116:$E116))),0)","v":304252.15343319555},{"$f":"P$110+IF($C116<>0,SUMPRODUCT((P$111:P$112)*TRANSPOSE(($D116:$E116))),0)","v":417044.40962146141},{"$f":"Q$110+IF($C116<>0,SUMPRODUCT((Q$111:Q$112)*TRANSPOSE(($D116:$E116))),0)","v":514885.13241482229},{"$f":"R$110+IF($C116<>0,SUMPRODUCT((R$111:R$112)*TRANSPOSE(($D116:$E116))),0)","v":514885.13241482229},{"$f":"S$110+IF($C116<>0,SUMPRODUCT((S$111:S$112)*TRANSPOSE(($D116:$E116))),0)","v":514885.13241482229},{"$f":"T$110+IF($C116<>0,SUMPRODUCT((T$111:T$112)*TRANSPOSE(($D116:$E116))),0)","v":514885.13241482229},{"$f":"U$110+IF($C116<>0,SUMPRODUCT((U$111:U$112)*TRANSPOSE(($D116:$E116))),0)","v":514885.13241482229},{"$f":"V$110+IF($C116<>0,SUMPRODUCT((V$111:V$112)*TRANSPOSE(($D116:$E116))),0)","v":514885.13241482229},{"$f":"W$110+IF($C116<>0,SUMPRODUCT((W$111:W$112)*TRANSPOSE(($D116:$E116))),0)","v":514885.13241482229},{"$f":"X$110+IF($C116<>0,SUMPRODUCT((X$111:X$112)*TRANSPOSE(($D116:$E116))),0)","v":514885.13241482229},{"$f":"Y$110+IF($C116<>0,SUMPRODUCT((Y$111:Y$112)*TRANSPOSE(($D116:$E116))),0)","v":514885.13241482229},{"$f":"Z$110+IF($C116<>0,SUMPRODUCT((Z$111:Z$112)*TRANSPOSE(($D116:$E116))),0)","v":514885.13241482229},{"$f":"AA$110+IF($C116<>0,SUMPRODUCT((AA$111:AA$112)*TRANSPOSE(($D116:$E116))),0)","v":514885.13241482229},{"$f":"AB$110+IF($C116<>0,SUMPRODUCT((AB$111:AB$112)*TRANSPOSE(($D116:$E116))),0)","v":514885.13241482229},{"$f":"AC$110+IF($C116<>0,SUMPRODUCT((AC$111:AC$112)*TRANSPOSE(($D116:$E116))),0)","v":514885.13241482229},{"$f":"AD$110+IF($C116<>0,SUMPRODUCT((AD$111:AD$112)*TRANSPOSE(($D116:$E116))),0)","v":514885.13241482229},{"$f":"AE$110+IF($C116<>0,SUMPRODUCT((AE$111:AE$112)*TRANSPOSE(($D116:$E116))),0)","v":514885.13241482229},{"$f":"AF$110+IF($C116<>0,SUMPRODUCT((AF$111:AF$112)*TRANSPOSE(($D116:$E116))),0)","v":514885.13241482229},{"$f":"AG$110+IF($C116<>0,SUMPRODUCT((AG$111:AG$112)*TRANSPOSE(($D116:$E116))),0)","v":514885.13241482229}]
[{"$f":"\"sens\"&Assumptions!B114","v":"sens4"},null,{"$f":"Assumptions!C114","v":"Total benefits 10% lower"},{"$f":"Assumptions!G114","v":0},{"$f":"Assumptions!H114","v":-0.1},null,"Option 2sens4",null,{"$f":"I$110+IF($C117<>0,SUMPRODUCT((I$111:I$112)*TRANSPOSE(($D117:$E117))),0)","v":0},{"$f":"J$110+IF($C117<>0,SUMPRODUCT((J$111:J$112)*TRANSPOSE(($D117:$E117))),0)","v":0},{"$f":"K$110+IF($C117<>0,SUMPRODUCT((K$111:K$112)*TRANSPOSE(($D117:$E117))),0)","v":1153.4175076094143},{"$f":"L$110+IF($C117<>0,SUMPRODUCT((L$111:L$112)*TRANSPOSE(($D117:$E117))),0)","v":31695.95276672882},{"$f":"M$110+IF($C117<>0,SUMPRODUCT((M$111:M$112)*TRANSPOSE(($D117:$E117))),0)","v":73510.630594492774},{"$f":"N$110+IF($C117<>0,SUMPRODUCT((N$111:N$112)*TRANSPOSE(($D117:$E117))),0)","v":144705.40727791027},{"$f":"O$110+IF($C117<>0,SUMPRODUCT((O$111:O$112)*TRANSPOSE(($D117:$E117))),0)","v":237544.79538664225},{"$f":"P$110+IF($C117<>0,SUMPRODUCT((P$111:P$112)*TRANSPOSE(($D117:$E117))),0)","v":329829.36863158701},{"$f":"Q$110+IF($C117<>0,SUMPRODUCT((Q$111:Q$112)*TRANSPOSE(($D117:$E117))),0)","v":409880.86909888237},{"$f":"R$110+IF($C117<>0,SUMPRODUCT((R$111:R$112)*TRANSPOSE(($D117:$E117))),0)","v":409880.86909888237},{"$f":"S$110+IF($C117<>0,SUMPRODUCT((S$111:S$112)*TRANSPOSE(($D117:$E117))),0)","v":409880.86909888237},{"$f":"T$110+IF($C117<>0,SUMPRODUCT((T$111:T$112)*TRANSPOSE(($D117:$E117))),0)","v":409880.86909888237},{"$f":"U$110+IF($C117<>0,SUMPRODUCT((U$111:U$112)*TRANSPOSE(($D117:$E117))),0)","v":409880.86909888237},{"$f":"V$110+IF($C117<>0,SUMPRODUCT((V$111:V$112)*TRANSPOSE(($D117:$E117))),0)","v":409880.86909888237},{"$f":"W$110+IF($C117<>0,SUMPRODUCT((W$111:W$112)*TRANSPOSE(($D117:$E117))),0)","v":409880.86909888237},{"$f":"X$110+IF($C117<>0,SUMPRODUCT((X$111:X$112)*TRANSPOSE(($D117:$E117))),0)","v":409880.86909888237},{"$f":"Y$110+IF($C117<>0,SUMPRODUCT((Y$111:Y$112)*TRANSPOSE(($D117:$E117))),0)","v":409880.86909888237},{"$f":"Z$110+IF($C117<>0,SUMPRODUCT((Z$111:Z$112)*TRANSPOSE(($D117:$E117))),0)","v":409880.86909888237},{"$f":"AA$110+IF($C117<>0,SUMPRODUCT((AA$111:AA$112)*TRANSPOSE(($D117:$E117))),0)","v":409880.86909888237},{"$f":"AB$110+IF($C117<>0,SUMPRODUCT((AB$111:AB$112)*TRANSPOSE(($D117:$E117))),0)","v":409880.86909888237},{"$f":"AC$110+IF($C117<>0,SUMPRODUCT((AC$111:AC$112)*TRANSPOSE(($D117:$E117))),0)","v":409880.86909888237},{"$f":"AD$110+IF($C117<>0,SUMPRODUCT((AD$111:AD$112)*TRANSPOSE(($D117:$E117))),0)","v":409880.86909888237},{"$f":"AE$110+IF($C117<>0,SUMPRODUCT((AE$111:AE$112)*TRANSPOSE(($D117:$E117))),0)","v":409880.86909888237},{"$f":"AF$110+IF($C117<>0,SUMPRODUCT((AF$111:AF$112)*TRANSPOSE(($D117:$E117))),0)","v":409880.86909888237},{"$f":"AG$110+IF($C117<>0,SUMPRODUCT((AG$111:AG$112)*TRANSPOSE(($D117:$E117))),0)","v":409880.86909888237}]
[{"$f":"\"sens\"&Assumptions!B115","v":"sens5"},null,{"$f":"Assumptions!C115","v":"Capex 10% higher & Total benefits 10% lower"},{"$f":"Assumptions!G115","v":0.1},{"$f":"Assumptions!H115","v":-0.1},null,"Option 2sens5",null,{"$f":"I$110+IF($C118<>0,SUMPRODUCT((I$111:I$112)*TRANSPOSE(($D118:$E118))),0)","v":0},{"$f":"J$110+IF($C118<>0,SUMPRODUCT((J$111:J$112)*TRANSPOSE(($D118:$E118))),0)","v":0},{"$f":"K$110+IF($C118<>0,SUMPRODUCT((K$111:K$112)*TRANSPOSE(($D118:$E118))),0)","v":-5110.414074675331},{"$f":"L$110+IF($C118<>0,SUMPRODUCT((L$111:L$112)*TRANSPOSE(($D118:$E118))),0)","v":25432.121184444077},{"$f":"M$110+IF($C118<>0,SUMPRODUCT((M$111:M$112)*TRANSPOSE(($D118:$E118))),0)","v":67246.799012208023},{"$f":"N$110+IF($C118<>0,SUMPRODUCT((N$111:N$112)*TRANSPOSE(($D118:$E118))),0)","v":138441.57569562554},{"$f":"O$110+IF($C118<>0,SUMPRODUCT((O$111:O$112)*TRANSPOSE(($D118:$E118))),0)","v":231280.96380435751},{"$f":"P$110+IF($C118<>0,SUMPRODUCT((P$111:P$112)*TRANSPOSE(($D118:$E118))),0)","v":323565.53704930231},{"$f":"Q$110+IF($C118<>0,SUMPRODUCT((Q$111:Q$112)*TRANSPOSE(($D118:$E118))),0)","v":403617.0375165976},{"$f":"R$110+IF($C118<>0,SUMPRODUCT((R$111:R$112)*TRANSPOSE(($D118:$E118))),0)","v":403617.0375165976},{"$f":"S$110+IF($C118<>0,SUMPRODUCT((S$111:S$112)*TRANSPOSE(($D118:$E118))),0)","v":403617.0375165976},{"$f":"T$110+IF($C118<>0,SUMPRODUCT((T$111:T$112)*TRANSPOSE(($D118:$E118))),0)","v":403617.0375165976},{"$f":"U$110+IF($C118<>0,SUMPRODUCT((U$111:U$112)*TRANSPOSE(($D118:$E118))),0)","v":403617.0375165976},{"$f":"V$110+IF($C118<>0,SUMPRODUCT((V$111:V$112)*TRANSPOSE(($D118:$E118))),0)","v":403617.0375165976},{"$f":"W$110+IF($C118<>0,SUMPRODUCT((W$111:W$112)*TRANSPOSE(($D118:$E118))),0)","v":403617.0375165976},{"$f":"X$110+IF($C118<>0,SUMPRODUCT((X$111:X$112)*TRANSPOSE(($D118:$E118))),0)","v":403617.0375165976},{"$f":"Y$110+IF($C118<>0,SUMPRODUCT((Y$111:Y$112)*TRANSPOSE(($D118:$E118))),0)","v":403617.0375165976},{"$f":"Z$110+IF($C118<>0,SUMPRODUCT((Z$111:Z$112)*TRANSPOSE(($D118:$E118))),0)","v":403617.0375165976},{"$f":"AA$110+IF($C118<>0,SUMPRODUCT((AA$111:AA$112)*TRANSPOSE(($D118:$E118))),0)","v":403617.0375165976},{"$f":"AB$110+IF($C118<>0,SUMPRODUCT((AB$111:AB$112)*TRANSPOSE(($D118:$E118))),0)","v":403617.0375165976},{"$f":"AC$110+IF($C118<>0,SUMPRODUCT((AC$111:AC$112)*TRANSPOSE(($D118:$E118))),0)","v":403617.0375165976},{"$f":"AD$110+IF($C118<>0,SUMPRODUCT((AD$111:AD$112)*TRANSPOSE(($D118:$E118))),0)","v":403617.0375165976},{"$f":"AE$110+IF($C118<>0,SUMPRODUCT((AE$111:AE$112)*TRANSPOSE(($D118:$E118))),0)","v":403617.0375165976},{"$f":"AF$110+IF($C118<>0,SUMPRODUCT((AF$111:AF$112)*TRANSPOSE(($D118:$E118))),0)","v":403617.0375165976},{"$f":"AG$110+IF($C118<>0,SUMPRODUCT((AG$111:AG$112)*TRANSPOSE(($D118:$E118))),0)","v":403617.0375165976}]
[{"$f":"\"sens\"&Assumptions!B116","v":"sens"},null,{"$f":"Assumptions!C116","v":0},{"$f":"Assumptions!G116","v":0},{"$f":"Assumptions!H116","v":0},null,"Option 2sens",null,{"$f":"I$110+IF($C119<>0,SUMPRODUCT((I$111:I$112)*TRANSPOSE(($D119:$E119))),0)","v":0},{"$f":"J$110+IF($C119<>0,SUMPRODUCT((J$111:J$112)*TRANSPOSE(($D119:$E119))),0)","v":0},{"$f":"K$110+IF($C119<>0,SUMPRODUCT((K$111:K$112)*TRANSPOSE(($D119:$E119))),0)","v":8241.3878776601778},{"$f":"L$110+IF($C119<>0,SUMPRODUCT((L$111:L$112)*TRANSPOSE(($D119:$E119))),0)","v":42177.53816557063},{"$f":"M$110+IF($C119<>0,SUMPRODUCT((M$111:M$112)*TRANSPOSE(($D119:$E119))),0)","v":88638.29130753057},{"$f":"N$110+IF($C119<>0,SUMPRODUCT((N$111:N$112)*TRANSPOSE(($D119:$E119))),0)","v":167743.59873355002},{"$f":"O$110+IF($C119<>0,SUMPRODUCT((O$111:O$112)*TRANSPOSE(($D119:$E119))),0)","v":270898.47440991888},{"$f":"P$110+IF($C119<>0,SUMPRODUCT((P$111:P$112)*TRANSPOSE(($D119:$E119))),0)","v":373436.88912652421},{"$f":"Q$110+IF($C119<>0,SUMPRODUCT((Q$111:Q$112)*TRANSPOSE(($D119:$E119))),0)","v":462383.00075685233},{"$f":"R$110+IF($C119<>0,SUMPRODUCT((R$111:R$112)*TRANSPOSE(($D119:$E119))),0)","v":462383.00075685233},{"$f":"S$110+IF($C119<>0,SUMPRODUCT((S$111:S$112)*TRANSPOSE(($D119:$E119))),0)","v":462383.00075685233},{"$f":"T$110+IF($C119<>0,SUMPRODUCT((T$111:T$112)*TRANSPOSE(($D119:$E119))),0)","v":462383.00075685233},{"$f":"U$110+IF($C119<>0,SUMPRODUCT((U$111:U$112)*TRANSPOSE(($D119:$E119))),0)","v":462383.00075685233},{"$f":"V$110+IF($C119<>0,SUMPRODUCT((V$111:V$112)*TRANSPOSE(($D119:$E119))),0)","v":462383.00075685233},{"$f":"W$110+IF($C119<>0,SUMPRODUCT((W$111:W$112)*TRANSPOSE(($D119:$E119))),0)","v":462383.00075685233},{"$f":"X$110+IF($C119<>0,SUMPRODUCT((X$111:X$112)*TRANSPOSE(($D119:$E119))),0)","v":462383.00075685233},{"$f":"Y$110+IF($C119<>0,SUMPRODUCT((Y$111:Y$112)*TRANSPOSE(($D119:$E119))),0)","v":462383.00075685233},{"$f":"Z$110+IF($C119<>0,SUMPRODUCT((Z$111:Z$112)*TRANSPOSE(($D119:$E119))),0)","v":462383.00075685233},{"$f":"AA$110+IF($C119<>0,SUMPRODUCT((AA$111:AA$112)*TRANSPOSE(($D119:$E119))),0)","v":462383.00075685233},{"$f":"AB$110+IF($C119<>0,SUMPRODUCT((AB$111:AB$112)*TRANSPOSE(($D119:$E119))),0)","v":462383.00075685233},{"$f":"AC$110+IF($C119<>0,SUMPRODUCT((AC$111:AC$112)*TRANSPOSE(($D119:$E119))),0)","v":462383.00075685233},{"$f":"AD$110+IF($C119<>0,SUMPRODUCT((AD$111:AD$112)*TRANSPOSE(($D119:$E119))),0)","v":462383.00075685233},{"$f":"AE$110+IF($C119<>0,SUMPRODUCT((AE$111:AE$112)*TRANSPOSE(($D119:$E119))),0)","v":462383.00075685233},{"$f":"AF$110+IF($C119<>0,SUMPRODUCT((AF$111:AF$112)*TRANSPOSE(($D119:$E119))),0)","v":462383.00075685233},{"$f":"AG$110+IF($C119<>0,SUMPRODUCT((AG$111:AG$112)*TRANSPOSE(($D119:$E119))),0)","v":462383.00075685233}]
[{"$f":"\"sens\"&Assumptions!B117","v":"sens"},null,{"$f":"Assumptions!C117","v":0},{"$f":"Assumptions!G117","v":0},{"$f":"Assumptions!H117","v":0},null,"Option 2sens",null,{"$f":"I$110+IF($C120<>0,SUMPRODUCT((I$111:I$112)*TRANSPOSE(($D120:$E120))),0)","v":0},{"$f":"J$110+IF($C120<>0,SUMPRODUCT((J$111:J$112)*TRANSPOSE(($D120:$E120))),0)","v":0},{"$f":"K$110+IF($C120<>0,SUMPRODUCT((K$111:K$112)*TRANSPOSE(($D120:$E120))),0)","v":8241.3878776601778},{"$f":"L$110+IF($C120<>0,SUMPRODUCT((L$111:L$112)*TRANSPOSE(($D120:$E120))),0)","v":42177.53816557063},{"$f":"M$110+IF($C120<>0,SUMPRODUCT((M$111:M$112)*TRANSPOSE(($D120:$E120))),0)","v":88638.29130753057},{"$f":"N$110+IF($C120<>0,SUMPRODUCT((N$111:N$112)*TRANSPOSE(($D120:$E120))),0)","v":167743.59873355002},{"$f":"O$110+IF($C120<>0,SUMPRODUCT((O$111:O$112)*TRANSPOSE(($D120:$E120))),0)","v":270898.47440991888},{"$f":"P$110+IF($C120<>0,SUMPRODUCT((P$111:P$112)*TRANSPOSE(($D120:$E120))),0)","v":373436.88912652421},{"$f":"Q$110+IF($C120<>0,SUMPRODUCT((Q$111:Q$112)*TRANSPOSE(($D120:$E120))),0)","v":462383.00075685233},{"$f":"R$110+IF($C120<>0,SUMPRODUCT((R$111:R$112)*TRANSPOSE(($D120:$E120))),0)","v":462383.00075685233},{"$f":"S$110+IF($C120<>0,SUMPRODUCT((S$111:S$112)*TRANSPOSE(($D120:$E120))),0)","v":462383.00075685233},{"$f":"T$110+IF($C120<>0,SUMPRODUCT((T$111:T$112)*TRANSPOSE(($D120:$E120))),0)","v":462383.00075685233},{"$f":"U$110+IF($C120<>0,SUMPRODUCT((U$111:U$112)*TRANSPOSE(($D120:$E120))),0)","v":462383.00075685233},{"$f":"V$110+IF($C120<>0,SUMPRODUCT((V$111:V$112)*TRANSPOSE(($D120:$E120))),0)","v":462383.00075685233},{"$f":"W$110+IF($C120<>0,SUMPRODUCT((W$111:W$112)*TRANSPOSE(($D120:$E120))),0)","v":462383.00075685233},{"$f":"X$110+IF($C120<>0,SUMPRODUCT((X$111:X$112)*TRANSPOSE(($D120:$E120))),0)","v":462383.00075685233},{"$f":"Y$110+IF($C120<>0,SUMPRODUCT((Y$111:Y$112)*TRANSPOSE(($D120:$E120))),0)","v":462383.00075685233},{"$f":"Z$110+IF($C120<>0,SUMPRODUCT((Z$111:Z$112)*TRANSPOSE(($D120:$E120))),0)","v":462383.00075685233},{"$f":"AA$110+IF($C120<>0,SUMPRODUCT((AA$111:AA$112)*TRANSPOSE(($D120:$E120))),0)","v":462383.00075685233},{"$f":"AB$110+IF($C120<>0,SUMPRODUCT((AB$111:AB$112)*TRANSPOSE(($D120:$E120))),0)","v":462383.00075685233},{"$f":"AC$110+IF($C120<>0,SUMPRODUCT((AC$111:AC$112)*TRANSPOSE(($D120:$E120))),0)","v":462383.00075685233},{"$f":"AD$110+IF($C120<>0,SUMPRODUCT((AD$111:AD$112)*TRANSPOSE(($D120:$E120))),0)","v":462383.00075685233},{"$f":"AE$110+IF($C120<>0,SUMPRODUCT((AE$111:AE$112)*TRANSPOSE(($D120:$E120))),0)","v":462383.00075685233},{"$f":"AF$110+IF($C120<>0,SUMPRODUCT((AF$111:AF$112)*TRANSPOSE(($D120:$E120))),0)","v":462383.00075685233},{"$f":"AG$110+IF($C120<>0,SUMPRODUCT((AG$111:AG$112)*TRANSPOSE(($D120:$E120))),0)","v":462383.00075685233}]
[{"$f":"\"sens\"&Assumptions!B118","v":"sens"},null,{"$f":"Assumptions!C118","v":0},{"$f":"Assumptions!G118","v":0},{"$f":"Assumptions!H118","v":0},null,"Option 2sens",null,{"$f":"I$110+IF($C121<>0,SUMPRODUCT((I$111:I$112)*TRANSPOSE(($D121:$E121))),0)","v":0},{"$f":"J$110+IF($C121<>0,SUMPRODUCT((J$111:J$112)*TRANSPOSE(($D121:$E121))),0)","v":0},{"$f":"K$110+IF($C121<>0,SUMPRODUCT((K$111:K$112)*TRANSPOSE(($D121:$E121))),0)","v":8241.3878776601778},{"$f":"L$110+IF($C121<>0,SUMPRODUCT((L$111:L$112)*TRANSPOSE(($D121:$E121))),0)","v":42177.53816557063},{"$f":"M$110+IF($C121<>0,SUMPRODUCT((M$111:M$112)*TRANSPOSE(($D121:$E121))),0)","v":88638.29130753057},{"$f":"N$110+IF($C121<>0,SUMPRODUCT((N$111:N$112)*TRANSPOSE(($D121:$E121))),0)","v":167743.59873355002},{"$f":"O$110+IF($C121<>0,SUMPRODUCT((O$111:O$112)*TRANSPOSE(($D121:$E121))),0)","v":270898.47440991888},{"$f":"P$110+IF($C121<>0,SUMPRODUCT((P$111:P$112)*TRANSPOSE(($D121:$E121))),0)","v":373436.88912652421},{"$f":"Q$110+IF($C121<>0,SUMPRODUCT((Q$111:Q$112)*TRANSPOSE(($D121:$E121))),0)","v":462383.00075685233},{"$f":"R$110+IF($C121<>0,SUMPRODUCT((R$111:R$112)*TRANSPOSE(($D121:$E121))),0)","v":462383.00075685233},{"$f":"S$110+IF($C121<>0,SUMPRODUCT((S$111:S$112)*TRANSPOSE(($D121:$E121))),0)","v":462383.00075685233},{"$f":"T$110+IF($C121<>0,SUMPRODUCT((T$111:T$112)*TRANSPOSE(($D121:$E121))),0)","v":462383.00075685233},{"$f":"U$110+IF($C121<>0,SUMPRODUCT((U$111:U$112)*TRANSPOSE(($D121:$E121))),0)","v":462383.00075685233},{"$f":"V$110+IF($C121<>0,SUMPRODUCT((V$111:V$112)*TRANSPOSE(($D121:$E121))),0)","v":462383.00075685233},{"$f":"W$110+IF($C121<>0,SUMPRODUCT((W$111:W$112)*TRANSPOSE(($D121:$E121))),0)","v":462383.00075685233},{"$f":"X$110+IF($C121<>0,SUMPRODUCT((X$111:X$112)*TRANSPOSE(($D121:$E121))),0)","v":462383.00075685233},{"$f":"Y$110+IF($C121<>0,SUMPRODUCT((Y$111:Y$112)*TRANSPOSE(($D121:$E121))),0)","v":462383.00075685233},{"$f":"Z$110+IF($C121<>0,SUMPRODUCT((Z$111:Z$112)*TRANSPOSE(($D121:$E121))),0)","v":462383.00075685233},{"$f":"AA$110+IF($C121<>0,SUMPRODUCT((AA$111:AA$112)*TRANSPOSE(($D121:$E121))),0)","v":462383.00075685233},{"$f":"AB$110+IF($C121<>0,SUMPRODUCT((AB$111:AB$112)*TRANSPOSE(($D121:$E121))),0)","v":462383.00075685233},{"$f":"AC$110+IF($C121<>0,SUMPRODUCT((AC$111:AC$112)*TRANSPOSE(($D121:$E121))),0)","v":462383.00075685233},{"$f":"AD$110+IF($C121<>0,SUMPRODUCT((AD$111:AD$112)*TRANSPOSE(($D121:$E121))),0)","v":462383.00075685233},{"$f":"AE$110+IF($C121<>0,SUMPRODUCT((AE$111:AE$112)*TRANSPOSE(($D121:$E121))),0)","v":462383.00075685233},{"$f":"AF$110+IF($C121<>0,SUMPRODUCT((AF$111:AF$112)*TRANSPOSE(($D121:$E121))),0)","v":462383.00075685233},{"$f":"AG$110+IF($C121<>0,SUMPRODUCT((AG$111:AG$112)*TRANSPOSE(($D121:$E121))),0)","v":462383.00075685233}]

{"sheet":"Option3","index":5,"n_rows":121,"n_cols":33,"rows_kept":121,"cut":false,"hidden":false,"merged":[]}
[{"$f":"bus","v":"Powercor"}]
[{"$f":"proj","v":"Drysdale feeder: DDL023"}]
["OPTION 3",null,{"$f":"INDEX(Assumptions!$E$14:$E$18, MATCH(A3,_xlfn.ANCHORARRAY( Assumptions!$C$14),0))","v":"WPD032 construct a new feeder"}]
[{"$f":"(INDEX(Data!$D$9:$D$13, MATCH(A3, options,0)))","v":""}]
[]
[{"$f":"'Option1 (base case)'!A6","v":"Count"},null,null,null,null,null,null,null,{"$f":"'Option1 (base case)'!I6","v":1},{"$f":"'Option1 (base case)'!J6","v":2},{"$f":"'Option1 (base case)'!K6","v":3},{"$f":"'Option1 (base case)'!L6","v":4},{"$f":"'Option1 (base case)'!M6","v":5},{"$f":"'Option1 (base case)'!N6","v":6},{"$f":"'Option1 (base case)'!O6","v":7},{"$f":"'Option1 (base case)'!P6","v":8},{"$f":"'Option1 (base case)'!Q6","v":9},{"$f":"'Option1 (base case)'!R6","v":10},{"$f":"'Option1 (base case)'!S6","v":11},{"$f":"'Option1 (base case)'!T6","v":12},{"$f":"'Option1 (base case)'!U6","v":13},{"$f":"'Option1 (base case)'!V6","v":14},{"$f":"'Option1 (base case)'!W6","v":15},{"$f":"'Option1 (base case)'!X6","v":16},{"$f":"'Option1 (base case)'!Y6","v":17},{"$f":"'Option1 (base case)'!Z6","v":18},{"$f":"'Option1 (base case)'!AA6","v":19},{"$f":"'Option1 (base case)'!AB6","v":20},{"$f":"'Option1 (base case)'!AC6","v":21},{"$f":"'Option1 (base case)'!AD6","v":22},{"$f":"'Option1 (base case)'!AE6","v":23},{"$f":"'Option1 (base case)'!AF6","v":24},{"$f":"'Option1 (base case)'!AG6","v":25}]
[{"$f":"'Option1 (base case)'!A7","v":"Value of CO2 reductions"},null,null,null,null,null,"$/MWh",null,{"$f":"'Option1 (base case)'!I7","v":24.730486797759085},{"$f":"'Option1 (base case)'!J7","v":22.340740091772258},{"$f":"'Option1 (base case)'!K7","v":20.196329122153124},{"$f":"'Option1 (base case)'!L7","v":18.06294207659629},{"$f":"'Option1 (base case)'!M7","v":15.913397615084225},{"$f":"'Option1 (base case)'!N7","v":13.715069432539002},{"$f":"'Option1 (base case)'!O7","v":13.715069432539002},{"$f":"'Option1 (base case)'!P7","v":13.715069432539002},{"$f":"'Option1 (base case)'!Q7","v":13.715069432539002},{"$f":"'Option1 (base case)'!R7","v":13.715069432539002},{"$f":"'Option1 (base case)'!S7","v":13.715069432539002},{"$f":"'Option1 (base case)'!T7","v":13.715069432539002},{"$f":"'Option1 (base case)'!U7","v":13.715069432539002},{"$f":"'Option1 (base case)'!V7","v":13.715069432539002},{"$f":"'Option1 (base case)'!W7","v":13.715069432539002},{"$f":"'Option1 (base case)'!X7","v":13.715069432539002},{"$f":"'Option1 (base case)'!Y7","v":13.715069432539002},{"$f":"'Option1 (base case)'!Z7","v":13.715069432539002},{"$f":"'Option1 (base case)'!AA7","v":13.715069432539002},{"$f":"'Option1 (base case)'!AB7","v":13.715069432539002},{"$f":"'Option1 (base case)'!AC7","v":13.715069432539002},{"$f":"'Option1 (base case)'!AD7","v":13.715069432539002},{"$f":"'Option1 (base case)'!AE7","v":13.715069432539002},{"$f":"'Option1 (base case)'!AF7","v":13.715069432539002},{"$f":"'Option1 (base case)'!AG7","v":13.715069432539002}]
[null,null,null,null,null,null,null,null,{"$f":"_xlfn.NUMBERVALUE(LEFT(I$9,4))+1","v":2027},{"$f":"_xlfn.NUMBERVALUE(LEFT(J$9,4))+1","v":2028},2029,2030,2031,2032,2033,2034,2035,2036,2037,2038,2039,2040,2041,2042,2043,2044,2045,2046,2047,2048,2049,2050,2051]
[null,null,null,null,null,null,"Units",null,{"$f":"'Option1 (base case)'!I9","v":"2026-27"},{"$f":"'Option1 (base case)'!J9","v":"2027-28"},{"$f":"'Option1 (base case)'!K9","v":"2028-29"},{"$f":"'Option1 (base case)'!L9","v":"2029-30"},{"$f":"'Option1 (base case)'!M9","v":"2030-31"},{"$f":"'Option1 (base case)'!N9","v":"2031-32"},{"$f":"'Option1 (base case)'!O9","v":"2032-33"},{"$f":"'Option1 (base case)'!P9","v":"2033-34"},{"$f":"'Option1 (base case)'!Q9","v":"2034-35"},{"$f":"'Option1 (base case)'!R9","v":"2035-36"},{"$f":"'Option1 (base case)'!S9","v":"2036-37"},{"$f":"'Option1 (base case)'!T9","v":"2037-38"},{"$f":"'Option1 (base case)'!U9","v":"2038-39"},{"$f":"'Option1 (base case)'!V9","v":"2039-40"},{"$f":"'Option1 (base case)'!W9","v":"2040-41"},{"$f":"'Option1 (base case)'!X9","v":"2041-42"},{"$f":"'Option1 (base case)'!Y9","v":"2042-43"},{"$f":"'Option1 (base case)'!Z9","v":"2043-44"},{"$f":"'Option1 (base case)'!AA9","v":"2044-45"},{"$f":"'Option1 (base case)'!AB9","v":"2045-46"},{"$f":"'Option1 (base case)'!AC9","v":"2046-47"},{"$f":"'Option1 (base case)'!AD9","v":"2047-48"},{"$f":"'Option1 (base case)'!AE9","v":"2048-49"},{"$f":"'Option1 (base case)'!AF9","v":"2049-50"},{"$f":"'Option1 (base case)'!AG9","v":"2050-51"}]
[]
["INVESTMENT & OPERATING COST"]
[]
[null,null,"Capex",null,"Asset life (yrs)"]
[null,null,{"$f":"C3","v":"WPD032 construct a new feeder"},null,50,null,{"$f":"input_dollars","v":"2023-12-31"},null,0,0,0,0,4100000,0,0,0,0,0,0,0,0,0,0,0,0,0,0,0,0,0,0,0,0]
[null,null,null,null,0,null,{"$f":"input_dollars","v":"2023-12-31"},null,0,0,0,0,0,0,0,0,0,0,0,0,0,0,0,0,0,0,0,0,0,0,0,0,0]
[null,null,null,null,0,null,{"$f":"input_dollars","v":"2023-12-31"},null,0,0,0,0,0,0,0,0,0,0,0,0,0,0,0,0,0,0,0,0,0,0,0,0,0]
[null,null,"Capital expenditure",null,null,null,{"$f":"input_dollars","v":"2023-12-31"},null,{"$f":"SUM(I14:I16)","v":0},0,0,0,4100000,0,0,0,0,{"$f":"SUM(R14:R16)","v":0},0,0,0,0,0,0,0,0,0,0,{"$f":"SUM(AC14:AC16)","v":0},{"$f":"SUM(AD14:AD16)","v":0},{"$f":"SUM(AE14:AE16)","v":0},{"$f":"SUM(AF14:AF16)","v":0},{"$f":"SUM(AG14:AG16)","v":0}]
[]
[null,null,"Operating expenditure",null,null,null,{"$f":"input_dollars","v":"2023-12-31"},null,0,0,0,0,0,0,0,0,0,0,0,0,0,0,0,0,0,0,0,0,0,0,0,0,0]
[]
[]
["RISK ASSUMPTIONS"]
[]
[null,null,"PoF (major)",null,null,null,null,null,0,0,0,0,0,0,0,0,0,0,0,0,0,0,0,0,0,0,0,0,0,0,0,0,0]
[null,null,"PoF (reparable)",null,null,null,null,null,0,0,0,0,0,0,0,0,0,0,0,0,0,0,0,0,0,0,0,0,0,0,0,0,0]
[]
[null,null,"Const end date",null,2031]
[null,null,"Energy at risk 10% PoE",null,0.3,null,"MWh",null,1.8823464641411514,3.3329709326755457,5.2051548731298967,6.984555021512195,9.3205244013945663,0,0,0,0,0,0,0,0,0,0,0,0,0,0,0,0,0,0,0,0]
[null,null,"Energy at risk 50% PoE",null,0.7,null,"MWh",null,1.9537200679779178E-2,0.17190866520130615,0.65154332012557836,1.2689572049313509,2.1571545406504362,0,0,0,0,0,0,0,0,0,0,0,0,0,0,0,0,0,0,0,0]
[]
[null,null,"Energy at risk (weighted)",null,null,null,"MWh",null,{"$f":"SUMPRODUCT(I$28:I$29, $E$28:$E$29)","v":0.57837997971819088},{"$f":"SUMPRODUCT(J$28:J$29, $E$28:$E$29)","v":1.120227345443578},2.0176267860268737,2.9836365499056039,4.3061654988736748,0,0,0,0,0,0,0,0,0,0,0,0,0,0,0,0,0,0,0,0]
[null,null,"Energy at risk value","$/MWh",{"$f":"Assumptions!H41*vcr_esc","v":35130.235280075998},{"$f":"IF(AND(SUM(I31:AG31)<>0, E32=0), \"!\", \"\")","v":""},{"$f":"input_dollars","v":"2023-12-31"},null,{"$f":"I31*$E$32","v":20318.62476878563},{"$f":"J31*$E$32","v":39353.850212607867},70879.703700507627,104815.85398841808,151276.60713037802,0,0,0,0,0,0,0,0,0,0,0,0,0,0,0,0,0,0,0,0]
[]
[null,null,"Safety consequence","(after DF)",null,null,{"$f":"input_dollars","v":"2023-12-31"},null,0,0,0,0,0,0,0,0,0,0,0,0,0,0,0,0,0,0,0,0,0,0,0,0,0]
[null,null,"Unplanned replacements",null,null,null,{"$f":"input_dollars","v":"2023-12-31"},null,0,0,0,0,0,0,0,0,0,0,0,0,0,0,0,0,0,0,0,0,0,0,0,0,0]
[null,null,"Environmental consequence","(after DF)",null,null,{"$f":"input_dollars","v":"2023-12-31"},null,0,0,0,0,0,0,0,0,0,0,0,0,0,0,0,0,0,0,0,0,0,0,0,0,0]
[null,null,"< Other risk - enter description >",null,null,null,{"$f":"input_dollars","v":"2023-12-31"},null,0,0,0,0,0,0,0,0,0,0,0,0,0,0,0,0,0,0,0,0,0,0,0,0,0]
[null,null,"< Other risk - enter description >",null,null,null,{"$f":"input_dollars","v":"2023-12-31"},null,0,0,0,0,0,0,0,0,0,0,0,0,0,0,0,0,0,0,0,0,0,0,0,0,0]
[]
[null,null,"Total risk cost",null,null,null,null,null,{"$f":"SUM(I32:I38)","v":20318.62476878563},{"$f":"SUM(J32:J38)","v":39353.850212607867},70879.703700507627,104815.85398841808,151276.60713037802,0,0,0,0,0,0,0,0,0,0,0,0,0,0,0,{"$f":"SUM(AC32:AC38)","v":0},{"$f":"SUM(AD32:AD38)","v":0},{"$f":"SUM(AE32:AE38)","v":0},{"$f":"SUM(AF32:AF38)","v":0},{"$f":"SUM(AG32:AG38)","v":0}]
[]
["OTHER BENEFITS"]
[]
[]
[null,null,"Reduction in CO2 emissions",null,null,null,"MWh",null,0,0,0,0,0,0,0,0,0,0,0,0,0,0,0,0,0,0,0,0,0,0,0,0,0]
[null,null,"Value of reduction in CO2 emissions",null,null,null,"$",null,{"$f":"I45*I7","v":0},0,0,0,0,0,0,0,0,0,0,0,0,0,0,0,0,0,0,0,0,0,0,0,0]
[]
[]
[null,null,"Reliability in worst-served areas","$/MWh",{"$f":"Assumptions!G94","v":151432.81740793545},null,"MWh",null,0,0,0,0,0,0,0,0,0,0,0,0,0,0,0,0,0,0,0,0,0,0,0,0,0]
[null,null,"Network resilience","$/MWh",{"$f":"Assumptions!G95","v":24590},null,"MWh",null,0,0,0,0,0,0,0,0,0,0,0,0,0,0,0,0,0,0,0,0,0,0,0,0,0]
[null,null,"Enabling solar exports","$/MWh",{"$f":"Assumptions!G96","v":88.357719508603083},null,"MWh",null,0,0,0,0,0,0,0,0,0,0,0,0,0,0,0,0,0,0,0,0,0,0,0,0,0]
[null,null,"Aesthetics","$/customer",{"$f":"Assumptions!G97","v":0},null,"customers",null,0,0,0,0,0,0,0,0,0,0,0,0,0,0,0,0,0,0,0,0,0,0,0,0,0]
[null,null,"Customer value of time (res)","$/customer min",{"$f":"Assumptions!G98","v":0.35181336539087127},null,"mins",null,0,0,0,0,0,0,0,0,0,0,0,0,0,0,0,0,0,0,0,0,0,0,0,0,0]
[null,null,"Customer value of time (bus)","$/customer min",{"$f":"Assumptions!G99","v":0.35181336539087127},null,"mins",null,0,0,0,0,0,0,0,0,0,0,0,0,0,0,0,0,0,0,0,0,0,0,0,0,0]
[null,null,"Communication","$/customer",{"$f":"Assumptions!G100","v":0},null,"customers",null,0,0,0,0,0,0,0,0,0,0,0,0,0,0,0,0,0,0,0,0,0,0,0,0,0]
[null,null,"Information accessibility","$/customer",{"$f":"Assumptions!G101","v":0},null,"customers",null,0,0,0,0,0,0,0,0,0,0,0,0,0,0,0,0,0,0,0,0,0,0,0,0,0]
[]
[null,null,"Other benefits 1",null,null,null,{"$f":"input_dollars","v":"2023-12-31"},null,0,0,0,0,0,0,0,0,0,0,0,0,0,0,0,0,0,0,0,0,0,0,0,0,0]
[null,null,"Other benefits 2",null,null,null,{"$f":"input_dollars","v":"2023-12-31"},null,0,0,0,0,0,0,0,0,0,0,0,0,0,0,0,0,0,0,0,0,0,0,0,0,0]
[]
[null,null,"Total other benefits",null,null,null,{"$f":"input_dollars","v":"2023-12-31"},null,{"$f":"SUMPRODUCT((I$49:I$56)*($E$49:$E$56))+SUM(I58:I59)+I46","v":0},{"$f":"SUMPRODUCT((J$49:J$56)*($E$49:$E$56))+SUM(J58:J59)+J46","v":0},{"$f":"SUMPRODUCT((K$49:K$56)*($E$49:$E$56))+SUM(K58:K59)+K46","v":0},{"$f":"SUMPRODUCT((L$49:L$56)*($E$49:$E$56))+SUM(L58:L59)+L46","v":0},{"$f":"SUMPRODUCT((M$49:M$56)*($E$49:$E$56))+SUM(M58:M59)+M46","v":0},{"$f":"SUMPRODUCT((N$49:N$56)*($E$49:$E$56))+SUM(N58:N59)+N46","v":0},{"$f":"SUMPRODUCT((O$49:O$56)*($E$49:$E$56))+SUM(O58:O59)+O46","v":0},{"$f":"SUMPRODUCT((P$49:P$56)*($E$49:$E$56))+SUM(P58:P59)+P46","v":0},{"$f":"SUMPRODUCT((Q$49:Q$56)*($E$49:$E$56))+SUM(Q58:Q59)+Q46","v":0},{"$f":"SUMPRODUCT((R$49:R$56)*($E$49:$E$56))+SUM(R58:R59)+R46","v":0},{"$f":"SUMPRODUCT((S$49:S$56)*($E$49:$E$56))+SUM(S58:S59)+S46","v":0},{"$f":"SUMPRODUCT((T$49:T$56)*($E$49:$E$56))+SUM(T58:T59)+T46","v":0},{"$f":"SUMPRODUCT((U$49:U$56)*($E$49:$E$56))+SUM(U58:U59)+U46","v":0},{"$f":"SUMPRODUCT((V$49:V$56)*($E$49:$E$56))+SUM(V58:V59)+V46","v":0},{"$f":"SUMPRODUCT((W$49:W$56)*($E$49:$E$56))+SUM(W58:W59)+W46","v":0},{"$f":"SUMPRODUCT((X$49:X$56)*($E$49:$E$56))+SUM(X58:X59)+X46","v":0},{"$f":"SUMPRODUCT((Y$49:Y$56)*($E$49:$E$56))+SUM(Y58:Y59)+Y46","v":0},{"$f":"SUMPRODUCT((Z$49:Z$56)*($E$49:$E$56))+SUM(Z58:Z59)+Z46","v":0},{"$f":"SUMPRODUCT((AA$49:AA$56)*($E$49:$E$56))+SUM(AA58:AA59)+AA46","v":0},{"$f":"SUMPRODUCT((AB$49:AB$56)*($E$49:$E$56))+SUM(AB58:AB59)+AB46","v":0},{"$f":"SUMPRODUCT((AC$49:AC$56)*($E$49:$E$56))+SUM(AC58:AC59)+AC46","v":0},{"$f":"SUMPRODUCT((AD$49:AD$56)*($E$49:$E$56))+SUM(AD58:AD59)+AD46","v":0},{"$f":"SUMPRODUCT((AE$49:AE$56)*($E$49:$E$56))+SUM(AE58:AE59)+AE46","v":0},{"$f":"SUMPRODUCT((AF$49:AF$56)*($E$49:$E$56))+SUM(AF58:AF59)+AF46","v":0},{"$f":"SUMPRODUCT((AG$49:AG$56)*($E$49:$E$56))+SUM(AG58:AG59)+AG46","v":0}]
[]
[]
["SUMMARY"]
[]
[]
[]
[null,null,{"$f":"'Option1 (base case)'!C67","v":"Risks mitigated vs base case"},null,null,null,{"$f":"input_dollars","v":"2023-12-31"},null,{"$f":"(1-INDEX(Data!$C$9:$C$13, MATCH($A$3, options,0)))*('Option1 (base case)'!I39-I40)","v":0},{"$f":"(1-INDEX(Data!$C$9:$C$13, MATCH($A$3, options,0)))*('Option1 (base case)'!J39-J40)","v":0},{"$f":"(1-INDEX(Data!$C$9:$C$13, MATCH($A$3, options,0)))*('Option1 (base case)'!K39-K40)","v":0},{"$f":"(1-INDEX(Data!$C$9:$C$13, MATCH($A$3, options,0)))*('Option1 (base case)'!L39-L40)","v":0},{"$f":"(1-INDEX(Data!$C$9:$C$13, MATCH($A$3, options,0)))*('Option1 (base case)'!M39-M40)","v":0},{"$f":"(1-INDEX(Data!$C$9:$C$13, MATCH($A$3, options,0)))*('Option1 (base case)'!N39-N40)","v":230381.91455639747},{"$f":"(1-INDEX(Data!$C$9:$C$13, MATCH($A$3, options,0)))*('Option1 (base case)'!O39-O40)","v":333536.79023276636},{"$f":"(1-INDEX(Data!$C$9:$C$13, MATCH($A$3, options,0)))*('Option1 (base case)'!P39-P40)","v":436075.20494937163},{"$f":"(1-INDEX(Data!$C$9:$C$13, MATCH($A$3, options,0)))*('Option1 (base case)'!Q39-Q40)","v":525021.31657969975},{"$f":"(1-INDEX(Data!$C$9:$C$13, MATCH($A$3, options,0)))*('Option1 (base case)'!R39-R40)","v":525021.31657969975},{"$f":"(1-INDEX(Data!$C$9:$C$13, MATCH($A$3, options,0)))*('Option1 (base case)'!S39-S40)","v":525021.31657969975},{"$f":"(1-INDEX(Data!$C$9:$C$13, MATCH($A$3, options,0)))*('Option1 (base case)'!T39-T40)","v":525021.31657969975},{"$f":"(1-INDEX(Data!$C$9:$C$13, MATCH($A$3, options,0)))*('Option1 (base case)'!U39-U40)","v":525021.31657969975},{"$f":"(1-INDEX(Data!$C$9:$C$13, MATCH($A$3, options,0)))*('Option1 (base case)'!V39-V40)","v":525021.31657969975},{"$f":"(1-INDEX(Data!$C$9:$C$13, MATCH($A$3, options,0)))*('Option1 (base case)'!W39-W40)","v":525021.31657969975},{"$f":"(1-INDEX(Data!$C$9:$C$13, MATCH($A$3, options,0)))*('Option1 (base case)'!X39-X40)","v":525021.31657969975},{"$f":"(1-INDEX(Data!$C$9:$C$13, MATCH($A$3, options,0)))*('Option1 (base case)'!Y39-Y40)","v":525021.31657969975},{"$f":"(1-INDEX(Data!$C$9:$C$13, MATCH($A$3, options,0)))*('Option1 (base case)'!Z39-Z40)","v":525021.31657969975},{"$f":"(1-INDEX(Data!$C$9:$C$13, MATCH($A$3, options,0)))*('Option1 (base case)'!AA39-AA40)","v":525021.31657969975},{"$f":"(1-INDEX(Data!$C$9:$C$13, MATCH($A$3, options,0)))*('Option1 (base case)'!AB39-AB40)","v":525021.31657969975},{"$f":"(1-INDEX(Data!$C$9:$C$13, MATCH($A$3, options,0)))*('Option1 (base case)'!AC39-AC40)","v":525021.31657969975},{"$f":"(1-INDEX(Data!$C$9:$C$13, MATCH($A$3, options,0)))*('Option1 (base case)'!AD39-AD40)","v":525021.31657969975},{"$f":"(1-INDEX(Data!$C$9:$C$13, MATCH($A$3, options,0)))*('Option1 (base case)'!AE39-AE40)","v":525021.31657969975},{"$f":"(1-INDEX(Data!$C$9:$C$13, MATCH($A$3, options,0)))*('Option1 (base case)'!AF39-AF40)","v":525021.31657969975},{"$f":"(1-INDEX(Data!$C$9:$C$13, MATCH($A$3, options,0)))*('Option1 (base case)'!AG39-AG40)","v":525021.31657969975}]
[]
[null,null,"Capital expenditure"]
[null,null,{"$f":"C14","v":"WPD032 construct a new feeder"},null,null,null,{"$f":"input_dollars","v":"2023-12-31"},null,{"$f":"-I14","v":0},0,0,0,-4100000,0,0,0,0,0,0,0,0,0,0,0,0,0,0,0,0,0,0,0,0]
[null,null,{"$f":"C15","v":0},null,null,null,{"$f":"input_dollars","v":"2023-12-31"},null,{"$f":"-I15","v":0},0,0,0,0,0,0,0,0,0,0,0,0,0,0,0,0,0,0,0,0,0,0,0,0]
[null,null,{"$f":"C16","v":0},null,null,null,{"$f":"input_dollars","v":"2023-12-31"},null,{"$f":"-I16","v":0},0,0,0,0,0,0,0,0,0,0,0,0,0,0,0,0,0,0,0,0,0,0,0,0]
[]
[null,null,"Cumulative capex"]
[null,null,{"$f":"C14","v":"WPD032 construct a new feeder"},null,null,null,{"$f":"input_dollars","v":"2023-12-31"},null,{"$f":"SUMPRODUCT(($I71:I71))-SUMPRODUCT(($I71:I71)*($I$6:I$6<=(I$6-$E14)))","v":0},{"$f":"SUMPRODUCT(($I71:J71))-SUMPRODUCT(($I71:J71)*($I$6:J$6<=(J$6-$E14)))","v":0},{"$f":"SUMPRODUCT(($I71:K71))-SUMPRODUCT(($I71:K71)*($I$6:K$6<=(K$6-$E14)))","v":0},{"$f":"SUMPRODUCT(($I71:L71))-SUMPRODUCT(($I71:L71)*($I$6:L$6<=(L$6-$E14)))","v":0},{"$f":"SUMPRODUCT(($I71:M71))-SUMPRODUCT(($I71:M71)*($I$6:M$6<=(M$6-$E14)))","v":-4100000},{"$f":"SUMPRODUCT(($I71:N71))-SUMPRODUCT(($I71:N71)*($I$6:N$6<=(N$6-$E14)))","v":-4100000},{"$f":"SUMPRODUCT(($I71:O71))-SUMPRODUCT(($I71:O71)*($I$6:O$6<=(O$6-$E14)))","v":-4100000},{"$f":"SUMPRODUCT(($I71:P71))-SUMPRODUCT(($I71:P71)*($I$6:P$6<=(P$6-$E14)))","v":-4100000},{"$f":"SUMPRODUCT(($I71:Q71))-SUMPRODUCT(($I71:Q71)*($I$6:Q$6<=(Q$6-$E14)))","v":-4100000},{"$f":"SUMPRODUCT(($I71:R71))-SUMPRODUCT(($I71:R71)*($I$6:R$6<=(R$6-$E14)))","v":-4100000},{"$f":"SUMPRODUCT(($I71:S71))-SUMPRODUCT(($I71:S71)*($I$6:S$6<=(S$6-$E14)))","v":-4100000},{"$f":"SUMPRODUCT(($I71:T71))-SUMPRODUCT(($I71:T71)*($I$6:T$6<=(T$6-$E14)))","v":-4100000},{"$f":"SUMPRODUCT(($I71:U71))-SUMPRODUCT(($I71:U71)*($I$6:U$6<=(U$6-$E14)))","v":-4100000},{"$f":"SUMPRODUCT(($I71:V71))-SUMPRODUCT(($I71:V71)*($I$6:V$6<=(V$6-$E14)))","v":-4100000},{"$f":"SUMPRODUCT(($I71:W71))-SUMPRODUCT(($I71:W71)*($I$6:W$6<=(W$6-$E14)))","v":-4100000},{"$f":"SUMPRODUCT(($I71:X71))-SUMPRODUCT(($I71:X71)*($I$6:X$6<=(X$6-$E14)))","v":-4100000},{"$f":"SUMPRODUCT(($I71:Y71))-SUMPRODUCT(($I71:Y71)*($I$6:Y$6<=(Y$6-$E14)))","v":-4100000},{"$f":"SUMPRODUCT(($I71:Z71))-SUMPRODUCT(($I71:Z71)*($I$6:Z$6<=(Z$6-$E14)))","v":-4100000},{"$f":"SUMPRODUCT(($I71:AA71))-SUMPRODUCT(($I71:AA71)*($I$6:AA$6<=(AA$6-$E14)))","v":-4100000},{"$f":"SUMPRODUCT(($I71:AB71))-SUMPRODUCT(($I71:AB71)*($I$6:AB$6<=(AB$6-$E14)))","v":-4100000},{"$f":"SUMPRODUCT(($I71:AC71))-SUMPRODUCT(($I71:AC71)*($I$6:AC$6<=(AC$6-$E14)))","v":-4100000},{"$f":"SUMPRODUCT(($I71:AD71))-SUMPRODUCT(($I71:AD71)*($I$6:AD$6<=(AD$6-$E14)))","v":-4100000},{"$f":"SUMPRODUCT(($I71:AE71))-SUMPRODUCT(($I71:AE71)*($I$6:AE$6<=(AE$6-$E14)))","v":-4100000},{"$f":"SUMPRODUCT(($I71:AF71))-SUMPRODUCT(($I71:AF71)*($I$6:AF$6<=(AF$6-$E14)))","v":-4100000},{"$f":"SUMPRODUCT(($I71:AG71))-SUMPRODUCT(($I71:AG71)*($I$6:AG$6<=(AG$6-$E14)))","v":-4100000}]
[null,null,{"$f":"C15","v":0},null,null,null,{"$f":"input_dollars","v":"2023-12-31"},null,{"$f":"SUMPRODUCT(($I72:I72))-SUMPRODUCT(($I72:I72)*($I$6:I$6<=(I$6-$E15)))","v":0},{"$f":"SUMPRODUCT(($I72:J72))-SUMPRODUCT(($I72:J72)*($I$6:J$6<=(J$6-$E15)))","v":0},{"$f":"SUMPRODUCT(($I72:K72))-SUMPRODUCT(($I72:K72)*($I$6:K$6<=(K$6-$E15)))","v":0},{"$f":"SUMPRODUCT(($I72:L72))-SUMPRODUCT(($I72:L72)*($I$6:L$6<=(L$6-$E15)))","v":0},{"$f":"SUMPRODUCT(($I72:M72))-SUMPRODUCT(($I72:M72)*($I$6:M$6<=(M$6-$E15)))","v":0},{"$f":"SUMPRODUCT(($I72:N72))-SUMPRODUCT(($I72:N72)*($I$6:N$6<=(N$6-$E15)))","v":0},{"$f":"SUMPRODUCT(($I72:O72))-SUMPRODUCT(($I72:O72)*($I$6:O$6<=(O$6-$E15)))","v":0},{"$f":"SUMPRODUCT(($I72:P72))-SUMPRODUCT(($I72:P72)*($I$6:P$6<=(P$6-$E15)))","v":0},{"$f":"SUMPRODUCT(($I72:Q72))-SUMPRODUCT(($I72:Q72)*($I$6:Q$6<=(Q$6-$E15)))","v":0},{"$f":"SUMPRODUCT(($I72:R72))-SUMPRODUCT(($I72:R72)*($I$6:R$6<=(R$6-$E15)))","v":0},{"$f":"SUMPRODUCT(($I72:S72))-SUMPRODUCT(($I72:S72)*($I$6:S$6<=(S$6-$E15)))","v":0},{"$f":"SUMPRODUCT(($I72:T72))-SUMPRODUCT(($I72:T72)*($I$6:T$6<=(T$6-$E15)))","v":0},{"$f":"SUMPRODUCT(($I72:U72))-SUMPRODUCT(($I72:U72)*($I$6:U$6<=(U$6-$E15)))","v":0},{"$f":"SUMPRODUCT(($I72:V72))-SUMPRODUCT(($I72:V72)*($I$6:V$6<=(V$6-$E15)))","v":0},{"$f":"SUMPRODUCT(($I72:W72))-SUMPRODUCT(($I72:W72)*($I$6:W$6<=(W$6-$E15)))","v":0},{"$f":"SUMPRODUCT(($I72:X72))-SUMPRODUCT(($I72:X72)*($I$6:X$6<=(X$6-$E15)))","v":0},{"$f":"SUMPRODUCT(($I72:Y72))-SUMPRODUCT(($I72:Y72)*($I$6:Y$6<=(Y$6-$E15)))","v":0},{"$f":"SUMPRODUCT(($I72:Z72))-SUMPRODUCT(($I72:Z72)*($I$6:Z$6<=(Z$6-$E15)))","v":0},{"$f":"SUMPRODUCT(($I72:AA72))-SUMPRODUCT(($I72:AA72)*($I$6:AA$6<=(AA$6-$E15)))","v":0},{"$f":"SUMPRODUCT(($I72:AB72))-SUMPRODUCT(($I72:AB72)*($I$6:AB$6<=(AB$6-$E15)))","v":0},{"$f":"SUMPRODUCT(($I72:AC72))-SUMPRODUCT(($I72:AC72)*($I$6:AC$6<=(AC$6-$E15)))","v":0},{"$f":"SUMPRODUCT(($I72:AD72))-SUMPRODUCT(($I72:AD72)*($I$6:AD$6<=(AD$6-$E15)))","v":0},{"$f":"SUMPRODUCT(($I72:AE72))-SUMPRODUCT(($I72:AE72)*($I$6:AE$6<=(AE$6-$E15)))","v":0},{"$f":"SUMPRODUCT(($I72:AF72))-SUMPRODUCT(($I72:AF72)*($I$6:AF$6<=(AF$6-$E15)))","v":0},{"$f":"SUMPRODUCT(($I72:AG72))-SUMPRODUCT(($I72:AG72)*($I$6:AG$6<=(AG$6-$E15)))","v":0}]
[null,null,{"$f":"C16","v":0},null,null,null,{"$f":"input_dollars","v":"2023-12-31"},null,{"$f":"SUMPRODUCT(($I73:I73))-SUMPRODUCT(($I73:I73)*($I$6:I$6<=(I$6-$E16)))","v":0},{"$f":"SUMPRODUCT(($I73:J73))-SUMPRODUCT(($I73:J73)*($I$6:J$6<=(J$6-$E16)))","v":0},{"$f":"SUMPRODUCT(($I73:K73))-SUMPRODUCT(($I73:K73)*($I$6:K$6<=(K$6-$E16)))","v":0},{"$f":"SUMPRODUCT(($I73:L73))-SUMPRODUCT(($I73:L73)*($I$6:L$6<=(L$6-$E16)))","v":0},{"$f":"SUMPRODUCT(($I73:M73))-SUMPRODUCT(($I73:M73)*($I$6:M$6<=(M$6-$E16)))","v":0},{"$f":"SUMPRODUCT(($I73:N73))-SUMPRODUCT(($I73:N73)*($I$6:N$6<=(N$6-$E16)))","v":0},{"$f":"SUMPRODUCT(($I73:O73))-SUMPRODUCT(($I73:O73)*($I$6:O$6<=(O$6-$E16)))","v":0},{"$f":"SUMPRODUCT(($I73:P73))-SUMPRODUCT(($I73:P73)*($I$6:P$6<=(P$6-$E16)))","v":0},{"$f":"SUMPRODUCT(($I73:Q73))-SUMPRODUCT(($I73:Q73)*($I$6:Q$6<=(Q$6-$E16)))","v":0},{"$f":"SUMPRODUCT(($I73:R73))-SUMPRODUCT(($I73:R73)*($I$6:R$6<=(R$6-$E16)))","v":0},{"$f":"SUMPRODUCT(($I73:S73))-SUMPRODUCT(($I73:S73)*($I$6:S$6<=(S$6-$E16)))","v":0},{"$f":"SUMPRODUCT(($I73:T73))-SUMPRODUCT(($I73:T73)*($I$6:T$6<=(T$6-$E16)))","v":0},{"$f":"SUMPRODUCT(($I73:U73))-SUMPRODUCT(($I73:U73)*($I$6:U$6<=(U$6-$E16)))","v":0},{"$f":"SUMPRODUCT(($I73:V73))-SUMPRODUCT(($I73:V73)*($I$6:V$6<=(V$6-$E16)))","v":0},{"$f":"SUMPRODUCT(($I73:W73))-SUMPRODUCT(($I73:W73)*($I$6:W$6<=(W$6-$E16)))","v":0},{"$f":"SUMPRODUCT(($I73:X73))-SUMPRODUCT(($I73:X73)*($I$6:X$6<=(X$6-$E16)))","v":0},{"$f":"SUMPRODUCT(($I73:Y73))-SUMPRODUCT(($I73:Y73)*($I$6:Y$6<=(Y$6-$E16)))","v":0},{"$f":"SUMPRODUCT(($I73:Z73))-SUMPRODUCT(($I73:Z73)*($I$6:Z$6<=(Z$6-$E16)))","v":0},{"$f":"SUMPRODUCT(($I73:AA73))-SUMPRODUCT(($I73:AA73)*($I$6:AA$6<=(AA$6-$E16)))","v":0},{"$f":"SUMPRODUCT(($I73:AB73))-SUMPRODUCT(($I73:AB73)*($I$6:AB$6<=(AB$6-$E16)))","v":0},{"$f":"SUMPRODUCT(($I73:AC73))-SUMPRODUCT(($I73:AC73)*($I$6:AC$6<=(AC$6-$E16)))","v":0},{"$f":"SUMPRODUCT(($I73:AD73))-SUMPRODUCT(($I73:AD73)*($I$6:AD$6<=(AD$6-$E16)))","v":0},{"$f":"SUMPRODUCT(($I73:AE73))-SUMPRODUCT(($I73:AE73)*($I$6:AE$6<=(AE$6-$E16)))","v":0},{"$f":"SUMPRODUCT(($I73:AF73))-SUMPRODUCT(($I73:AF73)*($I$6:AF$6<=(AF$6-$E16)))","v":0},{"$f":"SUMPRODUCT(($I73:AG73))-SUMPRODUCT(($I73:AG73)*($I$6:AG$6<=(AG$6-$E16)))","v":0}]
[]
[null,null,"Annualised capex"]
[null,null,{"$f":"$C$80&\" - \"&C14","v":"Annualised capex - WPD032 construct a new feeder"},null,null,null,{"$f":"input_dollars","v":"2023-12-31"},null,{"$f":"IF($E14=0,0,-PMT(real_disc, $E14,H76,))","v":0},0,0,0,0,-174798.20922284672,-174798.20922284672,-174798.20922284672,-174798.20922284672,-174798.20922284672,-174798.20922284672,-174798.20922284672,-174798.20922284672,-174798.20922284672,-174798.20922284672,-174798.20922284672,-174798.20922284672,-174798.20922284672,-174798.20922284672,-174798.20922284672,-174798.20922284672,-174798.20922284672,-174798.20922284672,-174798.20922284672,-174798.20922284672]
[null,null,{"$f":"$C$80&\" - \"&C15","v":"Annualised capex - "},null,null,null,{"$f":"input_dollars","v":"2023-12-31"},null,{"$f":"IF($E15=0,0,-PMT(real_disc, $E15,H77,))","v":0},0,0,0,0,0,0,0,0,0,0,0,0,0,0,0,0,0,0,0,0,0,0,0,0]
[null,null,{"$f":"$C$80&\" - \"&C16","v":"Annualised capex - "},null,null,null,{"$f":"input_dollars","v":"2023-12-31"},null,{"$f":"IF($E16=0,0,-PMT(real_disc, $E16,H78,))","v":0},0,0,0,0,0,0,0,0,0,0,0,0,0,0,0,0,0,0,0,0,0,0,0,0]
[null,null,"Total annualised capex",null,null,null,{"$f":"input_dollars","v":"2023-12-31"},null,{"$f":"SUM(I81:I83)","v":0},{"$f":"SUM(J81:J83)","v":0},0,0,0,-174798.20922284672,-174798.20922284672,-174798.20922284672,-174798.20922284672,-174798.20922284672,-174798.20922284672,-174798.20922284672,-174798.20922284672,-174798.20922284672,-174798.20922284672,-174798.20922284672,-174798.20922284672,-174798.20922284672,-174798.20922284672,-174798.20922284672,{"$f":"SUM(AC81:AC83)","v":-174798.20922284672},{"$f":"SUM(AD81:AD83)","v":-174798.20922284672},{"$f":"SUM(AE81:AE83)","v":-174798.20922284672},{"$f":"SUM(AF81:AF83)","v":-174798.20922284672},{"$f":"SUM(AG81:AG83)","v":-174798.20922284672}]
[]
[null,null,"Annualised capex",null,null,null,{"$f":"input_dollars","v":"2023-12-31"},null,{"$f":"I84","v":0},{"$f":"J84","v":0},0,0,0,-174798.20922284672,-174798.20922284672,-174798.20922284672,-174798.20922284672,-174798.20922284672,-174798.20922284672,-174798.20922284672,-174798.20922284672,-174798.20922284672,-174798.20922284672,-174798.20922284672,-174798.20922284672,-174798.20922284672,-174798.20922284672,-174798.20922284672,{"$f":"AC84","v":-174798.20922284672},{"$f":"AD84","v":-174798.20922284672},{"$f":"AE84","v":-174798.20922284672},{"$f":"AF84","v":-174798.20922284672},{"$f":"AG84","v":-174798.20922284672}]
[null,null,"Operating expenditure",null,null,null,"2023-12-31",null,{"$f":"-I19","v":0},0,0,0,0,0,0,0,0,0,0,0,0,0,0,0,0,0,0,0,0,0,0,0,0]
[null,null,"Risk mitigated",null,null,null,"2023-12-31",null,{"$f":"I68","v":0},0,0,0,0,230381.91455639747,333536.79023276636,436075.20494937163,525021.31657969975,525021.31657969975,525021.31657969975,525021.31657969975,525021.31657969975,525021.31657969975,525021.31657969975,525021.31657969975,525021.31657969975,525021.31657969975,525021.31657969975,525021.31657969975,525021.31657969975,525021.31657969975,525021.31657969975,525021.31657969975,525021.31657969975]
[null,null,"Other benefits value",null,null,null,"2023-12-31",null,{"$f":"I61","v":0},0,0,0,0,0,0,0,0,0,0,0,0,0,0,0,0,0,0,0,0,0,0,0,0]
[]
[null,null,"Net benefits",null,null,null,"2023-12-31",null,{"$f":"SUM(I86:I90)","v":0},0,0,0,0,55583.705333550752,158738.58100991964,261276.99572652491,350223.10735685303,350223.10735685303,350223.10735685303,350223.10735685303,350223.10735685303,350223.10735685303,350223.10735685303,350223.10735685303,350223.10735685303,350223.10735685303,350223.10735685303,350223.10735685303,{"$f":"SUM(AC86:AC90)","v":350223.10735685303},{"$f":"SUM(AD86:AD90)","v":350223.10735685303},{"$f":"SUM(AE86:AE90)","v":350223.10735685303},{"$f":"SUM(AF86:AF90)","v":350223.10735685303},{"$f":"SUM(AG86:AG90)","v":350223.10735685303}]
[]
[]
[null,null,"First capex year",null,null,null,{"$f":"IF(SUM($I17:$AG17)=0,0,(INDEX(I$6:AG$6,MATCH(TRUE,INDEX($I17:$AG17<>0,),0))))","v":5}]
[]
[null,null,"First year",null,null,null,{"$f":"IF(_xlfn.MINIFS($G$94:$G$95, $G$94:$G$95, \">\"&0)=0, $A$4, _xlfn.MINIFS($G$94:$G$95, $G$94:$G$95, \">\"&0))","v":5}]
[]
[]
[]
[]
[]
[]
[]
[]
[]
["SENSITIVITIES"]
[]
[]
[]
["NPV",null,"Net benefits",null,null,null,{"$f":"PROPER($A$3)&A110","v":"Option 3NPV"},null,{"$f":"I91","v":0},{"$f":"J91","v":0},0,0,0,55583.705333550752,158738.58100991964,261276.99572652491,350223.10735685303,350223.10735685303,350223.10735685303,350223.10735685303,350223.10735685303,350223.10735685303,350223.10735685303,350223.10735685303,350223.10735685303,350223.10735685303,350223.10735685303,350223.10735685303,350223.10735685303,350223.10735685303,350223.10735685303,350223.10735685303,350223.10735685303]
[null,null,"Total annualised capex",null,null,null,null,null,{"$f":"I86","v":0},{"$f":"J86","v":0},0,0,0,-174798.20922284672,-174798.20922284672,-174798.20922284672,-174798.20922284672,-174798.20922284672,-174798.20922284672,-174798.20922284672,-174798.20922284672,-174798.20922284672,-174798.20922284672,-174798.20922284672,-174798.20922284672,-174798.20922284672,-174798.20922284672,-174798.20922284672,-174798.20922284672,-174798.20922284672,-174798.20922284672,-174798.20922284672,-174798.20922284672]
[null,null,"Total benefits",null,null,null,null,null,{"$f":"SUM(I88:I89)","v":0},{"$f":"SUM(J88:J89)","v":0},0,0,0,230381.91455639747,333536.79023276636,436075.20494937163,525021.31657969975,525021.31657969975,525021.31657969975,525021.31657969975,525021.31657969975,525021.31657969975,525021.31657969975,525021.31657969975,525021.31657969975,525021.31657969975,525021.31657969975,525021.31657969975,525021.31657969975,525021.31657969975,525021.31657969975,525021.31657969975,525021.31657969975]
[null,null,null,{"$f":"Assumptions!G110","v":"Capex"},{"$f":"Assumptions!H110","v":"Total benefits"}]
[{"$f":"\"sens\"&Assumptions!B111","v":"sens1"},null,{"$f":"Assumptions!C111","v":"Capex 10% higher"},{"$f":"Assumptions!G111","v":0.1},{"$f":"Assumptions!H111","v":0},null,{"$f":"PROPER($A$3)&A114","v":"Option 3sens1"},null,{"$f":"I$110+IF($C114<>0,SUMPRODUCT((I$111:I$112)*TRANSPOSE(($D114:$E114))),0)","v":0},{"$f":"J$110+IF($C114<>0,SUMPRODUCT((J$111:J$112)*TRANSPOSE(($D114:$E114))),0)","v":0},{"$f":"K$110+IF($C114<>0,SUMPRODUCT((K$111:K$112)*TRANSPOSE(($D114:$E114))),0)","v":0},{"$f":"L$110+IF($C114<>0,SUMPRODUCT((L$111:L$112)*TRANSPOSE(($D114:$E114))),0)","v":0},{"$f":"M$110+IF($C114<>0,SUMPRODUCT((M$111:M$112)*TRANSPOSE(($D114:$E114))),0)","v":0},{"$f":"N$110+IF($C114<>0,SUMPRODUCT((N$111:N$112)*TRANSPOSE(($D114:$E114))),0)","v":38103.884411266074},{"$f":"O$110+IF($C114<>0,SUMPRODUCT((O$111:O$112)*TRANSPOSE(($D114:$E114))),0)","v":141258.76008763496},{"$f":"P$110+IF($C114<>0,SUMPRODUCT((P$111:P$112)*TRANSPOSE(($D114:$E114))),0)","v":243797.17480424023},{"$f":"Q$110+IF($C114<>0,SUMPRODUCT((Q$111:Q$112)*TRANSPOSE(($D114:$E114))),0)","v":332743.28643456835},{"$f":"R$110+IF($C114<>0,SUMPRODUCT((R$111:R$112)*TRANSPOSE(($D114:$E114))),0)","v":332743.28643456835},{"$f":"S$110+IF($C114<>0,SUMPRODUCT((S$111:S$112)*TRANSPOSE(($D114:$E114))),0)","v":332743.28643456835},{"$f":"T$110+IF($C114<>0,SUMPRODUCT((T$111:T$112)*TRANSPOSE(($D114:$E114))),0)","v":332743.28643456835},{"$f":"U$110+IF($C114<>0,SUMPRODUCT((U$111:U$112)*TRANSPOSE(($D114:$E114))),0)","v":332743.28643456835},{"$f":"V$110+IF($C114<>0,SUMPRODUCT((V$111:V$112)*TRANSPOSE(($D114:$E114))),0)","v":332743.28643456835},{"$f":"W$110+IF($C114<>0,SUMPRODUCT((W$111:W$112)*TRANSPOSE(($D114:$E114))),0)","v":332743.28643456835},{"$f":"X$110+IF($C114<>0,SUMPRODUCT((X$111:X$112)*TRANSPOSE(($D114:$E114))),0)","v":332743.28643456835},{"$f":"Y$110+IF($C114<>0,SUMPRODUCT((Y$111:Y$112)*TRANSPOSE(($D114:$E114))),0)","v":332743.28643456835},{"$f":"Z$110+IF($C114<>0,SUMPRODUCT((Z$111:Z$112)*TRANSPOSE(($D114:$E114))),0)","v":332743.28643456835},{"$f":"AA$110+IF($C114<>0,SUMPRODUCT((AA$111:AA$112)*TRANSPOSE(($D114:$E114))),0)","v":332743.28643456835},{"$f":"AB$110+IF($C114<>0,SUMPRODUCT((AB$111:AB$112)*TRANSPOSE(($D114:$E114))),0)","v":332743.28643456835},{"$f":"AC$110+IF($C114<>0,SUMPRODUCT((AC$111:AC$112)*TRANSPOSE(($D114:$E114))),0)","v":332743.28643456835},{"$f":"AD$110+IF($C114<>0,SUMPRODUCT((AD$111:AD$112)*TRANSPOSE(($D114:$E114))),0)","v":332743.28643456835},{"$f":"AE$110+IF($C114<>0,SUMPRODUCT((AE$111:AE$112)*TRANSPOSE(($D114:$E114))),0)","v":332743.28643456835},{"$f":"AF$110+IF($C114<>0,SUMPRODUCT((AF$111:AF$112)*TRANSPOSE(($D114:$E114))),0)","v":332743.28643456835},{"$f":"AG$110+IF($C114<>0,SUMPRODUCT((AG$111:AG$112)*TRANSPOSE(($D114:$E114))),0)","v":332743.28643456835}]
[{"$f":"\"sens\"&Assumptions!B112","v":"sens2"},null,{"$f":"Assumptions!C112","v":"Capex 10% lower"},{"$f":"Assumptions!G112","v":-0.1},{"$f":"Assumptions!H112","v":0},null,{"$f":"PROPER($A$3)&A115","v":"Option 3sens2"},null,{"$f":"I$110+IF($C115<>0,SUMPRODUCT((I$111:I$112)*TRANSPOSE(($D115:$E115))),0)","v":0},{"$f":"J$110+IF($C115<>0,SUMPRODUCT((J$111:J$112)*TRANSPOSE(($D115:$E115))),0)","v":0},{"$f":"K$110+IF($C115<>0,SUMPRODUCT((K$111:K$112)*TRANSPOSE(($D115:$E115))),0)","v":0},{"$f":"L$110+IF($C115<>0,SUMPRODUCT((L$111:L$112)*TRANSPOSE(($D115:$E115))),0)","v":0},{"$f":"M$110+IF($C115<>0,SUMPRODUCT((M$111:M$112)*TRANSPOSE(($D115:$E115))),0)","v":0},{"$f":"N$110+IF($C115<>0,SUMPRODUCT((N$111:N$112)*TRANSPOSE(($D115:$E115))),0)","v":73063.52625583543},{"$f":"O$110+IF($C115<>0,SUMPRODUCT((O$111:O$112)*TRANSPOSE(($D115:$E115))),0)","v":176218.40193220432},{"$f":"P$110+IF($C115<>0,SUMPRODUCT((P$111:P$112)*TRANSPOSE(($D115:$E115))),0)","v":278756.81664880959},{"$f":"Q$110+IF($C115<>0,SUMPRODUCT((Q$111:Q$112)*TRANSPOSE(($D115:$E115))),0)","v":367702.9282791377},{"$f":"R$110+IF($C115<>0,SUMPRODUCT((R$111:R$112)*TRANSPOSE(($D115:$E115))),0)","v":367702.9282791377},{"$f":"S$110+IF($C115<>0,SUMPRODUCT((S$111:S$112)*TRANSPOSE(($D115:$E115))),0)","v":367702.9282791377},{"$f":"T$110+IF($C115<>0,SUMPRODUCT((T$111:T$112)*TRANSPOSE(($D115:$E115))),0)","v":367702.9282791377},{"$f":"U$110+IF($C115<>0,SUMPRODUCT((U$111:U$112)*TRANSPOSE(($D115:$E115))),0)","v":367702.9282791377},{"$f":"V$110+IF($C115<>0,SUMPRODUCT((V$111:V$112)*TRANSPOSE(($D115:$E115))),0)","v":367702.9282791377},{"$f":"W$110+IF($C115<>0,SUMPRODUCT((W$111:W$112)*TRANSPOSE(($D115:$E115))),0)","v":367702.9282791377},{"$f":"X$110+IF($C115<>0,SUMPRODUCT((X$111:X$112)*TRANSPOSE(($D115:$E115))),0)","v":367702.9282791377},{"$f":"Y$110+IF($C115<>0,SUMPRODUCT((Y$111:Y$112)*TRANSPOSE(($D115:$E115))),0)","v":367702.9282791377},{"$f":"Z$110+IF($C115<>0,SUMPRODUCT((Z$111:Z$112)*TRANSPOSE(($D115:$E115))),0)","v":367702.9282791377},{"$f":"AA$110+IF($C115<>0,SUMPRODUCT((AA$111:AA$112)*TRANSPOSE(($D115:$E115))),0)","v":367702.9282791377},{"$f":"AB$110+IF($C115<>0,SUMPRODUCT((AB$111:AB$112)*TRANSPOSE(($D115:$E115))),0)","v":367702.9282791377},{"$f":"AC$110+IF($C115<>0,SUMPRODUCT((AC$111:AC$112)*TRANSPOSE(($D115:$E115))),0)","v":367702.9282791377},{"$f":"AD$110+IF($C115<>0,SUMPRODUCT((AD$111:AD$112)*TRANSPOSE(($D115:$E115))),0)","v":367702.9282791377},{"$f":"AE$110+IF($C115<>0,SUMPRODUCT((AE$111:AE$112)*TRANSPOSE(($D115:$E115))),0)","v":367702.9282791377},{"$f":"AF$110+IF($C115<>0,SUMPRODUCT((AF$111:AF$112)*TRANSPOSE(($D115:$E115))),0)","v":367702.9282791377},{"$f":"AG$110+IF($C115<>0,SUMPRODUCT((AG$111:AG$112)*TRANSPOSE(($D115:$E115))),0)","v":367702.9282791377}]
[{"$f":"\"sens\"&Assumptions!B113","v":"sens3"},null,{"$f":"Assumptions!C113","v":"Total benefits 10% higher"},{"$f":"Assumptions!G113","v":0},{"$f":"Assumptions!H113","v":0.1},null,"Option 3sens3",null,{"$f":"I$110+IF($C116<>0,SUMPRODUCT((I$111:I$112)*TRANSPOSE(($D116:$E116))),0)","v":0},{"$f":"J$110+IF($C116<>0,SUMPRODUCT((J$111:J$112)*TRANSPOSE(($D116:$E116))),0)","v":0},{"$f":"K$110+IF($C116<>0,SUMPRODUCT((K$111:K$112)*TRANSPOSE(($D116:$E116))),0)","v":0},{"$f":"L$110+IF($C116<>0,SUMPRODUCT((L$111:L$112)*TRANSPOSE(($D116:$E116))),0)","v":0},{"$f":"M$110+IF($C116<>0,SUMPRODUCT((M$111:M$112)*TRANSPOSE(($D116:$E116))),0)","v":0},{"$f":"N$110+IF($C116<>0,SUMPRODUCT((N$111:N$112)*TRANSPOSE(($D116:$E116))),0)","v":78621.896789190505},{"$f":"O$110+IF($C116<>0,SUMPRODUCT((O$111:O$112)*TRANSPOSE(($D116:$E116))),0)","v":192092.26003319627},{"$f":"P$110+IF($C116<>0,SUMPRODUCT((P$111:P$112)*TRANSPOSE(($D116:$E116))),0)","v":304884.51622146205},{"$f":"Q$110+IF($C116<>0,SUMPRODUCT((Q$111:Q$112)*TRANSPOSE(($D116:$E116))),0)","v":402725.23901482299},{"$f":"R$110+IF($C116<>0,SUMPRODUCT((R$111:R$112)*TRANSPOSE(($D116:$E116))),0)","v":402725.23901482299},{"$f":"S$110+IF($C116<>0,SUMPRODUCT((S$111:S$112)*TRANSPOSE(($D116:$E116))),0)","v":402725.23901482299},{"$f":"T$110+IF($C116<>0,SUMPRODUCT((T$111:T$112)*TRANSPOSE(($D116:$E116))),0)","v":402725.23901482299},{"$f":"U$110+IF($C116<>0,SUMPRODUCT((U$111:U$112)*TRANSPOSE(($D116:$E116))),0)","v":402725.23901482299},{"$f":"V$110+IF($C116<>0,SUMPRODUCT((V$111:V$112)*TRANSPOSE(($D116:$E116))),0)","v":402725.23901482299},{"$f":"W$110+IF($C116<>0,SUMPRODUCT((W$111:W$112)*TRANSPOSE(($D116:$E116))),0)","v":402725.23901482299},{"$f":"X$110+IF($C116<>0,SUMPRODUCT((X$111:X$112)*TRANSPOSE(($D116:$E116))),0)","v":402725.23901482299},{"$f":"Y$110+IF($C116<>0,SUMPRODUCT((Y$111:Y$112)*TRANSPOSE(($D116:$E116))),0)","v":402725.23901482299},{"$f":"Z$110+IF($C116<>0,SUMPRODUCT((Z$111:Z$112)*TRANSPOSE(($D116:$E116))),0)","v":402725.23901482299},{"$f":"AA$110+IF($C116<>0,SUMPRODUCT((AA$111:AA$112)*TRANSPOSE(($D116:$E116))),0)","v":402725.23901482299},{"$f":"AB$110+IF($C116<>0,SUMPRODUCT((AB$111:AB$112)*TRANSPOSE(($D116:$E116))),0)","v":402725.23901482299},{"$f":"AC$110+IF($C116<>0,SUMPRODUCT((AC$111:AC$112)*TRANSPOSE(($D116:$E116))),0)","v":402725.23901482299},{"$f":"AD$110+IF($C116<>0,SUMPRODUCT((AD$111:AD$112)*TRANSPOSE(($D116:$E116))),0)","v":402725.23901482299},{"$f":"AE$110+IF($C116<>0,SUMPRODUCT((AE$111:AE$112)*TRANSPOSE(($D116:$E116))),0)","v":402725.23901482299},{"$f":"AF$110+IF($C116<>0,SUMPRODUCT((AF$111:AF$112)*TRANSPOSE(($D116:$E116))),0)","v":402725.23901482299},{"$f":"AG$110+IF($C116<>0,SUMPRODUCT((AG$111:AG$112)*TRANSPOSE(($D116:$E116))),0)","v":402725.23901482299}]
[{"$f":"\"sens\"&Assumptions!B114","v":"sens4"},null,{"$f":"Assumptions!C114","v":"Total benefits 10% lower"},{"$f":"Assumptions!G114","v":0},{"$f":"Assumptions!H114","v":-0.1},null,"Option 3sens4",null,{"$f":"I$110+IF($C117<>0,SUMPRODUCT((I$111:I$112)*TRANSPOSE(($D117:$E117))),0)","v":0},{"$f":"J$110+IF($C117<>0,SUMPRODUCT((J$111:J$112)*TRANSPOSE(($D117:$E117))),0)","v":0},{"$f":"K$110+IF($C117<>0,SUMPRODUCT((K$111:K$112)*TRANSPOSE(($D117:$E117))),0)","v":0},{"$f":"L$110+IF($C117<>0,SUMPRODUCT((L$111:L$112)*TRANSPOSE(($D117:$E117))),0)","v":0},{"$f":"M$110+IF($C117<>0,SUMPRODUCT((M$111:M$112)*TRANSPOSE(($D117:$E117))),0)","v":0},{"$f":"N$110+IF($C117<>0,SUMPRODUCT((N$111:N$112)*TRANSPOSE(($D117:$E117))),0)","v":32545.513877911002},{"$f":"O$110+IF($C117<>0,SUMPRODUCT((O$111:O$112)*TRANSPOSE(($D117:$E117))),0)","v":125384.901986643},{"$f":"P$110+IF($C117<>0,SUMPRODUCT((P$111:P$112)*TRANSPOSE(($D117:$E117))),0)","v":217669.47523158774},{"$f":"Q$110+IF($C117<>0,SUMPRODUCT((Q$111:Q$112)*TRANSPOSE(($D117:$E117))),0)","v":297720.97569888306},{"$f":"R$110+IF($C117<>0,SUMPRODUCT((R$111:R$112)*TRANSPOSE(($D117:$E117))),0)","v":297720.97569888306},{"$f":"S$110+IF($C117<>0,SUMPRODUCT((S$111:S$112)*TRANSPOSE(($D117:$E117))),0)","v":297720.97569888306},{"$f":"T$110+IF($C117<>0,SUMPRODUCT((T$111:T$112)*TRANSPOSE(($D117:$E117))),0)","v":297720.97569888306},{"$f":"U$110+IF($C117<>0,SUMPRODUCT((U$111:U$112)*TRANSPOSE(($D117:$E117))),0)","v":297720.97569888306},{"$f":"V$110+IF($C117<>0,SUMPRODUCT((V$111:V$112)*TRANSPOSE(($D117:$E117))),0)","v":297720.97569888306},{"$f":"W$110+IF($C117<>0,SUMPRODUCT((W$111:W$112)*TRANSPOSE(($D117:$E117))),0)","v":297720.97569888306},{"$f":"X$110+IF($C117<>0,SUMPRODUCT((X$111:X$112)*TRANSPOSE(($D117:$E117))),0)","v":297720.97569888306},{"$f":"Y$110+IF($C117<>0,SUMPRODUCT((Y$111:Y$112)*TRANSPOSE(($D117:$E117))),0)","v":297720.97569888306},{"$f":"Z$110+IF($C117<>0,SUMPRODUCT((Z$111:Z$112)*TRANSPOSE(($D117:$E117))),0)","v":297720.97569888306},{"$f":"AA$110+IF($C117<>0,SUMPRODUCT((AA$111:AA$112)*TRANSPOSE(($D117:$E117))),0)","v":297720.97569888306},{"$f":"AB$110+IF($C117<>0,SUMPRODUCT((AB$111:AB$112)*TRANSPOSE(($D117:$E117))),0)","v":297720.97569888306},{"$f":"AC$110+IF($C117<>0,SUMPRODUCT((AC$111:AC$112)*TRANSPOSE(($D117:$E117))),0)","v":297720.97569888306},{"$f":"AD$110+IF($C117<>0,SUMPRODUCT((AD$111:AD$112)*TRANSPOSE(($D117:$E117))),0)","v":297720.97569888306},{"$f":"AE$110+IF($C117<>0,SUMPRODUCT((AE$111:AE$112)*TRANSPOSE(($D117:$E117))),0)","v":297720.97569888306},{"$f":"AF$110+IF($C117<>0,SUMPRODUCT((AF$111:AF$112)*TRANSPOSE(($D117:$E117))),0)","v":297720.97569888306},{"$f":"AG$110+IF($C117<>0,SUMPRODUCT((AG$111:AG$112)*TRANSPOSE(($D117:$E117))),0)","v":297720.97569888306}]
[{"$f":"\"sens\"&Assumptions!B115","v":"sens5"},null,{"$f":"Assumptions!C115","v":"Capex 10% higher & Total benefits 10% lower"},{"$f":"Assumptions!G115","v":0.1},{"$f":"Assumptions!H115","v":-0.1},null,"Option 3sens5",null,{"$f":"I$110+IF($C118<>0,SUMPRODUCT((I$111:I$112)*TRANSPOSE(($D118:$E118))),0)","v":0},{"$f":"J$110+IF($C118<>0,SUMPRODUCT((J$111:J$112)*TRANSPOSE(($D118:$E118))),0)","v":0},{"$f":"K$110+IF($C118<>0,SUMPRODUCT((K$111:K$112)*TRANSPOSE(($D118:$E118))),0)","v":0},{"$f":"L$110+IF($C118<>0,SUMPRODUCT((L$111:L$112)*TRANSPOSE(($D118:$E118))),0)","v":0},{"$f":"M$110+IF($C118<>0,SUMPRODUCT((M$111:M$112)*TRANSPOSE(($D118:$E118))),0)","v":0},{"$f":"N$110+IF($C118<>0,SUMPRODUCT((N$111:N$112)*TRANSPOSE(($D118:$E118))),0)","v":15065.692955626328},{"$f":"O$110+IF($C118<>0,SUMPRODUCT((O$111:O$112)*TRANSPOSE(($D118:$E118))),0)","v":107905.08106435832},{"$f":"P$110+IF($C118<>0,SUMPRODUCT((P$111:P$112)*TRANSPOSE(($D118:$E118))),0)","v":200189.65430930306},{"$f":"Q$110+IF($C118<>0,SUMPRODUCT((Q$111:Q$112)*TRANSPOSE(($D118:$E118))),0)","v":280241.15477659839},{"$f":"R$110+IF($C118<>0,SUMPRODUCT((R$111:R$112)*TRANSPOSE(($D118:$E118))),0)","v":280241.15477659839},{"$f":"S$110+IF($C118<>0,SUMPRODUCT((S$111:S$112)*TRANSPOSE(($D118:$E118))),0)","v":280241.15477659839},{"$f":"T$110+IF($C118<>0,SUMPRODUCT((T$111:T$112)*TRANSPOSE(($D118:$E118))),0)","v":280241.15477659839},{"$f":"U$110+IF($C118<>0,SUMPRODUCT((U$111:U$112)*TRANSPOSE(($D118:$E118))),0)","v":280241.15477659839},{"$f":"V$110+IF($C118<>0,SUMPRODUCT((V$111:V$112)*TRANSPOSE(($D118:$E118))),0)","v":280241.15477659839},{"$f":"W$110+IF($C118<>0,SUMPRODUCT((W$111:W$112)*TRANSPOSE(($D118:$E118))),0)","v":280241.15477659839},{"$f":"X$110+IF($C118<>0,SUMPRODUCT((X$111:X$112)*TRANSPOSE(($D118:$E118))),0)","v":280241.15477659839},{"$f":"Y$110+IF($C118<>0,SUMPRODUCT((Y$111:Y$112)*TRANSPOSE(($D118:$E118))),0)","v":280241.15477659839},{"$f":"Z$110+IF($C118<>0,SUMPRODUCT((Z$111:Z$112)*TRANSPOSE(($D118:$E118))),0)","v":280241.15477659839},{"$f":"AA$110+IF($C118<>0,SUMPRODUCT((AA$111:AA$112)*TRANSPOSE(($D118:$E118))),0)","v":280241.15477659839},{"$f":"AB$110+IF($C118<>0,SUMPRODUCT((AB$111:AB$112)*TRANSPOSE(($D118:$E118))),0)","v":280241.15477659839},{"$f":"AC$110+IF($C118<>0,SUMPRODUCT((AC$111:AC$112)*TRANSPOSE(($D118:$E118))),0)","v":280241.15477659839},{"$f":"AD$110+IF($C118<>0,SUMPRODUCT((AD$111:AD$112)*TRANSPOSE(($D118:$E118))),0)","v":280241.15477659839},{"$f":"AE$110+IF($C118<>0,SUMPRODUCT((AE$111:AE$112)*TRANSPOSE(($D118:$E118))),0)","v":280241.15477659839},{"$f":"AF$110+IF($C118<>0,SUMPRODUCT((AF$111:AF$112)*TRANSPOSE(($D118:$E118))),0)","v":280241.15477659839},{"$f":"AG$110+IF($C118<>0,SUMPRODUCT((AG$111:AG$112)*TRANSPOSE(($D118:$E118))),0)","v":280241.15477659839}]
[{"$f":"\"sens\"&Assumptions!B116","v":"sens"},null,{"$f":"Assumptions!C116","v":0},{"$f":"Assumptions!G116","v":0},{"$f":"Assumptions!H116","v":0},null,"Option 3sens",null,{"$f":"I$110+IF($C119<>0,SUMPRODUCT((I$111:I$112)*TRANSPOSE(($D119:$E119))),0)","v":0},{"$f":"J$110+IF($C119<>0,SUMPRODUCT((J$111:J$112)*TRANSPOSE(($D119:$E119))),0)","v":0},{"$f":"K$110+IF($C119<>0,SUMPRODUCT((K$111:K$112)*TRANSPOSE(($D119:$E119))),0)","v":0},{"$f":"L$110+IF($C119<>0,SUMPRODUCT((L$111:L$112)*TRANSPOSE(($D119:$E119))),0)","v":0},{"$f":"M$110+IF($C119<>0,SUMPRODUCT((M$111:M$112)*TRANSPOSE(($D119:$E119))),0)","v":0},{"$f":"N$110+IF($C119<>0,SUMPRODUCT((N$111:N$112)*TRANSPOSE(($D119:$E119))),0)","v":55583.705333550752},{"$f":"O$110+IF($C119<>0,SUMPRODUCT((O$111:O$112)*TRANSPOSE(($D119:$E119))),0)","v":158738.58100991964},{"$f":"P$110+IF($C119<>0,SUMPRODUCT((P$111:P$112)*TRANSPOSE(($D119:$E119))),0)","v":261276.99572652491},{"$f":"Q$110+IF($C119<>0,SUMPRODUCT((Q$111:Q$112)*TRANSPOSE(($D119:$E119))),0)","v":350223.10735685303},{"$f":"R$110+IF($C119<>0,SUMPRODUCT((R$111:R$112)*TRANSPOSE(($D119:$E119))),0)","v":350223.10735685303},{"$f":"S$110+IF($C119<>0,SUMPRODUCT((S$111:S$112)*TRANSPOSE(($D119:$E119))),0)","v":350223.10735685303},{"$f":"T$110+IF($C119<>0,SUMPRODUCT((T$111:T$112)*TRANSPOSE(($D119:$E119))),0)","v":350223.10735685303},{"$f":"U$110+IF($C119<>0,SUMPRODUCT((U$111:U$112)*TRANSPOSE(($D119:$E119))),0)","v":350223.10735685303},{"$f":"V$110+IF($C119<>0,SUMPRODUCT((V$111:V$112)*TRANSPOSE(($D119:$E119))),0)","v":350223.10735685303},{"$f":"W$110+IF($C119<>0,SUMPRODUCT((W$111:W$112)*TRANSPOSE(($D119:$E119))),0)","v":350223.10735685303},{"$f":"X$110+IF($C119<>0,SUMPRODUCT((X$111:X$112)*TRANSPOSE(($D119:$E119))),0)","v":350223.10735685303},{"$f":"Y$110+IF($C119<>0,SUMPRODUCT((Y$111:Y$112)*TRANSPOSE(($D119:$E119))),0)","v":350223.10735685303},{"$f":"Z$110+IF($C119<>0,SUMPRODUCT((Z$111:Z$112)*TRANSPOSE(($D119:$E119))),0)","v":350223.10735685303},{"$f":"AA$110+IF($C119<>0,SUMPRODUCT((AA$111:AA$112)*TRANSPOSE(($D119:$E119))),0)","v":350223.10735685303},{"$f":"AB$110+IF($C119<>0,SUMPRODUCT((AB$111:AB$112)*TRANSPOSE(($D119:$E119))),0)","v":350223.10735685303},{"$f":"AC$110+IF($C119<>0,SUMPRODUCT((AC$111:AC$112)*TRANSPOSE(($D119:$E119))),0)","v":350223.10735685303},{"$f":"AD$110+IF($C119<>0,SUMPRODUCT((AD$111:AD$112)*TRANSPOSE(($D119:$E119))),0)","v":350223.10735685303},{"$f":"AE$110+IF($C119<>0,SUMPRODUCT((AE$111:AE$112)*TRANSPOSE(($D119:$E119))),0)","v":350223.10735685303},{"$f":"AF$110+IF($C119<>0,SUMPRODUCT((AF$111:AF$112)*TRANSPOSE(($D119:$E119))),0)","v":350223.10735685303},{"$f":"AG$110+IF($C119<>0,SUMPRODUCT((AG$111:AG$112)*TRANSPOSE(($D119:$E119))),0)","v":350223.10735685303}]
[{"$f":"\"sens\"&Assumptions!B117","v":"sens"},null,{"$f":"Assumptions!C117","v":0},{"$f":"Assumptions!G117","v":0},{"$f":"Assumptions!H117","v":0},null,"Option 3sens",null,{"$f":"I$110+IF($C120<>0,SUMPRODUCT((I$111:I$112)*TRANSPOSE(($D120:$E120))),0)","v":0},{"$f":"J$110+IF($C120<>0,SUMPRODUCT((J$111:J$112)*TRANSPOSE(($D120:$E120))),0)","v":0},{"$f":"K$110+IF($C120<>0,SUMPRODUCT((K$111:K$112)*TRANSPOSE(($D120:$E120))),0)","v":0},{"$f":"L$110+IF($C120<>0,SUMPRODUCT((L$111:L$112)*TRANSPOSE(($D120:$E120))),0)","v":0},{"$f":"M$110+IF($C120<>0,SUMPRODUCT((M$111:M$112)*TRANSPOSE(($D120:$E120))),0)","v":0},{"$f":"N$110+IF($C120<>0,SUMPRODUCT((N$111:N$112)*TRANSPOSE(($D120:$E120))),0)","v":55583.705333550752},{"$f":"O$110+IF($C120<>0,SUMPRODUCT((O$111:O$112)*TRANSPOSE(($D120:$E120))),0)","v":158738.58100991964},{"$f":"P$110+IF($C120<>0,SUMPRODUCT((P$111:P$112)*TRANSPOSE(($D120:$E120))),0)","v":261276.99572652491},{"$f":"Q$110+IF($C120<>0,SUMPRODUCT((Q$111:Q$112)*TRANSPOSE(($D120:$E120))),0)","v":350223.10735685303},{"$f":"R$110+IF($C120<>0,SUMPRODUCT((R$111:R$112)*TRANSPOSE(($D120:$E120))),0)","v":350223.10735685303},{"$f":"S$110+IF($C120<>0,SUMPRODUCT((S$111:S$112)*TRANSPOSE(($D120:$E120))),0)","v":350223.10735685303},{"$f":"T$110+IF($C120<>0,SUMPRODUCT((T$111:T$112)*TRANSPOSE(($D120:$E120))),0)","v":350223.10735685303},{"$f":"U$110+IF($C120<>0,SUMPRODUCT((U$111:U$112)*TRANSPOSE(($D120:$E120))),0)","v":350223.10735685303},{"$f":"V$110+IF($C120<>0,SUMPRODUCT((V$111:V$112)*TRANSPOSE(($D120:$E120))),0)","v":350223.10735685303},{"$f":"W$110+IF($C120<>0,SUMPRODUCT((W$111:W$112)*TRANSPOSE(($D120:$E120))),0)","v":350223.10735685303},{"$f":"X$110+IF($C120<>0,SUMPRODUCT((X$111:X$112)*TRANSPOSE(($D120:$E120))),0)","v":350223.10735685303},{"$f":"Y$110+IF($C120<>0,SUMPRODUCT((Y$111:Y$112)*TRANSPOSE(($D120:$E120))),0)","v":350223.10735685303},{"$f":"Z$110+IF($C120<>0,SUMPRODUCT((Z$111:Z$112)*TRANSPOSE(($D120:$E120))),0)","v":350223.10735685303},{"$f":"AA$110+IF($C120<>0,SUMPRODUCT((AA$111:AA$112)*TRANSPOSE(($D120:$E120))),0)","v":350223.10735685303},{"$f":"AB$110+IF($C120<>0,SUMPRODUCT((AB$111:AB$112)*TRANSPOSE(($D120:$E120))),0)","v":350223.10735685303},{"$f":"AC$110+IF($C120<>0,SUMPRODUCT((AC$111:AC$112)*TRANSPOSE(($D120:$E120))),0)","v":350223.10735685303},{"$f":"AD$110+IF($C120<>0,SUMPRODUCT((AD$111:AD$112)*TRANSPOSE(($D120:$E120))),0)","v":350223.10735685303},{"$f":"AE$110+IF($C120<>0,SUMPRODUCT((AE$111:AE$112)*TRANSPOSE(($D120:$E120))),0)","v":350223.10735685303},{"$f":"AF$110+IF($C120<>0,SUMPRODUCT((AF$111:AF$112)*TRANSPOSE(($D120:$E120))),0)","v":350223.10735685303},{"$f":"AG$110+IF($C120<>0,SUMPRODUCT((AG$111:AG$112)*TRANSPOSE(($D120:$E120))),0)","v":350223.10735685303}]
[{"$f":"\"sens\"&Assumptions!B118","v":"sens"},null,{"$f":"Assumptions!C118","v":0},{"$f":"Assumptions!G118","v":0},{"$f":"Assumptions!H118","v":0},null,"Option 3sens",null,{"$f":"I$110+IF($C121<>0,SUMPRODUCT((I$111:I$112)*TRANSPOSE(($D121:$E121))),0)","v":0},{"$f":"J$110+IF($C121<>0,SUMPRODUCT((J$111:J$112)*TRANSPOSE(($D121:$E121))),0)","v":0},{"$f":"K$110+IF($C121<>0,SUMPRODUCT((K$111:K$112)*TRANSPOSE(($D121:$E121))),0)","v":0},{"$f":"L$110+IF($C121<>0,SUMPRODUCT((L$111:L$112)*TRANSPOSE(($D121:$E121))),0)","v":0},{"$f":"M$110+IF($C121<>0,SUMPRODUCT((M$111:M$112)*TRANSPOSE(($D121:$E121))),0)","v":0},{"$f":"N$110+IF($C121<>0,SUMPRODUCT((N$111:N$112)*TRANSPOSE(($D121:$E121))),0)","v":55583.705333550752},{"$f":"O$110+IF($C121<>0,SUMPRODUCT((O$111:O$112)*TRANSPOSE(($D121:$E121))),0)","v":158738.58100991964},{"$f":"P$110+IF($C121<>0,SUMPRODUCT((P$111:P$112)*TRANSPOSE(($D121:$E121))),0)","v":261276.99572652491},{"$f":"Q$110+IF($C121<>0,SUMPRODUCT((Q$111:Q$112)*TRANSPOSE(($D121:$E121))),0)","v":350223.10735685303},{"$f":"R$110+IF($C121<>0,SUMPRODUCT((R$111:R$112)*TRANSPOSE(($D121:$E121))),0)","v":350223.10735685303},{"$f":"S$110+IF($C121<>0,SUMPRODUCT((S$111:S$112)*TRANSPOSE(($D121:$E121))),0)","v":350223.10735685303},{"$f":"T$110+IF($C121<>0,SUMPRODUCT((T$111:T$112)*TRANSPOSE(($D121:$E121))),0)","v":350223.10735685303},{"$f":"U$110+IF($C121<>0,SUMPRODUCT((U$111:U$112)*TRANSPOSE(($D121:$E121))),0)","v":350223.10735685303},{"$f":"V$110+IF($C121<>0,SUMPRODUCT((V$111:V$112)*TRANSPOSE(($D121:$E121))),0)","v":350223.10735685303},{"$f":"W$110+IF($C121<>0,SUMPRODUCT((W$111:W$112)*TRANSPOSE(($D121:$E121))),0)","v":350223.10735685303},{"$f":"X$110+IF($C121<>0,SUMPRODUCT((X$111:X$112)*TRANSPOSE(($D121:$E121))),0)","v":350223.10735685303},{"$f":"Y$110+IF($C121<>0,SUMPRODUCT((Y$111:Y$112)*TRANSPOSE(($D121:$E121))),0)","v":350223.10735685303},{"$f":"Z$110+IF($C121<>0,SUMPRODUCT((Z$111:Z$112)*TRANSPOSE(($D121:$E121))),0)","v":350223.10735685303},{"$f":"AA$110+IF($C121<>0,SUMPRODUCT((AA$111:AA$112)*TRANSPOSE(($D121:$E121))),0)","v":350223.10735685303},{"$f":"AB$110+IF($C121<>0,SUMPRODUCT((AB$111:AB$112)*TRANSPOSE(($D121:$E121))),0)","v":350223.10735685303},{"$f":"AC$110+IF($C121<>0,SUMPRODUCT((AC$111:AC$112)*TRANSPOSE(($D121:$E121))),0)","v":350223.10735685303},{"$f":"AD$110+IF($C121<>0,SUMPRODUCT((AD$111:AD$112)*TRANSPOSE(($D121:$E121))),0)","v":350223.10735685303},{"$f":"AE$110+IF($C121<>0,SUMPRODUCT((AE$111:AE$112)*TRANSPOSE(($D121:$E121))),0)","v":350223.10735685303},{"$f":"AF$110+IF($C121<>0,SUMPRODUCT((AF$111:AF$112)*TRANSPOSE(($D121:$E121))),0)","v":350223.10735685303},{"$f":"AG$110+IF($C121<>0,SUMPRODUCT((AG$111:AG$112)*TRANSPOSE(($D121:$E121))),0)","v":350223.10735685303}]

{"sheet":"Option4","index":6,"n_rows":121,"n_cols":33,"rows_kept":121,"cut":false,"hidden":false,"merged":[]}
[{"$f":"bus","v":"Powercor"}]
[{"$f":"proj","v":"Drysdale feeder: DDL023"}]
["OPTION 4",null,{"$f":"INDEX(Assumptions!$E$14:$E$18, MATCH(A3,_xlfn.ANCHORARRAY( Assumptions!$C$14),0))","v":0}]
[{"$f":"(INDEX(Data!$D$9:$D$13, MATCH(A3, options,0)))","v":"Not used"}]
[]
[{"$f":"'Option1 (base case)'!A6","v":"Count"},null,null,null,null,null,null,null,{"$f":"'Option1 (base case)'!I6","v":1},{"$f":"'Option1 (base case)'!J6","v":2},{"$f":"'Option1 (base case)'!K6","v":3},{"$f":"'Option1 (base case)'!L6","v":4},{"$f":"'Option1 (base case)'!M6","v":5},{"$f":"'Option1 (base case)'!N6","v":6},{"$f":"'Option1 (base case)'!O6","v":7},{"$f":"'Option1 (base case)'!P6","v":8},{"$f":"'Option1 (base case)'!Q6","v":9},{"$f":"'Option1 (base case)'!R6","v":10},{"$f":"'Option1 (base case)'!S6","v":11},{"$f":"'Option1 (base case)'!T6","v":12},{"$f":"'Option1 (base case)'!U6","v":13},{"$f":"'Option1 (base case)'!V6","v":14},{"$f":"'Option1 (base case)'!W6","v":15},{"$f":"'Option1 (base case)'!X6","v":16},{"$f":"'Option1 (base case)'!Y6","v":17},{"$f":"'Option1 (base case)'!Z6","v":18},{"$f":"'Option1 (base case)'!AA6","v":19},{"$f":"'Option1 (base case)'!AB6","v":20},{"$f":"'Option1 (base case)'!AC6","v":21},{"$f":"'Option1 (base case)'!AD6","v":22},{"$f":"'Option1 (base case)'!AE6","v":23},{"$f":"'Option1 (base case)'!AF6","v":24},{"$f":"'Option1 (base case)'!AG6","v":25}]
[{"$f":"'Option1 (base case)'!A7","v":"Value of CO2 reductions"},null,null,null,null,null,"$/MWh",null,{"$f":"'Option1 (base case)'!I7","v":24.730486797759085},{"$f":"'Option1 (base case)'!J7","v":22.340740091772258},{"$f":"'Option1 (base case)'!K7","v":20.196329122153124},{"$f":"'Option1 (base case)'!L7","v":18.06294207659629},{"$f":"'Option1 (base case)'!M7","v":15.913397615084225},{"$f":"'Option1 (base case)'!N7","v":13.715069432539002},{"$f":"'Option1 (base case)'!O7","v":13.715069432539002},{"$f":"'Option1 (base case)'!P7","v":13.715069432539002},{"$f":"'Option1 (base case)'!Q7","v":13.715069432539002},{"$f":"'Option1 (base case)'!R7","v":13.715069432539002},{"$f":"'Option1 (base case)'!S7","v":13.715069432539002},{"$f":"'Option1 (base case)'!T7","v":13.715069432539002},{"$f":"'Option1 (base case)'!U7","v":13.715069432539002},{"$f":"'Option1 (base case)'!V7","v":13.715069432539002},{"$f":"'Option1 (base case)'!W7","v":13.715069432539002},{"$f":"'Option1 (base case)'!X7","v":13.715069432539002},{"$f":"'Option1 (base case)'!Y7","v":13.715069432539002},{"$f":"'Option1 (base case)'!Z7","v":13.715069432539002},{"$f":"'Option1 (base case)'!AA7","v":13.715069432539002},{"$f":"'Option1 (base case)'!AB7","v":13.715069432539002},{"$f":"'Option1 (base case)'!AC7","v":13.715069432539002},{"$f":"'Option1 (base case)'!AD7","v":13.715069432539002},{"$f":"'Option1 (base case)'!AE7","v":13.715069432539002},{"$f":"'Option1 (base case)'!AF7","v":13.715069432539002},{"$f":"'Option1 (base case)'!AG7","v":13.715069432539002}]
[null,null,null,null,null,null,null,null,{"$f":"_xlfn.NUMBERVALUE(LEFT(I$9,4))+1","v":2027},{"$f":"_xlfn.NUMBERVALUE(LEFT(J$9,4))+1","v":2028},2029,2030,2031,2032,2033,2034,2035,2036,2037,2038,2039,2040,2041,2042,2043,2044,2045,2046,2047,2048,2049,2050,2051]
[null,null,null,null,null,null,"Units",null,{"$f":"'Option1 (base case)'!I9","v":"2026-27"},{"$f":"'Option1 (base case)'!J9","v":"2027-28"},{"$f":"'Option1 (base case)'!K9","v":"2028-29"},{"$f":"'Option1 (base case)'!L9","v":"2029-30"},{"$f":"'Option1 (base case)'!M9","v":"2030-31"},{"$f":"'Option1 (base case)'!N9","v":"2031-32"},{"$f":"'Option1 (base case)'!O9","v":"2032-33"},{"$f":"'Option1 (base case)'!P9","v":"2033-34"},{"$f":"'Option1 (base case)'!Q9","v":"2034-35"},{"$f":"'Option1 (base case)'!R9","v":"2035-36"},{"$f":"'Option1 (base case)'!S9","v":"2036-37"},{"$f":"'Option1 (base case)'!T9","v":"2037-38"},{"$f":"'Option1 (base case)'!U9","v":"2038-39"},{"$f":"'Option1 (base case)'!V9","v":"2039-40"},{"$f":"'Option1 (base case)'!W9","v":"2040-41"},{"$f":"'Option1 (base case)'!X9","v":"2041-42"},{"$f":"'Option1 (base case)'!Y9","v":"2042-43"},{"$f":"'Option1 (base case)'!Z9","v":"2043-44"},{"$f":"'Option1 (base case)'!AA9","v":"2044-45"},{"$f":"'Option1 (base case)'!AB9","v":"2045-46"},{"$f":"'Option1 (base case)'!AC9","v":"2046-47"},{"$f":"'Option1 (base case)'!AD9","v":"2047-48"},{"$f":"'Option1 (base case)'!AE9","v":"2048-49"},{"$f":"'Option1 (base case)'!AF9","v":"2049-50"},{"$f":"'Option1 (base case)'!AG9","v":"2050-51"}]
[]
["INVESTMENT & OPERATING COST"]
[]
[null,null,"Capex",null,"Asset life (yrs)"]
[null,null,"< Enter description >",null,0,null,{"$f":"input_dollars","v":"2023-12-31"},null,0,0,0,0,0,0,0,0,0,0,0,0,0,0,0,0,0,0,0,0,0,0,0,0,0]
[null,null,"< Enter description >",null,0,null,{"$f":"input_dollars","v":"2023-12-31"},null,0,0,0,0,0,0,0,0,0,0,0,0,0,0,0,0,0,0,0,0,0,0,0,0,0]
[null,null,"< Enter description >",null,0,null,{"$f":"input_dollars","v":"2023-12-31"},null,0,0,0,0,0,0,0,0,0,0,0,0,0,0,0,0,0,0,0,0,0,0,0,0,0]
[null,null,"Capital expenditure",null,null,null,{"$f":"input_dollars","v":"2023-12-31"},null,{"$f":"SUM(I14:I16)","v":0},0,0,0,0,0,0,0,0,{"$f":"SUM(R14:R16)","v":0},0,0,0,0,0,0,0,0,0,0,0,0,0,0,0]
[]
[null,null,"Operating expenditure",null,null,null,{"$f":"input_dollars","v":"2023-12-31"},null,0,0,0,0,0,0,0,0,0,0,0,0,0,0,0,0,0,0,0,0,0,0,0,0,0]
[]
[]
["RISK ASSUMPTIONS"]
[]
[null,null,"PoF (major)",null,null,null,null,null,0,0,0,0,0,0,0,0,0,0,0,0,0,0,0,0,0,0,0,0,0,0,0,0,0]
[null,null,"PoF (reparable)",null,null,null,null,null,0,0,0,0,0,0,0,0,0,0,0,0,0,0,0,0,0,0,0,0,0,0,0,0,0]
[]
[null,null,"Const end date"]
[null,null,"Energy at risk 10% PoE",null,0.3,null,"MWh",null,0,0,0,0,0,0,0,0,0,0,0,0,0,0,0,0,0,0,0,0,0,0,0,0,0]
[null,null,"Energy at risk 50% PoE",null,0.7,null,"MWh",null,0,0,0,0,0,0,0,0,0,0,0,0,0,0,0,0,0,0,0,0,0,0,0,0,0]
[]
[null,null,"Energy at risk (weighted)",null,null,null,"MWh",null,{"$f":"SUMPRODUCT(I$28:I$29, $E$28:$E$29)","v":0},{"$f":"SUMPRODUCT(J$28:J$29, $E$28:$E$29)","v":0},0,0,0,0,0,0,0,0,0,0,0,0,0,0,0,0,0,0,0,0,0,0,0]
[null,null,"Energy at risk value","$/MWh",{"$f":"Assumptions!H41*vcr_esc","v":35130.235280075998},{"$f":"IF(AND(SUM(I31:AG31)<>0, E32=0), \"!\", \"\")","v":""},{"$f":"input_dollars","v":"2023-12-31"},null,{"$f":"I31*$E$32","v":0},{"$f":"J31*$E$32","v":0},0,0,0,0,0,0,0,0,0,0,0,0,0,0,0,0,0,0,0,0,0,0,0]
[]
[null,null,"Safety consequence","(after DF)",null,null,{"$f":"input_dollars","v":"2023-12-31"},null,{"$f":"SUMPRODUCT((Assumptions!$H$70:$H$71)*(Assumptions!$G$70:$G$71)*(Assumptions!$I$70:$I$71)*(I$24:I$25))","v":0},{"$f":"SUMPRODUCT((Assumptions!$H$70:$H$71)*(Assumptions!$G$70:$G$71)*(Assumptions!$I$70:$I$71)*(J$24:J$25))","v":0},{"$f":"SUMPRODUCT((Assumptions!$H$70:$H$71)*(Assumptions!$G$70:$G$71)*(Assumptions!$I$70:$I$71)*(K$24:K$25))","v":0},{"$f":"SUMPRODUCT((Assumptions!$H$70:$H$71)*(Assumptions!$G$70:$G$71)*(Assumptions!$I$70:$I$71)*(L$24:L$25))","v":0},{"$f":"SUMPRODUCT((Assumptions!$H$70:$H$71)*(Assumptions!$G$70:$G$71)*(Assumptions!$I$70:$I$71)*(M$24:M$25))","v":0},{"$f":"SUMPRODUCT((Assumptions!$H$70:$H$71)*(Assumptions!$G$70:$G$71)*(Assumptions!$I$70:$I$71)*(N$24:N$25))","v":0},{"$f":"SUMPRODUCT((Assumptions!$H$70:$H$71)*(Assumptions!$G$70:$G$71)*(Assumptions!$I$70:$I$71)*(O$24:O$25))","v":0},{"$f":"SUMPRODUCT((Assumptions!$H$70:$H$71)*(Assumptions!$G$70:$G$71)*(Assumptions!$I$70:$I$71)*(P$24:P$25))","v":0},{"$f":"SUMPRODUCT((Assumptions!$H$70:$H$71)*(Assumptions!$G$70:$G$71)*(Assumptions!$I$70:$I$71)*(Q$24:Q$25))","v":0},{"$f":"SUMPRODUCT((Assumptions!$H$70:$H$71)*(Assumptions!$G$70:$G$71)*(Assumptions!$I$70:$I$71)*(R$24:R$25))","v":0},{"$f":"SUMPRODUCT((Assumptions!$H$70:$H$71)*(Assumptions!$G$70:$G$71)*(Assumptions!$I$70:$I$71)*(S$24:S$25))","v":0},{"$f":"SUMPRODUCT((Assumptions!$H$70:$H$71)*(Assumptions!$G$70:$G$71)*(Assumptions!$I$70:$I$71)*(T$24:T$25))","v":0},{"$f":"SUMPRODUCT((Assumptions!$H$70:$H$71)*(Assumptions!$G$70:$G$71)*(Assumptions!$I$70:$I$71)*(U$24:U$25))","v":0},{"$f":"SUMPRODUCT((Assumptions!$H$70:$H$71)*(Assumptions!$G$70:$G$71)*(Assumptions!$I$70:$I$71)*(V$24:V$25))","v":0},{"$f":"SUMPRODUCT((Assumptions!$H$70:$H$71)*(Assumptions!$G$70:$G$71)*(Assumptions!$I$70:$I$71)*(W$24:W$25))","v":0},{"$f":"SUMPRODUCT((Assumptions!$H$70:$H$71)*(Assumptions!$G$70:$G$71)*(Assumptions!$I$70:$I$71)*(X$24:X$25))","v":0},{"$f":"SUMPRODUCT((Assumptions!$H$70:$H$71)*(Assumptions!$G$70:$G$71)*(Assumptions!$I$70:$I$71)*(Y$24:Y$25))","v":0},{"$f":"SUMPRODUCT((Assumptions!$H$70:$H$71)*(Assumptions!$G$70:$G$71)*(Assumptions!$I$70:$I$71)*(Z$24:Z$25))","v":0},{"$f":"SUMPRODUCT((Assumptions!$H$70:$H$71)*(Assumptions!$G$70:$G$71)*(Assumptions!$I$70:$I$71)*(AA$24:AA$25))","v":0},{"$f":"SUMPRODUCT((Assumptions!$H$70:$H$71)*(Assumptions!$G$70:$G$71)*(Assumptions!$I$70:$I$71)*(AB$24:AB$25))","v":0},{"$f":"SUMPRODUCT((Assumptions!$H$70:$H$71)*(Assumptions!$G$70:$G$71)*(Assumptions!$I$70:$I$71)*(AC$24:AC$25))","v":0},{"$f":"SUMPRODUCT((Assumptions!$H$70:$H$71)*(Assumptions!$G$70:$G$71)*(Assumptions!$I$70:$I$71)*(AD$24:AD$25))","v":0},{"$f":"SUMPRODUCT((Assumptions!$H$70:$H$71)*(Assumptions!$G$70:$G$71)*(Assumptions!$I$70:$I$71)*(AE$24:AE$25))","v":0},{"$f":"SUMPRODUCT((Assumptions!$H$70:$H$71)*(Assumptions!$G$70:$G$71)*(Assumptions!$I$70:$I$71)*(AF$24:AF$25))","v":0},{"$f":"SUMPRODUCT((Assumptions!$H$70:$H$71)*(Assumptions!$G$70:$G$71)*(Assumptions!$I$70:$I$71)*(AG$24:AG$25))","v":0}]
[null,null,"Unplanned replacements",null,null,null,{"$f":"input_dollars","v":"2023-12-31"},null,{"$f":"(1+Assumptions!$G$81)*SUMPRODUCT((Assumptions!$G$78:$G$79)*(I$24:I$25))","v":0},{"$f":"(1+Assumptions!$G$81)*SUMPRODUCT((Assumptions!$G$78:$G$79)*(J$24:J$25))","v":0},{"$f":"(1+Assumptions!$G$81)*SUMPRODUCT((Assumptions!$G$78:$G$79)*(K$24:K$25))","v":0},{"$f":"(1+Assumptions!$G$81)*SUMPRODUCT((Assumptions!$G$78:$G$79)*(L$24:L$25))","v":0},{"$f":"(1+Assumptions!$G$81)*SUMPRODUCT((Assumptions!$G$78:$G$79)*(M$24:M$25))","v":0},{"$f":"(1+Assumptions!$G$81)*SUMPRODUCT((Assumptions!$G$78:$G$79)*(N$24:N$25))","v":0},{"$f":"(1+Assumptions!$G$81)*SUMPRODUCT((Assumptions!$G$78:$G$79)*(O$24:O$25))","v":0},{"$f":"(1+Assumptions!$G$81)*SUMPRODUCT((Assumptions!$G$78:$G$79)*(P$24:P$25))","v":0},{"$f":"(1+Assumptions!$G$81)*SUMPRODUCT((Assumptions!$G$78:$G$79)*(Q$24:Q$25))","v":0},{"$f":"(1+Assumptions!$G$81)*SUMPRODUCT((Assumptions!$G$78:$G$79)*(R$24:R$25))","v":0},{"$f":"(1+Assumptions!$G$81)*SUMPRODUCT((Assumptions!$G$78:$G$79)*(S$24:S$25))","v":0},{"$f":"(1+Assumptions!$G$81)*SUMPRODUCT((Assumptions!$G$78:$G$79)*(T$24:T$25))","v":0},{"$f":"(1+Assumptions!$G$81)*SUMPRODUCT((Assumptions!$G$78:$G$79)*(U$24:U$25))","v":0},{"$f":"(1+Assumptions!$G$81)*SUMPRODUCT((Assumptions!$G$78:$G$79)*(V$24:V$25))","v":0},{"$f":"(1+Assumptions!$G$81)*SUMPRODUCT((Assumptions!$G$78:$G$79)*(W$24:W$25))","v":0},{"$f":"(1+Assumptions!$G$81)*SUMPRODUCT((Assumptions!$G$78:$G$79)*(X$24:X$25))","v":0},{"$f":"(1+Assumptions!$G$81)*SUMPRODUCT((Assumptions!$G$78:$G$79)*(Y$24:Y$25))","v":0},{"$f":"(1+Assumptions!$G$81)*SUMPRODUCT((Assumptions!$G$78:$G$79)*(Z$24:Z$25))","v":0},{"$f":"(1+Assumptions!$G$81)*SUMPRODUCT((Assumptions!$G$78:$G$79)*(AA$24:AA$25))","v":0},{"$f":"(1+Assumptions!$G$81)*SUMPRODUCT((Assumptions!$G$78:$G$79)*(AB$24:AB$25))","v":0},{"$f":"(1+Assumptions!$G$81)*SUMPRODUCT((Assumptions!$G$78:$G$79)*(AC$24:AC$25))","v":0},{"$f":"(1+Assumptions!$G$81)*SUMPRODUCT((Assumptions!$G$78:$G$79)*(AD$24:AD$25))","v":0},{"$f":"(1+Assumptions!$G$81)*SUMPRODUCT((Assumptions!$G$78:$G$79)*(AE$24:AE$25))","v":0},{"$f":"(1+Assumptions!$G$81)*SUMPRODUCT((Assumptions!$G$78:$G$79)*(AF$24:AF$25))","v":0},{"$f":"(1+Assumptions!$G$81)*SUMPRODUCT((Assumptions!$G$78:$G$79)*(AG$24:AG$25))","v":0}]
[null,null,"Environmental consequence","(after DF)",null,null,{"$f":"input_dollars","v":"2023-12-31"},null,0,0,0,0,0,0,0,0,0,0,0,0,0,0,0,0,0,0,0,0,0,0,0,0,0]
[null,null,"< Other risk - enter description >",null,null,null,{"$f":"input_dollars","v":"2023-12-31"},null,0,0,0,0,0,0,0,0,0,0,0,0,0,0,0,0,0,0,0,0,0,0,0,0,0]
[null,null,"< Other risk - enter description >",null,null,null,{"$f":"input_dollars","v":"2023-12-31"},null,0,0,0,0,0,0,0,0,0,0,0,0,0,0,0,0,0,0,0,0,0,0,0,0,0]
[]
[null,null,"Total risk cost",null,null,null,null,null,{"$f":"SUM(I32:I38)","v":0},{"$f":"SUM(J32:J38)","v":0},0,0,0,0,0,0,0,0,0,0,0,0,0,0,0,0,0,0,0,0,0,0,0]
[]
["OTHER BENEFITS"]
[]
[]
[null,null,"Reduction in CO2 emissions",null,null,null,"MWh",null,0,0,0,0,0,0,0,0,0,0,0,0,0,0,0,0,0,0,0,0,0,0,0,0,0]
[null,null,"Value of reduction in CO2 emissions",null,null,null,"$",null,{"$f":"I45*I7","v":0},0,0,0,0,0,0,0,0,0,0,0,0,0,0,0,0,0,0,0,0,0,0,0,0]
[]
[]
[null,null,"Reliability in worst-served areas","$/MWh",{"$f":"Assumptions!G94","v":151432.81740793545},null,"MWh",null,0,0,0,0,0,0,0,0,0,0,0,0,0,0,0,0,0,0,0,0,0,0,0,0,0]
[null,null,"Network resilience","$/MWh",{"$f":"Assumptions!G95","v":24590},null,"MWh",null,0,0,0,0,0,0,0,0,0,0,0,0,0,0,0,0,0,0,0,0,0,0,0,0,0]
[null,null,"Enabling solar exports","$/MWh",{"$f":"Assumptions!G96","v":88.357719508603083},null,"MWh",null,0,0,0,0,0,0,0,0,0,0,0,0,0,0,0,0,0,0,0,0,0,0,0,0,0]
[null,null,"Aesthetics","$/customer",{"$f":"Assumptions!G97","v":0},null,"customers",null,0,0,0,0,0,0,0,0,0,0,0,0,0,0,0,0,0,0,0,0,0,0,0,0,0]
[null,null,"Customer value of time (res)","$/customer min",{"$f":"Assumptions!G98","v":0.35181336539087127},null,"mins",null,0,0,0,0,0,0,0,0,0,0,0,0,0,0,0,0,0,0,0,0,0,0,0,0,0]
[null,null,"Customer value of time (bus)","$/customer min",{"$f":"Assumptions!G99","v":0.35181336539087127},null,"mins",null,0,0,0,0,0,0,0,0,0,0,0,0,0,0,0,0,0,0,0,0,0,0,0,0,0]
[null,null,"Communication","$/customer",{"$f":"Assumptions!G100","v":0},null,"customers",null,0,0,0,0,0,0,0,0,0,0,0,0,0,0,0,0,0,0,0,0,0,0,0,0,0]
[null,null,"Information accessibility","$/customer",{"$f":"Assumptions!G101","v":0},null,"customers",null,0,0,0,0,0,0,0,0,0,0,0,0,0,0,0,0,0,0,0,0,0,0,0,0,0]
[]
[null,null,"Other benefits 1",null,null,null,{"$f":"input_dollars","v":"2023-12-31"},null,0,0,0,0,0,0,0,0,0,0,0,0,0,0,0,0,0,0,0,0,0,0,0,0,0]
[null,null,"Other benefits 2",null,null,null,{"$f":"input_dollars","v":"2023-12-31"},null,0,0,0,0,0,0,0,0,0,0,0,0,0,0,0,0,0,0,0,0,0,0,0,0,0]
[]
[null,null,"Total other benefits",null,null,null,{"$f":"input_dollars","v":"2023-12-31"},null,{"$f":"SUMPRODUCT((I$49:I$56)*($E$49:$E$56))+SUM(I58:I59)+I46","v":0},{"$f":"SUMPRODUCT((J$49:J$56)*($E$49:$E$56))+SUM(J58:J59)+J46","v":0},{"$f":"SUMPRODUCT((K$49:K$56)*($E$49:$E$56))+SUM(K58:K59)+K46","v":0},{"$f":"SUMPRODUCT((L$49:L$56)*($E$49:$E$56))+SUM(L58:L59)+L46","v":0},{"$f":"SUMPRODUCT((M$49:M$56)*($E$49:$E$56))+SUM(M58:M59)+M46","v":0},{"$f":"SUMPRODUCT((N$49:N$56)*($E$49:$E$56))+SUM(N58:N59)+N46","v":0},{"$f":"SUMPRODUCT((O$49:O$56)*($E$49:$E$56))+SUM(O58:O59)+O46","v":0},{"$f":"SUMPRODUCT((P$49:P$56)*($E$49:$E$56))+SUM(P58:P59)+P46","v":0},{"$f":"SUMPRODUCT((Q$49:Q$56)*($E$49:$E$56))+SUM(Q58:Q59)+Q46","v":0},{"$f":"SUMPRODUCT((R$49:R$56)*($E$49:$E$56))+SUM(R58:R59)+R46","v":0},{"$f":"SUMPRODUCT((S$49:S$56)*($E$49:$E$56))+SUM(S58:S59)+S46","v":0},{"$f":"SUMPRODUCT((T$49:T$56)*($E$49:$E$56))+SUM(T58:T59)+T46","v":0},{"$f":"SUMPRODUCT((U$49:U$56)*($E$49:$E$56))+SUM(U58:U59)+U46","v":0},{"$f":"SUMPRODUCT((V$49:V$56)*($E$49:$E$56))+SUM(V58:V59)+V46","v":0},{"$f":"SUMPRODUCT((W$49:W$56)*($E$49:$E$56))+SUM(W58:W59)+W46","v":0},{"$f":"SUMPRODUCT((X$49:X$56)*($E$49:$E$56))+SUM(X58:X59)+X46","v":0},{"$f":"SUMPRODUCT((Y$49:Y$56)*($E$49:$E$56))+SUM(Y58:Y59)+Y46","v":0},{"$f":"SUMPRODUCT((Z$49:Z$56)*($E$49:$E$56))+SUM(Z58:Z59)+Z46","v":0},{"$f":"SUMPRODUCT((AA$49:AA$56)*($E$49:$E$56))+SUM(AA58:AA59)+AA46","v":0},{"$f":"SUMPRODUCT((AB$49:AB$56)*($E$49:$E$56))+SUM(AB58:AB59)+AB46","v":0},{"$f":"SUMPRODUCT((AC$49:AC$56)*($E$49:$E$56))+SUM(AC58:AC59)+AC46","v":0},{"$f":"SUMPRODUCT((AD$49:AD$56)*($E$49:$E$56))+SUM(AD58:AD59)+AD46","v":0},{"$f":"SUMPRODUCT((AE$49:AE$56)*($E$49:$E$56))+SUM(AE58:AE59)+AE46","v":0},{"$f":"SUMPRODUCT((AF$49:AF$56)*($E$49:$E$56))+SUM(AF58:AF59)+AF46","v":0},{"$f":"SUMPRODUCT((AG$49:AG$56)*($E$49:$E$56))+SUM(AG58:AG59)+AG46","v":0}]
[]
[]
["SUMMARY"]
[]
[]
[]
[null,null,{"$f":"'Option1 (base case)'!C67","v":"Risks mitigated vs base case"},null,null,null,{"$f":"input_dollars","v":"2023-12-31"},null,{"$f":"(1-INDEX(Data!$C$9:$C$13, MATCH($A$3, options,0)))*('Option1 (base case)'!I39-I40)","v":0},{"$f":"(1-INDEX(Data!$C$9:$C$13, MATCH($A$3, options,0)))*('Option1 (base case)'!J39-J40)","v":0},{"$f":"(1-INDEX(Data!$C$9:$C$13, MATCH($A$3, options,0)))*('Option1 (base case)'!K39-K40)","v":0},{"$f":"(1-INDEX(Data!$C$9:$C$13, MATCH($A$3, options,0)))*('Option1 (base case)'!L39-L40)","v":0},{"$f":"(1-INDEX(Data!$C$9:$C$13, MATCH($A$3, options,0)))*('Option1 (base case)'!M39-M40)","v":0},{"$f":"(1-INDEX(Data!$C$9:$C$13, MATCH($A$3, options,0)))*('Option1 (base case)'!N39-N40)","v":0},{"$f":"(1-INDEX(Data!$C$9:$C$13, MATCH($A$3, options,0)))*('Option1 (base case)'!O39-O40)","v":0},{"$f":"(1-INDEX(Data!$C$9:$C$13, MATCH($A$3, options,0)))*('Option1 (base case)'!P39-P40)","v":0},{"$f":"(1-INDEX(Data!$C$9:$C$13, MATCH($A$3, options,0)))*('Option1 (base case)'!Q39-Q40)","v":0},{"$f":"(1-INDEX(Data!$C$9:$C$13, MATCH($A$3, options,0)))*('Option1 (base case)'!R39-R40)","v":0},{"$f":"(1-INDEX(Data!$C$9:$C$13, MATCH($A$3, options,0)))*('Option1 (base case)'!S39-S40)","v":0},{"$f":"(1-INDEX(Data!$C$9:$C$13, MATCH($A$3, options,0)))*('Option1 (base case)'!T39-T40)","v":0},{"$f":"(1-INDEX(Data!$C$9:$C$13, MATCH($A$3, options,0)))*('Option1 (base case)'!U39-U40)","v":0},{"$f":"(1-INDEX(Data!$C$9:$C$13, MATCH($A$3, options,0)))*('Option1 (base case)'!V39-V40)","v":0},{"$f":"(1-INDEX(Data!$C$9:$C$13, MATCH($A$3, options,0)))*('Option1 (base case)'!W39-W40)","v":0},{"$f":"(1-INDEX(Data!$C$9:$C$13, MATCH($A$3, options,0)))*('Option1 (base case)'!X39-X40)","v":0},{"$f":"(1-INDEX(Data!$C$9:$C$13, MATCH($A$3, options,0)))*('Option1 (base case)'!Y39-Y40)","v":0},{"$f":"(1-INDEX(Data!$C$9:$C$13, MATCH($A$3, options,0)))*('Option1 (base case)'!Z39-Z40)","v":0},{"$f":"(1-INDEX(Data!$C$9:$C$13, MATCH($A$3, options,0)))*('Option1 (base case)'!AA39-AA40)","v":0},{"$f":"(1-INDEX(Data!$C$9:$C$13, MATCH($A$3, options,0)))*('Option1 (base case)'!AB39-AB40)","v":0},{"$f":"(1-INDEX(Data!$C$9:$C$13, MATCH($A$3, options,0)))*('Option1 (base case)'!AC39-AC40)","v":0},{"$f":"(1-INDEX(Data!$C$9:$C$13, MATCH($A$3, options,0)))*('Option1 (base case)'!AD39-AD40)","v":0},{"$f":"(1-INDEX(Data!$C$9:$C$13, MATCH($A$3, options,0)))*('Option1 (base case)'!AE39-AE40)","v":0},{"$f":"(1-INDEX(Data!$C$9:$C$13, MATCH($A$3, options,0)))*('Option1 (base case)'!AF39-AF40)","v":0},{"$f":"(1-INDEX(Data!$C$9:$C$13, MATCH($A$3, options,0)))*('Option1 (base case)'!AG39-AG40)","v":0}]
[]
[null,null,"Capital expenditure"]
[null,null,{"$f":"C14","v":"< Enter description >"},null,null,null,{"$f":"input_dollars","v":"2023-12-31"},null,{"$f":"-I14","v":0},0,0,0,0,0,0,0,0,0,0,0,0,0,0,0,0,0,0,0,0,0,0,0,0]
[null,null,{"$f":"C15","v":"< Enter description >"},null,null,null,{"$f":"input_dollars","v":"2023-12-31"},null,{"$f":"-I15","v":0},0,0,0,0,0,0,0,0,0,0,0,0,0,0,0,0,0,0,0,0,0,0,0,0]
[null,null,{"$f":"C16","v":"< Enter description >"},null,null,null,{"$f":"input_dollars","v":"2023-12-31"},null,{"$f":"-I16","v":0},0,0,0,0,0,0,0,0,0,0,0,0,0,0,0,0,0,0,0,0,0,0,0,0]
[]
[null,null,"Cumulative capex"]
[null,null,{"$f":"C14","v":"< Enter description >"},null,null,null,{"$f":"input_dollars","v":"2023-12-31"},null,{"$f":"SUMPRODUCT(($I71:I71))-SUMPRODUCT(($I71:I71)*($I$6:I$6<=(I$6-$E14)))","v":0},{"$f":"SUMPRODUCT(($I71:J71))-SUMPRODUCT(($I71:J71)*($I$6:J$6<=(J$6-$E14)))","v":0},{"$f":"SUMPRODUCT(($I71:K71))-SUMPRODUCT(($I71:K71)*($I$6:K$6<=(K$6-$E14)))","v":0},{"$f":"SUMPRODUCT(($I71:L71))-SUMPRODUCT(($I71:L71)*($I$6:L$6<=(L$6-$E14)))","v":0},{"$f":"SUMPRODUCT(($I71:M71))-SUMPRODUCT(($I71:M71)*($I$6:M$6<=(M$6-$E14)))","v":0},{"$f":"SUMPRODUCT(($I71:N71))-SUMPRODUCT(($I71:N71)*($I$6:N$6<=(N$6-$E14)))","v":0},{"$f":"SUMPRODUCT(($I71:O71))-SUMPRODUCT(($I71:O71)*($I$6:O$6<=(O$6-$E14)))","v":0},{"$f":"SUMPRODUCT(($I71:P71))-SUMPRODUCT(($I71:P71)*($I$6:P$6<=(P$6-$E14)))","v":0},{"$f":"SUMPRODUCT(($I71:Q71))-SUMPRODUCT(($I71:Q71)*($I$6:Q$6<=(Q$6-$E14)))","v":0},{"$f":"SUMPRODUCT(($I71:R71))-SUMPRODUCT(($I71:R71)*($I$6:R$6<=(R$6-$E14)))","v":0},{"$f":"SUMPRODUCT(($I71:S71))-SUMPRODUCT(($I71:S71)*($I$6:S$6<=(S$6-$E14)))","v":0},{"$f":"SUMPRODUCT(($I71:T71))-SUMPRODUCT(($I71:T71)*($I$6:T$6<=(T$6-$E14)))","v":0},{"$f":"SUMPRODUCT(($I71:U71))-SUMPRODUCT(($I71:U71)*($I$6:U$6<=(U$6-$E14)))","v":0},{"$f":"SUMPRODUCT(($I71:V71))-SUMPRODUCT(($I71:V71)*($I$6:V$6<=(V$6-$E14)))","v":0},{"$f":"SUMPRODUCT(($I71:W71))-SUMPRODUCT(($I71:W71)*($I$6:W$6<=(W$6-$E14)))","v":0},{"$f":"SUMPRODUCT(($I71:X71))-SUMPRODUCT(($I71:X71)*($I$6:X$6<=(X$6-$E14)))","v":0},{"$f":"SUMPRODUCT(($I71:Y71))-SUMPRODUCT(($I71:Y71)*($I$6:Y$6<=(Y$6-$E14)))","v":0},{"$f":"SUMPRODUCT(($I71:Z71))-SUMPRODUCT(($I71:Z71)*($I$6:Z$6<=(Z$6-$E14)))","v":0},{"$f":"SUMPRODUCT(($I71:AA71))-SUMPRODUCT(($I71:AA71)*($I$6:AA$6<=(AA$6-$E14)))","v":0},{"$f":"SUMPRODUCT(($I71:AB71))-SUMPRODUCT(($I71:AB71)*($I$6:AB$6<=(AB$6-$E14)))","v":0},{"$f":"SUMPRODUCT(($I71:AC71))-SUMPRODUCT(($I71:AC71)*($I$6:AC$6<=(AC$6-$E14)))","v":0},{"$f":"SUMPRODUCT(($I71:AD71))-SUMPRODUCT(($I71:AD71)*($I$6:AD$6<=(AD$6-$E14)))","v":0},{"$f":"SUMPRODUCT(($I71:AE71))-SUMPRODUCT(($I71:AE71)*($I$6:AE$6<=(AE$6-$E14)))","v":0},{"$f":"SUMPRODUCT(($I71:AF71))-SUMPRODUCT(($I71:AF71)*($I$6:AF$6<=(AF$6-$E14)))","v":0},{"$f":"SUMPRODUCT(($I71:AG71))-SUMPRODUCT(($I71:AG71)*($I$6:AG$6<=(AG$6-$E14)))","v":0}]
[null,null,{"$f":"C15","v":"< Enter description >"},null,null,null,{"$f":"input_dollars","v":"2023-12-31"},null,{"$f":"SUMPRODUCT(($I72:I72))-SUMPRODUCT(($I72:I72)*($I$6:I$6<=(I$6-$E15)))","v":0},{"$f":"SUMPRODUCT(($I72:J72))-SUMPRODUCT(($I72:J72)*($I$6:J$6<=(J$6-$E15)))","v":0},{"$f":"SUMPRODUCT(($I72:K72))-SUMPRODUCT(($I72:K72)*($I$6:K$6<=(K$6-$E15)))","v":0},{"$f":"SUMPRODUCT(($I72:L72))-SUMPRODUCT(($I72:L72)*($I$6:L$6<=(L$6-$E15)))","v":0},{"$f":"SUMPRODUCT(($I72:M72))-SUMPRODUCT(($I72:M72)*($I$6:M$6<=(M$6-$E15)))","v":0},{"$f":"SUMPRODUCT(($I72:N72))-SUMPRODUCT(($I72:N72)*($I$6:N$6<=(N$6-$E15)))","v":0},{"$f":"SUMPRODUCT(($I72:O72))-SUMPRODUCT(($I72:O72)*($I$6:O$6<=(O$6-$E15)))","v":0},{"$f":"SUMPRODUCT(($I72:P72))-SUMPRODUCT(($I72:P72)*($I$6:P$6<=(P$6-$E15)))","v":0},{"$f":"SUMPRODUCT(($I72:Q72))-SUMPRODUCT(($I72:Q72)*($I$6:Q$6<=(Q$6-$E15)))","v":0},{"$f":"SUMPRODUCT(($I72:R72))-SUMPRODUCT(($I72:R72)*($I$6:R$6<=(R$6-$E15)))","v":0},{"$f":"SUMPRODUCT(($I72:S72))-SUMPRODUCT(($I72:S72)*($I$6:S$6<=(S$6-$E15)))","v":0},{"$f":"SUMPRODUCT(($I72:T72))-SUMPRODUCT(($I72:T72)*($I$6:T$6<=(T$6-$E15)))","v":0},{"$f":"SUMPRODUCT(($I72:U72))-SUMPRODUCT(($I72:U72)*($I$6:U$6<=(U$6-$E15)))","v":0},{"$f":"SUMPRODUCT(($I72:V72))-SUMPRODUCT(($I72:V72)*($I$6:V$6<=(V$6-$E15)))","v":0},{"$f":"SUMPRODUCT(($I72:W72))-SUMPRODUCT(($I72:W72)*($I$6:W$6<=(W$6-$E15)))","v":0},{"$f":"SUMPRODUCT(($I72:X72))-SUMPRODUCT(($I72:X72)*($I$6:X$6<=(X$6-$E15)))","v":0},{"$f":"SUMPRODUCT(($I72:Y72))-SUMPRODUCT(($I72:Y72)*($I$6:Y$6<=(Y$6-$E15)))","v":0},{"$f":"SUMPRODUCT(($I72:Z72))-SUMPRODUCT(($I72:Z72)*($I$6:Z$6<=(Z$6-$E15)))","v":0},{"$f":"SUMPRODUCT(($I72:AA72))-SUMPRODUCT(($I72:AA72)*($I$6:AA$6<=(AA$6-$E15)))","v":0},{"$f":"SUMPRODUCT(($I72:AB72))-SUMPRODUCT(($I72:AB72)*($I$6:AB$6<=(AB$6-$E15)))","v":0},{"$f":"SUMPRODUCT(($I72:AC72))-SUMPRODUCT(($I72:AC72)*($I$6:AC$6<=(AC$6-$E15)))","v":0},{"$f":"SUMPRODUCT(($I72:AD72))-SUMPRODUCT(($I72:AD72)*($I$6:AD$6<=(AD$6-$E15)))","v":0},{"$f":"SUMPRODUCT(($I72:AE72))-SUMPRODUCT(($I72:AE72)*($I$6:AE$6<=(AE$6-$E15)))","v":0},{"$f":"SUMPRODUCT(($I72:AF72))-SUMPRODUCT(($I72:AF72)*($I$6:AF$6<=(AF$6-$E15)))","v":0},{"$f":"SUMPRODUCT(($I72:AG72))-SUMPRODUCT(($I72:AG72)*($I$6:AG$6<=(AG$6-$E15)))","v":0}]
[null,null,{"$f":"C16","v":"< Enter description >"},null,null,null,{"$f":"input_dollars","v":"2023-12-31"},null,{"$f":"SUMPRODUCT(($I73:I73))-SUMPRODUCT(($I73:I73)*($I$6:I$6<=(I$6-$E16)))","v":0},{"$f":"SUMPRODUCT(($I73:J73))-SUMPRODUCT(($I73:J73)*($I$6:J$6<=(J$6-$E16)))","v":0},{"$f":"SUMPRODUCT(($I73:K73))-SUMPRODUCT(($I73:K73)*($I$6:K$6<=(K$6-$E16)))","v":0},{"$f":"SUMPRODUCT(($I73:L73))-SUMPRODUCT(($I73:L73)*($I$6:L$6<=(L$6-$E16)))","v":0},{"$f":"SUMPRODUCT(($I73:M73))-SUMPRODUCT(($I73:M73)*($I$6:M$6<=(M$6-$E16)))","v":0},{"$f":"SUMPRODUCT(($I73:N73))-SUMPRODUCT(($I73:N73)*($I$6:N$6<=(N$6-$E16)))","v":0},{"$f":"SUMPRODUCT(($I73:O73))-SUMPRODUCT(($I73:O73)*($I$6:O$6<=(O$6-$E16)))","v":0},{"$f":"SUMPRODUCT(($I73:P73))-SUMPRODUCT(($I73:P73)*($I$6:P$6<=(P$6-$E16)))","v":0},{"$f":"SUMPRODUCT(($I73:Q73))-SUMPRODUCT(($I73:Q73)*($I$6:Q$6<=(Q$6-$E16)))","v":0},{"$f":"SUMPRODUCT(($I73:R73))-SUMPRODUCT(($I73:R73)*($I$6:R$6<=(R$6-$E16)))","v":0},{"$f":"SUMPRODUCT(($I73:S73))-SUMPRODUCT(($I73:S73)*($I$6:S$6<=(S$6-$E16)))","v":0},{"$f":"SUMPRODUCT(($I73:T73))-SUMPRODUCT(($I73:T73)*($I$6:T$6<=(T$6-$E16)))","v":0},{"$f":"SUMPRODUCT(($I73:U73))-SUMPRODUCT(($I73:U73)*($I$6:U$6<=(U$6-$E16)))","v":0},{"$f":"SUMPRODUCT(($I73:V73))-SUMPRODUCT(($I73:V73)*($I$6:V$6<=(V$6-$E16)))","v":0},{"$f":"SUMPRODUCT(($I73:W73))-SUMPRODUCT(($I73:W73)*($I$6:W$6<=(W$6-$E16)))","v":0},{"$f":"SUMPRODUCT(($I73:X73))-SUMPRODUCT(($I73:X73)*($I$6:X$6<=(X$6-$E16)))","v":0},{"$f":"SUMPRODUCT(($I73:Y73))-SUMPRODUCT(($I73:Y73)*($I$6:Y$6<=(Y$6-$E16)))","v":0},{"$f":"SUMPRODUCT(($I73:Z73))-SUMPRODUCT(($I73:Z73)*($I$6:Z$6<=(Z$6-$E16)))","v":0},{"$f":"SUMPRODUCT(($I73:AA73))-SUMPRODUCT(($I73:AA73)*($I$6:AA$6<=(AA$6-$E16)))","v":0},{"$f":"SUMPRODUCT(($I73:AB73))-SUMPRODUCT(($I73:AB73)*($I$6:AB$6<=(AB$6-$E16)))","v":0},{"$f":"SUMPRODUCT(($I73:AC73))-SUMPRODUCT(($I73:AC73)*($I$6:AC$6<=(AC$6-$E16)))","v":0},{"$f":"SUMPRODUCT(($I73:AD73))-SUMPRODUCT(($I73:AD73)*($I$6:AD$6<=(AD$6-$E16)))","v":0},{"$f":"SUMPRODUCT(($I73:AE73))-SUMPRODUCT(($I73:AE73)*($I$6:AE$6<=(AE$6-$E16)))","v":0},{"$f":"SUMPRODUCT(($I73:AF73))-SUMPRODUCT(($I73:AF73)*($I$6:AF$6<=(AF$6-$E16)))","v":0},{"$f":"SUMPRODUCT(($I73:AG73))-SUMPRODUCT(($I73:AG73)*($I$6:AG$6<=(AG$6-$E16)))","v":0}]
[]
[null,null,"Annualised capex"]
[null,null,{"$f":"$C$80&\" - \"&C14","v":"Annualised capex - < Enter description >"},null,null,null,{"$f":"input_dollars","v":"2023-12-31"},null,{"$f":"IF($E14=0,0,-PMT(real_disc, $E14,H76,))","v":0},0,0,0,0,0,0,0,0,0,0,0,0,0,0,0,0,0,0,0,0,0,0,0,0]
[null,null,{"$f":"$C$80&\" - \"&C15","v":"Annualised capex - < Enter description >"},null,null,null,{"$f":"input_dollars","v":"2023-12-31"},null,{"$f":"IF($E15=0,0,-PMT(real_disc, $E15,H77,))","v":0},0,0,0,0,0,0,0,0,0,0,0,0,0,0,0,0,0,0,0,0,0,0,0,0]
[null,null,{"$f":"$C$80&\" - \"&C16","v":"Annualised capex - < Enter description >"},null,null,null,{"$f":"input_dollars","v":"2023-12-31"},null,{"$f":"IF($E16=0,0,-PMT(real_disc, $E16,H78,))","v":0},0,0,0,0,0,0,0,0,0,0,0,0,0,0,0,0,0,0,0,0,0,0,0,0]
[null,null,"Total annualised capex",null,null,null,{"$f":"input_dollars","v":"2023-12-31"},null,{"$f":"SUM(I81:I83)","v":0},{"$f":"SUM(J81:J83)","v":0},0,0,0,0,0,0,0,0,0,0,0,0,0,0,0,0,0,0,{"$f":"SUM(AC81:AC83)","v":0},{"$f":"SUM(AD81:AD83)","v":0},{"$f":"SUM(AE81:AE83)","v":0},{"$f":"SUM(AF81:AF83)","v":0},{"$f":"SUM(AG81:AG83)","v":0}]
[]
[null,null,"Annualised capex",null,null,null,{"$f":"input_dollars","v":"2023-12-31"},null,{"$f":"I84","v":0},{"$f":"J84","v":0},0,0,0,0,0,0,0,0,0,0,0,0,0,0,0,0,0,0,{"$f":"AC84","v":0},{"$f":"AD84","v":0},{"$f":"AE84","v":0},{"$f":"AF84","v":0},{"$f":"AG84","v":0}]
[null,null,"Operating expenditure",null,null,null,"2023-12-31",null,{"$f":"-I19","v":0},0,0,0,0,0,0,0,0,0,0,0,0,0,0,0,0,0,0,0,0,0,0,0,0]
[null,null,"Risk mitigated",null,null,null,"2023-12-31",null,{"$f":"I68","v":0},{"$f":"J68","v":0},0,0,0,0,0,0,0,0,0,0,0,0,0,0,0,0,0,0,{"$f":"AC68","v":0},{"$f":"AD68","v":0},{"$f":"AE68","v":0},{"$f":"AF68","v":0},{"$f":"AG68","v":0}]
[null,null,"Other benefits value",null,null,null,"2023-12-31",null,{"$f":"I61","v":0},0,0,0,0,0,0,0,0,0,0,0,0,0,0,0,0,0,0,0,0,0,0,0,0]
[]
[null,null,"Net benefits",null,null,null,"2023-12-31",null,{"$f":"SUM(I86:I90)","v":0},0,0,0,0,0,0,0,0,0,0,0,0,0,0,0,0,0,0,0,{"$f":"SUM(AC86:AC90)","v":0},{"$f":"SUM(AD86:AD90)","v":0},{"$f":"SUM(AE86:AE90)","v":0},{"$f":"SUM(AF86:AF90)","v":0},{"$f":"SUM(AG86:AG90)","v":0}]
[]
[]
[null,null,"First capex year",null,null,null,{"$f":"IF(SUM($I17:$AG17)=0,0,(INDEX(I$6:AG$6,MATCH(TRUE,INDEX($I17:$AG17<>0,),0))))","v":0}]
[]
[null,null,"First year",null,null,null,{"$f":"IF(_xlfn.MINIFS($G$94:$G$95, $G$94:$G$95, \">\"&0)=0, $A$4, _xlfn.MINIFS($G$94:$G$95, $G$94:$G$95, \">\"&0))","v":"Not used"}]
[]
[]
[]
[]
[]
[]
[]
[]
[]
["SENSITIVITIES"]
[]
[]
[]
["NPV",null,"Net benefits",null,null,null,{"$f":"PROPER($A$3)&A110","v":"Option 4NPV"},null,{"$f":"I91","v":0},{"$f":"J91","v":0},0,0,0,0,0,0,0,0,0,0,0,0,0,0,0,0,0,0,0,0,0,0,0]
[null,null,"Total annualised capex",null,null,null,null,null,{"$f":"I86","v":0},{"$f":"J86","v":0},0,0,0,0,0,0,0,0,0,0,0,0,0,0,0,0,0,0,0,0,0,0,0]
[null,null,"Total benefits",null,null,null,null,null,{"$f":"SUM(I88:I89)","v":0},{"$f":"SUM(J88:J89)","v":0},0,0,0,0,0,0,0,0,0,0,0,0,0,0,0,0,0,0,0,0,0,0,0]
[null,null,null,{"$f":"Assumptions!G110","v":"Capex"},{"$f":"Assumptions!H110","v":"Total benefits"}]
[{"$f":"\"sens\"&Assumptions!B111","v":"sens1"},null,{"$f":"Assumptions!C111","v":"Capex 10% higher"},{"$f":"Assumptions!G111","v":0.1},{"$f":"Assumptions!H111","v":0},null,{"$f":"PROPER($A$3)&A114","v":"Option 4sens1"},null,{"$f":"I$110+IF($C114<>0,SUMPRODUCT((I$111:I$112)*TRANSPOSE(($D114:$E114))),0)","v":0},{"$f":"J$110+IF($C114<>0,SUMPRODUCT((J$111:J$112)*TRANSPOSE(($D114:$E114))),0)","v":0},{"$f":"K$110+IF($C114<>0,SUMPRODUCT((K$111:K$112)*TRANSPOSE(($D114:$E114))),0)","v":0},{"$f":"L$110+IF($C114<>0,SUMPRODUCT((L$111:L$112)*TRANSPOSE(($D114:$E114))),0)","v":0},{"$f":"M$110+IF($C114<>0,SUMPRODUCT((M$111:M$112)*TRANSPOSE(($D114:$E114))),0)","v":0},{"$f":"N$110+IF($C114<>0,SUMPRODUCT((N$111:N$112)*TRANSPOSE(($D114:$E114))),0)","v":0},{"$f":"O$110+IF($C114<>0,SUMPRODUCT((O$111:O$112)*TRANSPOSE(($D114:$E114))),0)","v":0},{"$f":"P$110+IF($C114<>0,SUMPRODUCT((P$111:P$112)*TRANSPOSE(($D114:$E114))),0)","v":0},{"$f":"Q$110+IF($C114<>0,SUMPRODUCT((Q$111:Q$112)*TRANSPOSE(($D114:$E114))),0)","v":0},{"$f":"R$110+IF($C114<>0,SUMPRODUCT((R$111:R$112)*TRANSPOSE(($D114:$E114))),0)","v":0},{"$f":"S$110+IF($C114<>0,SUMPRODUCT((S$111:S$112)*TRANSPOSE(($D114:$E114))),0)","v":0},{"$f":"T$110+IF($C114<>0,SUMPRODUCT((T$111:T$112)*TRANSPOSE(($D114:$E114))),0)","v":0},{"$f":"U$110+IF($C114<>0,SUMPRODUCT((U$111:U$112)*TRANSPOSE(($D114:$E114))),0)","v":0},{"$f":"V$110+IF($C114<>0,SUMPRODUCT((V$111:V$112)*TRANSPOSE(($D114:$E114))),0)","v":0},{"$f":"W$110+IF($C114<>0,SUMPRODUCT((W$111:W$112)*TRANSPOSE(($D114:$E114))),0)","v":0},{"$f":"X$110+IF($C114<>0,SUMPRODUCT((X$111:X$112)*TRANSPOSE(($D114:$E114))),0)","v":0},{"$f":"Y$110+IF($C114<>0,SUMPRODUCT((Y$111:Y$112)*TRANSPOSE(($D114:$E114))),0)","v":0},{"$f":"Z$110+IF($C114<>0,SUMPRODUCT((Z$111:Z$112)*TRANSPOSE(($D114:$E114))),0)","v":0},{"$f":"AA$110+IF($C114<>0,SUMPRODUCT((AA$111:AA$112)*TRANSPOSE(($D114:$E114))),0)","v":0},{"$f":"AB$110+IF($C114<>0,SUMPRODUCT((AB$111:AB$112)*TRANSPOSE(($D114:$E114))),0)","v":0},{"$f":"AC$110+IF($C114<>0,SUMPRODUCT((AC$111:AC$112)*TRANSPOSE(($D114:$E114))),0)","v":0},{"$f":"AD$110+IF($C114<>0,SUMPRODUCT((AD$111:AD$112)*TRANSPOSE(($D114:$E114))),0)","v":0},{"$f":"AE$110+IF($C114<>0,SUMPRODUCT((AE$111:AE$112)*TRANSPOSE(($D114:$E114))),0)","v":0},{"$f":"AF$110+IF($C114<>0,SUMPRODUCT((AF$111:AF$112)*TRANSPOSE(($D114:$E114))),0)","v":0},{"$f":"AG$110+IF($C114<>0,SUMPRODUCT((AG$111:AG$112)*TRANSPOSE(($D114:$E114))),0)","v":0}]
[{"$f":"\"sens\"&Assumptions!B112","v":"sens2"},null,{"$f":"Assumptions!C112","v":"Capex 10% lower"},{"$f":"Assumptions!G112","v":-0.1},{"$f":"Assumptions!H112","v":0},null,{"$f":"PROPER($A$3)&A115","v":"Option 4sens2"},null,{"$f":"I$110+IF($C115<>0,SUMPRODUCT((I$111:I$112)*TRANSPOSE(($D115:$E115))),0)","v":0},{"$f":"J$110+IF($C115<>0,SUMPRODUCT((J$111:J$112)*TRANSPOSE(($D115:$E115))),0)","v":0},{"$f":"K$110+IF($C115<>0,SUMPRODUCT((K$111:K$112)*TRANSPOSE(($D115:$E115))),0)","v":0},{"$f":"L$110+IF($C115<>0,SUMPRODUCT((L$111:L$112)*TRANSPOSE(($D115:$E115))),0)","v":0},{"$f":"M$110+IF($C115<>0,SUMPRODUCT((M$111:M$112)*TRANSPOSE(($D115:$E115))),0)","v":0},{"$f":"N$110+IF($C115<>0,SUMPRODUCT((N$111:N$112)*TRANSPOSE(($D115:$E115))),0)","v":0},{"$f":"O$110+IF($C115<>0,SUMPRODUCT((O$111:O$112)*TRANSPOSE(($D115:$E115))),0)","v":0},{"$f":"P$110+IF($C115<>0,SUMPRODUCT((P$111:P$112)*TRANSPOSE(($D115:$E115))),0)","v":0},{"$f":"Q$110+IF($C115<>0,SUMPRODUCT((Q$111:Q$112)*TRANSPOSE(($D115:$E115))),0)","v":0},{"$f":"R$110+IF($C115<>0,SUMPRODUCT((R$111:R$112)*TRANSPOSE(($D115:$E115))),0)","v":0},{"$f":"S$110+IF($C115<>0,SUMPRODUCT((S$111:S$112)*TRANSPOSE(($D115:$E115))),0)","v":0},{"$f":"T$110+IF($C115<>0,SUMPRODUCT((T$111:T$112)*TRANSPOSE(($D115:$E115))),0)","v":0},{"$f":"U$110+IF($C115<>0,SUMPRODUCT((U$111:U$112)*TRANSPOSE(($D115:$E115))),0)","v":0},{"$f":"V$110+IF($C115<>0,SUMPRODUCT((V$111:V$112)*TRANSPOSE(($D115:$E115))),0)","v":0},{"$f":"W$110+IF($C115<>0,SUMPRODUCT((W$111:W$112)*TRANSPOSE(($D115:$E115))),0)","v":0},{"$f":"X$110+IF($C115<>0,SUMPRODUCT((X$111:X$112)*TRANSPOSE(($D115:$E115))),0)","v":0},{"$f":"Y$110+IF($C115<>0,SUMPRODUCT((Y$111:Y$112)*TRANSPOSE(($D115:$E115))),0)","v":0},{"$f":"Z$110+IF($C115<>0,SUMPRODUCT((Z$111:Z$112)*TRANSPOSE(($D115:$E115))),0)","v":0},{"$f":"AA$110+IF($C115<>0,SUMPRODUCT((AA$111:AA$112)*TRANSPOSE(($D115:$E115))),0)","v":0},{"$f":"AB$110+IF($C115<>0,SUMPRODUCT((AB$111:AB$112)*TRANSPOSE(($D115:$E115))),0)","v":0},{"$f":"AC$110+IF($C115<>0,SUMPRODUCT((AC$111:AC$112)*TRANSPOSE(($D115:$E115))),0)","v":0},{"$f":"AD$110+IF($C115<>0,SUMPRODUCT((AD$111:AD$112)*TRANSPOSE(($D115:$E115))),0)","v":0},{"$f":"AE$110+IF($C115<>0,SUMPRODUCT((AE$111:AE$112)*TRANSPOSE(($D115:$E115))),0)","v":0},{"$f":"AF$110+IF($C115<>0,SUMPRODUCT((AF$111:AF$112)*TRANSPOSE(($D115:$E115))),0)","v":0},{"$f":"AG$110+IF($C115<>0,SUMPRODUCT((AG$111:AG$112)*TRANSPOSE(($D115:$E115))),0)","v":0}]
[{"$f":"\"sens\"&Assumptions!B113","v":"sens3"},null,{"$f":"Assumptions!C113","v":"Total benefits 10% higher"},{"$f":"Assumptions!G113","v":0},{"$f":"Assumptions!H113","v":0.1},null,"Option 4sens3",null,{"$f":"I$110+IF($C116<>0,SUMPRODUCT((I$111:I$112)*TRANSPOSE(($D116:$E116))),0)","v":0},{"$f":"J$110+IF($C116<>0,SUMPRODUCT((J$111:J$112)*TRANSPOSE(($D116:$E116))),0)","v":0},{"$f":"K$110+IF($C116<>0,SUMPRODUCT((K$111:K$112)*TRANSPOSE(($D116:$E116))),0)","v":0},{"$f":"L$110+IF($C116<>0,SUMPRODUCT((L$111:L$112)*TRANSPOSE(($D116:$E116))),0)","v":0},{"$f":"M$110+IF($C116<>0,SUMPRODUCT((M$111:M$112)*TRANSPOSE(($D116:$E116))),0)","v":0},{"$f":"N$110+IF($C116<>0,SUMPRODUCT((N$111:N$112)*TRANSPOSE(($D116:$E116))),0)","v":0},{"$f":"O$110+IF($C116<>0,SUMPRODUCT((O$111:O$112)*TRANSPOSE(($D116:$E116))),0)","v":0},{"$f":"P$110+IF($C116<>0,SUMPRODUCT((P$111:P$112)*TRANSPOSE(($D116:$E116))),0)","v":0},{"$f":"Q$110+IF($C116<>0,SUMPRODUCT((Q$111:Q$112)*TRANSPOSE(($D116:$E116))),0)","v":0},{"$f":"R$110+IF($C116<>0,SUMPRODUCT((R$111:R$112)*TRANSPOSE(($D116:$E116))),0)","v":0},{"$f":"S$110+IF($C116<>0,SUMPRODUCT((S$111:S$112)*TRANSPOSE(($D116:$E116))),0)","v":0},{"$f":"T$110+IF($C116<>0,SUMPRODUCT((T$111:T$112)*TRANSPOSE(($D116:$E116))),0)","v":0},{"$f":"U$110+IF($C116<>0,SUMPRODUCT((U$111:U$112)*TRANSPOSE(($D116:$E116))),0)","v":0},{"$f":"V$110+IF($C116<>0,SUMPRODUCT((V$111:V$112)*TRANSPOSE(($D116:$E116))),0)","v":0},{"$f":"W$110+IF($C116<>0,SUMPRODUCT((W$111:W$112)*TRANSPOSE(($D116:$E116))),0)","v":0},{"$f":"X$110+IF($C116<>0,SUMPRODUCT((X$111:X$112)*TRANSPOSE(($D116:$E116))),0)","v":0},{"$f":"Y$110+IF($C116<>0,SUMPRODUCT((Y$111:Y$112)*TRANSPOSE(($D116:$E116))),0)","v":0},{"$f":"Z$110+IF($C116<>0,SUMPRODUCT((Z$111:Z$112)*TRANSPOSE(($D116:$E116))),0)","v":0},{"$f":"AA$110+IF($C116<>0,SUMPRODUCT((AA$111:AA$112)*TRANSPOSE(($D116:$E116))),0)","v":0},{"$f":"AB$110+IF($C116<>0,SUMPRODUCT((AB$111:AB$112)*TRANSPOSE(($D116:$E116))),0)","v":0},{"$f":"AC$110+IF($C116<>0,SUMPRODUCT((AC$111:AC$112)*TRANSPOSE(($D116:$E116))),0)","v":0},{"$f":"AD$110+IF($C116<>0,SUMPRODUCT((AD$111:AD$112)*TRANSPOSE(($D116:$E116))),0)","v":0},{"$f":"AE$110+IF($C116<>0,SUMPRODUCT((AE$111:AE$112)*TRANSPOSE(($D116:$E116))),0)","v":0},{"$f":"AF$110+IF($C116<>0,SUMPRODUCT((AF$111:AF$112)*TRANSPOSE(($D116:$E116))),0)","v":0},{"$f":"AG$110+IF($C116<>0,SUMPRODUCT((AG$111:AG$112)*TRANSPOSE(($D116:$E116))),0)","v":0}]
[{"$f":"\"sens\"&Assumptions!B114","v":"sens4"},null,{"$f":"Assumptions!C114","v":"Total benefits 10% lower"},{"$f":"Assumptions!G114","v":0},{"$f":"Assumptions!H114","v":-0.1},null,"Option 4sens4",null,{"$f":"I$110+IF($C117<>0,SUMPRODUCT((I$111:I$112)*TRANSPOSE(($D117:$E117))),0)","v":0},{"$f":"J$110+IF($C117<>0,SUMPRODUCT((J$111:J$112)*TRANSPOSE(($D117:$E117))),0)","v":0},{"$f":"K$110+IF($C117<>0,SUMPRODUCT((K$111:K$112)*TRANSPOSE(($D117:$E117))),0)","v":0},{"$f":"L$110+IF($C117<>0,SUMPRODUCT((L$111:L$112)*TRANSPOSE(($D117:$E117))),0)","v":0},{"$f":"M$110+IF($C117<>0,SUMPRODUCT((M$111:M$112)*TRANSPOSE(($D117:$E117))),0)","v":0},{"$f":"N$110+IF($C117<>0,SUMPRODUCT((N$111:N$112)*TRANSPOSE(($D117:$E117))),0)","v":0},{"$f":"O$110+IF($C117<>0,SUMPRODUCT((O$111:O$112)*TRANSPOSE(($D117:$E117))),0)","v":0},{"$f":"P$110+IF($C117<>0,SUMPRODUCT((P$111:P$112)*TRANSPOSE(($D117:$E117))),0)","v":0},{"$f":"Q$110+IF($C117<>0,SUMPRODUCT((Q$111:Q$112)*TRANSPOSE(($D117:$E117))),0)","v":0},{"$f":"R$110+IF($C117<>0,SUMPRODUCT((R$111:R$112)*TRANSPOSE(($D117:$E117))),0)","v":0},{"$f":"S$110+IF($C117<>0,SUMPRODUCT((S$111:S$112)*TRANSPOSE(($D117:$E117))),0)","v":0},{"$f":"T$110+IF($C117<>0,SUMPRODUCT((T$111:T$112)*TRANSPOSE(($D117:$E117))),0)","v":0},{"$f":"U$110+IF($C117<>0,SUMPRODUCT((U$111:U$112)*TRANSPOSE(($D117:$E117))),0)","v":0},{"$f":"V$110+IF($C117<>0,SUMPRODUCT((V$111:V$112)*TRANSPOSE(($D117:$E117))),0)","v":0},{"$f":"W$110+IF($C117<>0,SUMPRODUCT((W$111:W$112)*TRANSPOSE(($D117:$E117))),0)","v":0},{"$f":"X$110+IF($C117<>0,SUMPRODUCT((X$111:X$112)*TRANSPOSE(($D117:$E117))),0)","v":0},{"$f":"Y$110+IF($C117<>0,SUMPRODUCT((Y$111:Y$112)*TRANSPOSE(($D117:$E117))),0)","v":0},{"$f":"Z$110+IF($C117<>0,SUMPRODUCT((Z$111:Z$112)*TRANSPOSE(($D117:$E117))),0)","v":0},{"$f":"AA$110+IF($C117<>0,SUMPRODUCT((AA$111:AA$112)*TRANSPOSE(($D117:$E117))),0)","v":0},{"$f":"AB$110+IF($C117<>0,SUMPRODUCT((AB$111:AB$112)*TRANSPOSE(($D117:$E117))),0)","v":0},{"$f":"AC$110+IF($C117<>0,SUMPRODUCT((AC$111:AC$112)*TRANSPOSE(($D117:$E117))),0)","v":0},{"$f":"AD$110+IF($C117<>0,SUMPRODUCT((AD$111:AD$112)*TRANSPOSE(($D117:$E117))),0)","v":0},{"$f":"AE$110+IF($C117<>0,SUMPRODUCT((AE$111:AE$112)*TRANSPOSE(($D117:$E117))),0)","v":0},{"$f":"AF$110+IF($C117<>0,SUMPRODUCT((AF$111:AF$112)*TRANSPOSE(($D117:$E117))),0)","v":0},{"$f":"AG$110+IF($C117<>0,SUMPRODUCT((AG$111:AG$112)*TRANSPOSE(($D117:$E117))),0)","v":0}]
[{"$f":"\"sens\"&Assumptions!B115","v":"sens5"},null,{"$f":"Assumptions!C115","v":"Capex 10% higher & Total benefits 10% lower"},{"$f":"Assumptions!G115","v":0.1},{"$f":"Assumptions!H115","v":-0.1},null,"Option 4sens5",null,{"$f":"I$110+IF($C118<>0,SUMPRODUCT((I$111:I$112)*TRANSPOSE(($D118:$E118))),0)","v":0},{"$f":"J$110+IF($C118<>0,SUMPRODUCT((J$111:J$112)*TRANSPOSE(($D118:$E118))),0)","v":0},{"$f":"K$110+IF($C118<>0,SUMPRODUCT((K$111:K$112)*TRANSPOSE(($D118:$E118))),0)","v":0},{"$f":"L$110+IF($C118<>0,SUMPRODUCT((L$111:L$112)*TRANSPOSE(($D118:$E118))),0)","v":0},{"$f":"M$110+IF($C118<>0,SUMPRODUCT((M$111:M$112)*TRANSPOSE(($D118:$E118))),0)","v":0},{"$f":"N$110+IF($C118<>0,SUMPRODUCT((N$111:N$112)*TRANSPOSE(($D118:$E118))),0)","v":0},{"$f":"O$110+IF($C118<>0,SUMPRODUCT((O$111:O$112)*TRANSPOSE(($D118:$E118))),0)","v":0},{"$f":"P$110+IF($C118<>0,SUMPRODUCT((P$111:P$112)*TRANSPOSE(($D118:$E118))),0)","v":0},{"$f":"Q$110+IF($C118<>0,SUMPRODUCT((Q$111:Q$112)*TRANSPOSE(($D118:$E118))),0)","v":0},{"$f":"R$110+IF($C118<>0,SUMPRODUCT((R$111:R$112)*TRANSPOSE(($D118:$E118))),0)","v":0},{"$f":"S$110+IF($C118<>0,SUMPRODUCT((S$111:S$112)*TRANSPOSE(($D118:$E118))),0)","v":0},{"$f":"T$110+IF($C118<>0,SUMPRODUCT((T$111:T$112)*TRANSPOSE(($D118:$E118))),0)","v":0},{"$f":"U$110+IF($C118<>0,SUMPRODUCT((U$111:U$112)*TRANSPOSE(($D118:$E118))),0)","v":0},{"$f":"V$110+IF($C118<>0,SUMPRODUCT((V$111:V$112)*TRANSPOSE(($D118:$E118))),0)","v":0},{"$f":"W$110+IF($C118<>0,SUMPRODUCT((W$111:W$112)*TRANSPOSE(($D118:$E118))),0)","v":0},{"$f":"X$110+IF($C118<>0,SUMPRODUCT((X$111:X$112)*TRANSPOSE(($D118:$E118))),0)","v":0},{"$f":"Y$110+IF($C118<>0,SUMPRODUCT((Y$111:Y$112)*TRANSPOSE(($D118:$E118))),0)","v":0},{"$f":"Z$110+IF($C118<>0,SUMPRODUCT((Z$111:Z$112)*TRANSPOSE(($D118:$E118))),0)","v":0},{"$f":"AA$110+IF($C118<>0,SUMPRODUCT((AA$111:AA$112)*TRANSPOSE(($D118:$E118))),0)","v":0},{"$f":"AB$110+IF($C118<>0,SUMPRODUCT((AB$111:AB$112)*TRANSPOSE(($D118:$E118))),0)","v":0},{"$f":"AC$110+IF($C118<>0,SUMPRODUCT((AC$111:AC$112)*TRANSPOSE(($D118:$E118))),0)","v":0},{"$f":"AD$110+IF($C118<>0,SUMPRODUCT((AD$111:AD$112)*TRANSPOSE(($D118:$E118))),0)","v":0},{"$f":"AE$110+IF($C118<>0,SUMPRODUCT((AE$111:AE$112)*TRANSPOSE(($D118:$E118))),0)","v":0},{"$f":"AF$110+IF($C118<>0,SUMPRODUCT((AF$111:AF$112)*TRANSPOSE(($D118:$E118))),0)","v":0},{"$f":"AG$110+IF($C118<>0,SUMPRODUCT((AG$111:AG$112)*TRANSPOSE(($D118:$E118))),0)","v":0}]
[{"$f":"\"sens\"&Assumptions!B116","v":"sens"},null,{"$f":"Assumptions!C116","v":0},{"$f":"Assumptions!G116","v":0},{"$f":"Assumptions!H116","v":0},null,"Option 4sens",null,{"$f":"I$110+IF($C119<>0,SUMPRODUCT((I$111:I$112)*TRANSPOSE(($D119:$E119))),0)","v":0},{"$f":"J$110+IF($C119<>0,SUMPRODUCT((J$111:J$112)*TRANSPOSE(($D119:$E119))),0)","v":0},{"$f":"K$110+IF($C119<>0,SUMPRODUCT((K$111:K$112)*TRANSPOSE(($D119:$E119))),0)","v":0},{"$f":"L$110+IF($C119<>0,SUMPRODUCT((L$111:L$112)*TRANSPOSE(($D119:$E119))),0)","v":0},{"$f":"M$110+IF($C119<>0,SUMPRODUCT((M$111:M$112)*TRANSPOSE(($D119:$E119))),0)","v":0},{"$f":"N$110+IF($C119<>0,SUMPRODUCT((N$111:N$112)*TRANSPOSE(($D119:$E119))),0)","v":0},{"$f":"O$110+IF($C119<>0,SUMPRODUCT((O$111:O$112)*TRANSPOSE(($D119:$E119))),0)","v":0},{"$f":"P$110+IF($C119<>0,SUMPRODUCT((P$111:P$112)*TRANSPOSE(($D119:$E119))),0)","v":0},{"$f":"Q$110+IF($C119<>0,SUMPRODUCT((Q$111:Q$112)*TRANSPOSE(($D119:$E119))),0)","v":0},{"$f":"R$110+IF($C119<>0,SUMPRODUCT((R$111:R$112)*TRANSPOSE(($D119:$E119))),0)","v":0},{"$f":"S$110+IF($C119<>0,SUMPRODUCT((S$111:S$112)*TRANSPOSE(($D119:$E119))),0)","v":0},{"$f":"T$110+IF($C119<>0,SUMPRODUCT((T$111:T$112)*TRANSPOSE(($D119:$E119))),0)","v":0},{"$f":"U$110+IF($C119<>0,SUMPRODUCT((U$111:U$112)*TRANSPOSE(($D119:$E119))),0)","v":0},{"$f":"V$110+IF($C119<>0,SUMPRODUCT((V$111:V$112)*TRANSPOSE(($D119:$E119))),0)","v":0},{"$f":"W$110+IF($C119<>0,SUMPRODUCT((W$111:W$112)*TRANSPOSE(($D119:$E119))),0)","v":0},{"$f":"X$110+IF($C119<>0,SUMPRODUCT((X$111:X$112)*TRANSPOSE(($D119:$E119))),0)","v":0},{"$f":"Y$110+IF($C119<>0,SUMPRODUCT((Y$111:Y$112)*TRANSPOSE(($D119:$E119))),0)","v":0},{"$f":"Z$110+IF($C119<>0,SUMPRODUCT((Z$111:Z$112)*TRANSPOSE(($D119:$E119))),0)","v":0},{"$f":"AA$110+IF($C119<>0,SUMPRODUCT((AA$111:AA$112)*TRANSPOSE(($D119:$E119))),0)","v":0},{"$f":"AB$110+IF($C119<>0,SUMPRODUCT((AB$111:AB$112)*TRANSPOSE(($D119:$E119))),0)","v":0},{"$f":"AC$110+IF($C119<>0,SUMPRODUCT((AC$111:AC$112)*TRANSPOSE(($D119:$E119))),0)","v":0},{"$f":"AD$110+IF($C119<>0,SUMPRODUCT((AD$111:AD$112)*TRANSPOSE(($D119:$E119))),0)","v":0},{"$f":"AE$110+IF($C119<>0,SUMPRODUCT((AE$111:AE$112)*TRANSPOSE(($D119:$E119))),0)","v":0},{"$f":"AF$110+IF($C119<>0,SUMPRODUCT((AF$111:AF$112)*TRANSPOSE(($D119:$E119))),0)","v":0},{"$f":"AG$110+IF($C119<>0,SUMPRODUCT((AG$111:AG$112)*TRANSPOSE(($D119:$E119))),0)","v":0}]
[{"$f":"\"sens\"&Assumptions!B117","v":"sens"},null,{"$f":"Assumptions!C117","v":0},{"$f":"Assumptions!G117","v":0},{"$f":"Assumptions!H117","v":0},null,"Option 4sens",null,{"$f":"I$110+IF($C120<>0,SUMPRODUCT((I$111:I$112)*TRANSPOSE(($D120:$E120))),0)","v":0},{"$f":"J$110+IF($C120<>0,SUMPRODUCT((J$111:J$112)*TRANSPOSE(($D120:$E120))),0)","v":0},{"$f":"K$110+IF($C120<>0,SUMPRODUCT((K$111:K$112)*TRANSPOSE(($D120:$E120))),0)","v":0},{"$f":"L$110+IF($C120<>0,SUMPRODUCT((L$111:L$112)*TRANSPOSE(($D120:$E120))),0)","v":0},{"$f":"M$110+IF($C120<>0,SUMPRODUCT((M$111:M$112)*TRANSPOSE(($D120:$E120))),0)","v":0},{"$f":"N$110+IF($C120<>0,SUMPRODUCT((N$111:N$112)*TRANSPOSE(($D120:$E120))),0)","v":0},{"$f":"O$110+IF($C120<>0,SUMPRODUCT((O$111:O$112)*TRANSPOSE(($D120:$E120))),0)","v":0},{"$f":"P$110+IF($C120<>0,SUMPRODUCT((P$111:P$112)*TRANSPOSE(($D120:$E120))),0)","v":0},{"$f":"Q$110+IF($C120<>0,SUMPRODUCT((Q$111:Q$112)*TRANSPOSE(($D120:$E120))),0)","v":0},{"$f":"R$110+IF($C120<>0,SUMPRODUCT((R$111:R$112)*TRANSPOSE(($D120:$E120))),0)","v":0},{"$f":"S$110+IF($C120<>0,SUMPRODUCT((S$111:S$112)*TRANSPOSE(($D120:$E120))),0)","v":0},{"$f":"T$110+IF($C120<>0,SUMPRODUCT((T$111:T$112)*TRANSPOSE(($D120:$E120))),0)","v":0},{"$f":"U$110+IF($C120<>0,SUMPRODUCT((U$111:U$112)*TRANSPOSE(($D120:$E120))),0)","v":0},{"$f":"V$110+IF($C120<>0,SUMPRODUCT((V$111:V$112)*TRANSPOSE(($D120:$E120))),0)","v":0},{"$f":"W$110+IF($C120<>0,SUMPRODUCT((W$111:W$112)*TRANSPOSE(($D120:$E120))),0)","v":0},{"$f":"X$110+IF($C120<>0,SUMPRODUCT((X$111:X$112)*TRANSPOSE(($D120:$E120))),0)","v":0},{"$f":"Y$110+IF($C120<>0,SUMPRODUCT((Y$111:Y$112)*TRANSPOSE(($D120:$E120))),0)","v":0},{"$f":"Z$110+IF($C120<>0,SUMPRODUCT((Z$111:Z$112)*TRANSPOSE(($D120:$E120))),0)","v":0},{"$f":"AA$110+IF($C120<>0,SUMPRODUCT((AA$111:AA$112)*TRANSPOSE(($D120:$E120))),0)","v":0},{"$f":"AB$110+IF($C120<>0,SUMPRODUCT((AB$111:AB$112)*TRANSPOSE(($D120:$E120))),0)","v":0},{"$f":"AC$110+IF($C120<>0,SUMPRODUCT((AC$111:AC$112)*TRANSPOSE(($D120:$E120))),0)","v":0},{"$f":"AD$110+IF($C120<>0,SUMPRODUCT((AD$111:AD$112)*TRANSPOSE(($D120:$E120))),0)","v":0},{"$f":"AE$110+IF($C120<>0,SUMPRODUCT((AE$111:AE$112)*TRANSPOSE(($D120:$E120))),0)","v":0},{"$f":"AF$110+IF($C120<>0,SUMPRODUCT((AF$111:AF$112)*TRANSPOSE(($D120:$E120))),0)","v":0},{"$f":"AG$110+IF($C120<>0,SUMPRODUCT((AG$111:AG$112)*TRANSPOSE(($D120:$E120))),0)","v":0}]
[{"$f":"\"sens\"&Assumptions!B118","v":"sens"},null,{"$f":"Assumptions!C118","v":0},{"$f":"Assumptions!G118","v":0},{"$f":"Assumptions!H118","v":0},null,"Option 4sens",null,{"$f":"I$110+IF($C121<>0,SUMPRODUCT((I$111:I$112)*TRANSPOSE(($D121:$E121))),0)","v":0},{"$f":"J$110+IF($C121<>0,SUMPRODUCT((J$111:J$112)*TRANSPOSE(($D121:$E121))),0)","v":0},{"$f":"K$110+IF($C121<>0,SUMPRODUCT((K$111:K$112)*TRANSPOSE(($D121:$E121))),0)","v":0},{"$f":"L$110+IF($C121<>0,SUMPRODUCT((L$111:L$112)*TRANSPOSE(($D121:$E121))),0)","v":0},{"$f":"M$110+IF($C121<>0,SUMPRODUCT((M$111:M$112)*TRANSPOSE(($D121:$E121))),0)","v":0},{"$f":"N$110+IF($C121<>0,SUMPRODUCT((N$111:N$112)*TRANSPOSE(($D121:$E121))),0)","v":0},{"$f":"O$110+IF($C121<>0,SUMPRODUCT((O$111:O$112)*TRANSPOSE(($D121:$E121))),0)","v":0},{"$f":"P$110+IF($C121<>0,SUMPRODUCT((P$111:P$112)*TRANSPOSE(($D121:$E121))),0)","v":0},{"$f":"Q$110+IF($C121<>0,SUMPRODUCT((Q$111:Q$112)*TRANSPOSE(($D121:$E121))),0)","v":0},{"$f":"R$110+IF($C121<>0,SUMPRODUCT((R$111:R$112)*TRANSPOSE(($D121:$E121))),0)","v":0},{"$f":"S$110+IF($C121<>0,SUMPRODUCT((S$111:S$112)*TRANSPOSE(($D121:$E121))),0)","v":0},{"$f":"T$110+IF($C121<>0,SUMPRODUCT((T$111:T$112)*TRANSPOSE(($D121:$E121))),0)","v":0},{"$f":"U$110+IF($C121<>0,SUMPRODUCT((U$111:U$112)*TRANSPOSE(($D121:$E121))),0)","v":0},{"$f":"V$110+IF($C121<>0,SUMPRODUCT((V$111:V$112)*TRANSPOSE(($D121:$E121))),0)","v":0},{"$f":"W$110+IF($C121<>0,SUMPRODUCT((W$111:W$112)*TRANSPOSE(($D121:$E121))),0)","v":0},{"$f":"X$110+IF($C121<>0,SUMPRODUCT((X$111:X$112)*TRANSPOSE(($D121:$E121))),0)","v":0},{"$f":"Y$110+IF($C121<>0,SUMPRODUCT((Y$111:Y$112)*TRANSPOSE(($D121:$E121))),0)","v":0},{"$f":"Z$110+IF($C121<>0,SUMPRODUCT((Z$111:Z$112)*TRANSPOSE(($D121:$E121))),0)","v":0},{"$f":"AA$110+IF($C121<>0,SUMPRODUCT((AA$111:AA$112)*TRANSPOSE(($D121:$E121))),0)","v":0},{"$f":"AB$110+IF($C121<>0,SUMPRODUCT((AB$111:AB$112)*TRANSPOSE(($D121:$E121))),0)","v":0},{"$f":"AC$110+IF($C121<>0,SUMPRODUCT((AC$111:AC$112)*TRANSPOSE(($D121:$E121))),0)","v":0},{"$f":"AD$110+IF($C121<>0,SUMPRODUCT((AD$111:AD$112)*TRANSPOSE(($D121:$E121))),0)","v":0},{"$f":"AE$110+IF($C121<>0,SUMPRODUCT((AE$111:AE$112)*TRANSPOSE(($D121:$E121))),0)","v":0},{"$f":"AF$110+IF($C121<>0,SUMPRODUCT((AF$111:AF$112)*TRANSPOSE(($D121:$E121))),0)","v":0},{"$f":"AG$110+IF($C121<>0,SUMPRODUCT((AG$111:AG$112)*TRANSPOSE(($D121:$E121))),0)","v":0}]

{"sheet":"Option5","index":7,"n_rows":121,"n_cols":33,"rows_kept":121,"cut":false,"hidden":false,"merged":[]}
[{"$f":"bus","v":"Powercor"}]
[{"$f":"proj","v":"Drysdale feeder: DDL023"}]
["OPTION 5",null,{"$f":"INDEX(Assumptions!$E$14:$E$18, MATCH(A3,_xlfn.ANCHORARRAY( Assumptions!$C$14),0))","v":0}]
[{"$f":"(INDEX(Data!$D$9:$D$13, MATCH(A3, options,0)))","v":"Not used"}]
[]
[{"$f":"'Option1 (base case)'!A6","v":"Count"},null,null,null,null,null,null,null,{"$f":"'Option1 (base case)'!I6","v":1},{"$f":"'Option1 (base case)'!J6","v":2},{"$f":"'Option1 (base case)'!K6","v":3},{"$f":"'Option1 (base case)'!L6","v":4},{"$f":"'Option1 (base case)'!M6","v":5},{"$f":"'Option1 (base case)'!N6","v":6},{"$f":"'Option1 (base case)'!O6","v":7},{"$f":"'Option1 (base case)'!P6","v":8},{"$f":"'Option1 (base case)'!Q6","v":9},{"$f":"'Option1 (base case)'!R6","v":10},{"$f":"'Option1 (base case)'!S6","v":11},{"$f":"'Option1 (base case)'!T6","v":12},{"$f":"'Option1 (base case)'!U6","v":13},{"$f":"'Option1 (base case)'!V6","v":14},{"$f":"'Option1 (base case)'!W6","v":15},{"$f":"'Option1 (base case)'!X6","v":16},{"$f":"'Option1 (base case)'!Y6","v":17},{"$f":"'Option1 (base case)'!Z6","v":18},{"$f":"'Option1 (base case)'!AA6","v":19},{"$f":"'Option1 (base case)'!AB6","v":20},{"$f":"'Option1 (base case)'!AC6","v":21},{"$f":"'Option1 (base case)'!AD6","v":22},{"$f":"'Option1 (base case)'!AE6","v":23},{"$f":"'Option1 (base case)'!AF6","v":24},{"$f":"'Option1 (base case)'!AG6","v":25}]
[{"$f":"'Option1 (base case)'!A7","v":"Value of CO2 reductions"},null,null,null,null,null,"$/MWh",null,{"$f":"'Option1 (base case)'!I7","v":24.730486797759085},{"$f":"'Option1 (base case)'!J7","v":22.340740091772258},{"$f":"'Option1 (base case)'!K7","v":20.196329122153124},{"$f":"'Option1 (base case)'!L7","v":18.06294207659629},{"$f":"'Option1 (base case)'!M7","v":15.913397615084225},{"$f":"'Option1 (base case)'!N7","v":13.715069432539002},{"$f":"'Option1 (base case)'!O7","v":13.715069432539002},{"$f":"'Option1 (base case)'!P7","v":13.715069432539002},{"$f":"'Option1 (base case)'!Q7","v":13.715069432539002},{"$f":"'Option1 (base case)'!R7","v":13.715069432539002},{"$f":"'Option1 (base case)'!S7","v":13.715069432539002},{"$f":"'Option1 (base case)'!T7","v":13.715069432539002},{"$f":"'Option1 (base case)'!U7","v":13.715069432539002},{"$f":"'Option1 (base case)'!V7","v":13.715069432539002},{"$f":"'Option1 (base case)'!W7","v":13.715069432539002},{"$f":"'Option1 (base case)'!X7","v":13.715069432539002},{"$f":"'Option1 (base case)'!Y7","v":13.715069432539002},{"$f":"'Option1 (base case)'!Z7","v":13.715069432539002},{"$f":"'Option1 (base case)'!AA7","v":13.715069432539002},{"$f":"'Option1 (base case)'!AB7","v":13.715069432539002},{"$f":"'Option1 (base case)'!AC7","v":13.715069432539002},{"$f":"'Option1 (base case)'!AD7","v":13.715069432539002},{"$f":"'Option1 (base case)'!AE7","v":13.715069432539002},{"$f":"'Option1 (base case)'!AF7","v":13.715069432539002},{"$f":"'Option1 (base case)'!AG7","v":13.715069432539002}]
[null,null,null,null,null,null,null,null,{"$f":"_xlfn.NUMBERVALUE(LEFT(I$9,4))+1","v":2027},{"$f":"_xlfn.NUMBERVALUE(LEFT(J$9,4))+1","v":2028},2029,2030,2031,2032,2033,2034,2035,2036,2037,2038,2039,2040,2041,2042,2043,2044,2045,2046,2047,2048,2049,2050,2051]
[null,null,null,null,null,null,"Units",null,{"$f":"'Option1 (base case)'!I9","v":"2026-27"},{"$f":"'Option1 (base case)'!J9","v":"2027-28"},{"$f":"'Option1 (base case)'!K9","v":"2028-29"},{"$f":"'Option1 (base case)'!L9","v":"2029-30"},{"$f":"'Option1 (base case)'!M9","v":"2030-31"},{"$f":"'Option1 (base case)'!N9","v":"2031-32"},{"$f":"'Option1 (base case)'!O9","v":"2032-33"},{"$f":"'Option1 (base case)'!P9","v":"2033-34"},{"$f":"'Option1 (base case)'!Q9","v":"2034-35"},{"$f":"'Option1 (base case)'!R9","v":"2035-36"},{"$f":"'Option1 (base case)'!S9","v":"2036-37"},{"$f":"'Option1 (base case)'!T9","v":"2037-38"},{"$f":"'Option1 (base case)'!U9","v":"2038-39"},{"$f":"'Option1 (base case)'!V9","v":"2039-40"},{"$f":"'Option1 (base case)'!W9","v":"2040-41"},{"$f":"'Option1 (base case)'!X9","v":"2041-42"},{"$f":"'Option1 (base case)'!Y9","v":"2042-43"},{"$f":"'Option1 (base case)'!Z9","v":"2043-44"},{"$f":"'Option1 (base case)'!AA9","v":"2044-45"},{"$f":"'Option1 (base case)'!AB9","v":"2045-46"},{"$f":"'Option1 (base case)'!AC9","v":"2046-47"},{"$f":"'Option1 (base case)'!AD9","v":"2047-48"},{"$f":"'Option1 (base case)'!AE9","v":"2048-49"},{"$f":"'Option1 (base case)'!AF9","v":"2049-50"},{"$f":"'Option1 (base case)'!AG9","v":"2050-51"}]
[]
["INVESTMENT & OPERATING COST"]
[]
[null,null,"Capex",null,"Asset life (yrs)"]
[null,null,"< Enter description >",null,0,null,{"$f":"input_dollars","v":"2023-12-31"},null,0,0,0,0,0,0,0,0,0,0,0,0,0,0,0,0,0,0,0,0,0,0,0,0,0]
[null,null,"< Enter description >",null,0,null,{"$f":"input_dollars","v":"2023-12-31"},null,0,0,0,0,0,0,0,0,0,0,0,0,0,0,0,0,0,0,0,0,0,0,0,0,0]
[null,null,"< Enter description >",null,0,null,{"$f":"input_dollars","v":"2023-12-31"},null,0,0,0,0,0,0,0,0,0,0,0,0,0,0,0,0,0,0,0,0,0,0,0,0,0]
[null,null,"Capital expenditure",null,null,null,{"$f":"input_dollars","v":"2023-12-31"},null,{"$f":"SUM(I14:I16)","v":0},0,{"$f":"SUM(K14:K16)","v":0},0,0,0,0,0,0,{"$f":"SUM(R14:R16)","v":0},0,0,0,0,0,0,0,0,0,0,0,0,0,0,0]
[]
[null,null,"Operating expenditure",null,null,null,{"$f":"input_dollars","v":"2023-12-31"},null,0,0,0,0,0,0,0,0,0,0,0,0,0,0,0,0,0,0,0,0,0,0,0,0,0]
[]
[]
["RISK ASSUMPTIONS"]
[]
[null,null,"PoF (major)",null,null,null,null,null,0,0,0,0,0,0,0,0,0,0,0,0,0,0,0,0,0,0,0,0,0,0,0,0,0]
[null,null,"PoF (reparable)",null,null,null,null,null,0,0,0,0,0,0,0,0,0,0,0,0,0,0,0,0,0,0,0,0,0,0,0,0,0]
[]
[null,null,"Const end date"]
[null,null,"Energy at risk 10% PoE",null,0.3,null,"MWh",null,0,0,0,0,0,0,0,0,0,0,0,0,0,0,0,0,0,0,0,0,0,0,0,0,0]
[null,null,"Energy at risk 50% PoE",null,0.7,null,"MWh",null,0,0,0,0,0,0,0,0,0,0,0,0,0,0,0,0,0,0,0,0,0,0,0,0,0]
[]
[null,null,"Energy at risk (weighted)",null,null,null,"MWh",null,{"$f":"SUMPRODUCT(I$28:I$29, $E$28:$E$29)","v":0},{"$f":"SUMPRODUCT(J$28:J$29, $E$28:$E$29)","v":0},0,0,0,0,0,0,0,0,0,0,0,0,0,0,0,0,0,0,0,0,0,0,0]
[null,null,"Energy at risk value","$/MWh",{"$f":"Assumptions!H41*vcr_esc","v":35130.235280075998},{"$f":"IF(AND(SUM(I31:AG31)<>0, E32=0), \"!\", \"\")","v":""},{"$f":"input_dollars","v":"2023-12-31"},null,{"$f":"I31*$E$32","v":0},{"$f":"J31*$E$32","v":0},0,0,0,0,0,0,0,0,0,0,0,0,0,0,0,0,0,0,0,0,0,0,0]
[]
[null,null,"Safety consequence","(after DF)",null,null,{"$f":"input_dollars","v":"2023-12-31"},null,{"$f":"SUMPRODUCT((Assumptions!$H$70:$H$71)*(Assumptions!$G$70:$G$71)*(Assumptions!$I$70:$I$71)*(I$24:I$25))","v":0},{"$f":"SUMPRODUCT((Assumptions!$H$70:$H$71)*(Assumptions!$G$70:$G$71)*(Assumptions!$I$70:$I$71)*(J$24:J$25))","v":0},{"$f":"SUMPRODUCT((Assumptions!$H$70:$H$71)*(Assumptions!$G$70:$G$71)*(Assumptions!$I$70:$I$71)*(K$24:K$25))","v":0},{"$f":"SUMPRODUCT((Assumptions!$H$70:$H$71)*(Assumptions!$G$70:$G$71)*(Assumptions!$I$70:$I$71)*(L$24:L$25))","v":0},{"$f":"SUMPRODUCT((Assumptions!$H$70:$H$71)*(Assumptions!$G$70:$G$71)*(Assumptions!$I$70:$I$71)*(M$24:M$25))","v":0},{"$f":"SUMPRODUCT((Assumptions!$H$70:$H$71)*(Assumptions!$G$70:$G$71)*(Assumptions!$I$70:$I$71)*(N$24:N$25))","v":0},{"$f":"SUMPRODUCT((Assumptions!$H$70:$H$71)*(Assumptions!$G$70:$G$71)*(Assumptions!$I$70:$I$71)*(O$24:O$25))","v":0},{"$f":"SUMPRODUCT((Assumptions!$H$70:$H$71)*(Assumptions!$G$70:$G$71)*(Assumptions!$I$70:$I$71)*(P$24:P$25))","v":0},{"$f":"SUMPRODUCT((Assumptions!$H$70:$H$71)*(Assumptions!$G$70:$G$71)*(Assumptions!$I$70:$I$71)*(Q$24:Q$25))","v":0},{"$f":"SUMPRODUCT((Assumptions!$H$70:$H$71)*(Assumptions!$G$70:$G$71)*(Assumptions!$I$70:$I$71)*(R$24:R$25))","v":0},{"$f":"SUMPRODUCT((Assumptions!$H$70:$H$71)*(Assumptions!$G$70:$G$71)*(Assumptions!$I$70:$I$71)*(S$24:S$25))","v":0},{"$f":"SUMPRODUCT((Assumptions!$H$70:$H$71)*(Assumptions!$G$70:$G$71)*(Assumptions!$I$70:$I$71)*(T$24:T$25))","v":0},{"$f":"SUMPRODUCT((Assumptions!$H$70:$H$71)*(Assumptions!$G$70:$G$71)*(Assumptions!$I$70:$I$71)*(U$24:U$25))","v":0},{"$f":"SUMPRODUCT((Assumptions!$H$70:$H$71)*(Assumptions!$G$70:$G$71)*(Assumptions!$I$70:$I$71)*(V$24:V$25))","v":0},{"$f":"SUMPRODUCT((Assumptions!$H$70:$H$71)*(Assumptions!$G$70:$G$71)*(Assumptions!$I$70:$I$71)*(W$24:W$25))","v":0},{"$f":"SUMPRODUCT((Assumptions!$H$70:$H$71)*(Assumptions!$G$70:$G$71)*(Assumptions!$I$70:$I$71)*(X$24:X$25))","v":0},{"$f":"SUMPRODUCT((Assumptions!$H$70:$H$71)*(Assumptions!$G$70:$G$71)*(Assumptions!$I$70:$I$71)*(Y$24:Y$25))","v":0},{"$f":"SUMPRODUCT((Assumptions!$H$70:$H$71)*(Assumptions!$G$70:$G$71)*(Assumptions!$I$70:$I$71)*(Z$24:Z$25))","v":0},{"$f":"SUMPRODUCT((Assumptions!$H$70:$H$71)*(Assumptions!$G$70:$G$71)*(Assumptions!$I$70:$I$71)*(AA$24:AA$25))","v":0},{"$f":"SUMPRODUCT((Assumptions!$H$70:$H$71)*(Assumptions!$G$70:$G$71)*(Assumptions!$I$70:$I$71)*(AB$24:AB$25))","v":0},{"$f":"SUMPRODUCT((Assumptions!$H$70:$H$71)*(Assumptions!$G$70:$G$71)*(Assumptions!$I$70:$I$71)*(AC$24:AC$25))","v":0},{"$f":"SUMPRODUCT((Assumptions!$H$70:$H$71)*(Assumptions!$G$70:$G$71)*(Assumptions!$I$70:$I$71)*(AD$24:AD$25))","v":0},{"$f":"SUMPRODUCT((Assumptions!$H$70:$H$71)*(Assumptions!$G$70:$G$71)*(Assumptions!$I$70:$I$71)*(AE$24:AE$25))","v":0},{"$f":"SUMPRODUCT((Assumptions!$H$70:$H$71)*(Assumptions!$G$70:$G$71)*(Assumptions!$I$70:$I$71)*(AF$24:AF$25))","v":0},{"$f":"SUMPRODUCT((Assumptions!$H$70:$H$71)*(Assumptions!$G$70:$G$71)*(Assumptions!$I$70:$I$71)*(AG$24:AG$25))","v":0}]
[null,null,"Unplanned replacements",null,null,null,{"$f":"input_dollars","v":"2023-12-31"},null,{"$f":"(1+Assumptions!$G$81)*SUMPRODUCT((Assumptions!$G$78:$G$79)*(I$24:I$25))","v":0},{"$f":"(1+Assumptions!$G$81)*SUMPRODUCT((Assumptions!$G$78:$G$79)*(J$24:J$25))","v":0},{"$f":"(1+Assumptions!$G$81)*SUMPRODUCT((Assumptions!$G$78:$G$79)*(K$24:K$25))","v":0},{"$f":"(1+Assumptions!$G$81)*SUMPRODUCT((Assumptions!$G$78:$G$79)*(L$24:L$25))","v":0},{"$f":"(1+Assumptions!$G$81)*SUMPRODUCT((Assumptions!$G$78:$G$79)*(M$24:M$25))","v":0},{"$f":"(1+Assumptions!$G$81)*SUMPRODUCT((Assumptions!$G$78:$G$79)*(N$24:N$25))","v":0},{"$f":"(1+Assumptions!$G$81)*SUMPRODUCT((Assumptions!$G$78:$G$79)*(O$24:O$25))","v":0},{"$f":"(1+Assumptions!$G$81)*SUMPRODUCT((Assumptions!$G$78:$G$79)*(P$24:P$25))","v":0},{"$f":"(1+Assumptions!$G$81)*SUMPRODUCT((Assumptions!$G$78:$G$79)*(Q$24:Q$25))","v":0},{"$f":"(1+Assumptions!$G$81)*SUMPRODUCT((Assumptions!$G$78:$G$79)*(R$24:R$25))","v":0},{"$f":"(1+Assumptions!$G$81)*SUMPRODUCT((Assumptions!$G$78:$G$79)*(S$24:S$25))","v":0},{"$f":"(1+Assumptions!$G$81)*SUMPRODUCT((Assumptions!$G$78:$G$79)*(T$24:T$25))","v":0},{"$f":"(1+Assumptions!$G$81)*SUMPRODUCT((Assumptions!$G$78:$G$79)*(U$24:U$25))","v":0},{"$f":"(1+Assumptions!$G$81)*SUMPRODUCT((Assumptions!$G$78:$G$79)*(V$24:V$25))","v":0},{"$f":"(1+Assumptions!$G$81)*SUMPRODUCT((Assumptions!$G$78:$G$79)*(W$24:W$25))","v":0},{"$f":"(1+Assumptions!$G$81)*SUMPRODUCT((Assumptions!$G$78:$G$79)*(X$24:X$25))","v":0},{"$f":"(1+Assumptions!$G$81)*SUMPRODUCT((Assumptions!$G$78:$G$79)*(Y$24:Y$25))","v":0},{"$f":"(1+Assumptions!$G$81)*SUMPRODUCT((Assumptions!$G$78:$G$79)*(Z$24:Z$25))","v":0},{"$f":"(1+Assumptions!$G$81)*SUMPRODUCT((Assumptions!$G$78:$G$79)*(AA$24:AA$25))","v":0},{"$f":"(1+Assumptions!$G$81)*SUMPRODUCT((Assumptions!$G$78:$G$79)*(AB$24:AB$25))","v":0},{"$f":"(1+Assumptions!$G$81)*SUMPRODUCT((Assumptions!$G$78:$G$79)*(AC$24:AC$25))","v":0},{"$f":"(1+Assumptions!$G$81)*SUMPRODUCT((Assumptions!$G$78:$G$79)*(AD$24:AD$25))","v":0},{"$f":"(1+Assumptions!$G$81)*SUMPRODUCT((Assumptions!$G$78:$G$79)*(AE$24:AE$25))","v":0},{"$f":"(1+Assumptions!$G$81)*SUMPRODUCT((Assumptions!$G$78:$G$79)*(AF$24:AF$25))","v":0},{"$f":"(1+Assumptions!$G$81)*SUMPRODUCT((Assumptions!$G$78:$G$79)*(AG$24:AG$25))","v":0}]
[null,null,"Environmental consequence","(after DF)",null,null,{"$f":"input_dollars","v":"2023-12-31"},null,0,0,0,0,0,0,0,0,0,0,0,0,0,0,0,0,0,0,0,0,0,0,0,0,0]
[null,null,"< Other risk - enter description >",null,null,null,{"$f":"input_dollars","v":"2023-12-31"},null,0,0,0,0,0,0,0,0,0,0,0,0,0,0,0,0,0,0,0,0,0,0,0,0,0]
[null,null,"< Other risk - enter description >",null,null,null,{"$f":"input_dollars","v":"2023-12-31"},null,0,0,0,0,0,0,0,0,0,0,0,0,0,0,0,0,0,0,0,0,0,0,0,0,0]
[]
[null,null,"Total risk cost",null,null,null,null,null,{"$f":"SUM(I32:I38)","v":0},{"$f":"SUM(J32:J38)","v":0},0,0,0,0,0,0,0,0,0,0,0,0,0,0,0,0,0,0,0,0,0,0,0]
[]
["OTHER BENEFITS"]
[]
[]
[null,null,"Reduction in CO2 emissions",null,null,null,"MWh",null,0,0,0,0,0,0,0,0,0,0,0,0,0,0,0,0,0,0,0,0,0,0,0,0,0]
[null,null,"Value of reduction in CO2 emissions",null,null,null,"$",null,{"$f":"I45*I7","v":0},0,0,0,0,0,0,0,0,0,0,0,0,0,0,0,0,0,0,0,0,0,0,0,0]
[]
[]
[null,null,"Reliability in worst-served areas","$/MWh",{"$f":"Assumptions!G94","v":151432.81740793545},null,"MWh",null,0,0,0,0,0,0,0,0,0,0,0,0,0,0,0,0,0,0,0,0,0,0,0,0,0]
[null,null,"Network resilience","$/MWh",{"$f":"Assumptions!G95","v":24590},null,"MWh",null,0,0,0,0,0,0,0,0,0,0,0,0,0,0,0,0,0,0,0,0,0,0,0,0,0]
[null,null,"Enabling solar exports","$/MWh",{"$f":"Assumptions!G96","v":88.357719508603083},null,"MWh",null,0,0,0,0,0,0,0,0,0,0,0,0,0,0,0,0,0,0,0,0,0,0,0,0,0]
[null,null,"Aesthetics","$/customer",{"$f":"Assumptions!G97","v":0},null,"customers",null,0,0,0,0,0,0,0,0,0,0,0,0,0,0,0,0,0,0,0,0,0,0,0,0,0]
[null,null,"Customer value of time (res)","$/customer min",{"$f":"Assumptions!G98","v":0.35181336539087127},null,"mins",null,0,0,0,0,0,0,0,0,0,0,0,0,0,0,0,0,0,0,0,0,0,0,0,0,0]
[null,null,"Customer value of time (bus)","$/customer min",{"$f":"Assumptions!G99","v":0.35181336539087127},null,"mins",null,0,0,0,0,0,0,0,0,0,0,0,0,0,0,0,0,0,0,0,0,0,0,0,0,0]
[null,null,"Communication","$/customer",{"$f":"Assumptions!G100","v":0},null,"customers",null,0,0,0,0,0,0,0,0,0,0,0,0,0,0,0,0,0,0,0,0,0,0,0,0,0]
[null,null,"Information accessibility","$/customer",{"$f":"Assumptions!G101","v":0},null,"customers",null,0,0,0,0,0,0,0,0,0,0,0,0,0,0,0,0,0,0,0,0,0,0,0,0,0]
[]
[null,null,"Other benefits 1",null,null,null,{"$f":"input_dollars","v":"2023-12-31"},null,0,0,0,0,0,0,0,0,0,0,0,0,0,0,0,0,0,0,0,0,0,0,0,0,0]
[null,null,"Other benefits 2",null,null,null,{"$f":"input_dollars","v":"2023-12-31"},null,0,0,0,0,0,0,0,0,0,0,0,0,0,0,0,0,0,0,0,0,0,0,0,0,0]
[]
[null,null,"Total other benefits",null,null,null,{"$f":"input_dollars","v":"2023-12-31"},null,{"$f":"SUMPRODUCT((I$49:I$56)*($E$49:$E$56))+SUM(I58:I59)+I46","v":0},{"$f":"SUMPRODUCT((J$49:J$56)*($E$49:$E$56))+SUM(J58:J59)+J46","v":0},{"$f":"SUMPRODUCT((K$49:K$56)*($E$49:$E$56))+SUM(K58:K59)+K46","v":0},{"$f":"SUMPRODUCT((L$49:L$56)*($E$49:$E$56))+SUM(L58:L59)+L46","v":0},{"$f":"SUMPRODUCT((M$49:M$56)*($E$49:$E$56))+SUM(M58:M59)+M46","v":0},{"$f":"SUMPRODUCT((N$49:N$56)*($E$49:$E$56))+SUM(N58:N59)+N46","v":0},{"$f":"SUMPRODUCT((O$49:O$56)*($E$49:$E$56))+SUM(O58:O59)+O46","v":0},{"$f":"SUMPRODUCT((P$49:P$56)*($E$49:$E$56))+SUM(P58:P59)+P46","v":0},{"$f":"SUMPRODUCT((Q$49:Q$56)*($E$49:$E$56))+SUM(Q58:Q59)+Q46","v":0},{"$f":"SUMPRODUCT((R$49:R$56)*($E$49:$E$56))+SUM(R58:R59)+R46","v":0},{"$f":"SUMPRODUCT((S$49:S$56)*($E$49:$E$56))+SUM(S58:S59)+S46","v":0},{"$f":"SUMPRODUCT((T$49:T$56)*($E$49:$E$56))+SUM(T58:T59)+T46","v":0},{"$f":"SUMPRODUCT((U$49:U$56)*($E$49:$E$56))+SUM(U58:U59)+U46","v":0},{"$f":"SUMPRODUCT((V$49:V$56)*($E$49:$E$56))+SUM(V58:V59)+V46","v":0},{"$f":"SUMPRODUCT((W$49:W$56)*($E$49:$E$56))+SUM(W58:W59)+W46","v":0},{"$f":"SUMPRODUCT((X$49:X$56)*($E$49:$E$56))+SUM(X58:X59)+X46","v":0},{"$f":"SUMPRODUCT((Y$49:Y$56)*($E$49:$E$56))+SUM(Y58:Y59)+Y46","v":0},{"$f":"SUMPRODUCT((Z$49:Z$56)*($E$49:$E$56))+SUM(Z58:Z59)+Z46","v":0},{"$f":"SUMPRODUCT((AA$49:AA$56)*($E$49:$E$56))+SUM(AA58:AA59)+AA46","v":0},{"$f":"SUMPRODUCT((AB$49:AB$56)*($E$49:$E$56))+SUM(AB58:AB59)+AB46","v":0},{"$f":"SUMPRODUCT((AC$49:AC$56)*($E$49:$E$56))+SUM(AC58:AC59)+AC46","v":0},{"$f":"SUMPRODUCT((AD$49:AD$56)*($E$49:$E$56))+SUM(AD58:AD59)+AD46","v":0},{"$f":"SUMPRODUCT((AE$49:AE$56)*($E$49:$E$56))+SUM(AE58:AE59)+AE46","v":0},{"$f":"SUMPRODUCT((AF$49:AF$56)*($E$49:$E$56))+SUM(AF58:AF59)+AF46","v":0},{"$f":"SUMPRODUCT((AG$49:AG$56)*($E$49:$E$56))+SUM(AG58:AG59)+AG46","v":0}]
[]
[]
["SUMMARY"]
[]
[]
[]
[null,null,{"$f":"'Option1 (base case)'!C67","v":"Risks mitigated vs base case"},null,null,null,{"$f":"input_dollars","v":"2023-12-31"},null,{"$f":"(1-INDEX(Data!$C$9:$C$13, MATCH($A$3, options,0)))*('Option1 (base case)'!I39-I40)","v":0},{"$f":"(1-INDEX(Data!$C$9:$C$13, MATCH($A$3, options,0)))*('Option1 (base case)'!J39-J40)","v":0},{"$f":"(1-INDEX(Data!$C$9:$C$13, MATCH($A$3, options,0)))*('Option1 (base case)'!K39-K40)","v":0},{"$f":"(1-INDEX(Data!$C$9:$C$13, MATCH($A$3, options,0)))*('Option1 (base case)'!L39-L40)","v":0},{"$f":"(1-INDEX(Data!$C$9:$C$13, MATCH($A$3, options,0)))*('Option1 (base case)'!M39-M40)","v":0},{"$f":"(1-INDEX(Data!$C$9:$C$13, MATCH($A$3, options,0)))*('Option1 (base case)'!N39-N40)","v":0},{"$f":"(1-INDEX(Data!$C$9:$C$13, MATCH($A$3, options,0)))*('Option1 (base case)'!O39-O40)","v":0},{"$f":"(1-INDEX(Data!$C$9:$C$13, MATCH($A$3, options,0)))*('Option1 (base case)'!P39-P40)","v":0},{"$f":"(1-INDEX(Data!$C$9:$C$13, MATCH($A$3, options,0)))*('Option1 (base case)'!Q39-Q40)","v":0},{"$f":"(1-INDEX(Data!$C$9:$C$13, MATCH($A$3, options,0)))*('Option1 (base case)'!R39-R40)","v":0},{"$f":"(1-INDEX(Data!$C$9:$C$13, MATCH($A$3, options,0)))*('Option1 (base case)'!S39-S40)","v":0},{"$f":"(1-INDEX(Data!$C$9:$C$13, MATCH($A$3, options,0)))*('Option1 (base case)'!T39-T40)","v":0},{"$f":"(1-INDEX(Data!$C$9:$C$13, MATCH($A$3, options,0)))*('Option1 (base case)'!U39-U40)","v":0},{"$f":"(1-INDEX(Data!$C$9:$C$13, MATCH($A$3, options,0)))*('Option1 (base case)'!V39-V40)","v":0},{"$f":"(1-INDEX(Data!$C$9:$C$13, MATCH($A$3, options,0)))*('Option1 (base case)'!W39-W40)","v":0},{"$f":"(1-INDEX(Data!$C$9:$C$13, MATCH($A$3, options,0)))*('Option1 (base case)'!X39-X40)","v":0},{"$f":"(1-INDEX(Data!$C$9:$C$13, MATCH($A$3, options,0)))*('Option1 (base case)'!Y39-Y40)","v":0},{"$f":"(1-INDEX(Data!$C$9:$C$13, MATCH($A$3, options,0)))*('Option1 (base case)'!Z39-Z40)","v":0},{"$f":"(1-INDEX(Data!$C$9:$C$13, MATCH($A$3, options,0)))*('Option1 (base case)'!AA39-AA40)","v":0},{"$f":"(1-INDEX(Data!$C$9:$C$13, MATCH($A$3, options,0)))*('Option1 (base case)'!AB39-AB40)","v":0},{"$f":"(1-INDEX(Data!$C$9:$C$13, MATCH($A$3, options,0)))*('Option1 (base case)'!AC39-AC40)","v":0},{"$f":"(1-INDEX(Data!$C$9:$C$13, MATCH($A$3, options,0)))*('Option1 (base case)'!AD39-AD40)","v":0},{"$f":"(1-INDEX(Data!$C$9:$C$13, MATCH($A$3, options,0)))*('Option1 (base case)'!AE39-AE40)","v":0},{"$f":"(1-INDEX(Data!$C$9:$C$13, MATCH($A$3, options,0)))*('Option1 (base case)'!AF39-AF40)","v":0},{"$f":"(1-INDEX(Data!$C$9:$C$13, MATCH($A$3, options,0)))*('Option1 (base case)'!AG39-AG40)","v":0}]
[]
[null,null,"Capital expenditure"]
[null,null,{"$f":"C14","v":"< Enter description >"},null,null,null,{"$f":"input_dollars","v":"2023-12-31"},null,{"$f":"-I14","v":0},0,0,0,0,0,0,0,0,0,0,0,0,0,0,0,0,0,0,0,0,0,0,0,0]
[null,null,{"$f":"C15","v":"< Enter description >"},null,null,null,{"$f":"input_dollars","v":"2023-12-31"},null,{"$f":"-I15","v":0},0,0,0,0,0,0,0,0,0,0,0,0,0,0,0,0,0,0,0,0,0,0,0,0]
[null,null,{"$f":"C16","v":"< Enter description >"},null,null,null,{"$f":"input_dollars","v":"2023-12-31"},null,{"$f":"-I16","v":0},0,0,0,0,0,0,0,0,0,0,0,0,0,0,0,0,0,0,0,0,0,0,0,0]
[]
[null,null,"Cumulative capex"]
[null,null,{"$f":"C14","v":"< Enter description >"},null,null,null,{"$f":"input_dollars","v":"2023-12-31"},null,{"$f":"SUMPRODUCT(($I71:I71))-SUMPRODUCT(($I71:I71)*($I$6:I$6<=(I$6-$E14)))","v":0},{"$f":"SUMPRODUCT(($I71:J71))-SUMPRODUCT(($I71:J71)*($I$6:J$6<=(J$6-$E14)))","v":0},{"$f":"SUMPRODUCT(($I71:K71))-SUMPRODUCT(($I71:K71)*($I$6:K$6<=(K$6-$E14)))","v":0},{"$f":"SUMPRODUCT(($I71:L71))-SUMPRODUCT(($I71:L71)*($I$6:L$6<=(L$6-$E14)))","v":0},{"$f":"SUMPRODUCT(($I71:M71))-SUMPRODUCT(($I71:M71)*($I$6:M$6<=(M$6-$E14)))","v":0},{"$f":"SUMPRODUCT(($I71:N71))-SUMPRODUCT(($I71:N71)*($I$6:N$6<=(N$6-$E14)))","v":0},{"$f":"SUMPRODUCT(($I71:O71))-SUMPRODUCT(($I71:O71)*($I$6:O$6<=(O$6-$E14)))","v":0},{"$f":"SUMPRODUCT(($I71:P71))-SUMPRODUCT(($I71:P71)*($I$6:P$6<=(P$6-$E14)))","v":0},{"$f":"SUMPRODUCT(($I71:Q71))-SUMPRODUCT(($I71:Q71)*($I$6:Q$6<=(Q$6-$E14)))","v":0},{"$f":"SUMPRODUCT(($I71:R71))-SUMPRODUCT(($I71:R71)*($I$6:R$6<=(R$6-$E14)))","v":0},{"$f":"SUMPRODUCT(($I71:S71))-SUMPRODUCT(($I71:S71)*($I$6:S$6<=(S$6-$E14)))","v":0},{"$f":"SUMPRODUCT(($I71:T71))-SUMPRODUCT(($I71:T71)*($I$6:T$6<=(T$6-$E14)))","v":0},{"$f":"SUMPRODUCT(($I71:U71))-SUMPRODUCT(($I71:U71)*($I$6:U$6<=(U$6-$E14)))","v":0},{"$f":"SUMPRODUCT(($I71:V71))-SUMPRODUCT(($I71:V71)*($I$6:V$6<=(V$6-$E14)))","v":0},{"$f":"SUMPRODUCT(($I71:W71))-SUMPRODUCT(($I71:W71)*($I$6:W$6<=(W$6-$E14)))","v":0},{"$f":"SUMPRODUCT(($I71:X71))-SUMPRODUCT(($I71:X71)*($I$6:X$6<=(X$6-$E14)))","v":0},{"$f":"SUMPRODUCT(($I71:Y71))-SUMPRODUCT(($I71:Y71)*($I$6:Y$6<=(Y$6-$E14)))","v":0},{"$f":"SUMPRODUCT(($I71:Z71))-SUMPRODUCT(($I71:Z71)*($I$6:Z$6<=(Z$6-$E14)))","v":0},{"$f":"SUMPRODUCT(($I71:AA71))-SUMPRODUCT(($I71:AA71)*($I$6:AA$6<=(AA$6-$E14)))","v":0},{"$f":"SUMPRODUCT(($I71:AB71))-SUMPRODUCT(($I71:AB71)*($I$6:AB$6<=(AB$6-$E14)))","v":0},{"$f":"SUMPRODUCT(($I71:AC71))-SUMPRODUCT(($I71:AC71)*($I$6:AC$6<=(AC$6-$E14)))","v":0},{"$f":"SUMPRODUCT(($I71:AD71))-SUMPRODUCT(($I71:AD71)*($I$6:AD$6<=(AD$6-$E14)))","v":0},{"$f":"SUMPRODUCT(($I71:AE71))-SUMPRODUCT(($I71:AE71)*($I$6:AE$6<=(AE$6-$E14)))","v":0},{"$f":"SUMPRODUCT(($I71:AF71))-SUMPRODUCT(($I71:AF71)*($I$6:AF$6<=(AF$6-$E14)))","v":0},{"$f":"SUMPRODUCT(($I71:AG71))-SUMPRODUCT(($I71:AG71)*($I$6:AG$6<=(AG$6-$E14)))","v":0}]
[null,null,{"$f":"C15","v":"< Enter description >"},null,null,null,{"$f":"input_dollars","v":"2023-12-31"},null,{"$f":"SUMPRODUCT(($I72:I72))-SUMPRODUCT(($I72:I72)*($I$6:I$6<=(I$6-$E15)))","v":0},{"$f":"SUMPRODUCT(($I72:J72))-SUMPRODUCT(($I72:J72)*($I$6:J$6<=(J$6-$E15)))","v":0},{"$f":"SUMPRODUCT(($I72:K72))-SUMPRODUCT(($I72:K72)*($I$6:K$6<=(K$6-$E15)))","v":0},{"$f":"SUMPRODUCT(($I72:L72))-SUMPRODUCT(($I72:L72)*($I$6:L$6<=(L$6-$E15)))","v":0},{"$f":"SUMPRODUCT(($I72:M72))-SUMPRODUCT(($I72:M72)*($I$6:M$6<=(M$6-$E15)))","v":0},{"$f":"SUMPRODUCT(($I72:N72))-SUMPRODUCT(($I72:N72)*($I$6:N$6<=(N$6-$E15)))","v":0},{"$f":"SUMPRODUCT(($I72:O72))-SUMPRODUCT(($I72:O72)*($I$6:O$6<=(O$6-$E15)))","v":0},{"$f":"SUMPRODUCT(($I72:P72))-SUMPRODUCT(($I72:P72)*($I$6:P$6<=(P$6-$E15)))","v":0},{"$f":"SUMPRODUCT(($I72:Q72))-SUMPRODUCT(($I72:Q72)*($I$6:Q$6<=(Q$6-$E15)))","v":0},{"$f":"SUMPRODUCT(($I72:R72))-SUMPRODUCT(($I72:R72)*($I$6:R$6<=(R$6-$E15)))","v":0},{"$f":"SUMPRODUCT(($I72:S72))-SUMPRODUCT(($I72:S72)*($I$6:S$6<=(S$6-$E15)))","v":0},{"$f":"SUMPRODUCT(($I72:T72))-SUMPRODUCT(($I72:T72)*($I$6:T$6<=(T$6-$E15)))","v":0},{"$f":"SUMPRODUCT(($I72:U72))-SUMPRODUCT(($I72:U72)*($I$6:U$6<=(U$6-$E15)))","v":0},{"$f":"SUMPRODUCT(($I72:V72))-SUMPRODUCT(($I72:V72)*($I$6:V$6<=(V$6-$E15)))","v":0},{"$f":"SUMPRODUCT(($I72:W72))-SUMPRODUCT(($I72:W72)*($I$6:W$6<=(W$6-$E15)))","v":0},{"$f":"SUMPRODUCT(($I72:X72))-SUMPRODUCT(($I72:X72)*($I$6:X$6<=(X$6-$E15)))","v":0},{"$f":"SUMPRODUCT(($I72:Y72))-SUMPRODUCT(($I72:Y72)*($I$6:Y$6<=(Y$6-$E15)))","v":0},{"$f":"SUMPRODUCT(($I72:Z72))-SUMPRODUCT(($I72:Z72)*($I$6:Z$6<=(Z$6-$E15)))","v":0},{"$f":"SUMPRODUCT(($I72:AA72))-SUMPRODUCT(($I72:AA72)*($I$6:AA$6<=(AA$6-$E15)))","v":0},{"$f":"SUMPRODUCT(($I72:AB72))-SUMPRODUCT(($I72:AB72)*($I$6:AB$6<=(AB$6-$E15)))","v":0},{"$f":"SUMPRODUCT(($I72:AC72))-SUMPRODUCT(($I72:AC72)*($I$6:AC$6<=(AC$6-$E15)))","v":0},{"$f":"SUMPRODUCT(($I72:AD72))-SUMPRODUCT(($I72:AD72)*($I$6:AD$6<=(AD$6-$E15)))","v":0},{"$f":"SUMPRODUCT(($I72:AE72))-SUMPRODUCT(($I72:AE72)*($I$6:AE$6<=(AE$6-$E15)))","v":0},{"$f":"SUMPRODUCT(($I72:AF72))-SUMPRODUCT(($I72:AF72)*($I$6:AF$6<=(AF$6-$E15)))","v":0},{"$f":"SUMPRODUCT(($I72:AG72))-SUMPRODUCT(($I72:AG72)*($I$6:AG$6<=(AG$6-$E15)))","v":0}]
[null,null,{"$f":"C16","v":"< Enter description >"},null,null,null,{"$f":"input_dollars","v":"2023-12-31"},null,{"$f":"SUMPRODUCT(($I73:I73))-SUMPRODUCT(($I73:I73)*($I$6:I$6<=(I$6-$E16)))","v":0},{"$f":"SUMPRODUCT(($I73:J73))-SUMPRODUCT(($I73:J73)*($I$6:J$6<=(J$6-$E16)))","v":0},{"$f":"SUMPRODUCT(($I73:K73))-SUMPRODUCT(($I73:K73)*($I$6:K$6<=(K$6-$E16)))","v":0},{"$f":"SUMPRODUCT(($I73:L73))-SUMPRODUCT(($I73:L73)*($I$6:L$6<=(L$6-$E16)))","v":0},{"$f":"SUMPRODUCT(($I73:M73))-SUMPRODUCT(($I73:M73)*($I$6:M$6<=(M$6-$E16)))","v":0},{"$f":"SUMPRODUCT(($I73:N73))-SUMPRODUCT(($I73:N73)*($I$6:N$6<=(N$6-$E16)))","v":0},{"$f":"SUMPRODUCT(($I73:O73))-SUMPRODUCT(($I73:O73)*($I$6:O$6<=(O$6-$E16)))","v":0},{"$f":"SUMPRODUCT(($I73:P73))-SUMPRODUCT(($I73:P73)*($I$6:P$6<=(P$6-$E16)))","v":0},{"$f":"SUMPRODUCT(($I73:Q73))-SUMPRODUCT(($I73:Q73)*($I$6:Q$6<=(Q$6-$E16)))","v":0},{"$f":"SUMPRODUCT(($I73:R73))-SUMPRODUCT(($I73:R73)*($I$6:R$6<=(R$6-$E16)))","v":0},{"$f":"SUMPRODUCT(($I73:S73))-SUMPRODUCT(($I73:S73)*($I$6:S$6<=(S$6-$E16)))","v":0},{"$f":"SUMPRODUCT(($I73:T73))-SUMPRODUCT(($I73:T73)*($I$6:T$6<=(T$6-$E16)))","v":0},{"$f":"SUMPRODUCT(($I73:U73))-SUMPRODUCT(($I73:U73)*($I$6:U$6<=(U$6-$E16)))","v":0},{"$f":"SUMPRODUCT(($I73:V73))-SUMPRODUCT(($I73:V73)*($I$6:V$6<=(V$6-$E16)))","v":0},{"$f":"SUMPRODUCT(($I73:W73))-SUMPRODUCT(($I73:W73)*($I$6:W$6<=(W$6-$E16)))","v":0},{"$f":"SUMPRODUCT(($I73:X73))-SUMPRODUCT(($I73:X73)*($I$6:X$6<=(X$6-$E16)))","v":0},{"$f":"SUMPRODUCT(($I73:Y73))-SUMPRODUCT(($I73:Y73)*($I$6:Y$6<=(Y$6-$E16)))","v":0},{"$f":"SUMPRODUCT(($I73:Z73))-SUMPRODUCT(($I73:Z73)*($I$6:Z$6<=(Z$6-$E16)))","v":0},{"$f":"SUMPRODUCT(($I73:AA73))-SUMPRODUCT(($I73:AA73)*($I$6:AA$6<=(AA$6-$E16)))","v":0},{"$f":"SUMPRODUCT(($I73:AB73))-SUMPRODUCT(($I73:AB73)*($I$6:AB$6<=(AB$6-$E16)))","v":0},{"$f":"SUMPRODUCT(($I73:AC73))-SUMPRODUCT(($I73:AC73)*($I$6:AC$6<=(AC$6-$E16)))","v":0},{"$f":"SUMPRODUCT(($I73:AD73))-SUMPRODUCT(($I73:AD73)*($I$6:AD$6<=(AD$6-$E16)))","v":0},{"$f":"SUMPRODUCT(($I73:AE73))-SUMPRODUCT(($I73:AE73)*($I$6:AE$6<=(AE$6-$E16)))","v":0},{"$f":"SUMPRODUCT(($I73:AF73))-SUMPRODUCT(($I73:AF73)*($I$6:AF$6<=(AF$6-$E16)))","v":0},{"$f":"SUMPRODUCT(($I73:AG73))-SUMPRODUCT(($I73:AG73)*($I$6:AG$6<=(AG$6-$E16)))","v":0}]
[]
[null,null,"Annualised capex"]
[null,null,{"$f":"$C$80&\" - \"&C14","v":"Annualised capex - < Enter description >"},null,null,null,{"$f":"input_dollars","v":"2023-12-31"},null,{"$f":"IF($E14=0,0,-PMT(real_disc, $E14,H76,))","v":0},0,0,0,0,0,0,0,0,0,0,0,0,0,0,0,0,0,0,0,0,0,0,0,0]
[null,null,{"$f":"$C$80&\" - \"&C15","v":"Annualised capex - < Enter description >"},null,null,null,{"$f":"input_dollars","v":"2023-12-31"},null,{"$f":"IF($E15=0,0,-PMT(real_disc, $E15,H77,))","v":0},0,0,0,0,0,0,0,0,0,0,0,0,0,0,0,0,0,0,0,0,0,0,0,0]
[null,null,{"$f":"$C$80&\" - \"&C16","v":"Annualised capex - < Enter description >"},null,null,null,{"$f":"input_dollars","v":"2023-12-31"},null,{"$f":"IF($E16=0,0,-PMT(real_disc, $E16,H78,))","v":0},0,0,0,0,0,0,0,0,0,0,0,0,0,0,0,0,0,0,0,0,0,0,0,0]
[null,null,"Total annualised capex",null,null,null,{"$f":"input_dollars","v":"2023-12-31"},null,{"$f":"SUM(I81:I83)","v":0},{"$f":"SUM(J81:J83)","v":0},0,0,0,0,0,0,0,0,0,0,0,0,0,0,0,0,0,0,{"$f":"SUM(AC81:AC83)","v":0},{"$f":"SUM(AD81:AD83)","v":0},{"$f":"SUM(AE81:AE83)","v":0},{"$f":"SUM(AF81:AF83)","v":0},{"$f":"SUM(AG81:AG83)","v":0}]
[]
[null,null,"Annualised capex",null,null,null,{"$f":"input_dollars","v":"2023-12-31"},null,{"$f":"I84","v":0},{"$f":"J84","v":0},0,0,0,0,0,0,0,0,0,0,0,0,0,0,0,0,0,0,{"$f":"AC84","v":0},{"$f":"AD84","v":0},{"$f":"AE84","v":0},{"$f":"AF84","v":0},{"$f":"AG84","v":0}]
[null,null,"Operating expenditure",null,null,null,"2023-12-31",null,{"$f":"-I19","v":0},0,0,0,0,0,0,0,0,0,0,0,0,0,0,0,0,0,0,0,0,0,0,0,0]
[null,null,"Risk mitigated",null,null,null,"2023-12-31",null,{"$f":"I68","v":0},{"$f":"J68","v":0},0,0,0,0,0,0,0,0,0,0,0,0,0,0,0,0,0,0,{"$f":"AC68","v":0},{"$f":"AD68","v":0},{"$f":"AE68","v":0},{"$f":"AF68","v":0},{"$f":"AG68","v":0}]
[null,null,"Other benefits value",null,null,null,"2023-12-31",null,{"$f":"I61","v":0},0,0,0,0,0,0,0,0,0,0,0,0,0,0,0,0,0,0,0,0,0,0,0,0]
[]
[null,null,"Net benefits",null,null,null,"2023-12-31",null,{"$f":"SUM(I86:I90)","v":0},0,0,0,0,0,0,0,0,0,0,0,0,0,0,0,0,0,0,0,{"$f":"SUM(AC86:AC90)","v":0},{"$f":"SUM(AD86:AD90)","v":0},{"$f":"SUM(AE86:AE90)","v":0},{"$f":"SUM(AF86:AF90)","v":0},{"$f":"SUM(AG86:AG90)","v":0}]
[]
[]
[null,null,"First capex year",null,null,null,{"$f":"IF(SUM($I17:$AG17)=0,0,(INDEX(I$6:AG$6,MATCH(TRUE,INDEX($I17:$AG17<>0,),0))))","v":0}]
[]
[null,null,"First year",null,null,null,{"$f":"IF(_xlfn.MINIFS($G$94:$G$95, $G$94:$G$95, \">\"&0)=0, $A$4, _xlfn.MINIFS($G$94:$G$95, $G$94:$G$95, \">\"&0))","v":"Not used"}]
[]
[]
[]
[]
[]
[]
[]
[]
[]
["SENSITIVITIES"]
[]
[]
[]
["NPV",null,"Net benefits",null,null,null,{"$f":"PROPER($A$3)&A110","v":"Option 5NPV"},null,{"$f":"I91","v":0},{"$f":"J91","v":0},0,0,0,0,0,0,0,0,0,0,0,0,0,0,0,0,0,0,0,0,0,0,0]
[null,null,"Total annualised capex",null,null,null,null,null,{"$f":"I86","v":0},{"$f":"J86","v":0},0,0,0,0,0,0,0,0,0,0,0,0,0,0,0,0,0,0,0,0,0,0,0]
[null,null,"Total benefits",null,null,null,null,null,{"$f":"SUM(I88:I89)","v":0},{"$f":"SUM(J88:J89)","v":0},0,0,0,0,0,0,0,0,0,0,0,0,0,0,0,0,0,0,0,0,0,0,0]
[null,null,null,{"$f":"Assumptions!G110","v":"Capex"},{"$f":"Assumptions!H110","v":"Total benefits"}]
[{"$f":"\"sens\"&Assumptions!B111","v":"sens1"},null,{"$f":"Assumptions!C111","v":"Capex 10% higher"},{"$f":"Assumptions!G111","v":0.1},{"$f":"Assumptions!H111","v":0},null,{"$f":"PROPER($A$3)&A114","v":"Option 5sens1"},null,{"$f":"I$110+IF($C114<>0,SUMPRODUCT((I$111:I$112)*TRANSPOSE(($D114:$E114))),0)","v":0},{"$f":"J$110+IF($C114<>0,SUMPRODUCT((J$111:J$112)*TRANSPOSE(($D114:$E114))),0)","v":0},{"$f":"K$110+IF($C114<>0,SUMPRODUCT((K$111:K$112)*TRANSPOSE(($D114:$E114))),0)","v":0},{"$f":"L$110+IF($C114<>0,SUMPRODUCT((L$111:L$112)*TRANSPOSE(($D114:$E114))),0)","v":0},{"$f":"M$110+IF($C114<>0,SUMPRODUCT((M$111:M$112)*TRANSPOSE(($D114:$E114))),0)","v":0},{"$f":"N$110+IF($C114<>0,SUMPRODUCT((N$111:N$112)*TRANSPOSE(($D114:$E114))),0)","v":0},{"$f":"O$110+IF($C114<>0,SUMPRODUCT((O$111:O$112)*TRANSPOSE(($D114:$E114))),0)","v":0},{"$f":"P$110+IF($C114<>0,SUMPRODUCT((P$111:P$112)*TRANSPOSE(($D114:$E114))),0)","v":0},{"$f":"Q$110+IF($C114<>0,SUMPRODUCT((Q$111:Q$112)*TRANSPOSE(($D114:$E114))),0)","v":0},{"$f":"R$110+IF($C114<>0,SUMPRODUCT((R$111:R$112)*TRANSPOSE(($D114:$E114))),0)","v":0},{"$f":"S$110+IF($C114<>0,SUMPRODUCT((S$111:S$112)*TRANSPOSE(($D114:$E114))),0)","v":0},{"$f":"T$110+IF($C114<>0,SUMPRODUCT((T$111:T$112)*TRANSPOSE(($D114:$E114))),0)","v":0},{"$f":"U$110+IF($C114<>0,SUMPRODUCT((U$111:U$112)*TRANSPOSE(($D114:$E114))),0)","v":0},{"$f":"V$110+IF($C114<>0,SUMPRODUCT((V$111:V$112)*TRANSPOSE(($D114:$E114))),0)","v":0},{"$f":"W$110+IF($C114<>0,SUMPRODUCT((W$111:W$112)*TRANSPOSE(($D114:$E114))),0)","v":0},{"$f":"X$110+IF($C114<>0,SUMPRODUCT((X$111:X$112)*TRANSPOSE(($D114:$E114))),0)","v":0},{"$f":"Y$110+IF($C114<>0,SUMPRODUCT((Y$111:Y$112)*TRANSPOSE(($D114:$E114))),0)","v":0},{"$f":"Z$110+IF($C114<>0,SUMPRODUCT((Z$111:Z$112)*TRANSPOSE(($D114:$E114))),0)","v":0},{"$f":"AA$110+IF($C114<>0,SUMPRODUCT((AA$111:AA$112)*TRANSPOSE(($D114:$E114))),0)","v":0},{"$f":"AB$110+IF($C114<>0,SUMPRODUCT((AB$111:AB$112)*TRANSPOSE(($D114:$E114))),0)","v":0},{"$f":"AC$110+IF($C114<>0,SUMPRODUCT((AC$111:AC$112)*TRANSPOSE(($D114:$E114))),0)","v":0},{"$f":"AD$110+IF($C114<>0,SUMPRODUCT((AD$111:AD$112)*TRANSPOSE(($D114:$E114))),0)","v":0},{"$f":"AE$110+IF($C114<>0,SUMPRODUCT((AE$111:AE$112)*TRANSPOSE(($D114:$E114))),0)","v":0},{"$f":"AF$110+IF($C114<>0,SUMPRODUCT((AF$111:AF$112)*TRANSPOSE(($D114:$E114))),0)","v":0},{"$f":"AG$110+IF($C114<>0,SUMPRODUCT((AG$111:AG$112)*TRANSPOSE(($D114:$E114))),0)","v":0}]
[{"$f":"\"sens\"&Assumptions!B112","v":"sens2"},null,{"$f":"Assumptions!C112","v":"Capex 10% lower"},{"$f":"Assumptions!G112","v":-0.1},{"$f":"Assumptions!H112","v":0},null,{"$f":"PROPER($A$3)&A115","v":"Option 5sens2"},null,{"$f":"I$110+IF($C115<>0,SUMPRODUCT((I$111:I$112)*TRANSPOSE(($D115:$E115))),0)","v":0},{"$f":"J$110+IF($C115<>0,SUMPRODUCT((J$111:J$112)*TRANSPOSE(($D115:$E115))),0)","v":0},{"$f":"K$110+IF($C115<>0,SUMPRODUCT((K$111:K$112)*TRANSPOSE(($D115:$E115))),0)","v":0},{"$f":"L$110+IF($C115<>0,SUMPRODUCT((L$111:L$112)*TRANSPOSE(($D115:$E115))),0)","v":0},{"$f":"M$110+IF($C115<>0,SUMPRODUCT((M$111:M$112)*TRANSPOSE(($D115:$E115))),0)","v":0},{"$f":"N$110+IF($C115<>0,SUMPRODUCT((N$111:N$112)*TRANSPOSE(($D115:$E115))),0)","v":0},{"$f":"O$110+IF($C115<>0,SUMPRODUCT((O$111:O$112)*TRANSPOSE(($D115:$E115))),0)","v":0},{"$f":"P$110+IF($C115<>0,SUMPRODUCT((P$111:P$112)*TRANSPOSE(($D115:$E115))),0)","v":0},{"$f":"Q$110+IF($C115<>0,SUMPRODUCT((Q$111:Q$112)*TRANSPOSE(($D115:$E115))),0)","v":0},{"$f":"R$110+IF($C115<>0,SUMPRODUCT((R$111:R$112)*TRANSPOSE(($D115:$E115))),0)","v":0},{"$f":"S$110+IF($C115<>0,SUMPRODUCT((S$111:S$112)*TRANSPOSE(($D115:$E115))),0)","v":0},{"$f":"T$110+IF($C115<>0,SUMPRODUCT((T$111:T$112)*TRANSPOSE(($D115:$E115))),0)","v":0},{"$f":"U$110+IF($C115<>0,SUMPRODUCT((U$111:U$112)*TRANSPOSE(($D115:$E115))),0)","v":0},{"$f":"V$110+IF($C115<>0,SUMPRODUCT((V$111:V$112)*TRANSPOSE(($D115:$E115))),0)","v":0},{"$f":"W$110+IF($C115<>0,SUMPRODUCT((W$111:W$112)*TRANSPOSE(($D115:$E115))),0)","v":0},{"$f":"X$110+IF($C115<>0,SUMPRODUCT((X$111:X$112)*TRANSPOSE(($D115:$E115))),0)","v":0},{"$f":"Y$110+IF($C115<>0,SUMPRODUCT((Y$111:Y$112)*TRANSPOSE(($D115:$E115))),0)","v":0},{"$f":"Z$110+IF($C115<>0,SUMPRODUCT((Z$111:Z$112)*TRANSPOSE(($D115:$E115))),0)","v":0},{"$f":"AA$110+IF($C115<>0,SUMPRODUCT((AA$111:AA$112)*TRANSPOSE(($D115:$E115))),0)","v":0},{"$f":"AB$110+IF($C115<>0,SUMPRODUCT((AB$111:AB$112)*TRANSPOSE(($D115:$E115))),0)","v":0},{"$f":"AC$110+IF($C115<>0,SUMPRODUCT((AC$111:AC$112)*TRANSPOSE(($D115:$E115))),0)","v":0},{"$f":"AD$110+IF($C115<>0,SUMPRODUCT((AD$111:AD$112)*TRANSPOSE(($D115:$E115))),0)","v":0},{"$f":"AE$110+IF($C115<>0,SUMPRODUCT((AE$111:AE$112)*TRANSPOSE(($D115:$E115))),0)","v":0},{"$f":"AF$110+IF($C115<>0,SUMPRODUCT((AF$111:AF$112)*TRANSPOSE(($D115:$E115))),0)","v":0},{"$f":"AG$110+IF($C115<>0,SUMPRODUCT((AG$111:AG$112)*TRANSPOSE(($D115:$E115))),0)","v":0}]
[{"$f":"\"sens\"&Assumptions!B113","v":"sens3"},null,{"$f":"Assumptions!C113","v":"Total benefits 10% higher"},{"$f":"Assumptions!G113","v":0},{"$f":"Assumptions!H113","v":0.1},null,"Option 5sens3",null,{"$f":"I$110+IF($C116<>0,SUMPRODUCT((I$111:I$112)*TRANSPOSE(($D116:$E116))),0)","v":0},{"$f":"J$110+IF($C116<>0,SUMPRODUCT((J$111:J$112)*TRANSPOSE(($D116:$E116))),0)","v":0},{"$f":"K$110+IF($C116<>0,SUMPRODUCT((K$111:K$112)*TRANSPOSE(($D116:$E116))),0)","v":0},{"$f":"L$110+IF($C116<>0,SUMPRODUCT((L$111:L$112)*TRANSPOSE(($D116:$E116))),0)","v":0},{"$f":"M$110+IF($C116<>0,SUMPRODUCT((M$111:M$112)*TRANSPOSE(($D116:$E116))),0)","v":0},{"$f":"N$110+IF($C116<>0,SUMPRODUCT((N$111:N$112)*TRANSPOSE(($D116:$E116))),0)","v":0},{"$f":"O$110+IF($C116<>0,SUMPRODUCT((O$111:O$112)*TRANSPOSE(($D116:$E116))),0)","v":0},{"$f":"P$110+IF($C116<>0,SUMPRODUCT((P$111:P$112)*TRANSPOSE(($D116:$E116))),0)","v":0},{"$f":"Q$110+IF($C116<>0,SUMPRODUCT((Q$111:Q$112)*TRANSPOSE(($D116:$E116))),0)","v":0},{"$f":"R$110+IF($C116<>0,SUMPRODUCT((R$111:R$112)*TRANSPOSE(($D116:$E116))),0)","v":0},{"$f":"S$110+IF($C116<>0,SUMPRODUCT((S$111:S$112)*TRANSPOSE(($D116:$E116))),0)","v":0},{"$f":"T$110+IF($C116<>0,SUMPRODUCT((T$111:T$112)*TRANSPOSE(($D116:$E116))),0)","v":0},{"$f":"U$110+IF($C116<>0,SUMPRODUCT((U$111:U$112)*TRANSPOSE(($D116:$E116))),0)","v":0},{"$f":"V$110+IF($C116<>0,SUMPRODUCT((V$111:V$112)*TRANSPOSE(($D116:$E116))),0)","v":0},{"$f":"W$110+IF($C116<>0,SUMPRODUCT((W$111:W$112)*TRANSPOSE(($D116:$E116))),0)","v":0},{"$f":"X$110+IF($C116<>0,SUMPRODUCT((X$111:X$112)*TRANSPOSE(($D116:$E116))),0)","v":0},{"$f":"Y$110+IF($C116<>0,SUMPRODUCT((Y$111:Y$112)*TRANSPOSE(($D116:$E116))),0)","v":0},{"$f":"Z$110+IF($C116<>0,SUMPRODUCT((Z$111:Z$112)*TRANSPOSE(($D116:$E116))),0)","v":0},{"$f":"AA$110+IF($C116<>0,SUMPRODUCT((AA$111:AA$112)*TRANSPOSE(($D116:$E116))),0)","v":0},{"$f":"AB$110+IF($C116<>0,SUMPRODUCT((AB$111:AB$112)*TRANSPOSE(($D116:$E116))),0)","v":0},{"$f":"AC$110+IF($C116<>0,SUMPRODUCT((AC$111:AC$112)*TRANSPOSE(($D116:$E116))),0)","v":0},{"$f":"AD$110+IF($C116<>0,SUMPRODUCT((AD$111:AD$112)*TRANSPOSE(($D116:$E116))),0)","v":0},{"$f":"AE$110+IF($C116<>0,SUMPRODUCT((AE$111:AE$112)*TRANSPOSE(($D116:$E116))),0)","v":0},{"$f":"AF$110+IF($C116<>0,SUMPRODUCT((AF$111:AF$112)*TRANSPOSE(($D116:$E116))),0)","v":0},{"$f":"AG$110+IF($C116<>0,SUMPRODUCT((AG$111:AG$112)*TRANSPOSE(($D116:$E116))),0)","v":0}]
[{"$f":"\"sens\"&Assumptions!B114","v":"sens4"},null,{"$f":"Assumptions!C114","v":"Total benefits 10% lower"},{"$f":"Assumptions!G114","v":0},{"$f":"Assumptions!H114","v":-0.1},null,"Option 5sens4",null,{"$f":"I$110+IF($C117<>0,SUMPRODUCT((I$111:I$112)*TRANSPOSE(($D117:$E117))),0)","v":0},{"$f":"J$110+IF($C117<>0,SUMPRODUCT((J$111:J$112)*TRANSPOSE(($D117:$E117))),0)","v":0},{"$f":"K$110+IF($C117<>0,SUMPRODUCT((K$111:K$112)*TRANSPOSE(($D117:$E117))),0)","v":0},{"$f":"L$110+IF($C117<>0,SUMPRODUCT((L$111:L$112)*TRANSPOSE(($D117:$E117))),0)","v":0},{"$f":"M$110+IF($C117<>0,SUMPRODUCT((M$111:M$112)*TRANSPOSE(($D117:$E117))),0)","v":0},{"$f":"N$110+IF($C117<>0,SUMPRODUCT((N$111:N$112)*TRANSPOSE(($D117:$E117))),0)","v":0},{"$f":"O$110+IF($C117<>0,SUMPRODUCT((O$111:O$112)*TRANSPOSE(($D117:$E117))),0)","v":0},{"$f":"P$110+IF($C117<>0,SUMPRODUCT((P$111:P$112)*TRANSPOSE(($D117:$E117))),0)","v":0},{"$f":"Q$110+IF($C117<>0,SUMPRODUCT((Q$111:Q$112)*TRANSPOSE(($D117:$E117))),0)","v":0},{"$f":"R$110+IF($C117<>0,SUMPRODUCT((R$111:R$112)*TRANSPOSE(($D117:$E117))),0)","v":0},{"$f":"S$110+IF($C117<>0,SUMPRODUCT((S$111:S$112)*TRANSPOSE(($D117:$E117))),0)","v":0},{"$f":"T$110+IF($C117<>0,SUMPRODUCT((T$111:T$112)*TRANSPOSE(($D117:$E117))),0)","v":0},{"$f":"U$110+IF($C117<>0,SUMPRODUCT((U$111:U$112)*TRANSPOSE(($D117:$E117))),0)","v":0},{"$f":"V$110+IF($C117<>0,SUMPRODUCT((V$111:V$112)*TRANSPOSE(($D117:$E117))),0)","v":0},{"$f":"W$110+IF($C117<>0,SUMPRODUCT((W$111:W$112)*TRANSPOSE(($D117:$E117))),0)","v":0},{"$f":"X$110+IF($C117<>0,SUMPRODUCT((X$111:X$112)*TRANSPOSE(($D117:$E117))),0)","v":0},{"$f":"Y$110+IF($C117<>0,SUMPRODUCT((Y$111:Y$112)*TRANSPOSE(($D117:$E117))),0)","v":0},{"$f":"Z$110+IF($C117<>0,SUMPRODUCT((Z$111:Z$112)*TRANSPOSE(($D117:$E117))),0)","v":0},{"$f":"AA$110+IF($C117<>0,SUMPRODUCT((AA$111:AA$112)*TRANSPOSE(($D117:$E117))),0)","v":0},{"$f":"AB$110+IF($C117<>0,SUMPRODUCT((AB$111:AB$112)*TRANSPOSE(($D117:$E117))),0)","v":0},{"$f":"AC$110+IF($C117<>0,SUMPRODUCT((AC$111:AC$112)*TRANSPOSE(($D117:$E117))),0)","v":0},{"$f":"AD$110+IF($C117<>0,SUMPRODUCT((AD$111:AD$112)*TRANSPOSE(($D117:$E117))),0)","v":0},{"$f":"AE$110+IF($C117<>0,SUMPRODUCT((AE$111:AE$112)*TRANSPOSE(($D117:$E117))),0)","v":0},{"$f":"AF$110+IF($C117<>0,SUMPRODUCT((AF$111:AF$112)*TRANSPOSE(($D117:$E117))),0)","v":0},{"$f":"AG$110+IF($C117<>0,SUMPRODUCT((AG$111:AG$112)*TRANSPOSE(($D117:$E117))),0)","v":0}]
[{"$f":"\"sens\"&Assumptions!B115","v":"sens5"},null,{"$f":"Assumptions!C115","v":"Capex 10% higher & Total benefits 10% lower"},{"$f":"Assumptions!G115","v":0.1},{"$f":"Assumptions!H115","v":-0.1},null,"Option 5sens5",null,{"$f":"I$110+IF($C118<>0,SUMPRODUCT((I$111:I$112)*TRANSPOSE(($D118:$E118))),0)","v":0},{"$f":"J$110+IF($C118<>0,SUMPRODUCT((J$111:J$112)*TRANSPOSE(($D118:$E118))),0)","v":0},{"$f":"K$110+IF($C118<>0,SUMPRODUCT((K$111:K$112)*TRANSPOSE(($D118:$E118))),0)","v":0},{"$f":"L$110+IF($C118<>0,SUMPRODUCT((L$111:L$112)*TRANSPOSE(($D118:$E118))),0)","v":0},{"$f":"M$110+IF($C118<>0,SUMPRODUCT((M$111:M$112)*TRANSPOSE(($D118:$E118))),0)","v":0},{"$f":"N$110+IF($C118<>0,SUMPRODUCT((N$111:N$112)*TRANSPOSE(($D118:$E118))),0)","v":0},{"$f":"O$110+IF($C118<>0,SUMPRODUCT((O$111:O$112)*TRANSPOSE(($D118:$E118))),0)","v":0},{"$f":"P$110+IF($C118<>0,SUMPRODUCT((P$111:P$112)*TRANSPOSE(($D118:$E118))),0)","v":0},{"$f":"Q$110+IF($C118<>0,SUMPRODUCT((Q$111:Q$112)*TRANSPOSE(($D118:$E118))),0)","v":0},{"$f":"R$110+IF($C118<>0,SUMPRODUCT((R$111:R$112)*TRANSPOSE(($D118:$E118))),0)","v":0},{"$f":"S$110+IF($C118<>0,SUMPRODUCT((S$111:S$112)*TRANSPOSE(($D118:$E118))),0)","v":0},{"$f":"T$110+IF($C118<>0,SUMPRODUCT((T$111:T$112)*TRANSPOSE(($D118:$E118))),0)","v":0},{"$f":"U$110+IF($C118<>0,SUMPRODUCT((U$111:U$112)*TRANSPOSE(($D118:$E118))),0)","v":0},{"$f":"V$110+IF($C118<>0,SUMPRODUCT((V$111:V$112)*TRANSPOSE(($D118:$E118))),0)","v":0},{"$f":"W$110+IF($C118<>0,SUMPRODUCT((W$111:W$112)*TRANSPOSE(($D118:$E118))),0)","v":0},{"$f":"X$110+IF($C118<>0,SUMPRODUCT((X$111:X$112)*TRANSPOSE(($D118:$E118))),0)","v":0},{"$f":"Y$110+IF($C118<>0,SUMPRODUCT((Y$111:Y$112)*TRANSPOSE(($D118:$E118))),0)","v":0},{"$f":"Z$110+IF($C118<>0,SUMPRODUCT((Z$111:Z$112)*TRANSPOSE(($D118:$E118))),0)","v":0},{"$f":"AA$110+IF($C118<>0,SUMPRODUCT((AA$111:AA$112)*TRANSPOSE(($D118:$E118))),0)","v":0},{"$f":"AB$110+IF($C118<>0,SUMPRODUCT((AB$111:AB$112)*TRANSPOSE(($D118:$E118))),0)","v":0},{"$f":"AC$110+IF($C118<>0,SUMPRODUCT((AC$111:AC$112)*TRANSPOSE(($D118:$E118))),0)","v":0},{"$f":"AD$110+IF($C118<>0,SUMPRODUCT((AD$111:AD$112)*TRANSPOSE(($D118:$E118))),0)","v":0},{"$f":"AE$110+IF($C118<>0,SUMPRODUCT((AE$111:AE$112)*TRANSPOSE(($D118:$E118))),0)","v":0},{"$f":"AF$110+IF($C118<>0,SUMPRODUCT((AF$111:AF$112)*TRANSPOSE(($D118:$E118))),0)","v":0},{"$f":"AG$110+IF($C118<>0,SUMPRODUCT((AG$111:AG$112)*TRANSPOSE(($D118:$E118))),0)","v":0}]
[{"$f":"\"sens\"&Assumptions!B116","v":"sens"},null,{"$f":"Assumptions!C116","v":0},{"$f":"Assumptions!G116","v":0},{"$f":"Assumptions!H116","v":0},null,"Option 5sens",null,{"$f":"I$110+IF($C119<>0,SUMPRODUCT((I$111:I$112)*TRANSPOSE(($D119:$E119))),0)","v":0},{"$f":"J$110+IF($C119<>0,SUMPRODUCT((J$111:J$112)*TRANSPOSE(($D119:$E119))),0)","v":0},{"$f":"K$110+IF($C119<>0,SUMPRODUCT((K$111:K$112)*TRANSPOSE(($D119:$E119))),0)","v":0},{"$f":"L$110+IF($C119<>0,SUMPRODUCT((L$111:L$112)*TRANSPOSE(($D119:$E119))),0)","v":0},{"$f":"M$110+IF($C119<>0,SUMPRODUCT((M$111:M$112)*TRANSPOSE(($D119:$E119))),0)","v":0},{"$f":"N$110+IF($C119<>0,SUMPRODUCT((N$111:N$112)*TRANSPOSE(($D119:$E119))),0)","v":0},{"$f":"O$110+IF($C119<>0,SUMPRODUCT((O$111:O$112)*TRANSPOSE(($D119:$E119))),0)","v":0},{"$f":"P$110+IF($C119<>0,SUMPRODUCT((P$111:P$112)*TRANSPOSE(($D119:$E119))),0)","v":0},{"$f":"Q$110+IF($C119<>0,SUMPRODUCT((Q$111:Q$112)*TRANSPOSE(($D119:$E119))),0)","v":0},{"$f":"R$110+IF($C119<>0,SUMPRODUCT((R$111:R$112)*TRANSPOSE(($D119:$E119))),0)","v":0},{"$f":"S$110+IF($C119<>0,SUMPRODUCT((S$111:S$112)*TRANSPOSE(($D119:$E119))),0)","v":0},{"$f":"T$110+IF($C119<>0,SUMPRODUCT((T$111:T$112)*TRANSPOSE(($D119:$E119))),0)","v":0},{"$f":"U$110+IF($C119<>0,SUMPRODUCT((U$111:U$112)*TRANSPOSE(($D119:$E119))),0)","v":0},{"$f":"V$110+IF($C119<>0,SUMPRODUCT((V$111:V$112)*TRANSPOSE(($D119:$E119))),0)","v":0},{"$f":"W$110+IF($C119<>0,SUMPRODUCT((W$111:W$112)*TRANSPOSE(($D119:$E119))),0)","v":0},{"$f":"X$110+IF($C119<>0,SUMPRODUCT((X$111:X$112)*TRANSPOSE(($D119:$E119))),0)","v":0},{"$f":"Y$110+IF($C119<>0,SUMPRODUCT((Y$111:Y$112)*TRANSPOSE(($D119:$E119))),0)","v":0},{"$f":"Z$110+IF($C119<>0,SUMPRODUCT((Z$111:Z$112)*TRANSPOSE(($D119:$E119))),0)","v":0},{"$f":"AA$110+IF($C119<>0,SUMPRODUCT((AA$111:AA$112)*TRANSPOSE(($D119:$E119))),0)","v":0},{"$f":"AB$110+IF($C119<>0,SUMPRODUCT((AB$111:AB$112)*TRANSPOSE(($D119:$E119))),0)","v":0},{"$f":"AC$110+IF($C119<>0,SUMPRODUCT((AC$111:AC$112)*TRANSPOSE(($D119:$E119))),0)","v":0},{"$f":"AD$110+IF($C119<>0,SUMPRODUCT((AD$111:AD$112)*TRANSPOSE(($D119:$E119))),0)","v":0},{"$f":"AE$110+IF($C119<>0,SUMPRODUCT((AE$111:AE$112)*TRANSPOSE(($D119:$E119))),0)","v":0},{"$f":"AF$110+IF($C119<>0,SUMPRODUCT((AF$111:AF$112)*TRANSPOSE(($D119:$E119))),0)","v":0},{"$f":"AG$110+IF($C119<>0,SUMPRODUCT((AG$111:AG$112)*TRANSPOSE(($D119:$E119))),0)","v":0}]
[{"$f":"\"sens\"&Assumptions!B117","v":"sens"},null,{"$f":"Assumptions!C117","v":0},{"$f":"Assumptions!G117","v":0},{"$f":"Assumptions!H117","v":0},null,"Option 5sens",null,{"$f":"I$110+IF($C120<>0,SUMPRODUCT((I$111:I$112)*TRANSPOSE(($D120:$E120))),0)","v":0},{"$f":"J$110+IF($C120<>0,SUMPRODUCT((J$111:J$112)*TRANSPOSE(($D120:$E120))),0)","v":0},{"$f":"K$110+IF($C120<>0,SUMPRODUCT((K$111:K$112)*TRANSPOSE(($D120:$E120))),0)","v":0},{"$f":"L$110+IF($C120<>0,SUMPRODUCT((L$111:L$112)*TRANSPOSE(($D120:$E120))),0)","v":0},{"$f":"M$110+IF($C120<>0,SUMPRODUCT((M$111:M$112)*TRANSPOSE(($D120:$E120))),0)","v":0},{"$f":"N$110+IF($C120<>0,SUMPRODUCT((N$111:N$112)*TRANSPOSE(($D120:$E120))),0)","v":0},{"$f":"O$110+IF($C120<>0,SUMPRODUCT((O$111:O$112)*TRANSPOSE(($D120:$E120))),0)","v":0},{"$f":"P$110+IF($C120<>0,SUMPRODUCT((P$111:P$112)*TRANSPOSE(($D120:$E120))),0)","v":0},{"$f":"Q$110+IF($C120<>0,SUMPRODUCT((Q$111:Q$112)*TRANSPOSE(($D120:$E120))),0)","v":0},{"$f":"R$110+IF($C120<>0,SUMPRODUCT((R$111:R$112)*TRANSPOSE(($D120:$E120))),0)","v":0},{"$f":"S$110+IF($C120<>0,SUMPRODUCT((S$111:S$112)*TRANSPOSE(($D120:$E120))),0)","v":0},{"$f":"T$110+IF($C120<>0,SUMPRODUCT((T$111:T$112)*TRANSPOSE(($D120:$E120))),0)","v":0},{"$f":"U$110+IF($C120<>0,SUMPRODUCT((U$111:U$112)*TRANSPOSE(($D120:$E120))),0)","v":0},{"$f":"V$110+IF($C120<>0,SUMPRODUCT((V$111:V$112)*TRANSPOSE(($D120:$E120))),0)","v":0},{"$f":"W$110+IF($C120<>0,SUMPRODUCT((W$111:W$112)*TRANSPOSE(($D120:$E120))),0)","v":0},{"$f":"X$110+IF($C120<>0,SUMPRODUCT((X$111:X$112)*TRANSPOSE(($D120:$E120))),0)","v":0},{"$f":"Y$110+IF($C120<>0,SUMPRODUCT((Y$111:Y$112)*TRANSPOSE(($D120:$E120))),0)","v":0},{"$f":"Z$110+IF($C120<>0,SUMPRODUCT((Z$111:Z$112)*TRANSPOSE(($D120:$E120))),0)","v":0},{"$f":"AA$110+IF($C120<>0,SUMPRODUCT((AA$111:AA$112)*TRANSPOSE(($D120:$E120))),0)","v":0},{"$f":"AB$110+IF($C120<>0,SUMPRODUCT((AB$111:AB$112)*TRANSPOSE(($D120:$E120))),0)","v":0},{"$f":"AC$110+IF($C120<>0,SUMPRODUCT((AC$111:AC$112)*TRANSPOSE(($D120:$E120))),0)","v":0},{"$f":"AD$110+IF($C120<>0,SUMPRODUCT((AD$111:AD$112)*TRANSPOSE(($D120:$E120))),0)","v":0},{"$f":"AE$110+IF($C120<>0,SUMPRODUCT((AE$111:AE$112)*TRANSPOSE(($D120:$E120))),0)","v":0},{"$f":"AF$110+IF($C120<>0,SUMPRODUCT((AF$111:AF$112)*TRANSPOSE(($D120:$E120))),0)","v":0},{"$f":"AG$110+IF($C120<>0,SUMPRODUCT((AG$111:AG$112)*TRANSPOSE(($D120:$E120))),0)","v":0}]
[{"$f":"\"sens\"&Assumptions!B118","v":"sens"},null,{"$f":"Assumptions!C118","v":0},{"$f":"Assumptions!G118","v":0},{"$f":"Assumptions!H118","v":0},null,"Option 5sens",null,{"$f":"I$110+IF($C121<>0,SUMPRODUCT((I$111:I$112)*TRANSPOSE(($D121:$E121))),0)","v":0},{"$f":"J$110+IF($C121<>0,SUMPRODUCT((J$111:J$112)*TRANSPOSE(($D121:$E121))),0)","v":0},{"$f":"K$110+IF($C121<>0,SUMPRODUCT((K$111:K$112)*TRANSPOSE(($D121:$E121))),0)","v":0},{"$f":"L$110+IF($C121<>0,SUMPRODUCT((L$111:L$112)*TRANSPOSE(($D121:$E121))),0)","v":0},{"$f":"M$110+IF($C121<>0,SUMPRODUCT((M$111:M$112)*TRANSPOSE(($D121:$E121))),0)","v":0},{"$f":"N$110+IF($C121<>0,SUMPRODUCT((N$111:N$112)*TRANSPOSE(($D121:$E121))),0)","v":0},{"$f":"O$110+IF($C121<>0,SUMPRODUCT((O$111:O$112)*TRANSPOSE(($D121:$E121))),0)","v":0},{"$f":"P$110+IF($C121<>0,SUMPRODUCT((P$111:P$112)*TRANSPOSE(($D121:$E121))),0)","v":0},{"$f":"Q$110+IF($C121<>0,SUMPRODUCT((Q$111:Q$112)*TRANSPOSE(($D121:$E121))),0)","v":0},{"$f":"R$110+IF($C121<>0,SUMPRODUCT((R$111:R$112)*TRANSPOSE(($D121:$E121))),0)","v":0},{"$f":"S$110+IF($C121<>0,SUMPRODUCT((S$111:S$112)*TRANSPOSE(($D121:$E121))),0)","v":0},{"$f":"T$110+IF($C121<>0,SUMPRODUCT((T$111:T$112)*TRANSPOSE(($D121:$E121))),0)","v":0},{"$f":"U$110+IF($C121<>0,SUMPRODUCT((U$111:U$112)*TRANSPOSE(($D121:$E121))),0)","v":0},{"$f":"V$110+IF($C121<>0,SUMPRODUCT((V$111:V$112)*TRANSPOSE(($D121:$E121))),0)","v":0},{"$f":"W$110+IF($C121<>0,SUMPRODUCT((W$111:W$112)*TRANSPOSE(($D121:$E121))),0)","v":0},{"$f":"X$110+IF($C121<>0,SUMPRODUCT((X$111:X$112)*TRANSPOSE(($D121:$E121))),0)","v":0},{"$f":"Y$110+IF($C121<>0,SUMPRODUCT((Y$111:Y$112)*TRANSPOSE(($D121:$E121))),0)","v":0},{"$f":"Z$110+IF($C121<>0,SUMPRODUCT((Z$111:Z$112)*TRANSPOSE(($D121:$E121))),0)","v":0},{"$f":"AA$110+IF($C121<>0,SUMPRODUCT((AA$111:AA$112)*TRANSPOSE(($D121:$E121))),0)","v":0},{"$f":"AB$110+IF($C121<>0,SUMPRODUCT((AB$111:AB$112)*TRANSPOSE(($D121:$E121))),0)","v":0},{"$f":"AC$110+IF($C121<>0,SUMPRODUCT((AC$111:AC$112)*TRANSPOSE(($D121:$E121))),0)","v":0},{"$f":"AD$110+IF($C121<>0,SUMPRODUCT((AD$111:AD$112)*TRANSPOSE(($D121:$E121))),0)","v":0},{"$f":"AE$110+IF($C121<>0,SUMPRODUCT((AE$111:AE$112)*TRANSPOSE(($D121:$E121))),0)","v":0},{"$f":"AF$110+IF($C121<>0,SUMPRODUCT((AF$111:AF$112)*TRANSPOSE(($D121:$E121))),0)","v":0},{"$f":"AG$110+IF($C121<>0,SUMPRODUCT((AG$111:AG$112)*TRANSPOSE(($D121:$E121))),0)","v":0}]

{"sheet":"Consol","index":8,"n_rows":99,"n_cols":33,"rows_kept":99,"cut":false,"hidden":false,"merged":[]}
[{"$f":"bus","v":"Powercor"}]
[{"$f":"proj","v":"Drysdale feeder: DDL023"}]
["CONSOLIDATED"]
[]
["Discount factor",null,null,null,null,null,null,{"$f":"IF(H9=start,1/((1+real_disc)^(1/2)),G5/(1+real_disc))","v":0},0.98294637436598087,0.94970664189949849,0.91759095835700344,0.88656131242222558,0.85658097818572532,0.8276144716770294,0.79962750886669509,0.77258696508859437,0.74646083583439071,0.72121819887380756,0.69682917765585273,0.67326490594768384,0.6504974936692598,0.62849999388334288,0.60724637090178057,0.58671146947031949,0.56687098499547783,0.54770143477823952,0.52918013022052135,0.5112851499715183,0.4939953139821433,0.47729015843685346,0.46114991153319179,0.4455554700803786,0.43048837688925473]
[{"$f":"'Option1 (base case)'!A6","v":"Count"},null,null,null,null,null,null,{"$f":"'Option1 (base case)'!H6","v":0},{"$f":"'Option1 (base case)'!I6","v":1},{"$f":"'Option1 (base case)'!J6","v":2},{"$f":"'Option1 (base case)'!K6","v":3},{"$f":"'Option1 (base case)'!L6","v":4},{"$f":"'Option1 (base case)'!M6","v":5},{"$f":"'Option1 (base case)'!N6","v":6},{"$f":"'Option1 (base case)'!O6","v":7},{"$f":"'Option1 (base case)'!P6","v":8},{"$f":"'Option1 (base case)'!Q6","v":9},{"$f":"'Option1 (base case)'!R6","v":10},{"$f":"'Option1 (base case)'!S6","v":11},{"$f":"'Option1 (base case)'!T6","v":12},{"$f":"'Option1 (base case)'!U6","v":13},{"$f":"'Option1 (base case)'!V6","v":14},{"$f":"'Option1 (base case)'!W6","v":15},{"$f":"'Option1 (base case)'!X6","v":16},{"$f":"'Option1 (base case)'!Y6","v":17},{"$f":"'Option1 (base case)'!Z6","v":18},{"$f":"'Option1 (base case)'!AA6","v":19},{"$f":"'Option1 (base case)'!AB6","v":20},{"$f":"'Option1 (base case)'!AC6","v":21},{"$f":"'Option1 (base case)'!AD6","v":22},{"$f":"'Option1 (base case)'!AE6","v":23},{"$f":"'Option1 (base case)'!AF6","v":24},{"$f":"'Option1 (base case)'!AG6","v":25}]
["Analysis period",null,null,null,null,null,null,{"$f":"H$6<(first_year+years)","v":true},true,true,true,true,true,true,true,true,true,true,true,true,true,true,true,true,true,true,true,true,true,false,false,false,false]
[]
[null,null,null,null,null,null,null,{"$f":"'Option1 (base case)'!H9","v":"2026-06-30"},{"$f":"'Option1 (base case)'!I9","v":"2026-27"},{"$f":"'Option1 (base case)'!J9","v":"2027-28"},{"$f":"'Option1 (base case)'!K9","v":"2028-29"},{"$f":"'Option1 (base case)'!L9","v":"2029-30"},{"$f":"'Option1 (base case)'!M9","v":"2030-31"},{"$f":"'Option1 (base case)'!N9","v":"2031-32"},{"$f":"'Option1 (base case)'!O9","v":"2032-33"},{"$f":"'Option1 (base case)'!P9","v":"2033-34"},{"$f":"'Option1 (base case)'!Q9","v":"2034-35"},{"$f":"'Option1 (base case)'!R9","v":"2035-36"},{"$f":"'Option1 (base case)'!S9","v":"2036-37"},{"$f":"'Option1 (base case)'!T9","v":"2037-38"},{"$f":"'Option1 (base case)'!U9","v":"2038-39"},{"$f":"'Option1 (base case)'!V9","v":"2039-40"},{"$f":"'Option1 (base case)'!W9","v":"2040-41"},{"$f":"'Option1 (base case)'!X9","v":"2041-42"},{"$f":"'Option1 (base case)'!Y9","v":"2042-43"},{"$f":"'Option1 (base case)'!Z9","v":"2043-44"},{"$f":"'Option1 (base case)'!AA9","v":"2044-45"},{"$f":"'Option1 (base case)'!AB9","v":"2045-46"},{"$f":"'Option1 (base case)'!AC9","v":"2046-47"},{"$f":"'Option1 (base case)'!AD9","v":"2047-48"},{"$f":"'Option1 (base case)'!AE9","v":"2048-49"},{"$f":"'Option1 (base case)'!AF9","v":"2049-50"},{"$f":"'Option1 (base case)'!AG9","v":"2050-51"}]
[]
["COSTS",null,null,null,null,"PV",null,{"$f":"IF(H6=$C$4,UPPER($A$4),IF(H6=end, \"END\", \"\"))","v":""}]
[]
[]
[{"$f":"A15","v":"Option 1 (base case)"},null,"Energy at risk value",{"$f":"A14&C14","v":"Option 1 (base case)Energy at risk value"},null,{"$f":"SUMPRODUCT($H14:$AG14, $H$5:$AG$5)","v":6939935.426918325},{"$f":"output_dollars","v":"2026-06-30"},null,{"$f":"'Option1 (base case)'!I$31*conv_2026","v":22486.549097527655},{"$f":"'Option1 (base case)'!J$31*conv_2026","v":43552.764768904446},{"$f":"'Option1 (base case)'!K$31*conv_2026","v":78442.313661316526},{"$f":"'Option1 (base case)'!L$31*conv_2026","v":115999.32937049455},{"$f":"'Option1 (base case)'!M$31*conv_2026","v":167417.27810095064},{"$f":"'Option1 (base case)'!N$31*conv_2026","v":254962.83787933114},{"$f":"'Option1 (base case)'!O$31*conv_2026","v":369123.9685139939},{"$f":"'Option1 (base case)'!P$31*conv_2026","v":482602.86401728448},{"$f":"'Option1 (base case)'!Q$31*conv_2026","v":581039.20648482081},{"$f":"'Option1 (base case)'!R$31*conv_2026","v":581039.20648482081},{"$f":"'Option1 (base case)'!S$31*conv_2026","v":581039.20648482081},{"$f":"'Option1 (base case)'!T$31*conv_2026","v":581039.20648482081},{"$f":"'Option1 (base case)'!U$31*conv_2026","v":581039.20648482081},{"$f":"'Option1 (base case)'!V$31*conv_2026","v":581039.20648482081},{"$f":"'Option1 (base case)'!W$31*conv_2026","v":581039.20648482081},{"$f":"'Option1 (base case)'!X$31*conv_2026","v":581039.20648482081},{"$f":"'Option1 (base case)'!Y$31*conv_2026","v":581039.20648482081},{"$f":"'Option1 (base case)'!Z$31*conv_2026","v":581039.20648482081},{"$f":"'Option1 (base case)'!AA$31*conv_2026","v":581039.20648482081},{"$f":"'Option1 (base case)'!AB$31*conv_2026","v":581039.20648482081},{"$f":"'Option1 (base case)'!AC$31*conv_2026","v":581039.20648482081},{"$f":"'Option1 (base case)'!AD$31*conv_2026","v":581039.20648482081},{"$f":"'Option1 (base case)'!AE$31*conv_2026","v":581039.20648482081},{"$f":"'Option1 (base case)'!AF$31*conv_2026","v":581039.20648482081},{"$f":"'Option1 (base case)'!AG$31*conv_2026","v":581039.20648482081}]
[{"$f":"Data!B9","v":"Option 1 (base case)"},null,{"$f":"'Option1 (base case)'!C$69","v":"Capital expenditure"},"Option 1 (base case)Capital expenditure",null,{"$f":"SUMPRODUCT($H15:$AG15, $H$5:$AG$5)","v":0},{"$f":"output_dollars","v":"2026-06-30"},null,{"$f":"SUM('Option1 (base case)'!I$70:I$72)*conv_2026","v":0},{"$f":"SUM('Option1 (base case)'!J$70:J$72)","v":0},{"$f":"SUM('Option1 (base case)'!K$70:K$72)","v":0},{"$f":"SUM('Option1 (base case)'!L$70:L$72)","v":0},{"$f":"SUM('Option1 (base case)'!M$70:M$72)","v":0},{"$f":"SUM('Option1 (base case)'!N$70:N$72)","v":0},{"$f":"SUM('Option1 (base case)'!O$70:O$72)","v":0},{"$f":"SUM('Option1 (base case)'!P$70:P$72)","v":0},{"$f":"SUM('Option1 (base case)'!Q$70:Q$72)","v":0},{"$f":"SUM('Option1 (base case)'!R$70:R$72)","v":0},{"$f":"SUM('Option1 (base case)'!S$70:S$72)","v":0},{"$f":"SUM('Option1 (base case)'!T$70:T$72)","v":0},{"$f":"SUM('Option1 (base case)'!U$70:U$72)","v":0},{"$f":"SUM('Option1 (base case)'!V$70:V$72)","v":0},{"$f":"SUM('Option1 (base case)'!W$70:W$72)","v":0},{"$f":"SUM('Option1 (base case)'!X$70:X$72)","v":0},{"$f":"SUM('Option1 (base case)'!Y$70:Y$72)","v":0},{"$f":"SUM('Option1 (base case)'!Z$70:Z$72)","v":0},{"$f":"SUM('Option1 (base case)'!AA$70:AA$72)","v":0},{"$f":"SUM('Option1 (base case)'!AB$70:AB$72)","v":0},{"$f":"SUM('Option1 (base case)'!AC$70:AC$72)","v":0},{"$f":"SUM('Option1 (base case)'!AD$70:AD$72)","v":0},{"$f":"SUM('Option1 (base case)'!AE$70:AE$72)","v":0},{"$f":"SUM('Option1 (base case)'!AF$70:AF$72)","v":0},{"$f":"SUM('Option1 (base case)'!AG$70:AG$72)","v":0}]
[{"$f":"A15","v":"Option 1 (base case)"},null,{"$f":"'Option1 (base case)'!C$39","v":"Total risk cost"},"Option 1 (base case)Total risk cost",null,{"$f":"SUMPRODUCT(($H16:$AG16)*($H$5:$AG$5)*($H$7:$AG$7))","v":5885649.1316402247},{"$f":"output_dollars","v":"2026-06-30"},null,{"$f":"'Option1 (base case)'!I$39*conv_2026","v":22486.549097527655},{"$f":"'Option1 (base case)'!J$39*conv_2026","v":43552.764768904446},{"$f":"'Option1 (base case)'!K$39*conv_2026","v":78442.313661316526},{"$f":"'Option1 (base case)'!L$39*conv_2026","v":115999.32937049455},{"$f":"'Option1 (base case)'!M$39*conv_2026","v":167417.27810095064},{"$f":"'Option1 (base case)'!N$39*conv_2026","v":254962.83787933114},{"$f":"'Option1 (base case)'!O$39*conv_2026","v":369123.9685139939},{"$f":"'Option1 (base case)'!P$39*conv_2026","v":482602.86401728448},{"$f":"'Option1 (base case)'!Q$39*conv_2026","v":581039.20648482081},{"$f":"'Option1 (base case)'!R$39*conv_2026","v":581039.20648482081},{"$f":"'Option1 (base case)'!S$39*conv_2026","v":581039.20648482081},{"$f":"'Option1 (base case)'!T$39*conv_2026","v":581039.20648482081},{"$f":"'Option1 (base case)'!U$39*conv_2026","v":581039.20648482081},{"$f":"'Option1 (base case)'!V$39*conv_2026","v":581039.20648482081},{"$f":"'Option1 (base case)'!W$39*conv_2026","v":581039.20648482081},{"$f":"'Option1 (base case)'!X$39*conv_2026","v":581039.20648482081},{"$f":"'Option1 (base case)'!Y$39*conv_2026","v":581039.20648482081},{"$f":"'Option1 (base case)'!Z$39*conv_2026","v":581039.20648482081},{"$f":"'Option1 (base case)'!AA$39*conv_2026","v":581039.20648482081},{"$f":"'Option1 (base case)'!AB$39*conv_2026","v":581039.20648482081},{"$f":"'Option1 (base case)'!AC$39*conv_2026","v":581039.20648482081},{"$f":"'Option1 (base case)'!AD$39*conv_2026","v":581039.20648482081},{"$f":"'Option1 (base case)'!AE$39*conv_2026","v":581039.20648482081},{"$f":"'Option1 (base case)'!AF$39*conv_2026","v":581039.20648482081},{"$f":"'Option1 (base case)'!AG$39*conv_2026","v":581039.20648482081}]
["Option 1 (base case)",null,null,"Option 1 (base case)"]
["Option 1 (base case)",null,{"$f":"'Option1 (base case)'!C$85","v":"Annualised capex"},"Option 1 (base case)Annualised capex",null,{"$f":"SUMPRODUCT($H18:$AG18, $H$5:$AG$5)","v":0},{"$f":"output_dollars","v":"2026-06-30"},null,{"$f":"'Option1 (base case)'!I$85*conv_2026","v":0},{"$f":"'Option1 (base case)'!J$85*conv_2026","v":0},{"$f":"'Option1 (base case)'!K$85*conv_2026","v":0},{"$f":"'Option1 (base case)'!L$85*conv_2026","v":0},{"$f":"'Option1 (base case)'!M$85*conv_2026","v":0},{"$f":"'Option1 (base case)'!N$85*conv_2026","v":0},{"$f":"'Option1 (base case)'!O$85*conv_2026","v":0},{"$f":"'Option1 (base case)'!P$85*conv_2026","v":0},{"$f":"'Option1 (base case)'!Q$85*conv_2026","v":0},{"$f":"'Option1 (base case)'!R$85*conv_2026","v":0},{"$f":"'Option1 (base case)'!S$85*conv_2026","v":0},{"$f":"'Option1 (base case)'!T$85*conv_2026","v":0},{"$f":"'Option1 (base case)'!U$85*conv_2026","v":0},{"$f":"'Option1 (base case)'!V$85*conv_2026","v":0},{"$f":"'Option1 (base case)'!W$85*conv_2026","v":0},{"$f":"'Option1 (base case)'!X$85*conv_2026","v":0},{"$f":"'Option1 (base case)'!Y$85*conv_2026","v":0},{"$f":"'Option1 (base case)'!Z$85*conv_2026","v":0},{"$f":"'Option1 (base case)'!AA$85*conv_2026","v":0},{"$f":"'Option1 (base case)'!AB$85*conv_2026","v":0},{"$f":"'Option1 (base case)'!AC$85*conv_2026","v":0},{"$f":"'Option1 (base case)'!AD$85*conv_2026","v":0},{"$f":"'Option1 (base case)'!AE$85*conv_2026","v":0},{"$f":"'Option1 (base case)'!AF$85*conv_2026","v":0},{"$f":"'Option1 (base case)'!AG$85*conv_2026","v":0}]
["Option 1 (base case)",null,{"$f":"'Option1 (base case)'!C$86","v":"Operating expenditure"},"Option 1 (base case)Operating expenditure",null,{"$f":"SUMPRODUCT($H19:$AG19, $H$5:$AG$5)","v":0},"2026-06-30",null,{"$f":"'Option1 (base case)'!I$86*conv_2026","v":0},{"$f":"'Option1 (base case)'!J$86*conv_2026","v":0},{"$f":"'Option1 (base case)'!K$86*conv_2026","v":0},{"$f":"'Option1 (base case)'!L$86*conv_2026","v":0},{"$f":"'Option1 (base case)'!M$86*conv_2026","v":0},{"$f":"'Option1 (base case)'!N$86*conv_2026","v":0},{"$f":"'Option1 (base case)'!O$86*conv_2026","v":0},{"$f":"'Option1 (base case)'!P$86*conv_2026","v":0},{"$f":"'Option1 (base case)'!Q$86*conv_2026","v":0},{"$f":"'Option1 (base case)'!R$86*conv_2026","v":0},{"$f":"'Option1 (base case)'!S$86*conv_2026","v":0},{"$f":"'Option1 (base case)'!T$86*conv_2026","v":0},{"$f":"'Option1 (base case)'!U$86*conv_2026","v":0},{"$f":"'Option1 (base case)'!V$86*conv_2026","v":0},{"$f":"'Option1 (base case)'!W$86*conv_2026","v":0},{"$f":"'Option1 (base case)'!X$86*conv_2026","v":0},{"$f":"'Option1 (base case)'!Y$86*conv_2026","v":0},{"$f":"'Option1 (base case)'!Z$86*conv_2026","v":0},{"$f":"'Option1 (base case)'!AA$86*conv_2026","v":0},{"$f":"'Option1 (base case)'!AB$86*conv_2026","v":0},{"$f":"'Option1 (base case)'!AC$86*conv_2026","v":0},{"$f":"'Option1 (base case)'!AD$86*conv_2026","v":0},{"$f":"'Option1 (base case)'!AE$86*conv_2026","v":0},{"$f":"'Option1 (base case)'!AF$86*conv_2026","v":0},{"$f":"'Option1 (base case)'!AG$86*conv_2026","v":0}]
["Option 1 (base case)",null,{"$f":"'Option1 (base case)'!C$87","v":"Risk mitigated"},"Option 1 (base case)Risk mitigated",null,{"$f":"SUMPRODUCT($H20:$AG20, $H$5:$AG$5)","v":0},"2026-06-30",null,{"$f":"'Option1 (base case)'!I$87*conv_2026","v":0},{"$f":"'Option1 (base case)'!J$87*conv_2026","v":0},{"$f":"'Option1 (base case)'!K$87*conv_2026","v":0},{"$f":"'Option1 (base case)'!L$87*conv_2026","v":0},{"$f":"'Option1 (base case)'!M$87*conv_2026","v":0},{"$f":"'Option1 (base case)'!N$87*conv_2026","v":0},{"$f":"'Option1 (base case)'!O$87*conv_2026","v":0},{"$f":"'Option1 (base case)'!P$87*conv_2026","v":0},{"$f":"'Option1 (base case)'!Q$87*conv_2026","v":0},{"$f":"'Option1 (base case)'!R$87*conv_2026","v":0},{"$f":"'Option1 (base case)'!S$87*conv_2026","v":0},{"$f":"'Option1 (base case)'!T$87*conv_2026","v":0},{"$f":"'Option1 (base case)'!U$87*conv_2026","v":0},{"$f":"'Option1 (base case)'!V$87*conv_2026","v":0},{"$f":"'Option1 (base case)'!W$87*conv_2026","v":0},{"$f":"'Option1 (base case)'!X$87*conv_2026","v":0},{"$f":"'Option1 (base case)'!Y$87*conv_2026","v":0},{"$f":"'Option1 (base case)'!Z$87*conv_2026","v":0},{"$f":"'Option1 (base case)'!AA$87*conv_2026","v":0},{"$f":"'Option1 (base case)'!AB$87*conv_2026","v":0},{"$f":"'Option1 (base case)'!AC$87*conv_2026","v":0},{"$f":"'Option1 (base case)'!AD$87*conv_2026","v":0},{"$f":"'Option1 (base case)'!AE$87*conv_2026","v":0},{"$f":"'Option1 (base case)'!AF$87*conv_2026","v":0},{"$f":"'Option1 (base case)'!AG$87*conv_2026","v":0}]
["Option 1 (base case)",null,{"$f":"'Option1 (base case)'!C$88","v":"Other benefits value"},"Option 1 (base case)Other benefits value",null,{"$f":"SUMPRODUCT($H21:$AG21, $H$5:$AG$5)","v":0},"2026-06-30",null,{"$f":"'Option1 (base case)'!I$88*conv_2026","v":0},{"$f":"'Option1 (base case)'!J$88*conv_2026","v":0},{"$f":"'Option1 (base case)'!K$88*conv_2026","v":0},{"$f":"'Option1 (base case)'!L$88*conv_2026","v":0},{"$f":"'Option1 (base case)'!M$88*conv_2026","v":0},{"$f":"'Option1 (base case)'!N$88*conv_2026","v":0},{"$f":"'Option1 (base case)'!O$88*conv_2026","v":0},{"$f":"'Option1 (base case)'!P$88*conv_2026","v":0},{"$f":"'Option1 (base case)'!Q$88*conv_2026","v":0},{"$f":"'Option1 (base case)'!R$88*conv_2026","v":0},{"$f":"'Option1 (base case)'!S$88*conv_2026","v":0},{"$f":"'Option1 (base case)'!T$88*conv_2026","v":0},{"$f":"'Option1 (base case)'!U$88*conv_2026","v":0},{"$f":"'Option1 (base case)'!V$88*conv_2026","v":0},{"$f":"'Option1 (base case)'!W$88*conv_2026","v":0},{"$f":"'Option1 (base case)'!X$88*conv_2026","v":0},{"$f":"'Option1 (base case)'!Y$88*conv_2026","v":0},{"$f":"'Option1 (base case)'!Z$88*conv_2026","v":0},{"$f":"'Option1 (base case)'!AA$88*conv_2026","v":0},{"$f":"'Option1 (base case)'!AB$88*conv_2026","v":0},{"$f":"'Option1 (base case)'!AC$88*conv_2026","v":0},{"$f":"'Option1 (base case)'!AD$88*conv_2026","v":0},{"$f":"'Option1 (base case)'!AE$88*conv_2026","v":0},{"$f":"'Option1 (base case)'!AF$88*conv_2026","v":0},{"$f":"'Option1 (base case)'!AG$88*conv_2026","v":0}]
["Option 1 (base case)",null,{"$f":"'Option1 (base case)'!C$90","v":"Net benefits"},"Option 1 (base case)Net benefits",null,null,"2026-06-30",null,{"$f":"SUM(I18:I21)","v":0},0,0,0,0,0,0,0,0,0,0,0,0,0,0,0,0,0,0,0,0,0,0,0,0]
["Option 1 (base case)",null,"NPV","Option 1 (base case)NPV",null,{"$f":"SUMPRODUCT(($H22:$AG22)*($H$5:$AG$5)*($H$7:$AG$7))","v":0},"2026-06-30"]
["Option 1 (base case)",null,"PV of costs","Option 1 (base case)PV of costs",null,{"$f":"SUM(F18:F19)","v":0},"2026-06-30"]
["Option 1 (base case)",null,"PV of benefits","Option 1 (base case)PV of benefits",null,{"$f":"SUM(F20:F21)","v":0},"2026-06-30"]
[null,null,null,{"$f":"A26&C26","v":""}]
[null,null,null,""]
[{"$f":"A29","v":"Option 2"},null,"Energy at risk value","Option 2Energy at risk value",null,{"$f":"SUMPRODUCT($H28:$AG28, $H$5:$AG$5)","v":63465.421881532457},{"$f":"output_dollars","v":"2026-06-30"},null,{"$f":"Option2!I$32*conv_2026","v":22486.549097527655},{"$f":"Option2!J$32*conv_2026","v":43552.764768904446},{"$f":"Option2!K$32*conv_2026","v":0},{"$f":"Option2!L$32*conv_2026","v":0},{"$f":"Option2!M$32*conv_2026","v":0},{"$f":"Option2!N$32*conv_2026","v":0},{"$f":"Option2!O$32*conv_2026","v":0},{"$f":"Option2!P$32*conv_2026","v":0},{"$f":"Option2!Q$32*conv_2026","v":0},{"$f":"Option2!R$32*conv_2026","v":0},{"$f":"Option2!S$32*conv_2026","v":0},{"$f":"Option2!T$32*conv_2026","v":0},{"$f":"Option2!U$32*conv_2026","v":0},{"$f":"Option2!V$32*conv_2026","v":0},{"$f":"Option2!W$32*conv_2026","v":0},{"$f":"Option2!X$32*conv_2026","v":0},{"$f":"Option2!Y$32*conv_2026","v":0},{"$f":"Option2!Z$32*conv_2026","v":0},{"$f":"Option2!AA$32*conv_2026","v":0},{"$f":"Option2!AB$32*conv_2026","v":0},{"$f":"Option2!AC$32*conv_2026","v":0},{"$f":"Option2!AD$32*conv_2026","v":0},{"$f":"Option2!AE$32*conv_2026","v":0},{"$f":"Option2!AF$32*conv_2026","v":0},{"$f":"Option2!AG$32*conv_2026","v":0}]
[{"$f":"Data!B10","v":"Option 2"},null,{"$f":"Option2!C$70","v":"Capital expenditure"},"Option 2Capital expenditure",null,{"$f":"SUMPRODUCT(($H29:$AG29)*($H$5:$AG$5)*($H$7:$AG$7))","v":-1544204.9010604846},{"$f":"output_dollars","v":"2026-06-30"},null,{"$f":"SUM(Option2!I$71:I$73)*conv_2026*I$7","v":0},{"$f":"SUM(Option2!J$71:J$73)*conv_2026*J$7","v":-1625980.9428856224},{"$f":"SUM(Option2!K$71:K$73)*conv_2026*K$7","v":0},{"$f":"SUM(Option2!L$71:L$73)*conv_2026*L$7","v":0},{"$f":"SUM(Option2!M$71:M$73)*conv_2026*M$7","v":0},{"$f":"SUM(Option2!N$71:N$73)*conv_2026*N$7","v":0},{"$f":"SUM(Option2!O$71:O$73)*conv_2026*O$7","v":0},{"$f":"SUM(Option2!P$71:P$73)*conv_2026*P$7","v":0},{"$f":"SUM(Option2!Q$71:Q$73)*conv_2026*Q$7","v":0},{"$f":"SUM(Option2!R$71:R$73)*conv_2026*R$7","v":0},{"$f":"SUM(Option2!S$71:S$73)*conv_2026*S$7","v":0},{"$f":"SUM(Option2!T$71:T$73)*conv_2026*T$7","v":0},{"$f":"SUM(Option2!U$71:U$73)*conv_2026*U$7","v":0},{"$f":"SUM(Option2!V$71:V$73)*conv_2026*V$7","v":0},{"$f":"SUM(Option2!W$71:W$73)*conv_2026*W$7","v":0},{"$f":"SUM(Option2!X$71:X$73)*conv_2026*X$7","v":0},{"$f":"SUM(Option2!Y$71:Y$73)*conv_2026*Y$7","v":0},{"$f":"SUM(Option2!Z$71:Z$73)*conv_2026*Z$7","v":0},{"$f":"SUM(Option2!AA$71:AA$73)*conv_2026*AA$7","v":0},{"$f":"SUM(Option2!AB$71:AB$73)*conv_2026*AB$7","v":0},{"$f":"SUM(Option2!AC$71:AC$73)*conv_2026*AC$7","v":0},{"$f":"SUM(Option2!AD$71:AD$73)*conv_2026*AD$7","v":0},{"$f":"SUM(Option2!AE$71:AE$73)*conv_2026*AE$7","v":0},{"$f":"SUM(Option2!AF$71:AF$73)*conv_2026*AF$7","v":0},{"$f":"SUM(Option2!AG$71:AG$73)*conv_2026*AG$7","v":0}]
[{"$f":"A29","v":"Option 2"},null,{"$f":"'Option1 (base case)'!C$39","v":"Total risk cost"},"Option 2Total risk cost",null,{"$f":"SUMPRODUCT(($H30:$AG30)*($H$5:$AG$5)*($H$7:$AG$7))","v":63465.421881532457},{"$f":"output_dollars","v":"2026-06-30"},null,{"$f":"Option2!I$40*conv_2026*I$7","v":22486.549097527655},{"$f":"Option2!J$40*conv_2026*J$7","v":43552.764768904446},{"$f":"Option2!K$40*conv_2026*K$7","v":0},{"$f":"Option2!L$40*conv_2026*L$7","v":0},{"$f":"Option2!M$40*conv_2026*M$7","v":0},{"$f":"Option2!N$40*conv_2026*N$7","v":0},{"$f":"Option2!O$40*conv_2026*O$7","v":0},{"$f":"Option2!P$40*conv_2026*P$7","v":0},{"$f":"Option2!Q$40*conv_2026*Q$7","v":0},{"$f":"Option2!R$40*conv_2026*R$7","v":0},{"$f":"Option2!S$40*conv_2026*S$7","v":0},{"$f":"Option2!T$40*conv_2026*T$7","v":0},{"$f":"Option2!U$40*conv_2026*U$7","v":0},{"$f":"Option2!V$40*conv_2026*V$7","v":0},{"$f":"Option2!W$40*conv_2026*W$7","v":0},{"$f":"Option2!X$40*conv_2026*X$7","v":0},{"$f":"Option2!Y$40*conv_2026*Y$7","v":0},{"$f":"Option2!Z$40*conv_2026*Z$7","v":0},{"$f":"Option2!AA$40*conv_2026*AA$7","v":0},{"$f":"Option2!AB$40*conv_2026*AB$7","v":0},{"$f":"Option2!AC$40*conv_2026*AC$7","v":0},{"$f":"Option2!AD$40*conv_2026*AD$7","v":0},{"$f":"Option2!AE$40*conv_2026*AE$7","v":0},{"$f":"Option2!AF$40*conv_2026*AF$7","v":0},{"$f":"Option2!AG$40*conv_2026*AG$7","v":0}]
["Option 2",null,null,"Option 2"]
["Option 2",null,{"$f":"Option2!C$86","v":"Annualised capex"},"Option 2Annualised capex",null,{"$f":"SUMPRODUCT(($H32:$AG32)*($H$5:$AG$5)*($H$7:$AG$7))","v":-902589.65888912731},{"$f":"output_dollars","v":"2026-06-30"},null,{"$f":"Option2!I$86*conv_2026*I$7","v":0},{"$f":"Option2!J$86*conv_2026*J$7","v":0},{"$f":"Option2!K$86*conv_2026*K$7","v":-69321.599279727467},{"$f":"Option2!L$86*conv_2026*L$7","v":-69321.599279727467},{"$f":"Option2!M$86*conv_2026*M$7","v":-69321.599279727467},{"$f":"Option2!N$86*conv_2026*N$7","v":-69321.599279727467},{"$f":"Option2!O$86*conv_2026*O$7","v":-69321.599279727467},{"$f":"Option2!P$86*conv_2026*P$7","v":-69321.599279727467},{"$f":"Option2!Q$86*conv_2026*Q$7","v":-69321.599279727467},{"$f":"Option2!R$86*conv_2026*R$7","v":-69321.599279727467},{"$f":"Option2!S$86*conv_2026*S$7","v":-69321.599279727467},{"$f":"Option2!T$86*conv_2026*T$7","v":-69321.599279727467},{"$f":"Option2!U$86*conv_2026*U$7","v":-69321.599279727467},{"$f":"Option2!V$86*conv_2026*V$7","v":-69321.599279727467},{"$f":"Option2!W$86*conv_2026*W$7","v":-69321.599279727467},{"$f":"Option2!X$86*conv_2026*X$7","v":-69321.599279727467},{"$f":"Option2!Y$86*conv_2026*Y$7","v":-69321.599279727467},{"$f":"Option2!Z$86*conv_2026*Z$7","v":-69321.599279727467},{"$f":"Option2!AA$86*conv_2026*AA$7","v":-69321.599279727467},{"$f":"Option2!AB$86*conv_2026*AB$7","v":-69321.599279727467},{"$f":"Option2!AC$86*conv_2026*AC$7","v":-69321.599279727467},{"$f":"Option2!AD$86*conv_2026*AD$7","v":0},{"$f":"Option2!AE$86*conv_2026*AE$7","v":0},{"$f":"Option2!AF$86*conv_2026*AF$7","v":0},{"$f":"Option2!AG$86*conv_2026*AG$7","v":0}]
["Option 2",null,{"$f":"Option2!C$87","v":"Operating expenditure"},"Option 2Operating expenditure",null,{"$f":"SUMPRODUCT(($H33:$AG33)*($H$5:$AG$5)*($H$7:$AG$7))","v":0},"2026-06-30",null,{"$f":"Option2!I$87*conv_2026*I$7","v":0},{"$f":"Option2!J$87*conv_2026*J$7","v":0},{"$f":"Option2!K$87*conv_2026*K$7","v":0},{"$f":"Option2!L$87*conv_2026*L$7","v":0},{"$f":"Option2!M$87*conv_2026*M$7","v":0},{"$f":"Option2!N$87*conv_2026*N$7","v":0},{"$f":"Option2!O$87*conv_2026*O$7","v":0},{"$f":"Option2!P$87*conv_2026*P$7","v":0},{"$f":"Option2!Q$87*conv_2026*Q$7","v":0},{"$f":"Option2!R$87*conv_2026*R$7","v":0},{"$f":"Option2!S$87*conv_2026*S$7","v":0},{"$f":"Option2!T$87*conv_2026*T$7","v":0},{"$f":"Option2!U$87*conv_2026*U$7","v":0},{"$f":"Option2!V$87*conv_2026*V$7","v":0},{"$f":"Option2!W$87*conv_2026*W$7","v":0},{"$f":"Option2!X$87*conv_2026*X$7","v":0},{"$f":"Option2!Y$87*conv_2026*Y$7","v":0},{"$f":"Option2!Z$87*conv_2026*Z$7","v":0},{"$f":"Option2!AA$87*conv_2026*AA$7","v":0},{"$f":"Option2!AB$87*conv_2026*AB$7","v":0},{"$f":"Option2!AC$87*conv_2026*AC$7","v":0},{"$f":"Option2!AD$87*conv_2026*AD$7","v":0},{"$f":"Option2!AE$87*conv_2026*AE$7","v":0},{"$f":"Option2!AF$87*conv_2026*AF$7","v":0},{"$f":"Option2!AG$87*conv_2026*AG$7","v":0}]
["Option 2",null,{"$f":"Option2!C$88","v":"Risk mitigated"},"Option 2Risk mitigated",null,{"$f":"SUMPRODUCT(($H34:$AG34)*($H$5:$AG$5)*($H$7:$AG$7))","v":5822183.7097586915},"2026-06-30",null,{"$f":"Option2!I$88*conv_2026*I$7","v":0},{"$f":"Option2!J$88*conv_2026*J$7","v":0},{"$f":"Option2!K$88*conv_2026*K$7","v":78442.313661316526},{"$f":"Option2!L$88*conv_2026*L$7","v":115999.32937049455},{"$f":"Option2!M$88*conv_2026*M$7","v":167417.27810095064},{"$f":"Option2!N$88*conv_2026*N$7","v":254962.83787933114},{"$f":"Option2!O$88*conv_2026*O$7","v":369123.9685139939},{"$f":"Option2!P$88*conv_2026*P$7","v":482602.86401728448},{"$f":"Option2!Q$88*conv_2026*Q$7","v":581039.20648482081},{"$f":"Option2!R$88*conv_2026*R$7","v":581039.20648482081},{"$f":"Option2!S$88*conv_2026*S$7","v":581039.20648482081},{"$f":"Option2!T$88*conv_2026*T$7","v":581039.20648482081},{"$f":"Option2!U$88*conv_2026*U$7","v":581039.20648482081},{"$f":"Option2!V$88*conv_2026*V$7","v":581039.20648482081},{"$f":"Option2!W$88*conv_2026*W$7","v":581039.20648482081},{"$f":"Option2!X$88*conv_2026*X$7","v":581039.20648482081},{"$f":"Option2!Y$88*conv_2026*Y$7","v":581039.20648482081},{"$f":"Option2!Z$88*conv_2026*Z$7","v":581039.20648482081},{"$f":"Option2!AA$88*conv_2026*AA$7","v":581039.20648482081},{"$f":"Option2!AB$88*conv_2026*AB$7","v":581039.20648482081},{"$f":"Option2!AC$88*conv_2026*AC$7","v":581039.20648482081},{"$f":"Option2!AD$88*conv_2026*AD$7","v":0},{"$f":"Option2!AE$88*conv_2026*AE$7","v":0},{"$f":"Option2!AF$88*conv_2026*AF$7","v":0},{"$f":"Option2!AG$88*conv_2026*AG$7","v":0}]
["Option 2",null,{"$f":"Option2!C$89","v":"Other benefits value"},"Option 2Other benefits value",null,{"$f":"SUMPRODUCT(($H35:$AG35)*($H$5:$AG$5)*($H$7:$AG$7))","v":0},"2026-06-30",null,{"$f":"Option2!I$89*conv_2026*I$7","v":0},{"$f":"Option2!J$89*conv_2026*J$7","v":0},{"$f":"Option2!K$89*conv_2026*K$7","v":0},{"$f":"Option2!L$89*conv_2026*L$7","v":0},{"$f":"Option2!M$89*conv_2026*M$7","v":0},{"$f":"Option2!N$89*conv_2026*N$7","v":0},{"$f":"Option2!O$89*conv_2026*O$7","v":0},{"$f":"Option2!P$89*conv_2026*P$7","v":0},{"$f":"Option2!Q$89*conv_2026*Q$7","v":0},{"$f":"Option2!R$89*conv_2026*R$7","v":0},{"$f":"Option2!S$89*conv_2026*S$7","v":0},{"$f":"Option2!T$89*conv_2026*T$7","v":0},{"$f":"Option2!U$89*conv_2026*U$7","v":0},{"$f":"Option2!V$89*conv_2026*V$7","v":0},{"$f":"Option2!W$89*conv_2026*W$7","v":0},{"$f":"Option2!X$89*conv_2026*X$7","v":0},{"$f":"Option2!Y$89*conv_2026*Y$7","v":0},{"$f":"Option2!Z$89*conv_2026*Z$7","v":0},{"$f":"Option2!AA$89*conv_2026*AA$7","v":0},{"$f":"Option2!AB$89*conv_2026*AB$7","v":0},{"$f":"Option2!AC$89*conv_2026*AC$7","v":0},{"$f":"Option2!AD$89*conv_2026*AD$7","v":0},{"$f":"Option2!AE$89*conv_2026*AE$7","v":0},{"$f":"Option2!AF$89*conv_2026*AF$7","v":0},{"$f":"Option2!AG$89*conv_2026*AG$7","v":0}]
["Option 2",null,{"$f":"Option2!C91","v":"Net benefits"},"Option 2Net benefits",null,null,"2026-06-30",null,{"$f":"SUM(I32:I35)","v":0},{"$f":"SUM(J32:J35)","v":0},9120.7143815890595,46677.730090767087,98095.678821223177,185641.23859960368,299802.36923426646,413281.26473755704,511717.60720509337,511717.60720509337,511717.60720509337,511717.60720509337,511717.60720509337,511717.60720509337,511717.60720509337,511717.60720509337,511717.60720509337,511717.60720509337,511717.60720509337,511717.60720509337,511717.60720509337,0,0,0,0]
["Option 2",null,"NPV","Option 2NPV",null,{"$f":"SUMPRODUCT(($H36:$AG36)*($H$5:$AG$5)*($H$7:$AG$7))","v":4919594.0508695655},"2026-06-30"]
["Option 2",null,"PV of costs","Option 2PV of costs",null,{"$f":"SUM(F32:F33)","v":-902589.65888912731},"2026-06-30"]
["Option 2",null,"PV of benefits","Option 2PV of benefits",null,{"$f":"SUM(F34:F35)","v":5822183.7097586915},"2026-06-30"]
[]
[null,null,null,{"$f":"A41&C41","v":""}]
[{"$f":"A43","v":"Option 3"},null,"Energy at risk value",{"$f":"A42&C42","v":"Option 3Energy at risk value"},null,{"$f":"SUMPRODUCT($H42:$AG42, $H$5:$AG$5)","v":381690.35317746812},{"$f":"output_dollars","v":"2026-06-30"},null,{"$f":"Option3!I$32*conv_2026","v":22486.549097527655},{"$f":"Option3!J$32*conv_2026","v":43552.764768904446},{"$f":"Option3!K$32*conv_2026","v":78442.313661316526},{"$f":"Option3!L$32*conv_2026","v":115999.32937049455},{"$f":"Option3!M$32*conv_2026","v":167417.27810095064},{"$f":"Option3!N$32*conv_2026","v":0},{"$f":"Option3!O$32*conv_2026","v":0},{"$f":"Option3!P$32*conv_2026","v":0},{"$f":"Option3!Q$32*conv_2026","v":0},{"$f":"Option3!R$32*conv_2026","v":0},{"$f":"Option3!S$32*conv_2026","v":0},{"$f":"Option3!T$32*conv_2026","v":0},{"$f":"Option3!U$32*conv_2026","v":0},{"$f":"Option3!V$32*conv_2026","v":0},{"$f":"Option3!W$32*conv_2026","v":0},{"$f":"Option3!X$32*conv_2026","v":0},{"$f":"Option3!Y$32*conv_2026","v":0},{"$f":"Option3!Z$32*conv_2026","v":0},{"$f":"Option3!AA$32*conv_2026","v":0},{"$f":"Option3!AB$32*conv_2026","v":0},{"$f":"Option3!AC$32*conv_2026","v":0},{"$f":"Option3!AD$32*conv_2026","v":0},{"$f":"Option3!AE$32*conv_2026","v":0},{"$f":"Option3!AF$32*conv_2026","v":0},{"$f":"Option3!AG$32*conv_2026","v":0}]
[{"$f":"Data!B11","v":"Option 3"},null,{"$f":"Option3!C$70","v":"Capital expenditure"},{"$f":"A43&C43","v":"Option 3Capital expenditure"},null,{"$f":"SUMPRODUCT($H43:$AG43, $H$5:$AG$5)","v":-3886697.8847626187},{"$f":"output_dollars","v":"2026-06-30"},null,{"$f":"SUM(Option3!I$71:I$73)*conv_2026*I$7","v":0},{"$f":"SUM(Option3!J$71:J$73)*conv_2026*J$7","v":0},{"$f":"SUM(Option3!K$71:K$73)*conv_2026*K$7","v":0},{"$f":"SUM(Option3!L$71:L$73)*conv_2026*L$7","v":0},{"$f":"SUM(Option3!M$71:M$73)*conv_2026*M$7","v":-4537455.2829725556},{"$f":"SUM(Option3!N$71:N$73)*conv_2026*N$7","v":0},{"$f":"SUM(Option3!O$71:O$73)*conv_2026*O$7","v":0},{"$f":"SUM(Option3!P$71:P$73)*conv_2026*P$7","v":0},{"$f":"SUM(Option3!Q$71:Q$73)*conv_2026*Q$7","v":0},{"$f":"SUM(Option3!R$71:R$73)*conv_2026*R$7","v":0},{"$f":"SUM(Option3!S$71:S$73)*conv_2026*S$7","v":0},{"$f":"SUM(Option3!T$71:T$73)*conv_2026*T$7","v":0},{"$f":"SUM(Option3!U$71:U$73)*conv_2026*U$7","v":0},{"$f":"SUM(Option3!V$71:V$73)*conv_2026*V$7","v":0},{"$f":"SUM(Option3!W$71:W$73)*conv_2026*W$7","v":0},{"$f":"SUM(Option3!X$71:X$73)*conv_2026*X$7","v":0},{"$f":"SUM(Option3!Y$71:Y$73)*conv_2026*Y$7","v":0},{"$f":"SUM(Option3!Z$71:Z$73)*conv_2026*Z$7","v":0},{"$f":"SUM(Option3!AA$71:AA$73)*conv_2026*AA$7","v":0},{"$f":"SUM(Option3!AB$71:AB$73)*conv_2026*AB$7","v":0},{"$f":"SUM(Option3!AC$71:AC$73)*conv_2026*AC$7","v":0},{"$f":"SUM(Option3!AD$71:AD$73)*conv_2026*AD$7","v":0},{"$f":"SUM(Option3!AE$71:AE$73)*conv_2026*AE$7","v":0},{"$f":"SUM(Option3!AF$71:AF$73)*conv_2026*AF$7","v":0},{"$f":"SUM(Option3!AG$71:AG$73)*conv_2026*AG$7","v":0}]
[{"$f":"A43","v":"Option 3"},null,{"$f":"'Option1 (base case)'!C$39","v":"Total risk cost"},{"$f":"A44&C44","v":"Option 3Total risk cost"},null,{"$f":"SUMPRODUCT($H44:$AG44, $H$5:$AG$5)","v":381690.35317746812},{"$f":"output_dollars","v":"2026-06-30"},null,{"$f":"Option3!I$40*conv_2026*I$7","v":22486.549097527655},{"$f":"Option3!J$40*conv_2026*J$7","v":43552.764768904446},{"$f":"Option3!K$40*conv_2026*K$7","v":78442.313661316526},{"$f":"Option3!L$40*conv_2026*L$7","v":115999.32937049455},{"$f":"Option3!M$40*conv_2026*M$7","v":167417.27810095064},{"$f":"Option3!N$40*conv_2026*N$7","v":0},{"$f":"Option3!O$40*conv_2026*O$7","v":0},{"$f":"Option3!P$40*conv_2026*P$7","v":0},{"$f":"Option3!Q$40*conv_2026*Q$7","v":0},{"$f":"Option3!R$40*conv_2026*R$7","v":0},{"$f":"Option3!S$40*conv_2026*S$7","v":0},{"$f":"Option3!T$40*conv_2026*T$7","v":0},{"$f":"Option3!U$40*conv_2026*U$7","v":0},{"$f":"Option3!V$40*conv_2026*V$7","v":0},{"$f":"Option3!W$40*conv_2026*W$7","v":0},{"$f":"Option3!X$40*conv_2026*X$7","v":0},{"$f":"Option3!Y$40*conv_2026*Y$7","v":0},{"$f":"Option3!Z$40*conv_2026*Z$7","v":0},{"$f":"Option3!AA$40*conv_2026*AA$7","v":0},{"$f":"Option3!AB$40*conv_2026*AB$7","v":0},{"$f":"Option3!AC$40*conv_2026*AC$7","v":0},{"$f":"Option3!AD$40*conv_2026*AD$7","v":0},{"$f":"Option3!AE$40*conv_2026*AE$7","v":0},{"$f":"Option3!AF$40*conv_2026*AF$7","v":0},{"$f":"Option3!AG$40*conv_2026*AG$7","v":0}]
["Option 3"]
["Option 3",null,{"$f":"Option3!C$86","v":"Annualised capex"},{"$f":"A46&C46","v":"Option 3Annualised capex"},null,{"$f":"SUMPRODUCT($H46:$AG46, $H$5:$AG$5)","v":-2004047.7499073243},{"$f":"output_dollars","v":"2026-06-30"},null,{"$f":"Option3!I$86*conv_2026*I$7","v":0},{"$f":"Option3!J$86*conv_2026*J$7","v":0},{"$f":"Option3!K$86*conv_2026*K$7","v":0},{"$f":"Option3!L$86*conv_2026*L$7","v":0},{"$f":"Option3!M$86*conv_2026*M$7","v":0},{"$f":"Option3!N$86*conv_2026*N$7","v":-193448.55070545073},{"$f":"Option3!O$86*conv_2026*O$7","v":-193448.55070545073},{"$f":"Option3!P$86*conv_2026*P$7","v":-193448.55070545073},{"$f":"Option3!Q$86*conv_2026*Q$7","v":-193448.55070545073},{"$f":"Option3!R$86*conv_2026*R$7","v":-193448.55070545073},{"$f":"Option3!S$86*conv_2026*S$7","v":-193448.55070545073},{"$f":"Option3!T$86*conv_2026*T$7","v":-193448.55070545073},{"$f":"Option3!U$86*conv_2026*U$7","v":-193448.55070545073},{"$f":"Option3!V$86*conv_2026*V$7","v":-193448.55070545073},{"$f":"Option3!W$86*conv_2026*W$7","v":-193448.55070545073},{"$f":"Option3!X$86*conv_2026*X$7","v":-193448.55070545073},{"$f":"Option3!Y$86*conv_2026*Y$7","v":-193448.55070545073},{"$f":"Option3!Z$86*conv_2026*Z$7","v":-193448.55070545073},{"$f":"Option3!AA$86*conv_2026*AA$7","v":-193448.55070545073},{"$f":"Option3!AB$86*conv_2026*AB$7","v":-193448.55070545073},{"$f":"Option3!AC$86*conv_2026*AC$7","v":-193448.55070545073},{"$f":"Option3!AD$86*conv_2026*AD$7","v":0},{"$f":"Option3!AE$86*conv_2026*AE$7","v":0},{"$f":"Option3!AF$86*conv_2026*AF$7","v":0},{"$f":"Option3!AG$86*conv_2026*AG$7","v":0}]
["Option 3",null,{"$f":"Option3!C$87","v":"Operating expenditure"},"Option 3Operating expenditure",null,{"$f":"SUMPRODUCT($H47:$AG47, $H$5:$AG$5)","v":0},"2026-06-30",null,{"$f":"Option3!I$87*conv_2026*I$7","v":0},{"$f":"Option3!J$87*conv_2026*J$7","v":0},{"$f":"Option3!K$87*conv_2026*K$7","v":0},{"$f":"Option3!L$87*conv_2026*L$7","v":0},{"$f":"Option3!M$87*conv_2026*M$7","v":0},{"$f":"Option3!N$87*conv_2026*N$7","v":0},{"$f":"Option3!O$87*conv_2026*O$7","v":0},{"$f":"Option3!P$87*conv_2026*P$7","v":0},{"$f":"Option3!Q$87*conv_2026*Q$7","v":0},{"$f":"Option3!R$87*conv_2026*R$7","v":0},{"$f":"Option3!S$87*conv_2026*S$7","v":0},{"$f":"Option3!T$87*conv_2026*T$7","v":0},{"$f":"Option3!U$87*conv_2026*U$7","v":0},{"$f":"Option3!V$87*conv_2026*V$7","v":0},{"$f":"Option3!W$87*conv_2026*W$7","v":0},{"$f":"Option3!X$87*conv_2026*X$7","v":0},{"$f":"Option3!Y$87*conv_2026*Y$7","v":0},{"$f":"Option3!Z$87*conv_2026*Z$7","v":0},{"$f":"Option3!AA$87*conv_2026*AA$7","v":0},{"$f":"Option3!AB$87*conv_2026*AB$7","v":0},{"$f":"Option3!AC$87*conv_2026*AC$7","v":0},{"$f":"Option3!AD$87*conv_2026*AD$7","v":0},{"$f":"Option3!AE$87*conv_2026*AE$7","v":0},{"$f":"Option3!AF$87*conv_2026*AF$7","v":0},{"$f":"Option3!AG$87*conv_2026*AG$7","v":0}]
["Option 3",null,{"$f":"Option3!C$88","v":"Risk mitigated"},"Option 3Risk mitigated",null,{"$f":"SUMPRODUCT($H48:$AG48, $H$5:$AG$5)","v":5503958.7784627555},"2026-06-30",null,{"$f":"Option3!I$88*conv_2026*I$7","v":0},{"$f":"Option3!J$88*conv_2026*J$7","v":0},{"$f":"Option3!K$88*conv_2026*K$7","v":0},{"$f":"Option3!L$88*conv_2026*L$7","v":0},{"$f":"Option3!M$88*conv_2026*M$7","v":0},{"$f":"Option3!N$88*conv_2026*N$7","v":254962.83787933114},{"$f":"Option3!O$88*conv_2026*O$7","v":369123.9685139939},{"$f":"Option3!P$88*conv_2026*P$7","v":482602.86401728448},{"$f":"Option3!Q$88*conv_2026*Q$7","v":581039.20648482081},{"$f":"Option3!R$88*conv_2026*R$7","v":581039.20648482081},{"$f":"Option3!S$88*conv_2026*S$7","v":581039.20648482081},{"$f":"Option3!T$88*conv_2026*T$7","v":581039.20648482081},{"$f":"Option3!U$88*conv_2026*U$7","v":581039.20648482081},{"$f":"Option3!V$88*conv_2026*V$7","v":581039.20648482081},{"$f":"Option3!W$88*conv_2026*W$7","v":581039.20648482081},{"$f":"Option3!X$88*conv_2026*X$7","v":581039.20648482081},{"$f":"Option3!Y$88*conv_2026*Y$7","v":581039.20648482081},{"$f":"Option3!Z$88*conv_2026*Z$7","v":581039.20648482081},{"$f":"Option3!AA$88*conv_2026*AA$7","v":581039.20648482081},{"$f":"Option3!AB$88*conv_2026*AB$7","v":581039.20648482081},{"$f":"Option3!AC$88*conv_2026*AC$7","v":581039.20648482081},{"$f":"Option3!AD$88*conv_2026*AD$7","v":0},{"$f":"Option3!AE$88*conv_2026*AE$7","v":0},{"$f":"Option3!AF$88*conv_2026*AF$7","v":0},{"$f":"Option3!AG$88*conv_2026*AG$7","v":0}]
["Option 3",null,{"$f":"Option3!C$89","v":"Other benefits value"},"Option 3Other benefits value",null,{"$f":"SUMPRODUCT($H49:$AG49, $H$5:$AG$5)","v":0},"2026-06-30",null,{"$f":"Option3!I$89*conv_2026*I$7","v":0},{"$f":"Option3!J$89*conv_2026*J$7","v":0},{"$f":"Option3!K$89*conv_2026*K$7","v":0},{"$f":"Option3!L$89*conv_2026*L$7","v":0},{"$f":"Option3!M$89*conv_2026*M$7","v":0},{"$f":"Option3!N$89*conv_2026*N$7","v":0},{"$f":"Option3!O$89*conv_2026*O$7","v":0},{"$f":"Option3!P$89*conv_2026*P$7","v":0},{"$f":"Option3!Q$89*conv_2026*Q$7","v":0},{"$f":"Option3!R$89*conv_2026*R$7","v":0},{"$f":"Option3!S$89*conv_2026*S$7","v":0},{"$f":"Option3!T$89*conv_2026*T$7","v":0},{"$f":"Option3!U$89*conv_2026*U$7","v":0},{"$f":"Option3!V$89*conv_2026*V$7","v":0},{"$f":"Option3!W$89*conv_2026*W$7","v":0},{"$f":"Option3!X$89*conv_2026*X$7","v":0},{"$f":"Option3!Y$89*conv_2026*Y$7","v":0},{"$f":"Option3!Z$89*conv_2026*Z$7","v":0},{"$f":"Option3!AA$89*conv_2026*AA$7","v":0},{"$f":"Option3!AB$89*conv_2026*AB$7","v":0},{"$f":"Option3!AC$89*conv_2026*AC$7","v":0},{"$f":"Option3!AD$89*conv_2026*AD$7","v":0},{"$f":"Option3!AE$89*conv_2026*AE$7","v":0},{"$f":"Option3!AF$89*conv_2026*AF$7","v":0},{"$f":"Option3!AG$89*conv_2026*AG$7","v":0}]
["Option 3",null,{"$f":"Option3!C91","v":"Net benefits"},"Option 3Net benefits",null,null,"2026-06-30",null,{"$f":"SUM(I46:I49)","v":0},0,0,0,0,61514.28717388041,175675.41780854316,289154.31331183377,387590.65577937011,387590.65577937011,387590.65577937011,387590.65577937011,387590.65577937011,387590.65577937011,387590.65577937011,387590.65577937011,387590.65577937011,387590.65577937011,387590.65577937011,387590.65577937011,{"$f":"SUM(AC46:AC49)","v":387590.65577937011},{"$f":"SUM(AD46:AD49)","v":0},{"$f":"SUM(AE46:AE49)","v":0},{"$f":"SUM(AF46:AF49)","v":0},{"$f":"SUM(AG46:AG49)","v":0}]
["Option 3",null,"NPV","Option 3NPV",null,{"$f":"SUMPRODUCT(($H50:$AG50)*($H$5:$AG$5)*($H$7:$AG$7))","v":3499911.0285554314},"2026-06-30"]
["Option 3",null,"PV of costs","Option 3PV of costs",null,{"$f":"SUM(F46:F47)","v":-2004047.7499073243},"2026-06-30"]
["Option 3",null,"PV of benefits","Option 3PV of benefits",null,{"$f":"SUM(F48:F49)","v":5503958.7784627555},"2026-06-30"]
[]
[]
[{"$f":"A57","v":"Option 4"},null,"Energy at risk value",{"$f":"A56&C56","v":"Option 4Energy at risk value"},null,{"$f":"SUMPRODUCT($H56:$AG56, $H$5:$AG$5)","v":0},{"$f":"output_dollars","v":"2026-06-30"},null,{"$f":"Option4!I$32*conv_2026","v":0},{"$f":"Option4!J$32*conv_2026","v":0},{"$f":"Option4!K$32*conv_2026","v":0},{"$f":"Option4!L$32*conv_2026","v":0},{"$f":"Option4!M$32*conv_2026","v":0},{"$f":"Option4!N$32*conv_2026","v":0},{"$f":"Option4!O$32*conv_2026","v":0},{"$f":"Option4!P$32*conv_2026","v":0},{"$f":"Option4!Q$32*conv_2026","v":0},{"$f":"Option4!R$32*conv_2026","v":0},{"$f":"Option4!S$32*conv_2026","v":0},{"$f":"Option4!T$32*conv_2026","v":0},{"$f":"Option4!U$32*conv_2026","v":0},{"$f":"Option4!V$32*conv_2026","v":0},{"$f":"Option4!W$32*conv_2026","v":0},{"$f":"Option4!X$32*conv_2026","v":0},{"$f":"Option4!Y$32*conv_2026","v":0},{"$f":"Option4!Z$32*conv_2026","v":0},{"$f":"Option4!AA$32*conv_2026","v":0},{"$f":"Option4!AB$32*conv_2026","v":0},{"$f":"Option4!AC$32*conv_2026","v":0},{"$f":"Option4!AD$32*conv_2026","v":0},{"$f":"Option4!AE$32*conv_2026","v":0},{"$f":"Option4!AF$32*conv_2026","v":0},{"$f":"Option4!AG$32*conv_2026","v":0}]
[{"$f":"Data!B12","v":"Option 4"},null,{"$f":"Option4!C$70","v":"Capital expenditure"},{"$f":"A57&C57","v":"Option 4Capital expenditure"},null,{"$f":"SUMPRODUCT($H57:$AG57, $H$5:$AG$5)","v":0},{"$f":"output_dollars","v":"2026-06-30"},null,{"$f":"SUM(Option4!I$71:I$73)*conv_2026*I$7","v":0},{"$f":"SUM(Option4!J$71:J$73)*conv_2026*J$7","v":0},{"$f":"SUM(Option4!K$71:K$73)*conv_2026*K$7","v":0},{"$f":"SUM(Option4!L$71:L$73)*conv_2026*L$7","v":0},{"$f":"SUM(Option4!M$71:M$73)*conv_2026*M$7","v":0},{"$f":"SUM(Option4!N$71:N$73)*conv_2026*N$7","v":0},{"$f":"SUM(Option4!O$71:O$73)*conv_2026*O$7","v":0},{"$f":"SUM(Option4!P$71:P$73)*conv_2026*P$7","v":0},{"$f":"SUM(Option4!Q$71:Q$73)*conv_2026*Q$7","v":0},{"$f":"SUM(Option4!R$71:R$73)*conv_2026*R$7","v":0},{"$f":"SUM(Option4!S$71:S$73)*conv_2026*S$7","v":0},{"$f":"SUM(Option4!T$71:T$73)*conv_2026*T$7","v":0},{"$f":"SUM(Option4!U$71:U$73)*conv_2026*U$7","v":0},{"$f":"SUM(Option4!V$71:V$73)*conv_2026*V$7","v":0},{"$f":"SUM(Option4!W$71:W$73)*conv_2026*W$7","v":0},{"$f":"SUM(Option4!X$71:X$73)*conv_2026*X$7","v":0},{"$f":"SUM(Option4!Y$71:Y$73)*conv_2026*Y$7","v":0},{"$f":"SUM(Option4!Z$71:Z$73)*conv_2026*Z$7","v":0},{"$f":"SUM(Option4!AA$71:AA$73)*conv_2026*AA$7","v":0},{"$f":"SUM(Option4!AB$71:AB$73)*conv_2026*AB$7","v":0},{"$f":"SUM(Option4!AC$71:AC$73)*conv_2026*AC$7","v":0},{"$f":"SUM(Option4!AD$71:AD$73)*conv_2026*AD$7","v":0},{"$f":"SUM(Option4!AE$71:AE$73)*conv_2026*AE$7","v":0},{"$f":"SUM(Option4!AF$71:AF$73)*conv_2026*AF$7","v":0},{"$f":"SUM(Option4!AG$71:AG$73)*conv_2026*AG$7","v":0}]
[{"$f":"A57","v":"Option 4"},null,{"$f":"'Option1 (base case)'!C$39","v":"Total risk cost"},"Option 4Total risk cost",null,{"$f":"SUMPRODUCT($H58:$AG58, $H$5:$AG$5)","v":0},{"$f":"output_dollars","v":"2026-06-30"},null,{"$f":"Option4!I$40*conv_2026*I$7","v":0},{"$f":"Option4!J$40*conv_2026*J$7","v":0},{"$f":"Option4!K$40*conv_2026*K$7","v":0},{"$f":"Option4!L$40*conv_2026*L$7","v":0},{"$f":"Option4!M$40*conv_2026*M$7","v":0},{"$f":"Option4!N$40*conv_2026*N$7","v":0},{"$f":"Option4!O$40*conv_2026*O$7","v":0},{"$f":"Option4!P$40*conv_2026*P$7","v":0},{"$f":"Option4!Q$40*conv_2026*Q$7","v":0},{"$f":"Option4!R$40*conv_2026*R$7","v":0},{"$f":"Option4!S$40*conv_2026*S$7","v":0},{"$f":"Option4!T$40*conv_2026*T$7","v":0},{"$f":"Option4!U$40*conv_2026*U$7","v":0},{"$f":"Option4!V$40*conv_2026*V$7","v":0},{"$f":"Option4!W$40*conv_2026*W$7","v":0},{"$f":"Option4!X$40*conv_2026*X$7","v":0},{"$f":"Option4!Y$40*conv_2026*Y$7","v":0},{"$f":"Option4!Z$40*conv_2026*Z$7","v":0},{"$f":"Option4!AA$40*conv_2026*AA$7","v":0},{"$f":"Option4!AB$40*conv_2026*AB$7","v":0},{"$f":"Option4!AC$40*conv_2026*AC$7","v":0},{"$f":"Option4!AD$40*conv_2026*AD$7","v":0},{"$f":"Option4!AE$40*conv_2026*AE$7","v":0},{"$f":"Option4!AF$40*conv_2026*AF$7","v":0},{"$f":"Option4!AG$40*conv_2026*AG$7","v":0}]
["Option 4",null,null,"Option 4"]
["Option 4",null,{"$f":"Option4!C$86","v":"Annualised capex"},"Option 4Annualised capex",null,{"$f":"SUMPRODUCT($H60:$AG60, $H$5:$AG$5)","v":0},{"$f":"output_dollars","v":"2026-06-30"},null,{"$f":"Option4!I$86*conv_2026*I$7","v":0},{"$f":"Option4!J$86*conv_2026*J$7","v":0},{"$f":"Option4!K$86*conv_2026*K$7","v":0},{"$f":"Option4!L$86*conv_2026*L$7","v":0},{"$f":"Option4!M$86*conv_2026*M$7","v":0},{"$f":"Option4!N$86*conv_2026*N$7","v":0},{"$f":"Option4!O$86*conv_2026*O$7","v":0},{"$f":"Option4!P$86*conv_2026*P$7","v":0},{"$f":"Option4!Q$86*conv_2026*Q$7","v":0},{"$f":"Option4!R$86*conv_2026*R$7","v":0},{"$f":"Option4!S$86*conv_2026*S$7","v":0},{"$f":"Option4!T$86*conv_2026*T$7","v":0},{"$f":"Option4!U$86*conv_2026*U$7","v":0},{"$f":"Option4!V$86*conv_2026*V$7","v":0},{"$f":"Option4!W$86*conv_2026*W$7","v":0},{"$f":"Option4!X$86*conv_2026*X$7","v":0},{"$f":"Option4!Y$86*conv_2026*Y$7","v":0},{"$f":"Option4!Z$86*conv_2026*Z$7","v":0},{"$f":"Option4!AA$86*conv_2026*AA$7","v":0},{"$f":"Option4!AB$86*conv_2026*AB$7","v":0},{"$f":"Option4!AC$86*conv_2026*AC$7","v":0},{"$f":"Option4!AD$86*conv_2026*AD$7","v":0},{"$f":"Option4!AE$86*conv_2026*AE$7","v":0},{"$f":"Option4!AF$86*conv_2026*AF$7","v":0},{"$f":"Option4!AG$86*conv_2026*AG$7","v":0}]
["Option 4",null,{"$f":"Option4!C$87","v":"Operating expenditure"},"Option 4Operating expenditure",null,{"$f":"SUMPRODUCT($H61:$AG61, $H$5:$AG$5)","v":0},"2026-06-30",null,{"$f":"Option4!I$87*conv_2026*I$7","v":0},{"$f":"Option4!J$87*conv_2026*J$7","v":0},{"$f":"Option4!K$87*conv_2026*K$7","v":0},{"$f":"Option4!L$87*conv_2026*L$7","v":0},{"$f":"Option4!M$87*conv_2026*M$7","v":0},{"$f":"Option4!N$87*conv_2026*N$7","v":0},{"$f":"Option4!O$87*conv_2026*O$7","v":0},{"$f":"Option4!P$87*conv_2026*P$7","v":0},{"$f":"Option4!Q$87*conv_2026*Q$7","v":0},{"$f":"Option4!R$87*conv_2026*R$7","v":0},{"$f":"Option4!S$87*conv_2026*S$7","v":0},{"$f":"Option4!T$87*conv_2026*T$7","v":0},{"$f":"Option4!U$87*conv_2026*U$7","v":0},{"$f":"Option4!V$87*conv_2026*V$7","v":0},{"$f":"Option4!W$87*conv_2026*W$7","v":0},{"$f":"Option4!X$87*conv_2026*X$7","v":0},{"$f":"Option4!Y$87*conv_2026*Y$7","v":0},{"$f":"Option4!Z$87*conv_2026*Z$7","v":0},{"$f":"Option4!AA$87*conv_2026*AA$7","v":0},{"$f":"Option4!AB$87*conv_2026*AB$7","v":0},{"$f":"Option4!AC$87*conv_2026*AC$7","v":0},{"$f":"Option4!AD$87*conv_2026*AD$7","v":0},{"$f":"Option4!AE$87*conv_2026*AE$7","v":0},{"$f":"Option4!AF$87*conv_2026*AF$7","v":0},{"$f":"Option4!AG$87*conv_2026*AG$7","v":0}]
["Option 4",null,{"$f":"Option4!C$88","v":"Risk mitigated"},"Option 4Risk mitigated",null,{"$f":"SUMPRODUCT($H62:$AG62, $H$5:$AG$5)","v":0},"2026-06-30",null,{"$f":"Option4!I$88*conv_2026*I$7","v":0},{"$f":"Option4!J$88*conv_2026*J$7","v":0},{"$f":"Option4!K$88*conv_2026*K$7","v":0},{"$f":"Option4!L$88*conv_2026*L$7","v":0},{"$f":"Option4!M$88*conv_2026*M$7","v":0},{"$f":"Option4!N$88*conv_2026*N$7","v":0},{"$f":"Option4!O$88*conv_2026*O$7","v":0},{"$f":"Option4!P$88*conv_2026*P$7","v":0},{"$f":"Option4!Q$88*conv_2026*Q$7","v":0},{"$f":"Option4!R$88*conv_2026*R$7","v":0},{"$f":"Option4!S$88*conv_2026*S$7","v":0},{"$f":"Option4!T$88*conv_2026*T$7","v":0},{"$f":"Option4!U$88*conv_2026*U$7","v":0},{"$f":"Option4!V$88*conv_2026*V$7","v":0},{"$f":"Option4!W$88*conv_2026*W$7","v":0},{"$f":"Option4!X$88*conv_2026*X$7","v":0},{"$f":"Option4!Y$88*conv_2026*Y$7","v":0},{"$f":"Option4!Z$88*conv_2026*Z$7","v":0},{"$f":"Option4!AA$88*conv_2026*AA$7","v":0},{"$f":"Option4!AB$88*conv_2026*AB$7","v":0},{"$f":"Option4!AC$88*conv_2026*AC$7","v":0},{"$f":"Option4!AD$88*conv_2026*AD$7","v":0},{"$f":"Option4!AE$88*conv_2026*AE$7","v":0},{"$f":"Option4!AF$88*conv_2026*AF$7","v":0},{"$f":"Option4!AG$88*conv_2026*AG$7","v":0}]
["Option 4",null,{"$f":"Option4!C$89","v":"Other benefits value"},"Option 4Other benefits value",null,{"$f":"SUMPRODUCT($H63:$AG63, $H$5:$AG$5)","v":0},"2026-06-30",null,{"$f":"Option4!I$89*conv_2026*I$7","v":0},{"$f":"Option4!J$89*conv_2026*J$7","v":0},{"$f":"Option4!K$89*conv_2026*K$7","v":0},{"$f":"Option4!L$89*conv_2026*L$7","v":0},{"$f":"Option4!M$89*conv_2026*M$7","v":0},{"$f":"Option4!N$89*conv_2026*N$7","v":0},{"$f":"Option4!O$89*conv_2026*O$7","v":0},{"$f":"Option4!P$89*conv_2026*P$7","v":0},{"$f":"Option4!Q$89*conv_2026*Q$7","v":0},{"$f":"Option4!R$89*conv_2026*R$7","v":0},{"$f":"Option4!S$89*conv_2026*S$7","v":0},{"$f":"Option4!T$89*conv_2026*T$7","v":0},{"$f":"Option4!U$89*conv_2026*U$7","v":0},{"$f":"Option4!V$89*conv_2026*V$7","v":0},{"$f":"Option4!W$89*conv_2026*W$7","v":0},{"$f":"Option4!X$89*conv_2026*X$7","v":0},{"$f":"Option4!Y$89*conv_2026*Y$7","v":0},{"$f":"Option4!Z$89*conv_2026*Z$7","v":0},{"$f":"Option4!AA$89*conv_2026*AA$7","v":0},{"$f":"Option4!AB$89*conv_2026*AB$7","v":0},{"$f":"Option4!AC$89*conv_2026*AC$7","v":0},{"$f":"Option4!AD$89*conv_2026*AD$7","v":0},{"$f":"Option4!AE$89*conv_2026*AE$7","v":0},{"$f":"Option4!AF$89*conv_2026*AF$7","v":0},{"$f":"Option4!AG$89*conv_2026*AG$7","v":0}]
["Option 4",null,{"$f":"Option4!C91","v":"Net benefits"},"Option 4Net benefits",null,null,"2026-06-30",null,{"$f":"SUM(I60:I63)","v":0},0,0,0,0,0,0,0,0,0,0,0,0,0,0,0,0,0,0,0,{"$f":"SUM(AC60:AC63)","v":0},{"$f":"SUM(AD60:AD63)","v":0},{"$f":"SUM(AE60:AE63)","v":0},{"$f":"SUM(AF60:AF63)","v":0},{"$f":"SUM(AG60:AG63)","v":0}]
["Option 4",null,"NPV","Option 4NPV",null,{"$f":"SUMPRODUCT(($H64:$AG64)*($H$5:$AG$5)*($H$7:$AG$7))","v":0},"2026-06-30"]
["Option 4",null,"PV of costs","Option 4PV of costs",null,{"$f":"SUM(F60:F61)","v":0},"2026-06-30"]
["Option 4",null,"PV of benefits","Option 4PV of benefits",null,{"$f":"SUM(F62:F63)","v":0},"2026-06-30"]
[]
[null,null,null,{"$f":"A69&C69","v":""}]
[{"$f":"A71","v":"Option 5"},null,"Energy at risk value","Option 5Energy at risk value",null,{"$f":"SUMPRODUCT($H70:$AG70, $H$5:$AG$5)","v":0},{"$f":"output_dollars","v":"2026-06-30"},null,{"$f":"Option5!I$32*conv_2026","v":0},{"$f":"Option5!J$32*conv_2026","v":0},{"$f":"Option5!K$32*conv_2026","v":0},{"$f":"Option5!L$32*conv_2026","v":0},{"$f":"Option5!M$32*conv_2026","v":0},{"$f":"Option5!N$32*conv_2026","v":0},{"$f":"Option5!O$32*conv_2026","v":0},{"$f":"Option5!P$32*conv_2026","v":0},{"$f":"Option5!Q$32*conv_2026","v":0},{"$f":"Option5!R$32*conv_2026","v":0},{"$f":"Option5!S$32*conv_2026","v":0},{"$f":"Option5!T$32*conv_2026","v":0},{"$f":"Option5!U$32*conv_2026","v":0},{"$f":"Option5!V$32*conv_2026","v":0},{"$f":"Option5!W$32*conv_2026","v":0},{"$f":"Option5!X$32*conv_2026","v":0},{"$f":"Option5!Y$32*conv_2026","v":0},{"$f":"Option5!Z$32*conv_2026","v":0},{"$f":"Option5!AA$32*conv_2026","v":0},{"$f":"Option5!AB$32*conv_2026","v":0},{"$f":"Option5!AC$32*conv_2026","v":0},{"$f":"Option5!AD$32*conv_2026","v":0},{"$f":"Option5!AE$32*conv_2026","v":0},{"$f":"Option5!AF$32*conv_2026","v":0},{"$f":"Option5!AG$32*conv_2026","v":0}]
[{"$f":"Data!B13","v":"Option 5"},null,{"$f":"Option5!C$70","v":"Capital expenditure"},"Option 5Capital expenditure",null,{"$f":"SUMPRODUCT($H71:$AG71, $H$5:$AG$5)","v":0},{"$f":"output_dollars","v":"2026-06-30"},null,{"$f":"SUM(Option5!I$71:I$73)*conv_2026*I$7","v":0},{"$f":"SUM(Option5!J$71:J$73)*conv_2026*J$7","v":0},{"$f":"SUM(Option5!K$71:K$73)*conv_2026*K$7","v":0},{"$f":"SUM(Option5!L$71:L$73)*conv_2026*L$7","v":0},{"$f":"SUM(Option5!M$71:M$73)*conv_2026*M$7","v":0},{"$f":"SUM(Option5!N$71:N$73)*conv_2026*N$7","v":0},{"$f":"SUM(Option5!O$71:O$73)*conv_2026*O$7","v":0},{"$f":"SUM(Option5!P$71:P$73)*conv_2026*P$7","v":0},{"$f":"SUM(Option5!Q$71:Q$73)*conv_2026*Q$7","v":0},{"$f":"SUM(Option5!R$71:R$73)*conv_2026*R$7","v":0},{"$f":"SUM(Option5!S$71:S$73)*conv_2026*S$7","v":0},{"$f":"SUM(Option5!T$71:T$73)*conv_2026*T$7","v":0},{"$f":"SUM(Option5!U$71:U$73)*conv_2026*U$7","v":0},{"$f":"SUM(Option5!V$71:V$73)*conv_2026*V$7","v":0},{"$f":"SUM(Option5!W$71:W$73)*conv_2026*W$7","v":0},{"$f":"SUM(Option5!X$71:X$73)*conv_2026*X$7","v":0},{"$f":"SUM(Option5!Y$71:Y$73)*conv_2026*Y$7","v":0},{"$f":"SUM(Option5!Z$71:Z$73)*conv_2026*Z$7","v":0},{"$f":"SUM(Option5!AA$71:AA$73)*conv_2026*AA$7","v":0},{"$f":"SUM(Option5!AB$71:AB$73)*conv_2026*AB$7","v":0},{"$f":"SUM(Option5!AC$71:AC$73)*conv_2026*AC$7","v":0},{"$f":"SUM(Option5!AD$71:AD$73)*conv_2026*AD$7","v":0},{"$f":"SUM(Option5!AE$71:AE$73)*conv_2026*AE$7","v":0},{"$f":"SUM(Option5!AF$71:AF$73)*conv_2026*AF$7","v":0},{"$f":"SUM(Option5!AG$71:AG$73)*conv_2026*AG$7","v":0}]
[{"$f":"A71","v":"Option 5"},null,{"$f":"'Option1 (base case)'!C$39","v":"Total risk cost"},"Option 5Total risk cost",null,{"$f":"SUMPRODUCT($H72:$AG72, $H$5:$AG$5)","v":0},{"$f":"output_dollars","v":"2026-06-30"},null,{"$f":"Option5!I$40*conv_2026*I$7","v":0},{"$f":"Option5!J$40*conv_2026*J$7","v":0},{"$f":"Option5!K$40*conv_2026*K$7","v":0},{"$f":"Option5!L$40*conv_2026*L$7","v":0},{"$f":"Option5!M$40*conv_2026*M$7","v":0},{"$f":"Option5!N$40*conv_2026*N$7","v":0},{"$f":"Option5!O$40*conv_2026*O$7","v":0},{"$f":"Option5!P$40*conv_2026*P$7","v":0},{"$f":"Option5!Q$40*conv_2026*Q$7","v":0},{"$f":"Option5!R$40*conv_2026*R$7","v":0},{"$f":"Option5!S$40*conv_2026*S$7","v":0},{"$f":"Option5!T$40*conv_2026*T$7","v":0},{"$f":"Option5!U$40*conv_2026*U$7","v":0},{"$f":"Option5!V$40*conv_2026*V$7","v":0},{"$f":"Option5!W$40*conv_2026*W$7","v":0},{"$f":"Option5!X$40*conv_2026*X$7","v":0},{"$f":"Option5!Y$40*conv_2026*Y$7","v":0},{"$f":"Option5!Z$40*conv_2026*Z$7","v":0},{"$f":"Option5!AA$40*conv_2026*AA$7","v":0},{"$f":"Option5!AB$40*conv_2026*AB$7","v":0},{"$f":"Option5!AC$40*conv_2026*AC$7","v":0},{"$f":"Option5!AD$40*conv_2026*AD$7","v":0},{"$f":"Option5!AE$40*conv_2026*AE$7","v":0},{"$f":"Option5!AF$40*conv_2026*AF$7","v":0},{"$f":"Option5!AG$40*conv_2026*AG$7","v":0}]
["Option 5",null,null,"Option 5"]
["Option 5",null,{"$f":"Option5!C$86","v":"Annualised capex"},"Option 5Annualised capex",null,{"$f":"SUMPRODUCT(($H74:$AG74)*($H$5:$AG$5)*($H$7:$AG$7))","v":0},{"$f":"output_dollars","v":"2026-06-30"},null,{"$f":"Option5!I$86*conv_2026*I$7","v":0},{"$f":"Option5!J$86*conv_2026*J$7","v":0},{"$f":"Option5!K$86*conv_2026*K$7","v":0},{"$f":"Option5!L$86*conv_2026*L$7","v":0},{"$f":"Option5!M$86*conv_2026*M$7","v":0},{"$f":"Option5!N$86*conv_2026*N$7","v":0},{"$f":"Option5!O$86*conv_2026*O$7","v":0},{"$f":"Option5!P$86*conv_2026*P$7","v":0},{"$f":"Option5!Q$86*conv_2026*Q$7","v":0},{"$f":"Option5!R$86*conv_2026*R$7","v":0},{"$f":"Option5!S$86*conv_2026*S$7","v":0},{"$f":"Option5!T$86*conv_2026*T$7","v":0},{"$f":"Option5!U$86*conv_2026*U$7","v":0},{"$f":"Option5!V$86*conv_2026*V$7","v":0},{"$f":"Option5!W$86*conv_2026*W$7","v":0},{"$f":"Option5!X$86*conv_2026*X$7","v":0},{"$f":"Option5!Y$86*conv_2026*Y$7","v":0},{"$f":"Option5!Z$86*conv_2026*Z$7","v":0},{"$f":"Option5!AA$86*conv_2026*AA$7","v":0},{"$f":"Option5!AB$86*conv_2026*AB$7","v":0},{"$f":"Option5!AC$86*conv_2026*AC$7","v":0},{"$f":"Option5!AD$86*conv_2026*AD$7","v":0},{"$f":"Option5!AE$86*conv_2026*AE$7","v":0},{"$f":"Option5!AF$86*conv_2026*AF$7","v":0},{"$f":"Option5!AG$86*conv_2026*AG$7","v":0}]
["Option 5",null,{"$f":"Option5!C$87","v":"Operating expenditure"},"Option 5Operating expenditure",null,{"$f":"SUMPRODUCT(($H75:$AG75)*($H$5:$AG$5)*($H$7:$AG$7))","v":0},"2026-06-30",null,{"$f":"Option5!I$87*conv_2026*I$7","v":0},{"$f":"Option5!J$87*conv_2026*J$7","v":0},{"$f":"Option5!K$87*conv_2026*K$7","v":0},{"$f":"Option5!L$87*conv_2026*L$7","v":0},{"$f":"Option5!M$87*conv_2026*M$7","v":0},{"$f":"Option5!N$87*conv_2026*N$7","v":0},{"$f":"Option5!O$87*conv_2026*O$7","v":0},{"$f":"Option5!P$87*conv_2026*P$7","v":0},{"$f":"Option5!Q$87*conv_2026*Q$7","v":0},{"$f":"Option5!R$87*conv_2026*R$7","v":0},{"$f":"Option5!S$87*conv_2026*S$7","v":0},{"$f":"Option5!T$87*conv_2026*T$7","v":0},{"$f":"Option5!U$87*conv_2026*U$7","v":0},{"$f":"Option5!V$87*conv_2026*V$7","v":0},{"$f":"Option5!W$87*conv_2026*W$7","v":0},{"$f":"Option5!X$87*conv_2026*X$7","v":0},{"$f":"Option5!Y$87*conv_2026*Y$7","v":0},{"$f":"Option5!Z$87*conv_2026*Z$7","v":0},{"$f":"Option5!AA$87*conv_2026*AA$7","v":0},{"$f":"Option5!AB$87*conv_2026*AB$7","v":0},{"$f":"Option5!AC$87*conv_2026*AC$7","v":0},{"$f":"Option5!AD$87*conv_2026*AD$7","v":0},{"$f":"Option5!AE$87*conv_2026*AE$7","v":0},{"$f":"Option5!AF$87*conv_2026*AF$7","v":0},{"$f":"Option5!AG$87*conv_2026*AG$7","v":0}]
["Option 5",null,{"$f":"Option5!C$88","v":"Risk mitigated"},"Option 5Risk mitigated",null,{"$f":"SUMPRODUCT($H76:$AG76, $H$5:$AG$5)","v":0},"2026-06-30",null,{"$f":"Option5!I$88*conv_2026*I$7","v":0},{"$f":"Option5!J$88*conv_2026*J$7","v":0},{"$f":"Option5!K$88*conv_2026*K$7","v":0},{"$f":"Option5!L$88*conv_2026*L$7","v":0},{"$f":"Option5!M$88*conv_2026*M$7","v":0},{"$f":"Option5!N$88*conv_2026*N$7","v":0},{"$f":"Option5!O$88*conv_2026*O$7","v":0},{"$f":"Option5!P$88*conv_2026*P$7","v":0},{"$f":"Option5!Q$88*conv_2026*Q$7","v":0},{"$f":"Option5!R$88*conv_2026*R$7","v":0},{"$f":"Option5!S$88*conv_2026*S$7","v":0},{"$f":"Option5!T$88*conv_2026*T$7","v":0},{"$f":"Option5!U$88*conv_2026*U$7","v":0},{"$f":"Option5!V$88*conv_2026*V$7","v":0},{"$f":"Option5!W$88*conv_2026*W$7","v":0},{"$f":"Option5!X$88*conv_2026*X$7","v":0},{"$f":"Option5!Y$88*conv_2026*Y$7","v":0},{"$f":"Option5!Z$88*conv_2026*Z$7","v":0},{"$f":"Option5!AA$88*conv_2026*AA$7","v":0},{"$f":"Option5!AB$88*conv_2026*AB$7","v":0},{"$f":"Option5!AC$88*conv_2026*AC$7","v":0},{"$f":"Option5!AD$88*conv_2026*AD$7","v":0},{"$f":"Option5!AE$88*conv_2026*AE$7","v":0},{"$f":"Option5!AF$88*conv_2026*AF$7","v":0},{"$f":"Option5!AG$88*conv_2026*AG$7","v":0}]
["Option 5",null,{"$f":"Option5!C$89","v":"Other benefits value"},"Option 5Other benefits value",null,{"$f":"SUMPRODUCT($H77:$AG77, $H$5:$AG$5)","v":0},"2026-06-30",null,{"$f":"Option5!I$89*conv_2026*I$7","v":0},{"$f":"Option5!J$89*conv_2026*J$7","v":0},{"$f":"Option5!K$89*conv_2026*K$7","v":0},{"$f":"Option5!L$89*conv_2026*L$7","v":0},{"$f":"Option5!M$89*conv_2026*M$7","v":0},{"$f":"Option5!N$89*conv_2026*N$7","v":0},{"$f":"Option5!O$89*conv_2026*O$7","v":0},{"$f":"Option5!P$89*conv_2026*P$7","v":0},{"$f":"Option5!Q$89*conv_2026*Q$7","v":0},{"$f":"Option5!R$89*conv_2026*R$7","v":0},{"$f":"Option5!S$89*conv_2026*S$7","v":0},{"$f":"Option5!T$89*conv_2026*T$7","v":0},{"$f":"Option5!U$89*conv_2026*U$7","v":0},{"$f":"Option5!V$89*conv_2026*V$7","v":0},{"$f":"Option5!W$89*conv_2026*W$7","v":0},{"$f":"Option5!X$89*conv_2026*X$7","v":0},{"$f":"Option5!Y$89*conv_2026*Y$7","v":0},{"$f":"Option5!Z$89*conv_2026*Z$7","v":0},{"$f":"Option5!AA$89*conv_2026*AA$7","v":0},{"$f":"Option5!AB$89*conv_2026*AB$7","v":0},{"$f":"Option5!AC$89*conv_2026*AC$7","v":0},{"$f":"Option5!AD$89*conv_2026*AD$7","v":0},{"$f":"Option5!AE$89*conv_2026*AE$7","v":0},{"$f":"Option5!AF$89*conv_2026*AF$7","v":0},{"$f":"Option5!AG$89*conv_2026*AG$7","v":0}]
["Option 5",null,{"$f":"Option5!C91","v":"Net benefits"},"Option 5Net benefits",null,null,"2026-06-30",null,{"$f":"SUM(I74:I77)","v":0},0,0,0,0,0,0,0,0,0,0,0,0,0,0,0,0,0,0,0,{"$f":"SUM(AC74:AC77)","v":0},{"$f":"SUM(AD74:AD77)","v":0},{"$f":"SUM(AE74:AE77)","v":0},{"$f":"SUM(AF74:AF77)","v":0},{"$f":"SUM(AG74:AG77)","v":0}]
["Option 5",null,"NPV","Option 5NPV",null,{"$f":"SUMPRODUCT(($H78:$AG78)*($H$5:$AG$5)*($H$7:$AG$7))","v":0},"2026-06-30"]
["Option 5",null,"PV of costs","Option 5PV of costs",null,{"$f":"SUM(F74:F75)","v":0},"2026-06-30"]
["Option 5",null,"PV of benefits","Option 5PV of benefits",null,{"$f":"SUM(F76:F77)","v":0},"2026-06-30"]
[null,null,null,{"$f":"A82&C82","v":""}]
[]
[]
[]
[]
[]
["CHART DATA",null,null,null,null,null,null,null,{"$f":"\"FY\"&RIGHT(I$9,2)","v":"FY27"},{"$f":"\"FY\"&RIGHT(J$9,2)","v":"FY28"},"FY29","FY30","FY31","FY32","FY33","FY34","FY35","FY36","FY37","FY38","FY39","FY40","FY41","FY42","FY43","FY44","FY45","FY46","FY47","FY48","FY49","FY50","FY51"]
[]
[]
[{"$f":"Summary!$C$26","v":"Option 2"},null,"Annualised capex",{"$f":"INDEX(Data!$C$30:$C$36, MATCH(C91, Data!$B$30:$B$36,0))","v":-1},null,null,null,{"$f":"A91&\" \"&LOWER(C91)","v":"Option 2 annualised capex"},{"$f":"MAX($D91*INDEX(I$15:W$81, MATCH($A91&$C91, $D$15:$D$81,0),))/mill_conv","v":6.9321599279727461E-2},{"$f":"MAX($D91*INDEX(J$15:X$81, MATCH($A91&$C91, $D$15:$D$81,0),))/mill_conv","v":6.9321599279727461E-2},{"$f":"MAX($D91*INDEX(K$15:Y$81, MATCH($A91&$C91, $D$15:$D$81,0),))/mill_conv","v":6.9321599279727461E-2},{"$f":"MAX($D91*INDEX(L$15:Z$81, MATCH($A91&$C91, $D$15:$D$81,0),))/mill_conv","v":6.9321599279727461E-2},{"$f":"MAX($D91*INDEX(M$15:AA$81, MATCH($A91&$C91, $D$15:$D$81,0),))/mill_conv","v":6.9321599279727461E-2},{"$f":"MAX($D91*INDEX(N$15:AB$81, MATCH($A91&$C91, $D$15:$D$81,0),))/mill_conv","v":6.9321599279727461E-2},{"$f":"MAX($D91*INDEX(O$15:AC$81, MATCH($A91&$C91, $D$15:$D$81,0),))/mill_conv","v":6.9321599279727461E-2},{"$f":"MAX($D91*INDEX(P$15:AD$81, MATCH($A91&$C91, $D$15:$D$81,0),))/mill_conv","v":6.9321599279727461E-2},{"$f":"MAX($D91*INDEX(Q$15:AE$81, MATCH($A91&$C91, $D$15:$D$81,0),))/mill_conv","v":6.9321599279727461E-2},{"$f":"MAX($D91*INDEX(R$15:AF$81, MATCH($A91&$C91, $D$15:$D$81,0),))/mill_conv","v":6.9321599279727461E-2},{"$f":"MAX($D91*INDEX(S$15:AG$81, MATCH($A91&$C91, $D$15:$D$81,0),))/mill_conv","v":6.9321599279727461E-2},{"$f":"MAX($D91*INDEX(T$15:AH$81, MATCH($A91&$C91, $D$15:$D$81,0),))/mill_conv","v":6.9321599279727461E-2},{"$f":"MAX($D91*INDEX(U$15:AI$81, MATCH($A91&$C91, $D$15:$D$81,0),))/mill_conv","v":6.9321599279727461E-2},{"$f":"MAX($D91*INDEX(V$15:AJ$81, MATCH($A91&$C91, $D$15:$D$81,0),))/mill_conv","v":6.9321599279727461E-2},{"$f":"MAX($D91*INDEX(W$15:AK$81, MATCH($A91&$C91, $D$15:$D$81,0),))/mill_conv","v":6.9321599279727461E-2},{"$f":"MAX($D91*INDEX(X$15:AL$81, MATCH($A91&$C91, $D$15:$D$81,0),))/mill_conv","v":6.9321599279727461E-2},{"$f":"MAX($D91*INDEX(Y$15:AM$81, MATCH($A91&$C91, $D$15:$D$81,0),))/mill_conv","v":6.9321599279727461E-2},{"$f":"MAX($D91*INDEX(Z$15:AN$81, MATCH($A91&$C91, $D$15:$D$81,0),))/mill_conv","v":6.9321599279727461E-2},{"$f":"MAX($D91*INDEX(AA$15:AO$81, MATCH($A91&$C91, $D$15:$D$81,0),))/mill_conv","v":6.9321599279727461E-2},{"$f":"MAX($D91*INDEX(AB$15:AP$81, MATCH($A91&$C91, $D$15:$D$81,0),))/mill_conv","v":6.9321599279727461E-2},{"$f":"MAX($D91*INDEX(AC$15:AQ$81, MATCH($A91&$C91, $D$15:$D$81,0),))/mill_conv","v":6.9321599279727461E-2},{"$f":"MAX($D91*INDEX(AD$15:AR$81, MATCH($A91&$C91, $D$15:$D$81,0),))/mill_conv","v":0},{"$f":"MAX($D91*INDEX(AE$15:AS$81, MATCH($A91&$C91, $D$15:$D$81,0),))/mill_conv","v":0},{"$f":"MAX($D91*INDEX(AF$15:AT$81, MATCH($A91&$C91, $D$15:$D$81,0),))/mill_conv","v":0},{"$f":"MAX($D91*INDEX(AG$15:AU$81, MATCH($A91&$C91, $D$15:$D$81,0),))/mill_conv","v":0}]
[{"$f":"A16","v":"Option 1 (base case)"},null,"Total risk cost",{"$f":"INDEX(Data!$C$30:$C$36, MATCH(C92, Data!$B$30:$B$36,0))","v":1},null,null,null,{"$f":"A92&\" risk cost\"","v":"Option 1 (base case) risk cost"},{"$f":"$D92*INDEX(I$15:I$81, MATCH($A92&$C92, $D$15:$D$81,0))/mill_conv","v":2.2486549097527654E-2},4.3552764768904448E-2,7.8442313661316529E-2,0.11599932937049455,0.16741727810095064,0.25496283787933116,0.36912396851399387,0.48260286401728447,0.58103920648482077,0.58103920648482077,{"$f":"$D92*INDEX(S$15:S$81, MATCH($A92&$C92, $D$15:$D$81,0))/mill_conv","v":0.58103920648482077},0.58103920648482077,0.58103920648482077,0.58103920648482077,0.58103920648482077,0.58103920648482077,0.58103920648482077,0.58103920648482077,0.58103920648482077,0.58103920648482077,0.58103920648482077,0.58103920648482077,0.58103920648482077,0.58103920648482077,0.58103920648482077]
[]
[]
[]
[]
[null,null,null,null,null,null,null,null,{"$f":"I88","v":"FY27"},{"$f":"J88","v":"FY28"},"FY29","FY30","FY31","FY32","FY33","FY34","FY35","FY36","FY37","FY38","FY39","FY40","FY41","FY42","FY43","FY44","FY45","FY46","FY47","FY48","FY49","FY50","FY51"]
["Energy at risk",null,"Energy at risk (weighted)",{"$f":"MAX(H98:AG98)","v":14.944998585804061},null,null,null,{"$f":"A98&\" \"&LOWER(C98)","v":"Energy at risk energy at risk (weighted)"},{"$f":"INDEX('Option1 (base case)'!I$14:I$90, MATCH($C98, 'Option1 (base case)'!$C$14:$C$90,0))","v":0.57837997971819088},{"$f":"INDEX('Option1 (base case)'!J$14:J$90, MATCH($C98, 'Option1 (base case)'!$C$14:$C$90,0))","v":1.120227345443578},{"$f":"INDEX('Option1 (base case)'!K$14:K$90, MATCH($C98, 'Option1 (base case)'!$C$14:$C$90,0))","v":2.0176267860268737},{"$f":"INDEX('Option1 (base case)'!L$14:L$90, MATCH($C98, 'Option1 (base case)'!$C$14:$C$90,0))","v":2.9836365499056039},{"$f":"INDEX('Option1 (base case)'!M$14:M$90, MATCH($C98, 'Option1 (base case)'!$C$14:$C$90,0))","v":4.3061654988736748},{"$f":"INDEX('Option1 (base case)'!N$14:N$90, MATCH($C98, 'Option1 (base case)'!$C$14:$C$90,0))","v":6.557938275097686},{"$f":"INDEX('Option1 (base case)'!O$14:O$90, MATCH($C98, 'Option1 (base case)'!$C$14:$C$90,0))","v":9.4942942332621012},{"$f":"INDEX('Option1 (base case)'!P$14:P$90, MATCH($C98, 'Option1 (base case)'!$C$14:$C$90,0))","v":12.413102316928981},{"$f":"INDEX('Option1 (base case)'!Q$14:Q$90, MATCH($C98, 'Option1 (base case)'!$C$14:$C$90,0))","v":14.944998585804061},{"$f":"INDEX('Option1 (base case)'!R$14:R$90, MATCH($C98, 'Option1 (base case)'!$C$14:$C$90,0))","v":14.944998585804061},{"$f":"INDEX('Option1 (base case)'!S$14:S$90, MATCH($C98, 'Option1 (base case)'!$C$14:$C$90,0))","v":14.944998585804061},{"$f":"INDEX('Option1 (base case)'!T$14:T$90, MATCH($C98, 'Option1 (base case)'!$C$14:$C$90,0))","v":14.944998585804061},{"$f":"INDEX('Option1 (base case)'!U$14:U$90, MATCH($C98, 'Option1 (base case)'!$C$14:$C$90,0))","v":14.944998585804061},{"$f":"INDEX('Option1 (base case)'!V$14:V$90, MATCH($C98, 'Option1 (base case)'!$C$14:$C$90,0))","v":14.944998585804061},{"$f":"INDEX('Option1 (base case)'!W$14:W$90, MATCH($C98, 'Option1 (base case)'!$C$14:$C$90,0))","v":14.944998585804061},{"$f":"INDEX('Option1 (base case)'!X$14:X$90, MATCH($C98, 'Option1 (base case)'!$C$14:$C$90,0))","v":14.944998585804061},{"$f":"INDEX('Option1 (base case)'!Y$14:Y$90, MATCH($C98, 'Option1 (base case)'!$C$14:$C$90,0))","v":14.944998585804061},{"$f":"INDEX('Option1 (base case)'!Z$14:Z$90, MATCH($C98, 'Option1 (base case)'!$C$14:$C$90,0))","v":14.944998585804061},{"$f":"INDEX('Option1 (base case)'!AA$14:AA$90, MATCH($C98, 'Option1 (base case)'!$C$14:$C$90,0))","v":14.944998585804061},{"$f":"INDEX('Option1 (base case)'!AB$14:AB$90, MATCH($C98, 'Option1 (base case)'!$C$14:$C$90,0))","v":14.944998585804061},{"$f":"INDEX('Option1 (base case)'!AC$14:AC$90, MATCH($C98, 'Option1 (base case)'!$C$14:$C$90,0))","v":14.944998585804061},{"$f":"INDEX('Option1 (base case)'!AD$14:AD$90, MATCH($C98, 'Option1 (base case)'!$C$14:$C$90,0))","v":14.944998585804061},{"$f":"INDEX('Option1 (base case)'!AE$14:AE$90, MATCH($C98, 'Option1 (base case)'!$C$14:$C$90,0))","v":14.944998585804061},{"$f":"INDEX('Option1 (base case)'!AF$14:AF$90, MATCH($C98, 'Option1 (base case)'!$C$14:$C$90,0))","v":14.944998585804061},{"$f":"INDEX('Option1 (base case)'!AG$14:AG$90, MATCH($C98, 'Option1 (base case)'!$C$14:$C$90,0))","v":14.944998585804061}]
[{"$f":"A23","v":"Option 1 (base case)"},null,"Energy at risk value",{"$f":"MAX(H99:AG99)","v":0.52502131657969975},null,null,null,{"$f":"A99&\" risk cost\"","v":"Option 1 (base case) risk cost"},{"$f":"INDEX('Option1 (base case)'!I$14:I$90, MATCH($C99, 'Option1 (base case)'!$C$14:$C$90,0))/10^6","v":2.0318624768785629E-2},{"$f":"INDEX('Option1 (base case)'!J$14:J$90, MATCH($C99, 'Option1 (base case)'!$C$14:$C$90,0))/10^6","v":3.9353850212607865E-2},{"$f":"INDEX('Option1 (base case)'!K$14:K$90, MATCH($C99, 'Option1 (base case)'!$C$14:$C$90,0))/10^6","v":7.0879703700507626E-2},{"$f":"INDEX('Option1 (base case)'!L$14:L$90, MATCH($C99, 'Option1 (base case)'!$C$14:$C$90,0))/10^6","v":0.10481585398841808},{"$f":"INDEX('Option1 (base case)'!M$14:M$90, MATCH($C99, 'Option1 (base case)'!$C$14:$C$90,0))/10^6","v":0.15127660713037802},{"$f":"INDEX('Option1 (base case)'!N$14:N$90, MATCH($C99, 'Option1 (base case)'!$C$14:$C$90,0))/10^6","v":0.23038191455639748},{"$f":"INDEX('Option1 (base case)'!O$14:O$90, MATCH($C99, 'Option1 (base case)'!$C$14:$C$90,0))/10^6","v":0.33353679023276639},{"$f":"INDEX('Option1 (base case)'!P$14:P$90, MATCH($C99, 'Option1 (base case)'!$C$14:$C$90,0))/10^6","v":0.43607520494937163},{"$f":"INDEX('Option1 (base case)'!Q$14:Q$90, MATCH($C99, 'Option1 (base case)'!$C$14:$C$90,0))/10^6","v":0.52502131657969975},{"$f":"INDEX('Option1 (base case)'!R$14:R$90, MATCH($C99, 'Option1 (base case)'!$C$14:$C$90,0))/10^6","v":0.52502131657969975},{"$f":"INDEX('Option1 (base case)'!S$14:S$90, MATCH($C99, 'Option1 (base case)'!$C$14:$C$90,0))/10^6","v":0.52502131657969975},{"$f":"INDEX('Option1 (base case)'!T$14:T$90, MATCH($C99, 'Option1 (base case)'!$C$14:$C$90,0))/10^6","v":0.52502131657969975},{"$f":"INDEX('Option1 (base case)'!U$14:U$90, MATCH($C99, 'Option1 (base case)'!$C$14:$C$90,0))/10^6","v":0.52502131657969975},{"$f":"INDEX('Option1 (base case)'!V$14:V$90, MATCH($C99, 'Option1 (base case)'!$C$14:$C$90,0))/10^6","v":0.52502131657969975},{"$f":"INDEX('Option1 (base case)'!W$14:W$90, MATCH($C99, 'Option1 (base case)'!$C$14:$C$90,0))/10^6","v":0.52502131657969975},{"$f":"INDEX('Option1 (base case)'!X$14:X$90, MATCH($C99, 'Option1 (base case)'!$C$14:$C$90,0))/10^6","v":0.52502131657969975},{"$f":"INDEX('Option1 (base case)'!Y$14:Y$90, MATCH($C99, 'Option1 (base case)'!$C$14:$C$90,0))/10^6","v":0.52502131657969975},{"$f":"INDEX('Option1 (base case)'!Z$14:Z$90, MATCH($C99, 'Option1 (base case)'!$C$14:$C$90,0))/10^6","v":0.52502131657969975},{"$f":"INDEX('Option1 (base case)'!AA$14:AA$90, MATCH($C99, 'Option1 (base case)'!$C$14:$C$90,0))/10^6","v":0.52502131657969975},{"$f":"INDEX('Option1 (base case)'!AB$14:AB$90, MATCH($C99, 'Option1 (base case)'!$C$14:$C$90,0))/10^6","v":0.52502131657969975},{"$f":"INDEX('Option1 (base case)'!AC$14:AC$90, MATCH($C99, 'Option1 (base case)'!$C$14:$C$90,0))/10^6","v":0.52502131657969975},{"$f":"INDEX('Option1 (base case)'!AD$14:AD$90, MATCH($C99, 'Option1 (base case)'!$C$14:$C$90,0))/10^6","v":0.52502131657969975},{"$f":"INDEX('Option1 (base case)'!AE$14:AE$90, MATCH($C99, 'Option1 (base case)'!$C$14:$C$90,0))/10^6","v":0.52502131657969975},{"$f":"INDEX('Option1 (base case)'!AF$14:AF$90, MATCH($C99, 'Option1 (base case)'!$C$14:$C$90,0))/10^6","v":0.52502131657969975},{"$f":"INDEX('Option1 (base case)'!AG$14:AG$90, MATCH($C99, 'Option1 (base case)'!$C$14:$C$90,0))/10^6","v":0.52502131657969975}]

{"sheet":"EaR DDL023","index":9,"n_rows":17781,"n_cols":32,"rows_kept":17781,"cut":false,"hidden":false,"merged":[]}
["Powercor",null,null,null,null,null,null,""]
[{"$f":"Data!A2","v":"Drysdale feeder: DDL023"}]
[]
[{"$f":"_xlfn.TEXTBEFORE(MID(CELL(\"filename\"),SEARCH(\"[\",CELL(\"filename\"))+1, SEARCH(\"]\",CELL(\"filename\"))-SEARCH(\"[\",CELL(\"filename\"))-1), \" \")","v":"PAL"}]
[]
["OUTPUT"]
[]
["Do nothing",null,null,null,null,2024,{"$f":"F8+1","v":2025},2026,2027,2028,2029,2030,2031,2032,2033,2034,2035,2036,2037,2038,2039,2040,2041,2042,2043,2044,2045,2046,2047,2048,2049,2050]
["50% PoE",null,null,null,null,{"$f":"SUM(F68:F69)","v":0},0,0,1.9537200679779178E-2,0.17190866520130615,0.65154332012557836,1.2689572049313509,2.1571545406504362,3.7436719908666554,5.8059200082691111,7.9178552129652529,9.8276569638991358,9.8276569638991358,9.8276569638991358,9.8276569638991358,9.8276569638991358,9.8276569638991358,9.8276569638991358,9.8276569638991358,9.8276569638991358,9.8276569638991358,9.8276569638991358,9.8276569638991358,9.8276569638991358,9.8276569638991358,9.8276569638991358,{"$f":"SUM(AF68:AF69)","v":9.8276569638991358}]
["10% PoE",null,null,null,null,{"$f":"SUM(F70:F71)","v":0},4.0902088294710891E-2,0.67638378707555991,1.8823464641411514,3.3329709326755457,5.2051548731298967,6.984555021512195,9.3205244013945663,13.124559604970091,18.100500758245747,22.902012226177678,26.885462370248884,26.885462370248884,26.885462370248884,26.885462370248884,26.885462370248884,26.885462370248884,26.885462370248884,26.885462370248884,26.885462370248884,26.885462370248884,26.885462370248884,26.885462370248884,26.885462370248884,26.885462370248884,26.885462370248884,{"$f":"SUM(AF70:AF71)","v":26.885462370248884}]
[]
[]
["OPTION 2",null,null,null,null,2024,{"$f":"F13+1","v":2025},2026,2027,2028,2029,2030,2031,2032,2033,2034,2035,2036,2037,2038,2039,2040,2041,2042,2043,2044,2045,2046,2047,2048,2049,2050]
["50% PoE",null,null,null,null,{"$f":"SUM(F138:F139)","v":0},0,0,1.9537200679779178E-2,{"$f":"SUM(J138:J139)","v":0},0,0,0,0,0,0,0,0,0,0,0,0,0,0,0,0,0,0,0,0,0,{"$f":"SUM(AF138:AF139)","v":0}]
["10% PoE",null,null,null,null,{"$f":"SUM(F140:F141)","v":0},4.0902088294710891E-2,0.67638378707555991,1.8823464641411514,0,0,0,0,0,0,0,0,0,0,0,0,0,0,0,0,0,0,0,0,0,0,{"$f":"SUM(AF140:AF141)","v":0}]
[]
[]
[]
[]
["INPUT DATA"]
[]
[null,"ZSS/TS/Line",null,null,null,"DDL023"]
[null,"No Tx/Line",null,null,null,1]
[]
[null,null,null,null,null,"N Rating","N-1 Rating","Load Tan Phi (actual)","Load Tan Phi (forecast)","10%/50% POE","Cap Bank (actual)","Cap Bank (forecast)","2024 MVAR"]
[null,"S",null,null,null,12,12,5.4966254459255168E-2,5.4966254459255168E-2,1.1071505843221419,0,0,0.5700000524520874]
[null,"W",null,null,null,12,12,-6.5310223131762254E-3,-6.5310223131762254E-3,1.0773985858914337,0,0,-4.3333332985639572E-2]
[]
[null,"Interval",null,null,null,"15m"]
[null,"Exposure",null,null,null,3.744292237442922E-2]
[]
[]
["Do Nothing - 50% PoE Load Forecast ",null,null,null,null,2024,2025,2026,2027,2028,2029,2030,2031,2032,2033,2034,2035,2036,2037,2038,2039,2040,2041,2042,2043,2044,2045,2046,2047,2048,2049,2050]
["DDL023","S (MW)",null,null,null,10.36999988555908,10.97000026702881,11.60000038146973,12.060000419616699,12.439999580383301,12.829999923706049,13.11999988555908,13.439999580383301,13.88000011444092,14.319999694824221,14.64000034332275,14.840000152587891,14.840000152587891,14.840000152587891,14.840000152587891,14.840000152587891,14.840000152587891,14.840000152587891,14.840000152587891,14.840000152587891,14.840000152587891,14.840000152587891,14.840000152587891,14.840000152587891,14.840000152587891,14.840000152587891,14.840000152587891]
[null,"W (MW)",null,null,null,6.6349999904632568,7.0300002098083496,7.565000057220459,8.1449999809265137,8.7200002670288086,9.320000171661377,9.9049997329711914,10.509999752044674,11.179999828338619,11.84499979019165,12.414999961853031,12.909999847412109,12.909999847412109,12.909999847412109,12.909999847412109,12.909999847412109,12.909999847412109,12.909999847412109,12.909999847412109,12.909999847412109,12.909999847412109,12.909999847412109,12.909999847412109,12.909999847412109,12.909999847412109,12.909999847412109,12.909999847412109]
["Transfers","S (MW)",null,null,null,0,0,0,0,0,0,0,0,0,0,0,0,0,0,0,0,0,0,0,0,0,0,0,0,0,0,0]
[null,"W (MW)",null,null,null,0,0,0,0,0,0,0,0,0,0,0,0,0,0,0,0,0,0,0,0,0,0,0,0,0,0,0]
["After TFs","S (MW)",null,null,null,{"$f":"IF(F34-F36<0,0,F34-F36)","v":10.36999988555908},10.97000026702881,11.60000038146973,12.060000419616699,12.439999580383301,12.829999923706049,13.11999988555908,13.439999580383301,13.88000011444092,14.319999694824221,14.64000034332275,14.840000152587891,14.840000152587891,14.840000152587891,14.840000152587891,14.840000152587891,14.840000152587891,14.840000152587891,14.840000152587891,14.840000152587891,14.840000152587891,14.840000152587891,14.840000152587891,14.840000152587891,14.840000152587891,14.840000152587891,14.840000152587891]
[null,"W (MW)",null,null,null,6.6349999904632568,7.0300002098083496,7.565000057220459,8.1449999809265137,8.7200002670288086,9.320000171661377,9.9049997329711914,10.509999752044674,11.179999828338619,11.84499979019165,12.414999961853031,12.909999847412109,12.909999847412109,12.909999847412109,12.909999847412109,12.909999847412109,12.909999847412109,12.909999847412109,12.909999847412109,12.909999847412109,12.909999847412109,12.909999847412109,12.909999847412109,12.909999847412109,12.909999847412109,12.909999847412109,12.909999847412109]
[]
["Option 1 - 50% PoE Load Forecast ",null,null,null,null,{"$f":"F33","v":2024},2025,2026,2027,2028,2029,2030,2031,2032,2033,2034,2035,2036,2037,2038,2039,2040,2041,2042,2043,2044,2045,2046,2047,2048,2049,2050]
[]
[{"$f":"A34","v":"DDL023"},{"$f":"B34","v":"S (MW)"},null,null,null,{"$f":"F34","v":10.36999988555908},10.97000026702881,11.60000038146973,12.060000419616699,12.439999580383301,12.829999923706049,13.11999988555908,13.439999580383301,13.88000011444092,14.319999694824221,14.64000034332275,14.840000152587891,14.840000152587891,14.840000152587891,14.840000152587891,14.840000152587891,14.840000152587891,14.840000152587891,14.840000152587891,14.840000152587891,14.840000152587891,14.840000152587891,14.840000152587891,14.840000152587891,14.840000152587891,14.840000152587891,14.840000152587891]
[null,{"$f":"B35","v":"W (MW)"},null,null,null,6.6349999904632568,7.0300002098083496,7.565000057220459,8.1449999809265137,8.7200002670288086,9.320000171661377,9.9049997329711914,10.509999752044674,11.179999828338619,11.84499979019165,12.414999961853031,12.909999847412109,12.909999847412109,12.909999847412109,12.909999847412109,12.909999847412109,12.909999847412109,12.909999847412109,12.909999847412109,12.909999847412109,12.909999847412109,12.909999847412109,12.909999847412109,12.909999847412109,12.909999847412109,12.909999847412109,12.909999847412109]
[{"$f":"A36","v":"Transfers"},{"$f":"B36","v":"S (MW)"},null,null,null,0,0,0,0,0,0,0,0,0,0,0,0,0,0,0,0,0,0,0,0,0,0,0,0,0,0,0]
[null,{"$f":"B37","v":"W (MW)"},null,null,null,0,0,0,0,0,0,0,0,0,0,0,0,0,0,0,0,0,0,0,0,0,0,0,0,0,0,0]
[{"$f":"A38","v":"After TFs"},{"$f":"B38","v":"S (MW)"},null,null,null,{"$f":"IF(F43-F45<0,0,F43-F45)","v":10.36999988555908},10.97000026702881,11.60000038146973,12.060000419616699,12.439999580383301,12.829999923706049,13.11999988555908,13.439999580383301,13.88000011444092,14.319999694824221,14.64000034332275,14.840000152587891,14.840000152587891,14.840000152587891,14.840000152587891,14.840000152587891,14.840000152587891,14.840000152587891,14.840000152587891,14.840000152587891,14.840000152587891,14.840000152587891,14.840000152587891,14.840000152587891,14.840000152587891,14.840000152587891,14.840000152587891]
[null,{"$f":"B39","v":"W (MW)"},null,null,null,6.6349999904632568,7.0300002098083496,7.565000057220459,8.1449999809265137,8.7200002670288086,9.320000171661377,9.9049997329711914,10.509999752044674,11.179999828338619,11.84499979019165,12.414999961853031,12.909999847412109,12.909999847412109,12.909999847412109,12.909999847412109,12.909999847412109,12.909999847412109,12.909999847412109,12.909999847412109,12.909999847412109,12.909999847412109,12.909999847412109,12.909999847412109,12.909999847412109,12.909999847412109,12.909999847412109,12.909999847412109]
[]
["Option 1 - Augmentation Details"]
["N Rating","S (MVA)",null,null,null,12,12,12,12,17,17,17,17,17,17,17,17,17,17,17,17,17,17,17,17,17,17,17,17,17,17,17]
["N-1 Rating","S (MVA)",null,null,null,12,12,12,12,17,17,17,17,17,17,17,17,17,17,17,17,17,17,17,17,17,17,17,17,17,17,17]
["N Rating","W (MVA)",null,null,null,12,12,12,12,17,17,17,17,17,17,17,17,17,17,17,17,17,17,17,17,17,17,17,17,17,17,17]
["N-1 Rating","W (MVA)",null,null,null,12,12,12,12,17,17,17,17,17,17,17,17,17,17,17,17,17,17,17,17,17,17,17,17,17,17,17]
["No. Transformers/Lines",null,null,null,null,1,1,1,1,1,1,1,1,1,1,1,1,1,1,1,1,1,1,1,1,1,1,1,1,1,1,1]
[]
[]
[]
["ENERGY AT RISK:  DO NOTHING"]
[]
[null,null,null,null,null,2024,2025,2026,2027,2028,2029,2030,2031,2032,2033,2034,2035,2036,2037,2038,2039,2040,2041,2042,2043,2044,2045,2046,2047,2048,2049,2050]
["Summary"]
[]
["50% PoE","N",null,null,"Total EatR, MWhrs",{"$f":"IF($F$29=\"15m\",(F89+F119)*0.25,F89+F119)","v":0},0,0,1.9537200679779178E-2,0.17190866520130615,0.65154332012557836,1.2689572049313509,2.1571545406504362,3.7436719908666554,5.8059200082691111,7.9178552129652529,9.8276569638991358,9.8276569638991358,9.8276569638991358,9.8276569638991358,9.8276569638991358,9.8276569638991358,9.8276569638991358,9.8276569638991358,9.8276569638991358,9.8276569638991358,9.8276569638991358,9.8276569638991358,9.8276569638991358,9.8276569638991358,9.8276569638991358,9.8276569638991358]
["50% PoE","N-1",null,null,"Total EatR, MWhrs",0,0,0,0,0,0,0,0,0,0,0,0,0,0,0,0,0,0,0,0,0,0,0,0,0,0,0]
["10% LAR","N",null,null,"Total EatR, MWhrs",0,4.0899776627543155E-2,0.67634555982950573,1.8822400793891527,3.3327825628441432,5.2048606929028018,6.9841602747597031,9.3199976324411189,13.123818478914417,18.099509131309453,22.900816310594816,26.884130279463626,26.884130279463626,26.884130279463626,26.884130279463626,26.884130279463626,26.884130279463626,26.884130279463626,26.884130279463626,26.884130279463626,26.884130279463626,26.884130279463626,26.884130279463626,26.884130279463626,26.884130279463626,26.884130279463626,26.884130279463626]
["10% LAR","N-1",null,null,"Total EatR, MWhrs",0,6.17384280164196E-5,1.020947181203824E-3,2.841251303380421E-3,5.0308528142894993E-3,7.8567646016880488E-3,1.0542626682414458E-2,1.4068585464011463E-2,1.9793488560068052E-2,2.6483695005936059E-2,3.1939696664289086E-2,3.5576570972158716E-2,3.5576570972158716E-2,3.5576570972158716E-2,3.5576570972158716E-2,3.5576570972158716E-2,3.5576570972158716E-2,3.5576570972158716E-2,3.5576570972158716E-2,3.5576570972158716E-2,3.5576570972158716E-2,3.5576570972158716E-2,3.5576570972158716E-2,3.5576570972158716E-2,3.5576570972158716E-2,3.5576570972158716E-2,3.5576570972158716E-2]
["50% PoE","N",null,null,"Total EEatR, MWhrs",{"$f":"IF($F$29=\"15m\",(F94+F124)*0.25,F94+F124)","v":0},0,0,1.9537200679779178E-2,0.17190866520130615,0.65154332012557836,1.2689572049313509,2.1571545406504362,3.7436719908666554,5.8059200082691111,7.9178552129652529,9.8276569638991358,9.8276569638991358,9.8276569638991358,9.8276569638991358,9.8276569638991358,9.8276569638991358,9.8276569638991358,9.8276569638991358,9.8276569638991358,9.8276569638991358,9.8276569638991358,9.8276569638991358,9.8276569638991358,9.8276569638991358,9.8276569638991358,9.8276569638991358]
["50% PoE","N-1",null,null,"Total EEatR, MWhrs",0,0,0,0,0,0,0,0,0,0,0,0,0,0,0,0,0,0,0,0,0,0,0,0,0,0,0]
["10% LAR","N",null,null,"Total EEatR, MWhrs",0,4.0899776627543155E-2,0.67634555982950573,1.8822400793891527,3.3327825628441432,5.2048606929028018,6.9841602747597031,9.3199976324411189,13.123818478914417,18.099509131309453,22.900816310594816,26.884130279463626,26.884130279463626,26.884130279463626,26.884130279463626,26.884130279463626,26.884130279463626,26.884130279463626,26.884130279463626,26.884130279463626,26.884130279463626,26.884130279463626,26.884130279463626,26.884130279463626,26.884130279463626,26.884130279463626,26.884130279463626]
["10% LAR","N-1",null,null,"Total EEatR, MWhrs",0,2.3116671677380853E-6,3.8227246054207105E-5,1.0638475199871895E-4,1.8836983140262049E-4,2.941802270951689E-4,3.9474675249223082E-4,5.2676895344700445E-4,7.4112605567378084E-4,9.9162693629532253E-4,1.1959155828637923E-3,1.3320907852589106E-3,1.3320907852589106E-3,1.3320907852589106E-3,1.3320907852589106E-3,1.3320907852589106E-3,1.3320907852589106E-3,1.3320907852589106E-3,1.3320907852589106E-3,1.3320907852589106E-3,1.3320907852589106E-3,1.3320907852589106E-3,1.3320907852589106E-3,1.3320907852589106E-3,1.3320907852589106E-3,1.3320907852589106E-3,1.3320907852589106E-3]
[null,null,{"$f":"$F$30","v":3.744292237442922E-2}]
["Transfers","ON"]
["MLN021","50% PoE",{"$f":"EXP((1/11)*LN(Q74/F74))-1","v":3.3119285077408467E-2},null,"MW",{"$f":"IF($B$73=\"OFF\",'EaR DDL023'!F34,'EaR DDL023'!F38)","v":10.36999988555908},{"$f":"IF($B$73=\"OFF\",'EaR DDL023'!G34,'EaR DDL023'!G38)","v":10.97000026702881},{"$f":"IF($B$73=\"OFF\",'EaR DDL023'!H34,'EaR DDL023'!H38)","v":11.60000038146973},{"$f":"IF($B$73=\"OFF\",'EaR DDL023'!I34,'EaR DDL023'!I38)","v":12.060000419616699},{"$f":"IF($B$73=\"OFF\",'EaR DDL023'!J34,'EaR DDL023'!J38)","v":12.439999580383301},{"$f":"IF($B$73=\"OFF\",'EaR DDL023'!K34,'EaR DDL023'!K38)","v":12.829999923706049},{"$f":"IF($B$73=\"OFF\",'EaR DDL023'!L34,'EaR DDL023'!L38)","v":13.11999988555908},{"$f":"IF($B$73=\"OFF\",'EaR DDL023'!M34,'EaR DDL023'!M38)","v":13.439999580383301},{"$f":"IF($B$73=\"OFF\",'EaR DDL023'!N34,'EaR DDL023'!N38)","v":13.88000011444092},{"$f":"IF($B$73=\"OFF\",'EaR DDL023'!O34,'EaR DDL023'!O38)","v":14.319999694824221},{"$f":"IF($B$73=\"OFF\",'EaR DDL023'!P34,'EaR DDL023'!P38)","v":14.64000034332275},{"$f":"IF($B$73=\"OFF\",'EaR DDL023'!Q34,'EaR DDL023'!Q38)","v":14.840000152587891},{"$f":"IF($B$73=\"OFF\",'EaR DDL023'!R34,'EaR DDL023'!R38)","v":14.840000152587891},{"$f":"IF($B$73=\"OFF\",'EaR DDL023'!S34,'EaR DDL023'!S38)","v":14.840000152587891},{"$f":"IF($B$73=\"OFF\",'EaR DDL023'!T34,'EaR DDL023'!T38)","v":14.840000152587891},{"$f":"IF($B$73=\"OFF\",'EaR DDL023'!U34,'EaR DDL023'!U38)","v":14.840000152587891},{"$f":"IF($B$73=\"OFF\",'EaR DDL023'!V34,'EaR DDL023'!V38)","v":14.840000152587891},{"$f":"IF($B$73=\"OFF\",'EaR DDL023'!W34,'EaR DDL023'!W38)","v":14.840000152587891},{"$f":"IF($B$73=\"OFF\",'EaR DDL023'!X34,'EaR DDL023'!X38)","v":14.840000152587891},{"$f":"IF($B$73=\"OFF\",'EaR DDL023'!Y34,'EaR DDL023'!Y38)","v":14.840000152587891},{"$f":"IF($B$73=\"OFF\",'EaR DDL023'!Z34,'EaR DDL023'!Z38)","v":14.840000152587891},{"$f":"IF($B$73=\"OFF\",'EaR DDL023'!AA34,'EaR DDL023'!AA38)","v":14.840000152587891},{"$f":"IF($B$73=\"OFF\",'EaR DDL023'!AB34,'EaR DDL023'!AB38)","v":14.840000152587891},{"$f":"IF($B$73=\"OFF\",'EaR DDL023'!AC34,'EaR DDL023'!AC38)","v":14.840000152587891},{"$f":"IF($B$73=\"OFF\",'EaR DDL023'!AD34,'EaR DDL023'!AD38)","v":14.840000152587891},{"$f":"IF($B$73=\"OFF\",'EaR DDL023'!AE34,'EaR DDL023'!AE38)","v":14.840000152587891},{"$f":"IF($B$73=\"OFF\",'EaR DDL023'!AF34,'EaR DDL023'!AF38)","v":14.840000152587891}]
["Summer","load pf",{"$f":"F74/F76","v":0.99849276991017855},null,"MVAr",{"$f":"F82*F74","v":0.5700000524520874},0.60297982609560274,0.63760857269532223,0.66289305184337555,0.68378018240837601,0.70521704051865108,0.72115725221503912,0.7387464368676312,0.76293161818485045,0.7871167470821645,0.80470598415466132,0.81569922456253152,0.81569922456253152,0.81569922456253152,0.81569922456253152,0.81569922456253152,0.81569922456253152,0.81569922456253152,0.81569922456253152,0.81569922456253152,0.81569922456253152,0.81569922456253152,0.81569922456253152,0.81569922456253152,0.81569922456253152,0.81569922456253152,0.81569922456253152]
[null,null,null,null,"MVA",{"$f":"(F74^2+F75^2)^0.5","v":10.385653454948837},10.986559540151342,11.617510643079802,12.078205053704677,12.458777825203848,12.849366876096857,13.139804594418161,13.46028733046542,13.900952047644294,14.341615809709273,14.662099500870418,14.862401210899959,14.862401210899959,14.862401210899959,14.862401210899959,14.862401210899959,14.862401210899959,14.862401210899959,14.862401210899959,14.862401210899959,14.862401210899959,14.862401210899959,14.862401210899959,14.862401210899959,14.862401210899959,14.862401210899959,14.862401210899959]
[null,null,null,null,"MVA",{"$f":"(F74^2+(F75-F83)^2)^0.5","v":10.385653454948837},10.986559540151342,11.617510643079802,12.078205053704677,12.458777825203848,12.849366876096857,13.139804594418161,13.46028733046542,13.900952047644294,14.341615809709273,14.662099500870418,14.862401210899959,14.862401210899959,14.862401210899959,14.862401210899959,14.862401210899959,14.862401210899959,14.862401210899959,14.862401210899959,14.862401210899959,14.862401210899959,14.862401210899959,14.862401210899959,14.862401210899959,14.862401210899959,14.862401210899959,14.862401210899959]
["50% PoE","N","CR",null,"MVA",{"$f":"$F$26","v":12},12,12,12,12,12,12,12,12,12,12,12,12,12,12,12,12,12,12,12,12,12,12,12,12,12,12]
["50% PoE","N-1","CR",null,"MVA",{"$f":"$G$26","v":12},12,12,12,12,12,12,12,12,12,12,12,12,12,12,12,12,12,12,12,12,12,12,12,12,12,12]
["50% LAR","N",null,null,"Ratio Rating/Load",{"$f":"IF(F77=0,100,TRUNC(F78/F77,5))","v":1.15544},1.0922400000000001,1.0329200000000001,0.99351999999999996,0.96316999999999997,0.93389,0.91325000000000001,0.89151000000000002,0.86324999999999996,0.83672000000000002,0.81842999999999999,0.80740000000000001,0.80740000000000001,0.80740000000000001,0.80740000000000001,0.80740000000000001,0.80740000000000001,0.80740000000000001,0.80740000000000001,0.80740000000000001,0.80740000000000001,0.80740000000000001,0.80740000000000001,0.80740000000000001,0.80740000000000001,0.80740000000000001,0.80740000000000001]
["50% LAR","N-1",null,null,"Ratio Rating/Load",{"$f":"IF(F77=0,100,TRUNC(F79/F77,5))","v":1.15544},1.0922400000000001,1.0329200000000001,0.99351999999999996,0.96316999999999997,0.93389,0.91325000000000001,0.89151000000000002,0.86324999999999996,0.83672000000000002,0.81842999999999999,0.80740000000000001,0.80740000000000001,0.80740000000000001,0.80740000000000001,0.80740000000000001,0.80740000000000001,0.80740000000000001,0.80740000000000001,0.80740000000000001,0.80740000000000001,0.80740000000000001,0.80740000000000001,0.80740000000000001,0.80740000000000001,0.80740000000000001,0.80740000000000001]
["Load tan Phi",null,{"$f":"$H$26","v":5.4966254459255168E-2},null,null,{"$f":"C82","v":5.4966254459255168E-2},{"$f":"'EaR DDL023'!I26","v":5.4966254459255168E-2},{"$f":"G82","v":5.4966254459255168E-2},5.4966254459255168E-2,5.4966254459255168E-2,5.4966254459255168E-2,5.4966254459255168E-2,5.4966254459255168E-2,5.4966254459255168E-2,5.4966254459255168E-2,5.4966254459255168E-2,5.4966254459255168E-2,5.4966254459255168E-2,5.4966254459255168E-2,5.4966254459255168E-2,5.4966254459255168E-2,5.4966254459255168E-2,5.4966254459255168E-2,{"$f":"W82","v":5.4966254459255168E-2},5.4966254459255168E-2,5.4966254459255168E-2,5.4966254459255168E-2,5.4966254459255168E-2,5.4966254459255168E-2,5.4966254459255168E-2,5.4966254459255168E-2,5.4966254459255168E-2]
["Cap",null,0,null,"MVAr",{"$f":"C83","v":0},{"$f":"'EaR DDL023'!L26","v":0},0,0,0,0,0,0,0,0,0,0,0,0,0,0,0,0,0,0,0,0,0,0,0,0,0]
["10% PoE","10%/50%",{"$f":"J26","v":1.1071505843221419},null,"MVA",{"$f":"((F74*$C84)^2+(F74*$C84*F82-F83)^2)^0.5","v":11.498482291213875},12.163775814568559,12.862333696854503,13.37239178277178,13.793743149114185,14.22618404504021,14.547742334588833,14.902564983068714,15.390447182183456,15.87832832384329,16.233152029778068,16.454916185077998,16.454916185077998,16.454916185077998,16.454916185077998,16.454916185077998,16.454916185077998,16.454916185077998,16.454916185077998,16.454916185077998,16.454916185077998,16.454916185077998,16.454916185077998,16.454916185077998,16.454916185077998,16.454916185077998,16.454916185077998]
["10% PoE","N","CR",null,"MVA",{"$f":"F78","v":12},12,12,12,12,12,12,12,12,12,12,12,12,12,12,12,12,12,12,12,12,12,12,12,12,12,12]
["10% PoE","N-1","CR",null,"MVA",12,12,12,12,12,12,12,12,12,12,12,12,12,12,12,12,12,12,12,12,12,12,12,12,12,12,12]
["10% LAR","N",null,null,"Ratio Rating/Load",{"$f":"IF(F84=0,100,TRUNC(F85/F84,5))","v":1.0436099999999999},0.98653000000000002,0.93294999999999995,0.89737,0.86995,0.84350999999999998,0.82486999999999999,0.80523,0.77969999999999995,0.75573999999999997,0.73921999999999999,0.72926000000000002,0.72926000000000002,0.72926000000000002,0.72926000000000002,0.72926000000000002,0.72926000000000002,0.72926000000000002,0.72926000000000002,0.72926000000000002,0.72926000000000002,0.72926000000000002,0.72926000000000002,0.72926000000000002,0.72926000000000002,0.72926000000000002,0.72926000000000002]
["10% LAR","N-1",null,null,"Ratio Rating/Load",{"$f":"IF(F84=0,100,TRUNC(F86/F84,5))","v":1.0436099999999999},0.98653000000000002,0.93294999999999995,0.89737,0.86995,0.84350999999999998,0.82486999999999999,0.80523,0.77969999999999995,0.75573999999999997,0.73921999999999999,0.72926000000000002,0.72926000000000002,0.72926000000000002,0.72926000000000002,0.72926000000000002,0.72926000000000002,0.72926000000000002,0.72926000000000002,0.72926000000000002,0.72926000000000002,0.72926000000000002,0.72926000000000002,0.72926000000000002,0.72926000000000002,0.72926000000000002,0.72926000000000002]
["50% PoE","N",null,null,"EatR, MWhrs",{"$f":"IF(F80<1,F74*((SUMPRODUCT(('EaR DDL023'!$A$200:$A$20063)*('EaR DDL023'!$A$200:$A$20063>F80)))-F80*MATCH(F80,$A$200:$A$20063,-1)),0)","v":0},{"$f":"IF(G80<1,G74*((SUMPRODUCT(('EaR DDL023'!$A$200:$A$20063)*('EaR DDL023'!$A$200:$A$20063>G80)))-G80*MATCH(G80,$A$200:$A$20063,-1)),0)","v":0},{"$f":"IF(H80<1,H74*((SUMPRODUCT(('EaR DDL023'!$A$200:$A$20063)*('EaR DDL023'!$A$200:$A$20063>H80)))-H80*MATCH(H80,$A$200:$A$20063,-1)),0)","v":0},{"$f":"IF(I80<1,I74*((SUMPRODUCT(('EaR DDL023'!$A$200:$A$20063)*('EaR DDL023'!$A$200:$A$20063>I80)))-I80*MATCH(I80,$A$200:$A$20063,-1)),0)","v":7.8148802719116714E-2},{"$f":"IF(J80<1,J74*((SUMPRODUCT(('EaR DDL023'!$A$200:$A$20063)*('EaR DDL023'!$A$200:$A$20063>J80)))-J80*MATCH(J80,$A$200:$A$20063,-1)),0)","v":0.68763466080522462},{"$f":"IF(K80<1,K74*((SUMPRODUCT(('EaR DDL023'!$A$200:$A$20063)*('EaR DDL023'!$A$200:$A$20063>K80)))-K80*MATCH(K80,$A$200:$A$20063,-1)),0)","v":2.6061732805023134},{"$f":"IF(L80<1,L74*((SUMPRODUCT(('EaR DDL023'!$A$200:$A$20063)*('EaR DDL023'!$A$200:$A$20063>L80)))-L80*MATCH(L80,$A$200:$A$20063,-1)),0)","v":5.0758288197254036},{"$f":"IF(M80<1,M74*((SUMPRODUCT(('EaR DDL023'!$A$200:$A$20063)*('EaR DDL023'!$A$200:$A$20063>M80)))-M80*MATCH(M80,$A$200:$A$20063,-1)),0)","v":8.6286181626017449},{"$f":"IF(N80<1,N74*((SUMPRODUCT(('EaR DDL023'!$A$200:$A$20063)*('EaR DDL023'!$A$200:$A$20063>N80)))-N80*MATCH(N80,$A$200:$A$20063,-1)),0)","v":14.974687963466621},{"$f":"IF(O80<1,O74*((SUMPRODUCT(('EaR DDL023'!$A$200:$A$20063)*('EaR DDL023'!$A$200:$A$20063>O80)))-O80*MATCH(O80,$A$200:$A$20063,-1)),0)","v":23.223680033076445},{"$f":"IF(P80<1,P74*((SUMPRODUCT(('EaR DDL023'!$A$200:$A$20063)*('EaR DDL023'!$A$200:$A$20063>P80)))-P80*MATCH(P80,$A$200:$A$20063,-1)),0)","v":30.80933318650991},{"$f":"IF(Q80<1,Q74*((SUMPRODUCT(('EaR DDL023'!$A$200:$A$20063)*('EaR DDL023'!$A$200:$A$20063>Q80)))-Q80*MATCH(Q80,$A$200:$A$20063,-1)),0)","v":36.161379275818632},{"$f":"IF(R80<1,R74*((SUMPRODUCT(('EaR DDL023'!$A$200:$A$20063)*('EaR DDL023'!$A$200:$A$20063>R80)))-R80*MATCH(R80,$A$200:$A$20063,-1)),0)","v":36.161379275818632},{"$f":"IF(S80<1,S74*((SUMPRODUCT(('EaR DDL023'!$A$200:$A$20063)*('EaR DDL023'!$A$200:$A$20063>S80)))-S80*MATCH(S80,$A$200:$A$20063,-1)),0)","v":36.161379275818632},{"$f":"IF(T80<1,T74*((SUMPRODUCT(('EaR DDL023'!$A$200:$A$20063)*('EaR DDL023'!$A$200:$A$20063>T80)))-T80*MATCH(T80,$A$200:$A$20063,-1)),0)","v":36.161379275818632},{"$f":"IF(U80<1,U74*((SUMPRODUCT(('EaR DDL023'!$A$200:$A$20063)*('EaR DDL023'!$A$200:$A$20063>U80)))-U80*MATCH(U80,$A$200:$A$20063,-1)),0)","v":36.161379275818632},{"$f":"IF(V80<1,V74*((SUMPRODUCT(('EaR DDL023'!$A$200:$A$20063)*('EaR DDL023'!$A$200:$A$20063>V80)))-V80*MATCH(V80,$A$200:$A$20063,-1)),0)","v":36.161379275818632},{"$f":"IF(W80<1,W74*((SUMPRODUCT(('EaR DDL023'!$A$200:$A$20063)*('EaR DDL023'!$A$200:$A$20063>W80)))-W80*MATCH(W80,$A$200:$A$20063,-1)),0)","v":36.161379275818632},{"$f":"IF(X80<1,X74*((SUMPRODUCT(('EaR DDL023'!$A$200:$A$20063)*('EaR DDL023'!$A$200:$A$20063>X80)))-X80*MATCH(X80,$A$200:$A$20063,-1)),0)","v":36.161379275818632},{"$f":"IF(Y80<1,Y74*((SUMPRODUCT(('EaR DDL023'!$A$200:$A$20063)*('EaR DDL023'!$A$200:$A$20063>Y80)))-Y80*MATCH(Y80,$A$200:$A$20063,-1)),0)","v":36.161379275818632},{"$f":"IF(Z80<1,Z74*((SUMPRODUCT(('EaR DDL023'!$A$200:$A$20063)*('EaR DDL023'!$A$200:$A$20063>Z80)))-Z80*MATCH(Z80,$A$200:$A$20063,-1)),0)","v":36.161379275818632},{"$f":"IF(AA80<1,AA74*((SUMPRODUCT(('EaR DDL023'!$A$200:$A$20063)*('EaR DDL023'!$A$200:$A$20063>AA80)))-AA80*MATCH(AA80,$A$200:$A$20063,-1)),0)","v":36.161379275818632},{"$f":"IF(AB80<1,AB74*((SUMPRODUCT(('EaR DDL023'!$A$200:$A$20063)*('EaR DDL023'!$A$200:$A$20063>AB80)))-AB80*MATCH(AB80,$A$200:$A$20063,-1)),0)","v":36.161379275818632},{"$f":"IF(AC80<1,AC74*((SUMPRODUCT(('EaR DDL023'!$A$200:$A$20063)*('EaR DDL023'!$A$200:$A$20063>AC80)))-AC80*MATCH(AC80,$A$200:$A$20063,-1)),0)","v":36.161379275818632},{"$f":"IF(AD80<1,AD74*((SUMPRODUCT(('EaR DDL023'!$A$200:$A$20063)*('EaR DDL023'!$A$200:$A$20063>AD80)))-AD80*MATCH(AD80,$A$200:$A$20063,-1)),0)","v":36.161379275818632},{"$f":"IF(AE80<1,AE74*((SUMPRODUCT(('EaR DDL023'!$A$200:$A$20063)*('EaR DDL023'!$A$200:$A$20063>AE80)))-AE80*MATCH(AE80,$A$200:$A$20063,-1)),0)","v":36.161379275818632},{"$f":"IF(AF80<1,AF74*((SUMPRODUCT(('EaR DDL023'!$A$200:$A$20063)*('EaR DDL023'!$A$200:$A$20063>AF80)))-AF80*MATCH(AF80,$A$200:$A$20063,-1)),0)","v":36.161379275818632}]
["50% PoE","N-1",null,null,"EatR, MWhrs",{"$f":"IF(F81<1,IF(F81=0,F72*SUMPRODUCT(('EaR DDL023'!$A$200:$A$20063)*('EaR DDL023'!$A$200:$A$20063>F81)),F74*(SUMPRODUCT(('EaR DDL023'!$A$200:$A$20063)*('EaR DDL023'!$A$200:$A$20063>F81))-F81*MATCH(F81,$A$200:$A$20063,-1)))-F89,0)","v":0},{"$f":"IF(G81<1,IF(G81=0,G72*SUMPRODUCT(('EaR DDL023'!$A$200:$A$20063)*('EaR DDL023'!$A$200:$A$20063>G81)),G74*(SUMPRODUCT(('EaR DDL023'!$A$200:$A$20063)*('EaR DDL023'!$A$200:$A$20063>G81))-G81*MATCH(G81,$A$200:$A$20063,-1)))-G89,0)","v":0},{"$f":"IF(H81<1,IF(H81=0,H72*SUMPRODUCT(('EaR DDL023'!$A$200:$A$20063)*('EaR DDL023'!$A$200:$A$20063>H81)),H74*(SUMPRODUCT(('EaR DDL023'!$A$200:$A$20063)*('EaR DDL023'!$A$200:$A$20063>H81))-H81*MATCH(H81,$A$200:$A$20063,-1)))-H89,0)","v":0},{"$f":"IF(I81<1,IF(I81=0,I72*SUMPRODUCT(('EaR DDL023'!$A$200:$A$20063)*('EaR DDL023'!$A$200:$A$20063>I81)),I74*(SUMPRODUCT(('EaR DDL023'!$A$200:$A$20063)*('EaR DDL023'!$A$200:$A$20063>I81))-I81*MATCH(I81,$A$200:$A$20063,-1)))-I89,0)","v":0},{"$f":"IF(J81<1,IF(J81=0,J72*SUMPRODUCT(('EaR DDL023'!$A$200:$A$20063)*('EaR DDL023'!$A$200:$A$20063>J81)),J74*(SUMPRODUCT(('EaR DDL023'!$A$200:$A$20063)*('EaR DDL023'!$A$200:$A$20063>J81))-J81*MATCH(J81,$A$200:$A$20063,-1)))-J89,0)","v":0},{"$f":"IF(K81<1,IF(K81=0,K72*SUMPRODUCT(('EaR DDL023'!$A$200:$A$20063)*('EaR DDL023'!$A$200:$A$20063>K81)),K74*(SUMPRODUCT(('EaR DDL023'!$A$200:$A$20063)*('EaR DDL023'!$A$200:$A$20063>K81))-K81*MATCH(K81,$A$200:$A$20063,-1)))-K89,0)","v":0},{"$f":"IF(L81<1,IF(L81=0,L72*SUMPRODUCT(('EaR DDL023'!$A$200:$A$20063)*('EaR DDL023'!$A$200:$A$20063>L81)),L74*(SUMPRODUCT(('EaR DDL023'!$A$200:$A$20063)*('EaR DDL023'!$A$200:$A$20063>L81))-L81*MATCH(L81,$A$200:$A$20063,-1)))-L89,0)","v":0},{"$f":"IF(M81<1,IF(M81=0,M72*SUMPRODUCT(('EaR DDL023'!$A$200:$A$20063)*('EaR DDL023'!$A$200:$A$20063>M81)),M74*(SUMPRODUCT(('EaR DDL023'!$A$200:$A$20063)*('EaR DDL023'!$A$200:$A$20063>M81))-M81*MATCH(M81,$A$200:$A$20063,-1)))-M89,0)","v":0},{"$f":"IF(N81<1,IF(N81=0,N72*SUMPRODUCT(('EaR DDL023'!$A$200:$A$20063)*('EaR DDL023'!$A$200:$A$20063>N81)),N74*(SUMPRODUCT(('EaR DDL023'!$A$200:$A$20063)*('EaR DDL023'!$A$200:$A$20063>N81))-N81*MATCH(N81,$A$200:$A$20063,-1)))-N89,0)","v":0},{"$f":"IF(O81<1,IF(O81=0,O72*SUMPRODUCT(('EaR DDL023'!$A$200:$A$20063)*('EaR DDL023'!$A$200:$A$20063>O81)),O74*(SUMPRODUCT(('EaR DDL023'!$A$200:$A$20063)*('EaR DDL023'!$A$200:$A$20063>O81))-O81*MATCH(O81,$A$200:$A$20063,-1)))-O89,0)","v":0},{"$f":"IF(P81<1,IF(P81=0,P72*SUMPRODUCT(('EaR DDL023'!$A$200:$A$20063)*('EaR DDL023'!$A$200:$A$20063>P81)),P74*(SUMPRODUCT(('EaR DDL023'!$A$200:$A$20063)*('EaR DDL023'!$A$200:$A$20063>P81))-P81*MATCH(P81,$A$200:$A$20063,-1)))-P89,0)","v":0},{"$f":"IF(Q81<1,IF(Q81=0,Q72*SUMPRODUCT(('EaR DDL023'!$A$200:$A$20063)*('EaR DDL023'!$A$200:$A$20063>Q81)),Q74*(SUMPRODUCT(('EaR DDL023'!$A$200:$A$20063)*('EaR DDL023'!$A$200:$A$20063>Q81))-Q81*MATCH(Q81,$A$200:$A$20063,-1)))-Q89,0)","v":0},{"$f":"IF(R81<1,IF(R81=0,R72*SUMPRODUCT(('EaR DDL023'!$A$200:$A$20063)*('EaR DDL023'!$A$200:$A$20063>R81)),R74*(SUMPRODUCT(('EaR DDL023'!$A$200:$A$20063)*('EaR DDL023'!$A$200:$A$20063>R81))-R81*MATCH(R81,$A$200:$A$20063,-1)))-R89,0)","v":0},{"$f":"IF(S81<1,IF(S81=0,S72*SUMPRODUCT(('EaR DDL023'!$A$200:$A$20063)*('EaR DDL023'!$A$200:$A$20063>S81)),S74*(SUMPRODUCT(('EaR DDL023'!$A$200:$A$20063)*('EaR DDL023'!$A$200:$A$20063>S81))-S81*MATCH(S81,$A$200:$A$20063,-1)))-S89,0)","v":0},{"$f":"IF(T81<1,IF(T81=0,T72*SUMPRODUCT(('EaR DDL023'!$A$200:$A$20063)*('EaR DDL023'!$A$200:$A$20063>T81)),T74*(SUMPRODUCT(('EaR DDL023'!$A$200:$A$20063)*('EaR DDL023'!$A$200:$A$20063>T81))-T81*MATCH(T81,$A$200:$A$20063,-1)))-T89,0)","v":0},{"$f":"IF(U81<1,IF(U81=0,U72*SUMPRODUCT(('EaR DDL023'!$A$200:$A$20063)*('EaR DDL023'!$A$200:$A$20063>U81)),U74*(SUMPRODUCT(('EaR DDL023'!$A$200:$A$20063)*('EaR DDL023'!$A$200:$A$20063>U81))-U81*MATCH(U81,$A$200:$A$20063,-1)))-U89,0)","v":0},{"$f":"IF(V81<1,IF(V81=0,V72*SUMPRODUCT(('EaR DDL023'!$A$200:$A$20063)*('EaR DDL023'!$A$200:$A$20063>V81)),V74*(SUMPRODUCT(('EaR DDL023'!$A$200:$A$20063)*('EaR DDL023'!$A$200:$A$20063>V81))-V81*MATCH(V81,$A$200:$A$20063,-1)))-V89,0)","v":0},{"$f":"IF(W81<1,IF(W81=0,W72*SUMPRODUCT(('EaR DDL023'!$A$200:$A$20063)*('EaR DDL023'!$A$200:$A$20063>W81)),W74*(SUMPRODUCT(('EaR DDL023'!$A$200:$A$20063)*('EaR DDL023'!$A$200:$A$20063>W81))-W81*MATCH(W81,$A$200:$A$20063,-1)))-W89,0)","v":0},{"$f":"IF(X81<1,IF(X81=0,X72*SUMPRODUCT(('EaR DDL023'!$A$200:$A$20063)*('EaR DDL023'!$A$200:$A$20063>X81)),X74*(SUMPRODUCT(('EaR DDL023'!$A$200:$A$20063)*('EaR DDL023'!$A$200:$A$20063>X81))-X81*MATCH(X81,$A$200:$A$20063,-1)))-X89,0)","v":0},{"$f":"IF(Y81<1,IF(Y81=0,Y72*SUMPRODUCT(('EaR DDL023'!$A$200:$A$20063)*('EaR DDL023'!$A$200:$A$20063>Y81)),Y74*(SUMPRODUCT(('EaR DDL023'!$A$200:$A$20063)*('EaR DDL023'!$A$200:$A$20063>Y81))-Y81*MATCH(Y81,$A$200:$A$20063,-1)))-Y89,0)","v":0},{"$f":"IF(Z81<1,IF(Z81=0,Z72*SUMPRODUCT(('EaR DDL023'!$A$200:$A$20063)*('EaR DDL023'!$A$200:$A$20063>Z81)),Z74*(SUMPRODUCT(('EaR DDL023'!$A$200:$A$20063)*('EaR DDL023'!$A$200:$A$20063>Z81))-Z81*MATCH(Z81,$A$200:$A$20063,-1)))-Z89,0)","v":0},{"$f":"IF(AA81<1,IF(AA81=0,AA72*SUMPRODUCT(('EaR DDL023'!$A$200:$A$20063)*('EaR DDL023'!$A$200:$A$20063>AA81)),AA74*(SUMPRODUCT(('EaR DDL023'!$A$200:$A$20063)*('EaR DDL023'!$A$200:$A$20063>AA81))-AA81*MATCH(AA81,$A$200:$A$20063,-1)))-AA89,0)","v":0},{"$f":"IF(AB81<1,IF(AB81=0,AB72*SUMPRODUCT(('EaR DDL023'!$A$200:$A$20063)*('EaR DDL023'!$A$200:$A$20063>AB81)),AB74*(SUMPRODUCT(('EaR DDL023'!$A$200:$A$20063)*('EaR DDL023'!$A$200:$A$20063>AB81))-AB81*MATCH(AB81,$A$200:$A$20063,-1)))-AB89,0)","v":0},{"$f":"IF(AC81<1,IF(AC81=0,AC72*SUMPRODUCT(('EaR DDL023'!$A$200:$A$20063)*('EaR DDL023'!$A$200:$A$20063>AC81)),AC74*(SUMPRODUCT(('EaR DDL023'!$A$200:$A$20063)*('EaR DDL023'!$A$200:$A$20063>AC81))-AC81*MATCH(AC81,$A$200:$A$20063,-1)))-AC89,0)","v":0},{"$f":"IF(AD81<1,IF(AD81=0,AD72*SUMPRODUCT(('EaR DDL023'!$A$200:$A$20063)*('EaR DDL023'!$A$200:$A$20063>AD81)),AD74*(SUMPRODUCT(('EaR DDL023'!$A$200:$A$20063)*('EaR DDL023'!$A$200:$A$20063>AD81))-AD81*MATCH(AD81,$A$200:$A$20063,-1)))-AD89,0)","v":0},{"$f":"IF(AE81<1,IF(AE81=0,AE72*SUMPRODUCT(('EaR DDL023'!$A$200:$A$20063)*('EaR DDL023'!$A$200:$A$20063>AE81)),AE74*(SUMPRODUCT(('EaR DDL023'!$A$200:$A$20063)*('EaR DDL023'!$A$200:$A$20063>AE81))-AE81*MATCH(AE81,$A$200:$A$20063,-1)))-AE89,0)","v":0},{"$f":"IF(AF81<1,IF(AF81=0,AF72*SUMPRODUCT(('EaR DDL023'!$A$200:$A$20063)*('EaR DDL023'!$A$200:$A$20063>AF81)),AF74*(SUMPRODUCT(('EaR DDL023'!$A$200:$A$20063)*('EaR DDL023'!$A$200:$A$20063>AF81))-AF81*MATCH(AF81,$A$200:$A$20063,-1)))-AF89,0)","v":0}]
["10% LAR","N",null,null,"EatR, MWhrs",{"$f":"IF(F87<1,F74*$C$84*((SUMPRODUCT(('EaR DDL023'!$A$200:$A$20063)*('EaR DDL023'!$A$200:$A$20063>F87)))-F87*MATCH(F87,$A$200:$A$20063,-1)),0)","v":0},{"$f":"IF(G87<1,G74*$C$84*((SUMPRODUCT(('EaR DDL023'!$A$200:$A$20063)*('EaR DDL023'!$A$200:$A$20063>G87)))-G87*MATCH(G87,$A$200:$A$20063,-1)),0)","v":0.16359910651017262},{"$f":"IF(H87<1,H74*$C$84*((SUMPRODUCT(('EaR DDL023'!$A$200:$A$20063)*('EaR DDL023'!$A$200:$A$20063>H87)))-H87*MATCH(H87,$A$200:$A$20063,-1)),0)","v":2.7053822393180229},{"$f":"IF(I87<1,I74*$C$84*((SUMPRODUCT(('EaR DDL023'!$A$200:$A$20063)*('EaR DDL023'!$A$200:$A$20063>I87)))-I87*MATCH(I87,$A$200:$A$20063,-1)),0)","v":7.5289603175566109},{"$f":"IF(J87<1,J74*$C$84*((SUMPRODUCT(('EaR DDL023'!$A$200:$A$20063)*('EaR DDL023'!$A$200:$A$20063>J87)))-J87*MATCH(J87,$A$200:$A$20063,-1)),0)","v":13.331130251376573},{"$f":"IF(K87<1,K74*$C$84*((SUMPRODUCT(('EaR DDL023'!$A$200:$A$20063)*('EaR DDL023'!$A$200:$A$20063>K87)))-K87*MATCH(K87,$A$200:$A$20063,-1)),0)","v":20.819442771611207},{"$f":"IF(L87<1,L74*$C$84*((SUMPRODUCT(('EaR DDL023'!$A$200:$A$20063)*('EaR DDL023'!$A$200:$A$20063>L87)))-L87*MATCH(L87,$A$200:$A$20063,-1)),0)","v":27.936641099038813},{"$f":"IF(M87<1,M74*$C$84*((SUMPRODUCT(('EaR DDL023'!$A$200:$A$20063)*('EaR DDL023'!$A$200:$A$20063>M87)))-M87*MATCH(M87,$A$200:$A$20063,-1)),0)","v":37.279990529764476},{"$f":"IF(N87<1,N74*$C$84*((SUMPRODUCT(('EaR DDL023'!$A$200:$A$20063)*('EaR DDL023'!$A$200:$A$20063>N87)))-N87*MATCH(N87,$A$200:$A$20063,-1)),0)","v":52.449622167997511},{"$f":"IF(O87<1,O74*$C$84*((SUMPRODUCT(('EaR DDL023'!$A$200:$A$20063)*('EaR DDL023'!$A$200:$A$20063>O87)))-O87*MATCH(O87,$A$200:$A$20063,-1)),0)","v":70.146668596199831},{"$f":"IF(P87<1,P74*$C$84*((SUMPRODUCT(('EaR DDL023'!$A$200:$A$20063)*('EaR DDL023'!$A$200:$A$20063>P87)))-P87*MATCH(P87,$A$200:$A$20063,-1)),0)","v":84.536354133753136},{"$f":"IF(Q87<1,Q74*$C$84*((SUMPRODUCT(('EaR DDL023'!$A$200:$A$20063)*('EaR DDL023'!$A$200:$A$20063>Q87)))-Q87*MATCH(Q87,$A$200:$A$20063,-1)),0)","v":94.08338871724456},{"$f":"IF(R87<1,R74*$C$84*((SUMPRODUCT(('EaR DDL023'!$A$200:$A$20063)*('EaR DDL023'!$A$200:$A$20063>R87)))-R87*MATCH(R87,$A$200:$A$20063,-1)),0)","v":94.08338871724456},{"$f":"IF(S87<1,S74*$C$84*((SUMPRODUCT(('EaR DDL023'!$A$200:$A$20063)*('EaR DDL023'!$A$200:$A$20063>S87)))-S87*MATCH(S87,$A$200:$A$20063,-1)),0)","v":94.08338871724456},{"$f":"IF(T87<1,T74*$C$84*((SUMPRODUCT(('EaR DDL023'!$A$200:$A$20063)*('EaR DDL023'!$A$200:$A$20063>T87)))-T87*MATCH(T87,$A$200:$A$20063,-1)),0)","v":94.08338871724456},{"$f":"IF(U87<1,U74*$C$84*((SUMPRODUCT(('EaR DDL023'!$A$200:$A$20063)*('EaR DDL023'!$A$200:$A$20063>U87)))-U87*MATCH(U87,$A$200:$A$20063,-1)),0)","v":94.08338871724456},{"$f":"IF(V87<1,V74*$C$84*((SUMPRODUCT(('EaR DDL023'!$A$200:$A$20063)*('EaR DDL023'!$A$200:$A$20063>V87)))-V87*MATCH(V87,$A$200:$A$20063,-1)),0)","v":94.08338871724456},{"$f":"IF(W87<1,W74*$C$84*((SUMPRODUCT(('EaR DDL023'!$A$200:$A$20063)*('EaR DDL023'!$A$200:$A$20063>W87)))-W87*MATCH(W87,$A$200:$A$20063,-1)),0)","v":94.08338871724456},{"$f":"IF(X87<1,X74*$C$84*((SUMPRODUCT(('EaR DDL023'!$A$200:$A$20063)*('EaR DDL023'!$A$200:$A$20063>X87)))-X87*MATCH(X87,$A$200:$A$20063,-1)),0)","v":94.08338871724456},{"$f":"IF(Y87<1,Y74*$C$84*((SUMPRODUCT(('EaR DDL023'!$A$200:$A$20063)*('EaR DDL023'!$A$200:$A$20063>Y87)))-Y87*MATCH(Y87,$A$200:$A$20063,-1)),0)","v":94.08338871724456},{"$f":"IF(Z87<1,Z74*$C$84*((SUMPRODUCT(('EaR DDL023'!$A$200:$A$20063)*('EaR DDL023'!$A$200:$A$20063>Z87)))-Z87*MATCH(Z87,$A$200:$A$20063,-1)),0)","v":94.08338871724456},{"$f":"IF(AA87<1,AA74*$C$84*((SUMPRODUCT(('EaR DDL023'!$A$200:$A$20063)*('EaR DDL023'!$A$200:$A$20063>AA87)))-AA87*MATCH(AA87,$A$200:$A$20063,-1)),0)","v":94.08338871724456},{"$f":"IF(AB87<1,AB74*$C$84*((SUMPRODUCT(('EaR DDL023'!$A$200:$A$20063)*('EaR DDL023'!$A$200:$A$20063>AB87)))-AB87*MATCH(AB87,$A$200:$A$20063,-1)),0)","v":94.08338871724456},{"$f":"IF(AC87<1,AC74*$C$84*((SUMPRODUCT(('EaR DDL023'!$A$200:$A$20063)*('EaR DDL023'!$A$200:$A$20063>AC87)))-AC87*MATCH(AC87,$A$200:$A$20063,-1)),0)","v":94.08338871724456},{"$f":"IF(AD87<1,AD74*$C$84*((SUMPRODUCT(('EaR DDL023'!$A$200:$A$20063)*('EaR DDL023'!$A$200:$A$20063>AD87)))-AD87*MATCH(AD87,$A$200:$A$20063,-1)),0)","v":94.08338871724456},{"$f":"IF(AE87<1,AE74*$C$84*((SUMPRODUCT(('EaR DDL023'!$A$200:$A$20063)*('EaR DDL023'!$A$200:$A$20063>AE87)))-AE87*MATCH(AE87,$A$200:$A$20063,-1)),0)","v":94.08338871724456},{"$f":"IF(AF87<1,AF74*$C$84*((SUMPRODUCT(('EaR DDL023'!$A$200:$A$20063)*('EaR DDL023'!$A$200:$A$20063>AF87)))-AF87*MATCH(AF87,$A$200:$A$20063,-1)),0)","v":94.08338871724456}]
["10% LAR","N-1",null,null,"EatR, MWhrs",{"$f":"IF(F88<1,IF(F88=0,F74*$C$84*SUMPRODUCT(('EaR DDL023'!$A$200:$A$20063)*('EaR DDL023'!$A$200:$A$20063>F88)),F76*$C$84*(SUMPRODUCT(('EaR DDL023'!$A$200:$A$20063)*('EaR DDL023'!$A$200:$A$20063>F88))-F88*MATCH(F88,$A$200:$A$20063,-1)))-F91,0)","v":0},{"$f":"IF(G88<1,IF(G88=0,G74*$C$84*SUMPRODUCT(('EaR DDL023'!$A$200:$A$20063)*('EaR DDL023'!$A$200:$A$20063>G88)),G76*$C$84*(SUMPRODUCT(('EaR DDL023'!$A$200:$A$20063)*('EaR DDL023'!$A$200:$A$20063>G88))-G88*MATCH(G88,$A$200:$A$20063,-1)))-G91,0)","v":2.469537120656784E-4},{"$f":"IF(H88<1,IF(H88=0,H74*$C$84*SUMPRODUCT(('EaR DDL023'!$A$200:$A$20063)*('EaR DDL023'!$A$200:$A$20063>H88)),H76*$C$84*(SUMPRODUCT(('EaR DDL023'!$A$200:$A$20063)*('EaR DDL023'!$A$200:$A$20063>H88))-H88*MATCH(H88,$A$200:$A$20063,-1)))-H91,0)","v":4.083788724815296E-3},{"$f":"IF(I88<1,IF(I88=0,I74*$C$84*SUMPRODUCT(('EaR DDL023'!$A$200:$A$20063)*('EaR DDL023'!$A$200:$A$20063>I88)),I76*$C$84*(SUMPRODUCT(('EaR DDL023'!$A$200:$A$20063)*('EaR DDL023'!$A$200:$A$20063>I88))-I88*MATCH(I88,$A$200:$A$20063,-1)))-I91,0)","v":1.1365005213521684E-2},{"$f":"IF(J88<1,IF(J88=0,J74*$C$84*SUMPRODUCT(('EaR DDL023'!$A$200:$A$20063)*('EaR DDL023'!$A$200:$A$20063>J88)),J76*$C$84*(SUMPRODUCT(('EaR DDL023'!$A$200:$A$20063)*('EaR DDL023'!$A$200:$A$20063>J88))-J88*MATCH(J88,$A$200:$A$20063,-1)))-J91,0)","v":2.0123411257157997E-2},{"$f":"IF(K88<1,IF(K88=0,K74*$C$84*SUMPRODUCT(('EaR DDL023'!$A$200:$A$20063)*('EaR DDL023'!$A$200:$A$20063>K88)),K76*$C$84*(SUMPRODUCT(('EaR DDL023'!$A$200:$A$20063)*('EaR DDL023'!$A$200:$A$20063>K88))-K88*MATCH(K88,$A$200:$A$20063,-1)))-K91,0)","v":3.1427058406752195E-2},{"$f":"IF(L88<1,IF(L88=0,L74*$C$84*SUMPRODUCT(('EaR DDL023'!$A$200:$A$20063)*('EaR DDL023'!$A$200:$A$20063>L88)),L76*$C$84*(SUMPRODUCT(('EaR DDL023'!$A$200:$A$20063)*('EaR DDL023'!$A$200:$A$20063>L88))-L88*MATCH(L88,$A$200:$A$20063,-1)))-L91,0)","v":4.2170506729657831E-2},{"$f":"IF(M88<1,IF(M88=0,M74*$C$84*SUMPRODUCT(('EaR DDL023'!$A$200:$A$20063)*('EaR DDL023'!$A$200:$A$20063>M88)),M76*$C$84*(SUMPRODUCT(('EaR DDL023'!$A$200:$A$20063)*('EaR DDL023'!$A$200:$A$20063>M88))-M88*MATCH(M88,$A$200:$A$20063,-1)))-M91,0)","v":5.6274341856045851E-2},{"$f":"IF(N88<1,IF(N88=0,N74*$C$84*SUMPRODUCT(('EaR DDL023'!$A$200:$A$20063)*('EaR DDL023'!$A$200:$A$20063>N88)),N76*$C$84*(SUMPRODUCT(('EaR DDL023'!$A$200:$A$20063)*('EaR DDL023'!$A$200:$A$20063>N88))-N88*MATCH(N88,$A$200:$A$20063,-1)))-N91,0)","v":7.9172980630069389E-2},{"$f":"IF(O88<1,IF(O88=0,O74*$C$84*SUMPRODUCT(('EaR DDL023'!$A$200:$A$20063)*('EaR DDL023'!$A$200:$A$20063>O88)),O76*$C$84*(SUMPRODUCT(('EaR DDL023'!$A$200:$A$20063)*('EaR DDL023'!$A$200:$A$20063>O88))-O88*MATCH(O88,$A$200:$A$20063,-1)))-O91,0)","v":0.10588676532773889},{"$f":"IF(P88<1,IF(P88=0,P74*$C$84*SUMPRODUCT(('EaR DDL023'!$A$200:$A$20063)*('EaR DDL023'!$A$200:$A$20063>P88)),P76*$C$84*(SUMPRODUCT(('EaR DDL023'!$A$200:$A$20063)*('EaR DDL023'!$A$200:$A$20063>P88))-P88*MATCH(P88,$A$200:$A$20063,-1)))-P91,0)","v":0.12760807135904884},{"$f":"IF(Q88<1,IF(Q88=0,Q74*$C$84*SUMPRODUCT(('EaR DDL023'!$A$200:$A$20063)*('EaR DDL023'!$A$200:$A$20063>Q88)),Q76*$C$84*(SUMPRODUCT(('EaR DDL023'!$A$200:$A$20063)*('EaR DDL023'!$A$200:$A$20063>Q88))-Q88*MATCH(Q88,$A$200:$A$20063,-1)))-Q91,0)","v":0.1420193702952588},{"$f":"IF(R88<1,IF(R88=0,R74*$C$84*SUMPRODUCT(('EaR DDL023'!$A$200:$A$20063)*('EaR DDL023'!$A$200:$A$20063>R88)),R76*$C$84*(SUMPRODUCT(('EaR DDL023'!$A$200:$A$20063)*('EaR DDL023'!$A$200:$A$20063>R88))-R88*MATCH(R88,$A$200:$A$20063,-1)))-R91,0)","v":0.1420193702952588},{"$f":"IF(S88<1,IF(S88=0,S74*$C$84*SUMPRODUCT(('EaR DDL023'!$A$200:$A$20063)*('EaR DDL023'!$A$200:$A$20063>S88)),S76*$C$84*(SUMPRODUCT(('EaR DDL023'!$A$200:$A$20063)*('EaR DDL023'!$A$200:$A$20063>S88))-S88*MATCH(S88,$A$200:$A$20063,-1)))-S91,0)","v":0.1420193702952588},{"$f":"IF(T88<1,IF(T88=0,T74*$C$84*SUMPRODUCT(('EaR DDL023'!$A$200:$A$20063)*('EaR DDL023'!$A$200:$A$20063>T88)),T76*$C$84*(SUMPRODUCT(('EaR DDL023'!$A$200:$A$20063)*('EaR DDL023'!$A$200:$A$20063>T88))-T88*MATCH(T88,$A$200:$A$20063,-1)))-T91,0)","v":0.1420193702952588},{"$f":"IF(U88<1,IF(U88=0,U74*$C$84*SUMPRODUCT(('EaR DDL023'!$A$200:$A$20063)*('EaR DDL023'!$A$200:$A$20063>U88)),U76*$C$84*(SUMPRODUCT(('EaR DDL023'!$A$200:$A$20063)*('EaR DDL023'!$A$200:$A$20063>U88))-U88*MATCH(U88,$A$200:$A$20063,-1)))-U91,0)","v":0.1420193702952588},{"$f":"IF(V88<1,IF(V88=0,V74*$C$84*SUMPRODUCT(('EaR DDL023'!$A$200:$A$20063)*('EaR DDL023'!$A$200:$A$20063>V88)),V76*$C$84*(SUMPRODUCT(('EaR DDL023'!$A$200:$A$20063)*('EaR DDL023'!$A$200:$A$20063>V88))-V88*MATCH(V88,$A$200:$A$20063,-1)))-V91,0)","v":0.1420193702952588},{"$f":"IF(W88<1,IF(W88=0,W74*$C$84*SUMPRODUCT(('EaR DDL023'!$A$200:$A$20063)*('EaR DDL023'!$A$200:$A$20063>W88)),W76*$C$84*(SUMPRODUCT(('EaR DDL023'!$A$200:$A$20063)*('EaR DDL023'!$A$200:$A$20063>W88))-W88*MATCH(W88,$A$200:$A$20063,-1)))-W91,0)","v":0.1420193702952588},{"$f":"IF(X88<1,IF(X88=0,X74*$C$84*SUMPRODUCT(('EaR DDL023'!$A$200:$A$20063)*('EaR DDL023'!$A$200:$A$20063>X88)),X76*$C$84*(SUMPRODUCT(('EaR DDL023'!$A$200:$A$20063)*('EaR DDL023'!$A$200:$A$20063>X88))-X88*MATCH(X88,$A$200:$A$20063,-1)))-X91,0)","v":0.1420193702952588},{"$f":"IF(Y88<1,IF(Y88=0,Y74*$C$84*SUMPRODUCT(('EaR DDL023'!$A$200:$A$20063)*('EaR DDL023'!$A$200:$A$20063>Y88)),Y76*$C$84*(SUMPRODUCT(('EaR DDL023'!$A$200:$A$20063)*('EaR DDL023'!$A$200:$A$20063>Y88))-Y88*MATCH(Y88,$A$200:$A$20063,-1)))-Y91,0)","v":0.1420193702952588},{"$f":"IF(Z88<1,IF(Z88=0,Z74*$C$84*SUMPRODUCT(('EaR DDL023'!$A$200:$A$20063)*('EaR DDL023'!$A$200:$A$20063>Z88)),Z76*$C$84*(SUMPRODUCT(('EaR DDL023'!$A$200:$A$20063)*('EaR DDL023'!$A$200:$A$20063>Z88))-Z88*MATCH(Z88,$A$200:$A$20063,-1)))-Z91,0)","v":0.1420193702952588},{"$f":"IF(AA88<1,IF(AA88=0,AA74*$C$84*SUMPRODUCT(('EaR DDL023'!$A$200:$A$20063)*('EaR DDL023'!$A$200:$A$20063>AA88)),AA76*$C$84*(SUMPRODUCT(('EaR DDL023'!$A$200:$A$20063)*('EaR DDL023'!$A$200:$A$20063>AA88))-AA88*MATCH(AA88,$A$200:$A$20063,-1)))-AA91,0)","v":0.1420193702952588},{"$f":"IF(AB88<1,IF(AB88=0,AB74*$C$84*SUMPRODUCT(('EaR DDL023'!$A$200:$A$20063)*('EaR DDL023'!$A$200:$A$20063>AB88)),AB76*$C$84*(SUMPRODUCT(('EaR DDL023'!$A$200:$A$20063)*('EaR DDL023'!$A$200:$A$20063>AB88))-AB88*MATCH(AB88,$A$200:$A$20063,-1)))-AB91,0)","v":0.1420193702952588},{"$f":"IF(AC88<1,IF(AC88=0,AC74*$C$84*SUMPRODUCT(('EaR DDL023'!$A$200:$A$20063)*('EaR DDL023'!$A$200:$A$20063>AC88)),AC76*$C$84*(SUMPRODUCT(('EaR DDL023'!$A$200:$A$20063)*('EaR DDL023'!$A$200:$A$20063>AC88))-AC88*MATCH(AC88,$A$200:$A$20063,-1)))-AC91,0)","v":0.1420193702952588},{"$f":"IF(AD88<1,IF(AD88=0,AD74*$C$84*SUMPRODUCT(('EaR DDL023'!$A$200:$A$20063)*('EaR DDL023'!$A$200:$A$20063>AD88)),AD76*$C$84*(SUMPRODUCT(('EaR DDL023'!$A$200:$A$20063)*('EaR DDL023'!$A$200:$A$20063>AD88))-AD88*MATCH(AD88,$A$200:$A$20063,-1)))-AD91,0)","v":0.1420193702952588},{"$f":"IF(AE88<1,IF(AE88=0,AE74*$C$84*SUMPRODUCT(('EaR DDL023'!$A$200:$A$20063)*('EaR DDL023'!$A$200:$A$20063>AE88)),AE76*$C$84*(SUMPRODUCT(('EaR DDL023'!$A$200:$A$20063)*('EaR DDL023'!$A$200:$A$20063>AE88))-AE88*MATCH(AE88,$A$200:$A$20063,-1)))-AE91,0)","v":0.1420193702952588},{"$f":"IF(AF88<1,IF(AF88=0,AF74*$C$84*SUMPRODUCT(('EaR DDL023'!$A$200:$A$20063)*('EaR DDL023'!$A$200:$A$20063>AF88)),AF76*$C$84*(SUMPRODUCT(('EaR DDL023'!$A$200:$A$20063)*('EaR DDL023'!$A$200:$A$20063>AF88))-AF88*MATCH(AF88,$A$200:$A$20063,-1)))-AF91,0)","v":0.1420193702952588}]
["No of Tx",null,null,null,null,{"$f":"'EaR DDL023'!F23","v":1},{"$f":"F93","v":1},1,1,1,1,1,1,1,1,1,1,1,1,1,1,1,1,1,1,1,1,1,1,1,1,1]
["50% PoE","N",1,null,"EEatR, MWhrs",{"$f":"F89*$C94","v":0},0,0,7.8148802719116714E-2,0.68763466080522462,2.6061732805023134,5.0758288197254036,8.6286181626017449,14.974687963466621,23.223680033076445,30.80933318650991,36.161379275818632,36.161379275818632,36.161379275818632,36.161379275818632,36.161379275818632,36.161379275818632,36.161379275818632,36.161379275818632,36.161379275818632,36.161379275818632,36.161379275818632,36.161379275818632,36.161379275818632,36.161379275818632,36.161379275818632,36.161379275818632]
["50% PoE","N-1",null,null,"EEatR, MWhrs",{"$f":"F90*$C72*F93","v":0},0,0,0,0,0,0,0,0,0,0,0,0,0,0,0,0,0,0,0,0,0,0,0,0,0,0]
["10% LAR","N",1,null,"EEatR, MWhrs",{"$f":"F91*$C96","v":0},0.16359910651017262,2.7053822393180229,7.5289603175566109,13.331130251376573,20.819442771611207,27.936641099038813,37.279990529764476,52.449622167997511,70.146668596199831,84.536354133753136,94.08338871724456,94.08338871724456,94.08338871724456,94.08338871724456,94.08338871724456,94.08338871724456,94.08338871724456,94.08338871724456,94.08338871724456,94.08338871724456,94.08338871724456,94.08338871724456,94.08338871724456,94.08338871724456,94.08338871724456,94.08338871724456]
["10% LAR","N-1",{"$f":"C72","v":3.744292237442922E-2},null,"EEatR, MWhrs",{"$f":"F92*$C97*F93","v":0},9.2466686709523411E-6,1.5290898421682842E-4,4.2553900799487582E-4,7.5347932561048198E-4,1.1767209083806756E-3,1.5789870099689233E-3,2.1070758137880178E-3,2.9644677678838764E-3,3.9647099346459304E-3,4.7780191102474905E-3,5.317620257630694E-3,5.317620257630694E-3,5.317620257630694E-3,5.317620257630694E-3,5.317620257630694E-3,5.317620257630694E-3,5.317620257630694E-3,5.317620257630694E-3,5.317620257630694E-3,5.317620257630694E-3,5.317620257630694E-3,5.317620257630694E-3,5.317620257630694E-3,5.317620257630694E-3,5.317620257630694E-3,5.317620257630694E-3]
[]
[]
[]
[]
[]
[]
["MLN021","50% PoE",{"$f":"EXP((1/11)*LN(Q104/F104))-1","v":6.2381459306880993E-2},null,"MW",{"$f":"IF($B$73=\"OFF\",'EaR DDL023'!F35,'EaR DDL023'!F39)","v":6.6349999904632568},{"$f":"IF($B$73=\"OFF\",'EaR DDL023'!G35,'EaR DDL023'!G39)","v":7.0300002098083496},{"$f":"IF($B$73=\"OFF\",'EaR DDL023'!H35,'EaR DDL023'!H39)","v":7.565000057220459},{"$f":"IF($B$73=\"OFF\",'EaR DDL023'!I35,'EaR DDL023'!I39)","v":8.1449999809265137},{"$f":"IF($B$73=\"OFF\",'EaR DDL023'!J35,'EaR DDL023'!J39)","v":8.7200002670288086},{"$f":"IF($B$73=\"OFF\",'EaR DDL023'!K35,'EaR DDL023'!K39)","v":9.320000171661377},{"$f":"IF($B$73=\"OFF\",'EaR DDL023'!L35,'EaR DDL023'!L39)","v":9.9049997329711914},{"$f":"IF($B$73=\"OFF\",'EaR DDL023'!M35,'EaR DDL023'!M39)","v":10.509999752044674},{"$f":"IF($B$73=\"OFF\",'EaR DDL023'!N35,'EaR DDL023'!N39)","v":11.179999828338619},{"$f":"IF($B$73=\"OFF\",'EaR DDL023'!O35,'EaR DDL023'!O39)","v":11.84499979019165},{"$f":"IF($B$73=\"OFF\",'EaR DDL023'!P35,'EaR DDL023'!P39)","v":12.414999961853031},{"$f":"IF($B$73=\"OFF\",'EaR DDL023'!Q35,'EaR DDL023'!Q39)","v":12.909999847412109},{"$f":"IF($B$73=\"OFF\",'EaR DDL023'!R35,'EaR DDL023'!R39)","v":12.909999847412109},{"$f":"IF($B$73=\"OFF\",'EaR DDL023'!S35,'EaR DDL023'!S39)","v":12.909999847412109},{"$f":"IF($B$73=\"OFF\",'EaR DDL023'!T35,'EaR DDL023'!T39)","v":12.909999847412109},{"$f":"IF($B$73=\"OFF\",'EaR DDL023'!U35,'EaR DDL023'!U39)","v":12.909999847412109},{"$f":"IF($B$73=\"OFF\",'EaR DDL023'!V35,'EaR DDL023'!V39)","v":12.909999847412109},{"$f":"IF($B$73=\"OFF\",'EaR DDL023'!W35,'EaR DDL023'!W39)","v":12.909999847412109},{"$f":"IF($B$73=\"OFF\",'EaR DDL023'!X35,'EaR DDL023'!X39)","v":12.909999847412109},{"$f":"IF($B$73=\"OFF\",'EaR DDL023'!Y35,'EaR DDL023'!Y39)","v":12.909999847412109},{"$f":"IF($B$73=\"OFF\",'EaR DDL023'!Z35,'EaR DDL023'!Z39)","v":12.909999847412109},{"$f":"IF($B$73=\"OFF\",'EaR DDL023'!AA35,'EaR DDL023'!AA39)","v":12.909999847412109},{"$f":"IF($B$73=\"OFF\",'EaR DDL023'!AB35,'EaR DDL023'!AB39)","v":12.909999847412109},{"$f":"IF($B$73=\"OFF\",'EaR DDL023'!AC35,'EaR DDL023'!AC39)","v":12.909999847412109},{"$f":"IF($B$73=\"OFF\",'EaR DDL023'!AD35,'EaR DDL023'!AD39)","v":12.909999847412109},{"$f":"IF($B$73=\"OFF\",'EaR DDL023'!AE35,'EaR DDL023'!AE39)","v":12.909999847412109},{"$f":"IF($B$73=\"OFF\",'EaR DDL023'!AF35,'EaR DDL023'!AF39)","v":12.909999847412109}]
["Winter","load pf",{"$f":"F104/F106","v":0.99997867355601755},null,"MVAr",{"$f":"F112*F104","v":-4.3333332985639572E-2},-4.5913088231891878E-2,-4.940718417288624E-2,-5.3195176616250991E-2,-5.6950516314867791E-2,-6.0869129079926705E-2,-6.4689774268039402E-2,-6.8641042892080367E-2,-7.3016828340185899E-2,-7.7359957929309373E-2,-8.1082641768944128E-2,-8.4315497066550157E-2,-8.4315497066550157E-2,-8.4315497066550157E-2,-8.4315497066550157E-2,-8.4315497066550157E-2,-8.4315497066550157E-2,-8.4315497066550157E-2,-8.4315497066550157E-2,-8.4315497066550157E-2,-8.4315497066550157E-2,-8.4315497066550157E-2,-8.4315497066550157E-2,-8.4315497066550157E-2,-8.4315497066550157E-2,-8.4315497066550157E-2,-8.4315497066550157E-2]
[null,null,null,null,"MVA",{"$f":"(F104^2+F105^2)^0.5","v":6.6351414944366534},7.0301501379114537,7.5651613952111711,8.145173688516909,8.7201862375921202,9.3201989383619406,9.9052109758982034,10.510223897745872,11.180238263063647,11.845252407303573,12.415264735300934,12.910275177672483,12.910275177672483,12.910275177672483,12.910275177672483,12.910275177672483,12.910275177672483,12.910275177672483,12.910275177672483,12.910275177672483,12.910275177672483,12.910275177672483,12.910275177672483,12.910275177672483,12.910275177672483,12.910275177672483,12.910275177672483]
[null,null,null,null,"MVA",{"$f":"(F104^2+(F105-F113)^2)^0.5","v":6.6351414944366534},7.0301501379114537,7.5651613952111711,8.145173688516909,8.7201862375921202,9.3201989383619406,9.9052109758982034,10.510223897745872,11.180238263063647,11.845252407303573,12.415264735300934,12.910275177672483,12.910275177672483,12.910275177672483,12.910275177672483,12.910275177672483,12.910275177672483,12.910275177672483,12.910275177672483,12.910275177672483,12.910275177672483,12.910275177672483,12.910275177672483,12.910275177672483,12.910275177672483,12.910275177672483,12.910275177672483]
["50% PoE","N","CR",null,"MVA",{"$f":"$F$27","v":12},12,12,12,12,12,12,12,12,12,12,12,12,12,12,12,12,12,12,12,12,12,12,12,12,12,12]
["50% PoE","N-1","CR",null,"MVA",{"$f":"$G$27","v":12},12,12,12,12,12,12,12,12,12,12,12,12,12,12,12,12,12,12,12,12,12,12,12,12,12,12]
["50% LAR","N",null,null,"Ratio Rating/Load",{"$f":"IF(F107=0,100,TRUNC(F108/F107,5))","v":1.8085500000000001},1.7069300000000001,1.5862099999999999,1.47326,1.3761099999999999,1.28752,1.2114799999999999,1.14174,1.0733200000000001,1.0130600000000001,0.96655000000000002,0.92949000000000004,0.92949000000000004,0.92949000000000004,0.92949000000000004,0.92949000000000004,0.92949000000000004,0.92949000000000004,0.92949000000000004,0.92949000000000004,0.92949000000000004,0.92949000000000004,0.92949000000000004,0.92949000000000004,0.92949000000000004,0.92949000000000004,0.92949000000000004]
["50% LAR","N-1",null,null,"Ratio Rating/Load",{"$f":"IF(F107=0,100,TRUNC(F109/F107,5))","v":1.8085500000000001},1.7069300000000001,1.5862099999999999,1.47326,1.3761099999999999,1.28752,1.2114799999999999,1.14174,1.0733200000000001,1.0130600000000001,0.96655000000000002,0.92949000000000004,0.92949000000000004,0.92949000000000004,0.92949000000000004,0.92949000000000004,0.92949000000000004,0.92949000000000004,0.92949000000000004,0.92949000000000004,0.92949000000000004,0.92949000000000004,0.92949000000000004,0.92949000000000004,0.92949000000000004,0.92949000000000004,0.92949000000000004]
["Load tan Phi",null,{"$f":"$H$27","v":-6.5310223131762254E-3},null,"MVA",{"$f":"C112","v":-6.5310223131762254E-3},{"$f":"$I$27","v":-6.5310223131762254E-3},{"$f":"G112","v":-6.5310223131762254E-3},-6.5310223131762254E-3,-6.5310223131762254E-3,-6.5310223131762254E-3,-6.5310223131762254E-3,-6.5310223131762254E-3,-6.5310223131762254E-3,-6.5310223131762254E-3,-6.5310223131762254E-3,-6.5310223131762254E-3,-6.5310223131762254E-3,-6.5310223131762254E-3,-6.5310223131762254E-3,-6.5310223131762254E-3,-6.5310223131762254E-3,-6.5310223131762254E-3,{"$f":"W112","v":-6.5310223131762254E-3},-6.5310223131762254E-3,-6.5310223131762254E-3,-6.5310223131762254E-3,-6.5310223131762254E-3,-6.5310223131762254E-3,-6.5310223131762254E-3,-6.5310223131762254E-3,-6.5310223131762254E-3]
["Cap",null,0,null,"MVAr",{"$f":"C113","v":0},{"$f":"$L$27","v":0},0,0,0,0,0,0,0,0,0,0,0,0,0,0,0,0,0,0,0,0,0,0,0,0,0]
["10% PoE","10%/50%",{"$f":"$J$27","v":1.0773985858914337},null,"MVA",{"$f":"((F104*$C114)^2+(F104*$C114*F112-F113)^2)^0.5","v":7.1486920632956243},7.5742738171902673,8.1506941892409817,8.7755986138482296,9.3951163210916935,10.041569156417996,10.671860298389031,11.323700364833755,12.04557289455407,12.762058193155969,13.37618866928101,13.909512219893612,13.909512219893612,13.909512219893612,13.909512219893612,13.909512219893612,13.909512219893612,13.909512219893612,13.909512219893612,13.909512219893612,13.909512219893612,13.909512219893612,13.909512219893612,13.909512219893612,13.909512219893612,13.909512219893612,13.909512219893612]
["10% PoE","N","CR",null,"MVA",{"$f":"F108","v":12},12,12,12,12,12,12,12,12,12,12,12,12,12,12,12,12,12,12,12,12,12,12,12,12,12,12]
["10% PoE","N-1","CR",null,"MVA",12,12,12,12,12,12,12,12,12,12,12,12,12,12,12,12,12,12,12,12,12,12,12,12,12,12,12]
["10% LAR","N",null,null,"Ratio Rating/Load",{"$f":"IF(F114=0,100,TRUNC(F115/F114,5))","v":1.67862},1.5843100000000001,1.4722599999999999,1.3674200000000001,1.27725,1.19503,1.1244499999999999,1.05972,0.99621000000000004,0.94028,0.89710999999999996,0.86270999999999998,0.86270999999999998,0.86270999999999998,0.86270999999999998,0.86270999999999998,0.86270999999999998,0.86270999999999998,0.86270999999999998,0.86270999999999998,0.86270999999999998,0.86270999999999998,0.86270999999999998,0.86270999999999998,0.86270999999999998,0.86270999999999998,0.86270999999999998]
["10% LAR","N-1",null,null,"Ratio Rating/Load",{"$f":"IF(F114=0,100,TRUNC(F116/F114,5))","v":1.67862},1.5843100000000001,1.4722599999999999,1.3674200000000001,1.27725,1.19503,1.1244499999999999,1.05972,0.99621000000000004,0.94028,0.89710999999999996,0.86270999999999998,0.86270999999999998,0.86270999999999998,0.86270999999999998,0.86270999999999998,0.86270999999999998,0.86270999999999998,0.86270999999999998,0.86270999999999998,0.86270999999999998,0.86270999999999998,0.86270999999999998,0.86270999999999998,0.86270999999999998,0.86270999999999998,0.86270999999999998]
["50% PoE","N",null,null,"EatR, MWhrs",{"$f":"IF(F110<1,F104*((SUMPRODUCT(('EaR DDL023'!$C$200:$C$20063)*('EaR DDL023'!$C$200:$C$20063>F110)))-F110*MATCH(F110,$C$200:$C$20063,-1)),0)","v":0},{"$f":"IF(G110<1,G104*((SUMPRODUCT(('EaR DDL023'!$C$200:$C$20063)*('EaR DDL023'!$C$200:$C$20063>G110)))-G110*MATCH(G110,$C$200:$C$20063,-1)),0)","v":0},{"$f":"IF(H110<1,H104*((SUMPRODUCT(('EaR DDL023'!$C$200:$C$20063)*('EaR DDL023'!$C$200:$C$20063>H110)))-H110*MATCH(H110,$C$200:$C$20063,-1)),0)","v":0},{"$f":"IF(I110<1,I104*((SUMPRODUCT(('EaR DDL023'!$C$200:$C$20063)*('EaR DDL023'!$C$200:$C$20063>I110)))-I110*MATCH(I110,$C$200:$C$20063,-1)),0)","v":0},{"$f":"IF(J110<1,J104*((SUMPRODUCT(('EaR DDL023'!$C$200:$C$20063)*('EaR DDL023'!$C$200:$C$20063>J110)))-J110*MATCH(J110,$C$200:$C$20063,-1)),0)","v":0},{"$f":"IF(K110<1,K104*((SUMPRODUCT(('EaR DDL023'!$C$200:$C$20063)*('EaR DDL023'!$C$200:$C$20063>K110)))-K110*MATCH(K110,$C$200:$C$20063,-1)),0)","v":0},{"$f":"IF(L110<1,L104*((SUMPRODUCT(('EaR DDL023'!$C$200:$C$20063)*('EaR DDL023'!$C$200:$C$20063>L110)))-L110*MATCH(L110,$C$200:$C$20063,-1)),0)","v":0},{"$f":"IF(M110<1,M104*((SUMPRODUCT(('EaR DDL023'!$C$200:$C$20063)*('EaR DDL023'!$C$200:$C$20063>M110)))-M110*MATCH(M110,$C$200:$C$20063,-1)),0)","v":0},{"$f":"IF(N110<1,N104*((SUMPRODUCT(('EaR DDL023'!$C$200:$C$20063)*('EaR DDL023'!$C$200:$C$20063>N110)))-N110*MATCH(N110,$C$200:$C$20063,-1)),0)","v":0},{"$f":"IF(O110<1,O104*((SUMPRODUCT(('EaR DDL023'!$C$200:$C$20063)*('EaR DDL023'!$C$200:$C$20063>O110)))-O110*MATCH(O110,$C$200:$C$20063,-1)),0)","v":0},{"$f":"IF(P110<1,P104*((SUMPRODUCT(('EaR DDL023'!$C$200:$C$20063)*('EaR DDL023'!$C$200:$C$20063>P110)))-P110*MATCH(P110,$C$200:$C$20063,-1)),0)","v":0.86208766535110126},{"$f":"IF(Q110<1,Q104*((SUMPRODUCT(('EaR DDL023'!$C$200:$C$20063)*('EaR DDL023'!$C$200:$C$20063>Q110)))-Q110*MATCH(Q110,$C$200:$C$20063,-1)),0)","v":3.1492485797779106},{"$f":"IF(R110<1,R104*((SUMPRODUCT(('EaR DDL023'!$C$200:$C$20063)*('EaR DDL023'!$C$200:$C$20063>R110)))-R110*MATCH(R110,$C$200:$C$20063,-1)),0)","v":3.1492485797779106},{"$f":"IF(S110<1,S104*((SUMPRODUCT(('EaR DDL023'!$C$200:$C$20063)*('EaR DDL023'!$C$200:$C$20063>S110)))-S110*MATCH(S110,$C$200:$C$20063,-1)),0)","v":3.1492485797779106},{"$f":"IF(T110<1,T104*((SUMPRODUCT(('EaR DDL023'!$C$200:$C$20063)*('EaR DDL023'!$C$200:$C$20063>T110)))-T110*MATCH(T110,$C$200:$C$20063,-1)),0)","v":3.1492485797779106},{"$f":"IF(U110<1,U104*((SUMPRODUCT(('EaR DDL023'!$C$200:$C$20063)*('EaR DDL023'!$C$200:$C$20063>U110)))-U110*MATCH(U110,$C$200:$C$20063,-1)),0)","v":3.1492485797779106},{"$f":"IF(V110<1,V104*((SUMPRODUCT(('EaR DDL023'!$C$200:$C$20063)*('EaR DDL023'!$C$200:$C$20063>V110)))-V110*MATCH(V110,$C$200:$C$20063,-1)),0)","v":3.1492485797779106},{"$f":"IF(W110<1,W104*((SUMPRODUCT(('EaR DDL023'!$C$200:$C$20063)*('EaR DDL023'!$C$200:$C$20063>W110)))-W110*MATCH(W110,$C$200:$C$20063,-1)),0)","v":3.1492485797779106},{"$f":"IF(X110<1,X104*((SUMPRODUCT(('EaR DDL023'!$C$200:$C$20063)*('EaR DDL023'!$C$200:$C$20063>X110)))-X110*MATCH(X110,$C$200:$C$20063,-1)),0)","v":3.1492485797779106},{"$f":"IF(Y110<1,Y104*((SUMPRODUCT(('EaR DDL023'!$C$200:$C$20063)*('EaR DDL023'!$C$200:$C$20063>Y110)))-Y110*MATCH(Y110,$C$200:$C$20063,-1)),0)","v":3.1492485797779106},{"$f":"IF(Z110<1,Z104*((SUMPRODUCT(('EaR DDL023'!$C$200:$C$20063)*('EaR DDL023'!$C$200:$C$20063>Z110)))-Z110*MATCH(Z110,$C$200:$C$20063,-1)),0)","v":3.1492485797779106},{"$f":"IF(AA110<1,AA104*((SUMPRODUCT(('EaR DDL023'!$C$200:$C$20063)*('EaR DDL023'!$C$200:$C$20063>AA110)))-AA110*MATCH(AA110,$C$200:$C$20063,-1)),0)","v":3.1492485797779106},{"$f":"IF(AB110<1,AB104*((SUMPRODUCT(('EaR DDL023'!$C$200:$C$20063)*('EaR DDL023'!$C$200:$C$20063>AB110)))-AB110*MATCH(AB110,$C$200:$C$20063,-1)),0)","v":3.1492485797779106},{"$f":"IF(AC110<1,AC104*((SUMPRODUCT(('EaR DDL023'!$C$200:$C$20063)*('EaR DDL023'!$C$200:$C$20063>AC110)))-AC110*MATCH(AC110,$C$200:$C$20063,-1)),0)","v":3.1492485797779106},{"$f":"IF(AD110<1,AD104*((SUMPRODUCT(('EaR DDL023'!$C$200:$C$20063)*('EaR DDL023'!$C$200:$C$20063>AD110)))-AD110*MATCH(AD110,$C$200:$C$20063,-1)),0)","v":3.1492485797779106},{"$f":"IF(AE110<1,AE104*((SUMPRODUCT(('EaR DDL023'!$C$200:$C$20063)*('EaR DDL023'!$C$200:$C$20063>AE110)))-AE110*MATCH(AE110,$C$200:$C$20063,-1)),0)","v":3.1492485797779106},{"$f":"IF(AF110<1,AF104*((SUMPRODUCT(('EaR DDL023'!$C$200:$C$20063)*('EaR DDL023'!$C$200:$C$20063>AF110)))-AF110*MATCH(AF110,$C$200:$C$20063,-1)),0)","v":3.1492485797779106}]
["50% PoE","N-1",null,null,"EatR, MWhrs",{"$f":"IF(F111<1,IF(F111=0,F97*SUMPRODUCT(('EaR DDL023'!$C$200:$C$20063)*('EaR DDL023'!$C$200:$C$20063>F111)),F104*(SUMPRODUCT(('EaR DDL023'!$C$200:$C$20063)*('EaR DDL023'!$C$200:$C$20063>F111))-F111*MATCH(F111,$C$200:$C$20063,-1)))-F119,0)","v":0},{"$f":"IF(G111<1,IF(G111=0,G97*SUMPRODUCT(('EaR DDL023'!$C$200:$C$20063)*('EaR DDL023'!$C$200:$C$20063>G111)),G104*(SUMPRODUCT(('EaR DDL023'!$C$200:$C$20063)*('EaR DDL023'!$C$200:$C$20063>G111))-G111*MATCH(G111,$C$200:$C$20063,-1)))-G119,0)","v":0},{"$f":"IF(H111<1,IF(H111=0,H97*SUMPRODUCT(('EaR DDL023'!$C$200:$C$20063)*('EaR DDL023'!$C$200:$C$20063>H111)),H104*(SUMPRODUCT(('EaR DDL023'!$C$200:$C$20063)*('EaR DDL023'!$C$200:$C$20063>H111))-H111*MATCH(H111,$C$200:$C$20063,-1)))-H119,0)","v":0},{"$f":"IF(I111<1,IF(I111=0,I97*SUMPRODUCT(('EaR DDL023'!$C$200:$C$20063)*('EaR DDL023'!$C$200:$C$20063>I111)),I104*(SUMPRODUCT(('EaR DDL023'!$C$200:$C$20063)*('EaR DDL023'!$C$200:$C$20063>I111))-I111*MATCH(I111,$C$200:$C$20063,-1)))-I119,0)","v":0},{"$f":"IF(J111<1,IF(J111=0,J97*SUMPRODUCT(('EaR DDL023'!$C$200:$C$20063)*('EaR DDL023'!$C$200:$C$20063>J111)),J104*(SUMPRODUCT(('EaR DDL023'!$C$200:$C$20063)*('EaR DDL023'!$C$200:$C$20063>J111))-J111*MATCH(J111,$C$200:$C$20063,-1)))-J119,0)","v":0},{"$f":"IF(K111<1,IF(K111=0,K97*SUMPRODUCT(('EaR DDL023'!$C$200:$C$20063)*('EaR DDL023'!$C$200:$C$20063>K111)),K104*(SUMPRODUCT(('EaR DDL023'!$C$200:$C$20063)*('EaR DDL023'!$C$200:$C$20063>K111))-K111*MATCH(K111,$C$200:$C$20063,-1)))-K119,0)","v":0},{"$f":"IF(L111<1,IF(L111=0,L97*SUMPRODUCT(('EaR DDL023'!$C$200:$C$20063)*('EaR DDL023'!$C$200:$C$20063>L111)),L104*(SUMPRODUCT(('EaR DDL023'!$C$200:$C$20063)*('EaR DDL023'!$C$200:$C$20063>L111))-L111*MATCH(L111,$C$200:$C$20063,-1)))-L119,0)","v":0},{"$f":"IF(M111<1,IF(M111=0,M97*SUMPRODUCT(('EaR DDL023'!$C$200:$C$20063)*('EaR DDL023'!$C$200:$C$20063>M111)),M104*(SUMPRODUCT(('EaR DDL023'!$C$200:$C$20063)*('EaR DDL023'!$C$200:$C$20063>M111))-M111*MATCH(M111,$C$200:$C$20063,-1)))-M119,0)","v":0},{"$f":"IF(N111<1,IF(N111=0,N97*SUMPRODUCT(('EaR DDL023'!$C$200:$C$20063)*('EaR DDL023'!$C$200:$C$20063>N111)),N104*(SUMPRODUCT(('EaR DDL023'!$C$200:$C$20063)*('EaR DDL023'!$C$200:$C$20063>N111))-N111*MATCH(N111,$C$200:$C$20063,-1)))-N119,0)","v":0},{"$f":"IF(O111<1,IF(O111=0,O97*SUMPRODUCT(('EaR DDL023'!$C$200:$C$20063)*('EaR DDL023'!$C$200:$C$20063>O111)),O104*(SUMPRODUCT(('EaR DDL023'!$C$200:$C$20063)*('EaR DDL023'!$C$200:$C$20063>O111))-O111*MATCH(O111,$C$200:$C$20063,-1)))-O119,0)","v":0},{"$f":"IF(P111<1,IF(P111=0,P97*SUMPRODUCT(('EaR DDL023'!$C$200:$C$20063)*('EaR DDL023'!$C$200:$C$20063>P111)),P104*(SUMPRODUCT(('EaR DDL023'!$C$200:$C$20063)*('EaR DDL023'!$C$200:$C$20063>P111))-P111*MATCH(P111,$C$200:$C$20063,-1)))-P119,0)","v":0},{"$f":"IF(Q111<1,IF(Q111=0,Q97*SUMPRODUCT(('EaR DDL023'!$C$200:$C$20063)*('EaR DDL023'!$C$200:$C$20063>Q111)),Q104*(SUMPRODUCT(('EaR DDL023'!$C$200:$C$20063)*('EaR DDL023'!$C$200:$C$20063>Q111))-Q111*MATCH(Q111,$C$200:$C$20063,-1)))-Q119,0)","v":0},{"$f":"IF(R111<1,IF(R111=0,R97*SUMPRODUCT(('EaR DDL023'!$C$200:$C$20063)*('EaR DDL023'!$C$200:$C$20063>R111)),R104*(SUMPRODUCT(('EaR DDL023'!$C$200:$C$20063)*('EaR DDL023'!$C$200:$C$20063>R111))-R111*MATCH(R111,$C$200:$C$20063,-1)))-R119,0)","v":0},{"$f":"IF(S111<1,IF(S111=0,S97*SUMPRODUCT(('EaR DDL023'!$C$200:$C$20063)*('EaR DDL023'!$C$200:$C$20063>S111)),S104*(SUMPRODUCT(('EaR DDL023'!$C$200:$C$20063)*('EaR DDL023'!$C$200:$C$20063>S111))-S111*MATCH(S111,$C$200:$C$20063,-1)))-S119,0)","v":0},{"$f":"IF(T111<1,IF(T111=0,T97*SUMPRODUCT(('EaR DDL023'!$C$200:$C$20063)*('EaR DDL023'!$C$200:$C$20063>T111)),T104*(SUMPRODUCT(('EaR DDL023'!$C$200:$C$20063)*('EaR DDL023'!$C$200:$C$20063>T111))-T111*MATCH(T111,$C$200:$C$20063,-1)))-T119,0)","v":0},{"$f":"IF(U111<1,IF(U111=0,U97*SUMPRODUCT(('EaR DDL023'!$C$200:$C$20063)*('EaR DDL023'!$C$200:$C$20063>U111)),U104*(SUMPRODUCT(('EaR DDL023'!$C$200:$C$20063)*('EaR DDL023'!$C$200:$C$20063>U111))-U111*MATCH(U111,$C$200:$C$20063,-1)))-U119,0)","v":0},{"$f":"IF(V111<1,IF(V111=0,V97*SUMPRODUCT(('EaR DDL023'!$C$200:$C$20063)*('EaR DDL023'!$C$200:$C$20063>V111)),V104*(SUMPRODUCT(('EaR DDL023'!$C$200:$C$20063)*('EaR DDL023'!$C$200:$C$20063>V111))-V111*MATCH(V111,$C$200:$C$20063,-1)))-V119,0)","v":0},{"$f":"IF(W111<1,IF(W111=0,W97*SUMPRODUCT(('EaR DDL023'!$C$200:$C$20063)*('EaR DDL023'!$C$200:$C$20063>W111)),W104*(SUMPRODUCT(('EaR DDL023'!$C$200:$C$20063)*('EaR DDL023'!$C$200:$C$20063>W111))-W111*MATCH(W111,$C$200:$C$20063,-1)))-W119,0)","v":0},{"$f":"IF(X111<1,IF(X111=0,X97*SUMPRODUCT(('EaR DDL023'!$C$200:$C$20063)*('EaR DDL023'!$C$200:$C$20063>X111)),X104*(SUMPRODUCT(('EaR DDL023'!$C$200:$C$20063)*('EaR DDL023'!$C$200:$C$20063>X111))-X111*MATCH(X111,$C$200:$C$20063,-1)))-X119,0)","v":0},{"$f":"IF(Y111<1,IF(Y111=0,Y97*SUMPRODUCT(('EaR DDL023'!$C$200:$C$20063)*('EaR DDL023'!$C$200:$C$20063>Y111)),Y104*(SUMPRODUCT(('EaR DDL023'!$C$200:$C$20063)*('EaR DDL023'!$C$200:$C$20063>Y111))-Y111*MATCH(Y111,$C$200:$C$20063,-1)))-Y119,0)","v":0},{"$f":"IF(Z111<1,IF(Z111=0,Z97*SUMPRODUCT(('EaR DDL023'!$C$200:$C$20063)*('EaR DDL023'!$C$200:$C$20063>Z111)),Z104*(SUMPRODUCT(('EaR DDL023'!$C$200:$C$20063)*('EaR DDL023'!$C$200:$C$20063>Z111))-Z111*MATCH(Z111,$C$200:$C$20063,-1)))-Z119,0)","v":0},{"$f":"IF(AA111<1,IF(AA111=0,AA97*SUMPRODUCT(('EaR DDL023'!$C$200:$C$20063)*('EaR DDL023'!$C$200:$C$20063>AA111)),AA104*(SUMPRODUCT(('EaR DDL023'!$C$200:$C$20063)*('EaR DDL023'!$C$200:$C$20063>AA111))-AA111*MATCH(AA111,$C$200:$C$20063,-1)))-AA119,0)","v":0},{"$f":"IF(AB111<1,IF(AB111=0,AB97*SUMPRODUCT(('EaR DDL023'!$C$200:$C$20063)*('EaR DDL023'!$C$200:$C$20063>AB111)),AB104*(SUMPRODUCT(('EaR DDL023'!$C$200:$C$20063)*('EaR DDL023'!$C$200:$C$20063>AB111))-AB111*MATCH(AB111,$C$200:$C$20063,-1)))-AB119,0)","v":0},{"$f":"IF(AC111<1,IF(AC111=0,AC97*SUMPRODUCT(('EaR DDL023'!$C$200:$C$20063)*('EaR DDL023'!$C$200:$C$20063>AC111)),AC104*(SUMPRODUCT(('EaR DDL023'!$C$200:$C$20063)*('EaR DDL023'!$C$200:$C$20063>AC111))-AC111*MATCH(AC111,$C$200:$C$20063,-1)))-AC119,0)","v":0},{"$f":"IF(AD111<1,IF(AD111=0,AD97*SUMPRODUCT(('EaR DDL023'!$C$200:$C$20063)*('EaR DDL023'!$C$200:$C$20063>AD111)),AD104*(SUMPRODUCT(('EaR DDL023'!$C$200:$C$20063)*('EaR DDL023'!$C$200:$C$20063>AD111))-AD111*MATCH(AD111,$C$200:$C$20063,-1)))-AD119,0)","v":0},{"$f":"IF(AE111<1,IF(AE111=0,AE97*SUMPRODUCT(('EaR DDL023'!$C$200:$C$20063)*('EaR DDL023'!$C$200:$C$20063>AE111)),AE104*(SUMPRODUCT(('EaR DDL023'!$C$200:$C$20063)*('EaR DDL023'!$C$200:$C$20063>AE111))-AE111*MATCH(AE111,$C$200:$C$20063,-1)))-AE119,0)","v":0},{"$f":"IF(AF111<1,IF(AF111=0,AF97*SUMPRODUCT(('EaR DDL023'!$C$200:$C$20063)*('EaR DDL023'!$C$200:$C$20063>AF111)),AF104*(SUMPRODUCT(('EaR DDL023'!$C$200:$C$20063)*('EaR DDL023'!$C$200:$C$20063>AF111))-AF111*MATCH(AF111,$C$200:$C$20063,-1)))-AF119,0)","v":0}]
["10% LAR","N",null,null,"EatR, MWhrs",{"$f":"IF(F117<1,F104*$C$114*((SUMPRODUCT(('EaR DDL023'!$C$200:$C$20063)*('EaR DDL023'!$C$200:$C$20063>F117)))-F117*MATCH(F117,$C$200:$C$20063,-1)),0)","v":0},{"$f":"IF(G117<1,G104*$C$114*((SUMPRODUCT(('EaR DDL023'!$C$200:$C$20063)*('EaR DDL023'!$C$200:$C$20063>G117)))-G117*MATCH(G117,$C$200:$C$20063,-1)),0)","v":0},{"$f":"IF(H117<1,H104*$C$114*((SUMPRODUCT(('EaR DDL023'!$C$200:$C$20063)*('EaR DDL023'!$C$200:$C$20063>H117)))-H117*MATCH(H117,$C$200:$C$20063,-1)),0)","v":0},{"$f":"IF(I117<1,I104*$C$114*((SUMPRODUCT(('EaR DDL023'!$C$200:$C$20063)*('EaR DDL023'!$C$200:$C$20063>I117)))-I117*MATCH(I117,$C$200:$C$20063,-1)),0)","v":0},{"$f":"IF(J117<1,J104*$C$114*((SUMPRODUCT(('EaR DDL023'!$C$200:$C$20063)*('EaR DDL023'!$C$200:$C$20063>J117)))-J117*MATCH(J117,$C$200:$C$20063,-1)),0)","v":0},{"$f":"IF(K117<1,K104*$C$114*((SUMPRODUCT(('EaR DDL023'!$C$200:$C$20063)*('EaR DDL023'!$C$200:$C$20063>K117)))-K117*MATCH(K117,$C$200:$C$20063,-1)),0)","v":0},{"$f":"IF(L117<1,L104*$C$114*((SUMPRODUCT(('EaR DDL023'!$C$200:$C$20063)*('EaR DDL023'!$C$200:$C$20063>L117)))-L117*MATCH(L117,$C$200:$C$20063,-1)),0)","v":0},{"$f":"IF(M117<1,M104*$C$114*((SUMPRODUCT(('EaR DDL023'!$C$200:$C$20063)*('EaR DDL023'!$C$200:$C$20063>M117)))-M117*MATCH(M117,$C$200:$C$20063,-1)),0)","v":0},{"$f":"IF(N117<1,N104*$C$114*((SUMPRODUCT(('EaR DDL023'!$C$200:$C$20063)*('EaR DDL023'!$C$200:$C$20063>N117)))-N117*MATCH(N117,$C$200:$C$20063,-1)),0)","v":4.565174766015663E-2},{"$f":"IF(O117<1,O104*$C$114*((SUMPRODUCT(('EaR DDL023'!$C$200:$C$20063)*('EaR DDL023'!$C$200:$C$20063>O117)))-O117*MATCH(O117,$C$200:$C$20063,-1)),0)","v":2.251367929037976},{"$f":"IF(P117<1,P104*$C$114*((SUMPRODUCT(('EaR DDL023'!$C$200:$C$20063)*('EaR DDL023'!$C$200:$C$20063>P117)))-P117*MATCH(P117,$C$200:$C$20063,-1)),0)","v":7.0669111086261349},{"$f":"IF(Q117<1,Q104*$C$114*((SUMPRODUCT(('EaR DDL023'!$C$200:$C$20063)*('EaR DDL023'!$C$200:$C$20063>Q117)))-Q117*MATCH(Q117,$C$200:$C$20063,-1)),0)","v":13.453132400609944},{"$f":"IF(R117<1,R104*$C$114*((SUMPRODUCT(('EaR DDL023'!$C$200:$C$20063)*('EaR DDL023'!$C$200:$C$20063>R117)))-R117*MATCH(R117,$C$200:$C$20063,-1)),0)","v":13.453132400609944},{"$f":"IF(S117<1,S104*$C$114*((SUMPRODUCT(('EaR DDL023'!$C$200:$C$20063)*('EaR DDL023'!$C$200:$C$20063>S117)))-S117*MATCH(S117,$C$200:$C$20063,-1)),0)","v":13.453132400609944},{"$f":"IF(T117<1,T104*$C$114*((SUMPRODUCT(('EaR DDL023'!$C$200:$C$20063)*('EaR DDL023'!$C$200:$C$20063>T117)))-T117*MATCH(T117,$C$200:$C$20063,-1)),0)","v":13.453132400609944},{"$f":"IF(U117<1,U104*$C$114*((SUMPRODUCT(('EaR DDL023'!$C$200:$C$20063)*('EaR DDL023'!$C$200:$C$20063>U117)))-U117*MATCH(U117,$C$200:$C$20063,-1)),0)","v":13.453132400609944},{"$f":"IF(V117<1,V104*$C$114*((SUMPRODUCT(('EaR DDL023'!$C$200:$C$20063)*('EaR DDL023'!$C$200:$C$20063>V117)))-V117*MATCH(V117,$C$200:$C$20063,-1)),0)","v":13.453132400609944},{"$f":"IF(W117<1,W104*$C$114*((SUMPRODUCT(('EaR DDL023'!$C$200:$C$20063)*('EaR DDL023'!$C$200:$C$20063>W117)))-W117*MATCH(W117,$C$200:$C$20063,-1)),0)","v":13.453132400609944},{"$f":"IF(X117<1,X104*$C$114*((SUMPRODUCT(('EaR DDL023'!$C$200:$C$20063)*('EaR DDL023'!$C$200:$C$20063>X117)))-X117*MATCH(X117,$C$200:$C$20063,-1)),0)","v":13.453132400609944},{"$f":"IF(Y117<1,Y104*$C$114*((SUMPRODUCT(('EaR DDL023'!$C$200:$C$20063)*('EaR DDL023'!$C$200:$C$20063>Y117)))-Y117*MATCH(Y117,$C$200:$C$20063,-1)),0)","v":13.453132400609944},{"$f":"IF(Z117<1,Z104*$C$114*((SUMPRODUCT(('EaR DDL023'!$C$200:$C$20063)*('EaR DDL023'!$C$200:$C$20063>Z117)))-Z117*MATCH(Z117,$C$200:$C$20063,-1)),0)","v":13.453132400609944},{"$f":"IF(AA117<1,AA104*$C$114*((SUMPRODUCT(('EaR DDL023'!$C$200:$C$20063)*('EaR DDL023'!$C$200:$C$20063>AA117)))-AA117*MATCH(AA117,$C$200:$C$20063,-1)),0)","v":13.453132400609944},{"$f":"IF(AB117<1,AB104*$C$114*((SUMPRODUCT(('EaR DDL023'!$C$200:$C$20063)*('EaR DDL023'!$C$200:$C$20063>AB117)))-AB117*MATCH(AB117,$C$200:$C$20063,-1)),0)","v":13.453132400609944},{"$f":"IF(AC117<1,AC104*$C$114*((SUMPRODUCT(('EaR DDL023'!$C$200:$C$20063)*('EaR DDL023'!$C$200:$C$20063>AC117)))-AC117*MATCH(AC117,$C$200:$C$20063,-1)),0)","v":13.453132400609944},{"$f":"IF(AD117<1,AD104*$C$114*((SUMPRODUCT(('EaR DDL023'!$C$200:$C$20063)*('EaR DDL023'!$C$200:$C$20063>AD117)))-AD117*MATCH(AD117,$C$200:$C$20063,-1)),0)","v":13.453132400609944},{"$f":"IF(AE117<1,AE104*$C$114*((SUMPRODUCT(('EaR DDL023'!$C$200:$C$20063)*('EaR DDL023'!$C$200:$C$20063>AE117)))-AE117*MATCH(AE117,$C$200:$C$20063,-1)),0)","v":13.453132400609944},{"$f":"IF(AF117<1,AF104*$C$114*((SUMPRODUCT(('EaR DDL023'!$C$200:$C$20063)*('EaR DDL023'!$C$200:$C$20063>AF117)))-AF117*MATCH(AF117,$C$200:$C$20063,-1)),0)","v":13.453132400609944}]
["10% LAR","N-1",null,null,"EatR, MWhrs",{"$f":"IF(F118<1,IF(F118=0,F104*$C$114*SUMPRODUCT(('EaR DDL023'!$C$200:$C$20063)*('EaR DDL023'!$C$200:$C$20063>F118)),F106*$C$114*(SUMPRODUCT(('EaR DDL023'!$C$200:$C$20063)*('EaR DDL023'!$C$200:$C$20063>F118))-F118*MATCH(F118,$C$200:$C$20063,-1)))-F121,0)","v":0},{"$f":"IF(G118<1,IF(G118=0,G104*$C$114*SUMPRODUCT(('EaR DDL023'!$C$200:$C$20063)*('EaR DDL023'!$C$200:$C$20063>G118)),G106*$C$114*(SUMPRODUCT(('EaR DDL023'!$C$200:$C$20063)*('EaR DDL023'!$C$200:$C$20063>G118))-G118*MATCH(G118,$C$200:$C$20063,-1)))-G121,0)","v":0},{"$f":"IF(H118<1,IF(H118=0,H104*$C$114*SUMPRODUCT(('EaR DDL023'!$C$200:$C$20063)*('EaR DDL023'!$C$200:$C$20063>H118)),H106*$C$114*(SUMPRODUCT(('EaR DDL023'!$C$200:$C$20063)*('EaR DDL023'!$C$200:$C$20063>H118))-H118*MATCH(H118,$C$200:$C$20063,-1)))-H121,0)","v":0},{"$f":"IF(I118<1,IF(I118=0,I104*$C$114*SUMPRODUCT(('EaR DDL023'!$C$200:$C$20063)*('EaR DDL023'!$C$200:$C$20063>I118)),I106*$C$114*(SUMPRODUCT(('EaR DDL023'!$C$200:$C$20063)*('EaR DDL023'!$C$200:$C$20063>I118))-I118*MATCH(I118,$C$200:$C$20063,-1)))-I121,0)","v":0},{"$f":"IF(J118<1,IF(J118=0,J104*$C$114*SUMPRODUCT(('EaR DDL023'!$C$200:$C$20063)*('EaR DDL023'!$C$200:$C$20063>J118)),J106*$C$114*(SUMPRODUCT(('EaR DDL023'!$C$200:$C$20063)*('EaR DDL023'!$C$200:$C$20063>J118))-J118*MATCH(J118,$C$200:$C$20063,-1)))-J121,0)","v":0},{"$f":"IF(K118<1,IF(K118=0,K104*$C$114*SUMPRODUCT(('EaR DDL023'!$C$200:$C$20063)*('EaR DDL023'!$C$200:$C$20063>K118)),K106*$C$114*(SUMPRODUCT(('EaR DDL023'!$C$200:$C$20063)*('EaR DDL023'!$C$200:$C$20063>K118))-K118*MATCH(K118,$C$200:$C$20063,-1)))-K121,0)","v":0},{"$f":"IF(L118<1,IF(L118=0,L104*$C$114*SUMPRODUCT(('EaR DDL023'!$C$200:$C$20063)*('EaR DDL023'!$C$200:$C$20063>L118)),L106*$C$114*(SUMPRODUCT(('EaR DDL023'!$C$200:$C$20063)*('EaR DDL023'!$C$200:$C$20063>L118))-L118*MATCH(L118,$C$200:$C$20063,-1)))-L121,0)","v":0},{"$f":"IF(M118<1,IF(M118=0,M104*$C$114*SUMPRODUCT(('EaR DDL023'!$C$200:$C$20063)*('EaR DDL023'!$C$200:$C$20063>M118)),M106*$C$114*(SUMPRODUCT(('EaR DDL023'!$C$200:$C$20063)*('EaR DDL023'!$C$200:$C$20063>M118))-M118*MATCH(M118,$C$200:$C$20063,-1)))-M121,0)","v":0},{"$f":"IF(N118<1,IF(N118=0,N104*$C$114*SUMPRODUCT(('EaR DDL023'!$C$200:$C$20063)*('EaR DDL023'!$C$200:$C$20063>N118)),N106*$C$114*(SUMPRODUCT(('EaR DDL023'!$C$200:$C$20063)*('EaR DDL023'!$C$200:$C$20063>N118))-N118*MATCH(N118,$C$200:$C$20063,-1)))-N121,0)","v":9.736102028201632E-7},{"$f":"IF(O118<1,IF(O118=0,O104*$C$114*SUMPRODUCT(('EaR DDL023'!$C$200:$C$20063)*('EaR DDL023'!$C$200:$C$20063>O118)),O106*$C$114*(SUMPRODUCT(('EaR DDL023'!$C$200:$C$20063)*('EaR DDL023'!$C$200:$C$20063>O118))-O118*MATCH(O118,$C$200:$C$20063,-1)))-O121,0)","v":4.8014696005349577E-5},{"$f":"IF(P118<1,IF(P118=0,P104*$C$114*SUMPRODUCT(('EaR DDL023'!$C$200:$C$20063)*('EaR DDL023'!$C$200:$C$20063>P118)),P106*$C$114*(SUMPRODUCT(('EaR DDL023'!$C$200:$C$20063)*('EaR DDL023'!$C$200:$C$20063>P118))-P118*MATCH(P118,$C$200:$C$20063,-1)))-P121,0)","v":1.5071529810750661E-4},{"$f":"IF(Q118<1,IF(Q118=0,Q104*$C$114*SUMPRODUCT(('EaR DDL023'!$C$200:$C$20063)*('EaR DDL023'!$C$200:$C$20063>Q118)),Q106*$C$114*(SUMPRODUCT(('EaR DDL023'!$C$200:$C$20063)*('EaR DDL023'!$C$200:$C$20063>Q118))-Q118*MATCH(Q118,$C$200:$C$20063,-1)))-Q121,0)","v":2.8691359337607025E-4},{"$f":"IF(R118<1,IF(R118=0,R104*$C$114*SUMPRODUCT(('EaR DDL023'!$C$200:$C$20063)*('EaR DDL023'!$C$200:$C$20063>R118)),R106*$C$114*(SUMPRODUCT(('EaR DDL023'!$C$200:$C$20063)*('EaR DDL023'!$C$200:$C$20063>R118))-R118*MATCH(R118,$C$200:$C$20063,-1)))-R121,0)","v":2.8691359337607025E-4},{"$f":"IF(S118<1,IF(S118=0,S104*$C$114*SUMPRODUCT(('EaR DDL023'!$C$200:$C$20063)*('EaR DDL023'!$C$200:$C$20063>S118)),S106*$C$114*(SUMPRODUCT(('EaR DDL023'!$C$200:$C$20063)*('EaR DDL023'!$C$200:$C$20063>S118))-S118*MATCH(S118,$C$200:$C$20063,-1)))-S121,0)","v":2.8691359337607025E-4},{"$f":"IF(T118<1,IF(T118=0,T104*$C$114*SUMPRODUCT(('EaR DDL023'!$C$200:$C$20063)*('EaR DDL023'!$C$200:$C$20063>T118)),T106*$C$114*(SUMPRODUCT(('EaR DDL023'!$C$200:$C$20063)*('EaR DDL023'!$C$200:$C$20063>T118))-T118*MATCH(T118,$C$200:$C$20063,-1)))-T121,0)","v":2.8691359337607025E-4},{"$f":"IF(U118<1,IF(U118=0,U104*$C$114*SUMPRODUCT(('EaR DDL023'!$C$200:$C$20063)*('EaR DDL023'!$C$200:$C$20063>U118)),U106*$C$114*(SUMPRODUCT(('EaR DDL023'!$C$200:$C$20063)*('EaR DDL023'!$C$200:$C$20063>U118))-U118*MATCH(U118,$C$200:$C$20063,-1)))-U121,0)","v":2.8691359337607025E-4},{"$f":"IF(V118<1,IF(V118=0,V104*$C$114*SUMPRODUCT(('EaR DDL023'!$C$200:$C$20063)*('EaR DDL023'!$C$200:$C$20063>V118)),V106*$C$114*(SUMPRODUCT(('EaR DDL023'!$C$200:$C$20063)*('EaR DDL023'!$C$200:$C$20063>V118))-V118*MATCH(V118,$C$200:$C$20063,-1)))-V121,0)","v":2.8691359337607025E-4},{"$f":"IF(W118<1,IF(W118=0,W104*$C$114*SUMPRODUCT(('EaR DDL023'!$C$200:$C$20063)*('EaR DDL023'!$C$200:$C$20063>W118)),W106*$C$114*(SUMPRODUCT(('EaR DDL023'!$C$200:$C$20063)*('EaR DDL023'!$C$200:$C$20063>W118))-W118*MATCH(W118,$C$200:$C$20063,-1)))-W121,0)","v":2.8691359337607025E-4},{"$f":"IF(X118<1,IF(X118=0,X104*$C$114*SUMPRODUCT(('EaR DDL023'!$C$200:$C$20063)*('EaR DDL023'!$C$200:$C$20063>X118)),X106*$C$114*(SUMPRODUCT(('EaR DDL023'!$C$200:$C$20063)*('EaR DDL023'!$C$200:$C$20063>X118))-X118*MATCH(X118,$C$200:$C$20063,-1)))-X121,0)","v":2.8691359337607025E-4},{"$f":"IF(Y118<1,IF(Y118=0,Y104*$C$114*SUMPRODUCT(('EaR DDL023'!$C$200:$C$20063)*('EaR DDL023'!$C$200:$C$20063>Y118)),Y106*$C$114*(SUMPRODUCT(('EaR DDL023'!$C$200:$C$20063)*('EaR DDL023'!$C$200:$C$20063>Y118))-Y118*MATCH(Y118,$C$200:$C$20063,-1)))-Y121,0)","v":2.8691359337607025E-4},{"$f":"IF(Z118<1,IF(Z118=0,Z104*$C$114*SUMPRODUCT(('EaR DDL023'!$C$200:$C$20063)*('EaR DDL023'!$C$200:$C$20063>Z118)),Z106*$C$114*(SUMPRODUCT(('EaR DDL023'!$C$200:$C$20063)*('EaR DDL023'!$C$200:$C$20063>Z118))-Z118*MATCH(Z118,$C$200:$C$20063,-1)))-Z121,0)","v":2.8691359337607025E-4},{"$f":"IF(AA118<1,IF(AA118=0,AA104*$C$114*SUMPRODUCT(('EaR DDL023'!$C$200:$C$20063)*('EaR DDL023'!$C$200:$C$20063>AA118)),AA106*$C$114*(SUMPRODUCT(('EaR DDL023'!$C$200:$C$20063)*('EaR DDL023'!$C$200:$C$20063>AA118))-AA118*MATCH(AA118,$C$200:$C$20063,-1)))-AA121,0)","v":2.8691359337607025E-4},{"$f":"IF(AB118<1,IF(AB118=0,AB104*$C$114*SUMPRODUCT(('EaR DDL023'!$C$200:$C$20063)*('EaR DDL023'!$C$200:$C$20063>AB118)),AB106*$C$114*(SUMPRODUCT(('EaR DDL023'!$C$200:$C$20063)*('EaR DDL023'!$C$200:$C$20063>AB118))-AB118*MATCH(AB118,$C$200:$C$20063,-1)))-AB121,0)","v":2.8691359337607025E-4},{"$f":"IF(AC118<1,IF(AC118=0,AC104*$C$114*SUMPRODUCT(('EaR DDL023'!$C$200:$C$20063)*('EaR DDL023'!$C$200:$C$20063>AC118)),AC106*$C$114*(SUMPRODUCT(('EaR DDL023'!$C$200:$C$20063)*('EaR DDL023'!$C$200:$C$20063>AC118))-AC118*MATCH(AC118,$C$200:$C$20063,-1)))-AC121,0)","v":2.8691359337607025E-4},{"$f":"IF(AD118<1,IF(AD118=0,AD104*$C$114*SUMPRODUCT(('EaR DDL023'!$C$200:$C$20063)*('EaR DDL023'!$C$200:$C$20063>AD118)),AD106*$C$114*(SUMPRODUCT(('EaR DDL023'!$C$200:$C$20063)*('EaR DDL023'!$C$200:$C$20063>AD118))-AD118*MATCH(AD118,$C$200:$C$20063,-1)))-AD121,0)","v":2.8691359337607025E-4},{"$f":"IF(AE118<1,IF(AE118=0,AE104*$C$114*SUMPRODUCT(('EaR DDL023'!$C$200:$C$20063)*('EaR DDL023'!$C$200:$C$20063>AE118)),AE106*$C$114*(SUMPRODUCT(('EaR DDL023'!$C$200:$C$20063)*('EaR DDL023'!$C$200:$C$20063>AE118))-AE118*MATCH(AE118,$C$200:$C$20063,-1)))-AE121,0)","v":2.8691359337607025E-4},{"$f":"IF(AF118<1,IF(AF118=0,AF104*$C$114*SUMPRODUCT(('EaR DDL023'!$C$200:$C$20063)*('EaR DDL023'!$C$200:$C$20063>AF118)),AF106*$C$114*(SUMPRODUCT(('EaR DDL023'!$C$200:$C$20063)*('EaR DDL023'!$C$200:$C$20063>AF118))-AF118*MATCH(AF118,$C$200:$C$20063,-1)))-AF121,0)","v":2.8691359337607025E-4}]
["No of Tx",null,null,null,null,{"$f":"F93","v":1},1,1,1,1,1,1,1,1,1,1,1,1,1,1,1,1,1,1,1,1,1,1,1,1,1,1]
["50% PoE","N",1,null,"EEatR, MWhrs",{"$f":"F119*$C124","v":0},0,0,0,0,0,0,0,0,0,0.86208766535110126,3.1492485797779106,3.1492485797779106,3.1492485797779106,3.1492485797779106,3.1492485797779106,3.1492485797779106,3.1492485797779106,3.1492485797779106,3.1492485797779106,3.1492485797779106,3.1492485797779106,3.1492485797779106,3.1492485797779106,3.1492485797779106,3.1492485797779106,3.1492485797779106]
["50% PoE","N-1",{"$f":"C72","v":3.744292237442922E-2},null,"EEatR, MWhrs",{"$f":"F120*$C125*F123","v":0},0,0,0,0,0,0,0,0,0,0,0,0,0,0,0,0,0,0,0,0,0,0,0,0,0,0]
["10% LAR","N",1,null,"EEatR, MWhrs",{"$f":"F121*$C126","v":0},0,0,0,0,0,0,0,4.565174766015663E-2,2.251367929037976,7.0669111086261349,13.453132400609944,13.453132400609944,13.453132400609944,13.453132400609944,13.453132400609944,13.453132400609944,13.453132400609944,13.453132400609944,13.453132400609944,13.453132400609944,13.453132400609944,13.453132400609944,13.453132400609944,13.453132400609944,13.453132400609944,13.453132400609944]
["10% LAR","N-1",{"$f":"C125","v":3.744292237442922E-2},null,"EEatR, MWhrs",{"$f":"F122*$C127*F123","v":0},0,0,0,0,0,0,0,3.6454811247147658E-8,1.7978105353601211E-6,5.6432212076783294E-6,1.0742883404948748E-5,1.0742883404948748E-5,1.0742883404948748E-5,1.0742883404948748E-5,1.0742883404948748E-5,1.0742883404948748E-5,1.0742883404948748E-5,1.0742883404948748E-5,1.0742883404948748E-5,1.0742883404948748E-5,1.0742883404948748E-5,1.0742883404948748E-5,1.0742883404948748E-5,1.0742883404948748E-5,1.0742883404948748E-5,1.0742883404948748E-5]
[]
[]
[{"$f":"\"ENERGY AT RISK: \"&UPPER(A4)","v":"ENERGY AT RISK: PAL"}]
[]
[null,null,null,null,null,2024,2025,2026,2027,2028,2029,2030,2031,2032,2033,2034,2035,2036,2037,2038,2039,2040,2041,2042,2043,2044,2045,2046,2047,2048,2049,2050]
["Summary"]
["50% PoE","N",null,null,"Total EatR, MWhrs",{"$f":"IF('EaR DDL023'!$F$29=\"15m\",(F159+F184)*0.25,F159+F184)","v":0},{"$f":"IF('EaR DDL023'!$F$29=\"15m\",(G159+G184)*0.25,G159+G184)","v":0},{"$f":"IF('EaR DDL023'!$F$29=\"15m\",(H159+H184)*0.25,H159+H184)","v":0},{"$f":"IF('EaR DDL023'!$F$29=\"15m\",(I159+I184)*0.25,I159+I184)","v":1.9537200679779178E-2},{"$f":"IF('EaR DDL023'!$F$29=\"15m\",(J159+J184)*0.25,J159+J184)","v":0},{"$f":"IF('EaR DDL023'!$F$29=\"15m\",(K159+K184)*0.25,K159+K184)","v":0},{"$f":"IF('EaR DDL023'!$F$29=\"15m\",(L159+L184)*0.25,L159+L184)","v":0},{"$f":"IF('EaR DDL023'!$F$29=\"15m\",(M159+M184)*0.25,M159+M184)","v":0},{"$f":"IF('EaR DDL023'!$F$29=\"15m\",(N159+N184)*0.25,N159+N184)","v":0},{"$f":"IF('EaR DDL023'!$F$29=\"15m\",(O159+O184)*0.25,O159+O184)","v":0},{"$f":"IF('EaR DDL023'!$F$29=\"15m\",(P159+P184)*0.25,P159+P184)","v":0},{"$f":"IF('EaR DDL023'!$F$29=\"15m\",(Q159+Q184)*0.25,Q159+Q184)","v":0},{"$f":"IF('EaR DDL023'!$F$29=\"15m\",(R159+R184)*0.25,R159+R184)","v":0},{"$f":"IF('EaR DDL023'!$F$29=\"15m\",(S159+S184)*0.25,S159+S184)","v":0},{"$f":"IF('EaR DDL023'!$F$29=\"15m\",(T159+T184)*0.25,T159+T184)","v":0},{"$f":"IF('EaR DDL023'!$F$29=\"15m\",(U159+U184)*0.25,U159+U184)","v":0},{"$f":"IF('EaR DDL023'!$F$29=\"15m\",(V159+V184)*0.25,V159+V184)","v":0},{"$f":"IF('EaR DDL023'!$F$29=\"15m\",(W159+W184)*0.25,W159+W184)","v":0},{"$f":"IF('EaR DDL023'!$F$29=\"15m\",(X159+X184)*0.25,X159+X184)","v":0},{"$f":"IF('EaR DDL023'!$F$29=\"15m\",(Y159+Y184)*0.25,Y159+Y184)","v":0},{"$f":"IF('EaR DDL023'!$F$29=\"15m\",(Z159+Z184)*0.25,Z159+Z184)","v":0},{"$f":"IF('EaR DDL023'!$F$29=\"15m\",(AA159+AA184)*0.25,AA159+AA184)","v":0},{"$f":"IF('EaR DDL023'!$F$29=\"15m\",(AB159+AB184)*0.25,AB159+AB184)","v":0},{"$f":"IF('EaR DDL023'!$F$29=\"15m\",(AC159+AC184)*0.25,AC159+AC184)","v":0},{"$f":"IF('EaR DDL023'!$F$29=\"15m\",(AD159+AD184)*0.25,AD159+AD184)","v":0},{"$f":"IF('EaR DDL023'!$F$29=\"15m\",(AE159+AE184)*0.25,AE159+AE184)","v":0},{"$f":"IF('EaR DDL023'!$F$29=\"15m\",(AF159+AF184)*0.25,AF159+AF184)","v":0}]
["50% PoE","N-1",null,null,"Total EatR, MWhrs",{"$f":"IF('EaR DDL023'!$F$29=\"15m\",(F160+F185)*0.25,F160+F185)","v":0},{"$f":"IF('EaR DDL023'!$F$29=\"15m\",(G160+G185)*0.25,G160+G185)","v":0},{"$f":"IF('EaR DDL023'!$F$29=\"15m\",(H160+H185)*0.25,H160+H185)","v":0},{"$f":"IF('EaR DDL023'!$F$29=\"15m\",(I160+I185)*0.25,I160+I185)","v":0},{"$f":"IF('EaR DDL023'!$F$29=\"15m\",(J160+J185)*0.25,J160+J185)","v":0},{"$f":"IF('EaR DDL023'!$F$29=\"15m\",(K160+K185)*0.25,K160+K185)","v":0},{"$f":"IF('EaR DDL023'!$F$29=\"15m\",(L160+L185)*0.25,L160+L185)","v":0},{"$f":"IF('EaR DDL023'!$F$29=\"15m\",(M160+M185)*0.25,M160+M185)","v":0},{"$f":"IF('EaR DDL023'!$F$29=\"15m\",(N160+N185)*0.25,N160+N185)","v":0},{"$f":"IF('EaR DDL023'!$F$29=\"15m\",(O160+O185)*0.25,O160+O185)","v":0},{"$f":"IF('EaR DDL023'!$F$29=\"15m\",(P160+P185)*0.25,P160+P185)","v":0},{"$f":"IF('EaR DDL023'!$F$29=\"15m\",(Q160+Q185)*0.25,Q160+Q185)","v":0},{"$f":"IF('EaR DDL023'!$F$29=\"15m\",(R160+R185)*0.25,R160+R185)","v":0},{"$f":"IF('EaR DDL023'!$F$29=\"15m\",(S160+S185)*0.25,S160+S185)","v":0},{"$f":"IF('EaR DDL023'!$F$29=\"15m\",(T160+T185)*0.25,T160+T185)","v":0},{"$f":"IF('EaR DDL023'!$F$29=\"15m\",(U160+U185)*0.25,U160+U185)","v":0},{"$f":"IF('EaR DDL023'!$F$29=\"15m\",(V160+V185)*0.25,V160+V185)","v":0},{"$f":"IF('EaR DDL023'!$F$29=\"15m\",(W160+W185)*0.25,W160+W185)","v":0},{"$f":"IF('EaR DDL023'!$F$29=\"15m\",(X160+X185)*0.25,X160+X185)","v":0},{"$f":"IF('EaR DDL023'!$F$29=\"15m\",(Y160+Y185)*0.25,Y160+Y185)","v":0},{"$f":"IF('EaR DDL023'!$F$29=\"15m\",(Z160+Z185)*0.25,Z160+Z185)","v":0},{"$f":"IF('EaR DDL023'!$F$29=\"15m\",(AA160+AA185)*0.25,AA160+AA185)","v":0},{"$f":"IF('EaR DDL023'!$F$29=\"15m\",(AB160+AB185)*0.25,AB160+AB185)","v":0},{"$f":"IF('EaR DDL023'!$F$29=\"15m\",(AC160+AC185)*0.25,AC160+AC185)","v":0},{"$f":"IF('EaR DDL023'!$F$29=\"15m\",(AD160+AD185)*0.25,AD160+AD185)","v":0},{"$f":"IF('EaR DDL023'!$F$29=\"15m\",(AE160+AE185)*0.25,AE160+AE185)","v":0},{"$f":"IF('EaR DDL023'!$F$29=\"15m\",(AF160+AF185)*0.25,AF160+AF185)","v":0}]
["10% LAR","N",null,null,"Total EatR, MWhrs",{"$f":"IF('EaR DDL023'!$F$29=\"15m\",(F161+F186)*0.25,F161+F186)","v":0},{"$f":"IF('EaR DDL023'!$F$29=\"15m\",(G161+G186)*0.25,G161+G186)","v":4.0899776627543155E-2},{"$f":"IF('EaR DDL023'!$F$29=\"15m\",(H161+H186)*0.25,H161+H186)","v":0.67634555982950573},{"$f":"IF('EaR DDL023'!$F$29=\"15m\",(I161+I186)*0.25,I161+I186)","v":1.8822400793891527},{"$f":"IF('EaR DDL023'!$F$29=\"15m\",(J161+J186)*0.25,J161+J186)","v":0},{"$f":"IF('EaR DDL023'!$F$29=\"15m\",(K161+K186)*0.25,K161+K186)","v":0},{"$f":"IF('EaR DDL023'!$F$29=\"15m\",(L161+L186)*0.25,L161+L186)","v":0},{"$f":"IF('EaR DDL023'!$F$29=\"15m\",(M161+M186)*0.25,M161+M186)","v":0},{"$f":"IF('EaR DDL023'!$F$29=\"15m\",(N161+N186)*0.25,N161+N186)","v":0},{"$f":"IF('EaR DDL023'!$F$29=\"15m\",(O161+O186)*0.25,O161+O186)","v":0},{"$f":"IF('EaR DDL023'!$F$29=\"15m\",(P161+P186)*0.25,P161+P186)","v":0},{"$f":"IF('EaR DDL023'!$F$29=\"15m\",(Q161+Q186)*0.25,Q161+Q186)","v":0},{"$f":"IF('EaR DDL023'!$F$29=\"15m\",(R161+R186)*0.25,R161+R186)","v":0},{"$f":"IF('EaR DDL023'!$F$29=\"15m\",(S161+S186)*0.25,S161+S186)","v":0},{"$f":"IF('EaR DDL023'!$F$29=\"15m\",(T161+T186)*0.25,T161+T186)","v":0},{"$f":"IF('EaR DDL023'!$F$29=\"15m\",(U161+U186)*0.25,U161+U186)","v":0},{"$f":"IF('EaR DDL023'!$F$29=\"15m\",(V161+V186)*0.25,V161+V186)","v":0},{"$f":"IF('EaR DDL023'!$F$29=\"15m\",(W161+W186)*0.25,W161+W186)","v":0},{"$f":"IF('EaR DDL023'!$F$29=\"15m\",(X161+X186)*0.25,X161+X186)","v":0},{"$f":"IF('EaR DDL023'!$F$29=\"15m\",(Y161+Y186)*0.25,Y161+Y186)","v":0},{"$f":"IF('EaR DDL023'!$F$29=\"15m\",(Z161+Z186)*0.25,Z161+Z186)","v":0},{"$f":"IF('EaR DDL023'!$F$29=\"15m\",(AA161+AA186)*0.25,AA161+AA186)","v":0},{"$f":"IF('EaR DDL023'!$F$29=\"15m\",(AB161+AB186)*0.25,AB161+AB186)","v":0},{"$f":"IF('EaR DDL023'!$F$29=\"15m\",(AC161+AC186)*0.25,AC161+AC186)","v":0},{"$f":"IF('EaR DDL023'!$F$29=\"15m\",(AD161+AD186)*0.25,AD161+AD186)","v":0},{"$f":"IF('EaR DDL023'!$F$29=\"15m\",(AE161+AE186)*0.25,AE161+AE186)","v":0},{"$f":"IF('EaR DDL023'!$F$29=\"15m\",(AF161+AF186)*0.25,AF161+AF186)","v":0}]
["10% LAR","N-1",null,null,"Total EatR, MWhrs",{"$f":"IF('EaR DDL023'!$F$29=\"15m\",(F162+F187)*0.25,F162+F187)","v":0},{"$f":"IF('EaR DDL023'!$F$29=\"15m\",(G162+G187)*0.25,G162+G187)","v":6.17384280164196E-5},{"$f":"IF('EaR DDL023'!$F$29=\"15m\",(H162+H187)*0.25,H162+H187)","v":1.020947181203824E-3},{"$f":"IF('EaR DDL023'!$F$29=\"15m\",(I162+I187)*0.25,I162+I187)","v":2.841251303380421E-3},{"$f":"IF('EaR DDL023'!$F$29=\"15m\",(J162+J187)*0.25,J162+J187)","v":0},{"$f":"IF('EaR DDL023'!$F$29=\"15m\",(K162+K187)*0.25,K162+K187)","v":0},{"$f":"IF('EaR DDL023'!$F$29=\"15m\",(L162+L187)*0.25,L162+L187)","v":0},{"$f":"IF('EaR DDL023'!$F$29=\"15m\",(M162+M187)*0.25,M162+M187)","v":0},{"$f":"IF('EaR DDL023'!$F$29=\"15m\",(N162+N187)*0.25,N162+N187)","v":0},{"$f":"IF('EaR DDL023'!$F$29=\"15m\",(O162+O187)*0.25,O162+O187)","v":0},{"$f":"IF('EaR DDL023'!$F$29=\"15m\",(P162+P187)*0.25,P162+P187)","v":0},{"$f":"IF('EaR DDL023'!$F$29=\"15m\",(Q162+Q187)*0.25,Q162+Q187)","v":0},{"$f":"IF('EaR DDL023'!$F$29=\"15m\",(R162+R187)*0.25,R162+R187)","v":0},{"$f":"IF('EaR DDL023'!$F$29=\"15m\",(S162+S187)*0.25,S162+S187)","v":0},{"$f":"IF('EaR DDL023'!$F$29=\"15m\",(T162+T187)*0.25,T162+T187)","v":0},{"$f":"IF('EaR DDL023'!$F$29=\"15m\",(U162+U187)*0.25,U162+U187)","v":0},{"$f":"IF('EaR DDL023'!$F$29=\"15m\",(V162+V187)*0.25,V162+V187)","v":0},{"$f":"IF('EaR DDL023'!$F$29=\"15m\",(W162+W187)*0.25,W162+W187)","v":0},{"$f":"IF('EaR DDL023'!$F$29=\"15m\",(X162+X187)*0.25,X162+X187)","v":0},{"$f":"IF('EaR DDL023'!$F$29=\"15m\",(Y162+Y187)*0.25,Y162+Y187)","v":0},{"$f":"IF('EaR DDL023'!$F$29=\"15m\",(Z162+Z187)*0.25,Z162+Z187)","v":0},{"$f":"IF('EaR DDL023'!$F$29=\"15m\",(AA162+AA187)*0.25,AA162+AA187)","v":0},{"$f":"IF('EaR DDL023'!$F$29=\"15m\",(AB162+AB187)*0.25,AB162+AB187)","v":0},{"$f":"IF('EaR DDL023'!$F$29=\"15m\",(AC162+AC187)*0.25,AC162+AC187)","v":0},{"$f":"IF('EaR DDL023'!$F$29=\"15m\",(AD162+AD187)*0.25,AD162+AD187)","v":0},{"$f":"IF('EaR DDL023'!$F$29=\"15m\",(AE162+AE187)*0.25,AE162+AE187)","v":0},{"$f":"IF('EaR DDL023'!$F$29=\"15m\",(AF162+AF187)*0.25,AF162+AF187)","v":0}]
["50% PoE","N",null,null,"Total EEatR, MWhrs",{"$f":"IF('EaR DDL023'!$F$29=\"15m\",(F164+F189)*0.25,F164+F189)","v":0},{"$f":"IF('EaR DDL023'!$F$29=\"15m\",(G164+G189)*0.25,G164+G189)","v":0},{"$f":"IF('EaR DDL023'!$F$29=\"15m\",(H164+H189)*0.25,H164+H189)","v":0},{"$f":"IF('EaR DDL023'!$F$29=\"15m\",(I164+I189)*0.25,I164+I189)","v":1.9537200679779178E-2},{"$f":"IF('EaR DDL023'!$F$29=\"15m\",(J164+J189)*0.25,J164+J189)","v":0},{"$f":"IF('EaR DDL023'!$F$29=\"15m\",(K164+K189)*0.25,K164+K189)","v":0},{"$f":"IF('EaR DDL023'!$F$29=\"15m\",(L164+L189)*0.25,L164+L189)","v":0},{"$f":"IF('EaR DDL023'!$F$29=\"15m\",(M164+M189)*0.25,M164+M189)","v":0},{"$f":"IF('EaR DDL023'!$F$29=\"15m\",(N164+N189)*0.25,N164+N189)","v":0},{"$f":"IF('EaR DDL023'!$F$29=\"15m\",(O164+O189)*0.25,O164+O189)","v":0},{"$f":"IF('EaR DDL023'!$F$29=\"15m\",(P164+P189)*0.25,P164+P189)","v":0},{"$f":"IF('EaR DDL023'!$F$29=\"15m\",(Q164+Q189)*0.25,Q164+Q189)","v":0},{"$f":"IF('EaR DDL023'!$F$29=\"15m\",(R164+R189)*0.25,R164+R189)","v":0},{"$f":"IF('EaR DDL023'!$F$29=\"15m\",(S164+S189)*0.25,S164+S189)","v":0},{"$f":"IF('EaR DDL023'!$F$29=\"15m\",(T164+T189)*0.25,T164+T189)","v":0},{"$f":"IF('EaR DDL023'!$F$29=\"15m\",(U164+U189)*0.25,U164+U189)","v":0},{"$f":"IF('EaR DDL023'!$F$29=\"15m\",(V164+V189)*0.25,V164+V189)","v":0},{"$f":"IF('EaR DDL023'!$F$29=\"15m\",(W164+W189)*0.25,W164+W189)","v":0},{"$f":"IF('EaR DDL023'!$F$29=\"15m\",(X164+X189)*0.25,X164+X189)","v":0},{"$f":"IF('EaR DDL023'!$F$29=\"15m\",(Y164+Y189)*0.25,Y164+Y189)","v":0},{"$f":"IF('EaR DDL023'!$F$29=\"15m\",(Z164+Z189)*0.25,Z164+Z189)","v":0},{"$f":"IF('EaR DDL023'!$F$29=\"15m\",(AA164+AA189)*0.25,AA164+AA189)","v":0},{"$f":"IF('EaR DDL023'!$F$29=\"15m\",(AB164+AB189)*0.25,AB164+AB189)","v":0},{"$f":"IF('EaR DDL023'!$F$29=\"15m\",(AC164+AC189)*0.25,AC164+AC189)","v":0},{"$f":"IF('EaR DDL023'!$F$29=\"15m\",(AD164+AD189)*0.25,AD164+AD189)","v":0},{"$f":"IF('EaR DDL023'!$F$29=\"15m\",(AE164+AE189)*0.25,AE164+AE189)","v":0},{"$f":"IF('EaR DDL023'!$F$29=\"15m\",(AF164+AF189)*0.25,AF164+AF189)","v":0}]
["50% PoE","N-1",null,null,"Total EEatR, MWhrs",{"$f":"IF('EaR DDL023'!$F$29=\"15m\",(F165+F190)*0.25,F165+F190)","v":0},{"$f":"IF('EaR DDL023'!$F$29=\"15m\",(G165+G190)*0.25,G165+G190)","v":0},{"$f":"IF('EaR DDL023'!$F$29=\"15m\",(H165+H190)*0.25,H165+H190)","v":0},{"$f":"IF('EaR DDL023'!$F$29=\"15m\",(I165+I190)*0.25,I165+I190)","v":0},{"$f":"IF('EaR DDL023'!$F$29=\"15m\",(J165+J190)*0.25,J165+J190)","v":0},{"$f":"IF('EaR DDL023'!$F$29=\"15m\",(K165+K190)*0.25,K165+K190)","v":0},{"$f":"IF('EaR DDL023'!$F$29=\"15m\",(L165+L190)*0.25,L165+L190)","v":0},{"$f":"IF('EaR DDL023'!$F$29=\"15m\",(M165+M190)*0.25,M165+M190)","v":0},{"$f":"IF('EaR DDL023'!$F$29=\"15m\",(N165+N190)*0.25,N165+N190)","v":0},{"$f":"IF('EaR DDL023'!$F$29=\"15m\",(O165+O190)*0.25,O165+O190)","v":0},{"$f":"IF('EaR DDL023'!$F$29=\"15m\",(P165+P190)*0.25,P165+P190)","v":0},{"$f":"IF('EaR DDL023'!$F$29=\"15m\",(Q165+Q190)*0.25,Q165+Q190)","v":0},{"$f":"IF('EaR DDL023'!$F$29=\"15m\",(R165+R190)*0.25,R165+R190)","v":0},{"$f":"IF('EaR DDL023'!$F$29=\"15m\",(S165+S190)*0.25,S165+S190)","v":0},{"$f":"IF('EaR DDL023'!$F$29=\"15m\",(T165+T190)*0.25,T165+T190)","v":0},{"$f":"IF('EaR DDL023'!$F$29=\"15m\",(U165+U190)*0.25,U165+U190)","v":0},{"$f":"IF('EaR DDL023'!$F$29=\"15m\",(V165+V190)*0.25,V165+V190)","v":0},{"$f":"IF('EaR DDL023'!$F$29=\"15m\",(W165+W190)*0.25,W165+W190)","v":0},{"$f":"IF('EaR DDL023'!$F$29=\"15m\",(X165+X190)*0.25,X165+X190)","v":0},{"$f":"IF('EaR DDL023'!$F$29=\"15m\",(Y165+Y190)*0.25,Y165+Y190)","v":0},{"$f":"IF('EaR DDL023'!$F$29=\"15m\",(Z165+Z190)*0.25,Z165+Z190)","v":0},{"$f":"IF('EaR DDL023'!$F$29=\"15m\",(AA165+AA190)*0.25,AA165+AA190)","v":0},{"$f":"IF('EaR DDL023'!$F$29=\"15m\",(AB165+AB190)*0.25,AB165+AB190)","v":0},{"$f":"IF('EaR DDL023'!$F$29=\"15m\",(AC165+AC190)*0.25,AC165+AC190)","v":0},{"$f":"IF('EaR DDL023'!$F$29=\"15m\",(AD165+AD190)*0.25,AD165+AD190)","v":0},{"$f":"IF('EaR DDL023'!$F$29=\"15m\",(AE165+AE190)*0.25,AE165+AE190)","v":0},{"$f":"IF('EaR DDL023'!$F$29=\"15m\",(AF165+AF190)*0.25,AF165+AF190)","v":0}]
["10% LAR","N",null,null,"Total EEatR, MWhrs",{"$f":"IF('EaR DDL023'!$F$29=\"15m\",(F166+F191)*0.25,F166+F191)","v":0},{"$f":"IF('EaR DDL023'!$F$29=\"15m\",(G166+G191)*0.25,G166+G191)","v":4.0899776627543155E-2},{"$f":"IF('EaR DDL023'!$F$29=\"15m\",(H166+H191)*0.25,H166+H191)","v":0.67634555982950573},{"$f":"IF('EaR DDL023'!$F$29=\"15m\",(I166+I191)*0.25,I166+I191)","v":1.8822400793891527},{"$f":"IF('EaR DDL023'!$F$29=\"15m\",(J166+J191)*0.25,J166+J191)","v":0},{"$f":"IF('EaR DDL023'!$F$29=\"15m\",(K166+K191)*0.25,K166+K191)","v":0},{"$f":"IF('EaR DDL023'!$F$29=\"15m\",(L166+L191)*0.25,L166+L191)","v":0},{"$f":"IF('EaR DDL023'!$F$29=\"15m\",(M166+M191)*0.25,M166+M191)","v":0},{"$f":"IF('EaR DDL023'!$F$29=\"15m\",(N166+N191)*0.25,N166+N191)","v":0},{"$f":"IF('EaR DDL023'!$F$29=\"15m\",(O166+O191)*0.25,O166+O191)","v":0},{"$f":"IF('EaR DDL023'!$F$29=\"15m\",(P166+P191)*0.25,P166+P191)","v":0},{"$f":"IF('EaR DDL023'!$F$29=\"15m\",(Q166+Q191)*0.25,Q166+Q191)","v":0},{"$f":"IF('EaR DDL023'!$F$29=\"15m\",(R166+R191)*0.25,R166+R191)","v":0},{"$f":"IF('EaR DDL023'!$F$29=\"15m\",(S166+S191)*0.25,S166+S191)","v":0},{"$f":"IF('EaR DDL023'!$F$29=\"15m\",(T166+T191)*0.25,T166+T191)","v":0},{"$f":"IF('EaR DDL023'!$F$29=\"15m\",(U166+U191)*0.25,U166+U191)","v":0},{"$f":"IF('EaR DDL023'!$F$29=\"15m\",(V166+V191)*0.25,V166+V191)","v":0},{"$f":"IF('EaR DDL023'!$F$29=\"15m\",(W166+W191)*0.25,W166+W191)","v":0},{"$f":"IF('EaR DDL023'!$F$29=\"15m\",(X166+X191)*0.25,X166+X191)","v":0},{"$f":"IF('EaR DDL023'!$F$29=\"15m\",(Y166+Y191)*0.25,Y166+Y191)","v":0},{"$f":"IF('EaR DDL023'!$F$29=\"15m\",(Z166+Z191)*0.25,Z166+Z191)","v":0},{"$f":"IF('EaR DDL023'!$F$29=\"15m\",(AA166+AA191)*0.25,AA166+AA191)","v":0},{"$f":"IF('EaR DDL023'!$F$29=\"15m\",(AB166+AB191)*0.25,AB166+AB191)","v":0},{"$f":"IF('EaR DDL023'!$F$29=\"15m\",(AC166+AC191)*0.25,AC166+AC191)","v":0},{"$f":"IF('EaR DDL023'!$F$29=\"15m\",(AD166+AD191)*0.25,AD166+AD191)","v":0},{"$f":"IF('EaR DDL023'!$F$29=\"15m\",(AE166+AE191)*0.25,AE166+AE191)","v":0},{"$f":"IF('EaR DDL023'!$F$29=\"15m\",(AF166+AF191)*0.25,AF166+AF191)","v":0}]
["10% LAR","N-1",null,null,"Total EEatR, MWhrs",{"$f":"IF('EaR DDL023'!$F$29=\"15m\",(F167+F192)*0.25,F167+F192)","v":0},{"$f":"IF('EaR DDL023'!$F$29=\"15m\",(G167+G192)*0.25,G167+G192)","v":2.3116671677380853E-6},{"$f":"IF('EaR DDL023'!$F$29=\"15m\",(H167+H192)*0.25,H167+H192)","v":3.8227246054207105E-5},{"$f":"IF('EaR DDL023'!$F$29=\"15m\",(I167+I192)*0.25,I167+I192)","v":1.0638475199871895E-4},{"$f":"IF('EaR DDL023'!$F$29=\"15m\",(J167+J192)*0.25,J167+J192)","v":0},{"$f":"IF('EaR DDL023'!$F$29=\"15m\",(K167+K192)*0.25,K167+K192)","v":0},{"$f":"IF('EaR DDL023'!$F$29=\"15m\",(L167+L192)*0.25,L167+L192)","v":0},{"$f":"IF('EaR DDL023'!$F$29=\"15m\",(M167+M192)*0.25,M167+M192)","v":0},{"$f":"IF('EaR DDL023'!$F$29=\"15m\",(N167+N192)*0.25,N167+N192)","v":0},{"$f":"IF('EaR DDL023'!$F$29=\"15m\",(O167+O192)*0.25,O167+O192)","v":0},{"$f":"IF('EaR DDL023'!$F$29=\"15m\",(P167+P192)*0.25,P167+P192)","v":0},{"$f":"IF('EaR DDL023'!$F$29=\"15m\",(Q167+Q192)*0.25,Q167+Q192)","v":0},{"$f":"IF('EaR DDL023'!$F$29=\"15m\",(R167+R192)*0.25,R167+R192)","v":0},{"$f":"IF('EaR DDL023'!$F$29=\"15m\",(S167+S192)*0.25,S167+S192)","v":0},{"$f":"IF('EaR DDL023'!$F$29=\"15m\",(T167+T192)*0.25,T167+T192)","v":0},{"$f":"IF('EaR DDL023'!$F$29=\"15m\",(U167+U192)*0.25,U167+U192)","v":0},{"$f":"IF('EaR DDL023'!$F$29=\"15m\",(V167+V192)*0.25,V167+V192)","v":0},{"$f":"IF('EaR DDL023'!$F$29=\"15m\",(W167+W192)*0.25,W167+W192)","v":0},{"$f":"IF('EaR DDL023'!$F$29=\"15m\",(X167+X192)*0.25,X167+X192)","v":0},{"$f":"IF('EaR DDL023'!$F$29=\"15m\",(Y167+Y192)*0.25,Y167+Y192)","v":0},{"$f":"IF('EaR DDL023'!$F$29=\"15m\",(Z167+Z192)*0.25,Z167+Z192)","v":0},{"$f":"IF('EaR DDL023'!$F$29=\"15m\",(AA167+AA192)*0.25,AA167+AA192)","v":0},{"$f":"IF('EaR DDL023'!$F$29=\"15m\",(AB167+AB192)*0.25,AB167+AB192)","v":0},{"$f":"IF('EaR DDL023'!$F$29=\"15m\",(AC167+AC192)*0.25,AC167+AC192)","v":0},{"$f":"IF('EaR DDL023'!$F$29=\"15m\",(AD167+AD192)*0.25,AD167+AD192)","v":0},{"$f":"IF('EaR DDL023'!$F$29=\"15m\",(AE167+AE192)*0.25,AE167+AE192)","v":0},{"$f":"IF('EaR DDL023'!$F$29=\"15m\",(AF167+AF192)*0.25,AF167+AF192)","v":0}]
[null,null,{"$f":"'EaR DDL023'!$F$30","v":3.744292237442922E-2}]
["Transfers","ON"]
["MLN021","50% PoE",{"$f":"EXP((1/11)*LN(Q144/F144))-1","v":3.3119285077408467E-2},null,"MW",{"$f":"IF($B$143=\"OFF\",F43,F47)","v":10.36999988555908},10.97000026702881,11.60000038146973,12.060000419616699,12.439999580383301,12.829999923706049,13.11999988555908,13.439999580383301,13.88000011444092,14.319999694824221,14.64000034332275,14.840000152587891,14.840000152587891,14.840000152587891,14.840000152587891,14.840000152587891,14.840000152587891,14.840000152587891,14.840000152587891,14.840000152587891,14.840000152587891,14.840000152587891,14.840000152587891,14.840000152587891,14.840000152587891,14.840000152587891,14.840000152587891]
["Summer","load pf",{"$f":"F144/F146","v":0.99849276991017855},null,"MVAr",{"$f":"F152*F144","v":0.5700000524520874},0.60297982609560274,0.63760857269532223,0.66289305184337555,0.68378018240837601,0.70521704051865108,0.72115725221503912,0.7387464368676312,0.76293161818485045,0.7871167470821645,0.80470598415466132,0.81569922456253152,0.81569922456253152,0.81569922456253152,0.81569922456253152,0.81569922456253152,0.81569922456253152,0.81569922456253152,0.81569922456253152,0.81569922456253152,0.81569922456253152,0.81569922456253152,0.81569922456253152,0.81569922456253152,0.81569922456253152,0.81569922456253152,0.81569922456253152]
[null,null,null,null,"MVA",{"$f":"(F144^2+F145^2)^0.5","v":10.385653454948837},10.986559540151342,11.617510643079802,12.078205053704677,12.458777825203848,12.849366876096857,13.139804594418161,13.46028733046542,13.900952047644294,14.341615809709273,14.662099500870418,14.862401210899959,14.862401210899959,14.862401210899959,14.862401210899959,14.862401210899959,14.862401210899959,14.862401210899959,14.862401210899959,14.862401210899959,14.862401210899959,14.862401210899959,14.862401210899959,14.862401210899959,14.862401210899959,14.862401210899959,14.862401210899959]
[null,null,null,null,"MVA",{"$f":"(F144^2+(F145-F153)^2)^0.5","v":10.385653454948837},10.986559540151342,11.617510643079802,12.078205053704677,12.458777825203848,12.849366876096857,13.139804594418161,13.46028733046542,13.900952047644294,14.341615809709273,14.662099500870418,14.862401210899959,14.862401210899959,14.862401210899959,14.862401210899959,14.862401210899959,14.862401210899959,14.862401210899959,14.862401210899959,14.862401210899959,14.862401210899959,14.862401210899959,14.862401210899959,14.862401210899959,14.862401210899959,14.862401210899959,14.862401210899959]
["50% PoE","N","CR",null,"MVA",{"$f":"'EaR DDL023'!F51","v":12},{"$f":"'EaR DDL023'!G51","v":12},{"$f":"'EaR DDL023'!H51","v":12},{"$f":"'EaR DDL023'!I51","v":12},{"$f":"'EaR DDL023'!J51","v":17},{"$f":"'EaR DDL023'!K51","v":17},{"$f":"'EaR DDL023'!L51","v":17},{"$f":"'EaR DDL023'!M51","v":17},{"$f":"'EaR DDL023'!N51","v":17},{"$f":"'EaR DDL023'!O51","v":17},{"$f":"'EaR DDL023'!P51","v":17},{"$f":"'EaR DDL023'!Q51","v":17},{"$f":"'EaR DDL023'!R51","v":17},{"$f":"'EaR DDL023'!S51","v":17},{"$f":"'EaR DDL023'!T51","v":17},{"$f":"'EaR DDL023'!U51","v":17},{"$f":"'EaR DDL023'!V51","v":17},{"$f":"'EaR DDL023'!W51","v":17},{"$f":"'EaR DDL023'!X51","v":17},{"$f":"'EaR DDL023'!Y51","v":17},{"$f":"'EaR DDL023'!Z51","v":17},{"$f":"'EaR DDL023'!AA51","v":17},{"$f":"'EaR DDL023'!AB51","v":17},{"$f":"'EaR DDL023'!AC51","v":17},{"$f":"'EaR DDL023'!AD51","v":17},{"$f":"'EaR DDL023'!AE51","v":17},{"$f":"'EaR DDL023'!AF51","v":17}]
["50% PoE","N-1","CR",null,"MVA",{"$f":"'EaR DDL023'!F52","v":12},{"$f":"'EaR DDL023'!G52","v":12},{"$f":"'EaR DDL023'!H52","v":12},{"$f":"'EaR DDL023'!I52","v":12},{"$f":"'EaR DDL023'!J52","v":17},{"$f":"'EaR DDL023'!K52","v":17},{"$f":"'EaR DDL023'!L52","v":17},{"$f":"'EaR DDL023'!M52","v":17},{"$f":"'EaR DDL023'!N52","v":17},{"$f":"'EaR DDL023'!O52","v":17},{"$f":"'EaR DDL023'!P52","v":17},{"$f":"'EaR DDL023'!Q52","v":17},{"$f":"'EaR DDL023'!R52","v":17},{"$f":"'EaR DDL023'!S52","v":17},{"$f":"'EaR DDL023'!T52","v":17},{"$f":"'EaR DDL023'!U52","v":17},{"$f":"'EaR DDL023'!V52","v":17},{"$f":"'EaR DDL023'!W52","v":17},{"$f":"'EaR DDL023'!X52","v":17},{"$f":"'EaR DDL023'!Y52","v":17},{"$f":"'EaR DDL023'!Z52","v":17},{"$f":"'EaR DDL023'!AA52","v":17},{"$f":"'EaR DDL023'!AB52","v":17},{"$f":"'EaR DDL023'!AC52","v":17},{"$f":"'EaR DDL023'!AD52","v":17},{"$f":"'EaR DDL023'!AE52","v":17},{"$f":"'EaR DDL023'!AF52","v":17}]
["50% LAR","N",null,null,"Ratio Rating/Load",{"$f":"IF(F147=0,100,TRUNC(F148/F147,5))","v":1.15544},1.0922400000000001,1.0329200000000001,0.99351999999999996,1.36449,1.3230200000000001,1.2937700000000001,1.2629699999999999,1.2229300000000001,1.18536,1.1594500000000001,1.1438200000000001,1.1438200000000001,1.1438200000000001,1.1438200000000001,1.1438200000000001,1.1438200000000001,1.1438200000000001,1.1438200000000001,1.1438200000000001,1.1438200000000001,1.1438200000000001,1.1438200000000001,1.1438200000000001,1.1438200000000001,1.1438200000000001,1.1438200000000001]
["50% LAR","N-1",null,null,"Ratio Rating/Load",{"$f":"IF(F147=0,100,TRUNC(F149/F147,5))","v":1.15544},1.0922400000000001,1.0329200000000001,0.99351999999999996,1.36449,1.3230200000000001,1.2937700000000001,1.2629699999999999,1.2229300000000001,1.18536,1.1594500000000001,1.1438200000000001,1.1438200000000001,1.1438200000000001,1.1438200000000001,1.1438200000000001,1.1438200000000001,1.1438200000000001,1.1438200000000001,1.1438200000000001,1.1438200000000001,1.1438200000000001,1.1438200000000001,1.1438200000000001,1.1438200000000001,1.1438200000000001,1.1438200000000001]
["Load tan Phi",null,{"$f":"'EaR DDL023'!$H$26","v":5.4966254459255168E-2},null,null,{"$f":"C152","v":5.4966254459255168E-2},{"$f":"'EaR DDL023'!I26","v":5.4966254459255168E-2},{"$f":"G152","v":5.4966254459255168E-2},5.4966254459255168E-2,5.4966254459255168E-2,5.4966254459255168E-2,5.4966254459255168E-2,5.4966254459255168E-2,5.4966254459255168E-2,5.4966254459255168E-2,5.4966254459255168E-2,5.4966254459255168E-2,5.4966254459255168E-2,5.4966254459255168E-2,5.4966254459255168E-2,5.4966254459255168E-2,5.4966254459255168E-2,5.4966254459255168E-2,{"$f":"W152","v":5.4966254459255168E-2},5.4966254459255168E-2,5.4966254459255168E-2,5.4966254459255168E-2,5.4966254459255168E-2,5.4966254459255168E-2,5.4966254459255168E-2,5.4966254459255168E-2,5.4966254459255168E-2]
["Cap",null,0,null,"MVAr",{"$f":"C153","v":0},{"$f":"'EaR DDL023'!L26","v":0},0,0,0,0,0,0,0,0,0,0,0,0,0,0,0,0,0,0,0,0,0,0,0,0,0]
["10% PoE","10%/50%",{"$f":"'EaR DDL023'!J26","v":1.1071505843221419},null,"MVA",{"$f":"((F144*$C154)^2+(F144*$C154*F152-F153)^2)^0.5","v":11.498482291213875},12.163775814568559,12.862333696854503,13.37239178277178,13.793743149114185,14.22618404504021,14.547742334588833,14.902564983068714,15.390447182183456,15.87832832384329,16.233152029778068,16.454916185077998,16.454916185077998,16.454916185077998,16.454916185077998,16.454916185077998,16.454916185077998,16.454916185077998,16.454916185077998,16.454916185077998,16.454916185077998,16.454916185077998,16.454916185077998,16.454916185077998,16.454916185077998,16.454916185077998,16.454916185077998]
["10% PoE","N","CR",null,"MVA",{"$f":"F148","v":12},12,12,12,17,17,17,17,17,17,17,17,17,17,17,17,17,17,17,17,17,17,17,17,17,17,17]
["10% PoE","N-1","CR",null,"MVA",12,12,12,12,17,17,17,17,17,17,17,17,17,17,17,17,17,17,17,17,17,17,17,17,17,17,17]
["10% LAR","N",null,null,"Ratio Rating/Load",{"$f":"IF(F154=0,100,TRUNC(F155/F154,5))","v":1.0436099999999999},0.98653000000000002,0.93294999999999995,0.89737,1.23244,1.1949700000000001,1.16856,1.1407400000000001,1.1045799999999999,1.07064,1.0472300000000001,1.03312,1.03312,1.03312,1.03312,1.03312,1.03312,1.03312,1.03312,1.03312,1.03312,1.03312,1.03312,1.03312,1.03312,1.03312,1.03312]
["10% LAR","N-1",null,null,"Ratio Rating/Load",{"$f":"IF(F154=0,100,TRUNC(F156/F154,5))","v":1.0436099999999999},0.98653000000000002,0.93294999999999995,0.89737,1.23244,1.1949700000000001,1.16856,1.1407400000000001,1.1045799999999999,1.07064,1.0472300000000001,1.03312,1.03312,1.03312,1.03312,1.03312,1.03312,1.03312,1.03312,1.03312,1.03312,1.03312,1.03312,1.03312,1.03312,1.03312,1.03312]
["50% PoE","N",null,null,"EatR, MWhrs",{"$f":"IF(F150<1,F144*((SUMPRODUCT(('EaR DDL023'!$A$200:$A$20063)*('EaR DDL023'!$A$200:$A$20063>F150)))-F150*MATCH(F150,'EaR DDL023'!$A$200:$A$20063,-1)),0)","v":0},{"$f":"IF(G150<1,G144*((SUMPRODUCT(('EaR DDL023'!$A$200:$A$20063)*('EaR DDL023'!$A$200:$A$20063>G150)))-G150*MATCH(G150,'EaR DDL023'!$A$200:$A$20063,-1)),0)","v":0},{"$f":"IF(H150<1,H144*((SUMPRODUCT(('EaR DDL023'!$A$200:$A$20063)*('EaR DDL023'!$A$200:$A$20063>H150)))-H150*MATCH(H150,'EaR DDL023'!$A$200:$A$20063,-1)),0)","v":0},{"$f":"IF(I150<1,I144*((SUMPRODUCT(('EaR DDL023'!$A$200:$A$20063)*('EaR DDL023'!$A$200:$A$20063>I150)))-I150*MATCH(I150,'EaR DDL023'!$A$200:$A$20063,-1)),0)","v":7.8148802719116714E-2},{"$f":"IF(J150<1,J144*((SUMPRODUCT(('EaR DDL023'!$A$200:$A$20063)*('EaR DDL023'!$A$200:$A$20063>J150)))-J150*MATCH(J150,'EaR DDL023'!$A$200:$A$20063,-1)),0)","v":0},{"$f":"IF(K150<1,K144*((SUMPRODUCT(('EaR DDL023'!$A$200:$A$20063)*('EaR DDL023'!$A$200:$A$20063>K150)))-K150*MATCH(K150,'EaR DDL023'!$A$200:$A$20063,-1)),0)","v":0},{"$f":"IF(L150<1,L144*((SUMPRODUCT(('EaR DDL023'!$A$200:$A$20063)*('EaR DDL023'!$A$200:$A$20063>L150)))-L150*MATCH(L150,'EaR DDL023'!$A$200:$A$20063,-1)),0)","v":0},{"$f":"IF(M150<1,M144*((SUMPRODUCT(('EaR DDL023'!$A$200:$A$20063)*('EaR DDL023'!$A$200:$A$20063>M150)))-M150*MATCH(M150,'EaR DDL023'!$A$200:$A$20063,-1)),0)","v":0},{"$f":"IF(N150<1,N144*((SUMPRODUCT(('EaR DDL023'!$A$200:$A$20063)*('EaR DDL023'!$A$200:$A$20063>N150)))-N150*MATCH(N150,'EaR DDL023'!$A$200:$A$20063,-1)),0)","v":0},{"$f":"IF(O150<1,O144*((SUMPRODUCT(('EaR DDL023'!$A$200:$A$20063)*('EaR DDL023'!$A$200:$A$20063>O150)))-O150*MATCH(O150,'EaR DDL023'!$A$200:$A$20063,-1)),0)","v":0},{"$f":"IF(P150<1,P144*((SUMPRODUCT(('EaR DDL023'!$A$200:$A$20063)*('EaR DDL023'!$A$200:$A$20063>P150)))-P150*MATCH(P150,'EaR DDL023'!$A$200:$A$20063,-1)),0)","v":0},{"$f":"IF(Q150<1,Q144*((SUMPRODUCT(('EaR DDL023'!$A$200:$A$20063)*('EaR DDL023'!$A$200:$A$20063>Q150)))-Q150*MATCH(Q150,'EaR DDL023'!$A$200:$A$20063,-1)),0)","v":0},{"$f":"IF(R150<1,R144*((SUMPRODUCT(('EaR DDL023'!$A$200:$A$20063)*('EaR DDL023'!$A$200:$A$20063>R150)))-R150*MATCH(R150,'EaR DDL023'!$A$200:$A$20063,-1)),0)","v":0},{"$f":"IF(S150<1,S144*((SUMPRODUCT(('EaR DDL023'!$A$200:$A$20063)*('EaR DDL023'!$A$200:$A$20063>S150)))-S150*MATCH(S150,'EaR DDL023'!$A$200:$A$20063,-1)),0)","v":0},{"$f":"IF(T150<1,T144*((SUMPRODUCT(('EaR DDL023'!$A$200:$A$20063)*('EaR DDL023'!$A$200:$A$20063>T150)))-T150*MATCH(T150,'EaR DDL023'!$A$200:$A$20063,-1)),0)","v":0},{"$f":"IF(U150<1,U144*((SUMPRODUCT(('EaR DDL023'!$A$200:$A$20063)*('EaR DDL023'!$A$200:$A$20063>U150)))-U150*MATCH(U150,'EaR DDL023'!$A$200:$A$20063,-1)),0)","v":0},{"$f":"IF(V150<1,V144*((SUMPRODUCT(('EaR DDL023'!$A$200:$A$20063)*('EaR DDL023'!$A$200:$A$20063>V150)))-V150*MATCH(V150,'EaR DDL023'!$A$200:$A$20063,-1)),0)","v":0},{"$f":"IF(W150<1,W144*((SUMPRODUCT(('EaR DDL023'!$A$200:$A$20063)*('EaR DDL023'!$A$200:$A$20063>W150)))-W150*MATCH(W150,'EaR DDL023'!$A$200:$A$20063,-1)),0)","v":0},{"$f":"IF(X150<1,X144*((SUMPRODUCT(('EaR DDL023'!$A$200:$A$20063)*('EaR DDL023'!$A$200:$A$20063>X150)))-X150*MATCH(X150,'EaR DDL023'!$A$200:$A$20063,-1)),0)","v":0},{"$f":"IF(Y150<1,Y144*((SUMPRODUCT(('EaR DDL023'!$A$200:$A$20063)*('EaR DDL023'!$A$200:$A$20063>Y150)))-Y150*MATCH(Y150,'EaR DDL023'!$A$200:$A$20063,-1)),0)","v":0},{"$f":"IF(Z150<1,Z144*((SUMPRODUCT(('EaR DDL023'!$A$200:$A$20063)*('EaR DDL023'!$A$200:$A$20063>Z150)))-Z150*MATCH(Z150,'EaR DDL023'!$A$200:$A$20063,-1)),0)","v":0},{"$f":"IF(AA150<1,AA144*((SUMPRODUCT(('EaR DDL023'!$A$200:$A$20063)*('EaR DDL023'!$A$200:$A$20063>AA150)))-AA150*MATCH(AA150,'EaR DDL023'!$A$200:$A$20063,-1)),0)","v":0},{"$f":"IF(AB150<1,AB144*((SUMPRODUCT(('EaR DDL023'!$A$200:$A$20063)*('EaR DDL023'!$A$200:$A$20063>AB150)))-AB150*MATCH(AB150,'EaR DDL023'!$A$200:$A$20063,-1)),0)","v":0},{"$f":"IF(AC150<1,AC144*((SUMPRODUCT(('EaR DDL023'!$A$200:$A$20063)*('EaR DDL023'!$A$200:$A$20063>AC150)))-AC150*MATCH(AC150,'EaR DDL023'!$A$200:$A$20063,-1)),0)","v":0},{"$f":"IF(AD150<1,AD144*((SUMPRODUCT(('EaR DDL023'!$A$200:$A$20063)*('EaR DDL023'!$A$200:$A$20063>AD150)))-AD150*MATCH(AD150,'EaR DDL023'!$A$200:$A$20063,-1)),0)","v":0},{"$f":"IF(AE150<1,AE144*((SUMPRODUCT(('EaR DDL023'!$A$200:$A$20063)*('EaR DDL023'!$A$200:$A$20063>AE150)))-AE150*MATCH(AE150,'EaR DDL023'!$A$200:$A$20063,-1)),0)","v":0},{"$f":"IF(AF150<1,AF144*((SUMPRODUCT(('EaR DDL023'!$A$200:$A$20063)*('EaR DDL023'!$A$200:$A$20063>AF150)))-AF150*MATCH(AF150,'EaR DDL023'!$A$200:$A$20063,-1)),0)","v":0}]
["50% PoE","N-1",null,null,"EatR, MWhrs",{"$f":"IF(F151<1,IF(F151=0,F142*SUMPRODUCT(('EaR DDL023'!$A$200:$A$20063)*('EaR DDL023'!$A$200:$A$20063>F151)),F144*(SUMPRODUCT(('EaR DDL023'!$A$200:$A$20063)*('EaR DDL023'!$A$200:$A$20063>F151))-F151*MATCH(F151,'EaR DDL023'!$A$200:$A$20063,-1)))-F159,0)","v":0},{"$f":"IF(G151<1,IF(G151=0,G142*SUMPRODUCT(('EaR DDL023'!$A$200:$A$20063)*('EaR DDL023'!$A$200:$A$20063>G151)),G144*(SUMPRODUCT(('EaR DDL023'!$A$200:$A$20063)*('EaR DDL023'!$A$200:$A$20063>G151))-G151*MATCH(G151,'EaR DDL023'!$A$200:$A$20063,-1)))-G159,0)","v":0},{"$f":"IF(H151<1,IF(H151=0,H142*SUMPRODUCT(('EaR DDL023'!$A$200:$A$20063)*('EaR DDL023'!$A$200:$A$20063>H151)),H144*(SUMPRODUCT(('EaR DDL023'!$A$200:$A$20063)*('EaR DDL023'!$A$200:$A$20063>H151))-H151*MATCH(H151,'EaR DDL023'!$A$200:$A$20063,-1)))-H159,0)","v":0},{"$f":"IF(I151<1,IF(I151=0,I142*SUMPRODUCT(('EaR DDL023'!$A$200:$A$20063)*('EaR DDL023'!$A$200:$A$20063>I151)),I144*(SUMPRODUCT(('EaR DDL023'!$A$200:$A$20063)*('EaR DDL023'!$A$200:$A$20063>I151))-I151*MATCH(I151,'EaR DDL023'!$A$200:$A$20063,-1)))-I159,0)","v":0},{"$f":"IF(J151<1,IF(J151=0,J142*SUMPRODUCT(('EaR DDL023'!$A$200:$A$20063)*('EaR DDL023'!$A$200:$A$20063>J151)),J144*(SUMPRODUCT(('EaR DDL023'!$A$200:$A$20063)*('EaR DDL023'!$A$200:$A$20063>J151))-J151*MATCH(J151,'EaR DDL023'!$A$200:$A$20063,-1)))-J159,0)","v":0},{"$f":"IF(K151<1,IF(K151=0,K142*SUMPRODUCT(('EaR DDL023'!$A$200:$A$20063)*('EaR DDL023'!$A$200:$A$20063>K151)),K144*(SUMPRODUCT(('EaR DDL023'!$A$200:$A$20063)*('EaR DDL023'!$A$200:$A$20063>K151))-K151*MATCH(K151,'EaR DDL023'!$A$200:$A$20063,-1)))-K159,0)","v":0},{"$f":"IF(L151<1,IF(L151=0,L142*SUMPRODUCT(('EaR DDL023'!$A$200:$A$20063)*('EaR DDL023'!$A$200:$A$20063>L151)),L144*(SUMPRODUCT(('EaR DDL023'!$A$200:$A$20063)*('EaR DDL023'!$A$200:$A$20063>L151))-L151*MATCH(L151,'EaR DDL023'!$A$200:$A$20063,-1)))-L159,0)","v":0},{"$f":"IF(M151<1,IF(M151=0,M142*SUMPRODUCT(('EaR DDL023'!$A$200:$A$20063)*('EaR DDL023'!$A$200:$A$20063>M151)),M144*(SUMPRODUCT(('EaR DDL023'!$A$200:$A$20063)*('EaR DDL023'!$A$200:$A$20063>M151))-M151*MATCH(M151,'EaR DDL023'!$A$200:$A$20063,-1)))-M159,0)","v":0},{"$f":"IF(N151<1,IF(N151=0,N142*SUMPRODUCT(('EaR DDL023'!$A$200:$A$20063)*('EaR DDL023'!$A$200:$A$20063>N151)),N144*(SUMPRODUCT(('EaR DDL023'!$A$200:$A$20063)*('EaR DDL023'!$A$200:$A$20063>N151))-N151*MATCH(N151,'EaR DDL023'!$A$200:$A$20063,-1)))-N159,0)","v":0},{"$f":"IF(O151<1,IF(O151=0,O142*SUMPRODUCT(('EaR DDL023'!$A$200:$A$20063)*('EaR DDL023'!$A$200:$A$20063>O151)),O144*(SUMPRODUCT(('EaR DDL023'!$A$200:$A$20063)*('EaR DDL023'!$A$200:$A$20063>O151))-O151*MATCH(O151,'EaR DDL023'!$A$200:$A$20063,-1)))-O159,0)","v":0},{"$f":"IF(P151<1,IF(P151=0,P142*SUMPRODUCT(('EaR DDL023'!$A$200:$A$20063)*('EaR DDL023'!$A$200:$A$20063>P151)),P144*(SUMPRODUCT(('EaR DDL023'!$A$200:$A$20063)*('EaR DDL023'!$A$200:$A$20063>P151))-P151*MATCH(P151,'EaR DDL023'!$A$200:$A$20063,-1)))-P159,0)","v":0},{"$f":"IF(Q151<1,IF(Q151=0,Q142*SUMPRODUCT(('EaR DDL023'!$A$200:$A$20063)*('EaR DDL023'!$A$200:$A$20063>Q151)),Q144*(SUMPRODUCT(('EaR DDL023'!$A$200:$A$20063)*('EaR DDL023'!$A$200:$A$20063>Q151))-Q151*MATCH(Q151,'EaR DDL023'!$A$200:$A$20063,-1)))-Q159,0)","v":0},{"$f":"IF(R151<1,IF(R151=0,R142*SUMPRODUCT(('EaR DDL023'!$A$200:$A$20063)*('EaR DDL023'!$A$200:$A$20063>R151)),R144*(SUMPRODUCT(('EaR DDL023'!$A$200:$A$20063)*('EaR DDL023'!$A$200:$A$20063>R151))-R151*MATCH(R151,'EaR DDL023'!$A$200:$A$20063,-1)))-R159,0)","v":0},{"$f":"IF(S151<1,IF(S151=0,S142*SUMPRODUCT(('EaR DDL023'!$A$200:$A$20063)*('EaR DDL023'!$A$200:$A$20063>S151)),S144*(SUMPRODUCT(('EaR DDL023'!$A$200:$A$20063)*('EaR DDL023'!$A$200:$A$20063>S151))-S151*MATCH(S151,'EaR DDL023'!$A$200:$A$20063,-1)))-S159,0)","v":0},{"$f":"IF(T151<1,IF(T151=0,T142*SUMPRODUCT(('EaR DDL023'!$A$200:$A$20063)*('EaR DDL023'!$A$200:$A$20063>T151)),T144*(SUMPRODUCT(('EaR DDL023'!$A$200:$A$20063)*('EaR DDL023'!$A$200:$A$20063>T151))-T151*MATCH(T151,'EaR DDL023'!$A$200:$A$20063,-1)))-T159,0)","v":0},{"$f":"IF(U151<1,IF(U151=0,U142*SUMPRODUCT(('EaR DDL023'!$A$200:$A$20063)*('EaR DDL023'!$A$200:$A$20063>U151)),U144*(SUMPRODUCT(('EaR DDL023'!$A$200:$A$20063)*('EaR DDL023'!$A$200:$A$20063>U151))-U151*MATCH(U151,'EaR DDL023'!$A$200:$A$20063,-1)))-U159,0)","v":0},{"$f":"IF(V151<1,IF(V151=0,V142*SUMPRODUCT(('EaR DDL023'!$A$200:$A$20063)*('EaR DDL023'!$A$200:$A$20063>V151)),V144*(SUMPRODUCT(('EaR DDL023'!$A$200:$A$20063)*('EaR DDL023'!$A$200:$A$20063>V151))-V151*MATCH(V151,'EaR DDL023'!$A$200:$A$20063,-1)))-V159,0)","v":0},{"$f":"IF(W151<1,IF(W151=0,W142*SUMPRODUCT(('EaR DDL023'!$A$200:$A$20063)*('EaR DDL023'!$A$200:$A$20063>W151)),W144*(SUMPRODUCT(('EaR DDL023'!$A$200:$A$20063)*('EaR DDL023'!$A$200:$A$20063>W151))-W151*MATCH(W151,'EaR DDL023'!$A$200:$A$20063,-1)))-W159,0)","v":0},{"$f":"IF(X151<1,IF(X151=0,X142*SUMPRODUCT(('EaR DDL023'!$A$200:$A$20063)*('EaR DDL023'!$A$200:$A$20063>X151)),X144*(SUMPRODUCT(('EaR DDL023'!$A$200:$A$20063)*('EaR DDL023'!$A$200:$A$20063>X151))-X151*MATCH(X151,'EaR DDL023'!$A$200:$A$20063,-1)))-X159,0)","v":0},{"$f":"IF(Y151<1,IF(Y151=0,Y142*SUMPRODUCT(('EaR DDL023'!$A$200:$A$20063)*('EaR DDL023'!$A$200:$A$20063>Y151)),Y144*(SUMPRODUCT(('EaR DDL023'!$A$200:$A$20063)*('EaR DDL023'!$A$200:$A$20063>Y151))-Y151*MATCH(Y151,'EaR DDL023'!$A$200:$A$20063,-1)))-Y159,0)","v":0},{"$f":"IF(Z151<1,IF(Z151=0,Z142*SUMPRODUCT(('EaR DDL023'!$A$200:$A$20063)*('EaR DDL023'!$A$200:$A$20063>Z151)),Z144*(SUMPRODUCT(('EaR DDL023'!$A$200:$A$20063)*('EaR DDL023'!$A$200:$A$20063>Z151))-Z151*MATCH(Z151,'EaR DDL023'!$A$200:$A$20063,-1)))-Z159,0)","v":0},{"$f":"IF(AA151<1,IF(AA151=0,AA142*SUMPRODUCT(('EaR DDL023'!$A$200:$A$20063)*('EaR DDL023'!$A$200:$A$20063>AA151)),AA144*(SUMPRODUCT(('EaR DDL023'!$A$200:$A$20063)*('EaR DDL023'!$A$200:$A$20063>AA151))-AA151*MATCH(AA151,'EaR DDL023'!$A$200:$A$20063,-1)))-AA159,0)","v":0},{"$f":"IF(AB151<1,IF(AB151=0,AB142*SUMPRODUCT(('EaR DDL023'!$A$200:$A$20063)*('EaR DDL023'!$A$200:$A$20063>AB151)),AB144*(SUMPRODUCT(('EaR DDL023'!$A$200:$A$20063)*('EaR DDL023'!$A$200:$A$20063>AB151))-AB151*MATCH(AB151,'EaR DDL023'!$A$200:$A$20063,-1)))-AB159,0)","v":0},{"$f":"IF(AC151<1,IF(AC151=0,AC142*SUMPRODUCT(('EaR DDL023'!$A$200:$A$20063)*('EaR DDL023'!$A$200:$A$20063>AC151)),AC144*(SUMPRODUCT(('EaR DDL023'!$A$200:$A$20063)*('EaR DDL023'!$A$200:$A$20063>AC151))-AC151*MATCH(AC151,'EaR DDL023'!$A$200:$A$20063,-1)))-AC159,0)","v":0},{"$f":"IF(AD151<1,IF(AD151=0,AD142*SUMPRODUCT(('EaR DDL023'!$A$200:$A$20063)*('EaR DDL023'!$A$200:$A$20063>AD151)),AD144*(SUMPRODUCT(('EaR DDL023'!$A$200:$A$20063)*('EaR DDL023'!$A$200:$A$20063>AD151))-AD151*MATCH(AD151,'EaR DDL023'!$A$200:$A$20063,-1)))-AD159,0)","v":0},{"$f":"IF(AE151<1,IF(AE151=0,AE142*SUMPRODUCT(('EaR DDL023'!$A$200:$A$20063)*('EaR DDL023'!$A$200:$A$20063>AE151)),AE144*(SUMPRODUCT(('EaR DDL023'!$A$200:$A$20063)*('EaR DDL023'!$A$200:$A$20063>AE151))-AE151*MATCH(AE151,'EaR DDL023'!$A$200:$A$20063,-1)))-AE159,0)","v":0},{"$f":"IF(AF151<1,IF(AF151=0,AF142*SUMPRODUCT(('EaR DDL023'!$A$200:$A$20063)*('EaR DDL023'!$A$200:$A$20063>AF151)),AF144*(SUMPRODUCT(('EaR DDL023'!$A$200:$A$20063)*('EaR DDL023'!$A$200:$A$20063>AF151))-AF151*MATCH(AF151,'EaR DDL023'!$A$200:$A$20063,-1)))-AF159,0)","v":0}]
["10% LAR","N",null,null,"EatR, MWhrs",{"$f":"IF(F157<1,F144*$C$154*((SUMPRODUCT(('EaR DDL023'!$A$200:$A$20063)*('EaR DDL023'!$A$200:$A$20063>F157)))-F157*MATCH(F157,'EaR DDL023'!$A$200:$A$20063,-1)),0)","v":0},{"$f":"IF(G157<1,G144*$C$154*((SUMPRODUCT(('EaR DDL023'!$A$200:$A$20063)*('EaR DDL023'!$A$200:$A$20063>G157)))-G157*MATCH(G157,'EaR DDL023'!$A$200:$A$20063,-1)),0)","v":0.16359910651017262},{"$f":"IF(H157<1,H144*$C$154*((SUMPRODUCT(('EaR DDL023'!$A$200:$A$20063)*('EaR DDL023'!$A$200:$A$20063>H157)))-H157*MATCH(H157,'EaR DDL023'!$A$200:$A$20063,-1)),0)","v":2.7053822393180229},{"$f":"IF(I157<1,I144*$C$154*((SUMPRODUCT(('EaR DDL023'!$A$200:$A$20063)*('EaR DDL023'!$A$200:$A$20063>I157)))-I157*MATCH(I157,'EaR DDL023'!$A$200:$A$20063,-1)),0)","v":7.5289603175566109},{"$f":"IF(J157<1,J144*$C$154*((SUMPRODUCT(('EaR DDL023'!$A$200:$A$20063)*('EaR DDL023'!$A$200:$A$20063>J157)))-J157*MATCH(J157,'EaR DDL023'!$A$200:$A$20063,-1)),0)","v":0},{"$f":"IF(K157<1,K144*$C$154*((SUMPRODUCT(('EaR DDL023'!$A$200:$A$20063)*('EaR DDL023'!$A$200:$A$20063>K157)))-K157*MATCH(K157,'EaR DDL023'!$A$200:$A$20063,-1)),0)","v":0},{"$f":"IF(L157<1,L144*$C$154*((SUMPRODUCT(('EaR DDL023'!$A$200:$A$20063)*('EaR DDL023'!$A$200:$A$20063>L157)))-L157*MATCH(L157,'EaR DDL023'!$A$200:$A$20063,-1)),0)","v":0},{"$f":"IF(M157<1,M144*$C$154*((SUMPRODUCT(('EaR DDL023'!$A$200:$A$20063)*('EaR DDL023'!$A$200:$A$20063>M157)))-M157*MATCH(M157,'EaR DDL023'!$A$200:$A$20063,-1)),0)","v":0},{"$f":"IF(N157<1,N144*$C$154*((SUMPRODUCT(('EaR DDL023'!$A$200:$A$20063)*('EaR DDL023'!$A$200:$A$20063>N157)))-N157*MATCH(N157,'EaR DDL023'!$A$200:$A$20063,-1)),0)","v":0},{"$f":"IF(O157<1,O144*$C$154*((SUMPRODUCT(('EaR DDL023'!$A$200:$A$20063)*('EaR DDL023'!$A$200:$A$20063>O157)))-O157*MATCH(O157,'EaR DDL023'!$A$200:$A$20063,-1)),0)","v":0},{"$f":"IF(P157<1,P144*$C$154*((SUMPRODUCT(('EaR DDL023'!$A$200:$A$20063)*('EaR DDL023'!$A$200:$A$20063>P157)))-P157*MATCH(P157,'EaR DDL023'!$A$200:$A$20063,-1)),0)","v":0},{"$f":"IF(Q157<1,Q144*$C$154*((SUMPRODUCT(('EaR DDL023'!$A$200:$A$20063)*('EaR DDL023'!$A$200:$A$20063>Q157)))-Q157*MATCH(Q157,'EaR DDL023'!$A$200:$A$20063,-1)),0)","v":0},{"$f":"IF(R157<1,R144*$C$154*((SUMPRODUCT(('EaR DDL023'!$A$200:$A$20063)*('EaR DDL023'!$A$200:$A$20063>R157)))-R157*MATCH(R157,'EaR DDL023'!$A$200:$A$20063,-1)),0)","v":0},{"$f":"IF(S157<1,S144*$C$154*((SUMPRODUCT(('EaR DDL023'!$A$200:$A$20063)*('EaR DDL023'!$A$200:$A$20063>S157)))-S157*MATCH(S157,'EaR DDL023'!$A$200:$A$20063,-1)),0)","v":0},{"$f":"IF(T157<1,T144*$C$154*((SUMPRODUCT(('EaR DDL023'!$A$200:$A$20063)*('EaR DDL023'!$A$200:$A$20063>T157)))-T157*MATCH(T157,'EaR DDL023'!$A$200:$A$20063,-1)),0)","v":0},{"$f":"IF(U157<1,U144*$C$154*((SUMPRODUCT(('EaR DDL023'!$A$200:$A$20063)*('EaR DDL023'!$A$200:$A$20063>U157)))-U157*MATCH(U157,'EaR DDL023'!$A$200:$A$20063,-1)),0)","v":0},{"$f":"IF(V157<1,V144*$C$154*((SUMPRODUCT(('EaR DDL023'!$A$200:$A$20063)*('EaR DDL023'!$A$200:$A$20063>V157)))-V157*MATCH(V157,'EaR DDL023'!$A$200:$A$20063,-1)),0)","v":0},{"$f":"IF(W157<1,W144*$C$154*((SUMPRODUCT(('EaR DDL023'!$A$200:$A$20063)*('EaR DDL023'!$A$200:$A$20063>W157)))-W157*MATCH(W157,'EaR DDL023'!$A$200:$A$20063,-1)),0)","v":0},{"$f":"IF(X157<1,X144*$C$154*((SUMPRODUCT(('EaR DDL023'!$A$200:$A$20063)*('EaR DDL023'!$A$200:$A$20063>X157)))-X157*MATCH(X157,'EaR DDL023'!$A$200:$A$20063,-1)),0)","v":0},{"$f":"IF(Y157<1,Y144*$C$154*((SUMPRODUCT(('EaR DDL023'!$A$200:$A$20063)*('EaR DDL023'!$A$200:$A$20063>Y157)))-Y157*MATCH(Y157,'EaR DDL023'!$A$200:$A$20063,-1)),0)","v":0},{"$f":"IF(Z157<1,Z144*$C$154*((SUMPRODUCT(('EaR DDL023'!$A$200:$A$20063)*('EaR DDL023'!$A$200:$A$20063>Z157)))-Z157*MATCH(Z157,'EaR DDL023'!$A$200:$A$20063,-1)),0)","v":0},{"$f":"IF(AA157<1,AA144*$C$154*((SUMPRODUCT(('EaR DDL023'!$A$200:$A$20063)*('EaR DDL023'!$A$200:$A$20063>AA157)))-AA157*MATCH(AA157,'EaR DDL023'!$A$200:$A$20063,-1)),0)","v":0},{"$f":"IF(AB157<1,AB144*$C$154*((SUMPRODUCT(('EaR DDL023'!$A$200:$A$20063)*('EaR DDL023'!$A$200:$A$20063>AB157)))-AB157*MATCH(AB157,'EaR DDL023'!$A$200:$A$20063,-1)),0)","v":0},{"$f":"IF(AC157<1,AC144*$C$154*((SUMPRODUCT(('EaR DDL023'!$A$200:$A$20063)*('EaR DDL023'!$A$200:$A$20063>AC157)))-AC157*MATCH(AC157,'EaR DDL023'!$A$200:$A$20063,-1)),0)","v":0},{"$f":"IF(AD157<1,AD144*$C$154*((SUMPRODUCT(('EaR DDL023'!$A$200:$A$20063)*('EaR DDL023'!$A$200:$A$20063>AD157)))-AD157*MATCH(AD157,'EaR DDL023'!$A$200:$A$20063,-1)),0)","v":0},{"$f":"IF(AE157<1,AE144*$C$154*((SUMPRODUCT(('EaR DDL023'!$A$200:$A$20063)*('EaR DDL023'!$A$200:$A$20063>AE157)))-AE157*MATCH(AE157,'EaR DDL023'!$A$200:$A$20063,-1)),0)","v":0},{"$f":"IF(AF157<1,AF144*$C$154*((SUMPRODUCT(('EaR DDL023'!$A$200:$A$20063)*('EaR DDL023'!$A$200:$A$20063>AF157)))-AF157*MATCH(AF157,'EaR DDL023'!$A$200:$A$20063,-1)),0)","v":0}]
["10% LAR","N-1",null,null,"EatR, MWhrs",{"$f":"IF(F158<1,IF(F158=0,F144*$C$154*SUMPRODUCT(('EaR DDL023'!$A$200:$A$20063)*('EaR DDL023'!$A$200:$A$20063>F158)),F146*$C$154*(SUMPRODUCT(('EaR DDL023'!$A$200:$A$20063)*('EaR DDL023'!$A$200:$A$20063>F158))-F158*MATCH(F158,'EaR DDL023'!$A$200:$A$20063,-1)))-F161,0)","v":0},{"$f":"IF(G158<1,IF(G158=0,G144*$C$154*SUMPRODUCT(('EaR DDL023'!$A$200:$A$20063)*('EaR DDL023'!$A$200:$A$20063>G158)),G146*$C$154*(SUMPRODUCT(('EaR DDL023'!$A$200:$A$20063)*('EaR DDL023'!$A$200:$A$20063>G158))-G158*MATCH(G158,'EaR DDL023'!$A$200:$A$20063,-1)))-G161,0)","v":2.469537120656784E-4},{"$f":"IF(H158<1,IF(H158=0,H144*$C$154*SUMPRODUCT(('EaR DDL023'!$A$200:$A$20063)*('EaR DDL023'!$A$200:$A$20063>H158)),H146*$C$154*(SUMPRODUCT(('EaR DDL023'!$A$200:$A$20063)*('EaR DDL023'!$A$200:$A$20063>H158))-H158*MATCH(H158,'EaR DDL023'!$A$200:$A$20063,-1)))-H161,0)","v":4.083788724815296E-3},{"$f":"IF(I158<1,IF(I158=0,I144*$C$154*SUMPRODUCT(('EaR DDL023'!$A$200:$A$20063)*('EaR DDL023'!$A$200:$A$20063>I158)),I146*$C$154*(SUMPRODUCT(('EaR DDL023'!$A$200:$A$20063)*('EaR DDL023'!$A$200:$A$20063>I158))-I158*MATCH(I158,'EaR DDL023'!$A$200:$A$20063,-1)))-I161,0)","v":1.1365005213521684E-2},{"$f":"IF(J158<1,IF(J158=0,J144*$C$154*SUMPRODUCT(('EaR DDL023'!$A$200:$A$20063)*('EaR DDL023'!$A$200:$A$20063>J158)),J146*$C$154*(SUMPRODUCT(('EaR DDL023'!$A$200:$A$20063)*('EaR DDL023'!$A$200:$A$20063>J158))-J158*MATCH(J158,'EaR DDL023'!$A$200:$A$20063,-1)))-J161,0)","v":0},{"$f":"IF(K158<1,IF(K158=0,K144*$C$154*SUMPRODUCT(('EaR DDL023'!$A$200:$A$20063)*('EaR DDL023'!$A$200:$A$20063>K158)),K146*$C$154*(SUMPRODUCT(('EaR DDL023'!$A$200:$A$20063)*('EaR DDL023'!$A$200:$A$20063>K158))-K158*MATCH(K158,'EaR DDL023'!$A$200:$A$20063,-1)))-K161,0)","v":0},{"$f":"IF(L158<1,IF(L158=0,L144*$C$154*SUMPRODUCT(('EaR DDL023'!$A$200:$A$20063)*('EaR DDL023'!$A$200:$A$20063>L158)),L146*$C$154*(SUMPRODUCT(('EaR DDL023'!$A$200:$A$20063)*('EaR DDL023'!$A$200:$A$20063>L158))-L158*MATCH(L158,'EaR DDL023'!$A$200:$A$20063,-1)))-L161,0)","v":0},{"$f":"IF(M158<1,IF(M158=0,M144*$C$154*SUMPRODUCT(('EaR DDL023'!$A$200:$A$20063)*('EaR DDL023'!$A$200:$A$20063>M158)),M146*$C$154*(SUMPRODUCT(('EaR DDL023'!$A$200:$A$20063)*('EaR DDL023'!$A$200:$A$20063>M158))-M158*MATCH(M158,'EaR DDL023'!$A$200:$A$20063,-1)))-M161,0)","v":0},{"$f":"IF(N158<1,IF(N158=0,N144*$C$154*SUMPRODUCT(('EaR DDL023'!$A$200:$A$20063)*('EaR DDL023'!$A$200:$A$20063>N158)),N146*$C$154*(SUMPRODUCT(('EaR DDL023'!$A$200:$A$20063)*('EaR DDL023'!$A$200:$A$20063>N158))-N158*MATCH(N158,'EaR DDL023'!$A$200:$A$20063,-1)))-N161,0)","v":0},{"$f":"IF(O158<1,IF(O158=0,O144*$C$154*SUMPRODUCT(('EaR DDL023'!$A$200:$A$20063)*('EaR DDL023'!$A$200:$A$20063>O158)),O146*$C$154*(SUMPRODUCT(('EaR DDL023'!$A$200:$A$20063)*('EaR DDL023'!$A$200:$A$20063>O158))-O158*MATCH(O158,'EaR DDL023'!$A$200:$A$20063,-1)))-O161,0)","v":0},{"$f":"IF(P158<1,IF(P158=0,P144*$C$154*SUMPRODUCT(('EaR DDL023'!$A$200:$A$20063)*('EaR DDL023'!$A$200:$A$20063>P158)),P146*$C$154*(SUMPRODUCT(('EaR DDL023'!$A$200:$A$20063)*('EaR DDL023'!$A$200:$A$20063>P158))-P158*MATCH(P158,'EaR DDL023'!$A$200:$A$20063,-1)))-P161,0)","v":0},{"$f":"IF(Q158<1,IF(Q158=0,Q144*$C$154*SUMPRODUCT(('EaR DDL023'!$A$200:$A$20063)*('EaR DDL023'!$A$200:$A$20063>Q158)),Q146*$C$154*(SUMPRODUCT(('EaR DDL023'!$A$200:$A$20063)*('EaR DDL023'!$A$200:$A$20063>Q158))-Q158*MATCH(Q158,'EaR DDL023'!$A$200:$A$20063,-1)))-Q161,0)","v":0},{"$f":"IF(R158<1,IF(R158=0,R144*$C$154*SUMPRODUCT(('EaR DDL023'!$A$200:$A$20063)*('EaR DDL023'!$A$200:$A$20063>R158)),R146*$C$154*(SUMPRODUCT(('EaR DDL023'!$A$200:$A$20063)*('EaR DDL023'!$A$200:$A$20063>R158))-R158*MATCH(R158,'EaR DDL023'!$A$200:$A$20063,-1)))-R161,0)","v":0},{"$f":"IF(S158<1,IF(S158=0,S144*$C$154*SUMPRODUCT(('EaR DDL023'!$A$200:$A$20063)*('EaR DDL023'!$A$200:$A$20063>S158)),S146*$C$154*(SUMPRODUCT(('EaR DDL023'!$A$200:$A$20063)*('EaR DDL023'!$A$200:$A$20063>S158))-S158*MATCH(S158,'EaR DDL023'!$A$200:$A$20063,-1)))-S161,0)","v":0},{"$f":"IF(T158<1,IF(T158=0,T144*$C$154*SUMPRODUCT(('EaR DDL023'!$A$200:$A$20063)*('EaR DDL023'!$A$200:$A$20063>T158)),T146*$C$154*(SUMPRODUCT(('EaR DDL023'!$A$200:$A$20063)*('EaR DDL023'!$A$200:$A$20063>T158))-T158*MATCH(T158,'EaR DDL023'!$A$200:$A$20063,-1)))-T161,0)","v":0},{"$f":"IF(U158<1,IF(U158=0,U144*$C$154*SUMPRODUCT(('EaR DDL023'!$A$200:$A$20063)*('EaR DDL023'!$A$200:$A$20063>U158)),U146*$C$154*(SUMPRODUCT(('EaR DDL023'!$A$200:$A$20063)*('EaR DDL023'!$A$200:$A$20063>U158))-U158*MATCH(U158,'EaR DDL023'!$A$200:$A$20063,-1)))-U161,0)","v":0},{"$f":"IF(V158<1,IF(V158=0,V144*$C$154*SUMPRODUCT(('EaR DDL023'!$A$200:$A$20063)*('EaR DDL023'!$A$200:$A$20063>V158)),V146*$C$154*(SUMPRODUCT(('EaR DDL023'!$A$200:$A$20063)*('EaR DDL023'!$A$200:$A$20063>V158))-V158*MATCH(V158,'EaR DDL023'!$A$200:$A$20063,-1)))-V161,0)","v":0},{"$f":"IF(W158<1,IF(W158=0,W144*$C$154*SUMPRODUCT(('EaR DDL023'!$A$200:$A$20063)*('EaR DDL023'!$A$200:$A$20063>W158)),W146*$C$154*(SUMPRODUCT(('EaR DDL023'!$A$200:$A$20063)*('EaR DDL023'!$A$200:$A$20063>W158))-W158*MATCH(W158,'EaR DDL023'!$A$200:$A$20063,-1)))-W161,0)","v":0},{"$f":"IF(X158<1,IF(X158=0,X144*$C$154*SUMPRODUCT(('EaR DDL023'!$A$200:$A$20063)*('EaR DDL023'!$A$200:$A$20063>X158)),X146*$C$154*(SUMPRODUCT(('EaR DDL023'!$A$200:$A$20063)*('EaR DDL023'!$A$200:$A$20063>X158))-X158*MATCH(X158,'EaR DDL023'!$A$200:$A$20063,-1)))-X161,0)","v":0},{"$f":"IF(Y158<1,IF(Y158=0,Y144*$C$154*SUMPRODUCT(('EaR DDL023'!$A$200:$A$20063)*('EaR DDL023'!$A$200:$A$20063>Y158)),Y146*$C$154*(SUMPRODUCT(('EaR DDL023'!$A$200:$A$20063)*('EaR DDL023'!$A$200:$A$20063>Y158))-Y158*MATCH(Y158,'EaR DDL023'!$A$200:$A$20063,-1)))-Y161,0)","v":0},{"$f":"IF(Z158<1,IF(Z158=0,Z144*$C$154*SUMPRODUCT(('EaR DDL023'!$A$200:$A$20063)*('EaR DDL023'!$A$200:$A$20063>Z158)),Z146*$C$154*(SUMPRODUCT(('EaR DDL023'!$A$200:$A$20063)*('EaR DDL023'!$A$200:$A$20063>Z158))-Z158*MATCH(Z158,'EaR DDL023'!$A$200:$A$20063,-1)))-Z161,0)","v":0},{"$f":"IF(AA158<1,IF(AA158=0,AA144*$C$154*SUMPRODUCT(('EaR DDL023'!$A$200:$A$20063)*('EaR DDL023'!$A$200:$A$20063>AA158)),AA146*$C$154*(SUMPRODUCT(('EaR DDL023'!$A$200:$A$20063)*('EaR DDL023'!$A$200:$A$20063>AA158))-AA158*MATCH(AA158,'EaR DDL023'!$A$200:$A$20063,-1)))-AA161,0)","v":0},{"$f":"IF(AB158<1,IF(AB158=0,AB144*$C$154*SUMPRODUCT(('EaR DDL023'!$A$200:$A$20063)*('EaR DDL023'!$A$200:$A$20063>AB158)),AB146*$C$154*(SUMPRODUCT(('EaR DDL023'!$A$200:$A$20063)*('EaR DDL023'!$A$200:$A$20063>AB158))-AB158*MATCH(AB158,'EaR DDL023'!$A$200:$A$20063,-1)))-AB161,0)","v":0},{"$f":"IF(AC158<1,IF(AC158=0,AC144*$C$154*SUMPRODUCT(('EaR DDL023'!$A$200:$A$20063)*('EaR DDL023'!$A$200:$A$20063>AC158)),AC146*$C$154*(SUMPRODUCT(('EaR DDL023'!$A$200:$A$20063)*('EaR DDL023'!$A$200:$A$20063>AC158))-AC158*MATCH(AC158,'EaR DDL023'!$A$200:$A$20063,-1)))-AC161,0)","v":0},{"$f":"IF(AD158<1,IF(AD158=0,AD144*$C$154*SUMPRODUCT(('EaR DDL023'!$A$200:$A$20063)*('EaR DDL023'!$A$200:$A$20063>AD158)),AD146*$C$154*(SUMPRODUCT(('EaR DDL023'!$A$200:$A$20063)*('EaR DDL023'!$A$200:$A$20063>AD158))-AD158*MATCH(AD158,'EaR DDL023'!$A$200:$A$20063,-1)))-AD161,0)","v":0},{"$f":"IF(AE158<1,IF(AE158=0,AE144*$C$154*SUMPRODUCT(('EaR DDL023'!$A$200:$A$20063)*('EaR DDL023'!$A$200:$A$20063>AE158)),AE146*$C$154*(SUMPRODUCT(('EaR DDL023'!$A$200:$A$20063)*('EaR DDL023'!$A$200:$A$20063>AE158))-AE158*MATCH(AE158,'EaR DDL023'!$A$200:$A$20063,-1)))-AE161,0)","v":0},{"$f":"IF(AF158<1,IF(AF158=0,AF144*$C$154*SUMPRODUCT(('EaR DDL023'!$A$200:$A$20063)*('EaR DDL023'!$A$200:$A$20063>AF158)),AF146*$C$154*(SUMPRODUCT(('EaR DDL023'!$A$200:$A$20063)*('EaR DDL023'!$A$200:$A$20063>AF158))-AF158*MATCH(AF158,'EaR DDL023'!$A$200:$A$20063,-1)))-AF161,0)","v":0}]
["No of Tx",null,null,null,null,{"$f":"'EaR DDL023'!F23","v":1},{"$f":"F163","v":1},1,1,1,1,1,1,1,1,1,1,1,1,1,1,1,1,1,1,1,1,1,1,1,1,1]
["50% PoE","N",1,null,"EEatR, MWhrs",{"$f":"F159*$C164","v":0},0,0,7.8148802719116714E-2,0,0,0,0,0,0,0,0,0,0,0,0,0,0,0,0,0,0,0,0,0,0,0]
["50% PoE","N-1",null,null,"EEatR, MWhrs",{"$f":"F160*$C142*F163","v":0},0,0,0,0,0,0,0,0,0,0,0,0,0,0,0,0,0,0,0,0,0,0,0,0,0,0]
["10% LAR","N",1,null,"EEatR, MWhrs",{"$f":"F161*$C166","v":0},0.16359910651017262,2.7053822393180229,7.5289603175566109,0,0,0,0,0,0,0,0,0,0,0,0,0,0,0,0,0,0,0,0,0,0,0]
["10% LAR","N-1",{"$f":"C142","v":3.744292237442922E-2},null,"EEatR, MWhrs",{"$f":"F162*$C167*F163","v":0},9.2466686709523411E-6,1.5290898421682842E-4,4.2553900799487582E-4,0,0,0,0,0,0,0,0,0,0,0,0,0,0,0,0,0,0,0,0,0,0,0]
[]
["MLN021","50% PoE",{"$f":"EXP((1/11)*LN(Q169/F169))-1","v":6.2381459306880993E-2},null,"MW",{"$f":"IF($B$143=\"OFF\",F44,F48)","v":6.6349999904632568},7.0300002098083496,7.565000057220459,8.1449999809265137,8.7200002670288086,9.320000171661377,9.9049997329711914,10.509999752044674,11.179999828338619,11.84499979019165,12.414999961853031,12.909999847412109,12.909999847412109,12.909999847412109,12.909999847412109,12.909999847412109,12.909999847412109,12.909999847412109,12.909999847412109,12.909999847412109,12.909999847412109,12.909999847412109,12.909999847412109,12.909999847412109,12.909999847412109,12.909999847412109,12.909999847412109]
["Winter","load pf",{"$f":"F169/F171","v":0.99997867355601755},null,"MVAr",{"$f":"F177*F169","v":-4.3333332985639572E-2},-4.5913088231891878E-2,-4.940718417288624E-2,-5.3195176616250991E-2,-5.6950516314867791E-2,-6.0869129079926705E-2,-6.4689774268039402E-2,-6.8641042892080367E-2,-7.3016828340185899E-2,-7.7359957929309373E-2,-8.1082641768944128E-2,-8.4315497066550157E-2,-8.4315497066550157E-2,-8.4315497066550157E-2,-8.4315497066550157E-2,-8.4315497066550157E-2,-8.4315497066550157E-2,-8.4315497066550157E-2,-8.4315497066550157E-2,-8.4315497066550157E-2,-8.4315497066550157E-2,-8.4315497066550157E-2,-8.4315497066550157E-2,-8.4315497066550157E-2,-8.4315497066550157E-2,-8.4315497066550157E-2,-8.4315497066550157E-2]
[null,null,null,null,"MVA",{"$f":"(F169^2+F170^2)^0.5","v":6.6351414944366534},7.0301501379114537,7.5651613952111711,8.145173688516909,8.7201862375921202,9.3201989383619406,9.9052109758982034,10.510223897745872,11.180238263063647,11.845252407303573,12.415264735300934,12.910275177672483,12.910275177672483,12.910275177672483,12.910275177672483,12.910275177672483,12.910275177672483,12.910275177672483,12.910275177672483,12.910275177672483,12.910275177672483,12.910275177672483,12.910275177672483,12.910275177672483,12.910275177672483,12.910275177672483,12.910275177672483]
[null,null,null,null,"MVA",{"$f":"(F169^2+(F170-F178)^2)^0.5","v":6.6351414944366534},7.0301501379114537,7.5651613952111711,8.145173688516909,8.7201862375921202,9.3201989383619406,9.9052109758982034,10.510223897745872,11.180238263063647,11.845252407303573,12.415264735300934,12.910275177672483,12.910275177672483,12.910275177672483,12.910275177672483,12.910275177672483,12.910275177672483,12.910275177672483,12.910275177672483,12.910275177672483,12.910275177672483,12.910275177672483,12.910275177672483,12.910275177672483,12.910275177672483,12.910275177672483,12.910275177672483]
["50% PoE","N","CR",null,"MVA",{"$f":"'EaR DDL023'!F53","v":12},{"$f":"'EaR DDL023'!G53","v":12},{"$f":"'EaR DDL023'!H53","v":12},{"$f":"'EaR DDL023'!I53","v":12},{"$f":"'EaR DDL023'!J53","v":17},{"$f":"'EaR DDL023'!K53","v":17},{"$f":"'EaR DDL023'!L53","v":17},{"$f":"'EaR DDL023'!M53","v":17},{"$f":"'EaR DDL023'!N53","v":17},{"$f":"'EaR DDL023'!O53","v":17},{"$f":"'EaR DDL023'!P53","v":17},{"$f":"'EaR DDL023'!Q53","v":17},{"$f":"'EaR DDL023'!R53","v":17},{"$f":"'EaR DDL023'!S53","v":17},{"$f":"'EaR DDL023'!T53","v":17},{"$f":"'EaR DDL023'!U53","v":17},{"$f":"'EaR DDL023'!V53","v":17},{"$f":"'EaR DDL023'!W53","v":17},{"$f":"'EaR DDL023'!X53","v":17},{"$f":"'EaR DDL023'!Y53","v":17},{"$f":"'EaR DDL023'!Z53","v":17},{"$f":"'EaR DDL023'!AA53","v":17},{"$f":"'EaR DDL023'!AB53","v":17},{"$f":"'EaR DDL023'!AC53","v":17},{"$f":"'EaR DDL023'!AD53","v":17},{"$f":"'EaR DDL023'!AE53","v":17},{"$f":"'EaR DDL023'!AF53","v":17}]
["50% PoE","N-1","CR",null,"MVA",{"$f":"'EaR DDL023'!F54","v":12},{"$f":"'EaR DDL023'!G54","v":12},{"$f":"'EaR DDL023'!H54","v":12},{"$f":"'EaR DDL023'!I54","v":12},{"$f":"'EaR DDL023'!J54","v":17},{"$f":"'EaR DDL023'!K54","v":17},{"$f":"'EaR DDL023'!L54","v":17},{"$f":"'EaR DDL023'!M54","v":17},{"$f":"'EaR DDL023'!N54","v":17},{"$f":"'EaR DDL023'!O54","v":17},{"$f":"'EaR DDL023'!P54","v":17},{"$f":"'EaR DDL023'!Q54","v":17},{"$f":"'EaR DDL023'!R54","v":17},{"$f":"'EaR DDL023'!S54","v":17},{"$f":"'EaR DDL023'!T54","v":17},{"$f":"'EaR DDL023'!U54","v":17},{"$f":"'EaR DDL023'!V54","v":17},{"$f":"'EaR DDL023'!W54","v":17},{"$f":"'EaR DDL023'!X54","v":17},{"$f":"'EaR DDL023'!Y54","v":17},{"$f":"'EaR DDL023'!Z54","v":17},{"$f":"'EaR DDL023'!AA54","v":17},{"$f":"'EaR DDL023'!AB54","v":17},{"$f":"'EaR DDL023'!AC54","v":17},{"$f":"'EaR DDL023'!AD54","v":17},{"$f":"'EaR DDL023'!AE54","v":17},{"$f":"'EaR DDL023'!AF54","v":17}]
["50% LAR","N",null,null,"Ratio Rating/Load",{"$f":"IF(F172=0,100,TRUNC(F173/F172,5))","v":1.8085500000000001},1.7069300000000001,1.5862099999999999,1.47326,1.9494899999999999,1.82399,1.7162599999999999,1.61747,1.52054,1.4351700000000001,1.3692800000000001,1.3167800000000001,1.3167800000000001,1.3167800000000001,1.3167800000000001,1.3167800000000001,1.3167800000000001,1.3167800000000001,1.3167800000000001,1.3167800000000001,1.3167800000000001,1.3167800000000001,1.3167800000000001,1.3167800000000001,1.3167800000000001,1.3167800000000001,1.3167800000000001]
["50% LAR","N-1",null,null,"Ratio Rating/Load",{"$f":"IF(F172=0,100,TRUNC(F174/F172,5))","v":1.8085500000000001},1.7069300000000001,1.5862099999999999,1.47326,1.9494899999999999,1.82399,1.7162599999999999,1.61747,1.52054,1.4351700000000001,1.3692800000000001,1.3167800000000001,1.3167800000000001,1.3167800000000001,1.3167800000000001,1.3167800000000001,1.3167800000000001,1.3167800000000001,1.3167800000000001,1.3167800000000001,1.3167800000000001,1.3167800000000001,1.3167800000000001,1.3167800000000001,1.3167800000000001,1.3167800000000001,1.3167800000000001]
["Load tan Phi",null,{"$f":"'EaR DDL023'!$H$27","v":-6.5310223131762254E-3},null,"MVA",{"$f":"C177","v":-6.5310223131762254E-3},{"$f":"'EaR DDL023'!$I$27","v":-6.5310223131762254E-3},{"$f":"G177","v":-6.5310223131762254E-3},-6.5310223131762254E-3,-6.5310223131762254E-3,-6.5310223131762254E-3,-6.5310223131762254E-3,-6.5310223131762254E-3,-6.5310223131762254E-3,-6.5310223131762254E-3,-6.5310223131762254E-3,-6.5310223131762254E-3,-6.5310223131762254E-3,-6.5310223131762254E-3,-6.5310223131762254E-3,-6.5310223131762254E-3,-6.5310223131762254E-3,-6.5310223131762254E-3,{"$f":"W177","v":-6.5310223131762254E-3},-6.5310223131762254E-3,-6.5310223131762254E-3,-6.5310223131762254E-3,-6.5310223131762254E-3,-6.5310223131762254E-3,-6.5310223131762254E-3,-6.5310223131762254E-3,-6.5310223131762254E-3]
["Cap",null,0,null,"MVAr",{"$f":"C178","v":0},{"$f":"'EaR DDL023'!$L$27","v":0},0,0,0,0,0,0,0,0,0,0,0,0,0,0,0,0,0,0,0,0,0,0,0,0,0]
["10% PoE","10%/50%",{"$f":"'EaR DDL023'!$J$27","v":1.0773985858914337},null,"MVA",{"$f":"((F169*$C179)^2+(F169*$C179*F177-F178)^2)^0.5","v":7.1486920632956243},7.5742738171902673,8.1506941892409817,8.7755986138482296,9.3951163210916935,10.041569156417996,10.671860298389031,11.323700364833755,12.04557289455407,12.762058193155969,13.37618866928101,13.909512219893612,13.909512219893612,13.909512219893612,13.909512219893612,13.909512219893612,13.909512219893612,13.909512219893612,13.909512219893612,13.909512219893612,13.909512219893612,13.909512219893612,13.909512219893612,13.909512219893612,13.909512219893612,13.909512219893612,13.909512219893612]
["10% PoE","N","CR",null,"MVA",{"$f":"F173","v":12},12,12,12,17,17,17,17,17,17,17,17,17,17,17,17,17,17,17,17,17,17,17,17,17,17,17]
["10% PoE","N-1","CR",null,"MVA",12,12,12,12,17,17,17,17,17,17,17,17,17,17,17,17,17,17,17,17,17,17,17,17,17,17,17]
["10% LAR","N",null,null,"Ratio Rating/Load",{"$f":"IF(F179=0,100,TRUNC(F180/F179,5))","v":1.67862},1.5843100000000001,1.4722599999999999,1.3674200000000001,1.80945,1.69296,1.59297,1.5012700000000001,1.4113,1.3320700000000001,1.27091,1.22218,1.22218,1.22218,1.22218,1.22218,1.22218,1.22218,1.22218,1.22218,1.22218,1.22218,1.22218,1.22218,1.22218,1.22218,1.22218]
["10% LAR","N-1",null,null,"Ratio Rating/Load",{"$f":"IF(F179=0,100,TRUNC(F181/F179,5))","v":1.67862},1.5843100000000001,1.4722599999999999,1.3674200000000001,1.80945,1.69296,1.59297,1.5012700000000001,1.4113,1.3320700000000001,1.27091,1.22218,1.22218,1.22218,1.22218,1.22218,1.22218,1.22218,1.22218,1.22218,1.22218,1.22218,1.22218,1.22218,1.22218,1.22218,1.22218]
["50% PoE","N",null,null,"EatR, MWhrs",{"$f":"IF(F175<1,F169*((SUMPRODUCT(('EaR DDL023'!$C$200:$C$20063)*('EaR DDL023'!$C$200:$C$20063>F175)))-F175*MATCH(F175,'EaR DDL023'!$C$200:$C$20063,-1)),0)","v":0},{"$f":"IF(G175<1,G169*((SUMPRODUCT(('EaR DDL023'!$C$200:$C$20063)*('EaR DDL023'!$C$200:$C$20063>G175)))-G175*MATCH(G175,'EaR DDL023'!$C$200:$C$20063,-1)),0)","v":0},{"$f":"IF(H175<1,H169*((SUMPRODUCT(('EaR DDL023'!$C$200:$C$20063)*('EaR DDL023'!$C$200:$C$20063>H175)))-H175*MATCH(H175,'EaR DDL023'!$C$200:$C$20063,-1)),0)","v":0},{"$f":"IF(I175<1,I169*((SUMPRODUCT(('EaR DDL023'!$C$200:$C$20063)*('EaR DDL023'!$C$200:$C$20063>I175)))-I175*MATCH(I175,'EaR DDL023'!$C$200:$C$20063,-1)),0)","v":0},{"$f":"IF(J175<1,J169*((SUMPRODUCT(('EaR DDL023'!$C$200:$C$20063)*('EaR DDL023'!$C$200:$C$20063>J175)))-J175*MATCH(J175,'EaR DDL023'!$C$200:$C$20063,-1)),0)","v":0},{"$f":"IF(K175<1,K169*((SUMPRODUCT(('EaR DDL023'!$C$200:$C$20063)*('EaR DDL023'!$C$200:$C$20063>K175)))-K175*MATCH(K175,'EaR DDL023'!$C$200:$C$20063,-1)),0)","v":0},{"$f":"IF(L175<1,L169*((SUMPRODUCT(('EaR DDL023'!$C$200:$C$20063)*('EaR DDL023'!$C$200:$C$20063>L175)))-L175*MATCH(L175,'EaR DDL023'!$C$200:$C$20063,-1)),0)","v":0},{"$f":"IF(M175<1,M169*((SUMPRODUCT(('EaR DDL023'!$C$200:$C$20063)*('EaR DDL023'!$C$200:$C$20063>M175)))-M175*MATCH(M175,'EaR DDL023'!$C$200:$C$20063,-1)),0)","v":0},{"$f":"IF(N175<1,N169*((SUMPRODUCT(('EaR DDL023'!$C$200:$C$20063)*('EaR DDL023'!$C$200:$C$20063>N175)))-N175*MATCH(N175,'EaR DDL023'!$C$200:$C$20063,-1)),0)","v":0},{"$f":"IF(O175<1,O169*((SUMPRODUCT(('EaR DDL023'!$C$200:$C$20063)*('EaR DDL023'!$C$200:$C$20063>O175)))-O175*MATCH(O175,'EaR DDL023'!$C$200:$C$20063,-1)),0)","v":0},{"$f":"IF(P175<1,P169*((SUMPRODUCT(('EaR DDL023'!$C$200:$C$20063)*('EaR DDL023'!$C$200:$C$20063>P175)))-P175*MATCH(P175,'EaR DDL023'!$C$200:$C$20063,-1)),0)","v":0},{"$f":"IF(Q175<1,Q169*((SUMPRODUCT(('EaR DDL023'!$C$200:$C$20063)*('EaR DDL023'!$C$200:$C$20063>Q175)))-Q175*MATCH(Q175,'EaR DDL023'!$C$200:$C$20063,-1)),0)","v":0},{"$f":"IF(R175<1,R169*((SUMPRODUCT(('EaR DDL023'!$C$200:$C$20063)*('EaR DDL023'!$C$200:$C$20063>R175)))-R175*MATCH(R175,'EaR DDL023'!$C$200:$C$20063,-1)),0)","v":0},{"$f":"IF(S175<1,S169*((SUMPRODUCT(('EaR DDL023'!$C$200:$C$20063)*('EaR DDL023'!$C$200:$C$20063>S175)))-S175*MATCH(S175,'EaR DDL023'!$C$200:$C$20063,-1)),0)","v":0},{"$f":"IF(T175<1,T169*((SUMPRODUCT(('EaR DDL023'!$C$200:$C$20063)*('EaR DDL023'!$C$200:$C$20063>T175)))-T175*MATCH(T175,'EaR DDL023'!$C$200:$C$20063,-1)),0)","v":0},{"$f":"IF(U175<1,U169*((SUMPRODUCT(('EaR DDL023'!$C$200:$C$20063)*('EaR DDL023'!$C$200:$C$20063>U175)))-U175*MATCH(U175,'EaR DDL023'!$C$200:$C$20063,-1)),0)","v":0},{"$f":"IF(V175<1,V169*((SUMPRODUCT(('EaR DDL023'!$C$200:$C$20063)*('EaR DDL023'!$C$200:$C$20063>V175)))-V175*MATCH(V175,'EaR DDL023'!$C$200:$C$20063,-1)),0)","v":0},{"$f":"IF(W175<1,W169*((SUMPRODUCT(('EaR DDL023'!$C$200:$C$20063)*('EaR DDL023'!$C$200:$C$20063>W175)))-W175*MATCH(W175,'EaR DDL023'!$C$200:$C$20063,-1)),0)","v":0},{"$f":"IF(X175<1,X169*((SUMPRODUCT(('EaR DDL023'!$C$200:$C$20063)*('EaR DDL023'!$C$200:$C$20063>X175)))-X175*MATCH(X175,'EaR DDL023'!$C$200:$C$20063,-1)),0)","v":0},{"$f":"IF(Y175<1,Y169*((SUMPRODUCT(('EaR DDL023'!$C$200:$C$20063)*('EaR DDL023'!$C$200:$C$20063>Y175)))-Y175*MATCH(Y175,'EaR DDL023'!$C$200:$C$20063,-1)),0)","v":0},{"$f":"IF(Z175<1,Z169*((SUMPRODUCT(('EaR DDL023'!$C$200:$C$20063)*('EaR DDL023'!$C$200:$C$20063>Z175)))-Z175*MATCH(Z175,'EaR DDL023'!$C$200:$C$20063,-1)),0)","v":0},{"$f":"IF(AA175<1,AA169*((SUMPRODUCT(('EaR DDL023'!$C$200:$C$20063)*('EaR DDL023'!$C$200:$C$20063>AA175)))-AA175*MATCH(AA175,'EaR DDL023'!$C$200:$C$20063,-1)),0)","v":0},{"$f":"IF(AB175<1,AB169*((SUMPRODUCT(('EaR DDL023'!$C$200:$C$20063)*('EaR DDL023'!$C$200:$C$20063>AB175)))-AB175*MATCH(AB175,'EaR DDL023'!$C$200:$C$20063,-1)),0)","v":0},{"$f":"IF(AC175<1,AC169*((SUMPRODUCT(('EaR DDL023'!$C$200:$C$20063)*('EaR DDL023'!$C$200:$C$20063>AC175)))-AC175*MATCH(AC175,'EaR DDL023'!$C$200:$C$20063,-1)),0)","v":0},{"$f":"IF(AD175<1,AD169*((SUMPRODUCT(('EaR DDL023'!$C$200:$C$20063)*('EaR DDL023'!$C$200:$C$20063>AD175)))-AD175*MATCH(AD175,'EaR DDL023'!$C$200:$C$20063,-1)),0)","v":0},{"$f":"IF(AE175<1,AE169*((SUMPRODUCT(('EaR DDL023'!$C$200:$C$20063)*('EaR DDL023'!$C$200:$C$20063>AE175)))-AE175*MATCH(AE175,'EaR DDL023'!$C$200:$C$20063,-1)),0)","v":0},{"$f":"IF(AF175<1,AF169*((SUMPRODUCT(('EaR DDL023'!$C$200:$C$20063)*('EaR DDL023'!$C$200:$C$20063>AF175)))-AF175*MATCH(AF175,'EaR DDL023'!$C$200:$C$20063,-1)),0)","v":0}]
["50% PoE","N-1",null,null,"EatR, MWhrs",{"$f":"IF(F176<1,IF(F176=0,F167*SUMPRODUCT(('EaR DDL023'!$C$200:$C$20063)*('EaR DDL023'!$C$200:$C$20063>F176)),F169*(SUMPRODUCT(('EaR DDL023'!$C$200:$C$20063)*('EaR DDL023'!$C$200:$C$20063>F176))-F176*MATCH(F176,'EaR DDL023'!$C$200:$C$20063,-1)))-F184,0)","v":0},{"$f":"IF(G176<1,IF(G176=0,G167*SUMPRODUCT(('EaR DDL023'!$C$200:$C$20063)*('EaR DDL023'!$C$200:$C$20063>G176)),G169*(SUMPRODUCT(('EaR DDL023'!$C$200:$C$20063)*('EaR DDL023'!$C$200:$C$20063>G176))-G176*MATCH(G176,'EaR DDL023'!$C$200:$C$20063,-1)))-G184,0)","v":0},{"$f":"IF(H176<1,IF(H176=0,H167*SUMPRODUCT(('EaR DDL023'!$C$200:$C$20063)*('EaR DDL023'!$C$200:$C$20063>H176)),H169*(SUMPRODUCT(('EaR DDL023'!$C$200:$C$20063)*('EaR DDL023'!$C$200:$C$20063>H176))-H176*MATCH(H176,'EaR DDL023'!$C$200:$C$20063,-1)))-H184,0)","v":0},{"$f":"IF(I176<1,IF(I176=0,I167*SUMPRODUCT(('EaR DDL023'!$C$200:$C$20063)*('EaR DDL023'!$C$200:$C$20063>I176)),I169*(SUMPRODUCT(('EaR DDL023'!$C$200:$C$20063)*('EaR DDL023'!$C$200:$C$20063>I176))-I176*MATCH(I176,'EaR DDL023'!$C$200:$C$20063,-1)))-I184,0)","v":0},{"$f":"IF(J176<1,IF(J176=0,J167*SUMPRODUCT(('EaR DDL023'!$C$200:$C$20063)*('EaR DDL023'!$C$200:$C$20063>J176)),J169*(SUMPRODUCT(('EaR DDL023'!$C$200:$C$20063)*('EaR DDL023'!$C$200:$C$20063>J176))-J176*MATCH(J176,'EaR DDL023'!$C$200:$C$20063,-1)))-J184,0)","v":0},{"$f":"IF(K176<1,IF(K176=0,K167*SUMPRODUCT(('EaR DDL023'!$C$200:$C$20063)*('EaR DDL023'!$C$200:$C$20063>K176)),K169*(SUMPRODUCT(('EaR DDL023'!$C$200:$C$20063)*('EaR DDL023'!$C$200:$C$20063>K176))-K176*MATCH(K176,'EaR DDL023'!$C$200:$C$20063,-1)))-K184,0)","v":0},{"$f":"IF(L176<1,IF(L176=0,L167*SUMPRODUCT(('EaR DDL023'!$C$200:$C$20063)*('EaR DDL023'!$C$200:$C$20063>L176)),L169*(SUMPRODUCT(('EaR DDL023'!$C$200:$C$20063)*('EaR DDL023'!$C$200:$C$20063>L176))-L176*MATCH(L176,'EaR DDL023'!$C$200:$C$20063,-1)))-L184,0)","v":0},{"$f":"IF(M176<1,IF(M176=0,M167*SUMPRODUCT(('EaR DDL023'!$C$200:$C$20063)*('EaR DDL023'!$C$200:$C$20063>M176)),M169*(SUMPRODUCT(('EaR DDL023'!$C$200:$C$20063)*('EaR DDL023'!$C$200:$C$20063>M176))-M176*MATCH(M176,'EaR DDL023'!$C$200:$C$20063,-1)))-M184,0)","v":0},{"$f":"IF(N176<1,IF(N176=0,N167*SUMPRODUCT(('EaR DDL023'!$C$200:$C$20063)*('EaR DDL023'!$C$200:$C$20063>N176)),N169*(SUMPRODUCT(('EaR DDL023'!$C$200:$C$20063)*('EaR DDL023'!$C$200:$C$20063>N176))-N176*MATCH(N176,'EaR DDL023'!$C$200:$C$20063,-1)))-N184,0)","v":0},{"$f":"IF(O176<1,IF(O176=0,O167*SUMPRODUCT(('EaR DDL023'!$C$200:$C$20063)*('EaR DDL023'!$C$200:$C$20063>O176)),O169*(SUMPRODUCT(('EaR DDL023'!$C$200:$C$20063)*('EaR DDL023'!$C$200:$C$20063>O176))-O176*MATCH(O176,'EaR DDL023'!$C$200:$C$20063,-1)))-O184,0)","v":0},{"$f":"IF(P176<1,IF(P176=0,P167*SUMPRODUCT(('EaR DDL023'!$C$200:$C$20063)*('EaR DDL023'!$C$200:$C$20063>P176)),P169*(SUMPRODUCT(('EaR DDL023'!$C$200:$C$20063)*('EaR DDL023'!$C$200:$C$20063>P176))-P176*MATCH(P176,'EaR DDL023'!$C$200:$C$20063,-1)))-P184,0)","v":0},{"$f":"IF(Q176<1,IF(Q176=0,Q167*SUMPRODUCT(('EaR DDL023'!$C$200:$C$20063)*('EaR DDL023'!$C$200:$C$20063>Q176)),Q169*(SUMPRODUCT(('EaR DDL023'!$C$200:$C$20063)*('EaR DDL023'!$C$200:$C$20063>Q176))-Q176*MATCH(Q176,'EaR DDL023'!$C$200:$C$20063,-1)))-Q184,0)","v":0},{"$f":"IF(R176<1,IF(R176=0,R167*SUMPRODUCT(('EaR DDL023'!$C$200:$C$20063)*('EaR DDL023'!$C$200:$C$20063>R176)),R169*(SUMPRODUCT(('EaR DDL023'!$C$200:$C$20063)*('EaR DDL023'!$C$200:$C$20063>R176))-R176*MATCH(R176,'EaR DDL023'!$C$200:$C$20063,-1)))-R184,0)","v":0},{"$f":"IF(S176<1,IF(S176=0,S167*SUMPRODUCT(('EaR DDL023'!$C$200:$C$20063)*('EaR DDL023'!$C$200:$C$20063>S176)),S169*(SUMPRODUCT(('EaR DDL023'!$C$200:$C$20063)*('EaR DDL023'!$C$200:$C$20063>S176))-S176*MATCH(S176,'EaR DDL023'!$C$200:$C$20063,-1)))-S184,0)","v":0},{"$f":"IF(T176<1,IF(T176=0,T167*SUMPRODUCT(('EaR DDL023'!$C$200:$C$20063)*('EaR DDL023'!$C$200:$C$20063>T176)),T169*(SUMPRODUCT(('EaR DDL023'!$C$200:$C$20063)*('EaR DDL023'!$C$200:$C$20063>T176))-T176*MATCH(T176,'EaR DDL023'!$C$200:$C$20063,-1)))-T184,0)","v":0},{"$f":"IF(U176<1,IF(U176=0,U167*SUMPRODUCT(('EaR DDL023'!$C$200:$C$20063)*('EaR DDL023'!$C$200:$C$20063>U176)),U169*(SUMPRODUCT(('EaR DDL023'!$C$200:$C$20063)*('EaR DDL023'!$C$200:$C$20063>U176))-U176*MATCH(U176,'EaR DDL023'!$C$200:$C$20063,-1)))-U184,0)","v":0},{"$f":"IF(V176<1,IF(V176=0,V167*SUMPRODUCT(('EaR DDL023'!$C$200:$C$20063)*('EaR DDL023'!$C$200:$C$20063>V176)),V169*(SUMPRODUCT(('EaR DDL023'!$C$200:$C$20063)*('EaR DDL023'!$C$200:$C$20063>V176))-V176*MATCH(V176,'EaR DDL023'!$C$200:$C$20063,-1)))-V184,0)","v":0},{"$f":"IF(W176<1,IF(W176=0,W167*SUMPRODUCT(('EaR DDL023'!$C$200:$C$20063)*('EaR DDL023'!$C$200:$C$20063>W176)),W169*(SUMPRODUCT(('EaR DDL023'!$C$200:$C$20063)*('EaR DDL023'!$C$200:$C$20063>W176))-W176*MATCH(W176,'EaR DDL023'!$C$200:$C$20063,-1)))-W184,0)","v":0},{"$f":"IF(X176<1,IF(X176=0,X167*SUMPRODUCT(('EaR DDL023'!$C$200:$C$20063)*('EaR DDL023'!$C$200:$C$20063>X176)),X169*(SUMPRODUCT(('EaR DDL023'!$C$200:$C$20063)*('EaR DDL023'!$C$200:$C$20063>X176))-X176*MATCH(X176,'EaR DDL023'!$C$200:$C$20063,-1)))-X184,0)","v":0},{"$f":"IF(Y176<1,IF(Y176=0,Y167*SUMPRODUCT(('EaR DDL023'!$C$200:$C$20063)*('EaR DDL023'!$C$200:$C$20063>Y176)),Y169*(SUMPRODUCT(('EaR DDL023'!$C$200:$C$20063)*('EaR DDL023'!$C$200:$C$20063>Y176))-Y176*MATCH(Y176,'EaR DDL023'!$C$200:$C$20063,-1)))-Y184,0)","v":0},{"$f":"IF(Z176<1,IF(Z176=0,Z167*SUMPRODUCT(('EaR DDL023'!$C$200:$C$20063)*('EaR DDL023'!$C$200:$C$20063>Z176)),Z169*(SUMPRODUCT(('EaR DDL023'!$C$200:$C$20063)*('EaR DDL023'!$C$200:$C$20063>Z176))-Z176*MATCH(Z176,'EaR DDL023'!$C$200:$C$20063,-1)))-Z184,0)","v":0},{"$f":"IF(AA176<1,IF(AA176=0,AA167*SUMPRODUCT(('EaR DDL023'!$C$200:$C$20063)*('EaR DDL023'!$C$200:$C$20063>AA176)),AA169*(SUMPRODUCT(('EaR DDL023'!$C$200:$C$20063)*('EaR DDL023'!$C$200:$C$20063>AA176))-AA176*MATCH(AA176,'EaR DDL023'!$C$200:$C$20063,-1)))-AA184,0)","v":0},{"$f":"IF(AB176<1,IF(AB176=0,AB167*SUMPRODUCT(('EaR DDL023'!$C$200:$C$20063)*('EaR DDL023'!$C$200:$C$20063>AB176)),AB169*(SUMPRODUCT(('EaR DDL023'!$C$200:$C$20063)*('EaR DDL023'!$C$200:$C$20063>AB176))-AB176*MATCH(AB176,'EaR DDL023'!$C$200:$C$20063,-1)))-AB184,0)","v":0},{"$f":"IF(AC176<1,IF(AC176=0,AC167*SUMPRODUCT(('EaR DDL023'!$C$200:$C$20063)*('EaR DDL023'!$C$200:$C$20063>AC176)),AC169*(SUMPRODUCT(('EaR DDL023'!$C$200:$C$20063)*('EaR DDL023'!$C$200:$C$20063>AC176))-AC176*MATCH(AC176,'EaR DDL023'!$C$200:$C$20063,-1)))-AC184,0)","v":0},{"$f":"IF(AD176<1,IF(AD176=0,AD167*SUMPRODUCT(('EaR DDL023'!$C$200:$C$20063)*('EaR DDL023'!$C$200:$C$20063>AD176)),AD169*(SUMPRODUCT(('EaR DDL023'!$C$200:$C$20063)*('EaR DDL023'!$C$200:$C$20063>AD176))-AD176*MATCH(AD176,'EaR DDL023'!$C$200:$C$20063,-1)))-AD184,0)","v":0},{"$f":"IF(AE176<1,IF(AE176=0,AE167*SUMPRODUCT(('EaR DDL023'!$C$200:$C$20063)*('EaR DDL023'!$C$200:$C$20063>AE176)),AE169*(SUMPRODUCT(('EaR DDL023'!$C$200:$C$20063)*('EaR DDL023'!$C$200:$C$20063>AE176))-AE176*MATCH(AE176,'EaR DDL023'!$C$200:$C$20063,-1)))-AE184,0)","v":0},{"$f":"IF(AF176<1,IF(AF176=0,AF167*SUMPRODUCT(('EaR DDL023'!$C$200:$C$20063)*('EaR DDL023'!$C$200:$C$20063>AF176)),AF169*(SUMPRODUCT(('EaR DDL023'!$C$200:$C$20063)*('EaR DDL023'!$C$200:$C$20063>AF176))-AF176*MATCH(AF176,'EaR DDL023'!$C$200:$C$20063,-1)))-AF184,0)","v":0}]
["10% LAR","N",null,null,"EatR, MWhrs",{"$f":"IF(F182<1,F169*$C$179*((SUMPRODUCT(('EaR DDL023'!$C$200:$C$20063)*('EaR DDL023'!$C$200:$C$20063>F182)))-F182*MATCH(F182,'EaR DDL023'!$C$200:$C$20063,-1)),0)","v":0},{"$f":"IF(G182<1,G169*$C$179*((SUMPRODUCT(('EaR DDL023'!$C$200:$C$20063)*('EaR DDL023'!$C$200:$C$20063>G182)))-G182*MATCH(G182,'EaR DDL023'!$C$200:$C$20063,-1)),0)","v":0},{"$f":"IF(H182<1,H169*$C$179*((SUMPRODUCT(('EaR DDL023'!$C$200:$C$20063)*('EaR DDL023'!$C$200:$C$20063>H182)))-H182*MATCH(H182,'EaR DDL023'!$C$200:$C$20063,-1)),0)","v":0},{"$f":"IF(I182<1,I169*$C$179*((SUMPRODUCT(('EaR DDL023'!$C$200:$C$20063)*('EaR DDL023'!$C$200:$C$20063>I182)))-I182*MATCH(I182,'EaR DDL023'!$C$200:$C$20063,-1)),0)","v":0},{"$f":"IF(J182<1,J169*$C$179*((SUMPRODUCT(('EaR DDL023'!$C$200:$C$20063)*('EaR DDL023'!$C$200:$C$20063>J182)))-J182*MATCH(J182,'EaR DDL023'!$C$200:$C$20063,-1)),0)","v":0},{"$f":"IF(K182<1,K169*$C$179*((SUMPRODUCT(('EaR DDL023'!$C$200:$C$20063)*('EaR DDL023'!$C$200:$C$20063>K182)))-K182*MATCH(K182,'EaR DDL023'!$C$200:$C$20063,-1)),0)","v":0},{"$f":"IF(L182<1,L169*$C$179*((SUMPRODUCT(('EaR DDL023'!$C$200:$C$20063)*('EaR DDL023'!$C$200:$C$20063>L182)))-L182*MATCH(L182,'EaR DDL023'!$C$200:$C$20063,-1)),0)","v":0},{"$f":"IF(M182<1,M169*$C$179*((SUMPRODUCT(('EaR DDL023'!$C$200:$C$20063)*('EaR DDL023'!$C$200:$C$20063>M182)))-M182*MATCH(M182,'EaR DDL023'!$C$200:$C$20063,-1)),0)","v":0},{"$f":"IF(N182<1,N169*$C$179*((SUMPRODUCT(('EaR DDL023'!$C$200:$C$20063)*('EaR DDL023'!$C$200:$C$20063>N182)))-N182*MATCH(N182,'EaR DDL023'!$C$200:$C$20063,-1)),0)","v":0},{"$f":"IF(O182<1,O169*$C$179*((SUMPRODUCT(('EaR DDL023'!$C$200:$C$20063)*('EaR DDL023'!$C$200:$C$20063>O182)))-O182*MATCH(O182,'EaR DDL023'!$C$200:$C$20063,-1)),0)","v":0},{"$f":"IF(P182<1,P169*$C$179*((SUMPRODUCT(('EaR DDL023'!$C$200:$C$20063)*('EaR DDL023'!$C$200:$C$20063>P182)))-P182*MATCH(P182,'EaR DDL023'!$C$200:$C$20063,-1)),0)","v":0},{"$f":"IF(Q182<1,Q169*$C$179*((SUMPRODUCT(('EaR DDL023'!$C$200:$C$20063)*('EaR DDL023'!$C$200:$C$20063>Q182)))-Q182*MATCH(Q182,'EaR DDL023'!$C$200:$C$20063,-1)),0)","v":0},{"$f":"IF(R182<1,R169*$C$179*((SUMPRODUCT(('EaR DDL023'!$C$200:$C$20063)*('EaR DDL023'!$C$200:$C$20063>R182)))-R182*MATCH(R182,'EaR DDL023'!$C$200:$C$20063,-1)),0)","v":0},{"$f":"IF(S182<1,S169*$C$179*((SUMPRODUCT(('EaR DDL023'!$C$200:$C$20063)*('EaR DDL023'!$C$200:$C$20063>S182)))-S182*MATCH(S182,'EaR DDL023'!$C$200:$C$20063,-1)),0)","v":0},{"$f":"IF(T182<1,T169*$C$179*((SUMPRODUCT(('EaR DDL023'!$C$200:$C$20063)*('EaR DDL023'!$C$200:$C$20063>T182)))-T182*MATCH(T182,'EaR DDL023'!$C$200:$C$20063,-1)),0)","v":0},{"$f":"IF(U182<1,U169*$C$179*((SUMPRODUCT(('EaR DDL023'!$C$200:$C$20063)*('EaR DDL023'!$C$200:$C$20063>U182)))-U182*MATCH(U182,'EaR DDL023'!$C$200:$C$20063,-1)),0)","v":0},{"$f":"IF(V182<1,V169*$C$179*((SUMPRODUCT(('EaR DDL023'!$C$200:$C$20063)*('EaR DDL023'!$C$200:$C$20063>V182)))-V182*MATCH(V182,'EaR DDL023'!$C$200:$C$20063,-1)),0)","v":0},{"$f":"IF(W182<1,W169*$C$179*((SUMPRODUCT(('EaR DDL023'!$C$200:$C$20063)*('EaR DDL023'!$C$200:$C$20063>W182)))-W182*MATCH(W182,'EaR DDL023'!$C$200:$C$20063,-1)),0)","v":0},{"$f":"IF(X182<1,X169*$C$179*((SUMPRODUCT(('EaR DDL023'!$C$200:$C$20063)*('EaR DDL023'!$C$200:$C$20063>X182)))-X182*MATCH(X182,'EaR DDL023'!$C$200:$C$20063,-1)),0)","v":0},{"$f":"IF(Y182<1,Y169*$C$179*((SUMPRODUCT(('EaR DDL023'!$C$200:$C$20063)*('EaR DDL023'!$C$200:$C$20063>Y182)))-Y182*MATCH(Y182,'EaR DDL023'!$C$200:$C$20063,-1)),0)","v":0},{"$f":"IF(Z182<1,Z169*$C$179*((SUMPRODUCT(('EaR DDL023'!$C$200:$C$20063)*('EaR DDL023'!$C$200:$C$20063>Z182)))-Z182*MATCH(Z182,'EaR DDL023'!$C$200:$C$20063,-1)),0)","v":0},{"$f":"IF(AA182<1,AA169*$C$179*((SUMPRODUCT(('EaR DDL023'!$C$200:$C$20063)*('EaR DDL023'!$C$200:$C$20063>AA182)))-AA182*MATCH(AA182,'EaR DDL023'!$C$200:$C$20063,-1)),0)","v":0},{"$f":"IF(AB182<1,AB169*$C$179*((SUMPRODUCT(('EaR DDL023'!$C$200:$C$20063)*('EaR DDL023'!$C$200:$C$20063>AB182)))-AB182*MATCH(AB182,'EaR DDL023'!$C$200:$C$20063,-1)),0)","v":0},{"$f":"IF(AC182<1,AC169*$C$179*((SUMPRODUCT(('EaR DDL023'!$C$200:$C$20063)*('EaR DDL023'!$C$200:$C$20063>AC182)))-AC182*MATCH(AC182,'EaR DDL023'!$C$200:$C$20063,-1)),0)","v":0},{"$f":"IF(AD182<1,AD169*$C$179*((SUMPRODUCT(('EaR DDL023'!$C$200:$C$20063)*('EaR DDL023'!$C$200:$C$20063>AD182)))-AD182*MATCH(AD182,'EaR DDL023'!$C$200:$C$20063,-1)),0)","v":0},{"$f":"IF(AE182<1,AE169*$C$179*((SUMPRODUCT(('EaR DDL023'!$C$200:$C$20063)*('EaR DDL023'!$C$200:$C$20063>AE182)))-AE182*MATCH(AE182,'EaR DDL023'!$C$200:$C$20063,-1)),0)","v":0},{"$f":"IF(AF182<1,AF169*$C$179*((SUMPRODUCT(('EaR DDL023'!$C$200:$C$20063)*('EaR DDL023'!$C$200:$C$20063>AF182)))-AF182*MATCH(AF182,'EaR DDL023'!$C$200:$C$20063,-1)),0)","v":0}]
["10% LAR","N-1",null,null,"EatR, MWhrs",{"$f":"IF(F183<1,IF(F183=0,F169*$C$179*SUMPRODUCT(('EaR DDL023'!$C$200:$C$20063)*('EaR DDL023'!$C$200:$C$20063>F183)),F171*$C$179*(SUMPRODUCT(('EaR DDL023'!$C$200:$C$20063)*('EaR DDL023'!$C$200:$C$20063>F183))-F183*MATCH(F183,'EaR DDL023'!$C$200:$C$20063,-1)))-F186,0)","v":0},{"$f":"IF(G183<1,IF(G183=0,G169*$C$179*SUMPRODUCT(('EaR DDL023'!$C$200:$C$20063)*('EaR DDL023'!$C$200:$C$20063>G183)),G171*$C$179*(SUMPRODUCT(('EaR DDL023'!$C$200:$C$20063)*('EaR DDL023'!$C$200:$C$20063>G183))-G183*MATCH(G183,'EaR DDL023'!$C$200:$C$20063,-1)))-G186,0)","v":0},{"$f":"IF(H183<1,IF(H183=0,H169*$C$179*SUMPRODUCT(('EaR DDL023'!$C$200:$C$20063)*('EaR DDL023'!$C$200:$C$20063>H183)),H171*$C$179*(SUMPRODUCT(('EaR DDL023'!$C$200:$C$20063)*('EaR DDL023'!$C$200:$C$20063>H183))-H183*MATCH(H183,'EaR DDL023'!$C$200:$C$20063,-1)))-H186,0)","v":0},{"$f":"IF(I183<1,IF(I183=0,I169*$C$179*SUMPRODUCT(('EaR DDL023'!$C$200:$C$20063)*('EaR DDL023'!$C$200:$C$20063>I183)),I171*$C$179*(SUMPRODUCT(('EaR DDL023'!$C$200:$C$20063)*('EaR DDL023'!$C$200:$C$20063>I183))-I183*MATCH(I183,'EaR DDL023'!$C$200:$C$20063,-1)))-I186,0)","v":0},{"$f":"IF(J183<1,IF(J183=0,J169*$C$179*SUMPRODUCT(('EaR DDL023'!$C$200:$C$20063)*('EaR DDL023'!$C$200:$C$20063>J183)),J171*$C$179*(SUMPRODUCT(('EaR DDL023'!$C$200:$C$20063)*('EaR DDL023'!$C$200:$C$20063>J183))-J183*MATCH(J183,'EaR DDL023'!$C$200:$C$20063,-1)))-J186,0)","v":0},{"$f":"IF(K183<1,IF(K183=0,K169*$C$179*SUMPRODUCT(('EaR DDL023'!$C$200:$C$20063)*('EaR DDL023'!$C$200:$C$20063>K183)),K171*$C$179*(SUMPRODUCT(('EaR DDL023'!$C$200:$C$20063)*('EaR DDL023'!$C$200:$C$20063>K183))-K183*MATCH(K183,'EaR DDL023'!$C$200:$C$20063,-1)))-K186,0)","v":0},{"$f":"IF(L183<1,IF(L183=0,L169*$C$179*SUMPRODUCT(('EaR DDL023'!$C$200:$C$20063)*('EaR DDL023'!$C$200:$C$20063>L183)),L171*$C$179*(SUMPRODUCT(('EaR DDL023'!$C$200:$C$20063)*('EaR DDL023'!$C$200:$C$20063>L183))-L183*MATCH(L183,'EaR DDL023'!$C$200:$C$20063,-1)))-L186,0)","v":0},{"$f":"IF(M183<1,IF(M183=0,M169*$C$179*SUMPRODUCT(('EaR DDL023'!$C$200:$C$20063)*('EaR DDL023'!$C$200:$C$20063>M183)),M171*$C$179*(SUMPRODUCT(('EaR DDL023'!$C$200:$C$20063)*('EaR DDL023'!$C$200:$C$20063>M183))-M183*MATCH(M183,'EaR DDL023'!$C$200:$C$20063,-1)))-M186,0)","v":0},{"$f":"IF(N183<1,IF(N183=0,N169*$C$179*SUMPRODUCT(('EaR DDL023'!$C$200:$C$20063)*('EaR DDL023'!$C$200:$C$20063>N183)),N171*$C$179*(SUMPRODUCT(('EaR DDL023'!$C$200:$C$20063)*('EaR DDL023'!$C$200:$C$20063>N183))-N183*MATCH(N183,'EaR DDL023'!$C$200:$C$20063,-1)))-N186,0)","v":0},{"$f":"IF(O183<1,IF(O183=0,O169*$C$179*SUMPRODUCT(('EaR DDL023'!$C$200:$C$20063)*('EaR DDL023'!$C$200:$C$20063>O183)),O171*$C$179*(SUMPRODUCT(('EaR DDL023'!$C$200:$C$20063)*('EaR DDL023'!$C$200:$C$20063>O183))-O183*MATCH(O183,'EaR DDL023'!$C$200:$C$20063,-1)))-O186,0)","v":0},{"$f":"IF(P183<1,IF(P183=0,P169*$C$179*SUMPRODUCT(('EaR DDL023'!$C$200:$C$20063)*('EaR DDL023'!$C$200:$C$20063>P183)),P171*$C$179*(SUMPRODUCT(('EaR DDL023'!$C$200:$C$20063)*('EaR DDL023'!$C$200:$C$20063>P183))-P183*MATCH(P183,'EaR DDL023'!$C$200:$C$20063,-1)))-P186,0)","v":0},{"$f":"IF(Q183<1,IF(Q183=0,Q169*$C$179*SUMPRODUCT(('EaR DDL023'!$C$200:$C$20063)*('EaR DDL023'!$C$200:$C$20063>Q183)),Q171*$C$179*(SUMPRODUCT(('EaR DDL023'!$C$200:$C$20063)*('EaR DDL023'!$C$200:$C$20063>Q183))-Q183*MATCH(Q183,'EaR DDL023'!$C$200:$C$20063,-1)))-Q186,0)","v":0},{"$f":"IF(R183<1,IF(R183=0,R169*$C$179*SUMPRODUCT(('EaR DDL023'!$C$200:$C$20063)*('EaR DDL023'!$C$200:$C$20063>R183)),R171*$C$179*(SUMPRODUCT(('EaR DDL023'!$C$200:$C$20063)*('EaR DDL023'!$C$200:$C$20063>R183))-R183*MATCH(R183,'EaR DDL023'!$C$200:$C$20063,-1)))-R186,0)","v":0},{"$f":"IF(S183<1,IF(S183=0,S169*$C$179*SUMPRODUCT(('EaR DDL023'!$C$200:$C$20063)*('EaR DDL023'!$C$200:$C$20063>S183)),S171*$C$179*(SUMPRODUCT(('EaR DDL023'!$C$200:$C$20063)*('EaR DDL023'!$C$200:$C$20063>S183))-S183*MATCH(S183,'EaR DDL023'!$C$200:$C$20063,-1)))-S186,0)","v":0},{"$f":"IF(T183<1,IF(T183=0,T169*$C$179*SUMPRODUCT(('EaR DDL023'!$C$200:$C$20063)*('EaR DDL023'!$C$200:$C$20063>T183)),T171*$C$179*(SUMPRODUCT(('EaR DDL023'!$C$200:$C$20063)*('EaR DDL023'!$C$200:$C$20063>T183))-T183*MATCH(T183,'EaR DDL023'!$C$200:$C$20063,-1)))-T186,0)","v":0},{"$f":"IF(U183<1,IF(U183=0,U169*$C$179*SUMPRODUCT(('EaR DDL023'!$C$200:$C$20063)*('EaR DDL023'!$C$200:$C$20063>U183)),U171*$C$179*(SUMPRODUCT(('EaR DDL023'!$C$200:$C$20063)*('EaR DDL023'!$C$200:$C$20063>U183))-U183*MATCH(U183,'EaR DDL023'!$C$200:$C$20063,-1)))-U186,0)","v":0},{"$f":"IF(V183<1,IF(V183=0,V169*$C$179*SUMPRODUCT(('EaR DDL023'!$C$200:$C$20063)*('EaR DDL023'!$C$200:$C$20063>V183)),V171*$C$179*(SUMPRODUCT(('EaR DDL023'!$C$200:$C$20063)*('EaR DDL023'!$C$200:$C$20063>V183))-V183*MATCH(V183,'EaR DDL023'!$C$200:$C$20063,-1)))-V186,0)","v":0},{"$f":"IF(W183<1,IF(W183=0,W169*$C$179*SUMPRODUCT(('EaR DDL023'!$C$200:$C$20063)*('EaR DDL023'!$C$200:$C$20063>W183)),W171*$C$179*(SUMPRODUCT(('EaR DDL023'!$C$200:$C$20063)*('EaR DDL023'!$C$200:$C$20063>W183))-W183*MATCH(W183,'EaR DDL023'!$C$200:$C$20063,-1)))-W186,0)","v":0},{"$f":"IF(X183<1,IF(X183=0,X169*$C$179*SUMPRODUCT(('EaR DDL023'!$C$200:$C$20063)*('EaR DDL023'!$C$200:$C$20063>X183)),X171*$C$179*(SUMPRODUCT(('EaR DDL023'!$C$200:$C$20063)*('EaR DDL023'!$C$200:$C$20063>X183))-X183*MATCH(X183,'EaR DDL023'!$C$200:$C$20063,-1)))-X186,0)","v":0},{"$f":"IF(Y183<1,IF(Y183=0,Y169*$C$179*SUMPRODUCT(('EaR DDL023'!$C$200:$C$20063)*('EaR DDL023'!$C$200:$C$20063>Y183)),Y171*$C$179*(SUMPRODUCT(('EaR DDL023'!$C$200:$C$20063)*('EaR DDL023'!$C$200:$C$20063>Y183))-Y183*MATCH(Y183,'EaR DDL023'!$C$200:$C$20063,-1)))-Y186,0)","v":0},{"$f":"IF(Z183<1,IF(Z183=0,Z169*$C$179*SUMPRODUCT(('EaR DDL023'!$C$200:$C$20063)*('EaR DDL023'!$C$200:$C$20063>Z183)),Z171*$C$179*(SUMPRODUCT(('EaR DDL023'!$C$200:$C$20063)*('EaR DDL023'!$C$200:$C$20063>Z183))-Z183*MATCH(Z183,'EaR DDL023'!$C$200:$C$20063,-1)))-Z186,0)","v":0},{"$f":"IF(AA183<1,IF(AA183=0,AA169*$C$179*SUMPRODUCT(('EaR DDL023'!$C$200:$C$20063)*('EaR DDL023'!$C$200:$C$20063>AA183)),AA171*$C$179*(SUMPRODUCT(('EaR DDL023'!$C$200:$C$20063)*('EaR DDL023'!$C$200:$C$20063>AA183))-AA183*MATCH(AA183,'EaR DDL023'!$C$200:$C$20063,-1)))-AA186,0)","v":0},{"$f":"IF(AB183<1,IF(AB183=0,AB169*$C$179*SUMPRODUCT(('EaR DDL023'!$C$200:$C$20063)*('EaR DDL023'!$C$200:$C$20063>AB183)),AB171*$C$179*(SUMPRODUCT(('EaR DDL023'!$C$200:$C$20063)*('EaR DDL023'!$C$200:$C$20063>AB183))-AB183*MATCH(AB183,'EaR DDL023'!$C$200:$C$20063,-1)))-AB186,0)","v":0},{"$f":"IF(AC183<1,IF(AC183=0,AC169*$C$179*SUMPRODUCT(('EaR DDL023'!$C$200:$C$20063)*('EaR DDL023'!$C$200:$C$20063>AC183)),AC171*$C$179*(SUMPRODUCT(('EaR DDL023'!$C$200:$C$20063)*('EaR DDL023'!$C$200:$C$20063>AC183))-AC183*MATCH(AC183,'EaR DDL023'!$C$200:$C$20063,-1)))-AC186,0)","v":0},{"$f":"IF(AD183<1,IF(AD183=0,AD169*$C$179*SUMPRODUCT(('EaR DDL023'!$C$200:$C$20063)*('EaR DDL023'!$C$200:$C$20063>AD183)),AD171*$C$179*(SUMPRODUCT(('EaR DDL023'!$C$200:$C$20063)*('EaR DDL023'!$C$200:$C$20063>AD183))-AD183*MATCH(AD183,'EaR DDL023'!$C$200:$C$20063,-1)))-AD186,0)","v":0},{"$f":"IF(AE183<1,IF(AE183=0,AE169*$C$179*SUMPRODUCT(('EaR DDL023'!$C$200:$C$20063)*('EaR DDL023'!$C$200:$C$20063>AE183)),AE171*$C$179*(SUMPRODUCT(('EaR DDL023'!$C$200:$C$20063)*('EaR DDL023'!$C$200:$C$20063>AE183))-AE183*MATCH(AE183,'EaR DDL023'!$C$200:$C$20063,-1)))-AE186,0)","v":0},{"$f":"IF(AF183<1,IF(AF183=0,AF169*$C$179*SUMPRODUCT(('EaR DDL023'!$C$200:$C$20063)*('EaR DDL023'!$C$200:$C$20063>AF183)),AF171*$C$179*(SUMPRODUCT(('EaR DDL023'!$C$200:$C$20063)*('EaR DDL023'!$C$200:$C$20063>AF183))-AF183*MATCH(AF183,'EaR DDL023'!$C$200:$C$20063,-1)))-AF186,0)","v":0}]
["No of Tx",null,null,null,null,{"$f":"F163","v":1},1,1,1,1,1,1,1,1,1,1,1,1,1,1,1,1,1,1,1,1,1,1,1,1,1,1]
["50% PoE","N",1,null,"EEatR, MWhrs",{"$f":"F184*$C189","v":0},0,0,0,0,0,0,0,0,0,0,0,0,0,0,0,0,0,0,0,0,0,0,0,0,0,0]
["50% PoE","N-1",{"$f":"C142","v":3.744292237442922E-2},null,"EEatR, MWhrs",{"$f":"F185*$C190*F188","v":0},0,0,0,0,0,0,0,0,0,0,0,0,0,0,0,0,0,0,0,0,0,0,0,0,0,0]
["10% LAR","N",1,null,"EEatR, MWhrs",{"$f":"F186*$C191","v":0},0,0,0,0,0,0,0,0,0,0,0,0,0,0,0,0,0,0,0,0,0,0,0,0,0,0]
["10% LAR","N-1",{"$f":"C190","v":3.744292237442922E-2},null,"EEatR, MWhrs",{"$f":"F187*$C192*F188","v":0},0,0,0,0,0,0,0,0,0,0,0,0,0,0,0,0,0,0,0,0,0,0,0,0,0,0]
[]
[]
[]
["LDC"]
[]
["Summer (Oct to Mar)",null,"Winter (Apr to Sep)"]
["MW pu","MVA pu","MW pu","MVA pu"]
[1,null,1]
[0.97514270000000003,null,0.99065530000000002]
[0.96964340000000004,null,0.97843389999999997]
[0.95881550000000004,null,0.96165]
[0.94932890000000003,null,0.94707560000000002]
[0.94472310000000004,null,0.93992059999999999]
[0.93957279999999999,null,0.9326333]
[0.93702479999999999,null,0.92472949999999998]
[0.92858839999999998,null,0.91537219999999997]
[0.91653759999999995,null,0.90621719999999994]
[0.90970779999999996,null,0.89985389999999998]
[0.90265430000000002,null,0.8904261]
[0.8979433,null,0.88052379999999997]
[0.89346769999999998,null,0.87364529999999996]
[0.88619930000000002,null,0.86672329999999997]
[0.87777139999999998,null,0.86159490000000005]
[0.86699700000000002,null,0.85775760000000001]
[0.86266050000000005,null,0.85364759999999995]
[0.85987880000000005,null,0.84796360000000004]
[0.85502670000000003,null,0.84416119999999994]
[0.84706179999999998,null,0.84078810000000004]
[0.84414270000000002,null,0.83773609999999998]
[0.84160409999999997,null,0.83214580000000005]
[0.83855279999999999,null,0.82495980000000002]
[0.8329896,null,0.82325470000000001]
[0.83008320000000002,null,0.81511800000000001]
[0.82861260000000003,null,0.81274550000000001]
[0.82384480000000004,null,0.80645319999999998]
[0.820357,null,0.802817]
[0.81694199999999995,null,0.79426669999999999]
[0.810276,null,0.79222029999999999]
[0.8065677,null,0.79015380000000002]
[0.80341949999999995,null,0.78772799999999998]
[0.79987330000000001,null,0.78588840000000004]
[0.79685399999999995,null,0.78384189999999998]
[0.79279109999999997,null,0.78199439999999998]
[0.78903619999999997,null,0.77753499999999998]
[0.78466469999999999,null,0.77642060000000002]
[0.78202079999999996,null,0.77225200000000005]
[0.7794664,null,0.77021589999999995]
[0.77405049999999997,null,0.76891759999999998]
[0.7720245,null,0.76692000000000005]
[0.76809899999999998,null,0.76632929999999999]
[0.76197190000000004,null,0.76542889999999997]
[0.75562989999999997,null,0.76481699999999997]
[0.75453190000000003,null,0.7632449]
[0.7531622,null,0.76200060000000003]
[0.74846829999999998,null,0.76016059999999996]
[0.7445311,null,0.75778319999999999]
[0.74318379999999995,null,0.75416760000000005]
[0.73610850000000005,null,0.75216499999999997]
[0.7334891,null,0.74809349999999997]
[0.730962,null,0.74729380000000001]
[0.72703549999999995,null,0.74683549999999999]
[0.72481359999999995,null,0.74566829999999995]
[0.72103019999999995,null,0.74540340000000005]
[0.71939589999999998,null,0.74479150000000005]
[0.71432470000000003,null,0.74387479999999995]
[0.71180659999999996,null,0.74326099999999995]
[0.70700439999999998,null,0.7428612]
[0.6999959,null,0.74227050000000006]
[0.69702660000000005,null,0.74044710000000002]
[0.69436869999999995,null,0.73893339999999996]
[0.69300740000000005,null,0.73755159999999997]
[0.69121109999999997,null,0.73563750000000006]
[0.68935270000000004,null,0.73338999999999999]
[0.68739499999999998,null,0.73262269999999996]
[0.68634870000000003,null,0.73176960000000002]
[0.6836371,null,0.73038340000000002]
[0.68195539999999999,null,0.72977139999999996]
[0.68021549999999997,null,0.7285992]
[0.67895510000000003,null,0.72743389999999997]
[0.67783579999999999,null,0.72445020000000004]
[0.67670969999999997,null,0.72354790000000002]
[0.67450520000000003,null,0.72337560000000001]
[0.6732996,null,0.7218426]
[0.67135350000000005,null,0.72107969999999999]
[0.66893979999999997,null,0.72023769999999998]
[0.66759360000000001,null,0.71682710000000005]
[0.66554979999999997,null,0.7152077]
[0.6629043,null,0.71408970000000005]
[0.66217250000000005,null,0.71391749999999998]
[0.65802340000000004,null,0.71226829999999997]
[0.65586750000000005,null,0.71213579999999999]
[0.65281690000000003,null,0.71169170000000004]
[0.65115339999999999,null,0.71058730000000003]
[0.65065810000000002,null,0.70969000000000004]
[0.64977379999999996,null,0.70845060000000004]
[0.64723220000000004,null,0.7080533]
[0.64511549999999995,null,0.7074395]
[0.64370499999999997,null,0.7063623]
[0.64101050000000004,null,0.70497609999999999]
[0.63891560000000003,null,0.70412300000000005]
[0.63456029999999997,null,0.70315360000000005]
[0.6334398,null,0.702712]
[0.63250870000000003,null,0.70257700000000001]
[0.63007290000000005,null,0.70204219999999995]
[0.62851060000000003,null,0.70070279999999996]
[0.62721090000000002,null,0.70056779999999996]
[0.62527339999999998,null,0.69950069999999998]
[0.62467119999999998,null,0.69879619999999998]
[0.62368840000000003,null,0.69866119999999998]
[0.62354509999999996,null,0.69816820000000002]
[0.62247569999999997,null,0.69688269999999997]
[0.6208631,null,0.69532130000000003]
[0.61994380000000004,null,0.69453450000000005]
[0.61908339999999995,null,0.69453450000000005]
[0.61708759999999996,null,0.6940788]
[0.61524880000000004,null,0.69335559999999996]
[0.61342050000000004,null,0.69274179999999996]
[0.61151149999999999,null,0.69220700000000002]
[0.61090129999999998,null,0.69207450000000004]
[0.60977599999999998,null,0.69193959999999999]
[0.60856379999999999,null,0.69132320000000003]
[0.60711499999999996,null,0.69060259999999996]
[0.60697159999999994,null,0.68961879999999998]
[0.60636900000000005,null,0.68899080000000001]
[0.60572349999999997,null,0.68800939999999999]
[0.6050065,null,0.68774449999999998]
[0.60325499999999999,null,0.68728869999999997]
[0.60210109999999994,null,0.68698400000000004]
[0.60127600000000003,null,0.68621920000000003]
[0.60081600000000002,null,0.68547480000000005]
[0.60026900000000005,null,0.68520490000000001]
[0.59927229999999998,null,0.68476329999999996]
[0.59830419999999995,null,0.68392379999999997]
[0.59687780000000001,null,0.68321730000000003]
[0.59591649999999996,null,0.68268499999999999]
[0.59508479999999997,null,0.68108570000000002]
[0.59380739999999999,null,0.68064599999999997]
[0.5928542,null,0.679809]
[0.59096740000000003,null,0.67921580000000004]
[0.59001320000000002,null,0.67894840000000001]
[0.58834830000000005,null,0.67849269999999995]
[0.58702109999999996,null,0.67774389999999995]
[0.58621710000000005,null,0.67755549999999998]
[0.58394360000000001,null,0.67725080000000004]
[0.58359839999999996,null,0.67667679999999997]
[0.58242139999999998,null,0.67640940000000005]
[0.58042289999999996,null,0.67610029999999999]
[0.57962639999999999,null,0.67610029999999999]
[0.57849349999999999,null,0.67560480000000001]
[0.57716710000000004,null,0.67436850000000004]
[0.57588919999999999,null,0.67311310000000002]
[0.57479159999999996,null,0.67294080000000001]
[0.57420459999999995,null,0.67248509999999995]
[0.57370920000000003,null,0.67185459999999997]
[0.57295569999999996,null,0.67110389999999998]
[0.57144139999999999,null,0.67038070000000005]
[0.57092509999999996,null,0.66981109999999999]
[0.57016480000000003,null,0.66949029999999998]
[0.56872880000000003,null,0.66859559999999996]
[0.56777460000000002,null,0.66805820000000005]
[0.56689239999999996,null,0.66735619999999995]
[0.56632720000000003,null,0.66676800000000003]
[0.5651796,null,0.66614980000000001]
[0.56388020000000005,null,0.66469029999999996]
[0.56231039999999999,null,0.66398820000000003]
[0.56142300000000001,null,0.66341609999999995]
[0.56127970000000005,null,0.66225650000000003]
[0.56030469999999999,null,0.66199149999999995]
[0.55892509999999995,null,0.6616824]
[0.55798720000000002,null,0.66128260000000005]
[0.55764199999999997,null,0.66092200000000001]
[0.55707510000000005,null,0.6606571]
[0.55555209999999999,null,0.66038969999999997]
[0.55465640000000005,null,0.65958749999999999]
[0.5540252,null,0.65892280000000003]
[0.55319940000000001,null,0.65852290000000002]
[0.55270410000000003,null,0.65835060000000001]
[0.55209390000000003,null,0.65821819999999998]
[0.55165699999999995,null,0.65746939999999998]
[0.55094679999999996,null,0.65707199999999999]
[0.54976219999999998,null,0.65707199999999999]
[0.54903179999999996,null,0.65674880000000002]
[0.54815740000000002,null,0.65634890000000001]
[0.54738330000000002,null,0.65590729999999997]
[0.54626390000000002,null,0.65546329999999997]
[0.54515919999999995,null,0.65506589999999998]
[0.54440849999999996,null,0.65475870000000003]
[0.54415029999999998,null,0.6545704]
[0.54321079999999999,null,0.653729]
[0.54240670000000002,null,0.65355669999999999]
[0.54128739999999997,null,0.65328929999999996]
[0.54079999999999995,null,0.65284770000000003]
[0.5397092,null,0.65239199999999997]
[0.53821280000000005,null,0.65195479999999995]
[0.53768970000000005,null,0.65182240000000002]
[0.53733770000000003,null,0.65102519999999997]
[0.53644670000000005,null,0.65076029999999996]
[0.53574480000000002,null,0.65026280000000003]
[0.53524269999999996,null,0.64982569999999995]
[0.53395009999999998,null,0.64932820000000002]
[0.53349009999999997,null,0.64919579999999999]
[0.53305999999999998,null,0.64906079999999999]
[0.5318484,null,0.64892839999999996]
[0.53087240000000002,null,0.64892839999999996]
[0.53072229999999998,null,0.64843530000000005]
[0.52982649999999998,null,0.6481306]
[0.52956159999999997,null,0.64742169999999999]
[0.52906620000000004,null,0.64711689999999999]
[0.52811200000000003,null,0.64692859999999996]
[0.52706609999999998,null,0.64648700000000003]
[0.52661570000000002,null,0.64635209999999998]
[0.52568459999999995,null,0.64604729999999999]
[0.52491750000000004,null,0.64462280000000005]
[0.52445070000000005,null,0.64449029999999996]
[0.52409879999999998,null,0.6437697]
[0.52260629999999997,null,0.64337230000000001]
[0.52195239999999998,null,0.64318399999999998]
[0.52180230000000005,null,0.64318399999999998]
[0.52089019999999997,null,0.64261000000000001]
[0.52035109999999996,null,0.64190539999999996]
[0.52005760000000001,null,0.64144970000000001]
[0.51964929999999998,null,0.64131720000000003]
[0.51870190000000005,null,0.64118229999999998]
[0.51765600000000001,null,0.64028499999999999]
[0.51730399999999999,null,0.63998029999999995]
[0.51695199999999997,null,0.63967309999999999]
[0.51659999999999995,null,0.63940569999999997]
[0.51600460000000004,null,0.63927319999999999]
[0.51580280000000001,null,0.63927319999999999]
[0.51546550000000002,null,0.63927319999999999]
[0.51490709999999995,null,0.63828770000000001]
[0.51490709999999995,null,0.63771109999999998]
[0.51442639999999995,null,0.63721810000000001]
[0.51386109999999996,null,0.63658820000000005]
[0.51303650000000001,null,0.63632330000000004]
[0.51289309999999999,null,0.63605590000000001]
[0.5126349,null,0.63575119999999996]
[0.51175859999999995,null,0.63544210000000001]
[0.51135019999999998,null,0.63530960000000003]
[0.51120690000000002,null,0.63494899999999999]
[0.51109199999999999,null,0.6345075]
[0.51075479999999995,null,0.63424009999999997]
[0.50980740000000002,null,0.63405180000000005]
[0.50952059999999999,null,0.63378440000000003]
[0.50910549999999999,null,0.63364940000000003]
[0.50827290000000003,null,0.63347710000000002]
[0.50763420000000004,null,0.63334469999999998]
[0.50706890000000004,null,0.63290060000000004]
[0.50677539999999999,null,0.6327682]
[0.50666060000000002,null,0.63250329999999999]
[0.50597820000000004,null,0.63205]
[0.50568460000000004,null,0.63161290000000003]
[0.50508200000000003,null,0.63062980000000002]
[0.5045946,null,0.62977680000000003]
[0.50394070000000002,null,0.62964180000000003]
[0.50311620000000001,null,0.62924199999999997]
[0.50260020000000005,null,0.62910949999999999]
[0.50245680000000004,null,0.62884459999999998]
[0.50163100000000005,null,0.62834909999999999]
[0.50107930000000001,null,0.6275984]
[0.50032580000000004,null,0.62746590000000002]
[0.49972349999999999,null,0.62689379999999995]
[0.49943680000000001,null,0.62676140000000002]
[0.49880600000000003,null,0.62657300000000005]
[0.49782330000000002,null,0.62607999999999997]
[0.49737120000000001,null,0.62577090000000002]
[0.49678410000000001,null,0.62550349999999999]
[0.49622569999999999,null,0.6251061]
[0.49596750000000001,null,0.62483869999999997]
[0.49541370000000001,null,0.62337430000000005]
[0.4947897,null,0.62324190000000002]
[0.49464629999999998,null,0.62284450000000002]
[0.49435279999999998,null,0.62284450000000002]
[0.49391590000000002,null,0.62257960000000001]
[0.49344909999999997,null,0.62257960000000001]
[0.49315560000000003,null,0.6219614]
[0.49255339999999997,null,0.62169399999999997]
[0.49191469999999998,null,0.62120089999999994]
[0.49147780000000002,null,0.62106850000000002]
[0.49136299999999999,null,0.62030370000000001]
[0.49106949999999999,null,0.62030359999999996]
[0.49092609999999998,null,0.62003870000000005]
[0.49036760000000001,null,0.61986649999999999]
[0.49003029999999997,null,0.61986649999999999]
[0.48944330000000003,null,0.61929429999999996]
[0.4892415,null,0.61885279999999998]
[0.48894799999999999,null,0.61822480000000002]
[0.48864770000000002,null,0.61809230000000004]
[0.48804540000000002,null,0.61795739999999999]
[0.4876935,null,0.61759679999999995]
[0.48684149999999998,null,0.61746429999999997]
[0.4865042,null,0.61732940000000003]
[0.48620390000000002,null,0.61732940000000003]
[0.4860891,null,0.61656710000000003]
[0.48560170000000002,null,0.61643460000000005]
[0.48499150000000002,null,0.61630209999999996]
[0.48465429999999998,null,0.61603470000000005]
[0.484317,null,0.61586249999999998]
[0.48373539999999998,null,0.61586249999999998]
[0.48373539999999998,null,0.615286]
[0.48339019999999999,null,0.61496519999999999]
[0.48339019999999999,null,0.61479289999999998]
[0.48275940000000001,null,0.61447209999999997]
[0.48215720000000001,null,0.61385579999999995]
[0.48186370000000001,null,0.61372340000000003]
[0.48166189999999998,null,0.61340260000000002]
[0.481547,null,0.61313770000000001]
[0.48110340000000001,null,0.6128169]
[0.4807514,null,0.6128169]
[0.4807514,null,0.61224480000000003]
[0.47991200000000001,null,0.61224480000000003]
[0.47965390000000002,null,0.61180319999999999]
[0.47916639999999999,null,0.61167079999999996]
[0.47886610000000002,null,0.61153829999999998]
[0.47845100000000002,null,0.61153829999999998]
[0.4781861,null,0.61110109999999995]
[0.47804269999999999,null,0.61096620000000001]
[0.47742580000000001,null,0.61096620000000001]
[0.47727560000000002,null,0.61030390000000001]
[0.47712549999999998,null,0.61011559999999998]
[0.47697529999999999,null,0.60980650000000003]
[0.47662330000000003,null,0.60967400000000005]
[0.47569230000000001,null,0.6095391]
[0.4752402,null,0.60940660000000002]
[0.4752402,null,0.60904610000000003]
[0.47486719999999999,null,0.60904599999999998]
[0.4745299,null,0.60878109999999996]
[0.4742364,null,0.60833959999999998]
[0.47380499999999998,null,0.60761900000000002]
[0.47365479999999999,null,0.60761900000000002]
[0.47330290000000003,null,0.60735410000000001]
[0.47315950000000001,null,0.60718179999999999]
[0.47240710000000002,null,0.6067844]
[0.47226370000000001,null,0.60659609999999997]
[0.47211360000000002,null,0.60597979999999996]
[0.47185539999999998,null,0.60571489999999995]
[0.47170529999999999,null,0.60571489999999995]
[0.47159040000000002,null,0.60544750000000003]
[0.47090120000000002,null,0.60483359999999997]
[0.4707578,null,0.60483359999999997]
[0.4707578,null,0.60483359999999997]
[0.47049970000000002,null,0.60426400000000002]
[0.47023470000000001,null,0.60407569999999999]
[0.46974729999999998,null,0.60394080000000006]
[0.46940209999999999,null,0.60354339999999995]
[0.46889999999999998,null,0.6032343]
[0.46874979999999999,null,0.60283690000000001]
[0.46863500000000002,null,0.60239730000000002]
[0.46848489999999998,null,0.60239730000000002]
[0.46848489999999998,null,0.60239730000000002]
[0.46780240000000001,null,0.60180909999999999]
[0.46750890000000001,null,0.60163679999999997]
[0.46750890000000001,null,0.60137189999999996]
[0.46702149999999998,null,0.60110450000000004]
[0.46661989999999998,null,0.60097210000000001]
[0.46661989999999998,null,0.60049070000000004]
[0.46646979999999999,null,0.60035819999999995]
[0.4663196,null,0.60009080000000004]
[0.46617629999999999,null,0.60009080000000004]
[0.4657095,null,0.59959779999999996]
[0.4657095,null,0.59928870000000001]
[0.46526580000000001,null,0.59915620000000003]
[0.46526580000000001,null,0.5990238]
[0.46461350000000001,null,0.59857050000000001]
[0.46449869999999999,null,0.59857050000000001]
[0.46429690000000001,null,0.59813090000000002]
[0.46380949999999999,null,0.59813090000000002]
[0.46380949999999999,null,0.59799840000000004]
[0.46351599999999998,null,0.59786600000000001]
[0.46340120000000001,null,0.59723360000000003]
[0.46306389999999997,null,0.59706130000000002]
[0.46274729999999997,null,0.59706130000000002]
[0.46274729999999997,null,0.59692889999999998]
[0.46260390000000001,null,0.59692889999999998]
[0.462339,null,0.59613419999999995]
[0.462339,null,0.59555760000000002]
[0.46218880000000001,null,0.59538539999999995]
[0.46184360000000002,null,0.59479970000000004]
[0.46169349999999998,null,0.59422569999999997]
[0.46135619999999999,null,0.59422569999999997]
[0.46094109999999999,null,0.59409069999999997]
[0.46094109999999999,null,0.59409069999999997]
[0.46046039999999999,null,0.59382579999999996]
[0.46034560000000002,null,0.59350250000000004]
[0.45999370000000001,null,0.5933676]
[0.45985029999999999,null,0.59292599999999995]
[0.4597001,null,0.59279360000000003]
[0.45936290000000002,null,0.59266110000000005]
[0.45906259999999999,null,0.59234039999999999]
[0.45831699999999997,null,0.59203570000000005]
[0.45831699999999997,null,0.5920356]
[0.45796500000000001,null,0.59190319999999996]
[0.4577001,null,0.59190319999999996]
[0.45736280000000001,null,0.59171490000000004]
[0.4572194,null,0.59154260000000003]
[0.45706930000000001,null,0.59114270000000002]
[0.45706930000000001,null,0.59074289999999996]
[0.45671729999999999,null,0.59024549999999998]
[0.45642379999999999,null,0.58980829999999995]
[0.4556714,null,0.58967579999999997]
[0.4556714,null,0.58937110000000004]
[0.4556714,null,0.58897379999999999]
[0.4553548,null,0.58866470000000004]
[0.45489259999999998,null,0.58834140000000001]
[0.45472400000000002,null,0.58754419999999996]
[0.45460919999999999,null,0.58741169999999998]
[0.454459,null,0.58727929999999995]
[0.454459,null,0.58688189999999996]
[0.45425720000000003,null,0.5865747]
[0.45377659999999997,null,0.58625389999999999]
[0.45377659999999997,null,0.58612149999999996]
[0.45351160000000001,null,0.58585659999999995]
[0.45302419999999999,null,0.58559170000000005]
[0.45267220000000002,null,0.58509420000000001]
[0.45267220000000002,null,0.58456189999999997]
[0.4525574,null,0.58425720000000003]
[0.4522639,null,0.5841248]
[0.45214910000000003,null,0.58399230000000002]
[0.45199889999999998,null,0.58372740000000001]
[0.45151150000000001,null,0.58328579999999997]
[0.45119490000000001,null,0.58328579999999997]
[0.45119490000000001,null,0.58301840000000005]
[0.45105149999999999,null,0.5827137]
[0.45105149999999999,null,0.58252539999999997]
[0.45078659999999998,null,0.58252539999999997]
[0.45058480000000001,null,0.58212799999999998]
[0.4505847,null,0.58146330000000002]
[0.45031979999999999,null,0.5811984]
[0.45002629999999999,null,0.58089369999999996]
[0.44968900000000001,null,0.58031969999999999]
[0.44953880000000002,null,0.58005470000000003]
[0.44922220000000002,null,0.5799223]
[0.44922220000000002,null,0.57960149999999999]
[0.44892189999999998,null,0.57933409999999996]
[0.44872010000000001,null,0.57889259999999998]
[0.4484551,null,0.57872029999999997]
[0.4484551,null,0.57858779999999999]
[0.4479745,null,0.57832289999999997]
[0.44767420000000002,null,0.57805550000000006]
[0.44747239999999999,null,0.5773374]
[0.4473222,null,0.57716509999999999]
[0.44712039999999997,null,0.57690019999999997]
[0.4467121,null,0.57613539999999996]
[0.44605820000000002,null,0.57600300000000004]
[0.44605820000000002,null,0.57388119999999998]
[0.44605820000000002,null,0.57374879999999995]
[0.44576470000000001,null,0.57361629999999997]
[0.44576470000000001,null,0.57348390000000005]
[0.44576470000000001,null,0.5731792]
[0.4454997,null,0.57247269999999995]
[0.4448105,null,0.57194290000000003]
[0.44466709999999998,null,0.57167800000000002]
[0.44466709999999998,null,0.57122479999999998]
[0.444517,null,0.57065270000000001]
[0.44440220000000002,null,0.57065270000000001]
[0.44425199999999998,null,0.57025530000000002]
[0.44425199999999998,null,0.56954879999999997]
[0.44405020000000001,null,0.56954879999999997]
[0.44405020000000001,null,0.56936050000000005]
[0.4435981,null,0.56922810000000001]
[0.44344800000000001,null,0.56865589999999999]
[0.44333309999999998,null,0.56852349999999996]
[0.44298120000000002,null,0.56852349999999996]
[0.44272299999999998,null,0.5679495]
[0.44257289999999999,null,0.56741719999999995]
[0.44257289999999999,null,0.56741719999999995]
[0.4424227,null,0.56715230000000005]
[0.44230789999999998,null,0.56715230000000005]
[0.44215769999999999,null,0.56684760000000001]
[0.44201439999999997,null,0.56684749999999995]
[0.4418126,null,0.56671260000000001]
[0.44132510000000003,null,0.56627099999999997]
[0.4412103,null,0.56595030000000002]
[0.4412103,null,0.56555290000000003]
[0.44100850000000003,null,0.56524819999999998]
[0.44086510000000001,null,0.56505989999999995]
[0.44071500000000002,null,0.56492739999999997]
[0.44071500000000002,null,0.56466000000000005]
[0.4406002,null,0.56452760000000002]
[0.4406002,null,0.56439510000000004]
[0.44024819999999998,null,0.56439510000000004]
[0.44024819999999998,null,0.56368609999999997]
[0.43961739999999999,null,0.56368609999999997]
[0.43961739999999999,null,0.56342119999999996]
[0.43950260000000002,null,0.56342119999999996]
[0.4393878,null,0.56283559999999999]
[0.4393878,null,0.56239839999999997]
[0.43903579999999998,null,0.56208930000000001]
[0.43869859999999999,null,0.56164959999999997]
[0.43855519999999998,null,0.56151720000000005]
[0.43829030000000002,null,0.56151709999999999]
[0.43829020000000002,null,0.56138469999999996]
[0.43829020000000002,null,0.56124969999999996]
[0.43829020000000002,null,0.56079650000000003]
[0.4379383,null,0.56079650000000003]
[0.4379383,null,0.56062429999999996]
[0.43760100000000002,null,0.56062429999999996]
[0.437336,null,0.55995950000000005]
[0.437336,null,0.55982710000000002]
[0.43699090000000002,null,0.55938549999999998]
[0.43684070000000003,null,0.55938549999999998]
[0.43684070000000003,null,0.559253]
[0.4367259,null,0.55894829999999995]
[0.43657580000000001,null,0.55876000000000003]
[0.43627539999999998,null,0.55876000000000003]
[0.43597520000000001,null,0.55849510000000002]
[0.4359751,null,0.55836260000000004]
[0.43583179999999999,null,0.55796279999999998]
[0.43571700000000002,null,0.55796279999999998]
[0.43556679999999998,null,0.55752559999999995]
[0.43502770000000002,null,0.55752559999999995]
[0.43487759999999998,null,0.55752559999999995]
[0.43472739999999999,null,0.55689580000000005]
[0.43472739999999999,null,0.55689569999999999]
[0.43472739999999999,null,0.55663079999999998]
[0.4344693,null,0.55649839999999995]
[0.43426740000000003,null,0.55623100000000003]
[0.43397390000000002,null,0.55623100000000003]
[0.43397390000000002,null,0.55623100000000003]
[0.43382379999999998,null,0.55592629999999998]
[0.4334865,null,0.55592629999999998]
[0.43328470000000002,null,0.55529390000000001]
[0.43328470000000002,null,0.55516140000000003]
[0.43328470000000002,null,0.55516140000000003]
[0.43301970000000001,null,0.55485669999999998]
[0.43301970000000001,null,0.55485669999999998]
[0.43301970000000001,null,0.5547242]
[0.43301970000000001,null,0.55441510000000005]
[0.43281789999999998,null,0.55414770000000002]
[0.43266779999999999,null,0.55401529999999999]
[0.43266779999999999,null,0.55388280000000001]
[0.432037,null,0.55371060000000005]
[0.43188680000000002,null,0.55352219999999996]
[0.43188680000000002,null,0.55338980000000004]
[0.43188680000000002,null,0.55325729999999995]
[0.43177199999999999,null,0.55281579999999997]
[0.4316219,null,0.55281579999999997]
[0.43147849999999999,null,0.55268079999999997]
[0.43147849999999999,null,0.55268079999999997]
[0.43147849999999999,null,0.55250860000000002]
[0.43136370000000002,null,0.55237610000000004]
[0.43121350000000003,null,0.55218780000000001]
[0.43067450000000002,null,0.55205530000000003]
[0.43067440000000001,null,0.55192289999999999]
[0.43055959999999999,null,0.55175059999999998]
[0.43055959999999999,null,0.55144150000000003]
[0.4304095,null,0.5511741]
[0.43026609999999998,null,0.5511741]
[0.43026609999999998,null,0.55098579999999997]
[0.43006430000000001,null,0.55067670000000002]
[0.43006430000000001,null,0.55067670000000002]
[0.4297993,null,0.55067670000000002]
[0.4297993,null,0.55041180000000001]
[0.4297993,null,0.55023949999999999]
[0.42965599999999998,null,0.5501045]
[0.42933929999999998,null,0.54991619999999997]
[0.42933929999999998,null,0.54991619999999997]
[0.42933929999999998,null,0.54978380000000004]
[0.4287086,null,0.54978380000000004]
[0.4287086,null,0.54978380000000004]
[0.4287086,null,0.54965129999999995]
[0.42855840000000001,null,0.54915389999999997]
[0.42855840000000001,null,0.54884920000000004]
[0.42844359999999998,null,0.54858430000000002]
[0.42844359999999998,null,0.54858430000000002]
[0.42844359999999998,null,0.54858430000000002]
[0.42844359999999998,null,0.54858430000000002]
[0.42824180000000001,null,0.54844930000000003]
[0.42809160000000002,null,0.54831680000000005]
[0.42783349999999998,null,0.54818440000000002]
[0.42749619999999999,null,0.54805190000000004]
[0.42749619999999999,null,0.54787969999999997]
[0.42749619999999999,null,0.54761230000000005]
[0.42749619999999999,null,0.54747979999999996]
[0.42723119999999998,null,0.54747979999999996]
[0.42687930000000002,null,0.54703579999999996]
[0.42687930000000002,null,0.54703579999999996]
[0.42687930000000002,null,0.54703579999999996]
[0.42672909999999997,null,0.54684739999999998]
[0.42672909999999997,null,0.54671499999999995]
[0.42627700000000002,null,0.54654270000000005]
[0.42627700000000002,null,0.54641030000000002]
[0.42616219999999999,null,0.54627780000000004]
[0.42616219999999999,null,0.54583369999999998]
[0.42586869999999999,null,0.54570129999999994]
[0.42586869999999999,null,0.54570129999999994]
[0.42576779999999997,null,0.54570129999999994]
[0.42560949999999997,null,0.54537800000000003]
[0.42555209999999999,null,0.5452456]
[0.42540869999999997,null,0.5452456]
[0.42525849999999998,null,0.5452456]
[0.42525849999999998,null,0.54507329999999998]
[0.42525849999999998,null,0.54494089999999995]
[0.42525849999999998,null,0.54475249999999997]
[0.42499360000000003,null,0.54475249999999997]
[0.42499360000000003,null,0.54448510000000006]
[0.42484339999999998,null,0.54448510000000006]
[0.4245062,null,0.54417599999999999]
[0.4245062,null,0.54404359999999996]
[0.4245062,null,0.54404359999999996]
[0.42439139999999997,null,0.54404350000000001]
[0.42424800000000001,null,0.54391109999999998]
[0.42404619999999998,null,0.54310899999999995]
[0.42404619999999998,null,0.54297399999999996]
[0.423896,null,0.54297399999999996]
[0.423896,null,0.54284149999999998]
[0.423896,null,0.54284149999999998]
[0.423896,null,0.54284149999999998]
[0.42378120000000002,null,0.54284149999999998]
[0.42378120000000002,null,0.54266930000000002]
[0.42363109999999998,null,0.54253430000000002]
[0.42314360000000001,null,0.54222519999999996]
[0.4230003,null,0.54222519999999996]
[0.42279850000000002,null,0.54209280000000004]
[0.42279850000000002,null,0.54190439999999995]
[0.42279850000000002,null,0.54190439999999995]
[0.42264829999999998,null,0.54176950000000001]
[0.42264829999999998,null,0.54146479999999997]
[0.42253350000000001,null,0.54146479999999997]
[0.42253350000000001,null,0.54146479999999997]
[0.42253350000000001,null,0.54133229999999999]
[0.42253350000000001,null,0.54083490000000001]
[0.42253350000000001,null,0.54069990000000001]
[0.42218830000000002,null,0.54069990000000001]
[0.42185109999999998,null,0.54056749999999998]
[0.42185099999999998,null,0.54025840000000003]
[0.42170089999999999,null,0.54025840000000003]
[0.42170089999999999,null,0.54000380000000003]
[0.42170089999999999,null,0.53993760000000002]
[0.42170089999999999,null,0.5397653]
[0.42158610000000002,null,0.53963289999999997]
[0.4212341,null,0.53963289999999997]
[0.4212341,null,0.53963289999999997]
[0.4212341,null,0.53963280000000002]
[0.42111929999999997,null,0.53936550000000005]
[0.42082580000000003,null,0.53923299999999996]
[0.42082580000000003,null,0.53904470000000004]
[0.42082580000000003,null,0.53856329999999997]
[0.42082580000000003,null,0.53856329999999997]
[0.42082580000000003,null,0.53843090000000005]
[0.42056080000000001,null,0.53843079999999999]
[0.42056080000000001,null,0.53829839999999995]
[0.42056080000000001,null,0.53829839999999995]
[0.42022359999999997,null,0.53816589999999997]
[0.42022359999999997,null,0.53803350000000005]
[0.42007339999999999,null,0.53776610000000002]
[0.41993000000000003,null,0.53744530000000001]
[0.41957810000000001,null,0.53727309999999995]
[0.41946329999999998,null,0.53696390000000005]
[0.41946329999999998,null,0.53696390000000005]
[0.41931309999999999,null,0.53683150000000002]
[0.41931309999999999,null,0.53683150000000002]
[0.41905490000000001,null,0.53669650000000002]
[0.41890480000000002,null,0.53652429999999995]
[0.41890480000000002,null,0.53639179999999997]
[0.41856749999999998,null,0.53625940000000005]
[0.41856749999999998,null,0.53607099999999996]
[0.41836570000000001,null,0.53580609999999995]
[0.41836570000000001,null,0.53567120000000001]
[0.41821560000000002,null,0.53522959999999997]
[0.41821550000000002,null,0.53505740000000002]
[0.41810069999999999,null,0.53505740000000002]
[0.41810069999999999,null,0.53505740000000002]
[0.41810069999999999,null,0.53492490000000004]
[0.41780719999999999,null,0.53492490000000004]
[0.41769240000000002,null,0.53473660000000001]
[0.41769240000000002,null,0.53473660000000001]
[0.41769240000000002,null,0.53443189999999996]
[0.41769240000000002,null,0.53443189999999996]
[0.41735509999999998,null,0.53412269999999995]
[0.41724030000000001,null,0.53412269999999995]
[0.41724030000000001,null,0.53412269999999995]
[0.41709020000000002,null,0.53399030000000003]
[0.41688839999999999,null,0.53399030000000003]
[0.41688839999999999,null,0.53349480000000005]
[0.41677360000000002,null,0.53349480000000005]
[0.41677350000000002,null,0.53349480000000005]
[0.41648000000000002,null,0.5330532]
[0.41636519999999999,null,0.5330532]
[0.41636519999999999,null,0.5330532]
[0.41636519999999999,null,0.53292070000000002]
[0.41636519999999999,null,0.53292070000000002]
[0.41610029999999998,null,0.53292070000000002]
[0.41610029999999998,null,0.53292070000000002]
[0.41610029999999998,null,0.53278829999999999]
[0.41595690000000002,null,0.53278829999999999]
[0.41595690000000002,null,0.53246499999999997]
[0.41526770000000002,null,0.53246499999999997]
[0.41526770000000002,null,0.53233249999999999]
[0.41526770000000002,null,0.531891]
[0.41526770000000002,null,0.53171869999999999]
[0.41526770000000002,null,0.53171869999999999]
[0.41526770000000002,null,0.53145129999999996]
[0.41526770000000002,null,0.53145129999999996]
[0.41515279999999999,null,0.53145129999999996]
[0.41515279999999999,null,0.53145129999999996]
[0.4150027,null,0.53126300000000004]
[0.41485929999999999,null,0.53126300000000004]
[0.41485929999999999,null,0.53109070000000003]
[0.41485929999999999,null,0.53109070000000003]
[0.41454269999999999,null,0.53064920000000004]
[0.41454269999999999,null,0.53051669999999995]
[0.41454269999999999,null,0.53051669999999995]
[0.41405530000000002,null,0.53051669999999995]
[0.41405530000000002,null,0.53038180000000001]
[0.41405530000000002,null,0.53038180000000001]
[0.41405530000000002,null,0.53019340000000004]
[0.41379709999999997,null,0.53012720000000002]
[0.41364699999999999,null,0.530061]
[0.41364689999999998,null,0.52988869999999999]
[0.41364689999999998,null,0.52970039999999996]
[0.41329500000000002,null,0.52970039999999996]
[0.41315160000000001,null,0.52970039999999996]
[0.41315160000000001,null,0.52956789999999998]
[0.41315160000000001,null,0.52925880000000003]
[0.41315160000000001,null,0.52908659999999996]
[0.41300819999999999,null,0.52895409999999998]
[0.41285810000000001,null,0.52881920000000004]
[0.41285810000000001,null,0.52881920000000004]
[0.41252080000000002,null,0.52851000000000004]
[0.41252080000000002,null,0.5283776]
[0.41252080000000002,null,0.52824510000000002]
[0.41252080000000002,null,0.52824510000000002]
[0.41240599999999999,null,0.52811269999999999]
[0.41205409999999998,null,0.52792439999999996]
[0.41205409999999998,null,0.52792439999999996]
[0.41205399999999998,null,0.52792439999999996]
[0.41191070000000002,null,0.52792439999999996]
[0.41191070000000002,null,0.52792439999999996]
[0.41157339999999998,null,0.52748280000000003]
[0.41142329999999999,null,0.52748280000000003]
[0.41142329999999999,null,0.52735030000000005]
[0.41132239999999998,null,0.5272154]
[0.41122140000000001,null,0.52704309999999999]
[0.41096329999999998,null,0.52704309999999999]
[0.41081309999999999,null,0.52685479999999996]
[0.41081309999999999,null,0.52685479999999996]
[0.41081309999999999,null,0.52671990000000002]
[0.41069830000000002,null,0.52641070000000001]
[0.41040480000000001,null,0.52627829999999998]
[0.41040480000000001,null,0.52610599999999996]
[0.41040480000000001,null,0.52610599999999996]
[0.41040480000000001,null,0.52610599999999996]
[0.41040480000000001,null,0.52610599999999996]
[0.41025460000000002,null,0.52591770000000004]
[0.40960079999999999,null,0.52578519999999995]
[0.40960069999999998,null,0.52565030000000001]
[0.40960069999999998,null,0.52565030000000001]
[0.40960069999999998,null,0.52534559999999997]
[0.40960069999999998,null,0.52534559999999997]
[0.40960069999999998,null,0.52490400000000004]
[0.4093426,null,0.52490400000000004]
[0.40919240000000001,null,0.52490400000000004]
[0.40919240000000001,null,0.52490400000000004]
[0.40919240000000001,null,0.52490400000000004]
[0.40919240000000001,null,0.5247716]
[0.40919240000000001,null,0.52463660000000001]
[0.4088405,null,0.52463660000000001]
[0.40884039999999999,null,0.52432749999999995]
[0.40884039999999999,null,0.52413920000000003]
[0.40884039999999999,null,0.52400670000000005]
[0.40884039999999999,null,0.52383440000000003]
[0.40858230000000001,null,0.52383440000000003]
[0.40858230000000001,null,0.523702]
[0.40843210000000002,null,0.523702]
[0.40828199999999998,null,0.52356950000000002]
[0.40794469999999999,null,0.52356950000000002]
[0.40782990000000002,null,0.5230882]
[0.40782990000000002,null,0.5230882]
[0.40782990000000002,null,0.52295320000000001]
[0.40762809999999999,null,0.52295320000000001]
[0.40733459999999999,null,0.52295320000000001]
[0.40733459999999999,null,0.52259259999999996]
[0.40733459999999999,null,0.52246020000000004]
[0.4071844,null,0.52246020000000004]
[0.4071844,null,0.52246020000000004]
[0.4071844,null,0.52246020000000004]
[0.40706959999999998,null,0.52232520000000005]
[0.40706959999999998,null,0.52201609999999998]
[0.4065822,null,0.5218836]
[0.40632400000000002,null,0.5218836]
[0.40632400000000002,null,0.5218836]
[0.40612219999999999,null,0.52169529999999997]
[0.40612219999999999,null,0.52169529999999997]
[0.40612219999999999,null,0.52169529999999997]
[0.40612219999999999,null,0.52156290000000005]
[0.40612219999999999,null,0.52125379999999999]
[0.40612219999999999,null,0.52125370000000004]
[0.40600740000000002,null,0.52108149999999998]
[0.40600740000000002,null,0.520949]
[0.40585719999999997,null,0.520949]
[0.40571390000000002,null,0.520949]
[0.40571380000000001,null,0.52081409999999995]
[0.40571380000000001,null,0.520505]
[0.40571380000000001,null,0.52018419999999999]
[0.40526180000000001,null,0.52018419999999999]
[0.40526180000000001,null,0.52018419999999999]
[0.40526180000000001,null,0.52005170000000001]
[0.40526180000000001,null,0.51991929999999997]
[0.40490979999999999,null,0.51974699999999996]
[0.40490979999999999,null,0.51974699999999996]
[0.40490979999999999,null,0.51974699999999996]
[0.4046516,null,0.51974699999999996]
[0.4046516,null,0.51974699999999996]
[0.40450150000000001,null,0.51961460000000004]
[0.40450150000000001,null,0.51944230000000002]
[0.40450150000000001,null,0.519119]
[0.40450150000000001,null,0.519119]
[0.40438669999999999,null,0.51880990000000005]
[0.40424330000000003,null,0.51880990000000005]
[0.40424330000000003,null,0.51880990000000005]
[0.40424330000000003,null,0.51880990000000005]
[0.4040415,null,0.518675]
[0.4040415,null,0.51836579999999999]
[0.40392670000000003,null,0.51836579999999999]
[0.40377649999999998,null,0.51819360000000003]
[0.40377649999999998,null,0.5180053]
[0.40377649999999998,null,0.51787280000000002]
[0.40377649999999998,null,0.51787280000000002]
[0.40377649999999998,null,0.51787280000000002]
[0.40363310000000002,null,0.51787280000000002]
[0.40363310000000002,null,0.51787280000000002]
[0.40363310000000002,null,0.51760539999999999]
[0.40336820000000001,null,0.51760539999999999]
[0.40303090000000003,null,0.51743309999999998]
[0.40303090000000003,null,0.51727860000000003]
[0.40303090000000003,null,0.51712400000000003]
[0.40303090000000003,null,0.51712400000000003]
[0.4028291,null,0.51712400000000003]
[0.4028291,null,0.5169916]
[0.40268569999999998,null,0.5169916]
[0.40268569999999998,null,0.51680320000000002]
[0.40268569999999998,null,0.51666829999999997]
[0.40242080000000002,null,0.51653579999999999]
[0.40242080000000002,null,0.51653579999999999]
[0.40242080000000002,null,0.51653579999999999]
[0.40210420000000002,null,0.51609430000000001]
[0.40210410000000002,null,0.51609430000000001]
[0.40210410000000002,null,0.51590590000000003]
[0.40195399999999998,null,0.51590590000000003]
[0.40195399999999998,null,0.51590590000000003]
[0.40183920000000001,null,0.5157735]
[0.40183920000000001,null,0.51560119999999998]
[0.40183920000000001,null,0.51560119999999998]
[0.40183920000000001,null,0.51560119999999998]
[0.40169579999999999,null,0.51529210000000003]
[0.40169579999999999,null,0.51515719999999998]
[0.40169579999999999,null,0.5150247]
[0.40169579999999999,null,0.5150247]
[0.40154570000000001,null,0.5150247]
[0.40143089999999998,null,0.5150247]
[0.40108569999999999,null,0.51456900000000005]
[0.40108569999999999,null,0.51456900000000005]
[0.40108569999999999,null,0.51456900000000005]
[0.40097090000000002,null,0.51456900000000005]
[0.40097090000000002,null,0.51439670000000004]
[0.40097090000000002,null,0.51439670000000004]
[0.40097090000000002,null,0.51426430000000001]
[0.40097090000000002,null,0.51426430000000001]
[0.40097090000000002,null,0.51426419999999995]
[0.40097090000000002,null,0.51426419999999995]
[0.40082069999999997,null,0.5141097]
[0.40082069999999997,null,0.5139551]
[0.4006189,null,0.5139551]
[0.40013149999999997,null,0.51376679999999997]
[0.40013149999999997,null,0.51359460000000001]
[0.40013149999999997,null,0.51359460000000001]
[0.39987329999999999,null,0.51346210000000003]
[0.39987329999999999,null,0.51346210000000003]
[0.39987329999999999,null,0.51346210000000003]
[0.39987329999999999,null,0.51346210000000003]
[0.39987329999999999,null,0.51332710000000004]
[0.39987329999999999,null,0.51332710000000004]
[0.39987329999999999,null,0.5131947]
[0.3997231,null,0.5131947]
[0.39960830000000003,null,0.51306220000000002]
[0.39960830000000003,null,0.51288999999999996]
[0.39960830000000003,null,0.51270170000000004]
[0.39946500000000001,null,0.51270170000000004]
[0.39946500000000001,null,0.51239250000000003]
[0.399113,null,0.51225759999999998]
[0.39899820000000003,null,0.51225759999999998]
[0.39899820000000003,null,0.51225759999999998]
[0.39899820000000003,null,0.51208529999999997]
[0.39885480000000001,null,0.51208529999999997]
[0.39885480000000001,null,0.51195290000000004]
[0.39885480000000001,null,0.51182039999999995]
[0.39885480000000001,null,0.51182039999999995]
[0.39870470000000002,null,0.51182039999999995]
[0.39870470000000002,null,0.51182039999999995]
[0.3985899,null,0.51182039999999995]
[0.39838800000000002,null,0.51164810000000005]
[0.39838800000000002,null,0.51164810000000005]
[0.39838800000000002,null,0.51145980000000002]
[0.39805079999999998,null,0.51115069999999996]
[0.39805079999999998,null,0.51115069999999996]
[0.39805079999999998,null,0.51101830000000004]
[0.39764250000000001,null,0.51101830000000004]
[0.39764250000000001,null,0.51088330000000004]
[0.39764250000000001,null,0.51071100000000003]
[0.39764240000000001,null,0.51057859999999999]
[0.39764240000000001,null,0.51057859999999999]
[0.39764240000000001,null,0.51057859999999999]
[0.39764240000000001,null,0.51057859999999999]
[0.39764240000000001,null,0.51027140000000004]
[0.39764240000000001,null,0.51027140000000004]
[0.39764240000000001,null,0.51013889999999995]
[0.39744059999999998,null,0.5098298]
[0.39729049999999999,null,0.5098298]
[0.39729049999999999,null,0.50964149999999997]
[0.39729049999999999,null,0.50964149999999997]
[0.39729049999999999,null,0.50964149999999997]
[0.39714709999999998,null,0.50950649999999997]
[0.3970323,null,0.50937410000000005]
[0.3970323,null,0.50937410000000005]
[0.3970323,null,0.50920180000000004]
[0.39688210000000002,null,0.50906940000000001]
[0.39688210000000002,null,0.50906940000000001]
[0.39688210000000002,null,0.50888100000000003]
[0.39654489999999998,null,0.50888100000000003]
[0.39643010000000001,null,0.50888100000000003]
[0.39643010000000001,null,0.50857189999999997]
[0.39622829999999998,null,0.50857189999999997]
[0.39622829999999998,null,0.50843950000000004]
[0.39608490000000002,null,0.50843950000000004]
[0.39593469999999997,null,0.50843950000000004]
[0.39593469999999997,null,0.50825109999999996]
[0.39593469999999997,null,0.5079439]
[0.39593469999999997,null,0.50781149999999997]
[0.39593469999999997,null,0.50781149999999997]
[0.3958199,null,0.50781149999999997]
[0.3958199,null,0.50781149999999997]
[0.3958199,null,0.50781149999999997]
[0.3958199,null,0.50781149999999997]
[0.3958199,null,0.50767649999999998]
[0.3955264,null,0.50723499999999999]
[0.3955264,null,0.50706269999999998]
[0.39532460000000003,null,0.50706269999999998]
[0.39532460000000003,null,0.50706269999999998]
[0.39532460000000003,null,0.50687439999999995]
[0.3952098,null,0.50687439999999995]
[0.3952098,null,0.50674189999999997]
[0.3952098,null,0.50674189999999997]
[0.39487250000000002,null,0.50674189999999997]
[0.39487250000000002,null,0.50674189999999997]
[0.39472239999999997,null,0.50674189999999997]
[0.39472239999999997,null,0.50656970000000001]
[0.39472239999999997,null,0.5062605]
[0.39457900000000001,null,0.5062605]
[0.39457900000000001,null,0.5062605]
[0.39457900000000001,null,0.50612559999999995]
[0.39426240000000001,null,0.50599309999999997]
[0.39426240000000001,null,0.50599309999999997]
[0.39426240000000001,null,0.50599309999999997]
[0.39426240000000001,null,0.50599309999999997]
[0.39426240000000001,null,0.50580480000000005]
[0.39411220000000002,null,0.50549569999999999]
[0.39411220000000002,null,0.50549569999999999]
[0.39411220000000002,null,0.50513509999999995]
[0.39411220000000002,null,0.50513509999999995]
[0.3939974,null,0.50513509999999995]
[0.39379560000000002,null,0.50513509999999995]
[0.39379560000000002,null,0.50500009999999995]
[0.39364539999999998,null,0.50486770000000003]
[0.39316479999999998,null,0.50469540000000002]
[0.39316479999999998,null,0.50438629999999995]
[0.39316479999999998,null,0.50438629999999995]
[0.39316479999999998,null,0.50438629999999995]
[0.39316479999999998,null,0.50438629999999995]
[0.39316479999999998,null,0.50438629999999995]
[0.39316479999999998,null,0.50438629999999995]
[0.39316479999999998,null,0.50438629999999995]
[0.39305000000000001,null,0.50438629999999995]
[0.39289980000000002,null,0.50438629999999995]
[0.39289980000000002,null,0.50425379999999997]
[0.39289980000000002,null,0.50406550000000006]
[0.39274969999999998,null,0.50393060000000001]
[0.39254790000000001,null,0.50375829999999999]
[0.39240449999999999,null,0.50344920000000004]
[0.39240449999999999,null,0.50344920000000004]
[0.39240449999999999,null,0.50344920000000004]
[0.39240449999999999,null,0.50331669999999995]
[0.39240449999999999,null,0.50331669999999995]
[0.39240449999999999,null,0.50295619999999996]
[0.3922544,null,0.50295619999999996]
[0.39213949999999997,null,0.50295619999999996]
[0.39213949999999997,null,0.50295619999999996]
[0.39213949999999997,null,0.50295619999999996]
[0.39213949999999997,null,0.50282119999999997]
[0.39180229999999999,null,0.50268880000000005]
[0.39180229999999999,null,0.50268880000000005]
[0.39180229999999999,null,0.50268869999999999]
[0.39180229999999999,null,0.50268869999999999]
[0.39180229999999999,null,0.50268869999999999]
[0.39150879999999999,null,0.5022472]
[0.39130690000000001,null,0.50211220000000001]
[0.39130690000000001,null,0.50192389999999998]
[0.39130690000000001,null,0.50192389999999998]
[0.39130690000000001,null,0.50192389999999998]
[0.39130690000000001,null,0.50192389999999998]
[0.39119209999999999,null,0.50192389999999998]
[0.39119209999999999,null,0.50192389999999998]
[0.391042,null,0.50192389999999998]
[0.391042,null,0.50175159999999996]
[0.39084020000000003,null,0.50175159999999996]
[0.39084020000000003,null,0.50175159999999996]
[0.3907254,null,0.50148420000000005]
[0.3907253,null,0.50148420000000005]
[0.3907253,null,0.50148420000000005]
[0.3907253,null,0.50131199999999998]
[0.3904318,null,0.50131199999999998]
[0.3904318,null,0.5011795]
[0.3904318,null,0.50087040000000005]
[0.3904318,null,0.50087040000000005]
[0.38997979999999999,null,0.50087040000000005]
[0.3898296,null,0.50087040000000005]
[0.3898296,null,0.50087040000000005]
[0.3898296,null,0.50068210000000002]
[0.3898296,null,0.50068210000000002]
[0.38962780000000002,null,0.50054960000000004]
[0.38962780000000002,null,0.50054960000000004]
[0.38962780000000002,null,0.50037739999999997]
[0.38962780000000002,null,0.50024239999999998]
[0.38962780000000002,null,0.50024239999999998]
[0.38962780000000002,null,0.50024239999999998]
[0.389513,null,0.50024239999999998]
[0.38936280000000001,null,0.49993330000000002]
[0.3892195,null,0.49993330000000002]
[0.3892195,null,0.49993330000000002]
[0.3892195,null,0.49961]
[0.3892195,null,0.49947760000000002]
[0.3892195,null,0.49947760000000002]
[0.3892195,null,0.49947760000000002]
[0.38906930000000001,null,0.49930530000000001]
[0.38906930000000001,null,0.49930530000000001]
[0.38895449999999998,null,0.49930530000000001]
[0.38895449999999998,null,0.49930530000000001]
[0.38895449999999998,null,0.49903789999999998]
[0.38875270000000001,null,0.49903789999999998]
[0.38875270000000001,null,0.49903789999999998]
[0.38875270000000001,null,0.49886560000000002]
[0.38841540000000002,null,0.49886560000000002]
[0.38841540000000002,null,0.49867729999999999]
[0.38841540000000002,null,0.49867729999999999]
[0.38841540000000002,null,0.49867729999999999]
[0.38841540000000002,null,0.49867729999999999]
[0.3883006,null,0.49836819999999998]
[0.3883006,null,0.49810080000000001]
[0.38815719999999998,null,0.49810080000000001]
[0.38815719999999998,null,0.4979285]
[0.38795540000000001,null,0.4979285]
[0.38795540000000001,null,0.4979285]
[0.38795540000000001,null,0.49779610000000002]
[0.38780530000000002,null,0.49779610000000002]
[0.38780530000000002,null,0.49779610000000002]
[0.38780530000000002,null,0.49779610000000002]
[0.38780530000000002,null,0.49766110000000002]
[0.38780530000000002,null,0.49748890000000001]
[0.38780530000000002,null,0.49748880000000001]
[0.38780530000000002,null,0.49735639999999998]
[0.38780530000000002,null,0.49735639999999998]
[0.38780530000000002,null,0.4971681]
[0.38746799999999998,null,0.4971681]
[0.38732460000000002,null,0.49699579999999999]
[0.38700800000000002,null,0.49699579999999999]
[0.38700800000000002,null,0.49668669999999998]
[0.38685789999999998,null,0.49668669999999998]
[0.38685789999999998,null,0.49668669999999998]
[0.38685789999999998,null,0.4965542]
[0.38685789999999998,null,0.4965542]
[0.38685789999999998,null,0.49636590000000003]
[0.38685789999999998,null,0.49636590000000003]
[0.38685779999999997,null,0.49623099999999998]
[0.38685779999999997,null,0.49605870000000002]
[0.38670769999999999,null,0.49605870000000002]
[0.38670769999999999,null,0.49605870000000002]
[0.38670769999999999,null,0.49605870000000002]
[0.38656430000000003,null,0.49605870000000002]
[0.38656430000000003,null,0.49605870000000002]
[0.3864495,null,0.49574960000000001]
[0.3864495,null,0.49574960000000001]
[0.3864495,null,0.49561709999999998]
[0.38611230000000002,null,0.49561709999999998]
[0.38611220000000002,null,0.4954288]
[0.38611220000000002,null,0.4954288]
[0.38591039999999999,null,0.4954288]
[0.38591039999999999,null,0.4954288]
[0.38591039999999999,null,0.4954288]
[0.38591039999999999,null,0.49525649999999999]
[0.38591039999999999,null,0.49512410000000001]
[0.3857603,null,0.49480079999999999]
[0.38561689999999998,null,0.49480079999999999]
[0.38561689999999998,null,0.49480079999999999]
[0.38550210000000001,null,0.49480079999999999]
[0.38550210000000001,null,0.49480079999999999]
[0.38550210000000001,null,0.49480079999999999]
[0.38550210000000001,null,0.49480079999999999]
[0.38550210000000001,null,0.49466840000000001]
[0.38550210000000001,null,0.49466840000000001]
[0.38550210000000001,null,0.49466840000000001]
[0.38550210000000001,null,0.4943593]
[0.38535199999999997,null,0.4943592]
[0.38535199999999997,null,0.4943592]
[0.38535199999999997,null,0.49417090000000002]
[0.38535199999999997,null,0.49399870000000001]
[0.3851501,null,0.49399870000000001]
[0.3851501,null,0.49399870000000001]
[0.38503530000000002,null,0.49399870000000001]
[0.38469809999999999,null,0.49386370000000002]
[0.38469809999999999,null,0.49386370000000002]
[0.3845479,null,0.49386370000000002]
[0.3845479,null,0.49386370000000002]
[0.3845479,null,0.49373129999999998]
[0.3845479,null,0.49373129999999998]
[0.38440459999999999,null,0.49373119999999998]
[0.38440449999999998,null,0.49373119999999998]
[0.38428970000000001,null,0.49342209999999997]
[0.38428970000000001,null,0.49310140000000002]
[0.38428970000000001,null,0.49292910000000001]
[0.38428970000000001,null,0.49292910000000001]
[0.38428970000000001,null,0.49292910000000001]
[0.38408789999999998,null,0.49292910000000001]
[0.38408789999999998,null,0.49292910000000001]
[0.3839378,null,0.49292910000000001]
[0.3839378,null,0.49279410000000001]
[0.3839378,null,0.49266169999999998]
[0.38360050000000001,null,0.49266169999999998]
[0.38348569999999998,null,0.49248940000000002]
[0.38348569999999998,null,0.49248940000000002]
[0.38348569999999998,null,0.49248940000000002]
[0.38348569999999998,null,0.49218030000000002]
[0.38348569999999998,null,0.49204540000000002]
[0.38334230000000002,null,0.49204540000000002]
[0.38334230000000002,null,0.49204540000000002]
[0.38314049999999999,null,0.49204540000000002]
[0.38314049999999999,null,0.49191289999999999]
[0.38314049999999999,null,0.49191289999999999]
[0.38299040000000001,null,0.49124319999999999]
[0.38299040000000001,null,0.49124319999999999]
[0.38299040000000001,null,0.49124319999999999]
[0.38287549999999998,null,0.49124319999999999]
[0.38287549999999998,null,0.49124319999999999]
[0.38287549999999998,null,0.49124319999999999]
[0.38287549999999998,null,0.4911083]
[0.38287549999999998,null,0.49097580000000002]
[0.38287549999999998,null,0.49097580000000002]
[0.38273220000000002,null,0.49097580000000002]
[0.38273220000000002,null,0.49097580000000002]
[0.38273220000000002,null,0.49078749999999999]
[0.38273220000000002,null,0.49078749999999999]
[0.3822448,null,0.49061519999999997]
[0.3822448,null,0.49061519999999997]
[0.38212990000000002,null,0.49061519999999997]
[0.38212990000000002,null,0.4904828]
[0.38192809999999999,null,0.49017359999999999]
[0.38192809999999999,null,0.49017359999999999]
[0.38192809999999999,null,0.49017359999999999]
[0.38192809999999999,null,0.49017359999999999]
[0.38192809999999999,null,0.49003869999999999]
[0.38192809999999999,null,0.49003869999999999]
[0.38192809999999999,null,0.49003869999999999]
[0.38177800000000001,null,0.49003869999999999]
[0.38163459999999999,null,0.49003869999999999]
[0.38163459999999999,null,0.48985040000000002]
[0.38163459999999999,null,0.48985040000000002]
[0.38163459999999999,null,0.48971789999999998]
[0.38143280000000002,null,0.48971789999999998]
[0.38143280000000002,null,0.48971789999999998]
[0.38131799999999999,null,0.48971789999999998]
[0.38131799999999999,null,0.48971789999999998]
[0.38131799999999999,null,0.48910160000000003]
[0.38131799999999999,null,0.48910160000000003]
[0.38131799999999999,null,0.48910160000000003]
[0.38098070000000001,null,0.48910160000000003]
[0.38098070000000001,null,0.48910160000000003]
[0.38086589999999998,null,0.48910160000000003]
[0.38086589999999998,null,0.48910160000000003]
[0.38086589999999998,null,0.48910160000000003]
[0.38071579999999999,null,0.48879250000000002]
[0.38071569999999999,null,0.48860409999999999]
[0.38051390000000002,null,0.48847170000000001]
[0.38051390000000002,null,0.48847170000000001]
[0.38051390000000002,null,0.48847170000000001]
[0.3803706,null,0.48829939999999999]
[0.3803706,null,0.48829939999999999]
[0.3803706,null,0.4881645]
[0.38025579999999998,null,0.4881645]
[0.38025579999999998,null,0.4881645]
[0.38025579999999998,null,0.48803200000000002]
[0.38025579999999998,null,0.48803200000000002]
[0.38025579999999998,null,0.48784369999999999]
[0.38010559999999999,null,0.48784369999999999]
[0.38010559999999999,null,0.48767139999999998]
[0.38010559999999999,null,0.48767139999999998]
[0.38010559999999999,null,0.48767139999999998]
[0.38010559999999999,null,0.48736230000000003]
[0.38010559999999999,null,0.48736230000000003]
[0.38010559999999999,null,0.48722979999999999]
[0.3797604,null,0.48722979999999999]
[0.37930839999999999,null,0.48722979999999999]
[0.37930829999999999,null,0.48722979999999999]
[0.37930829999999999,null,0.48705759999999998]
[0.37930829999999999,null,0.48705759999999998]
[0.37930829999999999,null,0.48705759999999998]
[0.3791582,null,0.48705759999999998]
[0.3791582,null,0.48692259999999998]
[0.3791582,null,0.48654730000000002]
[0.3791582,null,0.4864811]
[0.3791582,null,0.48629270000000002]
[0.37889319999999999,null,0.48629270000000002]
[0.37889319999999999,null,0.48629270000000002]
[0.37889319999999999,null,0.48629270000000002]
[0.37889319999999999,null,0.48629270000000002]
[0.37889319999999999,null,0.48612050000000001]
[0.37889319999999999,null,0.48612050000000001]
[0.37889319999999999,null,0.48612050000000001]
[0.37889319999999999,null,0.48598799999999998]
[0.37874989999999997,null,0.48585309999999998]
[0.37874989999999997,null,0.48585309999999998]
[0.37874989999999997,null,0.48585309999999998]
[0.3786351,null,0.48585309999999998]
[0.378635,null,0.48585309999999998]
[0.378635,null,0.48585309999999998]
[0.378635,null,0.48518339999999999]
[0.37848490000000001,null,0.48491849999999997]
[0.37828309999999998,null,0.48491849999999997]
[0.37828309999999998,null,0.48491849999999997]
[0.37828309999999998,null,0.48491849999999997]
[0.37828309999999998,null,0.48491849999999997]
[0.37816830000000001,null,0.48491849999999997]
[0.37816830000000001,null,0.48491849999999997]
[0.37816830000000001,null,0.48478349999999998]
[0.37816830000000001,null,0.48478349999999998]
[0.37768760000000001,null,0.48461120000000002]
[0.37768760000000001,null,0.48461120000000002]
[0.37768760000000001,null,0.48447879999999999]
[0.37768760000000001,null,0.48447879999999999]
[0.37768760000000001,null,0.48447879999999999]
[0.37757279999999999,null,0.48447879999999999]
[0.37757279999999999,null,0.48398140000000001]
[0.37757279999999999,null,0.4839813]
[0.37757279999999999,null,0.4839813]
[0.3774227,null,0.4839813]
[0.3774227,null,0.4836741]
[0.3774227,null,0.4836741]
[0.3774227,null,0.4836741]
[0.3774227,null,0.48354170000000002]
[0.3774227,null,0.48354170000000002]
[0.3774227,null,0.48354170000000002]
[0.3774227,null,0.48310009999999998]
[0.3771061,null,0.48310009999999998]
[0.377106,null,0.48310009999999998]
[0.377106,null,0.48310009999999998]
[0.377106,null,0.48310009999999998]
[0.377106,null,0.48310009999999998]
[0.37695590000000001,null,0.4829118]
[0.37681249999999999,null,0.4829118]
[0.37681249999999999,null,0.48264439999999997]
[0.37681249999999999,null,0.48247210000000001]
[0.37681249999999999,null,0.48247210000000001]
[0.37681249999999999,null,0.48247210000000001]
[0.37647530000000001,null,0.48216300000000001]
[0.37647530000000001,null,0.48216300000000001]
[0.37647530000000001,null,0.48216300000000001]
[0.37636049999999999,null,0.48216300000000001]
[0.37636039999999998,null,0.48216300000000001]
[0.37636039999999998,null,0.48203059999999998]
[0.37636039999999998,null,0.48203059999999998]
[0.37636039999999998,null,0.48203059999999998]
[0.37636039999999998,null,0.48203049999999997]
[0.37636039999999998,null,0.48203049999999997]
[0.3762103,null,0.48185830000000002]
[0.3762103,null,0.48166999999999999]
[0.37609550000000003,null,0.48153499999999999]
[0.3758937,null,0.48153499999999999]
[0.3758937,null,0.48153499999999999]
[0.37575029999999998,null,0.48153499999999999]
[0.37575029999999998,null,0.48140260000000001]
[0.37575029999999998,null,0.48140260000000001]
[0.37575029999999998,null,0.48140260000000001]
[0.37575029999999998,null,0.48140260000000001]
[0.37575029999999998,null,0.48140260000000001]
[0.37575029999999998,null,0.4810934]
[0.3756002,null,0.4810934]
[0.3756002,null,0.4810934]
[0.3756002,null,0.4810934]
[0.3756002,null,0.4810934]
[0.3756002,null,0.48078870000000001]
[0.37560009999999999,null,0.48078870000000001]
[0.37560009999999999,null,0.48078870000000001]
[0.37560009999999999,null,0.48078870000000001]
[0.37560009999999999,null,0.48078870000000001]
[0.37560009999999999,null,0.48060039999999998]
[0.37545679999999998,null,0.48046539999999999]
[0.37511949999999999,null,0.48015629999999998]
[0.37511949999999999,null,0.4800239]
[0.37511949999999999,null,0.4800239]
[0.37511949999999999,null,0.4800239]
[0.37511949999999999,null,0.47985159999999999]
[0.37491770000000002,null,0.47985159999999999]
[0.37476759999999998,null,0.47985159999999999]
[0.37465270000000001,null,0.47985159999999999]
[0.37465270000000001,null,0.47985159999999999]
[0.37465270000000001,null,0.47971920000000001]
[0.37465270000000001,null,0.47971920000000001]
[0.37465270000000001,null,0.47971920000000001]
[0.37465270000000001,null,0.47971920000000001]
[0.37465270000000001,null,0.47971920000000001]
[0.37450260000000002,null,0.47971920000000001]
[0.37450260000000002,null,0.47945179999999998]
[0.37450260000000002,null,0.47945179999999998]
[0.37450260000000002,null,0.47945179999999998]
[0.37450260000000002,null,0.4789543]
[0.37450260000000002,null,0.4789543]
[0.37450260000000002,null,0.4789543]
[0.37450260000000002,null,0.4789543]
[0.3743592,null,0.4789543]
[0.3743592,null,0.4789543]
[0.3743592,null,0.4789543]
[0.37424439999999998,null,0.4789543]
[0.37424439999999998,null,0.4789543]
[0.37424439999999998,null,0.47882190000000002]
[0.37409429999999999,null,0.47851470000000002]
[0.37409429999999999,null,0.47851470000000002]
[0.37389240000000001,null,0.47851460000000001]
[0.37389240000000001,null,0.47851460000000001]
[0.37389240000000001,null,0.47820550000000001]
[0.37374230000000003,null,0.47801719999999998]
[0.37374230000000003,null,0.47801719999999998]
[0.37340499999999999,null,0.47801719999999998]
[0.37340499999999999,null,0.47801719999999998]
[0.37340499999999999,null,0.47801719999999998]
[0.37340499999999999,null,0.47801719999999998]
[0.37340499999999999,null,0.47801719999999998]
[0.37329020000000002,null,0.4778848]
[0.3731469,null,0.4778848]
[0.3731468,null,0.4778847]
[0.3731468,null,0.47771249999999998]
[0.3731468,null,0.47757749999999999]
[0.3731468,null,0.47757749999999999]
[0.3731468,null,0.47757749999999999]
[0.37299670000000001,null,0.47757749999999999]
[0.37299670000000001,null,0.47738920000000001]
[0.37299670000000001,null,0.47738920000000001]
[0.37299670000000001,null,0.47738920000000001]
[0.37279489999999998,null,0.47725679999999998]
[0.37279489999999998,null,0.47725679999999998]
[0.37279489999999998,null,0.47725679999999998]
[0.37279489999999998,null,0.47725679999999998]
[0.37279489999999998,null,0.47708450000000002]
[0.37279489999999998,null,0.47708450000000002]
[0.37279489999999998,null,0.47708450000000002]
[0.37279489999999998,null,0.47677540000000002]
[0.37279489999999998,null,0.47677540000000002]
[0.3724576,null,0.47677540000000002]
[0.37219940000000001,null,0.47664040000000002]
[0.37219940000000001,null,0.47645209999999999]
[0.37219940000000001,null,0.47631970000000001]
[0.37219940000000001,null,0.47631970000000001]
[0.37219940000000001,null,0.47631970000000001]
[0.37219940000000001,null,0.4761474]
[0.37219940000000001,null,0.4761474]
[0.37219940000000001,null,0.4761474]
[0.37219940000000001,null,0.4761474]
[0.37219940000000001,null,0.4761474]
[0.37219940000000001,null,0.47583829999999999]
[0.37219940000000001,null,0.47583829999999999]
[0.37204930000000003,null,0.47583829999999999]
[0.37204930000000003,null,0.47570580000000001]
[0.37204930000000003,null,0.47570580000000001]
[0.37204930000000003,null,0.47551749999999998]
[0.37190590000000001,null,0.47551749999999998]
[0.37190590000000001,null,0.47551749999999998]
[0.37179109999999999,null,0.47551749999999998]
[0.37179109999999999,null,0.47521279999999999]
[0.37179109999999999,null,0.47521279999999999]
[0.37179109999999999,null,0.47521279999999999]
[0.37179109999999999,null,0.47521279999999999]
[0.37158930000000001,null,0.47507779999999999]
[0.37143910000000002,null,0.47507779999999999]
[0.37143910000000002,null,0.47507779999999999]
[0.37143910000000002,null,0.4747731]
[0.37110189999999998,null,0.4747731]
[0.37110189999999998,null,0.4747731]
[0.37095850000000002,null,0.474464]
[0.37095850000000002,null,0.474464]
[0.37095850000000002,null,0.47427570000000002]
[0.37095850000000002,null,0.47427570000000002]
[0.3708437,null,0.47427570000000002]
[0.3708437,null,0.47427570000000002]
[0.3708437,null,0.47427570000000002]
[0.3708437,null,0.47427570000000002]
[0.3708437,null,0.47427570000000002]
[0.3708437,null,0.47427570000000002]
[0.3708437,null,0.47410340000000001]
[0.3708437,null,0.47366180000000002]
[0.3708437,null,0.47366180000000002]
[0.37069350000000001,null,0.47352689999999997]
[0.37069350000000001,null,0.47352689999999997]
[0.37034840000000002,null,0.47352689999999997]
[0.37034840000000002,null,0.47352689999999997]
[0.37023349999999999,null,0.47352689999999997]
[0.37023349999999999,null,0.47352689999999997]
[0.37023349999999999,null,0.47352689999999997]
[0.37023349999999999,null,0.4733386]
[0.37023349999999999,null,0.4733385]
[0.37023349999999999,null,0.47316629999999998]
[0.37023349999999999,null,0.47316629999999998]
[0.37023349999999999,null,0.4730338]
[0.37023349999999999,null,0.47289890000000001]
[0.37023349999999999,null,0.47289890000000001]
[0.37023349999999999,null,0.47289890000000001]
[0.37008340000000001,null,0.47289890000000001]
[0.37008340000000001,null,0.4725898]
[0.37008340000000001,null,0.47240149999999997]
[0.36968869999999998,null,0.47240149999999997]
[0.36948789999999998,null,0.47240149999999997]
[0.36948789999999998,null,0.47240140000000003]
[0.36948789999999998,null,0.47240140000000003]
[0.36948789999999998,null,0.47240140000000003]
[0.36948789999999998,null,0.47240140000000003]
[0.36948789999999998,null,0.47240140000000003]
[0.36928610000000001,null,0.47240140000000003]
[0.36928610000000001,null,0.47240140000000003]
[0.36928610000000001,null,0.47240140000000003]
[0.36928610000000001,null,0.47209420000000002]
[0.36928610000000001,null,0.47196179999999999]
[0.36917129999999998,null,0.47196179999999999]
[0.36917129999999998,null,0.47196179999999999]
[0.36902119999999999,null,0.47196179999999999]
[0.36902119999999999,null,0.47196179999999999]
[0.36902119999999999,null,0.47196179999999999]
[0.36902119999999999,null,0.47196179999999999]
[0.36902119999999999,null,0.47165269999999998]
[0.36902119999999999,null,0.47165269999999998]
[0.36902119999999999,null,0.4715202]
[0.36902119999999999,null,0.47134789999999999]
[0.36902119999999999,null,0.47134789999999999]
[0.36887779999999998,null,0.47115960000000001]
[0.36854049999999999,null,0.47115960000000001]
[0.36843959999999998,null,0.47115960000000001]
[0.36833870000000002,null,0.47102470000000002]
[0.36833870000000002,null,0.47102470000000002]
[0.36833870000000002,null,0.47102470000000002]
[0.36833870000000002,null,0.47089219999999998]
[0.36833870000000002,null,0.47089219999999998]
[0.36833870000000002,null,0.47089219999999998]
[0.36833870000000002,null,0.47089219999999998]
[0.36818859999999998,null,0.47072000000000003]
[0.36818859999999998,null,0.47071990000000002]
[0.36807380000000001,null,0.47071990000000002]
[0.3680737,null,0.47071990000000002]
[0.3680737,null,0.47071990000000002]
[0.3680737,null,0.47053159999999999]
[0.3680737,null,0.47053159999999999]
[0.3680737,null,0.47008759999999999]
[0.36793039999999999,null,0.47008759999999999]
[0.36793039999999999,null,0.47008759999999999]
[0.36793039999999999,null,0.47008759999999999]
[0.36793039999999999,null,0.47008759999999999]
[0.36793039999999999,null,0.47008759999999999]
[0.36772860000000002,null,0.46995510000000001]
[0.36739129999999998,null,0.46995510000000001]
[0.36739129999999998,null,0.46995510000000001]
[0.36733389999999999,null,0.46995510000000001]
[0.36733389999999999,null,0.46995510000000001]
[0.36727650000000001,null,0.46995510000000001]
[0.36727650000000001,null,0.46976679999999998]
[0.36727650000000001,null,0.46959450000000003]
[0.36727650000000001,null,0.46959450000000003]
[0.36727650000000001,null,0.46959450000000003]
[0.36712630000000002,null,0.46946209999999999]
[0.36712630000000002,null,0.46946209999999999]
[0.36712630000000002,null,0.4693271]
[0.36712630000000002,null,0.46901799999999999]
[0.36712630000000002,null,0.46901799999999999]
[0.36712630000000002,null,0.46901799999999999]
[0.36712630000000002,null,0.46901799999999999]
[0.36712630000000002,null,0.46901799999999999]
[0.36712630000000002,null,0.46901799999999999]
[0.36701149999999999,null,0.46901799999999999]
[0.36701149999999999,null,0.46901799999999999]
[0.36701149999999999,null,0.46901799999999999]
[0.36701149999999999,null,0.46901799999999999]
[0.36701149999999999,null,0.46888550000000001]
[0.36701149999999999,null,0.46888550000000001]
[0.36686809999999997,null,0.46888550000000001]
[0.36671799999999999,null,0.46888550000000001]
[0.36651620000000001,null,0.46888550000000001]
[0.36651620000000001,null,0.46888550000000001]
[0.36651620000000001,null,0.46888550000000001]
[0.36651620000000001,null,0.46838809999999997]
[0.36651620000000001,null,0.46838809999999997]
[0.36651620000000001,null,0.46838809999999997]
[0.36651620000000001,null,0.46808090000000002]
[0.36651620000000001,null,0.46794839999999999]
[0.36651620000000001,null,0.46794839999999999]
[0.36651620000000001,null,0.46794839999999999]
[0.36651620000000001,null,0.46794839999999999]
[0.3660641,null,0.46794839999999999]
[0.3660641,null,0.46794839999999999]
[0.3660641,null,0.46794839999999999]
[0.3660641,null,0.46794839999999999]
[0.3660641,null,0.46794839999999999]
[0.3660641,null,0.46781349999999999]
[0.3660641,null,0.46781349999999999]
[0.36571209999999998,null,0.46781349999999999]
[0.36571209999999998,null,0.46768100000000001]
[0.36571209999999998,null,0.46768100000000001]
[0.36571209999999998,null,0.46768100000000001]
[0.36571209999999998,null,0.46749269999999998]
[0.36556880000000003,null,0.46749269999999998]
[0.36556880000000003,null,0.46749269999999998]
[0.36556880000000003,null,0.46749269999999998]
[0.36556880000000003,null,0.46732040000000002]
[0.36556880000000003,null,0.46701130000000002]
[0.36556880000000003,null,0.46701130000000002]
[0.36551139999999999,null,0.46701130000000002]
[0.365454,null,0.46687889999999999]
[0.365454,null,0.46687889999999999]
[0.365454,null,0.46674389999999999]
[0.365454,null,0.46674389999999999]
[0.365454,null,0.46674389999999999]
[0.365454,null,0.46674389999999999]
[0.365454,null,0.46655560000000001]
[0.365454,null,0.46655560000000001]
[0.365454,null,0.46655560000000001]
[0.365454,null,0.46642309999999998]
[0.365454,null,0.46642309999999998]
[0.36511670000000002,null,0.46642309999999998]
[0.36500189999999999,null,0.46642309999999998]
[0.36480010000000002,null,0.46625090000000002]
[0.36480010000000002,null,0.46625090000000002]
[0.36464990000000003,null,0.46625090000000002]
[0.36464990000000003,null,0.46625090000000002]
[0.36464990000000003,null,0.46625090000000002]
[0.36450660000000001,null,0.46594180000000002]
[0.36450660000000001,null,0.46594180000000002]
[0.36450660000000001,null,0.46580929999999998]
[0.36450660000000001,null,0.46580929999999998]
[0.36450660000000001,null,0.46567439999999999]
[0.36450660000000001,null,0.4653138]
[0.36450650000000001,null,0.4653138]
[0.36450650000000001,null,0.4653138]
[0.36450650000000001,null,0.4653138]
[0.36439169999999999,null,0.4653138]
[0.36439169999999999,null,0.4653138]
[0.36439169999999999,null,0.4653138]
[0.36439169999999999,null,0.4653138]
[0.36439169999999999,null,0.4653138]
[0.36439169999999999,null,0.4653138]
[0.36418990000000001,null,0.4653138]
[0.36418990000000001,null,0.46518130000000002]
[0.36418990000000001,null,0.46518130000000002]
[0.36418990000000001,null,0.46518130000000002]
[0.36418990000000001,null,0.46518130000000002]
[0.36418990000000001,null,0.46487220000000001]
[0.36418990000000001,null,0.46473720000000002]
[0.36403980000000002,null,0.46473720000000002]
[0.36403980000000002,null,0.46473720000000002]
[0.36403980000000002,null,0.46473720000000002]
[0.36389640000000001,null,0.46473720000000002]
[0.36389640000000001,null,0.46473720000000002]
[0.36355910000000002,null,0.46456500000000001]
[0.36355910000000002,null,0.46456500000000001]
[0.3634443,null,0.46456500000000001]
[0.3634443,null,0.46456500000000001]
[0.3634443,null,0.46456500000000001]
[0.3634443,null,0.46437659999999997]
[0.3634443,null,0.46437659999999997]
[0.3634443,null,0.46406750000000002]
[0.3634443,null,0.46406750000000002]
[0.3634443,null,0.46406750000000002]
[0.3634443,null,0.46393509999999999]
[0.3634443,null,0.46380009999999999]
[0.3634443,null,0.46362789999999998]
[0.3634443,null,0.46362789999999998]
[0.3634443,null,0.46362789999999998]
[0.3634443,null,0.46362789999999998]
[0.3634443,null,0.46362789999999998]
[0.3634443,null,0.46362789999999998]
[0.3634443,null,0.46362789999999998]
[0.3634443,null,0.46362789999999998]
[0.36317939999999999,null,0.46362789999999998]
[0.36303600000000003,null,0.46349289999999999]
[0.3628342,null,0.46336050000000001]
[0.3628342,null,0.46336050000000001]
[0.3628342,null,0.46336050000000001]
[0.3628342,null,0.46317209999999998]
[0.3628342,null,0.46317209999999998]
[0.3628342,null,0.46286300000000002]
[0.3628342,null,0.46286300000000002]
[0.3628342,null,0.46286300000000002]
[0.3628342,null,0.46286300000000002]
[0.3628342,null,0.46269080000000001]
[0.3628342,null,0.46269080000000001]
[0.3628342,null,0.46255580000000002]
[0.36257600000000001,null,0.46255580000000002]
[0.36242590000000002,null,0.46255580000000002]
[0.36242580000000002,null,0.46211419999999997]
[0.36242580000000002,null,0.46211419999999997]
[0.36242580000000002,null,0.46211419999999997]
[0.36208859999999998,null,0.46211419999999997]
[0.36208859999999998,null,0.46211419999999997]
[0.36208859999999998,null,0.46194200000000002]
[0.36208859999999998,null,0.46194200000000002]
[0.36208859999999998,null,0.46194200000000002]
[0.36208859999999998,null,0.46194200000000002]
[0.36208859999999998,null,0.46194200000000002]
[0.36208859999999998,null,0.46194200000000002]
[0.36208859999999998,null,0.46194200000000002]
[0.36208859999999998,null,0.46180949999999998]
[0.36188680000000001,null,0.46180949999999998]
[0.36173660000000002,null,0.46180949999999998]
[0.36173660000000002,null,0.46180949999999998]
[0.36173660000000002,null,0.46180949999999998]
[0.3615932,null,0.46180949999999998]
[0.3615932,null,0.46162120000000001]
[0.3615932,null,0.4613121]
[0.3615932,null,0.4613121]
[0.3615932,null,0.4613121]
[0.36147839999999998,null,0.4613121]
[0.36147839999999998,null,0.46113979999999999]
[0.36147839999999998,null,0.46113979999999999]
[0.36147839999999998,null,0.46113979999999999]
[0.36147839999999998,null,0.46087240000000002]
[0.36147839999999998,null,0.46087240000000002]
[0.36147839999999998,null,0.46087240000000002]
[0.36147839999999998,null,0.46056330000000001]
[0.36147839999999998,null,0.46056330000000001]
[0.36147839999999998,null,0.46056330000000001]
[0.3611412,null,0.46056330000000001]
[0.3611412,null,0.46037499999999998]
[0.36099100000000001,null,0.46037499999999998]
[0.36078919999999998,null,0.46037499999999998]
[0.36078919999999998,null,0.46037499999999998]
[0.36078919999999998,null,0.46037499999999998]
[0.36064580000000002,null,0.46006580000000002]
[0.36064580000000002,null,0.45989360000000001]
[0.36064580000000002,null,0.45989360000000001]
[0.36064580000000002,null,0.45989360000000001]
[0.36053099999999999,null,0.45989360000000001]
[0.36053099999999999,null,0.45976109999999998]
[0.36053099999999999,null,0.45976109999999998]
[0.36053099999999999,null,0.45962619999999998]
[0.36053099999999999,null,0.45962619999999998]
[0.36053099999999999,null,0.45962619999999998]
[0.36053099999999999,null,0.45962619999999998]
[0.36053099999999999,null,0.45962619999999998]
[0.36053099999999999,null,0.45945390000000003]
[0.36053099999999999,null,0.45945390000000003]
[0.36032920000000002,null,0.45945390000000003]
[0.36017909999999997,null,0.45945390000000003]
[0.36017909999999997,null,0.45932149999999999]
[0.36017909999999997,null,0.45932149999999999]
[0.36017909999999997,null,0.45932139999999999]
[0.3600642,null,0.45901229999999998]
[0.3600642,null,0.45901229999999998]
[0.3600642,null,0.45882400000000001]
[0.3600642,null,0.45882400000000001]
[0.3600642,null,0.45882400000000001]
[0.35992089999999999,null,0.4586518]
[0.35992089999999999,null,0.4586517]
[0.35992089999999999,null,0.4586517]
[0.35992089999999999,null,0.4585168]
[0.35992089999999999,null,0.4585168]
[0.35980610000000002,null,0.4585168]
[0.35980610000000002,null,0.45838430000000002]
[0.35980610000000002,null,0.45838430000000002]
[0.35980610000000002,null,0.45838430000000002]
[0.35965589999999997,null,0.45807520000000002]
[0.35965589999999997,null,0.45807520000000002]
[0.35931859999999999,null,0.45807520000000002]
[0.35931859999999999,null,0.45807520000000002]
[0.35931859999999999,null,0.45807520000000002]
[0.35931859999999999,null,0.45807520000000002]
[0.35911680000000001,null,0.45807520000000002]
[0.35911680000000001,null,0.45807520000000002]
[0.35911680000000001,null,0.45807520000000002]
[0.35911680000000001,null,0.45807520000000002]
[0.35911680000000001,null,0.45807520000000002]
[0.35911680000000001,null,0.45794279999999998]
[0.35911680000000001,null,0.45794279999999998]
[0.35911680000000001,null,0.45794279999999998]
[0.35896670000000003,null,0.45777050000000002]
[0.35896670000000003,null,0.45758219999999999]
[0.3588519,null,0.45758219999999999]
[0.35870849999999999,null,0.45758219999999999]
[0.35870849999999999,null,0.45758219999999999]
[0.35870849999999999,null,0.45758219999999999]
[0.35870849999999999,null,0.45727309999999999]
[0.35870849999999999,null,0.45727309999999999]
[0.35870849999999999,null,0.45727309999999999]
[0.35870849999999999,null,0.45727309999999999]
[0.35870849999999999,null,0.45727309999999999]
[0.35870849999999999,null,0.45727309999999999]
[0.35870849999999999,null,0.45727309999999999]
[0.35870849999999999,null,0.45727309999999999]
[0.35870849999999999,null,0.45727309999999999]
[0.35870849999999999,null,0.45727309999999999]
[0.35870849999999999,null,0.45727309999999999]
[0.35850670000000001,null,0.45707310000000001]
[0.35850670000000001,null,0.45700570000000001]
[0.35850670000000001,null,0.45700570000000001]
[0.35850670000000001,null,0.45650819999999998]
[0.35850670000000001,null,0.45650819999999998]
[0.35850670000000001,null,0.45650819999999998]
[0.35835650000000002,null,0.45633600000000002]
[0.35835650000000002,null,0.45633600000000002]
[0.3582417,null,0.45620349999999998]
[0.3582417,null,0.45620349999999998]
[0.3582417,null,0.45620349999999998]
[0.3582417,null,0.45620349999999998]
[0.3582417,null,0.45620349999999998]
[0.3582417,null,0.45606859999999999]
[0.3582417,null,0.45575939999999998]
[0.3582417,null,0.45575939999999998]
[0.3582417,null,0.45575939999999998]
[0.3582417,null,0.45575939999999998]
[0.3582417,null,0.455627]
[0.3582417,null,0.455627]
[0.3582417,null,0.455627]
[0.35809829999999998,null,0.45543869999999997]
[0.35809829999999998,null,0.45543869999999997]
[0.35789650000000001,null,0.45543869999999997]
[0.35789650000000001,null,0.45526640000000002]
[0.35774640000000002,null,0.45526640000000002]
[0.35774640000000002,null,0.45526640000000002]
[0.35774640000000002,null,0.45526640000000002]
[0.35774640000000002,null,0.45526640000000002]
[0.35774640000000002,null,0.45526640000000002]
[0.35774640000000002,null,0.45526640000000002]
[0.35774640000000002,null,0.45526640000000002]
[0.35774640000000002,null,0.45495730000000001]
[0.35774640000000002,null,0.45495730000000001]
[0.35774640000000002,null,0.45495730000000001]
[0.35774640000000002,null,0.45495730000000001]
[0.35774640000000002,null,0.45495730000000001]
[0.35763159999999999,null,0.45463399999999998]
[0.35763159999999999,null,0.45450160000000001]
[0.35763159999999999,null,0.45450160000000001]
[0.3574814,null,0.45450160000000001]
[0.35733809999999999,null,0.4545015]
[0.35733809999999999,null,0.4545015]
[0.35733809999999999,null,0.4545015]
[0.35733809999999999,null,0.4545015]
[0.35733809999999999,null,0.4545015]
[0.35700080000000001,null,0.4545015]
[0.35700080000000001,null,0.45436660000000001]
[0.35700080000000001,null,0.45436660000000001]
[0.35700080000000001,null,0.4541943]
[0.35700080000000001,null,0.45406190000000002]
[0.35700080000000001,null,0.45406190000000002]
[0.35700080000000001,null,0.45406190000000002]
[0.35679899999999998,null,0.45406190000000002]
[0.35679899999999998,null,0.45406190000000002]
[0.35679899999999998,null,0.45375280000000001]
[0.35679899999999998,null,0.45375280000000001]
[0.35679899999999998,null,0.45375280000000001]
[0.35664879999999999,null,0.45375280000000001]
[0.35664879999999999,null,0.45362029999999998]
[0.35664879999999999,null,0.45362029999999998]
[0.35664879999999999,null,0.45362029999999998]
[0.35664879999999999,null,0.45362029999999998]
[0.35664879999999999,null,0.453432]
[0.35653400000000002,null,0.453432]
[0.35653400000000002,null,0.453432]
[0.35653400000000002,null,0.4531229]
[0.35653400000000002,null,0.4531229]
[0.35653400000000002,null,0.4531229]
[0.35653400000000002,null,0.4531229]
[0.35653400000000002,null,0.4531229]
[0.3563906,null,0.45285550000000002]
[0.3563906,null,0.45285550000000002]
[0.3563906,null,0.45285550000000002]
[0.3563906,null,0.45285550000000002]
[0.3563906,null,0.45285550000000002]
[0.3563906,null,0.45285550000000002]
[0.35627579999999998,null,0.45285550000000002]
[0.35612569999999999,null,0.45268320000000001]
[0.35612569999999999,null,0.45268320000000001]
[0.35612569999999999,null,0.45268320000000001]
[0.35612569999999999,null,0.45268320000000001]
[0.35592390000000002,null,0.45268320000000001]
[0.35592390000000002,null,0.4523624]
[0.35592390000000002,null,0.4523624]
[0.35592390000000002,null,0.4523624]
[0.35592390000000002,null,0.4523624]
[0.35592390000000002,null,0.45205329999999999]
[0.35575519999999999,null,0.45205329999999999]
[0.35558659999999997,null,0.45205329999999999]
[0.35558659999999997,null,0.45205329999999999]
[0.35558659999999997,null,0.4519184]
[0.35558659999999997,null,0.4519184]
[0.35558659999999997,null,0.4519184]
[0.35558659999999997,null,0.4519184]
[0.35558659999999997,null,0.4519183]
[0.35558659999999997,null,0.4519183]
[0.35558659999999997,null,0.4516136]
[0.35543639999999999,null,0.4516136]
[0.35529309999999997,null,0.4516136]
[0.3551783,null,0.4516136]
[0.3551783,null,0.4516136]
[0.3551783,null,0.4513045]
[0.3551783,null,0.4513045]
[0.3551783,null,0.4513045]
[0.3551783,null,0.45111620000000002]
[0.3551783,null,0.45098120000000003]
[0.3551783,null,0.45098120000000003]
[0.3551783,null,0.45098120000000003]
[0.3551783,null,0.45098120000000003]
[0.3551783,null,0.45098120000000003]
[0.35507739999999999,null,0.45098120000000003]
[0.35497649999999997,null,0.45084879999999999]
[0.35497649999999997,null,0.45084879999999999]
[0.35497640000000003,null,0.45084879999999999]
[0.35497640000000003,null,0.45084879999999999]
[0.35497640000000003,null,0.45084879999999999]
[0.35497640000000003,null,0.45084879999999999]
[0.3548616,null,0.45084879999999999]
[0.3548616,null,0.45084879999999999]
[0.3548616,null,0.45084879999999999]
[0.3548616,null,0.45084879999999999]
[0.3548616,null,0.45036739999999997]
[0.3548616,null,0.45004660000000002]
[0.3548616,null,0.45004660000000002]
[0.3548616,null,0.45004660000000002]
[0.3548616,null,0.45004660000000002]
[0.35471150000000001,null,0.45004660000000002]
[0.3545681,null,0.44991170000000003]
[0.3545681,null,0.44991170000000003]
[0.35423090000000002,null,0.44991170000000003]
[0.35423090000000002,null,0.44991170000000003]
[0.35423080000000001,null,0.44991170000000003]
[0.35423080000000001,null,0.44991170000000003]
[0.35423080000000001,null,0.44991170000000003]
[0.35423080000000001,null,0.44960260000000002]
[0.35423080000000001,null,0.44960260000000002]
[0.35423080000000001,null,0.44960260000000002]
[0.35423080000000001,null,0.44960260000000002]
[0.35411599999999999,null,0.44960260000000002]
[0.35411599999999999,null,0.44960260000000002]
[0.35411599999999999,null,0.44947009999999998]
[0.35411599999999999,null,0.44947009999999998]
[0.35411599999999999,null,0.44929780000000002]
[0.35397269999999997,null,0.44929780000000002]
[0.35397269999999997,null,0.44910949999999999]
[0.35397269999999997,null,0.44910949999999999]
[0.3537709,null,0.44910949999999999]
[0.35362070000000001,null,0.44910949999999999]
[0.35362070000000001,null,0.44910949999999999]
[0.35362070000000001,null,0.44910949999999999]
[0.35362070000000001,null,0.44910949999999999]
[0.35362070000000001,null,0.44910949999999999]
[0.35362070000000001,null,0.44910949999999999]
[0.35362070000000001,null,0.44880039999999999]
[0.35362070000000001,null,0.44866549999999999]
[0.35362070000000001,null,0.44866549999999999]
[0.35362070000000001,null,0.44866549999999999]
[0.35362070000000001,null,0.44866549999999999]
[0.35362070000000001,null,0.44866549999999999]
[0.35362070000000001,null,0.44853300000000002]
[0.35362070000000001,null,0.44853300000000002]
[0.35362070000000001,null,0.4483607]
[0.35356330000000002,null,0.4483607]
[0.35350589999999998,null,0.4483607]
[0.35335569999999999,null,0.4483607]
[0.35321239999999998,null,0.4483607]
[0.35321239999999998,null,0.4483607]
[0.35321239999999998,null,0.4483607]
[0.35321239999999998,null,0.44786330000000002]
[0.35321239999999998,null,0.44773089999999999]
[0.35321239999999998,null,0.44773079999999998]
[0.35321239999999998,null,0.44773079999999998]
[0.35321239999999998,null,0.44773079999999998]
[0.35321239999999998,null,0.44773079999999998]
[0.35321239999999998,null,0.44759589999999999]
[0.35321239999999998,null,0.44759589999999999]
[0.35321239999999998,null,0.44759589999999999]
[0.35321239999999998,null,0.44746340000000001]
[0.35321239999999998,null,0.44746340000000001]
[0.35321239999999998,null,0.44746340000000001]
[0.35267330000000002,null,0.44746340000000001]
[0.35267330000000002,null,0.44746340000000001]
[0.35267330000000002,null,0.44746340000000001]
[0.35267330000000002,null,0.44746340000000001]
[0.35267330000000002,null,0.44727509999999998]
[0.35267330000000002,null,0.44710290000000003]
[0.35267330000000002,null,0.44679370000000002]
[0.35267330000000002,null,0.44679370000000002]
[0.3525585,null,0.44679370000000002]
[0.3525585,null,0.44679370000000002]
[0.3525585,null,0.44679370000000002]
[0.35240830000000001,null,0.44679370000000002]
[0.35240830000000001,null,0.44679370000000002]
[0.35240830000000001,null,0.44679370000000002]
[0.35240830000000001,null,0.44679370000000002]
[0.35226499999999999,null,0.44648460000000001]
[0.35226499999999999,null,0.44621719999999998]
[0.35226499999999999,null,0.44621719999999998]
[0.35226499999999999,null,0.44621719999999998]
[0.35226499999999999,null,0.44621719999999998]
[0.35226499999999999,null,0.44604490000000002]
[0.35226499999999999,null,0.44604490000000002]
[0.35226499999999999,null,0.44604490000000002]
[0.35226499999999999,null,0.44585659999999999]
[0.35226499999999999,null,0.44585659999999999]
[0.35226499999999999,null,0.44585659999999999]
[0.35226499999999999,null,0.44585659999999999]
[0.35226499999999999,null,0.44585659999999999]
[0.35226499999999999,null,0.44585659999999999]
[0.35206310000000002,null,0.44585659999999999]
[0.35206310000000002,null,0.44585659999999999]
[0.35206310000000002,null,0.44585659999999999]
[0.35206310000000002,null,0.44541259999999999]
[0.35206310000000002,null,0.44541259999999999]
[0.35179820000000001,null,0.44528010000000001]
[0.35179820000000001,null,0.4451078]
[0.35179820000000001,null,0.4451078]
[0.35179820000000001,null,0.4451078]
[0.35179820000000001,null,0.4451078]
[0.35179820000000001,null,0.4451078]
[0.35179820000000001,null,0.4451078]
[0.35179820000000001,null,0.4451078]
[0.35165479999999999,null,0.4451078]
[0.35165479999999999,null,0.4451078]
[0.35165479999999999,null,0.4451078]
[0.35165479999999999,null,0.44491950000000002]
[0.35165479999999999,null,0.44491950000000002]
[0.35165479999999999,null,0.44491950000000002]
[0.35165479999999999,null,0.44491950000000002]
[0.35165479999999999,null,0.44478709999999999]
[0.35165479999999999,null,0.44478709999999999]
[0.3513175,null,0.44478709999999999]
[0.3513175,null,0.44478709999999999]
[0.3513175,null,0.44478709999999999]
[0.3513175,null,0.44478709999999999]
[0.3513175,null,0.44478699999999999]
[0.35116740000000002,null,0.44478699999999999]
[0.35116740000000002,null,0.44461479999999998]
[0.35116740000000002,null,0.44430570000000003]
[0.35096559999999999,null,0.44430570000000003]
[0.35096559999999999,null,0.44430570000000003]
[0.35096559999999999,null,0.44417069999999997]
[0.35096559999999999,null,0.44417069999999997]
[0.35096559999999999,null,0.44417069999999997]
[0.35085080000000002,null,0.44417069999999997]
[0.35085080000000002,null,0.44417069999999997]
[0.35085080000000002,null,0.4439824]
[0.3507074,null,0.4439824]
[0.3507074,null,0.44385000000000002]
[0.3507074,null,0.44384990000000002]
[0.3507074,null,0.44384990000000002]
[0.3507074,null,0.44384990000000002]
[0.3507074,null,0.44384990000000002]
[0.3507074,null,0.44384990000000002]
[0.3507074,null,0.44354080000000001]
[0.3507074,null,0.44354080000000001]
[0.3507074,null,0.44354080000000001]
[0.3507074,null,0.44354080000000001]
[0.3507074,null,0.44354080000000001]
[0.3507074,null,0.4433686]
[0.3507074,null,0.4433686]
[0.35055720000000001,null,0.4433686]
[0.35055720000000001,null,0.4433686]
[0.35055720000000001,null,0.4433686]
[0.35055720000000001,null,0.44323610000000002]
[0.35055720000000001,null,0.44323610000000002]
[0.35055720000000001,null,0.44323610000000002]
[0.35044239999999999,null,0.44273869999999999]
[0.35044239999999999,null,0.44260369999999999]
[0.35044239999999999,null,0.44260369999999999]
[0.35044239999999999,null,0.44260369999999999]
[0.35044239999999999,null,0.44260369999999999]
[0.35044239999999999,null,0.44260369999999999]
[0.35044239999999999,null,0.44260369999999999]
[0.35044239999999999,null,0.44260369999999999]
[0.35044239999999999,null,0.44260369999999999]
[0.35044239999999999,null,0.44243149999999998]
[0.35044239999999999,null,0.44243149999999998]
[0.35029909999999997,null,0.44243149999999998]
[0.35029909999999997,null,0.44243149999999998]
[0.35029909999999997,null,0.44243149999999998]
[0.35029909999999997,null,0.44243149999999998]
[0.35014889999999999,null,0.44243139999999997]
[0.35014889999999999,null,0.44243139999999997]
[0.35014889999999999,null,0.442299]
[0.35014889999999999,null,0.442299]
[0.35014889999999999,null,0.442299]
[0.34960980000000003,null,0.442299]
[0.34960980000000003,null,0.44211070000000002]
[0.34960980000000003,null,0.44197570000000003]
[0.34960980000000003,null,0.44197570000000003]
[0.34960980000000003,null,0.44166660000000002]
[0.34960980000000003,null,0.44166660000000002]
[0.34960980000000003,null,0.44166660000000002]
[0.34960980000000003,null,0.44166660000000002]
[0.349495,null,0.44149430000000001]
[0.349495,null,0.44149430000000001]
[0.349495,null,0.44149430000000001]
[0.349495,null,0.44149430000000001]
[0.34934490000000001,null,0.44149430000000001]
[0.34934490000000001,null,0.44136189999999997]
[0.34934490000000001,null,0.44136189999999997]
[0.34934490000000001,null,0.44136189999999997]
[0.34934490000000001,null,0.44136189999999997]
[0.34934490000000001,null,0.44136189999999997]
[0.34934490000000001,null,0.44136189999999997]
[0.34934490000000001,null,0.44136189999999997]
[0.3492015,null,0.4410386]
[0.3492015,null,0.4410386]
[0.3492015,null,0.4410386]
[0.3492015,null,0.4410386]
[0.3492015,null,0.4407295]
[0.3492015,null,0.4407295]
[0.3492015,null,0.4407295]
[0.3492015,null,0.44059700000000002]
[0.3492015,null,0.44042480000000001]
[0.34899970000000002,null,0.44042480000000001]
[0.3488849,null,0.44042480000000001]
[0.3488849,null,0.44042480000000001]
[0.3488849,null,0.44042480000000001]
[0.3488849,null,0.44042480000000001]
[0.3488849,null,0.44042480000000001]
[0.3488849,null,0.44042480000000001]
[0.3488849,null,0.44042480000000001]
[0.3488849,null,0.44042480000000001]
[0.3488849,null,0.44042480000000001]
[0.3488849,null,0.4401157]
[0.3488849,null,0.4401157]
[0.34854760000000001,null,0.4401157]
[0.34839750000000003,null,0.4399807]
[0.34839750000000003,null,0.4399807]
[0.34839750000000003,null,0.4399807]
[0.34839750000000003,null,0.4399807]
[0.34839750000000003,null,0.4399807]
[0.34825410000000001,null,0.43984830000000003]
[0.34825410000000001,null,0.43984830000000003]
[0.34825410000000001,null,0.43967600000000001]
[0.34825410000000001,null,0.43967600000000001]
[0.34825410000000001,null,0.43967600000000001]
[0.34825410000000001,null,0.43967600000000001]
[0.34825410000000001,null,0.43967600000000001]
[0.34825410000000001,null,0.43967600000000001]
[0.34825410000000001,null,0.43967600000000001]
[0.34825410000000001,null,0.43948769999999998]
[0.34825410000000001,null,0.43948769999999998]
[0.34825410000000001,null,0.43917859999999997]
[0.34825410000000001,null,0.43917859999999997]
[0.34813929999999998,null,0.43917859999999997]
[0.34813929999999998,null,0.43917859999999997]
[0.34813929999999998,null,0.43917859999999997]
[0.34813929999999998,null,0.43917850000000003]
[0.34813929999999998,null,0.43917850000000003]
[0.34813929999999998,null,0.43917850000000003]
[0.34813929999999998,null,0.43900630000000002]
[0.34813929999999998,null,0.43900630000000002]
[0.3479891,null,0.43900630000000002]
[0.34778730000000002,null,0.43887130000000002]
[0.34778730000000002,null,0.43873889999999999]
[0.34778730000000002,null,0.43873889999999999]
[0.34778730000000002,null,0.43873889999999999]
[0.34778730000000002,null,0.43873889999999999]
[0.34778730000000002,null,0.43873889999999999]
[0.34764390000000001,null,0.43873889999999999]
[0.34764390000000001,null,0.43873889999999999]
[0.34764390000000001,null,0.43873889999999999]
[0.34764390000000001,null,0.43873889999999999]
[0.34764390000000001,null,0.4382973]
[0.34764390000000001,null,0.4382973]
[0.34764390000000001,null,0.4382973]
[0.34764390000000001,null,0.4382973]
[0.34764390000000001,null,0.4382973]
[0.3471919,null,0.43810900000000003]
[0.3471919,null,0.43793670000000001]
[0.34704849999999998,null,0.43793670000000001]
[0.34704849999999998,null,0.43793670000000001]
[0.34704849999999998,null,0.43793670000000001]
[0.34704849999999998,null,0.43793670000000001]
[0.34704849999999998,null,0.43793670000000001]
[0.34704849999999998,null,0.43793670000000001]
[0.3468984,null,0.43793670000000001]
[0.3468984,null,0.43793670000000001]
[0.34689829999999999,null,0.43780180000000002]
[0.34689829999999999,null,0.43749270000000001]
[0.34689829999999999,null,0.43749270000000001]
[0.34689829999999999,null,0.43749270000000001]
[0.34689829999999999,null,0.43749270000000001]
[0.34689829999999999,null,0.43749270000000001]
[0.34689829999999999,null,0.43749270000000001]
[0.34689829999999999,null,0.43736019999999998]
[0.34689829999999999,null,0.43736019999999998]
[0.34669650000000002,null,0.43736019999999998]
[0.34669650000000002,null,0.43736019999999998]
[0.34669650000000002,null,0.43736019999999998]
[0.34669650000000002,null,0.43736019999999998]
[0.34669650000000002,null,0.4371719]
[0.34669650000000002,null,0.4371719]
[0.34669650000000002,null,0.4371719]
[0.34669650000000002,null,0.4368628]
[0.34643839999999998,null,0.4368628]
[0.34643839999999998,null,0.43669049999999998]
[0.34643839999999998,null,0.43669049999999998]
[0.34643829999999998,null,0.43669049999999998]
[0.34643829999999998,null,0.43669049999999998]
[0.34643829999999998,null,0.436558]
[0.34643829999999998,null,0.436558]
[0.34643829999999998,null,0.436558]
[0.34610109999999999,null,0.436558]
[0.34610109999999999,null,0.436558]
[0.34610109999999999,null,0.436558]
[0.34610109999999999,null,0.436558]
[0.34595090000000001,null,0.436558]
[0.34595090000000001,null,0.43642310000000001]
[0.34595090000000001,null,0.43642310000000001]
[0.34595090000000001,null,0.43642310000000001]
[0.34595090000000001,null,0.43642310000000001]
[0.34595090000000001,null,0.436114]
[0.34595090000000001,null,0.436114]
[0.34595090000000001,null,0.436114]
[0.34595090000000001,null,0.436114]
[0.34595090000000001,null,0.43592560000000002]
[0.34574909999999998,null,0.43592560000000002]
[0.34560570000000002,null,0.43592560000000002]
[0.34560570000000002,null,0.43592560000000002]
[0.34560570000000002,null,0.43592560000000002]
[0.34560570000000002,null,0.43575340000000001]
[0.34560570000000002,null,0.43575340000000001]
[0.34549089999999999,null,0.43575340000000001]
[0.34549089999999999,null,0.4356872]
[0.34549089999999999,null,0.43562089999999998]
[0.34549089999999999,null,0.43562089999999998]
[0.34549089999999999,null,0.43562089999999998]
[0.34549089999999999,null,0.43562089999999998]
[0.34549089999999999,null,0.43531180000000003]
[0.34549089999999999,null,0.43531180000000003]
[0.34549089999999999,null,0.43531180000000003]
[0.34549089999999999,null,0.43531180000000003]
[0.34549089999999999,null,0.43517689999999998]
[0.3453408,null,0.43517689999999998]
[0.3453408,null,0.43517689999999998]
[0.3453408,null,0.4349885]
[0.3453408,null,0.4349885]
[0.3453408,null,0.4349885]
[0.3453408,null,0.43485610000000002]
[0.3453408,null,0.43485610000000002]
[0.34522599999999998,null,0.43485610000000002]
[0.34522599999999998,null,0.43485610000000002]
[0.34522599999999998,null,0.43485610000000002]
[0.34522599999999998,null,0.43485610000000002]
[0.34522599999999998,null,0.43454700000000002]
[0.34522599999999998,null,0.43454700000000002]
[0.34508260000000002,null,0.4343747]
[0.34508260000000002,null,0.4343747]
[0.34508260000000002,null,0.4343747]
[0.34508260000000002,null,0.4343747]
[0.34508260000000002,null,0.4343747]
[0.34508260000000002,null,0.4343747]
[0.34508260000000002,null,0.4343747]
[0.34508260000000002,null,0.4343747]
[0.34508260000000002,null,0.43424220000000002]
[0.34474529999999998,null,0.43424220000000002]
[0.34463050000000001,null,0.43424220000000002]
[0.34463050000000001,null,0.43424220000000002]
[0.34463050000000001,null,0.43424220000000002]
[0.34463050000000001,null,0.43410729999999997]
[0.34463050000000001,null,0.43379820000000002]
[0.34442869999999998,null,0.43379820000000002]
[0.34427859999999999,null,0.43370399999999998]
[0.34427859999999999,null,0.43360989999999999]
[0.34427859999999999,null,0.43360989999999999]
[0.34427859999999999,null,0.43360989999999999]
[0.34427859999999999,null,0.43343759999999998]
[0.34427859999999999,null,0.4333051]
[0.34427859999999999,null,0.4333051]
[0.34427859999999999,null,0.4333051]
[0.34427859999999999,null,0.4333051]
[0.34413519999999997,null,0.4333051]
[0.34413519999999997,null,0.4333051]
[0.34413519999999997,null,0.4333051]
[0.34413519999999997,null,0.4333051]
[0.34413519999999997,null,0.43299599999999999]
[0.34413519999999997,null,0.43299599999999999]
[0.34413519999999997,null,0.43299599999999999]
[0.34413519999999997,null,0.43299599999999999]
[0.34413519999999997,null,0.43299599999999999]
[0.34413519999999997,null,0.43299599999999999]
[0.34413519999999997,null,0.4328611]
[0.34413519999999997,null,0.4328611]
[0.34398499999999999,null,0.4328611]
[0.34398499999999999,null,0.4328611]
[0.34398499999999999,null,0.43267270000000002]
[0.34387020000000001,null,0.43267270000000002]
[0.34387020000000001,null,0.43245420000000001]
[0.34387020000000001,null,0.43236799999999997]
[0.34387020000000001,null,0.43236799999999997]
[0.34387020000000001,null,0.43236799999999997]
[0.34387020000000001,null,0.43205890000000002]
[0.34387020000000001,null,0.43205890000000002]
[0.34387020000000001,null,0.43205890000000002]
[0.34387020000000001,null,0.43205890000000002]
[0.34387020000000001,null,0.43205890000000002]
[0.34387020000000001,null,0.43205890000000002]
[0.34387020000000001,null,0.43205890000000002]
[0.34387020000000001,null,0.43205890000000002]
[0.34387020000000001,null,0.43205890000000002]
[0.34387020000000001,null,0.43205890000000002]
[0.34352500000000002,null,0.43205890000000002]
[0.34352500000000002,null,0.43205890000000002]
[0.34352500000000002,null,0.43192649999999999]
[0.34352500000000002,null,0.43192649999999999]
[0.34352500000000002,null,0.43161919999999998]
[0.34352500000000002,null,0.43161919999999998]
[0.34352500000000002,null,0.43161919999999998]
[0.34352500000000002,null,0.43161919999999998]
[0.34352500000000002,null,0.43131009999999997]
[0.3434102,null,0.43131009999999997]
[0.3434102,null,0.43131009999999997]
[0.3434102,null,0.43131009999999997]
[0.34326010000000001,null,0.43131009999999997]
[0.34326010000000001,null,0.43131009999999997]
[0.34326010000000001,null,0.43131009999999997]
[0.34326010000000001,null,0.4311777]
[0.34326010000000001,null,0.4311777]
[0.34326010000000001,null,0.4311777]
[0.34326010000000001,null,0.4311777]
[0.34292280000000003,null,0.4311777]
[0.34292280000000003,null,0.4311777]
[0.34292280000000003,null,0.4311777]
[0.34292280000000003,null,0.43098930000000002]
[0.34292280000000003,null,0.43081710000000001]
[0.34292280000000003,null,0.43081710000000001]
[0.34292280000000003,null,0.430508]
[0.34292280000000003,null,0.430508]
[0.34292280000000003,null,0.430508]
[0.34292280000000003,null,0.43037300000000001]
[0.34292280000000003,null,0.43037300000000001]
[0.34292280000000003,null,0.43037300000000001]
[0.342721,null,0.43024059999999997]
[0.342721,null,0.42993150000000002]
[0.34266360000000001,null,0.42993140000000002]
[0.34245609999999999,null,0.42993140000000002]
[0.34245609999999999,null,0.42993140000000002]
[0.34245599999999998,null,0.42993140000000002]
[0.34245599999999998,null,0.42993140000000002]
[0.34245599999999998,null,0.42993140000000002]
[0.34245599999999998,null,0.42993140000000002]
[0.34231270000000003,null,0.42993140000000002]
[0.34231270000000003,null,0.42993140000000002]
[0.34231270000000003,null,0.42993140000000002]
[0.34231270000000003,null,0.42993140000000002]
[0.34231270000000003,null,0.42993140000000002]
[0.34231270000000003,null,0.42993140000000002]
[0.34231270000000003,null,0.42993140000000002]
[0.34231270000000003,null,0.42993140000000002]
[0.34231270000000003,null,0.42974309999999999]
[0.34231270000000003,null,0.42974309999999999]
[0.34231270000000003,null,0.42974309999999999]
[0.34231270000000003,null,0.42974309999999999]
[0.34231270000000003,null,0.42943399999999998]
[0.34231270000000003,null,0.42943399999999998]
[0.34231270000000003,null,0.4289943]
[0.34231270000000003,null,0.4289943]
[0.34231270000000003,null,0.4289943]
[0.3421979,null,0.4289943]
[0.3421979,null,0.4289943]
[0.3421979,null,0.4289943]
[0.3421979,null,0.4289943]
[0.3421979,null,0.4289943]
[0.3421979,null,0.4289943]
[0.34199600000000002,null,0.4289943]
[0.34184589999999998,null,0.4289943]
[0.34184589999999998,null,0.42880600000000002]
[0.34184589999999998,null,0.42853859999999999]
[0.34184589999999998,null,0.42853859999999999]
[0.34170250000000002,null,0.42853859999999999]
[0.34170250000000002,null,0.42853859999999999]
[0.34170250000000002,null,0.42822949999999999]
[0.34170250000000002,null,0.42822949999999999]
[0.34170250000000002,null,0.42822949999999999]
[0.34170250000000002,null,0.42822949999999999]
[0.34136529999999998,null,0.42822949999999999]
[0.34136529999999998,null,0.42822949999999999]
[0.34136529999999998,null,0.42809700000000001]
[0.34136529999999998,null,0.42809700000000001]
[0.34136529999999998,null,0.42809700000000001]
[0.34136529999999998,null,0.42809700000000001]
[0.34136529999999998,null,0.42809700000000001]
[0.34136529999999998,null,0.42809700000000001]
[0.34125040000000001,null,0.42809700000000001]
[0.34125040000000001,null,0.42790869999999998]
[0.34125040000000001,null,0.42773640000000002]
[0.34125040000000001,null,0.42773640000000002]
[0.34125040000000001,null,0.42773640000000002]
[0.34125040000000001,null,0.42773640000000002]
[0.34125040000000001,null,0.42760399999999998]
[0.34125040000000001,null,0.42760399999999998]
[0.34125040000000001,null,0.42760399999999998]
[0.3411071,null,0.42760399999999998]
[0.34095690000000001,null,0.42760399999999998]
[0.34095690000000001,null,0.42760399999999998]
[0.34095690000000001,null,0.42729489999999998]
[0.34095690000000001,null,0.42729489999999998]
[0.34095690000000001,null,0.42729489999999998]
[0.34095690000000001,null,0.42729489999999998]
[0.34095690000000001,null,0.42729489999999998]
[0.34095690000000001,null,0.42715989999999998]
[0.34095690000000001,null,0.42715989999999998]
[0.34095690000000001,null,0.42715989999999998]
[0.34064030000000001,null,0.42715989999999998]
[0.34064030000000001,null,0.42715989999999998]
[0.34064030000000001,null,0.42715989999999998]
[0.34064030000000001,null,0.42715989999999998]
[0.34064030000000001,null,0.42715989999999998]
[0.34064030000000001,null,0.42715989999999998]
[0.34064030000000001,null,0.42715989999999998]
[0.34064030000000001,null,0.42698770000000003]
[0.34064030000000001,null,0.42692140000000001]
[0.34064030000000001,null,0.42654609999999998]
[0.34064030000000001,null,0.42635780000000001]
[0.34064030000000001,null,0.42635780000000001]
[0.34064030000000001,null,0.42635780000000001]
[0.34064030000000001,null,0.42635780000000001]
[0.34049010000000002,null,0.42635780000000001]
[0.34049010000000002,null,0.42635780000000001]
[0.34049010000000002,null,0.42635780000000001]
[0.34049010000000002,null,0.42635780000000001]
[0.34049010000000002,null,0.42622280000000001]
[0.34049010000000002,null,0.42622280000000001]
[0.3403468,null,0.42622280000000001]
[0.3403468,null,0.42622280000000001]
[0.3403468,null,0.42622280000000001]
[0.3403468,null,0.42609039999999998]
[0.3403468,null,0.42591810000000002]
[0.34023199999999998,null,0.42591810000000002]
[0.34023199999999998,null,0.42560900000000002]
[0.34023199999999998,null,0.42560900000000002]
[0.34013110000000002,null,0.42547400000000002]
[0.3400302,null,0.42547400000000002]
[0.3400302,null,0.42547400000000002]
[0.33969290000000002,null,0.42528569999999999]
[0.33969290000000002,null,0.42528569999999999]
[0.33969290000000002,null,0.42528569999999999]
[0.33969290000000002,null,0.42528569999999999]
[0.33969290000000002,null,0.42528569999999999]
[0.33969290000000002,null,0.42528569999999999]
[0.33969290000000002,null,0.42528569999999999]
[0.33969290000000002,null,0.42528569999999999]
[0.3395495,null,0.42515320000000001]
[0.3395495,null,0.42515320000000001]
[0.3395495,null,0.42515320000000001]
[0.3395495,null,0.42515320000000001]
[0.3395495,null,0.42515320000000001]
[0.3395495,null,0.42515320000000001]
[0.3395495,null,0.42515320000000001]
[0.33939940000000002,null,0.42515320000000001]
[0.33939940000000002,null,0.42515320000000001]
[0.33939940000000002,null,0.42515320000000001]
[0.33939940000000002,null,0.42477670000000001]
[0.33939940000000002,null,0.42470920000000001]
[0.33928459999999999,null,0.42470920000000001]
[0.33928459999999999,null,0.42470920000000001]
[0.33928459999999999,null,0.42457669999999997]
[0.33928459999999999,null,0.42457669999999997]
[0.33928459999999999,null,0.42457669999999997]
[0.33928459999999999,null,0.42457669999999997]
[0.33928459999999999,null,0.42457669999999997]
[0.33928459999999999,null,0.42421609999999998]
[0.33928459999999999,null,0.42421609999999998]
[0.33928459999999999,null,0.42421609999999998]
[0.33908270000000001,null,0.42390699999999998]
[0.33908270000000001,null,0.42390699999999998]
[0.33908270000000001,null,0.42390699999999998]
[0.33908270000000001,null,0.42390699999999998]
[0.33908270000000001,null,0.42390699999999998]
[0.33893259999999997,null,0.42390699999999998]
[0.33893259999999997,null,0.42390699999999998]
[0.33893259999999997,null,0.42390699999999998]
[0.33893259999999997,null,0.42390699999999998]
[0.33893259999999997,null,0.42390699999999998]
[0.33878920000000001,null,0.4237746]
[0.33878920000000001,null,0.4237746]
[0.33878920000000001,null,0.4237746]
[0.33878920000000001,null,0.4237746]
[0.33878920000000001,null,0.4237746]
[0.33878920000000001,null,0.4237746]
[0.33878920000000001,null,0.4237746]
[0.33878920000000001,null,0.4237746]
[0.33878920000000001,null,0.4237746]
[0.33878920000000001,null,0.4237746]
[0.33878920000000001,null,0.4237746]
[0.33878920000000001,null,0.4237746]
[0.33878920000000001,null,0.4237746]
[0.33878920000000001,null,0.42346539999999999]
[0.33878920000000001,null,0.4233305]
[0.33878920000000001,null,0.4233305]
[0.33867439999999999,null,0.4233305]
[0.33867439999999999,null,0.42314220000000002]
[0.3385243,null,0.42300969999999999]
[0.3385243,null,0.42300969999999999]
[0.3385243,null,0.42300969999999999]
[0.3385243,null,0.42283749999999998]
[0.3385243,null,0.42283749999999998]
[0.3385243,null,0.42283749999999998]
[0.33818700000000002,null,0.42283749999999998]
[0.33818700000000002,null,0.42283739999999997]
[0.33818700000000002,null,0.42252830000000002]
[0.33818700000000002,null,0.42252830000000002]
[0.33818700000000002,null,0.42252830000000002]
[0.33818700000000002,null,0.42252830000000002]
[0.33818700000000002,null,0.42252830000000002]
[0.33818700000000002,null,0.42252830000000002]
[0.33818700000000002,null,0.42252830000000002]
[0.33818700000000002,null,0.42252830000000002]
[0.33818700000000002,null,0.42252830000000002]
[0.33818700000000002,null,0.42252830000000002]
[0.33818700000000002,null,0.42252830000000002]
[0.33798519999999999,null,0.42252830000000002]
[0.33798519999999999,null,0.42239339999999997]
[0.33769169999999998,null,0.42208430000000002]
[0.33769169999999998,null,0.42208430000000002]
[0.33769169999999998,null,0.42208430000000002]
[0.33769169999999998,null,0.42208430000000002]
[0.33769169999999998,null,0.42177959999999998]
[0.33769169999999998,null,0.42177959999999998]
[0.33769169999999998,null,0.4215912]
[0.33769169999999998,null,0.4215912]
[0.33769169999999998,null,0.4215912]
[0.33757680000000001,null,0.4215912]
[0.33757680000000001,null,0.4215912]
[0.33757680000000001,null,0.4215912]
[0.33757680000000001,null,0.4215912]
[0.33757680000000001,null,0.4215912]
[0.33757680000000001,null,0.4215912]
[0.33757680000000001,null,0.4215912]
[0.33757680000000001,null,0.4215912]
[0.33757680000000001,null,0.4215912]
[0.33757680000000001,null,0.4215912]
[0.33757680000000001,null,0.42145880000000002]
[0.33757680000000001,null,0.42145880000000002]
[0.33757680000000001,null,0.42114970000000002]
[0.33757680000000001,null,0.42101470000000002]
[0.33757680000000001,null,0.42101470000000002]
[0.33757680000000001,null,0.42101470000000002]
[0.33742670000000002,null,0.42101470000000002]
[0.33742670000000002,null,0.42101470000000002]
[0.33742670000000002,null,0.42101470000000002]
[0.33742670000000002,null,0.42101470000000002]
[0.33742670000000002,null,0.42101470000000002]
[0.33742670000000002,null,0.42084240000000001]
[0.33742670000000002,null,0.42084240000000001]
[0.33722489999999999,null,0.42065409999999998]
[0.33722489999999999,null,0.42065409999999998]
[0.33708149999999998,null,0.42065409999999998]
[0.33708149999999998,null,0.42065409999999998]
[0.33696670000000001,null,0.42065409999999998]
[0.33696670000000001,null,0.42034500000000002]
[0.33696670000000001,null,0.42034500000000002]
[0.33696670000000001,null,0.42034500000000002]
[0.33696670000000001,null,0.42034500000000002]
[0.33696670000000001,null,0.42020999999999997]
[0.33696670000000001,null,0.42020999999999997]
[0.33696670000000001,null,0.42020999999999997]
[0.33696670000000001,null,0.42020999999999997]
[0.33696670000000001,null,0.42020999999999997]
[0.33696670000000001,null,0.42020999999999997]
[0.33681660000000002,null,0.42020999999999997]
[0.33681650000000002,null,0.4200776]
[0.33681650000000002,null,0.4200776]
[0.33681650000000002,null,0.4200776]
[0.33681650000000002,null,0.4200776]
[0.33681650000000002,null,0.4200776]
[0.33681650000000002,null,0.41990529999999998]
[0.33681650000000002,null,0.41990529999999998]
[0.33681650000000002,null,0.41990529999999998]
[0.33681650000000002,null,0.41959619999999997]
[0.33681650000000002,null,0.41959619999999997]
[0.33681650000000002,null,0.41959619999999997]
[0.33681650000000002,null,0.41959619999999997]
[0.33681650000000002,null,0.41959619999999997]
[0.33681650000000002,null,0.41959619999999997]
[0.33647929999999998,null,0.41959619999999997]
[0.33636450000000001,null,0.41959619999999997]
[0.33636450000000001,null,0.41959619999999997]
[0.33636450000000001,null,0.41959619999999997]
[0.33636450000000001,null,0.41946119999999998]
[0.33636450000000001,null,0.4193288]
[0.33636450000000001,null,0.4193288]
[0.33636450000000001,null,0.41914050000000003]
[0.33636450000000001,null,0.41914050000000003]
[0.33636450000000001,null,0.41914050000000003]
[0.33636450000000001,null,0.41914050000000003]
[0.33621430000000002,null,0.41914050000000003]
[0.33621430000000002,null,0.41914050000000003]
[0.33621430000000002,null,0.41914050000000003]
[0.33621430000000002,null,0.41883140000000002]
[0.33621430000000002,null,0.41883140000000002]
[0.33607100000000001,null,0.41874519999999998]
[0.33607090000000001,null,0.41865910000000001]
[0.33607090000000001,null,0.41865910000000001]
[0.33607090000000001,null,0.41865910000000001]
[0.33607090000000001,null,0.41865910000000001]
[0.33607090000000001,null,0.41865910000000001]
[0.33607090000000001,null,0.41865910000000001]
[0.33607090000000001,null,0.41865910000000001]
[0.33607090000000001,null,0.41847079999999998]
[0.33607090000000001,null,0.41847079999999998]
[0.33586909999999998,null,0.41847079999999998]
[0.33586909999999998,null,0.41847079999999998]
[0.33586909999999998,null,0.4183383]
[0.33586909999999998,null,0.4183383]
[0.33586909999999998,null,0.4183383]
[0.33586909999999998,null,0.4183383]
[0.33586909999999998,null,0.4183383]
[0.33586909999999998,null,0.4183383]
[0.33586909999999998,null,0.4183383]
[0.33586909999999998,null,0.4182034]
[0.33571899999999999,null,0.4182034]
[0.33571899999999999,null,0.4182034]
[0.33571899999999999,null,0.4182034]
[0.33571899999999999,null,0.4182034]
[0.33571899999999999,null,0.4182034]
[0.33571899999999999,null,0.4182034]
[0.33571899999999999,null,0.4182034]
[0.33571899999999999,null,0.41770590000000002]
[0.33571899999999999,null,0.41770590000000002]
[0.33571899999999999,null,0.41770590000000002]
[0.33571899999999999,null,0.41757349999999999]
[0.33571899999999999,null,0.41757349999999999]
[0.33560420000000002,null,0.41757349999999999]
[0.33560420000000002,null,0.41757349999999999]
[0.33560420000000002,null,0.41757349999999999]
[0.33560420000000002,null,0.41757349999999999]
[0.3354608,null,0.41740120000000003]
[0.3354608,null,0.41740120000000003]
[0.3354608,null,0.41740120000000003]
[0.3354608,null,0.41740120000000003]
[0.3354608,null,0.41740120000000003]
[0.3354608,null,0.41740120000000003]
[0.3354608,null,0.41740120000000003]
[0.3354608,null,0.41709210000000002]
[0.3354608,null,0.41709210000000002]
[0.3354608,null,0.41709210000000002]
[0.3354608,null,0.41709210000000002]
[0.3354608,null,0.41709210000000002]
[0.3354608,null,0.41709210000000002]
[0.3354608,null,0.41695710000000002]
[0.3354608,null,0.41695710000000002]
[0.3354608,null,0.41695710000000002]
[0.33531070000000002,null,0.41695710000000002]
[0.33531070000000002,null,0.41695710000000002]
[0.33531060000000001,null,0.41695710000000002]
[0.33531060000000001,null,0.41695710000000002]
[0.33531060000000001,null,0.41695710000000002]
[0.33519579999999999,null,0.41682469999999999]
[0.33499400000000001,null,0.41682469999999999]
[0.33499400000000001,null,0.41682469999999999]
[0.33499400000000001,null,0.41682469999999999]
[0.33499400000000001,null,0.41663640000000002]
[0.33499400000000001,null,0.41632730000000001]
[0.33499400000000001,null,0.41632720000000001]
[0.33499400000000001,null,0.416155]
[0.33499400000000001,null,0.416155]
[0.33499400000000001,null,0.416155]
[0.33499400000000001,null,0.416155]
[0.33499400000000001,null,0.416155]
[0.33499400000000001,null,0.416155]
[0.33499400000000001,null,0.416155]
[0.33499400000000001,null,0.416155]
[0.33499400000000001,null,0.416155]
[0.33499400000000001,null,0.416155]
[0.33499400000000001,null,0.416155]
[0.33499400000000001,null,0.416155]
[0.33499400000000001,null,0.416155]
[0.33499400000000001,null,0.416155]
[0.33499400000000001,null,0.41602]
[0.33499400000000001,null,0.41602]
[0.33499400000000001,null,0.41602]
[0.33492230000000001,null,0.41602]
[0.33470050000000001,null,0.41602]
[0.33470050000000001,null,0.41588760000000002]
[0.33458569999999999,null,0.41588760000000002]
[0.33458569999999999,null,0.41588760000000002]
[0.33458569999999999,null,0.41588760000000002]
[0.33458569999999999,null,0.41552699999999998]
[0.33458569999999999,null,0.41552699999999998]
[0.33458569999999999,null,0.41552699999999998]
[0.33458569999999999,null,0.41552699999999998]
[0.33458569999999999,null,0.41552699999999998]
[0.3342484,null,0.41552699999999998]
[0.3342484,null,0.41552699999999998]
[0.3342484,null,0.41552699999999998]
[0.3342484,null,0.41552699999999998]
[0.3342484,null,0.41552699999999998]
[0.3342484,null,0.41521789999999997]
[0.3342484,null,0.41521789999999997]
[0.3342484,null,0.41521789999999997]
[0.3342484,null,0.41521789999999997]
[0.33414749999999999,null,0.41521789999999997]
[0.33404660000000003,null,0.41521789999999997]
[0.33404660000000003,null,0.41521789999999997]
[0.33404660000000003,null,0.41521789999999997]
[0.33404660000000003,null,0.41508539999999999]
[0.33389649999999998,null,0.41508539999999999]
[0.33389649999999998,null,0.41508539999999999]
[0.33389649999999998,null,0.41508539999999999]
[0.33389649999999998,null,0.41508539999999999]
[0.33389649999999998,null,0.41508539999999999]
[0.33389649999999998,null,0.41508539999999999]
[0.33389649999999998,null,0.41508539999999999]
[0.33389649999999998,null,0.41508539999999999]
[0.33389649999999998,null,0.41508539999999999]
[0.33389649999999998,null,0.41508539999999999]
[0.33389649999999998,null,0.41508539999999999]
[0.33389649999999998,null,0.41464129999999999]
[0.33389649999999998,null,0.41445300000000002]
[0.33389649999999998,null,0.41445300000000002]
[0.33389649999999998,null,0.4142808]
[0.33378160000000001,null,0.4142808]
[0.3336383,null,0.4142808]
[0.3336383,null,0.4142808]
[0.3336383,null,0.41414830000000002]
[0.3336383,null,0.41414830000000002]
[0.3336383,null,0.41414830000000002]
[0.3336383,null,0.41414830000000002]
[0.3336383,null,0.41414830000000002]
[0.3336383,null,0.41414830000000002]
[0.3336383,null,0.41414830000000002]
[0.3336383,null,0.41414830000000002]
[0.3336383,null,0.41414830000000002]
[0.33348810000000001,null,0.41414830000000002]
[0.33348810000000001,null,0.41414830000000002]
[0.33348810000000001,null,0.41414830000000002]
[0.33348810000000001,null,0.41414830000000002]
[0.33348810000000001,null,0.41414830000000002]
[0.33348810000000001,null,0.41383920000000002]
[0.33348810000000001,null,0.41383920000000002]
[0.33348810000000001,null,0.41383920000000002]
[0.33348810000000001,null,0.41383920000000002]
[0.33348810000000001,null,0.41383920000000002]
[0.33328629999999998,null,0.41383920000000002]
[0.33328629999999998,null,0.41383920000000002]
[0.33328629999999998,null,0.41370669999999998]
[0.33328629999999998,null,0.41357179999999999]
[0.33328629999999998,null,0.41357179999999999]
[0.33328629999999998,null,0.41338350000000001]
[0.33317150000000001,null,0.41338350000000001]
[0.33317150000000001,null,0.41338350000000001]
[0.33317150000000001,null,0.4132112]
[0.33302809999999999,null,0.4132112]
[0.33302809999999999,null,0.4132112]
[0.33302809999999999,null,0.4132112]
[0.33302809999999999,null,0.4132112]
[0.33302809999999999,null,0.4132112]
[0.33302809999999999,null,0.4132112]
[0.33302809999999999,null,0.4132112]
[0.33302809999999999,null,0.4132112]
[0.33302809999999999,null,0.4132112]
[0.33302809999999999,null,0.4132112]
[0.33302809999999999,null,0.4132112]
[0.33302809999999999,null,0.4132112]
[0.33302809999999999,null,0.4132112]
[0.33302809999999999,null,0.4132112]
[0.33287800000000001,null,0.4132112]
[0.33254070000000002,null,0.4132112]
[0.33254070000000002,null,0.41288789999999997]
[0.33254070000000002,null,0.41288789999999997]
[0.33254070000000002,null,0.41288789999999997]
[0.33254070000000002,null,0.41257880000000002]
[0.33254070000000002,null,0.41257880000000002]
[0.33254070000000002,null,0.41244639999999999]
[0.33254070000000002,null,0.41244639999999999]
[0.33254070000000002,null,0.41244639999999999]
[0.33254070000000002,null,0.41244639999999999]
[0.33254070000000002,null,0.41244629999999999]
[0.33254070000000002,null,0.41244629999999999]
[0.3324259,null,0.41227409999999998]
[0.3324259,null,0.41227409999999998]
[0.3324259,null,0.41227409999999998]
[0.3324259,null,0.41227409999999998]
[0.3324259,null,0.41227409999999998]
[0.33228249999999998,null,0.41227409999999998]
[0.33228249999999998,null,0.41227409999999998]
[0.33228249999999998,null,0.41227409999999998]
[0.33228249999999998,null,0.41227409999999998]
[0.33208070000000001,null,0.41227409999999998]
[0.33208070000000001,null,0.41227409999999998]
[0.33208070000000001,null,0.41227409999999998]
[0.33208070000000001,null,0.41227409999999998]
[0.33208070000000001,null,0.41227409999999998]
[0.33208070000000001,null,0.41183249999999999]
[0.33208070000000001,null,0.4116976]
[0.33193060000000002,null,0.41150920000000002]
[0.33193060000000002,null,0.41150920000000002]
[0.33193060000000002,null,0.41150920000000002]
[0.33193060000000002,null,0.41150920000000002]
[0.33193060000000002,null,0.41150920000000002]
[0.33193060000000002,null,0.41150920000000002]
[0.33193060000000002,null,0.41150920000000002]
[0.33193060000000002,null,0.41150920000000002]
[0.33193060000000002,null,0.41150920000000002]
[0.33193060000000002,null,0.41150920000000002]
[0.33193060000000002,null,0.41150920000000002]
[0.33193060000000002,null,0.41150920000000002]
[0.33193060000000002,null,0.41120010000000001]
[0.33193060000000002,null,0.41120010000000001]
[0.33193060000000002,null,0.41120010000000001]
[0.33193060000000002,null,0.41120010000000001]
[0.33181579999999999,null,0.4110279]
[0.33181579999999999,null,0.4110279]
[0.33181579999999999,null,0.4110278]
[0.33181579999999999,null,0.4110278]
[0.33181579999999999,null,0.41076049999999997]
[0.33181579999999999,null,0.41076049999999997]
[0.33181579999999999,null,0.41076049999999997]
[0.33181579999999999,null,0.41076049999999997]
[0.33181579999999999,null,0.41076049999999997]
[0.33181579999999999,null,0.41076049999999997]
[0.33152219999999999,null,0.41076049999999997]
[0.33152219999999999,null,0.41076049999999997]
[0.33152219999999999,null,0.4105721]
[0.33152219999999999,null,0.4105721]
[0.33152219999999999,null,0.4105721]
[0.33152219999999999,null,0.4105721]
[0.33152219999999999,null,0.4105721]
[0.33152219999999999,null,0.4105721]
[0.33152219999999999,null,0.4105721]
[0.33152219999999999,null,0.4105721]
[0.33140740000000002,null,0.4105721]
[0.33140740000000002,null,0.4105721]
[0.3313065,null,0.4105721]
[0.3313065,null,0.4105721]
[0.33120559999999999,null,0.4105721]
[0.33120559999999999,null,0.41043970000000002]
[0.33120559999999999,null,0.41043970000000002]
[0.33120559999999999,null,0.41013060000000001]
[0.33120559999999999,null,0.41013060000000001]
[0.33120559999999999,null,0.41013060000000001]
[0.33120559999999999,null,0.4099583]
[0.3308683,null,0.4099583]
[0.3308683,null,0.4099583]
[0.3308683,null,0.4099583]
[0.3308683,null,0.4099583]
[0.3308683,null,0.4098233]
[0.3308683,null,0.4098233]
[0.33071820000000002,null,0.4098233]
[0.33071820000000002,null,0.4098233]
[0.33071820000000002,null,0.4098233]
[0.33071820000000002,null,0.4098233]
[0.33071820000000002,null,0.40963500000000003]
[0.33071820000000002,null,0.40963500000000003]
[0.33071820000000002,null,0.40963500000000003]
[0.33071820000000002,null,0.40950259999999999]
[0.33071820000000002,null,0.40919349999999999]
[0.33071820000000002,null,0.40919349999999999]
[0.3305748,null,0.40919349999999999]
[0.3305748,null,0.40919349999999999]
[0.3305748,null,0.40919339999999998]
[0.3305748,null,0.40919339999999998]
[0.3305748,null,0.40919339999999998]
[0.3305748,null,0.40919339999999998]
[0.3305748,null,0.40919339999999998]
[0.3305748,null,0.40919339999999998]
[0.3305748,null,0.40902119999999997]
[0.33045999999999998,null,0.40902119999999997]
[0.33045999999999998,null,0.40902119999999997]
[0.33045999999999998,null,0.40902119999999997]
[0.33045999999999998,null,0.40902119999999997]
[0.33045999999999998,null,0.40902119999999997]
[0.33045999999999998,null,0.40888619999999998]
[0.33045999999999998,null,0.40888619999999998]
[0.33045999999999998,null,0.40888619999999998]
[0.33045999999999998,null,0.40888619999999998]
[0.33045999999999998,null,0.40888619999999998]
[0.33045999999999998,null,0.40888619999999998]
[0.33045999999999998,null,0.40888619999999998]
[0.33045999999999998,null,0.40857710000000003]
[0.3302582,null,0.40857710000000003]
[0.3302582,null,0.4083888]
[0.3302582,null,0.4083888]
[0.3302582,null,0.4083888]
[0.33010810000000002,null,0.40825630000000002]
[0.33010800000000001,null,0.40825630000000002]
[0.33010800000000001,null,0.40825630000000002]
[0.33010800000000001,null,0.40825630000000002]
[0.33010800000000001,null,0.40825630000000002]
[0.33010800000000001,null,0.40825630000000002]
[0.33010800000000001,null,0.40825630000000002]
[0.33010800000000001,null,0.40825630000000002]
[0.33010800000000001,null,0.40825630000000002]
[0.33010800000000001,null,0.40825630000000002]
[0.33010800000000001,null,0.40808410000000001]
[0.33010800000000001,null,0.40808410000000001]
[0.33010800000000001,null,0.40794910000000001]
[0.33010800000000001,null,0.40794910000000001]
[0.33010800000000001,null,0.40794910000000001]
[0.33010800000000001,null,0.40794910000000001]
[0.33010800000000001,null,0.40794910000000001]
[0.33010800000000001,null,0.40794910000000001]
[0.32999319999999999,null,0.40794910000000001]
[0.32999319999999999,null,0.40794910000000001]
[0.32999319999999999,null,0.40764]
[0.32984989999999997,null,0.40764]
[0.32984989999999997,null,0.40745169999999997]
[0.32984989999999997,null,0.40731919999999999]
[0.3293625,null,0.40731919999999999]
[0.3293625,null,0.40731919999999999]
[0.3293625,null,0.40731919999999999]
[0.3293625,null,0.40731919999999999]
[0.3293625,null,0.40731919999999999]
[0.3293625,null,0.40731919999999999]
[0.3293625,null,0.40731919999999999]
[0.3293625,null,0.40731919999999999]
[0.3293625,null,0.40731919999999999]
[0.3293625,null,0.40731919999999999]
[0.3293625,null,0.40731919999999999]
[0.3293625,null,0.40731919999999999]
[0.3293625,null,0.40714699999999998]
[0.3293625,null,0.40714699999999998]
[0.3293625,null,0.40714699999999998]
[0.3293625,null,0.40670539999999999]
[0.3293624,null,0.40670539999999999]
[0.3293624,null,0.40670539999999999]
[0.3293624,null,0.40670539999999999]
[0.3293624,null,0.40670539999999999]
[0.3293624,null,0.40670539999999999]
[0.3293624,null,0.4065704]
[0.3293624,null,0.4065704]
[0.3293624,null,0.4065704]
[0.3293624,null,0.4065704]
[0.32916060000000003,null,0.40638210000000002]
[0.32916060000000003,null,0.40638210000000002]
[0.32916060000000003,null,0.40638210000000002]
[0.32916060000000003,null,0.40638210000000002]
[0.32916060000000003,null,0.40620990000000001]
[0.32916060000000003,null,0.40620980000000001]
[0.32916060000000003,null,0.40620980000000001]
[0.32916060000000003,null,0.40620980000000001]
[0.32916060000000003,null,0.40620980000000001]
[0.32901049999999998,null,0.40620980000000001]
[0.32889570000000001,null,0.40620980000000001]
[0.32889570000000001,null,0.40620980000000001]
[0.32889570000000001,null,0.40620980000000001]
[0.32889570000000001,null,0.40620980000000001]
[0.32889570000000001,null,0.40607739999999998]
[0.32889570000000001,null,0.40607739999999998]
[0.32889570000000001,null,0.40607739999999998]
[0.32889570000000001,null,0.40607739999999998]
[0.32889570000000001,null,0.40607739999999998]
[0.3287523,null,0.40600989999999998]
[0.3287523,null,0.40594239999999998]
[0.3287523,null,0.40575410000000001]
[0.3287523,null,0.40575410000000001]
[0.3287523,null,0.40575410000000001]
[0.3287523,null,0.405445]
[0.3287523,null,0.405445]
[0.3287523,null,0.405445]
[0.3287523,null,0.405445]
[0.3287523,null,0.405445]
[0.3287523,null,0.405445]
[0.3287523,null,0.405445]
[0.3287523,null,0.405445]
[0.3287523,null,0.405445]
[0.3287523,null,0.405445]
[0.3287523,null,0.405445]
[0.3287523,null,0.405445]
[0.3287523,null,0.405445]
[0.32855050000000002,null,0.405445]
[0.32855050000000002,null,0.405445]
[0.32855050000000002,null,0.40531250000000002]
[0.32855050000000002,null,0.40531250000000002]
[0.3284357,null,0.40531250000000002]
[0.32826699999999998,null,0.40531250000000002]
[0.32809840000000001,null,0.40514030000000001]
[0.32809840000000001,null,0.40514030000000001]
[0.32809840000000001,null,0.4048312]
[0.32809840000000001,null,0.4048312]
[0.32809840000000001,null,0.4048312]
[0.32809840000000001,null,0.4048312]
[0.32809840000000001,null,0.4048312]
[0.32794830000000003,null,0.40469620000000001]
[0.32794830000000003,null,0.40450789999999998]
[0.32794830000000003,null,0.40450789999999998]
[0.32794830000000003,null,0.40450789999999998]
[0.32794830000000003,null,0.40450789999999998]
[0.32794830000000003,null,0.40450789999999998]
[0.32794830000000003,null,0.40450789999999998]
[0.32794830000000003,null,0.40450789999999998]
[0.32794830000000003,null,0.40450789999999998]
[0.32794830000000003,null,0.40450789999999998]
[0.32794830000000003,null,0.40450789999999998]
[0.32794830000000003,null,0.40450789999999998]
[0.32794830000000003,null,0.40450789999999998]
[0.32794830000000003,null,0.40450789999999998]
[0.32794830000000003,null,0.40450789999999998]
[0.32794830000000003,null,0.40450789999999998]
[0.32794830000000003,null,0.40450789999999998]
[0.3278334,null,0.4043754]
[0.3278334,null,0.4043754]
[0.3278334,null,0.40420319999999998]
[0.3278334,null,0.40420319999999998]
[0.3278334,null,0.40420319999999998]
[0.3278334,null,0.40420319999999998]
[0.3278334,null,0.40420319999999998]
[0.3278334,null,0.40420319999999998]
[0.32769009999999998,null,0.40420319999999998]
[0.32769009999999998,null,0.40389409999999998]
[0.32769009999999998,null,0.40389409999999998]
[0.32769009999999998,null,0.40389409999999998]
[0.32769009999999998,null,0.40389399999999998]
[0.32769009999999998,null,0.40389399999999998]
[0.32769009999999998,null,0.40389399999999998]
[0.32769009999999998,null,0.40389399999999998]
[0.32769009999999998,null,0.40375909999999998]
[0.32748830000000001,null,0.40375909999999998]
[0.32748830000000001,null,0.40375909999999998]
[0.32748830000000001,null,0.40375909999999998]
[0.32733810000000002,null,0.40357080000000001]
[0.32733810000000002,null,0.40357080000000001]
[0.32733810000000002,null,0.40357080000000001]
[0.32733810000000002,null,0.40357080000000001]
[0.32733810000000002,null,0.40357080000000001]
[0.32733810000000002,null,0.40357080000000001]
[0.32733810000000002,null,0.40357080000000001]
[0.32733810000000002,null,0.40357080000000001]
[0.32722329999999999,null,0.40357080000000001]
[0.32722329999999999,null,0.40326610000000002]
[0.32722329999999999,null,0.40326610000000002]
[0.32722329999999999,null,0.40326610000000002]
[0.32722329999999999,null,0.40326610000000002]
[0.32722329999999999,null,0.40326610000000002]
[0.32722329999999999,null,0.40326610000000002]
[0.32722329999999999,null,0.40326610000000002]
[0.32722329999999999,null,0.40326610000000002]
[0.32722329999999999,null,0.40326610000000002]
[0.32722329999999999,null,0.40326610000000002]
[0.32722329999999999,null,0.40326610000000002]
[0.32722329999999999,null,0.40326610000000002]
[0.32722329999999999,null,0.40326610000000002]
[0.32722329999999999,null,0.40326610000000002]
[0.32722329999999999,null,0.40307769999999998]
[0.32722329999999999,null,0.40307769999999998]
[0.32722329999999999,null,0.40276859999999998]
[0.32722329999999999,null,0.40276859999999998]
[0.32722329999999999,null,0.40276859999999998]
[0.32722329999999999,null,0.40263369999999998]
[0.32722329999999999,null,0.40263369999999998]
[0.32707989999999998,null,0.40263369999999998]
[0.32707989999999998,null,0.40263369999999998]
[0.32707989999999998,null,0.40263369999999998]
[0.32707989999999998,null,0.40263369999999998]
[0.32707989999999998,null,0.40232899999999999]
[0.32707989999999998,null,0.40232899999999999]
[0.32707989999999998,null,0.40232899999999999]
[0.3267427,null,0.40232899999999999]
[0.3267427,null,0.40232889999999999]
[0.3267427,null,0.40232889999999999]
[0.32659250000000001,null,0.40232889999999999]
[0.32659250000000001,null,0.40232889999999999]
[0.32659250000000001,null,0.40232889999999999]
[0.32647769999999998,null,0.40232889999999999]
[0.32647769999999998,null,0.40232889999999999]
[0.32647769999999998,null,0.40232889999999999]
[0.32627590000000001,null,0.40232889999999999]
[0.32627590000000001,null,0.40232889999999999]
[0.32627590000000001,null,0.40232889999999999]
[0.32627590000000001,null,0.40232889999999999]
[0.32627590000000001,null,0.40201979999999998]
[0.32627590000000001,null,0.40201979999999998]
[0.32627590000000001,null,0.40201979999999998]
[0.32627590000000001,null,0.40201979999999998]
[0.32627590000000001,null,0.40201979999999998]
[0.32627590000000001,null,0.40201979999999998]
[0.32627590000000001,null,0.40201979999999998]
[0.32627590000000001,null,0.40201979999999998]
[0.32627590000000001,null,0.40201979999999998]
[0.32627590000000001,null,0.40183150000000001]
[0.32627590000000001,null,0.40165919999999999]
[0.32627590000000001,null,0.40165919999999999]
[0.32627590000000001,null,0.4015243]
[0.32627590000000001,null,0.4015243]
[0.32627590000000001,null,0.4015243]
[0.32627590000000001,null,0.4015243]
[0.32627590000000001,null,0.40139180000000002]
[0.32627590000000001,null,0.40139180000000002]
[0.32627590000000001,null,0.40139180000000002]
[0.32627590000000001,null,0.40139180000000002]
[0.32627590000000001,null,0.40139180000000002]
[0.32627590000000001,null,0.40139180000000002]
[0.32627590000000001,null,0.40139180000000002]
[0.32612570000000002,null,0.40139180000000002]
[0.32612570000000002,null,0.40139180000000002]
[0.32612570000000002,null,0.40139180000000002]
[0.32612570000000002,null,0.40139180000000002]
[0.32612570000000002,null,0.40108270000000001]
[0.32612570000000002,null,0.40108270000000001]
[0.32612570000000002,null,0.40108270000000001]
[0.32612570000000002,null,0.40108270000000001]
[0.32598240000000001,null,0.40108270000000001]
[0.32598240000000001,null,0.40108270000000001]
[0.32598240000000001,null,0.40108270000000001]
[0.32598240000000001,null,0.40108270000000001]
[0.32598240000000001,null,0.40108270000000001]
[0.32598240000000001,null,0.40108270000000001]
[0.32598240000000001,null,0.4009105]
[0.32586759999999998,null,0.4009104]
[0.32586759999999998,null,0.40077800000000002]
[0.32586759999999998,null,0.40077800000000002]
[0.32586759999999998,null,0.40077800000000002]
[0.32586759999999998,null,0.40077800000000002]
[0.32586759999999998,null,0.40077800000000002]
[0.32586759999999998,null,0.40077800000000002]
[0.32586759999999998,null,0.40077800000000002]
[0.32586759999999998,null,0.40077800000000002]
[0.32586759999999998,null,0.4004547]
[0.32553029999999999,null,0.4004547]
[0.32553029999999999,null,0.4004547]
[0.32553029999999999,null,0.4004547]
[0.32553029999999999,null,0.4004547]
[0.32553029999999999,null,0.4004547]
[0.32553029999999999,null,0.4004547]
[0.32538689999999998,null,0.4004547]
[0.32538689999999998,null,0.4004547]
[0.32523679999999999,null,0.4004547]
[0.32503500000000002,null,0.4004547]
[0.32503500000000002,null,0.4004547]
[0.32503500000000002,null,0.4004547]
[0.32503500000000002,null,0.40014559999999999]
[0.32503500000000002,null,0.40014559999999999]
[0.32503500000000002,null,0.40014559999999999]
[0.32503500000000002,null,0.40014559999999999]
[0.32503500000000002,null,0.40014559999999999]
[0.32503500000000002,null,0.39997329999999998]
[0.32503500000000002,null,0.39997329999999998]
[0.32503500000000002,null,0.39997329999999998]
[0.32503500000000002,null,0.3998409]
[0.32503500000000002,null,0.3998409]
[0.32503500000000002,null,0.3998409]
[0.32503500000000002,null,0.3997059]
[0.32503500000000002,null,0.3997059]
[0.32503500000000002,null,0.39951759999999997]
[0.32503500000000002,null,0.39951759999999997]
[0.32503500000000002,null,0.39951759999999997]
[0.32503500000000002,null,0.39951759999999997]
[0.32492009999999999,null,0.39951759999999997]
[0.32492009999999999,null,0.39951759999999997]
[0.32492009999999999,null,0.39951759999999997]
[0.32492009999999999,null,0.39951759999999997]
[0.32492009999999999,null,0.39951759999999997]
[0.32492009999999999,null,0.39951759999999997]
[0.32492009999999999,null,0.39951759999999997]
[0.32492009999999999,null,0.39951759999999997]
[0.32492009999999999,null,0.39951759999999997]
[0.32492009999999999,null,0.39951759999999997]
[0.32477,null,0.39951759999999997]
[0.32477,null,0.39951759999999997]
[0.32477,null,0.39951759999999997]
[0.32477,null,0.39951759999999997]
[0.32477,null,0.39951759999999997]
[0.32477,null,0.39914230000000001]
[0.32477,null,0.39907599999999999]
[0.32477,null,0.39907599999999999]
[0.32477,null,0.39890379999999998]
[0.32477,null,0.39890379999999998]
[0.32477,null,0.39890379999999998]
[0.32471260000000002,null,0.39890379999999998]
[0.32465519999999998,null,0.39890379999999998]
[0.32465519999999998,null,0.39890379999999998]
[0.32465519999999998,null,0.3985805]
[0.32465519999999998,null,0.3985805]
[0.32451180000000002,null,0.3985805]
[0.32451180000000002,null,0.3985805]
[0.32430999999999999,null,0.3985805]
[0.32430999999999999,null,0.3985805]
[0.32430999999999999,null,0.3985805]
[0.32430999999999999,null,0.3985805]
[0.32430999999999999,null,0.3985805]
[0.32430999999999999,null,0.3985805]
[0.32430999999999999,null,0.3985805]
[0.32430999999999999,null,0.3985805]
[0.3241598,null,0.3985805]
[0.3241598,null,0.3985805]
[0.3241598,null,0.3985805]
[0.3241598,null,0.3985805]
[0.3241598,null,0.39844810000000003]
[0.3241598,null,0.39844810000000003]
[0.32382260000000002,null,0.39844800000000002]
[0.32382260000000002,null,0.39844800000000002]
[0.32382260000000002,null,0.39844800000000002]
[0.32382260000000002,null,0.39844800000000002]
[0.32382260000000002,null,0.39844800000000002]
[0.32382260000000002,null,0.39831309999999998]
[0.32382260000000002,null,0.39831309999999998]
[0.32382260000000002,null,0.39831309999999998]
[0.32382260000000002,null,0.39798630000000002]
[0.32382260000000002,null,0.39783170000000001]
[0.32382260000000002,null,0.39783170000000001]
[0.32382260000000002,null,0.39783170000000001]
[0.32367240000000003,null,0.39783170000000001]
[0.3235576,null,0.39783170000000001]
[0.3235576,null,0.39783170000000001]
[0.3235576,null,0.39783170000000001]
[0.3235576,null,0.39783170000000001]
[0.3235576,null,0.39783170000000001]
[0.3235576,null,0.39783170000000001]
[0.3235576,null,0.39783170000000001]
[0.3235576,null,0.39783170000000001]
[0.3235576,null,0.39764339999999998]
[0.3235576,null,0.39764339999999998]
[0.3235576,null,0.39764339999999998]
[0.3235576,null,0.39764339999999998]
[0.3235576,null,0.39764339999999998]
[0.32341429999999999,null,0.3975109]
[0.32341429999999999,null,0.3975109]
[0.32341429999999999,null,0.3975109]
[0.32341419999999999,null,0.3975109]
[0.32341419999999999,null,0.3975109]
[0.32341419999999999,null,0.39737600000000001]
[0.32341419999999999,null,0.39737600000000001]
[0.32341419999999999,null,0.39737600000000001]
[0.32341419999999999,null,0.39737600000000001]
[0.32341419999999999,null,0.39720369999999999]
[0.32341419999999999,null,0.39720369999999999]
[0.32341419999999999,null,0.39720369999999999]
[0.32341419999999999,null,0.39720369999999999]
[0.32321240000000001,null,0.39689459999999999]
[0.32321240000000001,null,0.39689459999999999]
[0.32321240000000001,null,0.39689459999999999]
[0.32321240000000001,null,0.39689459999999999]
[0.32306230000000002,null,0.39689459999999999]
[0.32306230000000002,null,0.39689459999999999]
[0.32306230000000002,null,0.39689459999999999]
[0.32306230000000002,null,0.39689459999999999]
[0.32306230000000002,null,0.39689459999999999]
[0.32306230000000002,null,0.39689459999999999]
[0.32306230000000002,null,0.39689459999999999]
[0.32306230000000002,null,0.39689459999999999]
[0.32306230000000002,null,0.39689459999999999]
[0.3229475,null,0.39689459999999999]
[0.3229475,null,0.39689459999999999]
[0.3229475,null,0.39689459999999999]
[0.3229475,null,0.39689459999999999]
[0.3229475,null,0.39670630000000001]
[0.3229475,null,0.39657130000000002]
[0.3229475,null,0.39657130000000002]
[0.3229475,null,0.39643889999999998]
[0.3229475,null,0.39643889999999998]
[0.3229475,null,0.39643889999999998]
[0.3229475,null,0.39643889999999998]
[0.3224668,null,0.39643889999999998]
[0.3224668,null,0.39643889999999998]
[0.3224668,null,0.39626660000000002]
[0.3224668,null,0.39626660000000002]
[0.3224668,null,0.39626660000000002]
[0.3224668,null,0.39626660000000002]
[0.32231670000000001,null,0.39626660000000002]
[0.32231670000000001,null,0.39626660000000002]
[0.32231670000000001,null,0.39595750000000002]
[0.32231670000000001,null,0.39595750000000002]
[0.32231670000000001,null,0.39595750000000002]
[0.32231670000000001,null,0.39595750000000002]
[0.32231670000000001,null,0.39595750000000002]
[0.32231670000000001,null,0.39595750000000002]
[0.32231670000000001,null,0.39595750000000002]
[0.32231670000000001,null,0.39595750000000002]
[0.32231670000000001,null,0.39595750000000002]
[0.32231670000000001,null,0.39595750000000002]
[0.32231670000000001,null,0.39595750000000002]
[0.32231670000000001,null,0.39595750000000002]
[0.32231670000000001,null,0.39582250000000002]
[0.32231670000000001,null,0.39582250000000002]
[0.32231670000000001,null,0.39582250000000002]
[0.32220189999999999,null,0.39569009999999999]
[0.32220189999999999,null,0.39569009999999999]
[0.32220189999999999,null,0.39569009999999999]
[0.32220189999999999,null,0.39569009999999999]
[0.32220189999999999,null,0.39569009999999999]
[0.32220189999999999,null,0.39569009999999999]
[0.32220189999999999,null,0.39569009999999999]
[0.32220189999999999,null,0.39569009999999999]
[0.32200010000000001,null,0.39551779999999997]
[0.32184990000000002,null,0.3953295]
[0.32184990000000002,null,0.3953295]
[0.32184990000000002,null,0.3953295]
[0.32184990000000002,null,0.39502039999999999]
[0.32184990000000002,null,0.39502039999999999]
[0.32184990000000002,null,0.39502039999999999]
[0.32184990000000002,null,0.39502039999999999]
[0.32184990000000002,null,0.39502039999999999]
[0.32184990000000002,null,0.39488790000000001]
[0.32170650000000001,null,0.39488790000000001]
[0.32170650000000001,null,0.39488790000000001]
[0.32170650000000001,null,0.39488790000000001]
[0.32170650000000001,null,0.39488790000000001]
[0.32170650000000001,null,0.39488790000000001]
[0.32170650000000001,null,0.39488790000000001]
[0.32170650000000001,null,0.39488790000000001]
[0.32170650000000001,null,0.39488790000000001]
[0.32170650000000001,null,0.39475300000000002]
[0.32170650000000001,null,0.39458070000000001]
[0.32170650000000001,null,0.39458070000000001]
[0.32170650000000001,null,0.39458070000000001]
[0.32170650000000001,null,0.39458070000000001]
[0.32170650000000001,null,0.39458070000000001]
[0.32170650000000001,null,0.39458070000000001]
[0.32170650000000001,null,0.39458070000000001]
[0.32170650000000001,null,0.39458070000000001]
[0.32170650000000001,null,0.39458070000000001]
[0.32170650000000001,null,0.39458070000000001]
[0.32170650000000001,null,0.39458070000000001]
[0.32170650000000001,null,0.39458070000000001]
[0.32170650000000001,null,0.39458070000000001]
[0.32159169999999998,null,0.39458070000000001]
[0.32159169999999998,null,0.3942716]
[0.32144159999999999,null,0.3942716]
[0.32144159999999999,null,0.3942716]
[0.32144159999999999,null,0.39413910000000002]
[0.32144159999999999,null,0.39413910000000002]
[0.32144159999999999,null,0.39395079999999999]
[0.32144159999999999,null,0.39395079999999999]
[0.32144159999999999,null,0.39395079999999999]
[0.32144159999999999,null,0.39395079999999999]
[0.32144159999999999,null,0.39395079999999999]
[0.32110430000000001,null,0.39395079999999999]
[0.32110430000000001,null,0.39395079999999999]
[0.32110430000000001,null,0.39377859999999998]
[0.32110430000000001,null,0.39377859999999998]
[0.32110430000000001,null,0.39377859999999998]
[0.32110430000000001,null,0.39377859999999998]
[0.32110430000000001,null,0.39364359999999998]
[0.32090249999999998,null,0.39364359999999998]
[0.32090249999999998,null,0.39364359999999998]
[0.32090249999999998,null,0.39364359999999998]
[0.32090249999999998,null,0.39364359999999998]
[0.32090249999999998,null,0.39364359999999998]
[0.32090249999999998,null,0.39364359999999998]
[0.32090249999999998,null,0.39364359999999998]
[0.32090249999999998,null,0.39364359999999998]
[0.32075910000000002,null,0.39364359999999998]
[0.32075910000000002,null,0.39364359999999998]
[0.32075910000000002,null,0.39364359999999998]
[0.32075910000000002,null,0.39364359999999998]
[0.32075910000000002,null,0.39345530000000001]
[0.32075910000000002,null,0.39345530000000001]
[0.32075910000000002,null,0.39332279999999997]
[0.32075910000000002,null,0.39332279999999997]
[0.32075910000000002,null,0.39332279999999997]
[0.32075910000000002,null,0.39301370000000002]
[0.32075910000000002,null,0.39301370000000002]
[0.32060899999999998,null,0.39301370000000002]
[0.32049420000000001,null,0.39301370000000002]
[0.32049420000000001,null,0.39301370000000002]
[0.32049420000000001,null,0.39301370000000002]
[0.32049420000000001,null,0.39301370000000002]
[0.32049420000000001,null,0.39301370000000002]
[0.32049420000000001,null,0.39301370000000002]
[0.32049420000000001,null,0.39301370000000002]
[0.32049420000000001,null,0.39284140000000001]
[0.32049420000000001,null,0.39284140000000001]
[0.32049420000000001,null,0.39284140000000001]
[0.32049420000000001,null,0.39284140000000001]
[0.32049420000000001,null,0.39284140000000001]
[0.32049420000000001,null,0.39284140000000001]
[0.32049420000000001,null,0.39284140000000001]
[0.32049420000000001,null,0.39284140000000001]
[0.32049420000000001,null,0.39284140000000001]
[0.32049420000000001,null,0.39270650000000001]
[0.32049420000000001,null,0.39270650000000001]
[0.32049420000000001,null,0.39270650000000001]
[0.32049420000000001,null,0.39270650000000001]
[0.32049420000000001,null,0.39270650000000001]
[0.32049420000000001,null,0.39270650000000001]
[0.32049420000000001,null,0.39270650000000001]
[0.32049420000000001,null,0.39270650000000001]
[0.32049420000000001,null,0.39270650000000001]
[0.32049420000000001,null,0.39251819999999998]
[0.32049420000000001,null,0.3923857]
[0.32037939999999998,null,0.3923857]
[0.32037939999999998,null,0.3923857]
[0.32037939999999998,null,0.3923857]
[0.32037939999999998,null,0.3923857]
[0.32023600000000002,null,0.3923857]
[0.32023600000000002,null,0.3923857]
[0.32023600000000002,null,0.3923857]
[0.32023600000000002,null,0.3923857]
[0.32023600000000002,null,0.3923857]
[0.32008579999999998,null,0.3920766]
[0.32008579999999998,null,0.3920766]
[0.32008579999999998,null,0.3920766]
[0.32008579999999998,null,0.3920766]
[0.32008579999999998,null,0.3920766]
[0.32008579999999998,null,0.3919416]
[0.32008579999999998,null,0.3919416]
[0.32008579999999998,null,0.39176939999999999]
[0.32008579999999998,null,0.39176939999999999]
[0.32008579999999998,null,0.39176939999999999]
[0.319884,null,0.39176939999999999]
[0.319884,null,0.39176939999999999]
[0.319884,null,0.39163690000000001]
[0.319884,null,0.39163690000000001]
[0.319884,null,0.39144859999999998]
[0.31954680000000002,null,0.39144859999999998]
[0.31954680000000002,null,0.39144859999999998]
[0.31954680000000002,null,0.39144859999999998]
[0.31954680000000002,null,0.39144859999999998]
[0.31954670000000002,null,0.39144859999999998]
[0.31954670000000002,null,0.39144859999999998]
[0.31954670000000002,null,0.39144859999999998]
[0.31943189999999999,null,0.39144859999999998]
[0.31943189999999999,null,0.39144859999999998]
[0.31943189999999999,null,0.39144859999999998]
[0.31943189999999999,null,0.39144859999999998]
[0.3192818,null,0.39144859999999998]
[0.3192818,null,0.39144859999999998]
[0.3192818,null,0.39113949999999997]
[0.3192818,null,0.39113949999999997]
[0.3192818,null,0.39113949999999997]
[0.3192818,null,0.39096720000000001]
[0.3192818,null,0.39096720000000001]
[0.3192818,null,0.39096720000000001]
[0.31913839999999999,null,0.39096720000000001]
[0.31913839999999999,null,0.39083230000000002]
[0.31913839999999999,null,0.39083230000000002]
[0.31913839999999999,null,0.39064399999999999]
[0.31913839999999999,null,0.39064399999999999]
[0.31913839999999999,null,0.39064389999999999]
[0.31913839999999999,null,0.39064389999999999]
[0.31913839999999999,null,0.39064389999999999]
[0.31913839999999999,null,0.39064389999999999]
[0.31913839999999999,null,0.39064389999999999]
[0.31913839999999999,null,0.39064389999999999]
[0.31913839999999999,null,0.39051150000000001]
[0.31913839999999999,null,0.39051150000000001]
[0.31913839999999999,null,0.39051150000000001]
[0.31913839999999999,null,0.39051150000000001]
[0.31913839999999999,null,0.39051150000000001]
[0.31913839999999999,null,0.39051150000000001]
[0.31913839999999999,null,0.39051150000000001]
[0.31913839999999999,null,0.39051150000000001]
[0.31913839999999999,null,0.39051150000000001]
[0.31903749999999997,null,0.39051150000000001]
[0.31893660000000001,null,0.3902024]
[0.31893660000000001,null,0.39003009999999999]
[0.31893660000000001,null,0.39003009999999999]
[0.31893660000000001,null,0.39003009999999999]
[0.31893660000000001,null,0.39003009999999999]
[0.31893660000000001,null,0.39003009999999999]
[0.31893660000000001,null,0.38980100000000001]
[0.3186716,null,0.38970680000000002]
[0.3186716,null,0.38970680000000002]
[0.3186716,null,0.38970680000000002]
[0.3186716,null,0.38970680000000002]
[0.3186716,null,0.38970680000000002]
[0.3186716,null,0.38970680000000002]
[0.3186716,null,0.38970680000000002]
[0.3186716,null,0.38970680000000002]
[0.3186716,null,0.38970680000000002]
[0.3186716,null,0.38970680000000002]
[0.31852829999999999,null,0.38970680000000002]
[0.31852829999999999,null,0.38970680000000002]
[0.31852829999999999,null,0.38953460000000001]
[0.31852829999999999,null,0.38953460000000001]
[0.31852829999999999,null,0.38953460000000001]
[0.31852829999999999,null,0.38953460000000001]
[0.31852829999999999,null,0.38953460000000001]
[0.31852829999999999,null,0.38953460000000001]
[0.31852829999999999,null,0.38953460000000001]
[0.31852829999999999,null,0.38953460000000001]
[0.31852829999999999,null,0.38953460000000001]
[0.31852829999999999,null,0.3892255]
[0.31852829999999999,null,0.3892255]
[0.31852829999999999,null,0.3892255]
[0.31852829999999999,null,0.3892255]
[0.31852829999999999,null,0.3892255]
[0.31852829999999999,null,0.3892255]
[0.31852829999999999,null,0.3892254]
[0.31852829999999999,null,0.3892254]
[0.31852829999999999,null,0.38909300000000002]
[0.31852829999999999,null,0.38909300000000002]
[0.31852829999999999,null,0.38909300000000002]
[0.31852829999999999,null,0.38909300000000002]
[0.31852829999999999,null,0.38909300000000002]
[0.31852829999999999,null,0.38909300000000002]
[0.31852829999999999,null,0.38895800000000003]
[0.31852829999999999,null,0.38895800000000003]
[0.318191,null,0.38895800000000003]
[0.318191,null,0.38895800000000003]
[0.31798920000000003,null,0.3887697]
[0.31798920000000003,null,0.3887697]
[0.31783899999999998,null,0.3887697]
[0.31783899999999998,null,0.3887697]
[0.31783899999999998,null,0.3887697]
[0.31772420000000001,null,0.38859749999999998]
[0.31772420000000001,null,0.38859749999999998]
[0.3175809,null,0.38859749999999998]
[0.3175809,null,0.38859749999999998]
[0.3175809,null,0.38859749999999998]
[0.3175809,null,0.38859749999999998]
[0.3175809,null,0.38859749999999998]
[0.3175809,null,0.38859749999999998]
[0.3175809,null,0.38859749999999998]
[0.3175809,null,0.38859749999999998]
[0.3175809,null,0.38859749999999998]
[0.3175809,null,0.38859749999999998]
[0.3175809,null,0.38859749999999998]
[0.3175809,null,0.38859749999999998]
[0.3175809,null,0.38859749999999998]
[0.3175809,null,0.38828829999999998]
[0.3175809,null,0.38828829999999998]
[0.3175809,null,0.38828829999999998]
[0.3175809,null,0.38828829999999998]
[0.3175809,null,0.38828829999999998]
[0.3175809,null,0.38828829999999998]
[0.3175809,null,0.3881559]
[0.3175809,null,0.3881559]
[0.3175809,null,0.3880209]
[0.3175809,null,0.3880209]
[0.3175809,null,0.3880209]
[0.3175809,null,0.3880209]
[0.3175809,null,0.3880209]
[0.3175809,null,0.3880209]
[0.3175809,null,0.3880209]
[0.3175809,null,0.38783260000000003]
[0.3175809,null,0.38783260000000003]
[0.31743070000000001,null,0.38783260000000003]
[0.31743070000000001,null,0.38783260000000003]
[0.31743070000000001,null,0.38783260000000003]
[0.31743070000000001,null,0.38783260000000003]
[0.31743070000000001,null,0.38783260000000003]
[0.31743070000000001,null,0.38766040000000002]
[0.31743070000000001,null,0.38766040000000002]
[0.31743070000000001,null,0.38766040000000002]
[0.31743070000000001,null,0.38766040000000002]
[0.31743070000000001,null,0.38766040000000002]
[0.31743070000000001,null,0.38766040000000002]
[0.31743070000000001,null,0.38766030000000001]
[0.31743070000000001,null,0.38766030000000001]
[0.31731589999999998,null,0.38766030000000001]
[0.31731589999999998,null,0.38766030000000001]
[0.31717250000000002,null,0.38766030000000001]
[0.31717250000000002,null,0.38766030000000001]
[0.31717250000000002,null,0.38766030000000001]
[0.31717250000000002,null,0.38766030000000001]
[0.31717250000000002,null,0.38766030000000001]
[0.31717250000000002,null,0.38752789999999998]
[0.31717250000000002,null,0.38752789999999998]
[0.31717250000000002,null,0.38752789999999998]
[0.31717250000000002,null,0.38752789999999998]
[0.31717250000000002,null,0.38752789999999998]
[0.31717250000000002,null,0.38752789999999998]
[0.31697069999999999,null,0.38752789999999998]
[0.31697069999999999,null,0.38752789999999998]
[0.31697069999999999,null,0.38752789999999998]
[0.31697069999999999,null,0.38733960000000001]
[0.31697069999999999,null,0.38720460000000001]
[0.31697069999999999,null,0.38720460000000001]
[0.31697069999999999,null,0.38720460000000001]
[0.31682060000000001,null,0.38720460000000001]
[0.31682060000000001,null,0.38720460000000001]
[0.31682060000000001,null,0.38672319999999999]
[0.31682060000000001,null,0.38672319999999999]
[0.31682060000000001,null,0.38672319999999999]
[0.31648330000000002,null,0.38672319999999999]
[0.31648330000000002,null,0.38672319999999999]
[0.31648330000000002,null,0.38672319999999999]
[0.31648330000000002,null,0.38672319999999999]
[0.31648330000000002,null,0.38672319999999999]
[0.31648330000000002,null,0.38672319999999999]
[0.31648330000000002,null,0.38672319999999999]
[0.31648330000000002,null,0.38672319999999999]
[0.31648330000000002,null,0.38672319999999999]
[0.31648330000000002,null,0.38672319999999999]
[0.3163685,null,0.38672319999999999]
[0.3163685,null,0.38672319999999999]
[0.3163685,null,0.38659080000000001]
[0.3163685,null,0.38659080000000001]
[0.3163685,null,0.38659080000000001]
[0.3163685,null,0.38659080000000001]
[0.3163685,null,0.38659080000000001]
[0.3163685,null,0.38659080000000001]
[0.3163685,null,0.38659080000000001]
[0.3163685,null,0.38659080000000001]
[0.3163685,null,0.38659080000000001]
[0.3163685,null,0.38659080000000001]
[0.31622509999999998,null,0.38659080000000001]
[0.31622509999999998,null,0.38645580000000002]
[0.31607499999999999,null,0.38645580000000002]
[0.31607499999999999,null,0.38645580000000002]
[0.31607499999999999,null,0.38626749999999999]
[0.31607499999999999,null,0.38626749999999999]
[0.31607499999999999,null,0.38626749999999999]
[0.31607499999999999,null,0.38626749999999999]
[0.31607499999999999,null,0.38611289999999998]
[0.31607499999999999,null,0.38594070000000003]
[0.31607499999999999,null,0.38578610000000002]
[0.31607499999999999,null,0.38578610000000002]
[0.31607499999999999,null,0.38578610000000002]
[0.31607499999999999,null,0.38578610000000002]
[0.31607499999999999,null,0.38578610000000002]
[0.31607499999999999,null,0.38578610000000002]
[0.31607499999999999,null,0.38578610000000002]
[0.31587320000000002,null,0.3857199]
[0.31587310000000002,null,0.38565369999999999]
[0.31587310000000002,null,0.38565369999999999]
[0.31587310000000002,null,0.38565369999999999]
[0.31587310000000002,null,0.38565369999999999]
[0.31587310000000002,null,0.38565369999999999]
[0.31587310000000002,null,0.38565369999999999]
[0.31587310000000002,null,0.38565369999999999]
[0.31587310000000002,null,0.38565369999999999]
[0.31575829999999999,null,0.38565369999999999]
[0.31575829999999999,null,0.38551869999999999]
[0.31575829999999999,null,0.38551869999999999]
[0.31575829999999999,null,0.38551869999999999]
[0.31575829999999999,null,0.38551869999999999]
[0.31575829999999999,null,0.38551869999999999]
[0.31575829999999999,null,0.38551869999999999]
[0.31560820000000001,null,0.38551869999999999]
[0.31560820000000001,null,0.38551869999999999]
[0.31560820000000001,null,0.38551869999999999]
[0.31560820000000001,null,0.38551869999999999]
[0.31560820000000001,null,0.38533040000000002]
[0.31560820000000001,null,0.3851581]
[0.31560820000000001,null,0.3851581]
[0.31560820000000001,null,0.3851581]
[0.31560820000000001,null,0.3851581]
[0.31560820000000001,null,0.3851581]
[0.31560820000000001,null,0.3851581]
[0.31546479999999999,null,0.3851581]
[0.31546479999999999,null,0.3851581]
[0.31546479999999999,null,0.3851581]
[0.31546479999999999,null,0.3851581]
[0.31546479999999999,null,0.384849]
[0.31546479999999999,null,0.384849]
[0.31546479999999999,null,0.384849]
[0.31546479999999999,null,0.384849]
[0.31546479999999999,null,0.384849]
[0.31546479999999999,null,0.384849]
[0.31546479999999999,null,0.384849]
[0.31546479999999999,null,0.3847141]
[0.31546479999999999,null,0.3847141]
[0.31546479999999999,null,0.3847141]
[0.31546479999999999,null,0.3847141]
[0.31546479999999999,null,0.3847141]
[0.31546479999999999,null,0.38458160000000002]
[0.31526300000000002,null,0.38440930000000001]
[0.31526300000000002,null,0.38440930000000001]
[0.31526300000000002,null,0.38440930000000001]
[0.31526300000000002,null,0.38440930000000001]
[0.31526300000000002,null,0.38440930000000001]
[0.31526300000000002,null,0.38422099999999998]
[0.31514819999999999,null,0.38422099999999998]
[0.31514819999999999,null,0.38422099999999998]
[0.31514819999999999,null,0.38422099999999998]
[0.314998,null,0.38422099999999998]
[0.314998,null,0.38422099999999998]
[0.31482939999999998,null,0.38422099999999998]
[0.31466080000000002,null,0.38422099999999998]
[0.31466080000000002,null,0.38422099999999998]
[0.31466080000000002,null,0.38422099999999998]
[0.31466080000000002,null,0.38422099999999998]
[0.31466080000000002,null,0.38422099999999998]
[0.31466080000000002,null,0.38422099999999998]
[0.31466080000000002,null,0.38422099999999998]
[0.31466080000000002,null,0.38422099999999998]
[0.31466080000000002,null,0.38422099999999998]
[0.31466080000000002,null,0.38422099999999998]
[0.31466080000000002,null,0.38422099999999998]
[0.31466080000000002,null,0.38422099999999998]
[0.31466080000000002,null,0.38391189999999997]
[0.31466080000000002,null,0.38391189999999997]
[0.31466080000000002,null,0.38391189999999997]
[0.31466080000000002,null,0.38391189999999997]
[0.31466080000000002,null,0.38377689999999998]
[0.31451059999999997,null,0.38377689999999998]
[0.31451059999999997,null,0.3836445]
[0.31451059999999997,null,0.3836445]
[0.31451059999999997,null,0.3836445]
[0.31436730000000002,null,0.3836445]
[0.31436730000000002,null,0.3836445]
[0.31436730000000002,null,0.3836445]
[0.31436730000000002,null,0.3836445]
[0.31436730000000002,null,0.3836445]
[0.31436730000000002,null,0.38328390000000001]
[0.31436730000000002,null,0.38328390000000001]
[0.31436730000000002,null,0.38328390000000001]
[0.31436730000000002,null,0.38328390000000001]
[0.31425239999999999,null,0.38328390000000001]
[0.31425239999999999,null,0.38328390000000001]
[0.31405060000000001,null,0.38328390000000001]
[0.31405060000000001,null,0.38328390000000001]
[0.31405060000000001,null,0.38328390000000001]
[0.31405060000000001,null,0.38328390000000001]
[0.31405060000000001,null,0.38328390000000001]
[0.31405060000000001,null,0.38328390000000001]
[0.31405060000000001,null,0.38328390000000001]
[0.31405060000000001,null,0.38328390000000001]
[0.31405060000000001,null,0.38328390000000001]
[0.31405060000000001,null,0.3829748]
[0.31405060000000001,null,0.3829748]
[0.31405060000000001,null,0.3829748]
[0.31405060000000001,null,0.3829748]
[0.31405060000000001,null,0.3829748]
[0.31405060000000001,null,0.3829748]
[0.31405060000000001,null,0.38284230000000002]
[0.31405060000000001,null,0.38284230000000002]
[0.31405060000000001,null,0.38270739999999998]
[0.31405060000000001,null,0.38270739999999998]
[0.31405060000000001,null,0.38270739999999998]
[0.31405060000000001,null,0.38270739999999998]
[0.31405060000000001,null,0.38270739999999998]
[0.31405060000000001,null,0.38270739999999998]
[0.31405060000000001,null,0.38270739999999998]
[0.31390050000000003,null,0.38270739999999998]
[0.31390050000000003,null,0.38270739999999998]
[0.31390050000000003,null,0.38270739999999998]
[0.31390050000000003,null,0.38253510000000002]
[0.31390050000000003,null,0.38253510000000002]
[0.31390050000000003,null,0.38253510000000002]
[0.31375710000000001,null,0.38253510000000002]
[0.31364229999999998,null,0.38253510000000002]
[0.31364229999999998,null,0.38234679999999999]
[0.31364229999999998,null,0.38234679999999999]
[0.31364229999999998,null,0.38234679999999999]
[0.31364229999999998,null,0.38234679999999999]
[0.31364229999999998,null,0.38234679999999999]
[0.31364229999999998,null,0.38234679999999999]
[0.31364229999999998,null,0.38221430000000001]
[0.31364229999999998,null,0.38221430000000001]
[0.31364229999999998,null,0.38221430000000001]
[0.31364229999999998,null,0.38221430000000001]
[0.31364229999999998,null,0.38221430000000001]
[0.31364229999999998,null,0.38221430000000001]
[0.31354140000000003,null,0.38221430000000001]
[0.31344050000000001,null,0.38177030000000001]
[0.31344050000000001,null,0.38177030000000001]
[0.31344050000000001,null,0.38177030000000001]
[0.31344050000000001,null,0.38177030000000001]
[0.31344050000000001,null,0.38177030000000001]
[0.31344050000000001,null,0.38177030000000001]
[0.31344050000000001,null,0.38177030000000001]
[0.31344050000000001,null,0.38177030000000001]
[0.31344050000000001,null,0.38177030000000001]
[0.31344050000000001,null,0.38177030000000001]
[0.31329030000000002,null,0.38177030000000001]
[0.31329030000000002,null,0.38177030000000001]
[0.31329030000000002,null,0.38159799999999999]
[0.31329030000000002,null,0.38159799999999999]
[0.31329030000000002,null,0.38159799999999999]
[0.31329030000000002,null,0.38159799999999999]
[0.31329030000000002,null,0.38140970000000002]
[0.31329030000000002,null,0.38140970000000002]
[0.3131755,null,0.38140970000000002]
[0.3131755,null,0.38140970000000002]
[0.3131755,null,0.38140970000000002]
[0.3131755,null,0.38140970000000002]
[0.3131755,null,0.38140970000000002]
[0.3131755,null,0.38140970000000002]
[0.31283830000000001,null,0.38140970000000002]
[0.31283830000000001,null,0.38140970000000002]
[0.31283830000000001,null,0.38140970000000002]
[0.31283830000000001,null,0.38140970000000002]
[0.31283830000000001,null,0.38140970000000002]
[0.31283830000000001,null,0.38140970000000002]
[0.31283830000000001,null,0.38127719999999998]
[0.31283830000000001,null,0.38127719999999998]
[0.31283820000000001,null,0.38127719999999998]
[0.31283820000000001,null,0.38127719999999998]
[0.31283820000000001,null,0.38120979999999999]
[0.31283820000000001,null,0.38114229999999999]
[0.31283820000000001,null,0.38114229999999999]
[0.31283820000000001,null,0.38114229999999999]
[0.31283820000000001,null,0.38114229999999999]
[0.31283820000000001,null,0.38114229999999999]
[0.31283820000000001,null,0.38114229999999999]
[0.31268810000000002,null,0.38114229999999999]
[0.31234289999999998,null,0.38114229999999999]
[0.31234289999999998,null,0.38114229999999999]
[0.31234289999999998,null,0.38114229999999999]
[0.31222810000000001,null,0.38114229999999999]
[0.31222810000000001,null,0.38066090000000002]
[0.31222810000000001,null,0.38066090000000002]
[0.31222810000000001,null,0.38066090000000002]
[0.31222810000000001,null,0.38066090000000002]
[0.31222810000000001,null,0.38066090000000002]
[0.31222810000000001,null,0.38066090000000002]
[0.31222810000000001,null,0.38047259999999999]
[0.31222810000000001,null,0.38047259999999999]
[0.31222810000000001,null,0.38047259999999999]
[0.31222810000000001,null,0.38047259999999999]
[0.31222810000000001,null,0.38047259999999999]
[0.31222810000000001,null,0.38047259999999999]
[0.31222810000000001,null,0.38047259999999999]
[0.31222810000000001,null,0.38047259999999999]
[0.31222810000000001,null,0.38047259999999999]
[0.31222810000000001,null,0.38047259999999999]
[0.31222810000000001,null,0.38034010000000001]
[0.31222810000000001,null,0.38020520000000002]
[0.31222810000000001,null,0.38020520000000002]
[0.31222810000000001,null,0.38020520000000002]
[0.31222810000000001,null,0.38020520000000002]
[0.31222810000000001,null,0.38020520000000002]
[0.31222810000000001,null,0.38020520000000002]
[0.31222810000000001,null,0.38020520000000002]
[0.31222810000000001,null,0.38020520000000002]
[0.31222810000000001,null,0.38020520000000002]
[0.31207800000000002,null,0.38020520000000002]
[0.31207800000000002,null,0.38001689999999999]
[0.31207800000000002,null,0.37984459999999998]
[0.31207800000000002,null,0.37984459999999998]
[0.31207800000000002,null,0.37984459999999998]
[0.31207800000000002,null,0.37984459999999998]
[0.31207800000000002,null,0.37984459999999998]
[0.31207800000000002,null,0.37984459999999998]
[0.31196309999999999,null,0.37984459999999998]
[0.31196309999999999,null,0.37984459999999998]
[0.31196309999999999,null,0.37984459999999998]
[0.31196309999999999,null,0.37984459999999998]
[0.31196309999999999,null,0.37969000000000003]
[0.31196309999999999,null,0.37969000000000003]
[0.31196309999999999,null,0.37953550000000003]
[0.31196309999999999,null,0.37953550000000003]
[0.31196309999999999,null,0.37953550000000003]
[0.31196309999999999,null,0.37953550000000003]
[0.31196309999999999,null,0.37953550000000003]
[0.31196309999999999,null,0.37953550000000003]
[0.31196309999999999,null,0.37953550000000003]
[0.31196309999999999,null,0.37953550000000003]
[0.31196309999999999,null,0.37940049999999997]
[0.31196309999999999,null,0.37940049999999997]
[0.31196309999999999,null,0.37940049999999997]
[0.31196309999999999,null,0.37940049999999997]
[0.31196309999999999,null,0.37940049999999997]
[0.31181979999999998,null,0.3792681]
[0.31181979999999998,null,0.37909579999999998]
[0.31181979999999998,null,0.37909579999999998]
[0.31181979999999998,null,0.37909579999999998]
[0.31181979999999998,null,0.37909579999999998]
[0.31161800000000001,null,0.37909579999999998]
[0.31161800000000001,null,0.37909579999999998]
[0.31161800000000001,null,0.37890750000000001]
[0.31161800000000001,null,0.37890750000000001]
[0.31161800000000001,null,0.37890750000000001]
[0.31161800000000001,null,0.37890750000000001]
[0.31161800000000001,null,0.37890750000000001]
[0.31146780000000002,null,0.37890750000000001]
[0.31146780000000002,null,0.37890750000000001]
[0.31146780000000002,null,0.37890750000000001]
[0.31146780000000002,null,0.37890750000000001]
[0.31146780000000002,null,0.3785984]
[0.31135299999999999,null,0.3785984]
[0.31135299999999999,null,0.3785984]
[0.31135299999999999,null,0.37846340000000001]
[0.31135299999999999,null,0.37846340000000001]
[0.31135299999999999,null,0.37846340000000001]
[0.31135299999999999,null,0.37846340000000001]
[0.31135299999999999,null,0.37846340000000001]
[0.31135299999999999,null,0.37846340000000001]
[0.31135299999999999,null,0.37846340000000001]
[0.31135299999999999,null,0.37846340000000001]
[0.31135299999999999,null,0.37846340000000001]
[0.31135299999999999,null,0.37846340000000001]
[0.31135299999999999,null,0.37829109999999999]
[0.31135299999999999,null,0.37829109999999999]
[0.31135299999999999,null,0.37829109999999999]
[0.31135299999999999,null,0.37829109999999999]
[0.31135299999999999,null,0.37829109999999999]
[0.31135299999999999,null,0.37829109999999999]
[0.31135299999999999,null,0.37829109999999999]
[0.31135299999999999,null,0.37829109999999999]
[0.31135299999999999,null,0.37829109999999999]
[0.31135299999999999,null,0.37829109999999999]
[0.31135299999999999,null,0.37829109999999999]
[0.31135299999999999,null,0.37829109999999999]
[0.31135299999999999,null,0.37829109999999999]
[0.31135299999999999,null,0.37829109999999999]
[0.31135299999999999,null,0.37829109999999999]
[0.31120959999999998,null,0.37797039999999998]
[0.31105949999999999,null,0.37797039999999998]
[0.31105949999999999,null,0.37797039999999998]
[0.31105949999999999,null,0.37797039999999998]
[0.31105949999999999,null,0.37783539999999999]
[0.31105949999999999,null,0.37783539999999999]
[0.31094470000000002,null,0.37783539999999999]
[0.31094470000000002,null,0.37783539999999999]
[0.31094470000000002,null,0.37783539999999999]
[0.31094470000000002,null,0.37783539999999999]
[0.31094470000000002,null,0.37783539999999999]
[0.31094470000000002,null,0.37783539999999999]
[0.3108438,null,0.37735400000000002]
[0.31074289999999999,null,0.37735400000000002]
[0.31074289999999999,null,0.37735400000000002]
[0.31074289999999999,null,0.37735400000000002]
[0.31074289999999999,null,0.37735400000000002]
[0.31074289999999999,null,0.37735400000000002]
[0.31074289999999999,null,0.37735400000000002]
[0.31074289999999999,null,0.37735400000000002]
[0.31074289999999999,null,0.37735400000000002]
[0.31074289999999999,null,0.37735400000000002]
[0.31074289999999999,null,0.37735400000000002]
[0.31074289999999999,null,0.37735400000000002]
[0.31074289999999999,null,0.37735400000000002]
[0.31074289999999999,null,0.37735400000000002]
[0.31074289999999999,null,0.37735400000000002]
[0.31074289999999999,null,0.37735400000000002]
[0.31074289999999999,null,0.37735400000000002]
[0.31074289999999999,null,0.37735400000000002]
[0.31074289999999999,null,0.37735400000000002]
[0.31074289999999999,null,0.37735400000000002]
[0.31074289999999999,null,0.37735400000000002]
[0.31074279999999999,null,0.37735400000000002]
[0.31074279999999999,null,0.37735400000000002]
[0.31074279999999999,null,0.37735400000000002]
[0.31074279999999999,null,0.37735400000000002]
[0.31074279999999999,null,0.37708659999999999]
[0.31066779999999999,null,0.37708659999999999]
[0.3105927,null,0.37708659999999999]
[0.3105927,null,0.37689830000000002]
[0.31044929999999998,null,0.37689830000000002]
[0.31044929999999998,null,0.37689830000000002]
[0.31044929999999998,null,0.37672600000000001]
[0.31033450000000001,null,0.37672600000000001]
[0.31033450000000001,null,0.3764169]
[0.31033450000000001,null,0.3764169]
[0.31033450000000001,null,0.3764169]
[0.31033450000000001,null,0.3764169]
[0.31033450000000001,null,0.3764169]
[0.31033450000000001,null,0.3764169]
[0.31033450000000001,null,0.3764169]
[0.30999729999999998,null,0.3764169]
[0.30999729999999998,null,0.3764169]
[0.30999729999999998,null,0.3764169]
[0.30999729999999998,null,0.3764169]
[0.30999729999999998,null,0.3764169]
[0.30999729999999998,null,0.3764169]
[0.30999729999999998,null,0.3764169]
[0.30999729999999998,null,0.3764169]
[0.30999729999999998,null,0.3764169]
[0.30999729999999998,null,0.3764169]
[0.30999729999999998,null,0.3764169]
[0.30999729999999998,null,0.3764169]
[0.30999729999999998,null,0.3764169]
[0.30999729999999998,null,0.3764169]
[0.30999729999999998,null,0.3764169]
[0.30999729999999998,null,0.3764169]
[0.30999719999999997,null,0.3764169]
[0.3098824,null,0.3764169]
[0.30968059999999997,null,0.3764169]
[0.30968059999999997,null,0.3764169]
[0.30968059999999997,null,0.3764169]
[0.30968059999999997,null,0.3764169]
[0.30968059999999997,null,0.3764169]
[0.30968059999999997,null,0.3764169]
[0.30968059999999997,null,0.3764169]
[0.30968059999999997,null,0.3764169]
[0.30968059999999997,null,0.3757472]
[0.30953049999999999,null,0.3757472]
[0.30953049999999999,null,0.3757472]
[0.30953049999999999,null,0.3757472]
[0.30953049999999999,null,0.37561230000000001]
[0.30953049999999999,null,0.37561230000000001]
[0.30953049999999999,null,0.37561230000000001]
[0.30953049999999999,null,0.37561230000000001]
[0.30953049999999999,null,0.37561230000000001]
[0.30953049999999999,null,0.37561230000000001]
[0.30953049999999999,null,0.37561230000000001]
[0.30938710000000003,null,0.37561230000000001]
[0.30938710000000003,null,0.37547979999999997]
[0.30938710000000003,null,0.37547979999999997]
[0.30938710000000003,null,0.37547979999999997]
[0.30938710000000003,null,0.37547979999999997]
[0.30938710000000003,null,0.37547979999999997]
[0.30938710000000003,null,0.37547979999999997]
[0.30938710000000003,null,0.37547979999999997]
[0.30938710000000003,null,0.37547979999999997]
[0.30938710000000003,null,0.37547979999999997]
[0.30938710000000003,null,0.37547979999999997]
[0.30938710000000003,null,0.37547979999999997]
[0.30938710000000003,null,0.37547979999999997]
[0.30938710000000003,null,0.37547979999999997]
[0.30938710000000003,null,0.37547979999999997]
[0.30938710000000003,null,0.37547979999999997]
[0.30938710000000003,null,0.37547979999999997]
[0.30938710000000003,null,0.37547979999999997]
[0.30938710000000003,null,0.37547979999999997]
[0.30938710000000003,null,0.37547979999999997]
[0.30938710000000003,null,0.37547979999999997]
[0.30938710000000003,null,0.37547979999999997]
[0.30938710000000003,null,0.37547979999999997]
[0.30938710000000003,null,0.37511919999999999]
[0.30912220000000001,null,0.37511919999999999]
[0.30912220000000001,null,0.37511919999999999]
[0.30912220000000001,null,0.37511919999999999]
[0.30912220000000001,null,0.37511919999999999]
[0.30912210000000001,null,0.37511919999999999]
[0.30912210000000001,null,0.37511919999999999]
[0.30912210000000001,null,0.37511919999999999]
[0.30912210000000001,null,0.37467519999999999]
[0.30912210000000001,null,0.37467509999999998]
[0.30912210000000001,null,0.37467509999999998]
[0.30912210000000001,null,0.37467509999999998]
[0.30912210000000001,null,0.37467509999999998]
[0.30912210000000001,null,0.37467509999999998]
[0.30912210000000001,null,0.37467509999999998]
[0.30912210000000001,null,0.37467509999999998]
[0.30912210000000001,null,0.37467509999999998]
[0.30912210000000001,null,0.37467509999999998]
[0.30892029999999998,null,0.37467509999999998]
[0.30892029999999998,null,0.37467509999999998]
[0.30892029999999998,null,0.37467509999999998]
[0.30892029999999998,null,0.37467509999999998]
[0.30877700000000002,null,0.37467509999999998]
[0.30843969999999998,null,0.37467509999999998]
[0.30843969999999998,null,0.37467509999999998]
[0.30843969999999998,null,0.37467509999999998]
[0.30843969999999998,null,0.37450290000000003]
[0.30843969999999998,null,0.37437039999999999]
[0.30843969999999998,null,0.37437039999999999]
[0.30843969999999998,null,0.37437039999999999]
[0.30843969999999998,null,0.37437039999999999]
[0.30843969999999998,null,0.37437039999999999]
[0.30843969999999998,null,0.37437039999999999]
[0.30828949999999999,null,0.37437039999999999]
[0.30817470000000002,null,0.37437039999999999]
[0.30817470000000002,null,0.37437039999999999]
[0.30817470000000002,null,0.37437039999999999]
[0.30817470000000002,null,0.37437039999999999]
[0.30817470000000002,null,0.37418210000000002]
[0.30817470000000002,null,0.37418210000000002]
[0.30817470000000002,null,0.37418210000000002]
[0.30817470000000002,null,0.37418210000000002]
[0.30817470000000002,null,0.37418210000000002]
[0.30817470000000002,null,0.37418210000000002]
[0.30817470000000002,null,0.37418210000000002]
[0.30817470000000002,null,0.37418210000000002]
[0.30817470000000002,null,0.37418210000000002]
[0.30817470000000002,null,0.37418210000000002]
[0.30817470000000002,null,0.37418210000000002]
[0.30817470000000002,null,0.37387300000000001]
[0.30817470000000002,null,0.37387300000000001]
[0.30817470000000002,null,0.37387300000000001]
[0.30817470000000002,null,0.37373800000000001]
[0.30817470000000002,null,0.37373800000000001]
[0.30817470000000002,null,0.37373800000000001]
[0.30817470000000002,null,0.37373800000000001]
[0.30817470000000002,null,0.37373800000000001]
[0.30817470000000002,null,0.37373800000000001]
[0.30817470000000002,null,0.37373800000000001]
[0.30817470000000002,null,0.3735658]
[0.30817470000000002,null,0.3735658]
[0.30817470000000002,null,0.3735658]
[0.30803140000000001,null,0.3735658]
[0.30803140000000001,null,0.3735658]
[0.30803140000000001,null,0.3735658]
[0.30803140000000001,null,0.3735658]
[0.30803140000000001,null,0.3735658]
[0.30803140000000001,null,0.3735658]
[0.30803140000000001,null,0.37349949999999998]
[0.30803140000000001,null,0.37324499999999999]
[0.30803140000000001,null,0.37324499999999999]
[0.30803140000000001,null,0.37324499999999999]
[0.30803140000000001,null,0.37324499999999999]
[0.30803140000000001,null,0.37324499999999999]
[0.30782949999999998,null,0.37324499999999999]
[0.30782949999999998,null,0.37311]
[0.30782949999999998,null,0.37311]
[0.30782949999999998,null,0.37311]
[0.30767939999999999,null,0.37311]
[0.30767939999999999,null,0.37311]
[0.30767939999999999,null,0.37311]
[0.30767939999999999,null,0.37311]
[0.30756460000000002,null,0.37311]
[0.30756460000000002,null,0.37311]
[0.30756460000000002,null,0.37311]
[0.30756460000000002,null,0.37311]
[0.30756460000000002,null,0.37311]
[0.30756460000000002,null,0.37280089999999999]
[0.30756460000000002,null,0.37280089999999999]
[0.30756460000000002,null,0.37280089999999999]
[0.30756460000000002,null,0.37280089999999999]
[0.30756460000000002,null,0.37280089999999999]
[0.30756460000000002,null,0.37262859999999998]
[0.30756460000000002,null,0.37262859999999998]
[0.30756460000000002,null,0.37262859999999998]
[0.30756460000000002,null,0.37262859999999998]
[0.30756460000000002,null,0.3724403]
[0.30756460000000002,null,0.3724403]
[0.30756460000000002,null,0.3724403]
[0.30756460000000002,null,0.3724403]
[0.30756460000000002,null,0.3724403]
[0.30756460000000002,null,0.3724403]
[0.30756460000000002,null,0.3724403]
[0.30756460000000002,null,0.3724403]
[0.30756460000000002,null,0.3724403]
[0.30756460000000002,null,0.3724403]
[0.30756460000000002,null,0.3724403]
[0.30756460000000002,null,0.3724403]
[0.30756460000000002,null,0.3724403]
[0.30756460000000002,null,0.37230790000000002]
[0.30756460000000002,null,0.37217289999999997]
[0.30756460000000002,null,0.37217289999999997]
[0.30756460000000002,null,0.37217289999999997]
[0.30756460000000002,null,0.37200070000000002]
[0.30756460000000002,null,0.37200070000000002]
[0.30741439999999998,null,0.37200070000000002]
[0.30741439999999998,null,0.37200070000000002]
[0.30741439999999998,null,0.37200070000000002]
[0.30741439999999998,null,0.37200070000000002]
[0.30741439999999998,null,0.37200070000000002]
[0.30727110000000002,null,0.37200070000000002]
[0.30727110000000002,null,0.37200070000000002]
[0.30727110000000002,null,0.37200070000000002]
[0.30727110000000002,null,0.37200070000000002]
[0.30727110000000002,null,0.37200070000000002]
[0.30727110000000002,null,0.37200070000000002]
[0.30693379999999998,null,0.37200070000000002]
[0.30693379999999998,null,0.37200070000000002]
[0.30693379999999998,null,0.37200070000000002]
[0.30693379999999998,null,0.37200070000000002]
[0.30693379999999998,null,0.37200070000000002]
[0.30693379999999998,null,0.37200070000000002]
[0.30693379999999998,null,0.37200070000000002]
[0.30693379999999998,null,0.37200070000000002]
[0.30693379999999998,null,0.37200070000000002]
[0.30681900000000001,null,0.37200070000000002]
[0.30681900000000001,null,0.37200070000000002]
[0.30681900000000001,null,0.37200070000000002]
[0.30661719999999998,null,0.37186570000000002]
[0.30661719999999998,null,0.37186570000000002]
[0.30661719999999998,null,0.37186570000000002]
[0.30661719999999998,null,0.37186570000000002]
[0.30661719999999998,null,0.37186570000000002]
[0.30661719999999998,null,0.37167739999999999]
[0.30661719999999998,null,0.37167739999999999]
[0.30661719999999998,null,0.37167739999999999]
[0.30661719999999998,null,0.37167739999999999]
[0.30661719999999998,null,0.37167739999999999]
[0.30661719999999998,null,0.37167739999999999]
[0.30661719999999998,null,0.37154490000000001]
[0.30661719999999998,null,0.37154490000000001]
[0.30661719999999998,null,0.37154490000000001]
[0.30661719999999998,null,0.37154490000000001]
[0.30661719999999998,null,0.37154490000000001]
[0.30661719999999998,null,0.37154490000000001]
[0.30661719999999998,null,0.3712358]
[0.30661719999999998,null,0.3712358]
[0.30661719999999998,null,0.3712358]
[0.30661719999999998,null,0.3712358]
[0.30646699999999999,null,0.3712358]
[0.30646699999999999,null,0.3712358]
[0.30646699999999999,null,0.3712358]
[0.30646699999999999,null,0.3712358]
[0.30632369999999998,null,0.3712358]
[0.30632369999999998,null,0.3712358]
[0.30632369999999998,null,0.3712358]
[0.30632369999999998,null,0.3712358]
[0.30632369999999998,null,0.37106349999999999]
[0.30632369999999998,null,0.37106349999999999]
[0.30632369999999998,null,0.37106349999999999]
[0.30632369999999998,null,0.37106349999999999]
[0.30632369999999998,null,0.37106349999999999]
[0.30632369999999998,null,0.3709961]
[0.30632369999999998,null,0.3709286]
[0.30632369999999998,null,0.3709286]
[0.30632369999999998,null,0.3709286]
[0.3062088,null,0.3709286]
[0.3062088,null,0.37079610000000002]
[0.3062088,null,0.37079610000000002]
[0.3062088,null,0.37079610000000002]
[0.3062088,null,0.37079610000000002]
[0.3062088,null,0.37079610000000002]
[0.3062088,null,0.37079610000000002]
[0.3062088,null,0.37079610000000002]
[0.3062088,null,0.37079610000000002]
[0.3062088,null,0.37079610000000002]
[0.3062088,null,0.37079610000000002]
[0.3062088,null,0.37060779999999999]
[0.3062088,null,0.37060779999999999]
[0.3062088,null,0.37060779999999999]
[0.30605870000000002,null,0.37060779999999999]
[0.30605870000000002,null,0.37029869999999998]
[0.30605870000000002,null,0.37029869999999998]
[0.30605870000000002,null,0.37029869999999998]
[0.30605870000000002,null,0.37029869999999998]
[0.30605870000000002,null,0.37029869999999998]
[0.30605870000000002,null,0.37029869999999998]
[0.30605870000000002,null,0.37012640000000002]
[0.30605870000000002,null,0.37012640000000002]
[0.30585689999999999,null,0.37012640000000002]
[0.30585689999999999,null,0.37012640000000002]
[0.30585689999999999,null,0.37012640000000002]
[0.30585689999999999,null,0.37012640000000002]
[0.30585689999999999,null,0.37012640000000002]
[0.30585689999999999,null,0.36999149999999997]
[0.30585689999999999,null,0.36999149999999997]
[0.30585689999999999,null,0.36999149999999997]
[0.30585689999999999,null,0.36999149999999997]
[0.30585689999999999,null,0.36999149999999997]
[0.30585689999999999,null,0.36999149999999997]
[0.30574210000000002,null,0.36999149999999997]
[0.30574210000000002,null,0.3698032]
[0.30574210000000002,null,0.3698032]
[0.30574210000000002,null,0.3698032]
[0.30574210000000002,null,0.3698032]
[0.30574210000000002,null,0.36967070000000002]
[0.30574210000000002,null,0.36967070000000002]
[0.30559190000000003,null,0.36967070000000002]
[0.30559190000000003,null,0.36967070000000002]
[0.30544860000000001,null,0.36967070000000002]
[0.30544860000000001,null,0.36967070000000002]
[0.30544860000000001,null,0.36967070000000002]
[0.30544860000000001,null,0.36967070000000002]
[0.30544860000000001,null,0.36936160000000001]
[0.30544860000000001,null,0.36936160000000001]
[0.30544850000000001,null,0.36936160000000001]
[0.30544850000000001,null,0.36936160000000001]
[0.30544850000000001,null,0.3691893]
[0.30544850000000001,null,0.3691893]
[0.30544850000000001,null,0.3691893]
[0.30544850000000001,null,0.3691893]
[0.30544850000000001,null,0.3691893]
[0.30544850000000001,null,0.3691893]
[0.30544850000000001,null,0.3691893]
[0.30544850000000001,null,0.3691893]
[0.30544850000000001,null,0.3691893]
[0.30544850000000001,null,0.3691893]
[0.30544850000000001,null,0.3691893]
[0.30544850000000001,null,0.3691893]
[0.30544850000000001,null,0.3691893]
[0.30544850000000001,null,0.3690544]
[0.30544850000000001,null,0.3690544]
[0.30544850000000001,null,0.3690544]
[0.30544850000000001,null,0.3690544]
[0.30544850000000001,null,0.3690544]
[0.30544850000000001,null,0.3690544]
[0.30544850000000001,null,0.3690544]
[0.30511129999999997,null,0.3690544]
[0.30511129999999997,null,0.3690544]
[0.30511129999999997,null,0.36886609999999997]
[0.3049965,null,0.36873359999999999]
[0.3049965,null,0.36873359999999999]
[0.3049965,null,0.36873359999999999]
[0.3049965,null,0.36873359999999999]
[0.30489559999999999,null,0.36873359999999999]
[0.30479469999999997,null,0.36873359999999999]
[0.30479469999999997,null,0.36873359999999999]
[0.30479469999999997,null,0.36873359999999999]
[0.30479469999999997,null,0.36873359999999999]
[0.30479469999999997,null,0.36873359999999999]
[0.30479469999999997,null,0.36842449999999999]
[0.30464449999999998,null,0.36842449999999999]
[0.30464449999999998,null,0.36842449999999999]
[0.30464449999999998,null,0.36842449999999999]
[0.30450110000000002,null,0.36842449999999999]
[0.30450110000000002,null,0.36825219999999997]
[0.30450110000000002,null,0.36825219999999997]
[0.30450110000000002,null,0.36825219999999997]
[0.30450110000000002,null,0.36825219999999997]
[0.30450110000000002,null,0.36825219999999997]
[0.30450110000000002,null,0.36825219999999997]
[0.30450110000000002,null,0.36825219999999997]
[0.30450110000000002,null,0.36825219999999997]
[0.30450110000000002,null,0.3679289]
[0.30450110000000002,null,0.3679289]
[0.30450110000000002,null,0.3679289]
[0.30450110000000002,null,0.3679289]
[0.30450110000000002,null,0.3679289]
[0.30450110000000002,null,0.3679289]
[0.30450110000000002,null,0.3679289]
[0.30450110000000002,null,0.3679289]
[0.30450110000000002,null,0.3679289]
[0.30450110000000002,null,0.3679289]
[0.30450110000000002,null,0.3679289]
[0.30450110000000002,null,0.3679289]
[0.30450110000000002,null,0.3679289]
[0.30450110000000002,null,0.3679289]
[0.30450110000000002,null,0.3679289]
[0.30450110000000002,null,0.36779650000000003]
[0.30450110000000002,null,0.36779650000000003]
[0.30450110000000002,null,0.36779650000000003]
[0.3043863,null,0.36762420000000001]
[0.3043863,null,0.36762420000000001]
[0.3043863,null,0.36762420000000001]
[0.3043863,null,0.36762420000000001]
[0.3043863,null,0.36762420000000001]
[0.30418450000000002,null,0.36762420000000001]
[0.30404110000000001,null,0.36762420000000001]
[0.30404110000000001,null,0.36762420000000001]
[0.30404110000000001,null,0.36748930000000002]
[0.30404110000000001,null,0.36748930000000002]
[0.30404110000000001,null,0.36748930000000002]
[0.30404110000000001,null,0.36748930000000002]
[0.30404110000000001,null,0.36748930000000002]
[0.30404110000000001,null,0.36748930000000002]
[0.30404110000000001,null,0.36748930000000002]
[0.30404110000000001,null,0.36748930000000002]
[0.30389100000000002,null,0.36748930000000002]
[0.30389100000000002,null,0.36748930000000002]
[0.30389100000000002,null,0.36748930000000002]
[0.30389100000000002,null,0.36748930000000002]
[0.30389100000000002,null,0.36748930000000002]
[0.30389100000000002,null,0.36748930000000002]
[0.30389100000000002,null,0.36748930000000002]
[0.30389100000000002,null,0.36699179999999998]
[0.30389100000000002,null,0.36699179999999998]
[0.30389100000000002,null,0.36699179999999998]
[0.30389100000000002,null,0.36681960000000002]
[0.30389100000000002,null,0.36681960000000002]
[0.30389100000000002,null,0.36681960000000002]
[0.30389100000000002,null,0.36681960000000002]
[0.30389100000000002,null,0.36681960000000002]
[0.30389100000000002,null,0.36681960000000002]
[0.30389100000000002,null,0.36681960000000002]
[0.30389100000000002,null,0.36681960000000002]
[0.30389100000000002,null,0.36668709999999999]
[0.30389100000000002,null,0.36668709999999999]
[0.30389100000000002,null,0.36668709999999999]
[0.30389100000000002,null,0.36668709999999999]
[0.30355369999999998,null,0.36668709999999999]
[0.30355369999999998,null,0.36668709999999999]
[0.30341040000000002,null,0.36668709999999999]
[0.30341030000000002,null,0.36668709999999999]
[0.3032955,null,0.36655219999999999]
[0.3032955,null,0.36655219999999999]
[0.3032955,null,0.36655219999999999]
[0.3032955,null,0.36655219999999999]
[0.3032955,null,0.36655219999999999]
[0.3032955,null,0.36655219999999999]
[0.3032955,null,0.36655219999999999]
[0.3032955,null,0.36655219999999999]
[0.3032955,null,0.36655209999999999]
[0.3032955,null,0.36636380000000002]
[0.3032955,null,0.36636380000000002]
[0.30314540000000001,null,0.36636380000000002]
[0.30314540000000001,null,0.36636380000000002]
[0.30314540000000001,null,0.36636380000000002]
[0.30314540000000001,null,0.36636380000000002]
[0.30314540000000001,null,0.36636380000000002]
[0.30314540000000001,null,0.36636380000000002]
[0.30314540000000001,null,0.36605470000000001]
[0.30314540000000001,null,0.3658825]
[0.30314540000000001,null,0.3658825]
[0.30314540000000001,null,0.3658825]
[0.30314540000000001,null,0.3658825]
[0.30294359999999998,null,0.3658825]
[0.30294359999999998,null,0.3658825]
[0.30294359999999998,null,0.3658825]
[0.30294359999999998,null,0.3658825]
[0.30294359999999998,null,0.3658824]
[0.30294359999999998,null,0.3658824]
[0.30294359999999998,null,0.3658824]
[0.30294359999999998,null,0.3658824]
[0.30294359999999998,null,0.3658824]
[0.30294359999999998,null,0.3657475]
[0.30294359999999998,null,0.3657475]
[0.30294359999999998,null,0.3657475]
[0.30294359999999998,null,0.3657475]
[0.30294359999999998,null,0.3657475]
[0.30294359999999998,null,0.36561500000000002]
[0.30294359999999998,null,0.36561500000000002]
[0.30282880000000001,null,0.36561500000000002]
[0.30282880000000001,null,0.36561500000000002]
[0.30282880000000001,null,0.36561500000000002]
[0.30282880000000001,null,0.36561500000000002]
[0.30282880000000001,null,0.36542669999999999]
[0.30282880000000001,null,0.36542669999999999]
[0.30282880000000001,null,0.36542669999999999]
[0.30282880000000001,null,0.36542669999999999]
[0.30282880000000001,null,0.36525449999999998]
[0.30282880000000001,null,0.36525449999999998]
[0.30282880000000001,null,0.36525449999999998]
[0.30282880000000001,null,0.36525449999999998]
[0.30282880000000001,null,0.36525449999999998]
[0.30268539999999999,null,0.36525449999999998]
[0.3025352,null,0.36525449999999998]
[0.3025352,null,0.36525449999999998]
[0.3025352,null,0.36525449999999998]
[0.3025352,null,0.36525449999999998]
[0.3025352,null,0.36525449999999998]
[0.3025352,null,0.36525449999999998]
[0.3025352,null,0.36494529999999997]
[0.3025352,null,0.36494529999999997]
[0.3025352,null,0.36494529999999997]
[0.3025352,null,0.36494529999999997]
[0.3025352,null,0.36494529999999997]
[0.3025352,null,0.36494529999999997]
[0.3025352,null,0.36494529999999997]
[0.30247780000000002,null,0.36494529999999997]
[0.30242039999999998,null,0.36494529999999997]
[0.30242039999999998,null,0.36494529999999997]
[0.30242039999999998,null,0.36494529999999997]
[0.30242039999999998,null,0.36494529999999997]
[0.30242039999999998,null,0.36494529999999997]
[0.30242039999999998,null,0.36494529999999997]
[0.30242039999999998,null,0.3648129]
[0.30242039999999998,null,0.3646779]
[0.30242039999999998,null,0.36450569999999999]
[0.30231950000000002,null,0.36450569999999999]
[0.3022186,null,0.36450569999999999]
[0.3022186,null,0.36450569999999999]
[0.3022186,null,0.36450569999999999]
[0.3022186,null,0.36450569999999999]
[0.3022186,null,0.36450569999999999]
[0.3022186,null,0.36450569999999999]
[0.3022186,null,0.36450569999999999]
[0.3022186,null,0.36431740000000001]
[0.3022186,null,0.3640082]
[0.3022186,null,0.3640082]
[0.3022186,null,0.3640082]
[0.3022186,null,0.3640082]
[0.3022186,null,0.3640082]
[0.3022186,null,0.3640082]
[0.3022186,null,0.3640082]
[0.3022186,null,0.3640082]
[0.3022186,null,0.3640082]
[0.3022186,null,0.3640082]
[0.3022186,null,0.3640082]
[0.3022186,null,0.3640082]
[0.30206850000000002,null,0.3640082]
[0.30206850000000002,null,0.3640082]
[0.30206850000000002,null,0.3640082]
[0.30206850000000002,null,0.3640082]
[0.30206850000000002,null,0.3640082]
[0.30173119999999998,null,0.3640082]
[0.30173119999999998,null,0.3640082]
[0.30173119999999998,null,0.3640082]
[0.30173119999999998,null,0.3640082]
[0.30173119999999998,null,0.3640082]
[0.30158780000000002,null,0.3640082]
[0.30158780000000002,null,0.3640082]
[0.30158780000000002,null,0.3640082]
[0.30147299999999999,null,0.3640082]
[0.30147299999999999,null,0.3640082]
[0.30147299999999999,null,0.3640082]
[0.30147299999999999,null,0.36387330000000001]
[0.30147299999999999,null,0.36387330000000001]
[0.30147299999999999,null,0.36368489999999998]
[0.30147299999999999,null,0.36351270000000002]
[0.30147299999999999,null,0.36351270000000002]
[0.30147299999999999,null,0.36351270000000002]
[0.30147299999999999,null,0.36351270000000002]
[0.30147299999999999,null,0.36351270000000002]
[0.30147299999999999,null,0.36351270000000002]
[0.30147299999999999,null,0.36351270000000002]
[0.30147299999999999,null,0.36338019999999999]
[0.30147299999999999,null,0.36338019999999999]
[0.30147299999999999,null,0.36338019999999999]
[0.30147299999999999,null,0.36338019999999999]
[0.30147299999999999,null,0.36307109999999998]
[0.30147299999999999,null,0.36307109999999998]
[0.30147299999999999,null,0.36307109999999998]
[0.30147299999999999,null,0.36307109999999998]
[0.30147299999999999,null,0.36307109999999998]
[0.30147299999999999,null,0.36307109999999998]
[0.30147299999999999,null,0.36307109999999998]
[0.30147299999999999,null,0.36307109999999998]
[0.30147299999999999,null,0.36307109999999998]
[0.30147299999999999,null,0.36307109999999998]
[0.30147299999999999,null,0.36307109999999998]
[0.30147299999999999,null,0.36307109999999998]
[0.30127120000000002,null,0.36307109999999998]
[0.30127120000000002,null,0.36307109999999998]
[0.30127120000000002,null,0.36307109999999998]
[0.30127120000000002,null,0.36307109999999998]
[0.30127120000000002,null,0.36307109999999998]
[0.30127120000000002,null,0.36307109999999998]
[0.30127120000000002,null,0.36307109999999998]
[0.30127120000000002,null,0.36307109999999998]
[0.30127120000000002,null,0.36307109999999998]
[0.30127120000000002,null,0.36307109999999998]
[0.30112109999999997,null,0.36307109999999998]
[0.30112109999999997,null,0.36271049999999999]
[0.30112109999999997,null,0.3625756]
[0.30112109999999997,null,0.3625756]
[0.30112100000000003,null,0.3625756]
[0.30112100000000003,null,0.3625756]
[0.3010062,null,0.3625756]
[0.3010062,null,0.3625756]
[0.30086289999999999,null,0.3625756]
[0.30086289999999999,null,0.3625756]
[0.30086289999999999,null,0.3625756]
[0.30086289999999999,null,0.3625756]
[0.30086289999999999,null,0.3625756]
[0.30086289999999999,null,0.3625756]
[0.30086289999999999,null,0.3625756]
[0.30086289999999999,null,0.3625756]
[0.30086289999999999,null,0.3625756]
[0.30086289999999999,null,0.36244310000000002]
[0.30086289999999999,null,0.36213400000000001]
[0.30086289999999999,null,0.36213400000000001]
[0.30086289999999999,null,0.36213400000000001]
[0.30086289999999999,null,0.36213400000000001]
[0.30086289999999999,null,0.36213400000000001]
[0.30086289999999999,null,0.36213400000000001]
[0.30086289999999999,null,0.36213400000000001]
[0.30086289999999999,null,0.36213400000000001]
[0.30086289999999999,null,0.36213400000000001]
[0.30086289999999999,null,0.36213400000000001]
[0.30086289999999999,null,0.36213400000000001]
[0.30086289999999999,null,0.36213400000000001]
[0.30086289999999999,null,0.36213400000000001]
[0.30086289999999999,null,0.36213400000000001]
[0.30086289999999999,null,0.36213400000000001]
[0.30086289999999999,null,0.36213400000000001]
[0.30086289999999999,null,0.36213400000000001]
[0.30086289999999999,null,0.36194569999999998]
[0.30086289999999999,null,0.36194569999999998]
[0.30086289999999999,null,0.36194569999999998]
[0.30086289999999999,null,0.36194569999999998]
[0.30086289999999999,null,0.36194569999999998]
[0.30086289999999999,null,0.36194569999999998]
[0.30086289999999999,null,0.36194569999999998]
[0.30086289999999999,null,0.36177340000000002]
[0.30086289999999999,null,0.36177340000000002]
[0.30086289999999999,null,0.36177340000000002]
[0.30086289999999999,null,0.36177340000000002]
[0.30086289999999999,null,0.36177340000000002]
[0.30086289999999999,null,0.36177340000000002]
[0.30066110000000001,null,0.36177340000000002]
[0.3003961,null,0.36177340000000002]
[0.30005880000000001,null,0.36163849999999997]
[0.30005880000000001,null,0.36163849999999997]
[0.30005880000000001,null,0.36163849999999997]
[0.30005880000000001,null,0.36163849999999997]
[0.30005880000000001,null,0.36132930000000002]
[0.30005880000000001,null,0.36132930000000002]
[0.30005880000000001,null,0.36132930000000002]
[0.30005880000000001,null,0.36132930000000002]
[0.30005880000000001,null,0.36132930000000002]
[0.2999155,null,0.36132930000000002]
[0.2999155,null,0.36132930000000002]
[0.2999155,null,0.36132930000000002]
[0.2999155,null,0.36132930000000002]
[0.2999155,null,0.36132930000000002]
[0.2999155,null,0.36132930000000002]
[0.2999155,null,0.36132930000000002]
[0.2999155,null,0.36132930000000002]
[0.2999155,null,0.36132930000000002]
[0.2999155,null,0.36132930000000002]
[0.2999155,null,0.36132930000000002]
[0.2999155,null,0.36119689999999999]
[0.2999155,null,0.36119689999999999]
[0.2999155,null,0.36119689999999999]
[0.2999155,null,0.36119689999999999]
[0.2999155,null,0.36100860000000001]
[0.2999155,null,0.36100860000000001]
[0.2999155,null,0.36100860000000001]
[0.2999155,null,0.3608363]
[0.2999155,null,0.3608363]
[0.2999155,null,0.3608363]
[0.29980069999999998,null,0.3608363]
[0.29980069999999998,null,0.3608363]
[0.29980069999999998,null,0.3608363]
[0.29980059999999997,null,0.3608363]
[0.29980059999999997,null,0.3608363]
[0.29980059999999997,null,0.3608363]
[0.29980059999999997,null,0.3608363]
[0.29980059999999997,null,0.3608363]
[0.29980059999999997,null,0.3608363]
[0.29980059999999997,null,0.3608363]
[0.29965049999999999,null,0.36070140000000001]
[0.29965049999999999,null,0.36070140000000001]
[0.29965049999999999,null,0.3607013]
[0.29965049999999999,null,0.3607013]
[0.29965049999999999,null,0.3607013]
[0.29965049999999999,null,0.3607013]
[0.29965049999999999,null,0.3607013]
[0.29965049999999999,null,0.3607013]
[0.29965049999999999,null,0.3607013]
[0.29965049999999999,null,0.3607013]
[0.29965049999999999,null,0.3607013]
[0.29965049999999999,null,0.3607013]
[0.29965049999999999,null,0.3607013]
[0.29965049999999999,null,0.3607013]
[0.29965049999999999,null,0.3607013]
[0.29965049999999999,null,0.3607013]
[0.29965049999999999,null,0.3607013]
[0.29965049999999999,null,0.3607013]
[0.29953570000000002,null,0.3607013]
[0.29953570000000002,null,0.3607013]
[0.2993923,null,0.3607013]
[0.2993923,null,0.36051299999999997]
[0.2993923,null,0.36051299999999997]
[0.2993923,null,0.36034080000000002]
[0.2993923,null,0.36034080000000002]
[0.29919050000000003,null,0.36034080000000002]
[0.29919050000000003,null,0.36003160000000001]
[0.29919050000000003,null,0.36003160000000001]
[0.29919050000000003,null,0.35989670000000001]
[0.29919050000000003,null,0.35989670000000001]
[0.29919050000000003,null,0.35976419999999998]
[0.29919050000000003,null,0.35976419999999998]
[0.29919050000000003,null,0.35976419999999998]
[0.29919050000000003,null,0.35976419999999998]
[0.29902190000000001,null,0.35976419999999998]
[0.29885319999999999,null,0.35976419999999998]
[0.29885319999999999,null,0.35976419999999998]
[0.29885319999999999,null,0.35976419999999998]
[0.29885319999999999,null,0.35976419999999998]
[0.29885319999999999,null,0.35976419999999998]
[0.29885319999999999,null,0.35976419999999998]
[0.29885319999999999,null,0.35976419999999998]
[0.29885319999999999,null,0.35976419999999998]
[0.29885319999999999,null,0.35976419999999998]
[0.29885319999999999,null,0.35976419999999998]
[0.29885319999999999,null,0.35976419999999998]
[0.29885319999999999,null,0.35976419999999998]
[0.29885319999999999,null,0.35976419999999998]
[0.29885319999999999,null,0.35976419999999998]
[0.29885319999999999,null,0.35976419999999998]
[0.29885319999999999,null,0.35976419999999998]
[0.2987031,null,0.35976419999999998]
[0.2987031,null,0.35959200000000002]
[0.2987031,null,0.35959200000000002]
[0.2987031,null,0.35959200000000002]
[0.2987031,null,0.35959200000000002]
[0.2987031,null,0.35959200000000002]
[0.2987031,null,0.35959200000000002]
[0.2987031,null,0.35959200000000002]
[0.2987031,null,0.35959200000000002]
[0.2987031,null,0.35959200000000002]
[0.2987031,null,0.35959200000000002]
[0.2987031,null,0.35940369999999999]
[0.2987031,null,0.35940369999999999]
[0.2987031,null,0.35940369999999999]
[0.2987031,null,0.35940359999999999]
[0.2987031,null,0.35940359999999999]
[0.29864570000000001,null,0.35940359999999999]
[0.29864570000000001,null,0.35940359999999999]
[0.29858829999999997,null,0.3592687]
[0.29858829999999997,null,0.3592687]
[0.29858829999999997,null,0.3592687]
[0.29858829999999997,null,0.3592687]
[0.29858829999999997,null,0.3592687]
[0.29858829999999997,null,0.3592687]
[0.29858829999999997,null,0.3592687]
[0.29844490000000001,null,0.3592687]
[0.29844490000000001,null,0.3592687]
[0.29844490000000001,null,0.3592687]
[0.29844490000000001,null,0.3592687]
[0.29844490000000001,null,0.3592687]
[0.29824309999999998,null,0.3592687]
[0.29824309999999998,null,0.3592687]
[0.29824309999999998,null,0.3592687]
[0.29824309999999998,null,0.3592687]
[0.29824309999999998,null,0.3592687]
[0.29824309999999998,null,0.35878729999999998]
[0.29824309999999998,null,0.35878729999999998]
[0.29824309999999998,null,0.35878729999999998]
[0.29824309999999998,null,0.35878729999999998]
[0.29824309999999998,null,0.35878729999999998]
[0.29824309999999998,null,0.35878729999999998]
[0.29824309999999998,null,0.35878729999999998]
[0.29824309999999998,null,0.35878729999999998]
[0.29824309999999998,null,0.35878729999999998]
[0.29824309999999998,null,0.35878729999999998]
[0.29824309999999998,null,0.35878729999999998]
[0.29824309999999998,null,0.35878729999999998]
[0.29824309999999998,null,0.35878729999999998]
[0.29824309999999998,null,0.35878729999999998]
[0.29824309999999998,null,0.35878729999999998]
[0.29824309999999998,null,0.35878729999999998]
[0.29824309999999998,null,0.35878729999999998]
[0.29824309999999998,null,0.35878729999999998]
[0.29797810000000002,null,0.358599]
[0.29797810000000002,null,0.358599]
[0.29797810000000002,null,0.358599]
[0.29797810000000002,null,0.35846650000000002]
[0.29797810000000002,null,0.35846650000000002]
[0.29797810000000002,null,0.35833159999999997]
[0.29797810000000002,null,0.35833159999999997]
[0.29797810000000002,null,0.35833159999999997]
[0.29797810000000002,null,0.35833159999999997]
[0.29797810000000002,null,0.35833159999999997]
[0.29797810000000002,null,0.35833159999999997]
[0.29797810000000002,null,0.35833159999999997]
[0.29797810000000002,null,0.35833159999999997]
[0.29797810000000002,null,0.35833159999999997]
[0.29797810000000002,null,0.35815930000000001]
[0.29797810000000002,null,0.35815930000000001]
[0.29797810000000002,null,0.35815930000000001]
[0.29797810000000002,null,0.35815930000000001]
[0.29764089999999999,null,0.35815930000000001]
[0.29764089999999999,null,0.35815930000000001]
[0.29764089999999999,null,0.35815930000000001]
[0.29749750000000003,null,0.35815930000000001]
[0.29749750000000003,null,0.35815930000000001]
[0.29749750000000003,null,0.35815930000000001]
[0.29749750000000003,null,0.35815930000000001]
[0.29749750000000003,null,0.35800480000000001]
[0.29749750000000003,null,0.35785020000000001]
[0.29749750000000003,null,0.35785020000000001]
[0.29749750000000003,null,0.35785020000000001]
[0.29749750000000003,null,0.35785020000000001]
[0.29749750000000003,null,0.35785020000000001]
[0.29749750000000003,null,0.35785020000000001]
[0.29749750000000003,null,0.35785020000000001]
[0.29749750000000003,null,0.35785020000000001]
[0.29749750000000003,null,0.35785020000000001]
[0.29749750000000003,null,0.35766189999999998]
[0.29749750000000003,null,0.35766189999999998]
[0.2973827,null,0.35766189999999998]
[0.2973827,null,0.35766189999999998]
[0.2973827,null,0.35766189999999998]
[0.2973827,null,0.35766189999999998]
[0.2973827,null,0.35766189999999998]
[0.2973827,null,0.35766189999999998]
[0.2973827,null,0.35766189999999998]
[0.29723250000000001,null,0.35748960000000002]
[0.29703069999999998,null,0.35748960000000002]
[0.29703069999999998,null,0.35748960000000002]
[0.29703069999999998,null,0.35748960000000002]
[0.29703069999999998,null,0.35748960000000002]
[0.29703069999999998,null,0.35735470000000003]
[0.29703069999999998,null,0.35735470000000003]
[0.29703069999999998,null,0.35735470000000003]
[0.29703069999999998,null,0.35735470000000003]
[0.29703069999999998,null,0.35735470000000003]
[0.29703069999999998,null,0.35735470000000003]
[0.29703069999999998,null,0.35735470000000003]
[0.29703069999999998,null,0.35735470000000003]
[0.29703069999999998,null,0.35735470000000003]
[0.29703069999999998,null,0.35735470000000003]
[0.29703069999999998,null,0.35735470000000003]
[0.29703069999999998,null,0.35735470000000003]
[0.29703069999999998,null,0.35735470000000003]
[0.29703069999999998,null,0.35722219999999999]
[0.29703069999999998,null,0.35722219999999999]
[0.29688730000000002,null,0.35722219999999999]
[0.29688730000000002,null,0.35722219999999999]
[0.29688730000000002,null,0.35722219999999999]
[0.29688730000000002,null,0.35722219999999999]
[0.29688730000000002,null,0.35722219999999999]
[0.29688730000000002,null,0.35722219999999999]
[0.29688730000000002,null,0.35722219999999999]
[0.29688730000000002,null,0.35722219999999999]
[0.29688730000000002,null,0.35722219999999999]
[0.29688730000000002,null,0.35704989999999998]
[0.29688730000000002,null,0.35704989999999998]
[0.29688730000000002,null,0.35704989999999998]
[0.29688730000000002,null,0.35704989999999998]
[0.29688730000000002,null,0.35704989999999998]
[0.29688730000000002,null,0.3568616]
[0.29682989999999998,null,0.3568616]
[0.29677249999999999,null,0.3568616]
[0.29677249999999999,null,0.3568616]
[0.29677249999999999,null,0.3568616]
[0.29662240000000001,null,0.3568616]
[0.29662240000000001,null,0.3568616]
[0.29662240000000001,null,0.3568616]
[0.29662240000000001,null,0.3568616]
[0.29662240000000001,null,0.35655249999999999]
[0.29662240000000001,null,0.35655249999999999]
[0.29662240000000001,null,0.3564175]
[0.29662240000000001,null,0.3564175]
[0.29662240000000001,null,0.3564175]
[0.29662240000000001,null,0.3564175]
[0.29662240000000001,null,0.3564175]
[0.29662240000000001,null,0.3564175]
[0.29662240000000001,null,0.3564175]
[0.29662240000000001,null,0.3564175]
[0.29662240000000001,null,0.3564175]
[0.29662240000000001,null,0.3564175]
[0.29642059999999998,null,0.3564175]
[0.29642059999999998,null,0.3564175]
[0.29642059999999998,null,0.3564175]
[0.29642059999999998,null,0.3564175]
[0.29642059999999998,null,0.35628510000000002]
[0.29642059999999998,null,0.35628510000000002]
[0.29642059999999998,null,0.35628510000000002]
[0.29642059999999998,null,0.35628510000000002]
[0.29642059999999998,null,0.35628510000000002]
[0.29642059999999998,null,0.35611280000000001]
[0.29642059999999998,null,0.35611280000000001]
[0.29642059999999998,null,0.35592449999999998]
[0.29642059999999998,null,0.35592449999999998]
[0.29642059999999998,null,0.35592449999999998]
[0.29608329999999999,null,0.35592449999999998]
[0.29608329999999999,null,0.35592449999999998]
[0.29608329999999999,null,0.35592449999999998]
[0.29608329999999999,null,0.35592449999999998]
[0.29608329999999999,null,0.35592449999999998]
[0.29608329999999999,null,0.35592449999999998]
[0.29608329999999999,null,0.35578959999999998]
[0.29608329999999999,null,0.35578959999999998]
[0.29608329999999999,null,0.35578959999999998]
[0.29608329999999999,null,0.35578959999999998]
[0.29608329999999999,null,0.35578959999999998]
[0.29608329999999999,null,0.35578959999999998]
[0.29608329999999999,null,0.35578959999999998]
[0.29608329999999999,null,0.35578959999999998]
[0.2959331,null,0.35578959999999998]
[0.2959331,null,0.35578959999999998]
[0.2959331,null,0.35578959999999998]
[0.2959331,null,0.35578959999999998]
[0.29578979999999999,null,0.35578959999999998]
[0.29578979999999999,null,0.35578959999999998]
[0.29578979999999999,null,0.35578959999999998]
[0.29578979999999999,null,0.35578959999999998]
[0.29567500000000002,null,0.35578959999999998]
[0.29567500000000002,null,0.35578959999999998]
[0.29567500000000002,null,0.35578959999999998]
[0.29567500000000002,null,0.35578949999999998]
[0.29567500000000002,null,0.35578949999999998]
[0.29567500000000002,null,0.35578949999999998]
[0.29567500000000002,null,0.35578949999999998]
[0.29567500000000002,null,0.35578949999999998]
[0.29567500000000002,null,0.35578949999999998]
[0.29567500000000002,null,0.35578949999999998]
[0.29567500000000002,null,0.35578949999999998]
[0.29567500000000002,null,0.35578949999999998]
[0.29567500000000002,null,0.35560120000000001]
[0.29567500000000002,null,0.35546630000000001]
[0.29567500000000002,null,0.35546630000000001]
[0.29567500000000002,null,0.35533379999999998]
[0.29567500000000002,null,0.35516160000000002]
[0.29567500000000002,null,0.35516160000000002]
[0.29567500000000002,null,0.35516160000000002]
[0.29567500000000002,null,0.35485250000000002]
[0.29567500000000002,null,0.35485240000000001]
[0.29567500000000002,null,0.35485240000000001]
[0.29567500000000002,null,0.35485240000000001]
[0.29567500000000002,null,0.35485240000000001]
[0.29567500000000002,null,0.35485240000000001]
[0.29567500000000002,null,0.35485240000000001]
[0.29567500000000002,null,0.35485240000000001]
[0.29567500000000002,null,0.35485240000000001]
[0.29567500000000002,null,0.35485240000000001]
[0.29567500000000002,null,0.35485240000000001]
[0.29567500000000002,null,0.35485240000000001]
[0.29567500000000002,null,0.35485240000000001]
[0.29567500000000002,null,0.35485240000000001]
[0.29547319999999999,null,0.35485240000000001]
[0.29547309999999999,null,0.35485240000000001]
[0.295323,null,0.35485240000000001]
[0.295323,null,0.35485240000000001]
[0.295323,null,0.35485240000000001]
[0.295323,null,0.35485240000000001]
[0.295323,null,0.35485240000000001]
[0.295323,null,0.35485240000000001]
[0.295323,null,0.35485240000000001]
[0.295323,null,0.35485240000000001]
[0.295323,null,0.35485240000000001]
[0.295323,null,0.35485240000000001]
[0.295323,null,0.35485240000000001]
[0.295323,null,0.35485240000000001]
[0.29517959999999999,null,0.35485240000000001]
[0.29506480000000002,null,0.35485240000000001]
[0.29506480000000002,null,0.35466409999999998]
[0.29506480000000002,null,0.35466409999999998]
[0.29506480000000002,null,0.35449190000000003]
[0.29506480000000002,null,0.35435689999999997]
[0.29506480000000002,null,0.35435689999999997]
[0.29506480000000002,null,0.35435689999999997]
[0.29506480000000002,null,0.35435689999999997]
[0.29506480000000002,null,0.35435689999999997]
[0.29506480000000002,null,0.35435689999999997]
[0.29506480000000002,null,0.35435689999999997]
[0.29506480000000002,null,0.35435689999999997]
[0.29506480000000002,null,0.35435689999999997]
[0.29506480000000002,null,0.35435689999999997]
[0.29506480000000002,null,0.35435689999999997]
[0.29506480000000002,null,0.35435689999999997]
[0.29506480000000002,null,0.35435689999999997]
[0.29506480000000002,null,0.3542245]
[0.29506480000000002,null,0.3542245]
[0.29506480000000002,null,0.35422439999999999]
[0.29506480000000002,null,0.35422439999999999]
[0.29506480000000002,null,0.35422439999999999]
[0.29506480000000002,null,0.35422439999999999]
[0.29506480000000002,null,0.35422439999999999]
[0.29506480000000002,null,0.35422439999999999]
[0.29506480000000002,null,0.35422439999999999]
[0.29506480000000002,null,0.35405219999999998]
[0.29506480000000002,null,0.35405219999999998]
[0.29506480000000002,null,0.35405219999999998]
[0.29506480000000002,null,0.35405219999999998]
[0.29506480000000002,null,0.35405219999999998]
[0.2949214,null,0.35405219999999998]
[0.2949214,null,0.35405219999999998]
[0.2949214,null,0.35374309999999998]
[0.2949214,null,0.35374309999999998]
[0.2949214,null,0.35374309999999998]
[0.2949214,null,0.35374309999999998]
[0.2949214,null,0.35374309999999998]
[0.2949214,null,0.35374309999999998]
[0.2949214,null,0.35374309999999998]
[0.29477130000000001,null,0.35374309999999998]
[0.29477130000000001,null,0.35374309999999998]
[0.29465649999999999,null,0.35360809999999998]
[0.29465649999999999,null,0.35360809999999998]
[0.29465649999999999,null,0.35360809999999998]
[0.29465649999999999,null,0.35360809999999998]
[0.29465649999999999,null,0.35360809999999998]
[0.2943192,null,0.35360809999999998]
[0.2943192,null,0.35360809999999998]
[0.2943192,null,0.35360809999999998]
[0.2943192,null,0.35360809999999998]
[0.29411739999999997,null,0.35360809999999998]
[0.29411739999999997,null,0.35360809999999998]
[0.29411739999999997,null,0.35343580000000002]
[0.29411739999999997,null,0.35324749999999999]
[0.29411739999999997,null,0.35324749999999999]
[0.29411739999999997,null,0.35324749999999999]
[0.29411739999999997,null,0.35324749999999999]
[0.29411739999999997,null,0.35324749999999999]
[0.29411739999999997,null,0.35311510000000002]
[0.29411739999999997,null,0.35311510000000002]
[0.29411739999999997,null,0.35311510000000002]
[0.29411739999999997,null,0.35311510000000002]
[0.29411739999999997,null,0.35311510000000002]
[0.29411739999999997,null,0.35311510000000002]
[0.29411739999999997,null,0.35311510000000002]
[0.29411739999999997,null,0.35311510000000002]
[0.29411739999999997,null,0.35311510000000002]
[0.29411739999999997,null,0.35311510000000002]
[0.29411739999999997,null,0.35311510000000002]
[0.29411739999999997,null,0.35311510000000002]
[0.29411739999999997,null,0.35311510000000002]
[0.29411739999999997,null,0.35311510000000002]
[0.29411739999999997,null,0.35311510000000002]
[0.29411739999999997,null,0.35280600000000001]
[0.29411739999999997,null,0.35280600000000001]
[0.29411739999999997,null,0.35280600000000001]
[0.29411739999999997,null,0.35280600000000001]
[0.29411739999999997,null,0.35280600000000001]
[0.29411739999999997,null,0.35280600000000001]
[0.29411739999999997,null,0.35280600000000001]
[0.29411739999999997,null,0.35280600000000001]
[0.29411739999999997,null,0.35280590000000001]
[0.29411739999999997,null,0.35267100000000001]
[0.29382390000000003,null,0.35267100000000001]
[0.2937091,null,0.35267100000000001]
[0.2937091,null,0.35267100000000001]
[0.2937091,null,0.35267100000000001]
[0.2937091,null,0.35267100000000001]
[0.2937091,null,0.35267100000000001]
[0.2937091,null,0.35248269999999998]
[0.2937091,null,0.35231040000000002]
[0.2937091,null,0.35231040000000002]
[0.2937091,null,0.35231040000000002]
[0.2937091,null,0.35231040000000002]
[0.2937091,null,0.35231040000000002]
[0.2937091,null,0.35231040000000002]
[0.2937091,null,0.35231040000000002]
[0.2937091,null,0.35231040000000002]
[0.2937091,null,0.35231040000000002]
[0.2937091,null,0.35231040000000002]
[0.2937091,null,0.35231040000000002]
[0.2937091,null,0.35231040000000002]
[0.2937091,null,0.35231040000000002]
[0.2937091,null,0.35231040000000002]
[0.2937091,null,0.35231040000000002]
[0.2937091,null,0.35231040000000002]
[0.2937091,null,0.35231040000000002]
[0.2937091,null,0.35231040000000002]
[0.2937091,null,0.35231040000000002]
[0.2937091,null,0.35231040000000002]
[0.2937091,null,0.35231040000000002]
[0.2937091,null,0.35231040000000002]
[0.2937091,null,0.35231040000000002]
[0.2937091,null,0.35231040000000002]
[0.2937091,null,0.35231040000000002]
[0.2937091,null,0.35231040000000002]
[0.29350730000000003,null,0.35231040000000002]
[0.29350730000000003,null,0.35231040000000002]
[0.29350730000000003,null,0.35217799999999999]
[0.29350730000000003,null,0.35217799999999999]
[0.29350730000000003,null,0.35217799999999999]
[0.29350730000000003,null,0.35217799999999999]
[0.29350730000000003,null,0.35217799999999999]
[0.29350730000000003,null,0.35217799999999999]
[0.29350730000000003,null,0.35200569999999998]
[0.29335709999999998,null,0.35200569999999998]
[0.29324230000000001,null,0.35200569999999998]
[0.29324230000000001,null,0.35187069999999998]
[0.2930989,null,0.35187069999999998]
[0.2930989,null,0.35187069999999998]
[0.2930989,null,0.35187069999999998]
[0.2930989,null,0.35168240000000001]
[0.2930989,null,0.3513733]
[0.2930989,null,0.3513733]
[0.2930989,null,0.3513733]
[0.2930989,null,0.3513733]
[0.2930989,null,0.3513733]
[0.2930989,null,0.3513733]
[0.2930989,null,0.3513733]
[0.2930989,null,0.3513733]
[0.2930989,null,0.3513733]
[0.2930989,null,0.3513733]
[0.2930989,null,0.3513733]
[0.2930989,null,0.3513733]
[0.29288809999999998,null,0.3513733]
[0.29276170000000001,null,0.3513733]
[0.29276170000000001,null,0.3513733]
[0.29276170000000001,null,0.3513733]
[0.29276170000000001,null,0.3513733]
[0.29276170000000001,null,0.3513733]
[0.29276170000000001,null,0.3513733]
[0.29276170000000001,null,0.3513733]
[0.29276170000000001,null,0.3513733]
[0.29276170000000001,null,0.3513733]
[0.29276170000000001,null,0.3513733]
[0.29276170000000001,null,0.3513733]
[0.29276170000000001,null,0.3513733]
[0.29276170000000001,null,0.3513733]
[0.29276170000000001,null,0.3513733]
[0.29276170000000001,null,0.3513733]
[0.29276170000000001,null,0.3513733]
[0.29276170000000001,null,0.3513733]
[0.29276170000000001,null,0.3513733]
[0.29276170000000001,null,0.3513733]
[0.29276170000000001,null,0.35120099999999999]
[0.29264689999999999,null,0.35120099999999999]
[0.29264679999999998,null,0.35120099999999999]
[0.29264679999999998,null,0.35106860000000001]
[0.29264679999999998,null,0.35106860000000001]
[0.29264679999999998,null,0.35106860000000001]
[0.29264679999999998,null,0.35106860000000001]
[0.29250350000000003,null,0.35106860000000001]
[0.29250350000000003,null,0.35106860000000001]
[0.29250350000000003,null,0.35106860000000001]
[0.29235329999999998,null,0.35106860000000001]
[0.29215150000000001,null,0.35106860000000001]
[0.29215150000000001,null,0.35106860000000001]
[0.29215150000000001,null,0.35088029999999998]
[0.29215150000000001,null,0.35088029999999998]
[0.29215150000000001,null,0.35059079999999998]
[0.29215150000000001,null,0.35043619999999998]
[0.29215150000000001,null,0.35043619999999998]
[0.29215150000000001,null,0.35043619999999998]
[0.29215150000000001,null,0.35043619999999998]
[0.29215150000000001,null,0.35043619999999998]
[0.29215150000000001,null,0.35043619999999998]
[0.29215150000000001,null,0.35043619999999998]
[0.29215150000000001,null,0.35043619999999998]
[0.29215150000000001,null,0.35043619999999998]
[0.29215150000000001,null,0.35043619999999998]
[0.29215150000000001,null,0.35043619999999998]
[0.29215150000000001,null,0.35043619999999998]
[0.29215150000000001,null,0.35043619999999998]
[0.29215150000000001,null,0.35043619999999998]
[0.29215150000000001,null,0.35043619999999998]
[0.29215150000000001,null,0.35043619999999998]
[0.29215150000000001,null,0.35043619999999998]
[0.29215150000000001,null,0.35043619999999998]
[0.29215150000000001,null,0.35043619999999998]
[0.29215150000000001,null,0.35043619999999998]
[0.29203669999999998,null,0.35043619999999998]
[0.29203669999999998,null,0.35043619999999998]
[0.29203669999999998,null,0.35043619999999998]
[0.29203669999999998,null,0.35043619999999998]
[0.29203669999999998,null,0.35043619999999998]
[0.29203669999999998,null,0.35026390000000002]
[0.29203669999999998,null,0.35026390000000002]
[0.29203669999999998,null,0.35026390000000002]
[0.29203669999999998,null,0.35013149999999998]
[0.29203669999999998,null,0.34999649999999999]
[0.2918866,null,0.34999649999999999]
[0.2918866,null,0.34999649999999999]
[0.2918866,null,0.34999649999999999]
[0.2918866,null,0.34999649999999999]
[0.2918866,null,0.34999649999999999]
[0.2918866,null,0.34999649999999999]
[0.2918866,null,0.34999649999999999]
[0.2918866,null,0.34999649999999999]
[0.2918866,null,0.34999649999999999]
[0.2918866,null,0.34999649999999999]
[0.2918866,null,0.34999649999999999]
[0.2918866,null,0.34999649999999999]
[0.2918866,null,0.34980820000000001]
[0.2918866,null,0.34980820000000001]
[0.2918866,null,0.34980820000000001]
[0.2918866,null,0.34980820000000001]
[0.2918866,null,0.34980820000000001]
[0.2918866,null,0.34980820000000001]
[0.2918866,null,0.34980820000000001]
[0.2918866,null,0.34980820000000001]
[0.2918866,null,0.34980820000000001]
[0.2918866,null,0.34980820000000001]
[0.29174319999999998,null,0.34980820000000001]
[0.29174319999999998,null,0.34980820000000001]
[0.29174319999999998,null,0.34980820000000001]
[0.29174319999999998,null,0.34980820000000001]
[0.29174319999999998,null,0.34980820000000001]
[0.29174319999999998,null,0.34949910000000001]
[0.29174319999999998,null,0.34949910000000001]
[0.29174319999999998,null,0.34949910000000001]
[0.29174319999999998,null,0.34949910000000001]
[0.29174319999999998,null,0.34949910000000001]
[0.29174319999999998,null,0.34949910000000001]
[0.29174319999999998,null,0.34949910000000001]
[0.29174319999999998,null,0.34949910000000001]
[0.29174319999999998,null,0.34949910000000001]
[0.29174319999999998,null,0.34949910000000001]
[0.29174319999999998,null,0.34949910000000001]
[0.29174319999999998,null,0.34949910000000001]
[0.29174319999999998,null,0.34932679999999999]
[0.29174319999999998,null,0.34932679999999999]
[0.29174319999999998,null,0.34932679999999999]
[0.29174319999999998,null,0.34932679999999999]
[0.29174319999999998,null,0.34932679999999999]
[0.29174319999999998,null,0.34913850000000002]
[0.29162840000000001,null,0.34913850000000002]
[0.29142659999999998,null,0.34913850000000002]
[0.29127639999999999,null,0.34900350000000002]
[0.29127639999999999,null,0.34900350000000002]
[0.29127639999999999,null,0.34900350000000002]
[0.29127639999999999,null,0.34887109999999999]
[0.29127639999999999,null,0.34887109999999999]
[0.29127639999999999,null,0.34887109999999999]
[0.29127639999999999,null,0.34887109999999999]
[0.29127639999999999,null,0.34887109999999999]
[0.29127639999999999,null,0.34887109999999999]
[0.29127639999999999,null,0.34887109999999999]
[0.29127639999999999,null,0.34887109999999999]
[0.29127639999999999,null,0.34887109999999999]
[0.29093910000000001,null,0.34887109999999999]
[0.29093910000000001,null,0.34887109999999999]
[0.29093910000000001,null,0.34887109999999999]
[0.29093910000000001,null,0.34887109999999999]
[0.29093910000000001,null,0.34887109999999999]
[0.29093910000000001,null,0.34869879999999998]
[0.29093910000000001,null,0.34869879999999998]
[0.29079579999999999,null,0.34869879999999998]
[0.29079579999999999,null,0.34869879999999998]
[0.29079579999999999,null,0.34869879999999998]
[0.29079579999999999,null,0.34869879999999998]
[0.29079579999999999,null,0.34869879999999998]
[0.29079579999999999,null,0.34869879999999998]
[0.29079579999999999,null,0.34869879999999998]
[0.29079579999999999,null,0.34869879999999998]
[0.29079579999999999,null,0.34869879999999998]
[0.29079579999999999,null,0.34869879999999998]
[0.29079579999999999,null,0.34869879999999998]
[0.29079579999999999,null,0.34869879999999998]
[0.29079579999999999,null,0.34869879999999998]
[0.29079579999999999,null,0.34869879999999998]
[0.29079579999999999,null,0.34869879999999998]
[0.29079579999999999,null,0.34869879999999998]
[0.29079579999999999,null,0.3480664]
[0.29068100000000002,null,0.3480664]
[0.29068100000000002,null,0.3480664]
[0.29068100000000002,null,0.3480664]
[0.29068100000000002,null,0.3480664]
[0.29068100000000002,null,0.3480664]
[0.29068100000000002,null,0.3480664]
[0.29068100000000002,null,0.3480664]
[0.29068100000000002,null,0.3480664]
[0.29068100000000002,null,0.3480664]
[0.29068100000000002,null,0.34793400000000002]
[0.29047919999999999,null,0.34793400000000002]
[0.29047909999999999,null,0.34793400000000002]
[0.29047909999999999,null,0.34793400000000002]
[0.290329,null,0.34793400000000002]
[0.290329,null,0.34793400000000002]
[0.290329,null,0.34793400000000002]
[0.290329,null,0.34793400000000002]
[0.290329,null,0.34793400000000002]
[0.290329,null,0.34793400000000002]
[0.290329,null,0.34793400000000002]
[0.290329,null,0.34793400000000002]
[0.290329,null,0.34793400000000002]
[0.290329,null,0.34776170000000001]
[0.290329,null,0.34776170000000001]
[0.290329,null,0.34776170000000001]
[0.290329,null,0.34776170000000001]
[0.290329,null,0.34776170000000001]
[0.290329,null,0.34776170000000001]
[0.290329,null,0.34776170000000001]
[0.290329,null,0.34776170000000001]
[0.29018559999999999,null,0.34776170000000001]
[0.29018559999999999,null,0.34776170000000001]
[0.29018559999999999,null,0.34776170000000001]
[0.29018559999999999,null,0.34776170000000001]
[0.29018559999999999,null,0.34776170000000001]
[0.29018559999999999,null,0.34776170000000001]
[0.29018559999999999,null,0.34776170000000001]
[0.29018559999999999,null,0.34776170000000001]
[0.29018559999999999,null,0.34776170000000001]
[0.29018559999999999,null,0.34776170000000001]
[0.29018559999999999,null,0.34776170000000001]
[0.29018559999999999,null,0.3474526]
[0.29018559999999999,null,0.34712929999999997]
[0.29018559999999999,null,0.34712929999999997]
[0.29018559999999999,null,0.34712929999999997]
[0.29007080000000002,null,0.34712929999999997]
[0.29007080000000002,null,0.34712929999999997]
[0.29007080000000002,null,0.34712929999999997]
[0.29007080000000002,null,0.34712929999999997]
[0.29007080000000002,null,0.34712929999999997]
[0.29007080000000002,null,0.34712929999999997]
[0.29007080000000002,null,0.34712929999999997]
[0.29007080000000002,null,0.34712929999999997]
[0.28992069999999998,null,0.3469969]
[0.28992069999999998,null,0.3469969]
[0.28992069999999998,null,0.3469969]
[0.28992069999999998,null,0.3469969]
[0.28992069999999998,null,0.3469969]
[0.28992069999999998,null,0.3469969]
[0.28992069999999998,null,0.34682459999999998]
[0.28992069999999998,null,0.34682459999999998]
[0.28992069999999998,null,0.34682459999999998]
[0.28992069999999998,null,0.34682459999999998]
[0.28992069999999998,null,0.34682459999999998]
[0.28992069999999998,null,0.34682459999999998]
[0.28992069999999998,null,0.34682459999999998]
[0.28992069999999998,null,0.34682459999999998]
[0.28992069999999998,null,0.34682459999999998]
[0.28992069999999998,null,0.34682459999999998]
[0.28992069999999998,null,0.34682459999999998]
[0.28992069999999998,null,0.34682459999999998]
[0.28992069999999998,null,0.34682459999999998]
[0.28992069999999998,null,0.34682459999999998]
[0.28992069999999998,null,0.34682459999999998]
[0.28992069999999998,null,0.34682459999999998]
[0.28992069999999998,null,0.34682459999999998]
[0.28992069999999998,null,0.34682459999999998]
[0.28992069999999998,null,0.34682459999999998]
[0.28992069999999998,null,0.34682459999999998]
[0.28992069999999998,null,0.34663630000000001]
[0.28992069999999998,null,0.34663630000000001]
[0.28992069999999998,null,0.34650130000000001]
[0.28992069999999998,null,0.34650130000000001]
[0.28980590000000001,null,0.34650130000000001]
[0.28980590000000001,null,0.34650130000000001]
[0.28980590000000001,null,0.34650130000000001]
[0.2898058,null,0.34650130000000001]
[0.28960399999999997,null,0.34650130000000001]
[0.28960399999999997,null,0.34650130000000001]
[0.28960399999999997,null,0.34650130000000001]
[0.28960399999999997,null,0.34650130000000001]
[0.28960399999999997,null,0.34619220000000001]
[0.28960399999999997,null,0.34619220000000001]
[0.28946070000000002,null,0.34619220000000001]
[0.28946070000000002,null,0.34601989999999999]
[0.28946070000000002,null,0.34601989999999999]
[0.28946070000000002,null,0.34601989999999999]
[0.28946070000000002,null,0.34601989999999999]
[0.28946070000000002,null,0.34588750000000001]
[0.28946070000000002,null,0.34588750000000001]
[0.28946070000000002,null,0.34588750000000001]
[0.28946070000000002,null,0.34588750000000001]
[0.28946070000000002,null,0.34588750000000001]
[0.28946070000000002,null,0.34588750000000001]
[0.28929199999999999,null,0.34588750000000001]
[0.28912339999999997,null,0.34588750000000001]
[0.28912339999999997,null,0.34588750000000001]
[0.28912339999999997,null,0.34588750000000001]
[0.28912339999999997,null,0.34588750000000001]
[0.28912339999999997,null,0.34588750000000001]
[0.28912339999999997,null,0.34588750000000001]
[0.28912339999999997,null,0.34588750000000001]
[0.28912339999999997,null,0.34588750000000001]
[0.28912339999999997,null,0.34588750000000001]
[0.28897329999999999,null,0.34588750000000001]
[0.28897329999999999,null,0.34588750000000001]
[0.28897329999999999,null,0.34588750000000001]
[0.28897329999999999,null,0.34588750000000001]
[0.28897329999999999,null,0.34588750000000001]
[0.28897329999999999,null,0.34588750000000001]
[0.28897329999999999,null,0.34588750000000001]
[0.28897329999999999,null,0.34569919999999998]
[0.28897319999999999,null,0.34569919999999998]
[0.28897319999999999,null,0.34569919999999998]
[0.28897319999999999,null,0.34569919999999998]
[0.28897319999999999,null,0.34569919999999998]
[0.28897319999999999,null,0.34569919999999998]
[0.28897319999999999,null,0.34569919999999998]
[0.2889158,null,0.34569919999999998]
[0.28885840000000002,null,0.34569919999999998]
[0.28885840000000002,null,0.34569919999999998]
[0.28885840000000002,null,0.34569919999999998]
[0.28885840000000002,null,0.34569919999999998]
[0.28885840000000002,null,0.34569919999999998]
[0.28885840000000002,null,0.34556419999999999]
[0.28885840000000002,null,0.34556419999999999]
[0.28885840000000002,null,0.34539199999999998]
[0.28885840000000002,null,0.34539199999999998]
[0.28885840000000002,null,0.34539199999999998]
[0.28885840000000002,null,0.34539199999999998]
[0.28885840000000002,null,0.34539189999999997]
[0.28885840000000002,null,0.34539189999999997]
[0.2887151,null,0.34539189999999997]
[0.2887151,null,0.34539189999999997]
[0.2887151,null,0.34539189999999997]
[0.2887151,null,0.34539189999999997]
[0.28851329999999997,null,0.3452595]
[0.28851329999999997,null,0.3452595]
[0.28851329999999997,null,0.3452595]
[0.28851329999999997,null,0.3452595]
[0.28851329999999997,null,0.3452595]
[0.28851329999999997,null,0.3452595]
[0.28851329999999997,null,0.3452595]
[0.28851329999999997,null,0.34507120000000002]
[0.28851329999999997,null,0.34507120000000002]
[0.28851329999999997,null,0.34507120000000002]
[0.28851329999999997,null,0.34507120000000002]
[0.28851329999999997,null,0.34507120000000002]
[0.28851329999999997,null,0.34507120000000002]
[0.28851329999999997,null,0.34507120000000002]
[0.28851329999999997,null,0.34507120000000002]
[0.28851329999999997,null,0.34476210000000002]
[0.28836309999999998,null,0.34476210000000002]
[0.28836309999999998,null,0.34476210000000002]
[0.28824830000000001,null,0.34476210000000002]
[0.28824830000000001,null,0.34476210000000002]
[0.28824830000000001,null,0.34476210000000002]
[0.28824830000000001,null,0.34476210000000002]
[0.28824830000000001,null,0.34476200000000001]
[0.28824830000000001,null,0.34476200000000001]
[0.28824830000000001,null,0.34476200000000001]
[0.28824830000000001,null,0.3445898]
[0.28824830000000001,null,0.3445898]
[0.28824830000000001,null,0.3445898]
[0.28824830000000001,null,0.3445898]
[0.28824830000000001,null,0.3445898]
[0.28824830000000001,null,0.3445898]
[0.28824830000000001,null,0.3445898]
[0.28824830000000001,null,0.3445898]
[0.28824830000000001,null,0.3445898]
[0.28824830000000001,null,0.3445898]
[0.28824830000000001,null,0.3445898]
[0.28824830000000001,null,0.3445898]
[0.28824830000000001,null,0.34445480000000001]
[0.28824830000000001,null,0.34445480000000001]
[0.28824830000000001,null,0.34445480000000001]
[0.28824830000000001,null,0.34445480000000001]
[0.28824830000000001,null,0.34445480000000001]
[0.28824830000000001,null,0.34445480000000001]
[0.28824830000000001,null,0.34445480000000001]
[0.28824830000000001,null,0.34445480000000001]
[0.28824830000000001,null,0.34445480000000001]
[0.28824830000000001,null,0.34445480000000001]
[0.28824830000000001,null,0.34445480000000001]
[0.28824830000000001,null,0.34426649999999998]
[0.28824830000000001,null,0.34426649999999998]
[0.28824830000000001,null,0.34426649999999998]
[0.28824830000000001,null,0.34426649999999998]
[0.28824830000000001,null,0.34426649999999998]
[0.28804649999999998,null,0.34426649999999998]
[0.28804649999999998,null,0.34426649999999998]
[0.28804649999999998,null,0.34426649999999998]
[0.28789629999999999,null,0.34426649999999998]
[0.28789629999999999,null,0.34426649999999998]
[0.28789629999999999,null,0.34426649999999998]
[0.28789629999999999,null,0.34426649999999998]
[0.28789629999999999,null,0.34426649999999998]
[0.28775299999999998,null,0.34426649999999998]
[0.28775299999999998,null,0.34426649999999998]
[0.28775299999999998,null,0.34426649999999998]
[0.28775299999999998,null,0.34409420000000002]
[0.28775299999999998,null,0.34409420000000002]
[0.28763820000000001,null,0.34409420000000002]
[0.28763820000000001,null,0.34378510000000001]
[0.28763820000000001,null,0.34378510000000001]
[0.28763820000000001,null,0.34365269999999998]
[0.28763820000000001,null,0.34365269999999998]
[0.28763820000000001,null,0.34365269999999998]
[0.28763820000000001,null,0.34365269999999998]
[0.28763820000000001,null,0.34365269999999998]
[0.28763820000000001,null,0.34365269999999998]
[0.28763820000000001,null,0.34365269999999998]
[0.28763820000000001,null,0.34365269999999998]
[0.28763820000000001,null,0.34365269999999998]
[0.28763810000000001,null,0.34365269999999998]
[0.28763810000000001,null,0.34351769999999998]
[0.28763810000000001,null,0.34351769999999998]
[0.28763810000000001,null,0.34351769999999998]
[0.28763810000000001,null,0.34351769999999998]
[0.28763810000000001,null,0.34351769999999998]
[0.28763810000000001,null,0.34351769999999998]
[0.28763810000000001,null,0.34332940000000001]
[0.28763810000000001,null,0.34332940000000001]
[0.28763810000000001,null,0.34332940000000001]
[0.28763810000000001,null,0.34332940000000001]
[0.28763810000000001,null,0.34332940000000001]
[0.28763810000000001,null,0.34332940000000001]
[0.28763810000000001,null,0.34332940000000001]
[0.28763810000000001,null,0.34315709999999999]
[0.28763810000000001,null,0.34315709999999999]
[0.28763810000000001,null,0.34315709999999999]
[0.28763810000000001,null,0.34315709999999999]
[0.28763810000000001,null,0.34315709999999999]
[0.28763810000000001,null,0.34315709999999999]
[0.28758070000000002,null,0.34315709999999999]
[0.28752329999999998,null,0.34315709999999999]
[0.28752329999999998,null,0.34315709999999999]
[0.2873732,null,0.34315709999999999]
[0.2873732,null,0.34315709999999999]
[0.2873732,null,0.34315709999999999]
[0.2873732,null,0.34315709999999999]
[0.2873732,null,0.34315709999999999]
[0.2873732,null,0.34315709999999999]
[0.2873732,null,0.34315709999999999]
[0.2873732,null,0.34315709999999999]
[0.2873732,null,0.34315709999999999]
[0.2873732,null,0.34315709999999999]
[0.28722979999999998,null,0.34315709999999999]
[0.28702800000000001,null,0.34315709999999999]
[0.28702800000000001,null,0.34315709999999999]
[0.28702800000000001,null,0.34315709999999999]
[0.28669070000000002,null,0.34315709999999999]
[0.28669070000000002,null,0.34315709999999999]
[0.28669070000000002,null,0.34315709999999999]
[0.28669070000000002,null,0.34315709999999999]
[0.28669070000000002,null,0.34315709999999999]
[0.28669070000000002,null,0.3430222]
[0.28669070000000002,null,0.34271309999999999]
[0.28669070000000002,null,0.34271309999999999]
[0.28669070000000002,null,0.34271309999999999]
[0.28669070000000002,null,0.34271309999999999]
[0.28669070000000002,null,0.34271309999999999]
[0.28669070000000002,null,0.34271309999999999]
[0.28669070000000002,null,0.34271309999999999]
[0.28669070000000002,null,0.34271309999999999]
[0.28669070000000002,null,0.34271309999999999]
[0.28669070000000002,null,0.3423525]
[0.28669070000000002,null,0.3423525]
[0.28669070000000002,null,0.3423525]
[0.28669070000000002,null,0.3423525]
[0.28669070000000002,null,0.3423525]
[0.28669070000000002,null,0.3423525]
[0.28669070000000002,null,0.3423525]
[0.28669070000000002,null,0.3423525]
[0.28669070000000002,null,0.3423525]
[0.28669070000000002,null,0.3423525]
[0.28669070000000002,null,0.3423525]
[0.28669070000000002,null,0.3423525]
[0.28669070000000002,null,0.3423525]
[0.28669070000000002,null,0.3423525]
[0.28657589999999999,null,0.3423525]
[0.28657589999999999,null,0.3423525]
[0.28657589999999999,null,0.3423525]
[0.28657589999999999,null,0.3423525]
[0.28657589999999999,null,0.3423525]
[0.28657589999999999,null,0.3423525]
[0.28657589999999999,null,0.3423525]
[0.28657589999999999,null,0.3423525]
[0.28657589999999999,null,0.3423525]
[0.28657589999999999,null,0.3423525]
[0.28657589999999999,null,0.3423525]
[0.28642580000000001,null,0.3423525]
[0.28642580000000001,null,0.3423525]
[0.28642580000000001,null,0.34218019999999999]
[0.28642580000000001,null,0.34218019999999999]
[0.28642580000000001,null,0.34204780000000001]
[0.28642580000000001,null,0.34204780000000001]
[0.28642580000000001,null,0.34204780000000001]
[0.28628239999999999,null,0.34185939999999998]
[0.28628239999999999,null,0.34185939999999998]
[0.28628239999999999,null,0.34185939999999998]
[0.28628239999999999,null,0.34185939999999998]
[0.28628239999999999,null,0.34185939999999998]
[0.28628239999999999,null,0.34185939999999998]
[0.28628239999999999,null,0.34185939999999998]
[0.28628239999999999,null,0.34185939999999998]
[0.28628239999999999,null,0.34185939999999998]
[0.28628239999999999,null,0.34185939999999998]
[0.28608060000000002,null,0.34185939999999998]
[0.28596579999999999,null,0.34172449999999999]
[0.28596579999999999,null,0.34172449999999999]
[0.28596579999999999,null,0.34172449999999999]
[0.28596579999999999,null,0.34172449999999999]
[0.28596579999999999,null,0.34172449999999999]
[0.28596579999999999,null,0.34172449999999999]
[0.28596579999999999,null,0.34172449999999999]
[0.28596579999999999,null,0.34172449999999999]
[0.28596579999999999,null,0.34172449999999999]
[0.28596579999999999,null,0.34172449999999999]
[0.28596579999999999,null,0.34172449999999999]
[0.28596579999999999,null,0.34172449999999999]
[0.28596579999999999,null,0.34172449999999999]
[0.28596579999999999,null,0.34155219999999997]
[0.28596579999999999,null,0.34155219999999997]
[0.28596579999999999,null,0.34155219999999997]
[0.28596579999999999,null,0.34155219999999997]
[0.28596579999999999,null,0.34155219999999997]
[0.28596579999999999,null,0.34155219999999997]
[0.28596579999999999,null,0.34155219999999997]
[0.28596579999999999,null,0.34155219999999997]
[0.28596579999999999,null,0.34155219999999997]
[0.28596579999999999,null,0.34124310000000002]
[0.28596579999999999,null,0.34124310000000002]
[0.28596579999999999,null,0.34124310000000002]
[0.28596579999999999,null,0.34105479999999999]
[0.2858156,null,0.34105479999999999]
[0.2858156,null,0.34105479999999999]
[0.2858156,null,0.34105479999999999]
[0.2858156,null,0.34105479999999999]
[0.2858156,null,0.34105479999999999]
[0.28567229999999999,null,0.34105479999999999]
[0.28567229999999999,null,0.34105479999999999]
[0.28567229999999999,null,0.34105479999999999]
[0.28567229999999999,null,0.34105479999999999]
[0.28567229999999999,null,0.34105479999999999]
[0.28567229999999999,null,0.34105479999999999]
[0.28567229999999999,null,0.34105479999999999]
[0.28567229999999999,null,0.34105479999999999]
[0.28567229999999999,null,0.34105479999999999]
[0.28555750000000002,null,0.34105479999999999]
[0.28555750000000002,null,0.3409198]
[0.28555740000000002,null,0.3409198]
[0.28555740000000002,null,0.3409198]
[0.28535559999999999,null,0.3409198]
[0.28535559999999999,null,0.3409198]
[0.28535559999999999,null,0.34078740000000002]
[0.28535559999999999,null,0.34078740000000002]
[0.28535559999999999,null,0.34078740000000002]
[0.28535559999999999,null,0.34078740000000002]
[0.28535559999999999,null,0.3406151]
[0.28535559999999999,null,0.3406151]
[0.28535559999999999,null,0.3406151]
[0.28535559999999999,null,0.3406151]
[0.28535559999999999,null,0.3406151]
[0.28535559999999999,null,0.3406151]
[0.28535559999999999,null,0.3406151]
[0.28535559999999999,null,0.3406151]
[0.28535559999999999,null,0.3406151]
[0.28535559999999999,null,0.3406151]
[0.28535559999999999,null,0.3406151]
[0.28535559999999999,null,0.3406151]
[0.28535559999999999,null,0.3406151]
[0.28535559999999999,null,0.3406151]
[0.2852055,null,0.3406151]
[0.2852055,null,0.3406151]
[0.2852055,null,0.3406151]
[0.2852055,null,0.3406151]
[0.2852055,null,0.3406151]
[0.2852055,null,0.34042679999999997]
[0.2852055,null,0.34042679999999997]
[0.2852055,null,0.34042679999999997]
[0.2852055,null,0.34042679999999997]
[0.2852055,null,0.34042679999999997]
[0.2852055,null,0.34042679999999997]
[0.2852055,null,0.34042679999999997]
[0.28506209999999998,null,0.34042679999999997]
[0.28506209999999998,null,0.34042679999999997]
[0.28506209999999998,null,0.34042679999999997]
[0.28506209999999998,null,0.34042679999999997]
[0.28506209999999998,null,0.34042679999999997]
[0.28506209999999998,null,0.34042679999999997]
[0.28506209999999998,null,0.34042679999999997]
[0.28506209999999998,null,0.34042679999999997]
[0.28506209999999998,null,0.34042679999999997]
[0.28506209999999998,null,0.34029179999999998]
[0.28494730000000001,null,0.34029179999999998]
[0.28494730000000001,null,0.34029179999999998]
[0.28494730000000001,null,0.34029179999999998]
[0.28494730000000001,null,0.34029179999999998]
[0.28494730000000001,null,0.34029179999999998]
[0.28494730000000001,null,0.33998270000000003]
[0.28494730000000001,null,0.33998270000000003]
[0.28494730000000001,null,0.33998270000000003]
[0.28494730000000001,null,0.33998270000000003]
[0.28494730000000001,null,0.33998270000000003]
[0.28494730000000001,null,0.33998270000000003]
[0.28494730000000001,null,0.33998270000000003]
[0.28494730000000001,null,0.33998270000000003]
[0.28479719999999997,null,0.33998270000000003]
[0.28479719999999997,null,0.33998270000000003]
[0.28479719999999997,null,0.33998270000000003]
[0.28479710000000003,null,0.33998270000000003]
[0.28479710000000003,null,0.33998270000000003]
[0.28479710000000003,null,0.33998270000000003]
[0.28479710000000003,null,0.33967799999999998]
[0.2845953,null,0.33948970000000001]
[0.2845953,null,0.33948970000000001]
[0.2845953,null,0.33948970000000001]
[0.2845953,null,0.33948970000000001]
[0.2845953,null,0.33948970000000001]
[0.2845953,null,0.33948970000000001]
[0.2845953,null,0.33948970000000001]
[0.2845953,null,0.33948970000000001]
[0.2845953,null,0.33948970000000001]
[0.2845953,null,0.33948970000000001]
[0.2845953,null,0.33948970000000001]
[0.28448050000000003,null,0.33948970000000001]
[0.28448050000000003,null,0.33948970000000001]
[0.28448050000000003,null,0.33948970000000001]
[0.28448050000000003,null,0.33948970000000001]
[0.28448050000000003,null,0.33948970000000001]
[0.28448050000000003,null,0.33948970000000001]
[0.28448050000000003,null,0.33948970000000001]
[0.28448050000000003,null,0.33935470000000001]
[0.28448050000000003,null,0.33935470000000001]
[0.28448050000000003,null,0.33935470000000001]
[0.28448050000000003,null,0.33935470000000001]
[0.28448050000000003,null,0.33935470000000001]
[0.28448050000000003,null,0.33935470000000001]
[0.28448050000000003,null,0.33935470000000001]
[0.28448050000000003,null,0.33935470000000001]
[0.28433720000000001,null,0.33935470000000001]
[0.28433720000000001,null,0.33935470000000001]
[0.28433720000000001,null,0.33935470000000001]
[0.28433720000000001,null,0.33935470000000001]
[0.28433720000000001,null,0.33935470000000001]
[0.28433720000000001,null,0.33935470000000001]
[0.28418700000000002,null,0.33935470000000001]
[0.28418700000000002,null,0.33935470000000001]
[0.28418700000000002,null,0.33935470000000001]
[0.28418700000000002,null,0.33935470000000001]
[0.28418700000000002,null,0.33935470000000001]
[0.28418700000000002,null,0.33935470000000001]
[0.28418700000000002,null,0.33935470000000001]
[0.28418700000000002,null,0.33935470000000001]
[0.28418700000000002,null,0.3391825]
[0.28418700000000002,null,0.3391825]
[0.28418700000000002,null,0.3391825]
[0.28418700000000002,null,0.3391825]
[0.28418700000000002,null,0.3391825]
[0.28418700000000002,null,0.3391825]
[0.28418700000000002,null,0.3391825]
[0.28418700000000002,null,0.3391825]
[0.28418700000000002,null,0.3391825]
[0.28418700000000002,null,0.33905000000000002]
[0.28418700000000002,null,0.33905000000000002]
[0.28418700000000002,null,0.33886169999999999]
[0.28418700000000002,null,0.33886169999999999]
[0.28418700000000002,null,0.33886169999999999]
[0.28418700000000002,null,0.33886169999999999]
[0.28418700000000002,null,0.33886169999999999]
[0.28418700000000002,null,0.33886169999999999]
[0.28398519999999999,null,0.33886169999999999]
[0.28398519999999999,null,0.33886169999999999]
[0.28398519999999999,null,0.33886169999999999]
[0.28398519999999999,null,0.33855259999999998]
[0.28398519999999999,null,0.33841759999999999]
[0.28398519999999999,null,0.33841759999999999]
[0.28392780000000001,null,0.33841759999999999]
[0.28387040000000002,null,0.33841759999999999]
[0.28387040000000002,null,0.33841759999999999]
[0.28387040000000002,null,0.33841759999999999]
[0.28387040000000002,null,0.33841759999999999]
[0.28387040000000002,null,0.33841759999999999]
[0.28387040000000002,null,0.33841759999999999]
[0.28387040000000002,null,0.33841759999999999]
[0.28387040000000002,null,0.33841759999999999]
[0.28387040000000002,null,0.33841759999999999]
[0.28387040000000002,null,0.33841759999999999]
[0.28387040000000002,null,0.33841759999999999]
[0.28387040000000002,null,0.33841759999999999]
[0.28387040000000002,null,0.33841759999999999]
[0.28387040000000002,null,0.33841759999999999]
[0.28372019999999998,null,0.33824530000000003]
[0.28372019999999998,null,0.33824530000000003]
[0.28372019999999998,null,0.33824530000000003]
[0.28372019999999998,null,0.33824530000000003]
[0.28357690000000002,null,0.33824530000000003]
[0.28357690000000002,null,0.33824530000000003]
[0.28357690000000002,null,0.33824530000000003]
[0.28357690000000002,null,0.33824530000000003]
[0.28357690000000002,null,0.33824530000000003]
[0.28357690000000002,null,0.33824530000000003]
[0.28323959999999998,null,0.33824530000000003]
[0.28323959999999998,null,0.33824530000000003]
[0.28323959999999998,null,0.33824530000000003]
[0.28323959999999998,null,0.33824530000000003]
[0.28323959999999998,null,0.33824530000000003]
[0.28323959999999998,null,0.33824530000000003]
[0.28323959999999998,null,0.33824530000000003]
[0.28323959999999998,null,0.33824530000000003]
[0.28323959999999998,null,0.33824530000000003]
[0.28323959999999998,null,0.33824530000000003]
[0.28323959999999998,null,0.33824530000000003]
[0.28323959999999998,null,0.338057]
[0.28323959999999998,null,0.338057]
[0.28323959999999998,null,0.338057]
[0.28323959999999998,null,0.3379221]
[0.28323959999999998,null,0.3379221]
[0.28323959999999998,null,0.3379221]
[0.28323959999999998,null,0.3379221]
[0.28323959999999998,null,0.3379221]
[0.28323959999999998,null,0.3379221]
[0.28323959999999998,null,0.33778960000000002]
[0.28323959999999998,null,0.33778960000000002]
[0.28312480000000001,null,0.33778960000000002]
[0.28312480000000001,null,0.33778960000000002]
[0.28312480000000001,null,0.33778960000000002]
[0.28312480000000001,null,0.33778960000000002]
[0.28312480000000001,null,0.33778960000000002]
[0.28312480000000001,null,0.33761740000000001]
[0.28312480000000001,null,0.33761740000000001]
[0.28297460000000002,null,0.33761740000000001]
[0.28297460000000002,null,0.33761740000000001]
[0.28297460000000002,null,0.33761740000000001]
[0.28297460000000002,null,0.33761740000000001]
[0.28297460000000002,null,0.33761740000000001]
[0.28297460000000002,null,0.33761740000000001]
[0.28297460000000002,null,0.33761740000000001]
[0.28297460000000002,null,0.33761740000000001]
[0.28297460000000002,null,0.33761740000000001]
[0.28297460000000002,null,0.33761740000000001]
[0.28297460000000002,null,0.33761740000000001]
[0.28297460000000002,null,0.33761740000000001]
[0.28297460000000002,null,0.33761740000000001]
[0.28297460000000002,null,0.33761740000000001]
[0.28287370000000001,null,0.33761730000000001]
[0.28277279999999999,null,0.33761730000000001]
[0.28277279999999999,null,0.33761730000000001]
[0.28262939999999998,null,0.33742899999999998]
[0.28262939999999998,null,0.33742899999999998]
[0.28262939999999998,null,0.33742899999999998]
[0.28262939999999998,null,0.33742899999999998]
[0.28262939999999998,null,0.33742899999999998]
[0.28262939999999998,null,0.33742899999999998]
[0.28262939999999998,null,0.33742899999999998]
[0.28262939999999998,null,0.33742899999999998]
[0.28262939999999998,null,0.33742899999999998]
[0.28262939999999998,null,0.33742899999999998]
[0.28262939999999998,null,0.33742899999999998]
[0.28262939999999998,null,0.33742899999999998]
[0.28262939999999998,null,0.33742899999999998]
[0.28262939999999998,null,0.33729409999999999]
[0.28262939999999998,null,0.33729409999999999]
[0.28262939999999998,null,0.33712180000000003]
[0.28262939999999998,null,0.33712180000000003]
[0.28262939999999998,null,0.33712180000000003]
[0.28262939999999998,null,0.33712180000000003]
[0.28262939999999998,null,0.33712180000000003]
[0.28262939999999998,null,0.33712180000000003]
[0.28262939999999998,null,0.33712180000000003]
[0.28262939999999998,null,0.33712180000000003]
[0.28262939999999998,null,0.33712180000000003]
[0.28247929999999999,null,0.33712180000000003]
[0.28247929999999999,null,0.33712180000000003]
[0.28247929999999999,null,0.33712180000000003]
[0.28247929999999999,null,0.33712180000000003]
[0.28247929999999999,null,0.33712180000000003]
[0.28236450000000002,null,0.33712180000000003]
[0.28236450000000002,null,0.33712180000000003]
[0.28236450000000002,null,0.33712180000000003]
[0.28236450000000002,null,0.33712180000000003]
[0.28236450000000002,null,0.33712180000000003]
[0.28236450000000002,null,0.3369335]
[0.28236450000000002,null,0.3369335]
[0.28236450000000002,null,0.33662439999999999]
[0.28236450000000002,null,0.33649190000000001]
[0.28236450000000002,null,0.33649190000000001]
[0.28236450000000002,null,0.33649190000000001]
[0.28236450000000002,null,0.33649190000000001]
[0.2822211,null,0.33649190000000001]
[0.2822211,null,0.33649190000000001]
[0.2822211,null,0.33649190000000001]
[0.2822211,null,0.33649190000000001]
[0.2822211,null,0.33649190000000001]
[0.28201929999999997,null,0.33649190000000001]
[0.28201929999999997,null,0.33635700000000002]
[0.28201929999999997,null,0.33635700000000002]
[0.28201929999999997,null,0.33635700000000002]
[0.28201929999999997,null,0.33635700000000002]
[0.28201929999999997,null,0.3361847]
[0.28201929999999997,null,0.3361847]
[0.28201929999999997,null,0.3361847]
[0.28201929999999997,null,0.3361847]
[0.28201929999999997,null,0.3361847]
[0.28201929999999997,null,0.3361847]
[0.28201929999999997,null,0.3361847]
[0.28201929999999997,null,0.3361847]
[0.28186919999999999,null,0.3361847]
[0.28186919999999999,null,0.3361847]
[0.28186919999999999,null,0.3361847]
[0.28186919999999999,null,0.3361847]
[0.28186919999999999,null,0.3361847]
[0.28186909999999998,null,0.3361847]
[0.28186909999999998,null,0.3361847]
[0.28186909999999998,null,0.3361847]
[0.28170050000000002,null,0.3361847]
[0.28170050000000002,null,0.3361847]
[0.28170050000000002,null,0.3361847]
[0.2815319,null,0.3361847]
[0.2815319,null,0.3361847]
[0.2815319,null,0.3361847]
[0.28141709999999998,null,0.3361847]
[0.28141709999999998,null,0.3361847]
[0.28141709999999998,null,0.3361847]
[0.28141709999999998,null,0.3361847]
[0.28141709999999998,null,0.3361847]
[0.28141709999999998,null,0.3361847]
[0.28141709999999998,null,0.3361847]
[0.28141709999999998,null,0.3361847]
[0.28141709999999998,null,0.3361847]
[0.28141709999999998,null,0.33604970000000001]
[0.28141709999999998,null,0.33604970000000001]
[0.28141709999999998,null,0.33604970000000001]
[0.28141709999999998,null,0.33586139999999998]
[0.28141709999999998,null,0.33586139999999998]
[0.28141709999999998,null,0.33586139999999998]
[0.28141709999999998,null,0.335729]
[0.28141709999999998,null,0.335729]
[0.28141709999999998,null,0.335729]
[0.28141709999999998,null,0.335729]
[0.28141709999999998,null,0.335729]
[0.28141709999999998,null,0.335729]
[0.28141709999999998,null,0.33555669999999999]
[0.28141709999999998,null,0.33555669999999999]
[0.28141709999999998,null,0.33555669999999999]
[0.28141709999999998,null,0.33555669999999999]
[0.28141709999999998,null,0.33555669999999999]
[0.28141709999999998,null,0.33555669999999999]
[0.28141709999999998,null,0.33555669999999999]
[0.28141709999999998,null,0.33555669999999999]
[0.28127370000000002,null,0.33555669999999999]
[0.28127370000000002,null,0.33555669999999999]
[0.28127370000000002,null,0.33555669999999999]
[0.28127370000000002,null,0.33555669999999999]
[0.28127370000000002,null,0.33555669999999999]
[0.28112359999999997,null,0.33555669999999999]
[0.28112350000000003,null,0.33555669999999999]
[0.28112350000000003,null,0.33555669999999999]
[0.2809217,null,0.33555669999999999]
[0.2809217,null,0.33540209999999998]
[0.2809217,null,0.33524759999999998]
[0.2809217,null,0.33524759999999998]
[0.2809217,null,0.33524759999999998]
[0.2809217,null,0.33524759999999998]
[0.2809217,null,0.33524759999999998]
[0.2809217,null,0.33524759999999998]
[0.2809217,null,0.33524759999999998]
[0.28080690000000003,null,0.33524759999999998]
[0.28080690000000003,null,0.33524759999999998]
[0.28080690000000003,null,0.33524759999999998]
[0.28080690000000003,null,0.33524759999999998]
[0.28080690000000003,null,0.33524759999999998]
[0.28080690000000003,null,0.33524759999999998]
[0.28080690000000003,null,0.33524759999999998]
[0.28080690000000003,null,0.33524759999999998]
[0.28080690000000003,null,0.33524759999999998]
[0.28080690000000003,null,0.33524759999999998]
[0.28080690000000003,null,0.33524759999999998]
[0.28080690000000003,null,0.33524759999999998]
[0.28080690000000003,null,0.33507530000000002]
[0.28080690000000003,null,0.33507530000000002]
[0.28080690000000003,null,0.33507530000000002]
[0.28080690000000003,null,0.33488699999999999]
[0.28080690000000003,null,0.33488699999999999]
[0.28080690000000003,null,0.33488699999999999]
[0.28080690000000003,null,0.3347521]
[0.28080690000000003,null,0.33461960000000002]
[0.28080690000000003,null,0.33461960000000002]
[0.28080690000000003,null,0.33461960000000002]
[0.28080690000000003,null,0.33461960000000002]
[0.28080690000000003,null,0.33461960000000002]
[0.28080690000000003,null,0.33461960000000002]
[0.28080690000000003,null,0.33461960000000002]
[0.28080690000000003,null,0.33461960000000002]
[0.28080690000000003,null,0.33461960000000002]
[0.28080690000000003,null,0.33461960000000002]
[0.28080690000000003,null,0.33461960000000002]
[0.28080690000000003,null,0.33461960000000002]
[0.28080690000000003,null,0.33461960000000002]
[0.28065679999999998,null,0.33461960000000002]
[0.28065679999999998,null,0.33461960000000002]
[0.28065679999999998,null,0.33461960000000002]
[0.28065679999999998,null,0.33461960000000002]
[0.28065679999999998,null,0.33461960000000002]
[0.28065679999999998,null,0.33461960000000002]
[0.28065679999999998,null,0.33461960000000002]
[0.28065679999999998,null,0.33461960000000002]
[0.28065679999999998,null,0.33461960000000002]
[0.28065679999999998,null,0.33461960000000002]
[0.28065679999999998,null,0.33461960000000002]
[0.28054200000000001,null,0.33461960000000002]
[0.28054200000000001,null,0.33461960000000002]
[0.28054200000000001,null,0.33461960000000002]
[0.2803986,null,0.33461960000000002]
[0.2803986,null,0.33461960000000002]
[0.2803986,null,0.33461960000000002]
[0.2803986,null,0.33461960000000002]
[0.2803986,null,0.33461960000000002]
[0.2803986,null,0.33461960000000002]
[0.2803986,null,0.33431050000000001]
[0.2803986,null,0.33431050000000001]
[0.2803986,null,0.33431050000000001]
[0.2803986,null,0.33431050000000001]
[0.28019680000000002,null,0.33431050000000001]
[0.28019680000000002,null,0.33431050000000001]
[0.28019680000000002,null,0.33431050000000001]
[0.28019680000000002,null,0.33431050000000001]
[0.28019680000000002,null,0.33431050000000001]
[0.28019680000000002,null,0.33431050000000001]
[0.28019680000000002,null,0.3341382]
[0.28019680000000002,null,0.3341382]
[0.28019680000000002,null,0.3341382]
[0.28019680000000002,null,0.3341382]
[0.28019680000000002,null,0.3340033]
[0.28019680000000002,null,0.3340033]
[0.28019680000000002,null,0.3340033]
[0.28019680000000002,null,0.3340033]
[0.28019680000000002,null,0.33381490000000003]
[0.28019680000000002,null,0.33381490000000003]
[0.28019680000000002,null,0.33381490000000003]
[0.28019680000000002,null,0.33381490000000003]
[0.28019680000000002,null,0.33381490000000003]
[0.28019680000000002,null,0.33381490000000003]
[0.28019680000000002,null,0.33381490000000003]
[0.28019680000000002,null,0.33368249999999999]
[0.28019680000000002,null,0.33368249999999999]
[0.28019680000000002,null,0.33368249999999999]
[0.28019680000000002,null,0.33368249999999999]
[0.28019680000000002,null,0.33368249999999999]
[0.28019680000000002,null,0.33368249999999999]
[0.28019680000000002,null,0.33368249999999999]
[0.28019680000000002,null,0.33368249999999999]
[0.28019680000000002,null,0.33368249999999999]
[0.27985949999999998,null,0.33368249999999999]
[0.27985949999999998,null,0.33368249999999999]
[0.27985949999999998,null,0.33368249999999999]
[0.27985949999999998,null,0.33368249999999999]
[0.27985949999999998,null,0.33368249999999999]
[0.27985949999999998,null,0.33368249999999999]
[0.27985949999999998,null,0.33368249999999999]
[0.27974470000000001,null,0.33368249999999999]
[0.27974470000000001,null,0.33351019999999998]
[0.27974470000000001,null,0.33320109999999997]
[0.27974470000000001,null,0.33320109999999997]
[0.27974470000000001,null,0.33320109999999997]
[0.27959460000000003,null,0.33320109999999997]
[0.27952290000000002,null,0.33320109999999997]
[0.27945120000000001,null,0.33320109999999997]
[0.27945120000000001,null,0.33320109999999997]
[0.27945120000000001,null,0.33320109999999997]
[0.27945120000000001,null,0.33320109999999997]
[0.27945120000000001,null,0.33320109999999997]
[0.27945120000000001,null,0.33320109999999997]
[0.27945120000000001,null,0.33320109999999997]
[0.27945120000000001,null,0.33320109999999997]
[0.27945120000000001,null,0.33320109999999997]
[0.27945120000000001,null,0.33306609999999998]
[0.27945120000000001,null,0.33306609999999998]
[0.27945120000000001,null,0.33306609999999998]
[0.27945120000000001,null,0.33306609999999998]
[0.27945120000000001,null,0.33306609999999998]
[0.27945120000000001,null,0.33306609999999998]
[0.27945120000000001,null,0.33306609999999998]
[0.27945120000000001,null,0.33306609999999998]
[0.27945120000000001,null,0.33306609999999998]
[0.27945120000000001,null,0.33306609999999998]
[0.27945120000000001,null,0.33306609999999998]
[0.27945120000000001,null,0.33306609999999998]
[0.27924939999999998,null,0.3328778]
[0.27924939999999998,null,0.3328778]
[0.27924939999999998,null,0.3328778]
[0.27924939999999998,null,0.3328778]
[0.27924939999999998,null,0.3328778]
[0.27924939999999998,null,0.3328778]
[0.27924939999999998,null,0.3328778]
[0.27924939999999998,null,0.3328778]
[0.27924939999999998,null,0.3328778]
[0.27924939999999998,null,0.33270559999999999]
[0.27924939999999998,null,0.33270559999999999]
[0.27924939999999998,null,0.33270559999999999]
[0.27924939999999998,null,0.33270559999999999]
[0.27924939999999998,null,0.33270559999999999]
[0.27924939999999998,null,0.33270559999999999]
[0.27924939999999998,null,0.33270559999999999]
[0.27913460000000001,null,0.33270559999999999]
[0.27913460000000001,null,0.33270559999999999]
[0.27913460000000001,null,0.33270559999999999]
[0.27913460000000001,null,0.33270559999999999]
[0.27913460000000001,null,0.33270559999999999]
[0.27913460000000001,null,0.33270559999999999]
[0.27913460000000001,null,0.33270559999999999]
[0.27913460000000001,null,0.33270559999999999]
[0.27899119999999999,null,0.33270559999999999]
[0.27899119999999999,null,0.33270559999999999]
[0.27899119999999999,null,0.33257059999999999]
[0.27899119999999999,null,0.33257059999999999]
[0.27899119999999999,null,0.33257059999999999]
[0.27884100000000001,null,0.33257059999999999]
[0.27884100000000001,null,0.33243820000000002]
[0.27884100000000001,null,0.33243820000000002]
[0.27884100000000001,null,0.33243820000000002]
[0.27884100000000001,null,0.33243820000000002]
[0.27884100000000001,null,0.33243820000000002]
[0.27884100000000001,null,0.33243820000000002]
[0.27884100000000001,null,0.33243820000000002]
[0.27884100000000001,null,0.33243820000000002]
[0.27884100000000001,null,0.33212900000000001]
[0.27884100000000001,null,0.33212900000000001]
[0.27884100000000001,null,0.33194069999999998]
[0.27884100000000001,null,0.33194069999999998]
[0.27884100000000001,null,0.33194069999999998]
[0.27884100000000001,null,0.33194069999999998]
[0.27884100000000001,null,0.33194069999999998]
[0.27884100000000001,null,0.33194069999999998]
[0.27884100000000001,null,0.33194069999999998]
[0.27884100000000001,null,0.33194069999999998]
[0.27884100000000001,null,0.33194069999999998]
[0.27884100000000001,null,0.33194069999999998]
[0.27884100000000001,null,0.33194069999999998]
[0.27884100000000001,null,0.33176850000000002]
[0.27884100000000001,null,0.33176850000000002]
[0.27884100000000001,null,0.33176840000000002]
[0.27884100000000001,null,0.33176840000000002]
[0.27884100000000001,null,0.33176840000000002]
[0.27884100000000001,null,0.33176840000000002]
[0.27872619999999998,null,0.33176840000000002]
[0.27872619999999998,null,0.33176840000000002]
[0.27872619999999998,null,0.33176840000000002]
[0.27872619999999998,null,0.33176840000000002]
[0.27872619999999998,null,0.33176840000000002]
[0.27872619999999998,null,0.33176840000000002]
[0.27872619999999998,null,0.33176840000000002]
[0.27872619999999998,null,0.33176840000000002]
[0.27852440000000001,null,0.33176840000000002]
[0.27852440000000001,null,0.33176840000000002]
[0.27852440000000001,null,0.33176840000000002]
[0.27852440000000001,null,0.33176840000000002]
[0.27852440000000001,null,0.33176840000000002]
[0.27852440000000001,null,0.33176840000000002]
[0.27852440000000001,null,0.33176840000000002]
[0.27852440000000001,null,0.33176840000000002]
[0.27852440000000001,null,0.33176840000000002]
[0.27852440000000001,null,0.33176840000000002]
[0.27852440000000001,null,0.33176840000000002]
[0.27852440000000001,null,0.33176840000000002]
[0.27852440000000001,null,0.33159620000000001]
[0.27837430000000002,null,0.33159620000000001]
[0.2782309,null,0.33146120000000001]
[0.2782309,null,0.33146120000000001]
[0.2782309,null,0.33146120000000001]
[0.2782309,null,0.33146120000000001]
[0.2782309,null,0.33146120000000001]
[0.27789360000000002,null,0.33146120000000001]
[0.27789360000000002,null,0.33146120000000001]
[0.27789360000000002,null,0.33146120000000001]
[0.27789360000000002,null,0.33127289999999998]
[0.27789360000000002,null,0.33127289999999998]
[0.27789360000000002,null,0.33127289999999998]
[0.27789360000000002,null,0.33127289999999998]
[0.27789360000000002,null,0.33096379999999997]
[0.27789360000000002,null,0.33096379999999997]
[0.27777879999999999,null,0.33096379999999997]
[0.27777879999999999,null,0.33083129999999999]
[0.27777879999999999,null,0.33083129999999999]
[0.27777879999999999,null,0.33083129999999999]
[0.27777879999999999,null,0.33083129999999999]
[0.27777879999999999,null,0.33083129999999999]
[0.27777879999999999,null,0.33083129999999999]
[0.27777879999999999,null,0.33083129999999999]
[0.27777879999999999,null,0.33083129999999999]
[0.27777879999999999,null,0.33083129999999999]
[0.27777879999999999,null,0.33083129999999999]
[0.27777879999999999,null,0.33083129999999999]
[0.27777879999999999,null,0.33083129999999999]
[0.27777879999999999,null,0.33083129999999999]
[0.27777879999999999,null,0.33083129999999999]
[0.27777879999999999,null,0.33083129999999999]
[0.27777879999999999,null,0.33083129999999999]
[0.27777879999999999,null,0.33083129999999999]
[0.27777879999999999,null,0.33083129999999999]
[0.27777879999999999,null,0.33083129999999999]
[0.27777879999999999,null,0.33083129999999999]
[0.27777879999999999,null,0.33083129999999999]
[0.27777879999999999,null,0.33083129999999999]
[0.27777879999999999,null,0.33083129999999999]
[0.27777879999999999,null,0.33083129999999999]
[0.27777879999999999,null,0.33083129999999999]
[0.27777879999999999,null,0.33083129999999999]
[0.27777879999999999,null,0.33083129999999999]
[0.27777879999999999,null,0.33083129999999999]
[0.27777879999999999,null,0.33083129999999999]
[0.27777879999999999,null,0.33073720000000001]
[0.27777879999999999,null,0.33073720000000001]
[0.27777879999999999,null,0.33050810000000003]
[0.27777879999999999,null,0.33050810000000003]
[0.27762870000000001,null,0.33050810000000003]
[0.27762870000000001,null,0.33050810000000003]
[0.27762870000000001,null,0.33050810000000003]
[0.27762870000000001,null,0.33050810000000003]
[0.2776286,null,0.33033580000000001]
[0.2776286,null,0.33033580000000001]
[0.2776286,null,0.33033580000000001]
[0.277557,null,0.33033580000000001]
[0.27748529999999999,null,0.33033580000000001]
[0.27728350000000002,null,0.33033580000000001]
[0.27728350000000002,null,0.33033580000000001]
[0.27728350000000002,null,0.33033580000000001]
[0.27728350000000002,null,0.33033580000000001]
[0.27728350000000002,null,0.33033580000000001]
[0.27728350000000002,null,0.33033580000000001]
[0.27728350000000002,null,0.33033580000000001]
[0.27728350000000002,null,0.33033580000000001]
[0.27728350000000002,null,0.33033580000000001]
[0.27728350000000002,null,0.33033580000000001]
[0.27716869999999999,null,0.33033580000000001]
[0.27716869999999999,null,0.33033580000000001]
[0.27716869999999999,null,0.33002670000000001]
[0.27716869999999999,null,0.33002670000000001]
[0.27716869999999999,null,0.33002670000000001]
[0.27716869999999999,null,0.33002670000000001]
[0.27716869999999999,null,0.33002670000000001]
[0.27716869999999999,null,0.32989420000000003]
[0.27716869999999999,null,0.32989420000000003]
[0.27716869999999999,null,0.32989420000000003]
[0.27716869999999999,null,0.32989420000000003]
[0.27716869999999999,null,0.32989420000000003]
[0.27716869999999999,null,0.32989420000000003]
[0.27716869999999999,null,0.32989420000000003]
[0.27716869999999999,null,0.32989420000000003]
[0.27716869999999999,null,0.32989420000000003]
[0.27716869999999999,null,0.32989420000000003]
[0.27716869999999999,null,0.32989420000000003]
[0.27716869999999999,null,0.32989420000000003]
[0.27716869999999999,null,0.32989420000000003]
[0.27716869999999999,null,0.32989420000000003]
[0.27716869999999999,null,0.32972200000000002]
[0.27716869999999999,null,0.32972200000000002]
[0.27716869999999999,null,0.32972200000000002]
[0.27716869999999999,null,0.32939869999999999]
[0.27716869999999999,null,0.32939869999999999]
[0.27716869999999999,null,0.32939869999999999]
[0.27716869999999999,null,0.32939869999999999]
[0.27716869999999999,null,0.32939869999999999]
[0.2770185,null,0.32939869999999999]
[0.2770185,null,0.32939869999999999]
[0.2770185,null,0.32939869999999999]
[0.2770185,null,0.32939869999999999]
[0.2770185,null,0.32939869999999999]
[0.2770185,null,0.32939869999999999]
[0.2770185,null,0.32939869999999999]
[0.2770185,null,0.32939869999999999]
[0.2770185,null,0.32939869999999999]
[0.2770185,null,0.32939869999999999]
[0.27690369999999997,null,0.32939869999999999]
[0.27690369999999997,null,0.32939869999999999]
[0.27690369999999997,null,0.32939869999999999]
[0.27690369999999997,null,0.32939869999999999]
[0.27690369999999997,null,0.32939869999999999]
[0.27690369999999997,null,0.32939869999999999]
[0.27690369999999997,null,0.32939869999999999]
[0.27690369999999997,null,0.32939869999999999]
[0.27690369999999997,null,0.32939869999999999]
[0.27690369999999997,null,0.32939869999999999]
[0.27690369999999997,null,0.32939869999999999]
[0.27690369999999997,null,0.32939869999999999]
[0.27690369999999997,null,0.32939869999999999]
[0.27673510000000001,null,0.32939869999999999]
[0.27642309999999998,null,0.32939869999999999]
[0.27642309999999998,null,0.32939869999999999]
[0.27642309999999998,null,0.32939869999999999]
[0.27642309999999998,null,0.32939869999999999]
[0.27642309999999998,null,0.32939869999999999]
[0.27642309999999998,null,0.32908959999999998]
[0.27642309999999998,null,0.3289012]
[0.27642309999999998,null,0.32872899999999999]
[0.27642309999999998,null,0.32872899999999999]
[0.27642309999999998,null,0.32872899999999999]
[0.27642309999999998,null,0.32872899999999999]
[0.27642309999999998,null,0.32872899999999999]
[0.27642309999999998,null,0.32872899999999999]
[0.27642309999999998,null,0.32872899999999999]
[0.2762213,null,0.32872899999999999]
[0.2762213,null,0.32859650000000001]
[0.2762213,null,0.32859650000000001]
[0.2762213,null,0.32859650000000001]
[0.2762213,null,0.32859650000000001]
[0.2762213,null,0.32846160000000002]
[0.2762212,null,0.32846160000000002]
[0.2762212,null,0.32846160000000002]
[0.27607110000000001,null,0.32846160000000002]
[0.27607110000000001,null,0.32846160000000002]
[0.27607110000000001,null,0.32846160000000002]
[0.27607110000000001,null,0.32846160000000002]
[0.27607110000000001,null,0.32846160000000002]
[0.27607110000000001,null,0.32846160000000002]
[0.27607110000000001,null,0.32846160000000002]
[0.27607110000000001,null,0.32846160000000002]
[0.27607110000000001,null,0.32846160000000002]
[0.27607110000000001,null,0.32846160000000002]
[0.27595629999999999,null,0.32846160000000002]
[0.27595629999999999,null,0.32846160000000002]
[0.27595629999999999,null,0.32846160000000002]
[0.27595629999999999,null,0.32846160000000002]
[0.27595629999999999,null,0.32846160000000002]
[0.27595629999999999,null,0.32846160000000002]
[0.27595629999999999,null,0.32846160000000002]
[0.27595629999999999,null,0.32846160000000002]
[0.27595629999999999,null,0.32846160000000002]
[0.27595629999999999,null,0.32846160000000002]
[0.27595629999999999,null,0.32846160000000002]
[0.27595629999999999,null,0.32846160000000002]
[0.27595629999999999,null,0.32846160000000002]
[0.27595629999999999,null,0.32836739999999998]
[0.27581290000000003,null,0.32827319999999999]
[0.27581290000000003,null,0.32827319999999999]
[0.27581290000000003,null,0.32827319999999999]
[0.27581290000000003,null,0.32810099999999998]
[0.27581290000000003,null,0.32810099999999998]
[0.27581290000000003,null,0.32810099999999998]
[0.27581290000000003,null,0.32810099999999998]
[0.27581290000000003,null,0.32810099999999998]
[0.27581290000000003,null,0.32810099999999998]
[0.27581290000000003,null,0.32810099999999998]
[0.27581290000000003,null,0.32810099999999998]
[0.27581290000000003,null,0.32810099999999998]
[0.27581290000000003,null,0.32810099999999998]
[0.27581290000000003,null,0.32810099999999998]
[0.27581290000000003,null,0.32810099999999998]
[0.27581290000000003,null,0.32810099999999998]
[0.27581290000000003,null,0.32803480000000002]
[0.27581290000000003,null,0.3279685]
[0.27581290000000003,null,0.3279685]
[0.27581290000000003,null,0.3279685]
[0.27581290000000003,null,0.3279685]
[0.27581290000000003,null,0.3279685]
[0.27581290000000003,null,0.3279685]
[0.27581290000000003,null,0.32765939999999999]
[0.2756981,null,0.3275245]
[0.2756981,null,0.3275245]
[0.2756981,null,0.3275245]
[0.27554800000000002,null,0.3275245]
[0.27554800000000002,null,0.3275245]
[0.27554800000000002,null,0.3275245]
[0.27554800000000002,null,0.32735219999999998]
[0.27554800000000002,null,0.32735219999999998]
[0.27554800000000002,null,0.32735219999999998]
[0.27554800000000002,null,0.32735219999999998]
[0.27554800000000002,null,0.32735219999999998]
[0.27554800000000002,null,0.32735219999999998]
[0.27554800000000002,null,0.32735219999999998]
[0.27534609999999998,null,0.32735219999999998]
[0.27534609999999998,null,0.32735219999999998]
[0.27534609999999998,null,0.32735219999999998]
[0.27534609999999998,null,0.32735219999999998]
[0.27534609999999998,null,0.32735219999999998]
[0.27534609999999998,null,0.32716390000000001]
[0.27534609999999998,null,0.32716390000000001]
[0.27534609999999998,null,0.32716390000000001]
[0.27534609999999998,null,0.32716390000000001]
[0.27534609999999998,null,0.32716390000000001]
[0.27534609999999998,null,0.32716390000000001]
[0.27534609999999998,null,0.32716390000000001]
[0.27534609999999998,null,0.32716390000000001]
[0.27534609999999998,null,0.32716390000000001]
[0.27534609999999998,null,0.32716390000000001]
[0.27534609999999998,null,0.32716390000000001]
[0.27534609999999998,null,0.32716390000000001]
[0.27534609999999998,null,0.32716390000000001]
[0.27534609999999998,null,0.32716390000000001]
[0.27520280000000003,null,0.32716390000000001]
[0.27520280000000003,null,0.32716390000000001]
[0.27520280000000003,null,0.32716390000000001]
[0.27520280000000003,null,0.32716390000000001]
[0.27520280000000003,null,0.32716390000000001]
[0.27520280000000003,null,0.32716390000000001]
[0.27520280000000003,null,0.32716390000000001]
[0.27505259999999998,null,0.32716390000000001]
[0.27505259999999998,null,0.32716390000000001]
[0.27505259999999998,null,0.32716390000000001]
[0.27505259999999998,null,0.32716390000000001]
[0.27505259999999998,null,0.32699159999999999]
[0.27505259999999998,null,0.32699159999999999]
[0.27505259999999998,null,0.32699159999999999]
[0.27505259999999998,null,0.32699159999999999]
[0.27493780000000001,null,0.32699159999999999]
[0.27493780000000001,null,0.32699159999999999]
[0.27493780000000001,null,0.3268567]
[0.27493780000000001,null,0.3268567]
[0.27493780000000001,null,0.3268567]
[0.27493780000000001,null,0.3268567]
[0.27460050000000003,null,0.3268567]
[0.27460050000000003,null,0.3268567]
[0.27460050000000003,null,0.3268567]
[0.27460050000000003,null,0.3268566]
[0.27460050000000003,null,0.3268566]
[0.27460050000000003,null,0.3268566]
[0.27460050000000003,null,0.3268566]
[0.27460050000000003,null,0.3268566]
[0.27460050000000003,null,0.32666830000000002]
[0.27460050000000003,null,0.32666830000000002]
[0.27460050000000003,null,0.32666830000000002]
[0.27460050000000003,null,0.32666830000000002]
[0.2743987,null,0.32666830000000002]
[0.2743987,null,0.32653589999999999]
[0.2743987,null,0.32622679999999998]
[0.2743987,null,0.32622679999999998]
[0.2743987,null,0.32622679999999998]
[0.2743987,null,0.32622679999999998]
[0.2743987,null,0.32622679999999998]
[0.2743987,null,0.32622679999999998]
[0.2743987,null,0.32622679999999998]
[0.2743987,null,0.32622679999999998]
[0.2743987,null,0.32622679999999998]
[0.2743987,null,0.32622679999999998]
[0.2743987,null,0.32622679999999998]
[0.2743987,null,0.32622679999999998]
[0.2743987,null,0.32622679999999998]
[0.2743987,null,0.32622679999999998]
[0.27410519999999999,null,0.32622679999999998]
[0.27410519999999999,null,0.32605450000000002]
[0.27410519999999999,null,0.32605450000000002]
[0.27410519999999999,null,0.32605450000000002]
[0.27410519999999999,null,0.32605450000000002]
[0.27410519999999999,null,0.32605450000000002]
[0.27410519999999999,null,0.32605450000000002]
[0.27410519999999999,null,0.32605450000000002]
[0.27410519999999999,null,0.32605450000000002]
[0.27410519999999999,null,0.32605450000000002]
[0.27410519999999999,null,0.32605450000000002]
[0.27410519999999999,null,0.32605450000000002]
[0.27410519999999999,null,0.32591949999999997]
[0.27410519999999999,null,0.32591949999999997]
[0.27410519999999999,null,0.32591949999999997]
[0.27410519999999999,null,0.32591949999999997]
[0.27410519999999999,null,0.32591949999999997]
[0.27410519999999999,null,0.32591949999999997]
[0.27410519999999999,null,0.32591949999999997]
[0.27410519999999999,null,0.32591949999999997]
[0.27410519999999999,null,0.32591949999999997]
[0.27399040000000002,null,0.32591949999999997]
[0.27399040000000002,null,0.32591949999999997]
[0.27399040000000002,null,0.32591949999999997]
[0.27399040000000002,null,0.32591949999999997]
[0.27399040000000002,null,0.32591949999999997]
[0.27399040000000002,null,0.32591949999999997]
[0.27399040000000002,null,0.32591949999999997]
[0.27399040000000002,null,0.32591949999999997]
[0.27399040000000002,null,0.32591949999999997]
[0.27399040000000002,null,0.32591949999999997]
[0.27399040000000002,null,0.32591949999999997]
[0.27399040000000002,null,0.3257312]
[0.27399040000000002,null,0.3257312]
[0.27399040000000002,null,0.3257312]
[0.27399040000000002,null,0.3257312]
[0.27399040000000002,null,0.32555899999999999]
[0.27399040000000002,null,0.32555899999999999]
[0.27399040000000002,null,0.32555899999999999]
[0.27399040000000002,null,0.32555899999999999]
[0.27399040000000002,null,0.32555899999999999]
[0.27399040000000002,null,0.32555899999999999]
[0.27399040000000002,null,0.32555899999999999]
[0.27399040000000002,null,0.32555899999999999]
[0.27399040000000002,null,0.32555899999999999]
[0.27399040000000002,null,0.32555899999999999]
[0.27399040000000002,null,0.32555889999999998]
[0.27399040000000002,null,0.32555889999999998]
[0.27399040000000002,null,0.32524979999999998]
[0.27384700000000001,null,0.32524979999999998]
[0.27384700000000001,null,0.32524979999999998]
[0.27384700000000001,null,0.32524979999999998]
[0.27384700000000001,null,0.32524979999999998]
[0.27369690000000002,null,0.32524979999999998]
[0.27369690000000002,null,0.32524979999999998]
[0.27349509999999999,null,0.32524979999999998]
[0.27349509999999999,null,0.32524979999999998]
[0.27349509999999999,null,0.32524979999999998]
[0.27349509999999999,null,0.32524979999999998]
[0.27349509999999999,null,0.32524979999999998]
[0.27349509999999999,null,0.32524979999999998]
[0.27349509999999999,null,0.32524979999999998]
[0.27349509999999999,null,0.32524979999999998]
[0.27349509999999999,null,0.32524979999999998]
[0.27349509999999999,null,0.32524979999999998]
[0.27349509999999999,null,0.32524979999999998]
[0.27349509999999999,null,0.32524979999999998]
[0.27349509999999999,null,0.32524979999999998]
[0.27349509999999999,null,0.32524979999999998]
[0.27349509999999999,null,0.32511489999999998]
[0.27338030000000002,null,0.3247543]
[0.27338030000000002,null,0.3247543]
[0.27338030000000002,null,0.3247543]
[0.27338030000000002,null,0.3247543]
[0.27338030000000002,null,0.3247543]
[0.27338030000000002,null,0.3247543]
[0.27338030000000002,null,0.3247543]
[0.27338030000000002,null,0.3247543]
[0.27338030000000002,null,0.3247543]
[0.27338020000000002,null,0.3247543]
[0.27338020000000002,null,0.3247543]
[0.27338020000000002,null,0.3247543]
[0.27304299999999998,null,0.3247543]
[0.27304299999999998,null,0.3247543]
[0.27304299999999998,null,0.3247543]
[0.27304299999999998,null,0.3247543]
[0.27304299999999998,null,0.3247543]
[0.27304299999999998,null,0.3247543]
[0.27304299999999998,null,0.3247543]
[0.27304299999999998,null,0.3247543]
[0.27304299999999998,null,0.3247543]
[0.27304299999999998,null,0.3247543]
[0.27304299999999998,null,0.3247543]
[0.27304299999999998,null,0.32462180000000002]
[0.27304299999999998,null,0.32462180000000002]
[0.27289279999999999,null,0.32462180000000002]
[0.27289279999999999,null,0.32462180000000002]
[0.27289279999999999,null,0.32462180000000002]
[0.27289279999999999,null,0.32462180000000002]
[0.27289279999999999,null,0.32462180000000002]
[0.27289279999999999,null,0.32462180000000002]
[0.27289279999999999,null,0.32462180000000002]
[0.27274949999999998,null,0.32462180000000002]
[0.27274949999999998,null,0.32443349999999999]
[0.27274949999999998,null,0.32443349999999999]
[0.27274949999999998,null,0.32426129999999997]
[0.27274949999999998,null,0.32426129999999997]
[0.27274949999999998,null,0.32426129999999997]
[0.27274949999999998,null,0.32426129999999997]
[0.27274949999999998,null,0.32426129999999997]
[0.27274949999999998,null,0.32426129999999997]
[0.27274949999999998,null,0.32426129999999997]
[0.27274949999999998,null,0.32426129999999997]
[0.27274949999999998,null,0.32426129999999997]
[0.2725477,null,0.32426129999999997]
[0.2725477,null,0.32426129999999997]
[0.2725477,null,0.32426120000000003]
[0.2725477,null,0.32426120000000003]
[0.2725477,null,0.32395210000000002]
[0.2725477,null,0.32395210000000002]
[0.2725477,null,0.32395210000000002]
[0.2725477,null,0.32395210000000002]
[0.2725477,null,0.32395210000000002]
[0.2725477,null,0.32395210000000002]
[0.2725477,null,0.32381720000000003]
[0.2725477,null,0.32381720000000003]
[0.2725477,null,0.32381720000000003]
[0.2725477,null,0.32381720000000003]
[0.2725477,null,0.32381720000000003]
[0.27243279999999997,null,0.32381720000000003]
[0.27243279999999997,null,0.32381720000000003]
[0.27243279999999997,null,0.32381720000000003]
[0.27243279999999997,null,0.32381720000000003]
[0.27243279999999997,null,0.32381720000000003]
[0.27243279999999997,null,0.32381720000000003]
[0.27243279999999997,null,0.32381720000000003]
[0.27243279999999997,null,0.32381720000000003]
[0.27243279999999997,null,0.32381720000000003]
[0.27243279999999997,null,0.3236289]
[0.27243279999999997,null,0.3236289]
[0.27243279999999997,null,0.32345659999999998]
[0.27243279999999997,null,0.32345659999999998]
[0.27243279999999997,null,0.32345659999999998]
[0.27228269999999999,null,0.32345659999999998]
[0.27228269999999999,null,0.32345659999999998]
[0.27228269999999999,null,0.32345659999999998]
[0.27228269999999999,null,0.32345659999999998]
[0.27228269999999999,null,0.32345659999999998]
[0.27228269999999999,null,0.32345659999999998]
[0.27228269999999999,null,0.32345659999999998]
[0.27228269999999999,null,0.32345659999999998]
[0.27228269999999999,null,0.32345659999999998]
[0.27213929999999997,null,0.32345659999999998]
[0.27213929999999997,null,0.32345659999999998]
[0.27213929999999997,null,0.32345659999999998]
[0.27213929999999997,null,0.32345659999999998]
[0.27213929999999997,null,0.32345659999999998]
[0.27213929999999997,null,0.32345659999999998]
[0.27213929999999997,null,0.32345659999999998]
[0.27213929999999997,null,0.32345659999999998]
[0.27213929999999997,null,0.3233241]
[0.27213929999999997,null,0.3233241]
[0.27213929999999997,null,0.3233241]
[0.27213929999999997,null,0.3233241]
[0.27213929999999997,null,0.3233241]
[0.27213929999999997,null,0.3233241]
[0.27213929999999997,null,0.32318920000000001]
[0.27213929999999997,null,0.32318920000000001]
[0.27213929999999997,null,0.32318920000000001]
[0.27213929999999997,null,0.32318920000000001]
[0.27213929999999997,null,0.32318920000000001]
[0.27213929999999997,null,0.32318920000000001]
[0.27213929999999997,null,0.32318920000000001]
[0.27213929999999997,null,0.32318920000000001]
[0.27213929999999997,null,0.32318920000000001]
[0.27213929999999997,null,0.32318920000000001]
[0.2720245,null,0.32318920000000001]
[0.27185589999999998,null,0.32318920000000001]
[0.27168720000000002,null,0.32318920000000001]
[0.27168720000000002,null,0.32318920000000001]
[0.27168720000000002,null,0.32300089999999998]
[0.27168720000000002,null,0.32300089999999998]
[0.27168720000000002,null,0.32300089999999998]
[0.27168720000000002,null,0.32300089999999998]
[0.27168720000000002,null,0.32300089999999998]
[0.2715863,null,0.32300089999999998]
[0.27148539999999999,null,0.32300089999999998]
[0.27148539999999999,null,0.32300089999999998]
[0.27148539999999999,null,0.32300089999999998]
[0.27148539999999999,null,0.32282860000000002]
[0.27134209999999997,null,0.32282860000000002]
[0.27134209999999997,null,0.32282860000000002]
[0.27134209999999997,null,0.32282860000000002]
[0.27134209999999997,null,0.32282860000000002]
[0.27134209999999997,null,0.32282860000000002]
[0.27134209999999997,null,0.32282860000000002]
[0.27134209999999997,null,0.32282860000000002]
[0.27134209999999997,null,0.32282860000000002]
[0.27134209999999997,null,0.32282860000000002]
[0.27134209999999997,null,0.32282860000000002]
[0.27119189999999999,null,0.32282860000000002]
[0.27119189999999999,null,0.32282860000000002]
[0.27119189999999999,null,0.32282860000000002]
[0.27119189999999999,null,0.32282860000000002]
[0.27119189999999999,null,0.32251950000000001]
[0.27119189999999999,null,0.32251950000000001]
[0.27119189999999999,null,0.32251950000000001]
[0.27119189999999999,null,0.32251950000000001]
[0.27119189999999999,null,0.32251950000000001]
[0.27119189999999999,null,0.32251950000000001]
[0.27119189999999999,null,0.32251950000000001]
[0.27119189999999999,null,0.32238450000000002]
[0.27119189999999999,null,0.32238450000000002]
[0.27119189999999999,null,0.32238450000000002]
[0.27119189999999999,null,0.32238450000000002]
[0.27119189999999999,null,0.32238450000000002]
[0.27119189999999999,null,0.32238450000000002]
[0.27119189999999999,null,0.32238450000000002]
[0.27119189999999999,null,0.32238450000000002]
[0.27119189999999999,null,0.32238450000000002]
[0.27119189999999999,null,0.32238450000000002]
[0.27119189999999999,null,0.32238450000000002]
[0.27119189999999999,null,0.32238450000000002]
[0.27119189999999999,null,0.32238450000000002]
[0.27119189999999999,null,0.32238450000000002]
[0.27119189999999999,null,0.32238450000000002]
[0.27107710000000002,null,0.32238450000000002]
[0.27107710000000002,null,0.32221230000000001]
[0.27107710000000002,null,0.3218915]
[0.27107710000000002,null,0.3218915]
[0.27107710000000002,null,0.3218915]
[0.27107710000000002,null,0.3218915]
[0.27107710000000002,null,0.3218915]
[0.27107710000000002,null,0.3218915]
[0.2709337,null,0.3218915]
[0.2709337,null,0.3218915]
[0.2709337,null,0.3218915]
[0.2709337,null,0.3218915]
[0.2709337,null,0.3218915]
[0.2709337,null,0.3218915]
[0.2709337,null,0.3218915]
[0.2709337,null,0.3218915]
[0.27073190000000003,null,0.3218915]
[0.27073190000000003,null,0.3218915]
[0.27073190000000003,null,0.3218915]
[0.27073190000000003,null,0.3218915]
[0.27073190000000003,null,0.3218915]
[0.27073190000000003,null,0.3218915]
[0.27073190000000003,null,0.3218915]
[0.27073190000000003,null,0.3218915]
[0.27073190000000003,null,0.3218915]
[0.27073190000000003,null,0.3218915]
[0.27073190000000003,null,0.3218915]
[0.27058179999999998,null,0.3218915]
[0.27058179999999998,null,0.3218915]
[0.27058179999999998,null,0.3218915]
[0.27058179999999998,null,0.3218915]
[0.27058179999999998,null,0.32171919999999998]
[0.27058179999999998,null,0.32171919999999998]
[0.27058179999999998,null,0.32171919999999998]
[0.27058179999999998,null,0.32171919999999998]
[0.27058179999999998,null,0.32171919999999998]
[0.27058179999999998,null,0.32146340000000001]
[0.27058179999999998,null,0.32139590000000001]
[0.27058179999999998,null,0.32139590000000001]
[0.27058179999999998,null,0.32139590000000001]
[0.27058179999999998,null,0.32139590000000001]
[0.27058179999999998,null,0.32139590000000001]
[0.27058179999999998,null,0.32139590000000001]
[0.27058179999999998,null,0.32139590000000001]
[0.27058179999999998,null,0.32139590000000001]
[0.27058179999999998,null,0.32139590000000001]
[0.27058179999999998,null,0.32139590000000001]
[0.27046690000000001,null,0.32139590000000001]
[0.27046690000000001,null,0.32139590000000001]
[0.27046690000000001,null,0.32139590000000001]
[0.27012969999999997,null,0.32139590000000001]
[0.27012969999999997,null,0.32139590000000001]
[0.27012969999999997,null,0.32139590000000001]
[0.27012969999999997,null,0.32139590000000001]
[0.27012969999999997,null,0.32139590000000001]
[0.27012969999999997,null,0.32139590000000001]
[0.27012969999999997,null,0.32139590000000001]
[0.27012969999999997,null,0.32139590000000001]
[0.27012969999999997,null,0.32139590000000001]
[0.26998630000000001,null,0.32108680000000001]
[0.26998630000000001,null,0.32108680000000001]
[0.26998630000000001,null,0.32108680000000001]
[0.26998630000000001,null,0.32108680000000001]
[0.26998630000000001,null,0.32095439999999997]
[0.26998630000000001,null,0.32095439999999997]
[0.26998630000000001,null,0.32095439999999997]
[0.26998630000000001,null,0.32095439999999997]
[0.26998630000000001,null,0.32095439999999997]
[0.26998630000000001,null,0.32095439999999997]
[0.26998630000000001,null,0.32095439999999997]
[0.26983620000000003,null,0.32095439999999997]
[0.26983620000000003,null,0.32078210000000001]
[0.26983620000000003,null,0.32078210000000001]
[0.26983620000000003,null,0.32078210000000001]
[0.26983620000000003,null,0.32078210000000001]
[0.26983620000000003,null,0.32078210000000001]
[0.26983620000000003,null,0.32078210000000001]
[0.26983620000000003,null,0.32078210000000001]
[0.26983620000000003,null,0.32078210000000001]
[0.26983620000000003,null,0.32078210000000001]
[0.2696344,null,0.32059379999999998]
[0.26963429999999999,null,0.32059379999999998]
[0.26963429999999999,null,0.32059379999999998]
[0.26963429999999999,null,0.32059379999999998]
[0.26963429999999999,null,0.32059379999999998]
[0.26963429999999999,null,0.32059379999999998]
[0.26963429999999999,null,0.32045879999999999]
[0.26963429999999999,null,0.32045879999999999]
[0.26963429999999999,null,0.32045879999999999]
[0.26963429999999999,null,0.32045879999999999]
[0.26951950000000002,null,0.32045879999999999]
[0.26951950000000002,null,0.32045879999999999]
[0.26951950000000002,null,0.32045879999999999]
[0.26951950000000002,null,0.32045879999999999]
[0.26951950000000002,null,0.32045879999999999]
[0.26951950000000002,null,0.32045879999999999]
[0.26951950000000002,null,0.32045879999999999]
[0.26951950000000002,null,0.32045879999999999]
[0.26951950000000002,null,0.32045879999999999]
[0.26951950000000002,null,0.32045879999999999]
[0.26951950000000002,null,0.32045879999999999]
[0.26951950000000002,null,0.32045879999999999]
[0.26951950000000002,null,0.32045879999999999]
[0.26951950000000002,null,0.32045879999999999]
[0.26951950000000002,null,0.32045879999999999]
[0.26951950000000002,null,0.32045879999999999]
[0.26951950000000002,null,0.32045879999999999]
[0.26951950000000002,null,0.32045879999999999]
[0.26951950000000002,null,0.32045879999999999]
[0.26951950000000002,null,0.32045879999999999]
[0.26951950000000002,null,0.32045879999999999]
[0.26937620000000001,null,0.32045879999999999]
[0.26937620000000001,null,0.32045879999999999]
[0.26937620000000001,null,0.32045879999999999]
[0.26937620000000001,null,0.32045879999999999]
[0.26937620000000001,null,0.32027050000000001]
[0.26937620000000001,null,0.32027050000000001]
[0.26937620000000001,null,0.3200982]
[0.26937620000000001,null,0.3200982]
[0.26937620000000001,null,0.3200982]
[0.26922600000000002,null,0.3200982]
[0.26922600000000002,null,0.3200982]
[0.26922600000000002,null,0.3200982]
[0.26922600000000002,null,0.3200982]
[0.26922600000000002,null,0.3200982]
[0.26922600000000002,null,0.3200982]
[0.26922600000000002,null,0.3200982]
[0.26922600000000002,null,0.3200982]
[0.26922600000000002,null,0.31996330000000001]
[0.26922600000000002,null,0.31996330000000001]
[0.26922600000000002,null,0.31996330000000001]
[0.26922600000000002,null,0.31983080000000003]
[0.26922600000000002,null,0.31983080000000003]
[0.26922600000000002,null,0.31983080000000003]
[0.26922600000000002,null,0.31983080000000003]
[0.26922600000000002,null,0.31983080000000003]
[0.26922600000000002,null,0.31983080000000003]
[0.26922600000000002,null,0.31983080000000003]
[0.26922600000000002,null,0.31983080000000003]
[0.26922600000000002,null,0.31983080000000003]
[0.26922600000000002,null,0.31983080000000003]
[0.26922600000000002,null,0.31983080000000003]
[0.26902419999999999,null,0.31983080000000003]
[0.26902419999999999,null,0.31983080000000003]
[0.26902419999999999,null,0.31983080000000003]
[0.26902419999999999,null,0.31983080000000003]
[0.26902419999999999,null,0.31965860000000001]
[0.26890940000000002,null,0.31934950000000001]
[0.26890940000000002,null,0.31934950000000001]
[0.26890940000000002,null,0.31934950000000001]
[0.26890940000000002,null,0.31934950000000001]
[0.26890940000000002,null,0.31934950000000001]
[0.26890940000000002,null,0.31934950000000001]
[0.26890940000000002,null,0.31934950000000001]
[0.26890940000000002,null,0.31934950000000001]
[0.26890940000000002,null,0.31934950000000001]
[0.26890940000000002,null,0.31934950000000001]
[0.26890940000000002,null,0.31934950000000001]
[0.26890940000000002,null,0.31934950000000001]
[0.26890940000000002,null,0.31934950000000001]
[0.26890940000000002,null,0.31916109999999998]
[0.26890940000000002,null,0.31916109999999998]
[0.268766,null,0.31916109999999998]
[0.268766,null,0.31916109999999998]
[0.268766,null,0.31916109999999998]
[0.268766,null,0.31916109999999998]
[0.268766,null,0.31916109999999998]
[0.268766,null,0.31916109999999998]
[0.268766,null,0.31916109999999998]
[0.268766,null,0.31916109999999998]
[0.268766,null,0.31916109999999998]
[0.268766,null,0.31916109999999998]
[0.268766,null,0.31916109999999998]
[0.268766,null,0.31916109999999998]
[0.268766,null,0.31916109999999998]
[0.268766,null,0.31916109999999998]
[0.268766,null,0.31916109999999998]
[0.26861590000000002,null,0.31902619999999998]
[0.26861590000000002,null,0.31902619999999998]
[0.26861590000000002,null,0.31902619999999998]
[0.26861590000000002,null,0.31902619999999998]
[0.26861590000000002,null,0.31902619999999998]
[0.26861590000000002,null,0.31902619999999998]
[0.26861590000000002,null,0.31902619999999998]
[0.26827859999999998,null,0.31902619999999998]
[0.26827859999999998,null,0.31902619999999998]
[0.26827859999999998,null,0.31902619999999998]
[0.26827859999999998,null,0.31902619999999998]
[0.26827859999999998,null,0.31902619999999998]
[0.26827859999999998,null,0.31885390000000002]
[0.26827859999999998,null,0.31885390000000002]
[0.26827859999999998,null,0.31885390000000002]
[0.26827859999999998,null,0.31885390000000002]
[0.26827859999999998,null,0.31885390000000002]
[0.26827859999999998,null,0.31885390000000002]
[0.26827859999999998,null,0.31885390000000002]
[0.26827859999999998,null,0.31866559999999999]
[0.26827859999999998,null,0.31866559999999999]
[0.26827859999999998,null,0.31866559999999999]
[0.26827859999999998,null,0.31866559999999999]
[0.26827859999999998,null,0.31866559999999999]
[0.26816380000000001,null,0.31866559999999999]
[0.26816380000000001,null,0.31866559999999999]
[0.26816380000000001,null,0.31866559999999999]
[0.26816380000000001,null,0.31866559999999999]
[0.26816380000000001,null,0.31866559999999999]
[0.26816380000000001,null,0.31866559999999999]
[0.26816380000000001,null,0.31866559999999999]
[0.26816380000000001,null,0.31866559999999999]
[0.26816380000000001,null,0.31866559999999999]
[0.26816380000000001,null,0.31853310000000001]
[0.26816380000000001,null,0.31853310000000001]
[0.26816380000000001,null,0.31853310000000001]
[0.26816380000000001,null,0.31853310000000001]
[0.26796199999999998,null,0.31853310000000001]
[0.26796199999999998,null,0.31853310000000001]
[0.26781179999999999,null,0.31853310000000001]
[0.26781179999999999,null,0.31853310000000001]
[0.26781179999999999,null,0.31853310000000001]
[0.26781179999999999,null,0.31853310000000001]
[0.26781179999999999,null,0.31853310000000001]
[0.26781179999999999,null,0.31853310000000001]
[0.26766849999999998,null,0.31853310000000001]
[0.26766849999999998,null,0.31839820000000002]
[0.26766849999999998,null,0.31839820000000002]
[0.26766849999999998,null,0.31839820000000002]
[0.26766849999999998,null,0.31839820000000002]
[0.26766849999999998,null,0.31839820000000002]
[0.26766849999999998,null,0.31839820000000002]
[0.26766849999999998,null,0.31839820000000002]
[0.26766849999999998,null,0.31839820000000002]
[0.26766849999999998,null,0.31822590000000001]
[0.26766849999999998,null,0.31822590000000001]
[0.26766849999999998,null,0.31822590000000001]
[0.26766849999999998,null,0.31822590000000001]
[0.26766849999999998,null,0.31822590000000001]
[0.26766849999999998,null,0.31822590000000001]
[0.26766849999999998,null,0.31822590000000001]
[0.26766849999999998,null,0.31822590000000001]
[0.26766849999999998,null,0.31822590000000001]
[0.26766849999999998,null,0.31822590000000001]
[0.26766849999999998,null,0.31822590000000001]
[0.26766849999999998,null,0.31822590000000001]
[0.26766839999999997,null,0.31822590000000001]
[0.26766839999999997,null,0.31822590000000001]
[0.26766839999999997,null,0.31822590000000001]
[0.26766839999999997,null,0.31822590000000001]
[0.2675536,null,0.31822590000000001]
[0.2675536,null,0.31803759999999998]
[0.2675536,null,0.31803759999999998]
[0.2675536,null,0.31803759999999998]
[0.2675536,null,0.31803759999999998]
[0.2675536,null,0.31803759999999998]
[0.2675536,null,0.31803759999999998]
[0.2675536,null,0.31803759999999998]
[0.2675536,null,0.31803759999999998]
[0.2675536,null,0.31803759999999998]
[0.2675536,null,0.31803759999999998]
[0.2675536,null,0.31803759999999998]
[0.2675536,null,0.31803759999999998]
[0.2675536,null,0.31803759999999998]
[0.2675536,null,0.31803759999999998]
[0.2675536,null,0.31803759999999998]
[0.26740350000000002,null,0.31803759999999998]
[0.26740350000000002,null,0.31803759999999998]
[0.26740350000000002,null,0.3177702]
[0.26740350000000002,null,0.3177702]
[0.26740350000000002,null,0.3177702]
[0.26740350000000002,null,0.3177702]
[0.26740350000000002,null,0.3177702]
[0.26740350000000002,null,0.31759789999999999]
[0.26740350000000002,null,0.31759789999999999]
[0.26740350000000002,null,0.31759789999999999]
[0.26740350000000002,null,0.31759789999999999]
[0.26740350000000002,null,0.31759789999999999]
[0.26740350000000002,null,0.31759789999999999]
[0.26740350000000002,null,0.31759789999999999]
[0.26740350000000002,null,0.31759789999999999]
[0.26740350000000002,null,0.31759789999999999]
[0.2672601,null,0.31759789999999999]
[0.2672601,null,0.31759789999999999]
[0.26714529999999997,null,0.31759789999999999]
[0.26714529999999997,null,0.31759789999999999]
[0.26714529999999997,null,0.31759789999999999]
[0.26714529999999997,null,0.31728879999999998]
[0.26714529999999997,null,0.31728879999999998]
[0.26714529999999997,null,0.31728879999999998]
[0.26714529999999997,null,0.31728879999999998]
[0.26714529999999997,null,0.31728879999999998]
[0.26714529999999997,null,0.31728879999999998]
[0.26714529999999997,null,0.31728879999999998]
[0.26714529999999997,null,0.31728879999999998]
[0.2669435,null,0.31728879999999998]
[0.2669435,null,0.31728879999999998]
[0.2669435,null,0.31728879999999998]
[0.2669435,null,0.31728879999999998]
[0.2669435,null,0.31710050000000001]
[0.2669435,null,0.31710050000000001]
[0.2669435,null,0.31710050000000001]
[0.2669435,null,0.31710050000000001]
[0.2669435,null,0.31710050000000001]
[0.2669435,null,0.31710050000000001]
[0.2669435,null,0.31710050000000001]
[0.2669435,null,0.31710050000000001]
[0.26679330000000001,null,0.31710050000000001]
[0.26679330000000001,null,0.31710050000000001]
[0.26679330000000001,null,0.31710050000000001]
[0.26679330000000001,null,0.31710050000000001]
[0.26679330000000001,null,0.31710050000000001]
[0.26679330000000001,null,0.31692819999999999]
[0.26679330000000001,null,0.31692819999999999]
[0.26679330000000001,null,0.31692819999999999]
[0.26679330000000001,null,0.31692819999999999]
[0.26679330000000001,null,0.31692819999999999]
[0.26679330000000001,null,0.31692819999999999]
[0.26650990000000002,null,0.31692819999999999]
[0.2663413,null,0.31692819999999999]
[0.2663413,null,0.31692819999999999]
[0.2663413,null,0.3167933]
[0.2663413,null,0.3167933]
[0.2663413,null,0.3167933]
[0.2663413,null,0.3167933]
[0.2663413,null,0.3167933]
[0.2663413,null,0.3167933]
[0.2663413,null,0.3167933]
[0.2663413,null,0.3167933]
[0.26619789999999999,null,0.3167933]
[0.26619789999999999,null,0.3167933]
[0.26619789999999999,null,0.3167933]
[0.26619789999999999,null,0.3167933]
[0.26619789999999999,null,0.3167933]
[0.26619789999999999,null,0.3167933]
[0.26619789999999999,null,0.3167933]
[0.26619789999999999,null,0.3167933]
[0.26619789999999999,null,0.31672699999999998]
[0.26619789999999999,null,0.31666080000000002]
[0.26619789999999999,null,0.31666080000000002]
[0.26619789999999999,null,0.31666080000000002]
[0.26619789999999999,null,0.31666080000000002]
[0.26619789999999999,null,0.31666080000000002]
[0.26619789999999999,null,0.31666080000000002]
[0.26619789999999999,null,0.31647249999999999]
[0.26619789999999999,null,0.31647249999999999]
[0.26619789999999999,null,0.31647249999999999]
[0.26619789999999999,null,0.31647249999999999]
[0.26619789999999999,null,0.31647249999999999]
[0.26619789999999999,null,0.31647249999999999]
[0.26619789999999999,null,0.31647249999999999]
[0.26619789999999999,null,0.31647249999999999]
[0.2660477,null,0.31647249999999999]
[0.2660477,null,0.31647249999999999]
[0.2660477,null,0.31647249999999999]
[0.2660477,null,0.31647249999999999]
[0.2660477,null,0.31630019999999998]
[0.2657311,null,0.31630019999999998]
[0.2657311,null,0.31630019999999998]
[0.2657311,null,0.31630019999999998]
[0.2657311,null,0.31630019999999998]
[0.2657311,null,0.31630019999999998]
[0.2657311,null,0.31630019999999998]
[0.2657311,null,0.31630019999999998]
[0.2657311,null,0.31599110000000002]
[0.2657311,null,0.31599110000000002]
[0.2657311,null,0.31599110000000002]
[0.2657311,null,0.31599110000000002]
[0.2657311,null,0.31599110000000002]
[0.2657311,null,0.31599110000000002]
[0.2657311,null,0.31585619999999998]
[0.2657311,null,0.31585619999999998]
[0.2657311,null,0.31585619999999998]
[0.2657311,null,0.31585619999999998]
[0.2657311,null,0.31585619999999998]
[0.2657311,null,0.31585619999999998]
[0.2657311,null,0.31585619999999998]
[0.2657311,null,0.31585619999999998]
[0.2657311,null,0.31585619999999998]
[0.2657311,null,0.31585619999999998]
[0.2657311,null,0.31585619999999998]
[0.2657311,null,0.31585619999999998]
[0.2657311,null,0.3156678]
[0.2657311,null,0.3156678]
[0.2657311,null,0.3156678]
[0.2657311,null,0.31553540000000002]
[0.2657311,null,0.31553540000000002]
[0.2657311,null,0.31553540000000002]
[0.2657311,null,0.31553540000000002]
[0.2657311,null,0.31553540000000002]
[0.2657311,null,0.31553540000000002]
[0.26558100000000001,null,0.31553540000000002]
[0.26558100000000001,null,0.31553540000000002]
[0.2654376,null,0.31536310000000001]
[0.2654376,null,0.31536310000000001]
[0.2654376,null,0.31536310000000001]
[0.2654376,null,0.31536310000000001]
[0.2654376,null,0.31536310000000001]
[0.2654376,null,0.31536310000000001]
[0.2654376,null,0.31536310000000001]
[0.2654376,null,0.31536310000000001]
[0.2654376,null,0.31536310000000001]
[0.2654376,null,0.31536310000000001]
[0.2654376,null,0.31536310000000001]
[0.2654376,null,0.31536310000000001]
[0.2654376,null,0.31522820000000001]
[0.2654376,null,0.31522820000000001]
[0.2654376,null,0.31522820000000001]
[0.2654376,null,0.31522820000000001]
[0.2654376,null,0.31522820000000001]
[0.2654376,null,0.31522820000000001]
[0.26532280000000003,null,0.31522820000000001]
[0.26532280000000003,null,0.31522820000000001]
[0.26532280000000003,null,0.31522820000000001]
[0.26532280000000003,null,0.31522820000000001]
[0.26532280000000003,null,0.31522820000000001]
[0.26532280000000003,null,0.31522820000000001]
[0.26532280000000003,null,0.31522820000000001]
[0.26532280000000003,null,0.31522820000000001]
[0.26532280000000003,null,0.31522820000000001]
[0.26532280000000003,null,0.31522820000000001]
[0.26532280000000003,null,0.31522820000000001]
[0.26532280000000003,null,0.31522820000000001]
[0.26532280000000003,null,0.31522820000000001]
[0.26532280000000003,null,0.31522820000000001]
[0.26532280000000003,null,0.31522820000000001]
[0.26532280000000003,null,0.31522820000000001]
[0.26532280000000003,null,0.31522820000000001]
[0.26532280000000003,null,0.31522820000000001]
[0.26532280000000003,null,0.31522820000000001]
[0.26532280000000003,null,0.31522820000000001]
[0.26532280000000003,null,0.31522820000000001]
[0.26532280000000003,null,0.31522820000000001]
[0.265121,null,0.31522820000000001]
[0.265121,null,0.31503979999999998]
[0.26497080000000001,null,0.31503979999999998]
[0.26463360000000002,null,0.31503979999999998]
[0.26463360000000002,null,0.31486760000000003]
[0.26463360000000002,null,0.31486760000000003]
[0.26463360000000002,null,0.31486760000000003]
[0.26463360000000002,null,0.31486760000000003]
[0.26463360000000002,null,0.31486760000000003]
[0.26463360000000002,null,0.31486760000000003]
[0.26463360000000002,null,0.31486760000000003]
[0.26449020000000001,null,0.31455850000000002]
[0.26449020000000001,null,0.31455850000000002]
[0.26449020000000001,null,0.31455850000000002]
[0.26437539999999998,null,0.31455850000000002]
[0.26437539999999998,null,0.31455850000000002]
[0.26437539999999998,null,0.31455850000000002]
[0.26437539999999998,null,0.31442350000000002]
[0.26437539999999998,null,0.31442350000000002]
[0.26437539999999998,null,0.31429109999999999]
[0.26437539999999998,null,0.31429109999999999]
[0.26437539999999998,null,0.31429109999999999]
[0.26437539999999998,null,0.31429109999999999]
[0.26437539999999998,null,0.31429109999999999]
[0.26437539999999998,null,0.31429109999999999]
[0.26437539999999998,null,0.31429109999999999]
[0.26437539999999998,null,0.31429109999999999]
[0.26437539999999998,null,0.31429109999999999]
[0.26437539999999998,null,0.31429109999999999]
[0.26437539999999998,null,0.31429109999999999]
[0.26437539999999998,null,0.31429099999999999]
[0.26437539999999998,null,0.31429099999999999]
[0.26437539999999998,null,0.31429099999999999]
[0.26437539999999998,null,0.31411879999999998]
[0.26437539999999998,null,0.31411879999999998]
[0.26437539999999998,null,0.31411879999999998]
[0.26437539999999998,null,0.31411879999999998]
[0.26437539999999998,null,0.3139305]
[0.26437539999999998,null,0.3139305]
[0.26437539999999998,null,0.3139305]
[0.26437539999999998,null,0.3139305]
[0.26437539999999998,null,0.3139305]
[0.26437539999999998,null,0.3139305]
[0.26437539999999998,null,0.3139305]
[0.26437539999999998,null,0.3139305]
[0.26437539999999998,null,0.3139305]
[0.26437539999999998,null,0.3139305]
[0.26437539999999998,null,0.3139305]
[0.26437539999999998,null,0.3139305]
[0.26422519999999999,null,0.3139305]
[0.26422519999999999,null,0.3137955]
[0.26422519999999999,null,0.3137955]
[0.26422519999999999,null,0.3137955]
[0.26422519999999999,null,0.3137955]
[0.26422519999999999,null,0.3137955]
[0.26422519999999999,null,0.3137955]
[0.26422519999999999,null,0.3137955]
[0.26422519999999999,null,0.3137955]
[0.26422519999999999,null,0.3137955]
[0.26422519999999999,null,0.3137955]
[0.26422519999999999,null,0.3137955]
[0.26422519999999999,null,0.3137955]
[0.26422519999999999,null,0.3137955]
[0.26422519999999999,null,0.3137955]
[0.26422519999999999,null,0.3137955]
[0.26422519999999999,null,0.3137955]
[0.26402340000000002,null,0.3137955]
[0.26402340000000002,null,0.3137955]
[0.26388,null,0.31366309999999997]
[0.26388,null,0.31366309999999997]
[0.26388,null,0.31366309999999997]
[0.26388,null,0.31366309999999997]
[0.26388,null,0.31366309999999997]
[0.26388,null,0.31366309999999997]
[0.26388,null,0.31366309999999997]
[0.26388,null,0.31366309999999997]
[0.26388,null,0.31366309999999997]
[0.26388,null,0.31366309999999997]
[0.26388,null,0.31366309999999997]
[0.26388,null,0.31366309999999997]
[0.26388,null,0.3134747]
[0.26376519999999998,null,0.3134747]
[0.26376519999999998,null,0.31330249999999998]
[0.26376519999999998,null,0.31330249999999998]
[0.26376519999999998,null,0.31330249999999998]
[0.26376519999999998,null,0.31330249999999998]
[0.26376519999999998,null,0.31330249999999998]
[0.26376519999999998,null,0.31330249999999998]
[0.26376519999999998,null,0.31330249999999998]
[0.26376519999999998,null,0.31330249999999998]
[0.26376519999999998,null,0.31330249999999998]
[0.26376519999999998,null,0.31299339999999998]
[0.26376519999999998,null,0.31299339999999998]
[0.26376519999999998,null,0.31299339999999998]
[0.26376519999999998,null,0.31299339999999998]
[0.26376519999999998,null,0.31299339999999998]
[0.26376519999999998,null,0.31299339999999998]
[0.26376519999999998,null,0.31299339999999998]
[0.26376519999999998,null,0.31299339999999998]
[0.26376519999999998,null,0.31299339999999998]
[0.26376519999999998,null,0.31299339999999998]
[0.26376519999999998,null,0.31299339999999998]
[0.26361509999999999,null,0.31299339999999998]
[0.26361509999999999,null,0.31299339999999998]
[0.26361509999999999,null,0.31299329999999997]
[0.26361509999999999,null,0.31285839999999998]
[0.26361509999999999,null,0.31285839999999998]
[0.26361509999999999,null,0.31285839999999998]
[0.26361509999999999,null,0.31285839999999998]
[0.26361509999999999,null,0.31285839999999998]
[0.26361509999999999,null,0.31285839999999998]
[0.26361509999999999,null,0.31285839999999998]
[0.26327780000000001,null,0.31285839999999998]
[0.26327780000000001,null,0.31285839999999998]
[0.26327780000000001,null,0.31285839999999998]
[0.26327780000000001,null,0.31285839999999998]
[0.26327780000000001,null,0.31267010000000001]
[0.26327780000000001,null,0.31267010000000001]
[0.26327780000000001,null,0.31267010000000001]
[0.26327780000000001,null,0.31267010000000001]
[0.26327780000000001,null,0.31267010000000001]
[0.26327780000000001,null,0.31267010000000001]
[0.26327780000000001,null,0.31267010000000001]
[0.26327780000000001,null,0.31267010000000001]
[0.26316299999999998,null,0.31267010000000001]
[0.26316299999999998,null,0.31267010000000001]
[0.26316299999999998,null,0.31267010000000001]
[0.26316299999999998,null,0.31267010000000001]
[0.26301960000000002,null,0.31267010000000001]
[0.26301960000000002,null,0.31267010000000001]
[0.26301960000000002,null,0.31267010000000001]
[0.26301960000000002,null,0.31267010000000001]
[0.26301960000000002,null,0.31249779999999999]
[0.26301960000000002,null,0.31249779999999999]
[0.26301960000000002,null,0.31236540000000002]
[0.26301960000000002,null,0.31236540000000002]
[0.26301960000000002,null,0.31236540000000002]
[0.26301960000000002,null,0.31236540000000002]
[0.26281779999999999,null,0.31236540000000002]
[0.26281779999999999,null,0.31236540000000002]
[0.26281779999999999,null,0.31236540000000002]
[0.26281779999999999,null,0.31236540000000002]
[0.26281779999999999,null,0.31236540000000002]
[0.26281779999999999,null,0.31236540000000002]
[0.26281779999999999,null,0.31236540000000002]
[0.26281779999999999,null,0.31236540000000002]
[0.26281779999999999,null,0.31236540000000002]
[0.26281779999999999,null,0.31236540000000002]
[0.26281779999999999,null,0.31217699999999998]
[0.26281779999999999,null,0.31217699999999998]
[0.2626677,null,0.31217699999999998]
[0.2626677,null,0.31217699999999998]
[0.2626677,null,0.31204209999999999]
[0.2626677,null,0.31204209999999999]
[0.2626677,null,0.31204209999999999]
[0.2626677,null,0.31204209999999999]
[0.2626677,null,0.31188749999999998]
[0.2626677,null,0.31173299999999998]
[0.2626677,null,0.31173299999999998]
[0.2626677,null,0.31173299999999998]
[0.2626677,null,0.31173299999999998]
[0.2626677,null,0.31173299999999998]
[0.2626677,null,0.31173299999999998]
[0.2626677,null,0.31173299999999998]
[0.2626677,null,0.31173299999999998]
[0.2626677,null,0.31173299999999998]
[0.2626677,null,0.31173299999999998]
[0.2626677,null,0.31173299999999998]
[0.2626677,null,0.31173299999999998]
[0.2626677,null,0.31173299999999998]
[0.2626677,null,0.31173299999999998]
[0.2626677,null,0.31156070000000002]
[0.2626677,null,0.31156070000000002]
[0.2626677,null,0.31156070000000002]
[0.2626677,null,0.31156070000000002]
[0.26252429999999999,null,0.31156070000000002]
[0.26252429999999999,null,0.31156070000000002]
[0.26252429999999999,null,0.31156070000000002]
[0.26252429999999999,null,0.31156070000000002]
[0.26252429999999999,null,0.31156070000000002]
[0.26252429999999999,null,0.31156070000000002]
[0.26252429999999999,null,0.31156070000000002]
[0.26240950000000002,null,0.31156070000000002]
[0.26240950000000002,null,0.31156070000000002]
[0.26240950000000002,null,0.31156070000000002]
[0.26225929999999997,null,0.31137239999999999]
[0.26225929999999997,null,0.31137239999999999]
[0.26225929999999997,null,0.31137239999999999]
[0.26225929999999997,null,0.31137239999999999]
[0.26225929999999997,null,0.31137239999999999]
[0.26225929999999997,null,0.31137239999999999]
[0.26225929999999997,null,0.31137239999999999]
[0.26225929999999997,null,0.31137239999999999]
[0.26225929999999997,null,0.31137239999999999]
[0.26225929999999997,null,0.31137239999999999]
[0.26225929999999997,null,0.31137239999999999]
[0.26225929999999997,null,0.31137239999999999]
[0.26225929999999997,null,0.31137239999999999]
[0.26225929999999997,null,0.31137239999999999]
[0.26225929999999997,null,0.31137239999999999]
[0.26225929999999997,null,0.31137239999999999]
[0.26225929999999997,null,0.31137239999999999]
[0.26225929999999997,null,0.31137239999999999]
[0.26225929999999997,null,0.31137239999999999]
[0.26225929999999997,null,0.31123990000000001]
[0.26225929999999997,null,0.31123990000000001]
[0.26225929999999997,null,0.31123990000000001]
[0.26225929999999997,null,0.31123990000000001]
[0.26225929999999997,null,0.31123990000000001]
[0.26225929999999997,null,0.31123990000000001]
[0.26225929999999997,null,0.31110500000000002]
[0.26225929999999997,null,0.31110500000000002]
[0.26225929999999997,null,0.31110500000000002]
[0.26225929999999997,null,0.31110500000000002]
[0.26225929999999997,null,0.31110500000000002]
[0.26225929999999997,null,0.31110500000000002]
[0.2620575,null,0.31110500000000002]
[0.2620575,null,0.31110500000000002]
[0.2620575,null,0.31110500000000002]
[0.2620575,null,0.31110500000000002]
[0.2620575,null,0.31110500000000002]
[0.2620575,null,0.31110500000000002]
[0.2620575,null,0.31110500000000002]
[0.2620575,null,0.31110500000000002]
[0.26194269999999997,null,0.31110500000000002]
[0.26194269999999997,null,0.31110500000000002]
[0.26194269999999997,null,0.3106236]
[0.26194269999999997,null,0.3106236]
[0.26194269999999997,null,0.3106236]
[0.26179930000000001,null,0.3106236]
[0.26179930000000001,null,0.31043530000000003]
[0.26179930000000001,null,0.31043530000000003]
[0.26179930000000001,null,0.31043530000000003]
[0.26164920000000003,null,0.31043530000000003]
[0.26164920000000003,null,0.31043530000000003]
[0.26164920000000003,null,0.31043530000000003]
[0.26164920000000003,null,0.31043530000000003]
[0.26164920000000003,null,0.31043530000000003]
[0.26164920000000003,null,0.31043530000000003]
[0.26164920000000003,null,0.31043530000000003]
[0.26164920000000003,null,0.31043530000000003]
[0.26164920000000003,null,0.31043530000000003]
[0.26164920000000003,null,0.31043530000000003]
[0.26164920000000003,null,0.31043530000000003]
[0.26164920000000003,null,0.31043530000000003]
[0.26164920000000003,null,0.31043530000000003]
[0.26164920000000003,null,0.31043530000000003]
[0.26164920000000003,null,0.31043530000000003]
[0.26164920000000003,null,0.31043530000000003]
[0.26164920000000003,null,0.31043530000000003]
[0.26164920000000003,null,0.31043530000000003]
[0.26164920000000003,null,0.31043530000000003]
[0.26164920000000003,null,0.31030029999999997]
[0.26164920000000003,null,0.31030029999999997]
[0.26164920000000003,null,0.31030029999999997]
[0.26164920000000003,null,0.31030029999999997]
[0.26164920000000003,null,0.31030029999999997]
[0.26164920000000003,null,0.31030029999999997]
[0.26164920000000003,null,0.31030029999999997]
[0.26164920000000003,null,0.31030029999999997]
[0.26164920000000003,null,0.31030029999999997]
[0.26164920000000003,null,0.30993969999999998]
[0.26164920000000003,null,0.30993969999999998]
[0.2614805,null,0.30993969999999998]
[0.26131189999999999,null,0.30993969999999998]
[0.26131189999999999,null,0.30993969999999998]
[0.26131189999999999,null,0.30993969999999998]
[0.26131189999999999,null,0.30993969999999998]
[0.26119710000000002,null,0.30993969999999998]
[0.26119710000000002,null,0.30993969999999998]
[0.26119710000000002,null,0.30993969999999998]
[0.26119710000000002,null,0.30993969999999998]
[0.26119710000000002,null,0.30993969999999998]
[0.26119710000000002,null,0.30993969999999998]
[0.26119710000000002,null,0.30993969999999998]
[0.26119710000000002,null,0.30993969999999998]
[0.26090360000000001,null,0.30993969999999998]
[0.26090360000000001,null,0.30993969999999998]
[0.26090360000000001,null,0.30993969999999998]
[0.26090360000000001,null,0.30993969999999998]
[0.26090360000000001,null,0.30993969999999998]
[0.26070179999999998,null,0.30993969999999998]
[0.26070179999999998,null,0.30993969999999998]
[0.26070179999999998,null,0.30987350000000002]
[0.26070179999999998,null,0.30980730000000001]
[0.26070179999999998,null,0.30980730000000001]
[0.26070179999999998,null,0.30980730000000001]
[0.26070179999999998,null,0.3094982]
[0.26070179999999998,null,0.3094982]
[0.26070179999999998,null,0.3094981]
[0.26070179999999998,null,0.3094981]
[0.26070179999999998,null,0.3094981]
[0.26070179999999998,null,0.3094981]
[0.26070179999999998,null,0.3094981]
[0.26070179999999998,null,0.3094981]
[0.26070179999999998,null,0.3094981]
[0.26070179999999998,null,0.3094981]
[0.26070179999999998,null,0.3094981]
[0.26070179999999998,null,0.3094981]
[0.26070179999999998,null,0.30932589999999999]
[0.26070179999999998,null,0.30932589999999999]
[0.26070179999999998,null,0.30925839999999999]
[0.26070179999999998,null,0.30919089999999999]
[0.26070179999999998,null,0.30919089999999999]
[0.26070179999999998,null,0.30919089999999999]
[0.26070179999999998,null,0.30919089999999999]
[0.26070179999999998,null,0.30919089999999999]
[0.26070179999999998,null,0.30919089999999999]
[0.26070179999999998,null,0.30919089999999999]
[0.26070179999999998,null,0.30919089999999999]
[0.26070179999999998,null,0.30900260000000002]
[0.26070179999999998,null,0.30900260000000002]
[0.26070179999999998,null,0.30900260000000002]
[0.26070179999999998,null,0.30900260000000002]
[0.26070179999999998,null,0.30900260000000002]
[0.26070179999999998,null,0.30900260000000002]
[0.26070179999999998,null,0.30900260000000002]
[0.26070179999999998,null,0.30900260000000002]
[0.26055159999999999,null,0.30900260000000002]
[0.26055159999999999,null,0.30900260000000002]
[0.26043680000000002,null,0.30900260000000002]
[0.26043680000000002,null,0.30900260000000002]
[0.26043680000000002,null,0.30900260000000002]
[0.26043680000000002,null,0.30900260000000002]
[0.26043680000000002,null,0.30900260000000002]
[0.26043680000000002,null,0.30900260000000002]
[0.26043680000000002,null,0.30900260000000002]
[0.26029340000000001,null,0.30900260000000002]
[0.26029340000000001,null,0.30900260000000002]
[0.26029340000000001,null,0.30900260000000002]
[0.26029340000000001,null,0.30900260000000002]
[0.26029340000000001,null,0.30900260000000002]
[0.26029340000000001,null,0.30900260000000002]
[0.26029340000000001,null,0.30900260000000002]
[0.26029340000000001,null,0.30900260000000002]
[0.26009159999999998,null,0.30900260000000002]
[0.26009159999999998,null,0.30900260000000002]
[0.26009159999999998,null,0.30900260000000002]
[0.26009159999999998,null,0.30900260000000002]
[0.26009159999999998,null,0.30900260000000002]
[0.26009159999999998,null,0.3088303]
[0.26009159999999998,null,0.3088303]
[0.26009159999999998,null,0.3088303]
[0.26009159999999998,null,0.3088303]
[0.26009159999999998,null,0.3088303]
[0.26009159999999998,null,0.3088303]
[0.26009159999999998,null,0.3088303]
[0.26009159999999998,null,0.3088303]
[0.26009159999999998,null,0.3088303]
[0.26009159999999998,null,0.3088303]
[0.26009159999999998,null,0.3088303]
[0.26009159999999998,null,0.30869540000000001]
[0.26009159999999998,null,0.3085408]
[0.26009159999999998,null,0.3083863]
[0.26009159999999998,null,0.3083863]
[0.26009159999999998,null,0.3083863]
[0.26009159999999998,null,0.3083863]
[0.26009159999999998,null,0.3083863]
[0.26009159999999998,null,0.3083863]
[0.26009159999999998,null,0.3083863]
[0.26009159999999998,null,0.3083863]
[0.26009159999999998,null,0.30806549999999999]
[0.26009159999999998,null,0.30806549999999999]
[0.26009159999999998,null,0.30806549999999999]
[0.26009159999999998,null,0.30806549999999999]
[0.25994149999999999,null,0.30806549999999999]
[0.25994149999999999,null,0.30806549999999999]
[0.25994149999999999,null,0.30806549999999999]
[0.25994149999999999,null,0.30806549999999999]
[0.25994149999999999,null,0.30806549999999999]
[0.25988410000000001,null,0.30806549999999999]
[0.25988410000000001,null,0.30806549999999999]
[0.25982670000000002,null,0.30806549999999999]
[0.25982670000000002,null,0.30806549999999999]
[0.25982670000000002,null,0.30806549999999999]
[0.25982670000000002,null,0.30806549999999999]
[0.25982670000000002,null,0.30806549999999999]
[0.25982670000000002,null,0.30806549999999999]
[0.25982670000000002,null,0.30806549999999999]
[0.25982670000000002,null,0.30806549999999999]
[0.25982670000000002,null,0.30806549999999999]
[0.25982670000000002,null,0.30806549999999999]
[0.25982670000000002,null,0.30789319999999998]
[0.25982670000000002,null,0.30789319999999998]
[0.25982670000000002,null,0.30789319999999998]
[0.25982670000000002,null,0.30789319999999998]
[0.25982670000000002,null,0.30789319999999998]
[0.25962489999999999,null,0.30789319999999998]
[0.25962489999999999,null,0.30789319999999998]
[0.25962489999999999,null,0.30789319999999998]
[0.25962489999999999,null,0.30789319999999998]
[0.25962489999999999,null,0.30789319999999998]
[0.25962489999999999,null,0.30789319999999998]
[0.25962479999999999,null,0.30789319999999998]
[0.25962479999999999,null,0.3077049]
[0.25962479999999999,null,0.3077049]
[0.25962479999999999,null,0.3077049]
[0.25962479999999999,null,0.3077049]
[0.25962479999999999,null,0.3077049]
[0.25962479999999999,null,0.3077049]
[0.25962479999999999,null,0.3077049]
[0.25955319999999998,null,0.3077049]
[0.25948149999999998,null,0.3077049]
[0.25948149999999998,null,0.3077049]
[0.25948149999999998,null,0.3077049]
[0.25948149999999998,null,0.3077049]
[0.25948149999999998,null,0.30757000000000001]
[0.25948149999999998,null,0.30757000000000001]
[0.25948149999999998,null,0.30757000000000001]
[0.25948149999999998,null,0.30757000000000001]
[0.25948149999999998,null,0.30757000000000001]
[0.25948149999999998,null,0.30757000000000001]
[0.25948149999999998,null,0.30757000000000001]
[0.25948149999999998,null,0.30757000000000001]
[0.25948149999999998,null,0.30757000000000001]
[0.25948149999999998,null,0.30757000000000001]
[0.25948149999999998,null,0.30757000000000001]
[0.25948149999999998,null,0.30757000000000001]
[0.25948149999999998,null,0.30757000000000001]
[0.25948149999999998,null,0.30757000000000001]
[0.25948149999999998,null,0.30757000000000001]
[0.25948149999999998,null,0.30756990000000001]
[0.25933129999999999,null,0.30756990000000001]
[0.25933129999999999,null,0.3073977]
[0.25921650000000002,null,0.3073977]
[0.25921650000000002,null,0.3073977]
[0.25921650000000002,null,0.30708859999999999]
[0.25921650000000002,null,0.30708859999999999]
[0.25921650000000002,null,0.30708859999999999]
[0.25921650000000002,null,0.30708859999999999]
[0.25921650000000002,null,0.30708859999999999]
[0.25921650000000002,null,0.30708859999999999]
[0.25921650000000002,null,0.30708859999999999]
[0.25921650000000002,null,0.30708859999999999]
[0.25921650000000002,null,0.30690030000000001]
[0.25887929999999998,null,0.30690030000000001]
[0.25887929999999998,null,0.30690020000000001]
[0.2586774,null,0.30690020000000001]
[0.2586774,null,0.30690020000000001]
[0.2586774,null,0.30690020000000001]
[0.2586774,null,0.30690020000000001]
[0.2586774,null,0.30690020000000001]
[0.2586774,null,0.30690020000000001]
[0.2586774,null,0.30690020000000001]
[0.2586774,null,0.30690020000000001]
[0.2586774,null,0.30690020000000001]
[0.2586774,null,0.30690020000000001]
[0.2586774,null,0.30690020000000001]
[0.2586774,null,0.30690020000000001]
[0.2586774,null,0.30676530000000002]
[0.2586774,null,0.30676530000000002]
[0.2586774,null,0.30676530000000002]
[0.2586774,null,0.30676530000000002]
[0.2586774,null,0.30676530000000002]
[0.2586774,null,0.30676530000000002]
[0.2586774,null,0.30676530000000002]
[0.2586774,null,0.30676530000000002]
[0.2586774,null,0.30676530000000002]
[0.2586774,null,0.30676530000000002]
[0.2586774,null,0.30676530000000002]
[0.2586774,null,0.30676530000000002]
[0.2586774,null,0.30676530000000002]
[0.2586774,null,0.30676530000000002]
[0.25852730000000002,null,0.30676530000000002]
[0.25852730000000002,null,0.30676530000000002]
[0.2583839,null,0.30676530000000002]
[0.2583839,null,0.30676530000000002]
[0.2583839,null,0.306593]
[0.2583839,null,0.306593]
[0.2583839,null,0.306593]
[0.2583839,null,0.306593]
[0.2583839,null,0.306593]
[0.2583839,null,0.306593]
[0.2583839,null,0.306593]
[0.2583839,null,0.306593]
[0.2583839,null,0.306593]
[0.2583839,null,0.306593]
[0.2583839,null,0.306593]
[0.2583839,null,0.306593]
[0.2583839,null,0.306593]
[0.2583839,null,0.30640469999999997]
[0.2583839,null,0.30640469999999997]
[0.2583839,null,0.30640469999999997]
[0.2583839,null,0.30640469999999997]
[0.2583839,null,0.30640469999999997]
[0.2583839,null,0.30640469999999997]
[0.2583839,null,0.30640469999999997]
[0.25826909999999997,null,0.30640469999999997]
[0.25826909999999997,null,0.30640469999999997]
[0.25826909999999997,null,0.30640469999999997]
[0.25826909999999997,null,0.30640469999999997]
[0.25826909999999997,null,0.30640469999999997]
[0.25826909999999997,null,0.30640469999999997]
[0.25826909999999997,null,0.30640469999999997]
[0.25826909999999997,null,0.30640469999999997]
[0.25826909999999997,null,0.30640469999999997]
[0.25826909999999997,null,0.30640469999999997]
[0.25826909999999997,null,0.30640469999999997]
[0.25826909999999997,null,0.30640469999999997]
[0.25826909999999997,null,0.30640469999999997]
[0.25826909999999997,null,0.30640469999999997]
[0.25826909999999997,null,0.30626979999999998]
[0.25826909999999997,null,0.30626979999999998]
[0.25826909999999997,null,0.30626969999999998]
[0.25826909999999997,null,0.3061373]
[0.25826909999999997,null,0.3061373]
[0.25826909999999997,null,0.3061373]
[0.25826909999999997,null,0.3061373]
[0.25826909999999997,null,0.30596499999999999]
[0.2580673,null,0.30596499999999999]
[0.2580673,null,0.30565589999999998]
[0.2580673,null,0.30565589999999998]
[0.2580673,null,0.30565589999999998]
[0.2580673,null,0.30565589999999998]
[0.25791710000000001,null,0.30565589999999998]
[0.25791710000000001,null,0.30565589999999998]
[0.25791710000000001,null,0.30565589999999998]
[0.25791710000000001,null,0.30565589999999998]
[0.25791710000000001,null,0.30565589999999998]
[0.25791710000000001,null,0.30565589999999998]
[0.25791710000000001,null,0.30565589999999998]
[0.25791710000000001,null,0.30565589999999998]
[0.25791710000000001,null,0.30565589999999998]
[0.25791710000000001,null,0.30546760000000001]
[0.25791710000000001,null,0.30546760000000001]
[0.25791710000000001,null,0.30546760000000001]
[0.25791710000000001,null,0.30546760000000001]
[0.25791710000000001,null,0.30546760000000001]
[0.25791710000000001,null,0.30546760000000001]
[0.25791710000000001,null,0.30546760000000001]
[0.25791710000000001,null,0.30546760000000001]
[0.25791710000000001,null,0.30546760000000001]
[0.25791710000000001,null,0.30546760000000001]
[0.25791710000000001,null,0.30546760000000001]
[0.25791710000000001,null,0.30546760000000001]
[0.2577738,null,0.30546760000000001]
[0.2577738,null,0.30546760000000001]
[0.25765900000000003,null,0.30546760000000001]
[0.25765900000000003,null,0.30546760000000001]
[0.25765900000000003,null,0.30546760000000001]
[0.25765900000000003,null,0.30546760000000001]
[0.25765900000000003,null,0.30546760000000001]
[0.25765900000000003,null,0.30529529999999999]
[0.25765900000000003,null,0.30529529999999999]
[0.25765900000000003,null,0.30529529999999999]
[0.25765900000000003,null,0.30529529999999999]
[0.25765900000000003,null,0.30529529999999999]
[0.25765900000000003,null,0.30529529999999999]
[0.25765900000000003,null,0.30529529999999999]
[0.25765900000000003,null,0.30529529999999999]
[0.25765900000000003,null,0.30529529999999999]
[0.25765900000000003,null,0.30529529999999999]
[0.25765900000000003,null,0.30529529999999999]
[0.25765900000000003,null,0.30529529999999999]
[0.25765900000000003,null,0.3051604]
[0.25765900000000003,null,0.3051604]
[0.25765900000000003,null,0.30497210000000002]
[0.25765900000000003,null,0.30497210000000002]
[0.25765900000000003,null,0.30497210000000002]
[0.25765900000000003,null,0.30497210000000002]
[0.25765900000000003,null,0.30497210000000002]
[0.25750879999999998,null,0.30497210000000002]
[0.25750879999999998,null,0.30497210000000002]
[0.25750879999999998,null,0.30497210000000002]
[0.25750879999999998,null,0.30497210000000002]
[0.25750879999999998,null,0.30497210000000002]
[0.25750879999999998,null,0.30497210000000002]
[0.25750879999999998,null,0.30497210000000002]
[0.25750879999999998,null,0.30497210000000002]
[0.25750879999999998,null,0.30497210000000002]
[0.25750879999999998,null,0.30497200000000002]
[0.25730700000000001,null,0.30497200000000002]
[0.25730700000000001,null,0.30497200000000002]
[0.25730700000000001,null,0.30497200000000002]
[0.25730700000000001,null,0.30479980000000001]
[0.25730700000000001,null,0.30479980000000001]
[0.25730700000000001,null,0.30479980000000001]
[0.25730700000000001,null,0.30479980000000001]
[0.25730700000000001,null,0.30479980000000001]
[0.25730700000000001,null,0.30479980000000001]
[0.25730700000000001,null,0.30479980000000001]
[0.25730700000000001,null,0.30479980000000001]
[0.25716359999999999,null,0.30479980000000001]
[0.25716359999999999,null,0.30479980000000001]
[0.25716359999999999,null,0.30479980000000001]
[0.25704880000000002,null,0.30479980000000001]
[0.25704880000000002,null,0.30479980000000001]
[0.25704880000000002,null,0.30461149999999998]
[0.25704880000000002,null,0.30461149999999998]
[0.25704880000000002,null,0.30461149999999998]
[0.25704880000000002,null,0.3043245]
[0.25704880000000002,null,0.3043245]
[0.25704880000000002,null,0.30416989999999999]
[0.25704880000000002,null,0.30416989999999999]
[0.25704880000000002,null,0.30416989999999999]
[0.25704880000000002,null,0.30416989999999999]
[0.25704880000000002,null,0.30416989999999999]
[0.25704880000000002,null,0.30416989999999999]
[0.25704880000000002,null,0.30416989999999999]
[0.25704880000000002,null,0.30416989999999999]
[0.25704880000000002,null,0.30416989999999999]
[0.25704880000000002,null,0.30416989999999999]
[0.25704880000000002,null,0.30416989999999999]
[0.25704880000000002,null,0.30416989999999999]
[0.25689869999999998,null,0.30416989999999999]
[0.25689869999999998,null,0.30416989999999999]
[0.25689869999999998,null,0.30416989999999999]
[0.25689869999999998,null,0.30416989999999999]
[0.25689869999999998,null,0.30416989999999999]
[0.25689869999999998,null,0.30386269999999999]
[0.25689869999999998,null,0.30386269999999999]
[0.25689869999999998,null,0.30386269999999999]
[0.25689869999999998,null,0.30386269999999999]
[0.25689869999999998,null,0.30386269999999999]
[0.25689869999999998,null,0.30386269999999999]
[0.25689869999999998,null,0.30386269999999999]
[0.25689869999999998,null,0.30386269999999999]
[0.25689869999999998,null,0.30386269999999999]
[0.25689869999999998,null,0.30386269999999999]
[0.25689869999999998,null,0.30386269999999999]
[0.25689869999999998,null,0.30386269999999999]
[0.25689869999999998,null,0.30386269999999999]
[0.25689869999999998,null,0.30386269999999999]
[0.25689869999999998,null,0.30386269999999999]
[0.25689869999999998,null,0.30386269999999999]
[0.25689869999999998,null,0.30386269999999999]
[0.25689869999999998,null,0.30386269999999999]
[0.25689869999999998,null,0.30386269999999999]
[0.25689869999999998,null,0.30386269999999999]
[0.25689869999999998,null,0.30386269999999999]
[0.25689869999999998,null,0.30386269999999999]
[0.25689869999999998,null,0.30367440000000001]
[0.25689869999999998,null,0.30367440000000001]
[0.25689869999999998,null,0.30367440000000001]
[0.25678390000000001,null,0.30367440000000001]
[0.25678380000000001,null,0.30367440000000001]
[0.25678380000000001,null,0.30367430000000001]
[0.25678380000000001,null,0.30367430000000001]
[0.25678380000000001,null,0.30367430000000001]
[0.25658199999999998,null,0.30367430000000001]
[0.25658199999999998,null,0.30367430000000001]
[0.25658199999999998,null,0.30367430000000001]
[0.25658199999999998,null,0.30367430000000001]
[0.25643870000000002,null,0.30367430000000001]
[0.25643870000000002,null,0.30367430000000001]
[0.25643870000000002,null,0.30367430000000001]
[0.25643870000000002,null,0.30367430000000001]
[0.25643870000000002,null,0.30367430000000001]
[0.25643870000000002,null,0.30367430000000001]
[0.25643870000000002,null,0.30367430000000001]
[0.25643870000000002,null,0.30367430000000001]
[0.25643870000000002,null,0.30367430000000001]
[0.25643870000000002,null,0.30353940000000001]
[0.25643870000000002,null,0.30340689999999998]
[0.25628849999999997,null,0.30340689999999998]
[0.25628849999999997,null,0.30340689999999998]
[0.25628849999999997,null,0.30340689999999998]
[0.25628849999999997,null,0.30340689999999998]
[0.25628849999999997,null,0.30340689999999998]
[0.25628849999999997,null,0.30340689999999998]
[0.25628849999999997,null,0.30340689999999998]
[0.25628849999999997,null,0.30340689999999998]
[0.25628849999999997,null,0.30323470000000002]
[0.25628849999999997,null,0.30323470000000002]
[0.25628849999999997,null,0.30323470000000002]
[0.25628849999999997,null,0.30323470000000002]
[0.25628849999999997,null,0.30323470000000002]
[0.25628849999999997,null,0.30323470000000002]
[0.25628849999999997,null,0.30323470000000002]
[0.25628849999999997,null,0.30323470000000002]
[0.25628849999999997,null,0.30323470000000002]
[0.25628849999999997,null,0.30292560000000002]
[0.25628849999999997,null,0.30292560000000002]
[0.25628849999999997,null,0.30292560000000002]
[0.25628849999999997,null,0.30292560000000002]
[0.25628849999999997,null,0.30273719999999998]
[0.25628849999999997,null,0.30273719999999998]
[0.25628849999999997,null,0.30273719999999998]
[0.25628849999999997,null,0.30273719999999998]
[0.25628849999999997,null,0.30273719999999998]
[0.25628849999999997,null,0.30273719999999998]
[0.25628849999999997,null,0.30273719999999998]
[0.25628849999999997,null,0.30273719999999998]
[0.25628849999999997,null,0.30273719999999998]
[0.25628849999999997,null,0.30273719999999998]
[0.25628849999999997,null,0.30273719999999998]
[0.25628849999999997,null,0.30273719999999998]
[0.25628849999999997,null,0.30273719999999998]
[0.25628849999999997,null,0.30273719999999998]
[0.25628849999999997,null,0.30273719999999998]
[0.25628849999999997,null,0.30273719999999998]
[0.25628849999999997,null,0.30273719999999998]
[0.2561737,null,0.30273719999999998]
[0.2561737,null,0.30273719999999998]
[0.25583640000000002,null,0.30273719999999998]
[0.25583640000000002,null,0.30273719999999998]
[0.25583640000000002,null,0.30273719999999998]
[0.25583640000000002,null,0.30273719999999998]
[0.25583640000000002,null,0.30273719999999998]
[0.25583640000000002,null,0.30260229999999999]
[0.25583640000000002,null,0.30242999999999998]
[0.25583640000000002,null,0.30242999999999998]
[0.25563459999999999,null,0.30242999999999998]
[0.25563459999999999,null,0.30242999999999998]
[0.25563459999999999,null,0.30242999999999998]
[0.25563459999999999,null,0.30242999999999998]
[0.25563459999999999,null,0.30242999999999998]
[0.25563459999999999,null,0.30242999999999998]
[0.25563459999999999,null,0.30242999999999998]
[0.2554845,null,0.30242999999999998]
[0.2554845,null,0.30242999999999998]
[0.2554845,null,0.30242999999999998]
[0.2554845,null,0.3022417]
[0.2554845,null,0.3022417]
[0.2554845,null,0.3022417]
[0.2554845,null,0.3022417]
[0.2554845,null,0.3022417]
[0.25534109999999999,null,0.3022417]
[0.25534109999999999,null,0.3022417]
[0.25534109999999999,null,0.3022417]
[0.25534109999999999,null,0.3022417]
[0.25534109999999999,null,0.3022417]
[0.25534109999999999,null,0.3022417]
[0.25534109999999999,null,0.3022417]
[0.25534109999999999,null,0.3022417]
[0.25534109999999999,null,0.3022417]
[0.25534109999999999,null,0.3022417]
[0.25534109999999999,null,0.3022417]
[0.25534109999999999,null,0.30210920000000002]
[0.25534109999999999,null,0.30210920000000002]
[0.25534109999999999,null,0.30193700000000001]
[0.25534109999999999,null,0.30193700000000001]
[0.25534109999999999,null,0.30193700000000001]
[0.25534109999999999,null,0.30193700000000001]
[0.25534109999999999,null,0.30193700000000001]
[0.25534109999999999,null,0.30193700000000001]
[0.25534109999999999,null,0.3016279]
[0.25534109999999999,null,0.3016279]
[0.25534109999999999,null,0.3016279]
[0.25534109999999999,null,0.3016279]
[0.25534109999999999,null,0.3016279]
[0.25522630000000002,null,0.3016279]
[0.25522630000000002,null,0.30149290000000001]
[0.25522630000000002,null,0.30149290000000001]
[0.25522630000000002,null,0.30149290000000001]
[0.25522630000000002,null,0.30149290000000001]
[0.25522630000000002,null,0.30149290000000001]
[0.25522630000000002,null,0.30149290000000001]
[0.25522630000000002,null,0.30149290000000001]
[0.25522630000000002,null,0.30149290000000001]
[0.25522630000000002,null,0.30149290000000001]
[0.25522630000000002,null,0.30149290000000001]
[0.25522630000000002,null,0.30149290000000001]
[0.25522630000000002,null,0.30149290000000001]
[0.25522630000000002,null,0.30149290000000001]
[0.25522630000000002,null,0.30149290000000001]
[0.2548743,null,0.30149290000000001]
[0.2548743,null,0.30149290000000001]
[0.2548743,null,0.30149290000000001]
[0.2548743,null,0.30149290000000001]
[0.2548743,null,0.30149290000000001]
[0.2548743,null,0.30149290000000001]
[0.2548743,null,0.30149290000000001]
[0.2548743,null,0.30149290000000001]
[0.2548743,null,0.30149290000000001]
[0.2548743,null,0.30130459999999998]
[0.2548743,null,0.30130459999999998]
[0.25480259999999999,null,0.30130459999999998]
[0.25480259999999999,null,0.30113230000000002]
[0.25473099999999999,null,0.30113230000000002]
[0.25473099999999999,null,0.30113230000000002]
[0.25473099999999999,null,0.30113230000000002]
[0.25473099999999999,null,0.30113230000000002]
[0.25473099999999999,null,0.30113230000000002]
[0.25473099999999999,null,0.30113230000000002]
[0.25473099999999999,null,0.30113230000000002]
[0.25473099999999999,null,0.30113230000000002]
[0.25473099999999999,null,0.30113230000000002]
[0.25473099999999999,null,0.30099740000000003]
[0.25473099999999999,null,0.30099740000000003]
[0.25473099999999999,null,0.30099740000000003]
[0.25473099999999999,null,0.30099740000000003]
[0.25473099999999999,null,0.30099740000000003]
[0.25473099999999999,null,0.30099740000000003]
[0.25473099999999999,null,0.30099740000000003]
[0.25473099999999999,null,0.30099740000000003]
[0.25473099999999999,null,0.30099740000000003]
[0.25473099999999999,null,0.30099740000000003]
[0.25473099999999999,null,0.30099740000000003]
[0.25461610000000001,null,0.30086489999999999]
[0.25461610000000001,null,0.30086489999999999]
[0.25461610000000001,null,0.30086489999999999]
[0.25461610000000001,null,0.30086489999999999]
[0.25461610000000001,null,0.30086489999999999]
[0.25461610000000001,null,0.30086489999999999]
[0.25461610000000001,null,0.30086489999999999]
[0.25461610000000001,null,0.30086489999999999]
[0.25461610000000001,null,0.30086489999999999]
[0.25461610000000001,null,0.30086489999999999]
[0.25461610000000001,null,0.30086489999999999]
[0.25461610000000001,null,0.30086489999999999]
[0.25461610000000001,null,0.30086489999999999]
[0.25461610000000001,null,0.30086489999999999]
[0.25461610000000001,null,0.30086489999999999]
[0.25461610000000001,null,0.30086489999999999]
[0.25461610000000001,null,0.30067660000000002]
[0.25461610000000001,null,0.30067660000000002]
[0.25446600000000003,null,0.30067660000000002]
[0.25446600000000003,null,0.30067660000000002]
[0.25446600000000003,null,0.30067660000000002]
[0.25446600000000003,null,0.30067660000000002]
[0.25446600000000003,null,0.30067660000000002]
[0.25446600000000003,null,0.30067660000000002]
[0.25446600000000003,null,0.30036750000000001]
[0.25446600000000003,null,0.30036750000000001]
[0.25446600000000003,null,0.30036750000000001]
[0.25446600000000003,null,0.30036750000000001]
[0.25446600000000003,null,0.30036750000000001]
[0.25446600000000003,null,0.30036750000000001]
[0.25446600000000003,null,0.30036750000000001]
[0.25446600000000003,null,0.30036750000000001]
[0.25446600000000003,null,0.30036750000000001]
[0.25446600000000003,null,0.3001952]
[0.25446600000000003,null,0.3001952]
[0.25446600000000003,null,0.3001952]
[0.25446600000000003,null,0.3001952]
[0.25446600000000003,null,0.3001952]
[0.25446600000000003,null,0.3001952]
[0.25446600000000003,null,0.3001952]
[0.25446600000000003,null,0.3001952]
[0.25446600000000003,null,0.3001952]
[0.25446600000000003,null,0.3001952]
[0.25446600000000003,null,0.3001952]
[0.25446600000000003,null,0.3001952]
[0.2542642,null,0.3001952]
[0.2542642,null,0.3001952]
[0.25412079999999998,null,0.3001952]
[0.25395220000000002,null,0.3001952]
[0.25395220000000002,null,0.3000603]
[0.25395220000000002,null,0.3000603]
[0.2537835,null,0.3000603]
[0.2537835,null,0.3000603]
[0.2537835,null,0.3000603]
[0.2537835,null,0.29992780000000002]
[0.2537835,null,0.29973949999999999]
[0.25366870000000002,null,0.29973949999999999]
[0.25351859999999998,null,0.29973949999999999]
[0.25351859999999998,null,0.29973949999999999]
[0.25351859999999998,null,0.29973949999999999]
[0.25351859999999998,null,0.29973949999999999]
[0.25351859999999998,null,0.29973949999999999]
[0.25351859999999998,null,0.29973949999999999]
[0.25351859999999998,null,0.29973949999999999]
[0.25351859999999998,null,0.29973949999999999]
[0.25351859999999998,null,0.29973949999999999]
[0.25351859999999998,null,0.29973949999999999]
[0.25351859999999998,null,0.29973949999999999]
[0.25351859999999998,null,0.29973949999999999]
[0.25351859999999998,null,0.29973949999999999]
[0.25351859999999998,null,0.29973949999999999]
[0.25351859999999998,null,0.29956719999999998]
[0.25351859999999998,null,0.29956719999999998]
[0.25351859999999998,null,0.29956719999999998]
[0.25351859999999998,null,0.29956719999999998]
[0.25351859999999998,null,0.29956719999999998]
[0.25351859999999998,null,0.29956719999999998]
[0.25351859999999998,null,0.29956719999999998]
[0.25351859999999998,null,0.29956719999999998]
[0.25351859999999998,null,0.29956719999999998]
[0.25351859999999998,null,0.29956719999999998]
[0.25351859999999998,null,0.29956719999999998]
[0.25351859999999998,null,0.29956719999999998]
[0.25351859999999998,null,0.29956719999999998]
[0.25351859999999998,null,0.29956719999999998]
[0.25351859999999998,null,0.29956719999999998]
[0.25351859999999998,null,0.29956719999999998]
[0.25351859999999998,null,0.29943229999999998]
[0.25351859999999998,null,0.29924390000000001]
[0.25351859999999998,null,0.29924390000000001]
[0.25351859999999998,null,0.29924390000000001]
[0.25351859999999998,null,0.29924390000000001]
[0.25351859999999998,null,0.29924390000000001]
[0.25351859999999998,null,0.29924390000000001]
[0.25337520000000002,null,0.29924390000000001]
[0.25337520000000002,null,0.29924390000000001]
[0.25337520000000002,null,0.29924390000000001]
[0.25337520000000002,null,0.29924390000000001]
[0.25337520000000002,null,0.29924390000000001]
[0.25337520000000002,null,0.29924390000000001]
[0.25337520000000002,null,0.29924390000000001]
[0.25337520000000002,null,0.29924390000000001]
[0.25337520000000002,null,0.29924390000000001]
[0.25337520000000002,null,0.29924390000000001]
[0.25337520000000002,null,0.29924390000000001]
[0.25322509999999998,null,0.29924390000000001]
[0.25322509999999998,null,0.29924390000000001]
[0.25322509999999998,null,0.29924390000000001]
[0.25322509999999998,null,0.29924390000000001]
[0.25322509999999998,null,0.2989348]
[0.25322509999999998,null,0.2989348]
[0.25322509999999998,null,0.2989348]
[0.25322509999999998,null,0.2989348]
[0.2530232,null,0.2989348]
[0.2530232,null,0.2989348]
[0.25290839999999998,null,0.2989348]
[0.25290839999999998,null,0.2989348]
[0.25290839999999998,null,0.2989348]
[0.25290839999999998,null,0.2989348]
[0.25290839999999998,null,0.2989348]
[0.25290839999999998,null,0.2989348]
[0.25290839999999998,null,0.2989348]
[0.25290839999999998,null,0.2989348]
[0.25290839999999998,null,0.29876259999999999]
[0.25290839999999998,null,0.29876259999999999]
[0.25290839999999998,null,0.29857420000000001]
[0.25290839999999998,null,0.29857420000000001]
[0.25290839999999998,null,0.29857420000000001]
[0.25290839999999998,null,0.29857420000000001]
[0.25290839999999998,null,0.29844179999999998]
[0.25290839999999998,null,0.29844179999999998]
[0.25290839999999998,null,0.29844179999999998]
[0.25290839999999998,null,0.29830679999999998]
[0.25290839999999998,null,0.29830679999999998]
[0.25290839999999998,null,0.29830679999999998]
[0.25290839999999998,null,0.29830679999999998]
[0.25290839999999998,null,0.29830679999999998]
[0.25290839999999998,null,0.29830679999999998]
[0.25290839999999998,null,0.29830679999999998]
[0.25290839999999998,null,0.29830679999999998]
[0.25290839999999998,null,0.29830679999999998]
[0.25290839999999998,null,0.29830679999999998]
[0.25290839999999998,null,0.29830679999999998]
[0.25276510000000002,null,0.29830679999999998]
[0.25276510000000002,null,0.29830679999999998]
[0.25276510000000002,null,0.29830679999999998]
[0.25276510000000002,null,0.29830679999999998]
[0.25276510000000002,null,0.29830679999999998]
[0.25276510000000002,null,0.29830679999999998]
[0.25261489999999998,null,0.29830679999999998]
[0.25261489999999998,null,0.29830679999999998]
[0.25261489999999998,null,0.29830679999999998]
[0.25261489999999998,null,0.29830679999999998]
[0.25261489999999998,null,0.29830679999999998]
[0.25261489999999998,null,0.29830679999999998]
[0.25261489999999998,null,0.29830679999999998]
[0.25261489999999998,null,0.29811850000000001]
[0.25261489999999998,null,0.29811850000000001]
[0.25261489999999998,null,0.29811850000000001]
[0.25261489999999998,null,0.29794619999999999]
[0.25261489999999998,null,0.29794619999999999]
[0.25261489999999998,null,0.29794619999999999]
[0.25261489999999998,null,0.29794619999999999]
[0.25261489999999998,null,0.29794619999999999]
[0.25261489999999998,null,0.29794619999999999]
[0.25261489999999998,null,0.29794619999999999]
[0.25250010000000001,null,0.29794619999999999]
[0.25250010000000001,null,0.29794619999999999]
[0.25250010000000001,null,0.29794619999999999]
[0.25250010000000001,null,0.29794619999999999]
[0.25250010000000001,null,0.29794619999999999]
[0.25250010000000001,null,0.29794619999999999]
[0.25250010000000001,null,0.29794619999999999]
[0.25250010000000001,null,0.29794619999999999]
[0.25216280000000002,null,0.29794619999999999]
[0.25216280000000002,null,0.29794619999999999]
[0.25216280000000002,null,0.29794619999999999]
[0.25216280000000002,null,0.29794619999999999]
[0.25216280000000002,null,0.2978113]
[0.25196099999999999,null,0.2978113]
[0.25196099999999999,null,0.2978113]
[0.25196099999999999,null,0.2978113]
[0.25196099999999999,null,0.2978113]
[0.25196099999999999,null,0.2978113]
[0.25196099999999999,null,0.2978113]
[0.25196099999999999,null,0.2978113]
[0.25196099999999999,null,0.2978113]
[0.25196099999999999,null,0.2978113]
[0.25196099999999999,null,0.2978113]
[0.25196099999999999,null,0.2978113]
[0.25196099999999999,null,0.2978113]
[0.25196099999999999,null,0.2978113]
[0.25196099999999999,null,0.2978113]
[0.25196099999999999,null,0.2978113]
[0.25196099999999999,null,0.2978113]
[0.25196099999999999,null,0.29762300000000003]
[0.25196099999999999,null,0.29762300000000003]
[0.25196099999999999,null,0.29762300000000003]
[0.25196099999999999,null,0.29762300000000003]
[0.25196099999999999,null,0.29762300000000003]
[0.25196099999999999,null,0.29762300000000003]
[0.25196099999999999,null,0.29762300000000003]
[0.25196099999999999,null,0.29762300000000003]
[0.25196099999999999,null,0.29762300000000003]
[0.25196099999999999,null,0.29762300000000003]
[0.25181769999999998,null,0.29762300000000003]
[0.25181769999999998,null,0.29762300000000003]
[0.25181759999999997,null,0.29762300000000003]
[0.25166749999999999,null,0.29762300000000003]
[0.25166749999999999,null,0.29762300000000003]
[0.25166749999999999,null,0.29762300000000003]
[0.25166749999999999,null,0.29731829999999998]
[0.25166749999999999,null,0.29731829999999998]
[0.25166749999999999,null,0.29731819999999998]
[0.25166749999999999,null,0.29731819999999998]
[0.25166749999999999,null,0.29731819999999998]
[0.25166749999999999,null,0.29731819999999998]
[0.25166749999999999,null,0.29731819999999998]
[0.25155270000000002,null,0.29731819999999998]
[0.25155270000000002,null,0.29718329999999998]
[0.25155270000000002,null,0.29718329999999998]
[0.25155270000000002,null,0.29718329999999998]
[0.25155270000000002,null,0.29718329999999998]
[0.25155270000000002,null,0.29718329999999998]
[0.25155270000000002,null,0.29718329999999998]
[0.25155270000000002,null,0.29718329999999998]
[0.25155270000000002,null,0.29718329999999998]
[0.25155270000000002,null,0.29718329999999998]
[0.25155270000000002,null,0.29718329999999998]
[0.25155270000000002,null,0.29718329999999998]
[0.25155270000000002,null,0.29699500000000001]
[0.25155270000000002,null,0.29699500000000001]
[0.25155270000000002,null,0.29699500000000001]
[0.25155270000000002,null,0.29699500000000001]
[0.25155270000000002,null,0.29699500000000001]
[0.25155270000000002,null,0.29699500000000001]
[0.25155270000000002,null,0.29699500000000001]
[0.25155270000000002,null,0.29699500000000001]
[0.25155270000000002,null,0.29699500000000001]
[0.25155270000000002,null,0.29699500000000001]
[0.25155270000000002,null,0.29699500000000001]
[0.25155270000000002,null,0.2966859]
[0.25155270000000002,null,0.2966859]
[0.25155270000000002,null,0.2966859]
[0.25155270000000002,null,0.2966859]
[0.25155270000000002,null,0.2966859]
[0.25155270000000002,null,0.2966859]
[0.25155270000000002,null,0.2966859]
[0.25155270000000002,null,0.2966859]
[0.25155270000000002,null,0.2966859]
[0.25155270000000002,null,0.2966859]
[0.25155270000000002,null,0.2966859]
[0.25140249999999997,null,0.2966859]
[0.25140249999999997,null,0.2966859]
[0.2512007,null,0.2966858]
[0.2512007,null,0.2966858]
[0.2512007,null,0.2966858]
[0.2512007,null,0.2966858]
[0.2512007,null,0.2966858]
[0.25105739999999999,null,0.2966858]
[0.25105739999999999,null,0.2966858]
[0.25105739999999999,null,0.2966858]
[0.25105739999999999,null,0.29655090000000001]
[0.25105739999999999,null,0.29655090000000001]
[0.25105739999999999,null,0.29655090000000001]
[0.25105739999999999,null,0.29637859999999999]
[0.25105739999999999,null,0.29637859999999999]
[0.25105739999999999,null,0.29637859999999999]
[0.25105739999999999,null,0.29637859999999999]
[0.25105739999999999,null,0.29637859999999999]
[0.25105739999999999,null,0.29637859999999999]
[0.25105739999999999,null,0.29637859999999999]
[0.25105739999999999,null,0.29637859999999999]
[0.25105739999999999,null,0.29637859999999999]
[0.25105739999999999,null,0.29637859999999999]
[0.25105739999999999,null,0.29619030000000002]
[0.25105739999999999,null,0.29619030000000002]
[0.25105739999999999,null,0.29605789999999998]
[0.25105739999999999,null,0.29605789999999998]
[0.25105739999999999,null,0.29605789999999998]
[0.25105739999999999,null,0.29605789999999998]
[0.25105739999999999,null,0.29605789999999998]
[0.25105739999999999,null,0.29605789999999998]
[0.25105729999999998,null,0.29605789999999998]
[0.2507201,null,0.29605789999999998]
[0.2507201,null,0.29605789999999998]
[0.25060529999999998,null,0.29605789999999998]
[0.25060529999999998,null,0.29605789999999998]
[0.25060529999999998,null,0.29605789999999998]
[0.25060529999999998,null,0.29605789999999998]
[0.25060529999999998,null,0.29605789999999998]
[0.25060529999999998,null,0.29605789999999998]
[0.25060529999999998,null,0.29605789999999998]
[0.25060529999999998,null,0.29605789999999998]
[0.25060529999999998,null,0.29605789999999998]
[0.25060529999999998,null,0.29605789999999998]
[0.25060529999999998,null,0.29605789999999998]
[0.25060529999999998,null,0.29605789999999998]
[0.25060529999999998,null,0.29605789999999998]
[0.25060529999999998,null,0.29605789999999998]
[0.25060529999999998,null,0.29605789999999998]
[0.25060529999999998,null,0.29605789999999998]
[0.25060529999999998,null,0.29605789999999998]
[0.25060529999999998,null,0.29605789999999998]
[0.25046190000000002,null,0.29605789999999998]
[0.25046190000000002,null,0.29605789999999998]
[0.25046190000000002,null,0.29605789999999998]
[0.25046190000000002,null,0.29588560000000003]
[0.25046190000000002,null,0.29588560000000003]
[0.25046190000000002,null,0.29588560000000003]
[0.25046190000000002,null,0.29588560000000003]
[0.25046190000000002,null,0.29588560000000003]
[0.25046190000000002,null,0.29588560000000003]
[0.25046190000000002,null,0.29575059999999997]
[0.25046190000000002,null,0.29575059999999997]
[0.25046190000000002,null,0.29575059999999997]
[0.25046190000000002,null,0.29575059999999997]
[0.25046190000000002,null,0.2955623]
[0.250361,null,0.2955623]
[0.25026009999999999,null,0.2955623]
[0.25026009999999999,null,0.2955623]
[0.2501099,null,0.2955623]
[0.2501099,null,0.2955623]
[0.2501099,null,0.2955623]
[0.2501099,null,0.2955623]
[0.2501099,null,0.2955623]
[0.2501099,null,0.2955623]
[0.2501099,null,0.2955623]
[0.2501099,null,0.2955623]
[0.2501099,null,0.29525319999999999]
[0.2501099,null,0.29525319999999999]
[0.2501099,null,0.29525319999999999]
[0.2499951,null,0.29525319999999999]
[0.2499951,null,0.29525319999999999]
[0.2499951,null,0.29525319999999999]
[0.2499951,null,0.29525319999999999]
[0.2499951,null,0.29525319999999999]
[0.2499951,null,0.29525319999999999]
[0.2499951,null,0.29525319999999999]
[0.2499951,null,0.29525319999999999]
[0.2499951,null,0.29525319999999999]
[0.2499951,null,0.29525319999999999]
[0.2499951,null,0.29525319999999999]
[0.2499951,null,0.29525319999999999]
[0.2499951,null,0.29525319999999999]
[0.2499951,null,0.29525319999999999]
[0.2499951,null,0.29525319999999999]
[0.2499951,null,0.29525319999999999]
[0.2499951,null,0.29525319999999999]
[0.2499951,null,0.29512070000000001]
[0.2499951,null,0.2949485]
[0.2499951,null,0.2949485]
[0.2499951,null,0.2949485]
[0.24985180000000001,null,0.2949485]
[0.24985180000000001,null,0.2949485]
[0.24985180000000001,null,0.2949485]
[0.24985180000000001,null,0.2949485]
[0.24985180000000001,null,0.2949485]
[0.24985180000000001,null,0.2949485]
[0.24985180000000001,null,0.2949485]
[0.24985180000000001,null,0.29476020000000003]
[0.24985180000000001,null,0.29462519999999998]
[0.24985180000000001,null,0.29462519999999998]
[0.24985180000000001,null,0.29462519999999998]
[0.24985180000000001,null,0.29462519999999998]
[0.24985180000000001,null,0.29462519999999998]
[0.24985180000000001,null,0.29462519999999998]
[0.24973699999999999,null,0.29462519999999998]
[0.24973699999999999,null,0.29462519999999998]
[0.24973699999999999,null,0.29462519999999998]
[0.24973690000000001,null,0.29462519999999998]
[0.24973690000000001,null,0.29462519999999998]
[0.24973690000000001,null,0.29462519999999998]
[0.24973690000000001,null,0.29462519999999998]
[0.24973690000000001,null,0.29462519999999998]
[0.24973690000000001,null,0.29462519999999998]
[0.24973690000000001,null,0.29462519999999998]
[0.24973690000000001,null,0.29462519999999998]
[0.24973690000000001,null,0.29462519999999998]
[0.24973690000000001,null,0.29462519999999998]
[0.24973690000000001,null,0.29462519999999998]
[0.24973690000000001,null,0.29462519999999998]
[0.24973690000000001,null,0.29462519999999998]
[0.24953510000000001,null,0.29462519999999998]
[0.24953510000000001,null,0.29462519999999998]
[0.24953510000000001,null,0.29462519999999998]
[0.24953510000000001,null,0.29462519999999998]
[0.24953510000000001,null,0.29462519999999998]
[0.24953510000000001,null,0.29462519999999998]
[0.24953510000000001,null,0.29462519999999998]
[0.249385,null,0.29462519999999998]
[0.249385,null,0.29462519999999998]
[0.249385,null,0.29462519999999998]
[0.249385,null,0.29462519999999998]
[0.249385,null,0.29462519999999998]
[0.249385,null,0.29462519999999998]
[0.249385,null,0.29445290000000002]
[0.249385,null,0.29445290000000002]
[0.249385,null,0.29445290000000002]
[0.249385,null,0.29445290000000002]
[0.249385,null,0.29445290000000002]
[0.249385,null,0.29445290000000002]
[0.249385,null,0.29445290000000002]
[0.249385,null,0.29445290000000002]
[0.249385,null,0.29426459999999999]
[0.249385,null,0.29395549999999998]
[0.24904770000000001,null,0.29395549999999998]
[0.24904770000000001,null,0.29395549999999998]
[0.24904770000000001,null,0.29395549999999998]
[0.24904770000000001,null,0.29395549999999998]
[0.24904770000000001,null,0.29395549999999998]
[0.24904770000000001,null,0.29382049999999998]
[0.24904770000000001,null,0.29382049999999998]
[0.24904770000000001,null,0.29382049999999998]
[0.24904770000000001,null,0.29382049999999998]
[0.24890429999999999,null,0.29382049999999998]
[0.2487895,null,0.29382049999999998]
[0.2487895,null,0.29382049999999998]
[0.2487895,null,0.29375430000000002]
[0.2487895,null,0.29368810000000001]
[0.2487895,null,0.29368810000000001]
[0.2487895,null,0.29368810000000001]
[0.2487895,null,0.29368810000000001]
[0.2487895,null,0.29368810000000001]
[0.2487895,null,0.29368810000000001]
[0.2487895,null,0.29368810000000001]
[0.2487895,null,0.29368810000000001]
[0.2487895,null,0.29368810000000001]
[0.2487895,null,0.29368810000000001]
[0.2487895,null,0.29368810000000001]
[0.2487895,null,0.29368810000000001]
[0.2487895,null,0.29368810000000001]
[0.2487895,null,0.29368810000000001]
[0.2487895,null,0.29368810000000001]
[0.2487895,null,0.29368810000000001]
[0.2487895,null,0.29368810000000001]
[0.2487895,null,0.29368810000000001]
[0.2487895,null,0.29351579999999999]
[0.2487895,null,0.29332750000000002]
[0.2487895,null,0.29332750000000002]
[0.2487895,null,0.29332750000000002]
[0.2487895,null,0.29332750000000002]
[0.2487895,null,0.29332750000000002]
[0.2487895,null,0.29332750000000002]
[0.2487895,null,0.29332750000000002]
[0.24858769999999999,null,0.29332750000000002]
[0.24858769999999999,null,0.29332750000000002]
[0.24858769999999999,null,0.29332750000000002]
[0.24858769999999999,null,0.29332750000000002]
[0.24843760000000001,null,0.29332750000000002]
[0.24843760000000001,null,0.29332750000000002]
[0.24843760000000001,null,0.29332750000000002]
[0.24843760000000001,null,0.29332750000000002]
[0.24843760000000001,null,0.29332750000000002]
[0.24843760000000001,null,0.29332750000000002]
[0.24843760000000001,null,0.29332750000000002]
[0.24843760000000001,null,0.29332750000000002]
[0.24843760000000001,null,0.29332750000000002]
[0.24843760000000001,null,0.29319260000000003]
[0.24843760000000001,null,0.29319260000000003]
[0.24843760000000001,null,0.29319260000000003]
[0.24843760000000001,null,0.29319260000000003]
[0.24843760000000001,null,0.29319260000000003]
[0.24843760000000001,null,0.29319250000000002]
[0.24843760000000001,null,0.29319250000000002]
[0.24843760000000001,null,0.29319250000000002]
[0.24843760000000001,null,0.29319250000000002]
[0.24843760000000001,null,0.29319250000000002]
[0.24843760000000001,null,0.29319250000000002]
[0.24843760000000001,null,0.29319250000000002]
[0.24843760000000001,null,0.29319250000000002]
[0.24843760000000001,null,0.29319250000000002]
[0.24829419999999999,null,0.29319250000000002]
[0.24829419999999999,null,0.29319250000000002]
[0.24829419999999999,null,0.29319250000000002]
[0.24829419999999999,null,0.29319250000000002]
[0.24829419999999999,null,0.29319250000000002]
[0.24817939999999999,null,0.29319250000000002]
[0.24817939999999999,null,0.29319250000000002]
[0.24817939999999999,null,0.29300419999999999]
[0.24817939999999999,null,0.29283199999999998]
[0.24817939999999999,null,0.29252280000000003]
[0.24817939999999999,null,0.29252280000000003]
[0.24817939999999999,null,0.29252280000000003]
[0.24817939999999999,null,0.29252280000000003]
[0.24817939999999999,null,0.29239039999999999]
[0.24817939999999999,null,0.29239039999999999]
[0.24817939999999999,null,0.29239039999999999]
[0.24817939999999999,null,0.29239039999999999]
[0.24802920000000001,null,0.29239039999999999]
[0.24802920000000001,null,0.29239039999999999]
[0.24802920000000001,null,0.29239039999999999]
[0.24802920000000001,null,0.29239039999999999]
[0.24802920000000001,null,0.29239039999999999]
[0.24802920000000001,null,0.29239039999999999]
[0.24802920000000001,null,0.29239039999999999]
[0.24802920000000001,null,0.29239039999999999]
[0.24802920000000001,null,0.29239039999999999]
[0.24802920000000001,null,0.29239039999999999]
[0.24802920000000001,null,0.29239039999999999]
[0.24802920000000001,null,0.29239039999999999]
[0.24802920000000001,null,0.29239039999999999]
[0.24802920000000001,null,0.29239039999999999]
[0.24802920000000001,null,0.29239039999999999]
[0.24802920000000001,null,0.29239039999999999]
[0.24802920000000001,null,0.29239039999999999]
[0.24802920000000001,null,0.29239039999999999]
[0.24802920000000001,null,0.29239039999999999]
[0.24802920000000001,null,0.29239039999999999]
[0.247692,null,0.29239039999999999]
[0.247692,null,0.29239039999999999]
[0.247692,null,0.29221809999999998]
[0.24749019999999999,null,0.29221809999999998]
[0.24749019999999999,null,0.29221809999999998]
[0.24749019999999999,null,0.29221809999999998]
[0.24749019999999999,null,0.29208319999999999]
[0.24749019999999999,null,0.29208319999999999]
[0.24749019999999999,null,0.29208319999999999]
[0.24749019999999999,null,0.29208319999999999]
[0.24749019999999999,null,0.29208319999999999]
[0.24749019999999999,null,0.29208319999999999]
[0.24749019999999999,null,0.29208319999999999]
[0.24749019999999999,null,0.29189490000000001]
[0.24734680000000001,null,0.29189490000000001]
[0.24734680000000001,null,0.29189490000000001]
[0.24734680000000001,null,0.29189490000000001]
[0.24734680000000001,null,0.29189490000000001]
[0.24734680000000001,null,0.29189490000000001]
[0.24734680000000001,null,0.29189490000000001]
[0.24734680000000001,null,0.29189490000000001]
[0.24734680000000001,null,0.29189490000000001]
[0.24734680000000001,null,0.29189490000000001]
[0.24734680000000001,null,0.29189490000000001]
[0.24734680000000001,null,0.29189490000000001]
[0.24734680000000001,null,0.29189480000000001]
[0.24723200000000001,null,0.29189480000000001]
[0.24723200000000001,null,0.29189480000000001]
[0.24723200000000001,null,0.29189480000000001]
[0.24723200000000001,null,0.29189480000000001]
[0.24723200000000001,null,0.29189480000000001]
[0.24723200000000001,null,0.29189480000000001]
[0.24723200000000001,null,0.29189480000000001]
[0.24723200000000001,null,0.29189480000000001]
[0.24708179999999999,null,0.2915857]
[0.24708179999999999,null,0.2915857]
[0.24708179999999999,null,0.2915857]
[0.24708179999999999,null,0.2915857]
[0.24708179999999999,null,0.2915857]
[0.24708179999999999,null,0.2915857]
[0.24708179999999999,null,0.2915857]
[0.24708179999999999,null,0.2915857]
[0.24708179999999999,null,0.2915857]
[0.24708179999999999,null,0.29145330000000003]
[0.24708179999999999,null,0.29145330000000003]
[0.24708179999999999,null,0.29145330000000003]
[0.24708179999999999,null,0.29128100000000001]
[0.24708179999999999,null,0.29128100000000001]
[0.24708179999999999,null,0.29114610000000002]
[0.24708179999999999,null,0.29114610000000002]
[0.24708179999999999,null,0.29114610000000002]
[0.24708179999999999,null,0.29095779999999999]
[0.24708179999999999,null,0.29095769999999999]
[0.24708179999999999,null,0.29095769999999999]
[0.24708179999999999,null,0.29095769999999999]
[0.24708179999999999,null,0.29095769999999999]
[0.24693850000000001,null,0.29095769999999999]
[0.24693850000000001,null,0.29095769999999999]
[0.24693850000000001,null,0.29095769999999999]
[0.24693850000000001,null,0.29095769999999999]
[0.24693850000000001,null,0.29095769999999999]
[0.24693850000000001,null,0.29095769999999999]
[0.2469384,null,0.29095769999999999]
[0.2467366,null,0.29095769999999999]
[0.2467366,null,0.29095769999999999]
[0.2467366,null,0.29095769999999999]
[0.2467366,null,0.29095769999999999]
[0.2467366,null,0.29095769999999999]
[0.2467366,null,0.29095769999999999]
[0.2467366,null,0.29095769999999999]
[0.2467366,null,0.29095769999999999]
[0.2467366,null,0.29095769999999999]
[0.2467366,null,0.29095769999999999]
[0.2467366,null,0.29095769999999999]
[0.2467366,null,0.29095769999999999]
[0.2467366,null,0.29095769999999999]
[0.2467366,null,0.29095769999999999]
[0.24658649999999999,null,0.29095769999999999]
[0.24658649999999999,null,0.29095769999999999]
[0.24658649999999999,null,0.29095769999999999]
[0.24658649999999999,null,0.29095769999999999]
[0.24658649999999999,null,0.29095769999999999]
[0.24658649999999999,null,0.29095769999999999]
[0.24647169999999999,null,0.29095769999999999]
[0.24647169999999999,null,0.29095769999999999]
[0.24647169999999999,null,0.29095769999999999]
[0.24647169999999999,null,0.29095769999999999]
[0.24647169999999999,null,0.29095769999999999]
[0.24647169999999999,null,0.29095769999999999]
[0.24647169999999999,null,0.29095769999999999]
[0.24647169999999999,null,0.29095769999999999]
[0.24647169999999999,null,0.29082279999999999]
[0.24647169999999999,null,0.29082279999999999]
[0.24647169999999999,null,0.29082279999999999]
[0.2461344,null,0.29082279999999999]
[0.2461344,null,0.29051369999999999]
[0.2461344,null,0.29051369999999999]
[0.2461344,null,0.29034140000000003]
[0.2461344,null,0.29034140000000003]
[0.2461344,null,0.29034140000000003]
[0.2461344,null,0.29034140000000003]
[0.2461344,null,0.29034140000000003]
[0.2461344,null,0.29034140000000003]
[0.2461344,null,0.29034140000000003]
[0.2461344,null,0.29034140000000003]
[0.2461344,null,0.29034140000000003]
[0.2461344,null,0.29034140000000003]
[0.2461344,null,0.2901531]
[0.2461344,null,0.2901531]
[0.2461344,null,0.2901531]
[0.2461344,null,0.2901531]
[0.2461344,null,0.2901531]
[0.2461344,null,0.2901531]
[0.2461344,null,0.2901531]
[0.2461344,null,0.2901531]
[0.24599099999999999,null,0.2901531]
[0.24599099999999999,null,0.2901531]
[0.24599099999999999,null,0.2901531]
[0.24599099999999999,null,0.2901531]
[0.24599099999999999,null,0.2901531]
[0.24599099999999999,null,0.2901531]
[0.24599099999999999,null,0.2901531]
[0.2458409,null,0.2901531]
[0.2458409,null,0.2901531]
[0.2458409,null,0.2901531]
[0.2458409,null,0.2901531]
[0.2458409,null,0.2901531]
[0.2458409,null,0.2900181]
[0.2458409,null,0.2900181]
[0.2458409,null,0.2900181]
[0.2458409,null,0.2900181]
[0.2458409,null,0.2900181]
[0.2458409,null,0.28995189999999998]
[0.2457261,null,0.28995189999999998]
[0.2457261,null,0.28988570000000002]
[0.2457261,null,0.28988570000000002]
[0.2457261,null,0.28988570000000002]
[0.2457261,null,0.28971340000000001]
[0.2457261,null,0.28971340000000001]
[0.2457261,null,0.28971340000000001]
[0.2457261,null,0.28971340000000001]
[0.2455243,null,0.28952509999999998]
[0.2455243,null,0.28952509999999998]
[0.2455243,null,0.28952509999999998]
[0.2455243,null,0.28952509999999998]
[0.2455243,null,0.28952509999999998]
[0.2455243,null,0.28952509999999998]
[0.2455243,null,0.28952509999999998]
[0.2455243,null,0.28952509999999998]
[0.2455243,null,0.28952509999999998]
[0.2455243,null,0.28952509999999998]
[0.24537410000000001,null,0.28952509999999998]
[0.24537410000000001,null,0.28952509999999998]
[0.24537410000000001,null,0.28952509999999998]
[0.24537410000000001,null,0.28952509999999998]
[0.24537410000000001,null,0.28952509999999998]
[0.24537410000000001,null,0.28952509999999998]
[0.24537410000000001,null,0.28952509999999998]
[0.24537410000000001,null,0.28952509999999998]
[0.24537410000000001,null,0.28952509999999998]
[0.24537410000000001,null,0.28952509999999998]
[0.24537410000000001,null,0.28952509999999998]
[0.24537410000000001,null,0.28952509999999998]
[0.24537410000000001,null,0.28952509999999998]
[0.24537410000000001,null,0.28952509999999998]
[0.24537410000000001,null,0.28952509999999998]
[0.24537410000000001,null,0.28921599999999997]
[0.24537410000000001,null,0.28921599999999997]
[0.24537410000000001,null,0.28921599999999997]
[0.24537410000000001,null,0.28921599999999997]
[0.24537410000000001,null,0.28921599999999997]
[0.24537410000000001,null,0.28921599999999997]
[0.2452307,null,0.28921599999999997]
[0.2452307,null,0.28921599999999997]
[0.2452307,null,0.28921599999999997]
[0.2452307,null,0.28921599999999997]
[0.2452307,null,0.28921599999999997]
[0.2452307,null,0.28890880000000002]
[0.2452307,null,0.28890880000000002]
[0.2452307,null,0.28890880000000002]
[0.2452307,null,0.28890880000000002]
[0.2452307,null,0.28890880000000002]
[0.2452307,null,0.28890880000000002]
[0.2452307,null,0.28890880000000002]
[0.2452307,null,0.28890880000000002]
[0.2452307,null,0.28890870000000002]
[0.2452307,null,0.28872039999999999]
[0.2452307,null,0.28872039999999999]
[0.2452307,null,0.28872039999999999]
[0.24508060000000001,null,0.28872039999999999]
[0.24508060000000001,null,0.28872039999999999]
[0.24508060000000001,null,0.28872039999999999]
[0.24508060000000001,null,0.28872039999999999]
[0.24496580000000001,null,0.28872039999999999]
[0.24496580000000001,null,0.28872039999999999]
[0.24496580000000001,null,0.28872039999999999]
[0.2446285,null,0.28872039999999999]
[0.2446285,null,0.28872039999999999]
[0.2446285,null,0.28872039999999999]
[0.2446285,null,0.28872039999999999]
[0.2446285,null,0.28872039999999999]
[0.2446285,null,0.28872039999999999]
[0.2446285,null,0.28872039999999999]
[0.2446285,null,0.28872039999999999]
[0.2446285,null,0.28872039999999999]
[0.2446285,null,0.28872039999999999]
[0.2444267,null,0.28872039999999999]
[0.2444267,null,0.28872039999999999]
[0.2444267,null,0.28872039999999999]
[0.2444267,null,0.28872039999999999]
[0.2444267,null,0.28872039999999999]
[0.2444267,null,0.28872039999999999]
[0.2444267,null,0.28872039999999999]
[0.2444267,null,0.28872039999999999]
[0.2444267,null,0.28872039999999999]
[0.2444267,null,0.28872039999999999]
[0.2444267,null,0.28872039999999999]
[0.2444267,null,0.28872039999999999]
[0.2444267,null,0.28872039999999999]
[0.2444267,null,0.28872039999999999]
[0.2444267,null,0.28872039999999999]
[0.2444267,null,0.28858800000000001]
[0.2444267,null,0.28858800000000001]
[0.2444267,null,0.28822740000000002]
[0.2444267,null,0.28822740000000002]
[0.2444267,null,0.28822740000000002]
[0.2444267,null,0.28822740000000002]
[0.2444267,null,0.28822740000000002]
[0.2444267,null,0.28822740000000002]
[0.2444267,null,0.28822740000000002]
[0.24427650000000001,null,0.28809240000000003]
[0.24427650000000001,null,0.28809240000000003]
[0.24427650000000001,null,0.28809240000000003]
[0.24427650000000001,null,0.28778330000000002]
[0.24427650000000001,null,0.28778330000000002]
[0.24427650000000001,null,0.28778330000000002]
[0.24427650000000001,null,0.28778330000000002]
[0.24427650000000001,null,0.28778330000000002]
[0.24427650000000001,null,0.28778330000000002]
[0.24427650000000001,null,0.28778330000000002]
[0.24427650000000001,null,0.28778330000000002]
[0.24427650000000001,null,0.28778330000000002]
[0.24416170000000001,null,0.28778330000000002]
[0.24416170000000001,null,0.28778330000000002]
[0.24416170000000001,null,0.28778330000000002]
[0.24416170000000001,null,0.28778330000000002]
[0.24416170000000001,null,0.28778330000000002]
[0.24416170000000001,null,0.28778330000000002]
[0.24416170000000001,null,0.28778330000000002]
[0.24416170000000001,null,0.28778330000000002]
[0.24416170000000001,null,0.28778330000000002]
[0.2440184,null,0.28778330000000002]
[0.2440184,null,0.28778330000000002]
[0.2440184,null,0.28778330000000002]
[0.2440184,null,0.28778330000000002]
[0.2440184,null,0.28778330000000002]
[0.2440184,null,0.28778330000000002]
[0.2440184,null,0.28778330000000002]
[0.2440184,null,0.28759499999999999]
[0.2440184,null,0.28759499999999999]
[0.2440184,null,0.28759499999999999]
[0.2440184,null,0.28759499999999999]
[0.2440184,null,0.28759499999999999]
[0.2440184,null,0.28745999999999999]
[0.2440184,null,0.28745999999999999]
[0.2440184,null,0.28745999999999999]
[0.2440184,null,0.28745999999999999]
[0.2440184,null,0.28745999999999999]
[0.24381659999999999,null,0.28745999999999999]
[0.24381659999999999,null,0.28745999999999999]
[0.24381659999999999,null,0.28745999999999999]
[0.24381659999999999,null,0.28745999999999999]
[0.24381659999999999,null,0.28745999999999999]
[0.24381649999999999,null,0.28745999999999999]
[0.24381649999999999,null,0.28745999999999999]
[0.24381649999999999,null,0.28745999999999999]
[0.24366640000000001,null,0.28745999999999999]
[0.24366640000000001,null,0.28745999999999999]
[0.24366640000000001,null,0.28745999999999999]
[0.24355160000000001,null,0.28745999999999999]
[0.24355160000000001,null,0.28728779999999998]
[0.24355160000000001,null,0.28728779999999998]
[0.24355160000000001,null,0.28728779999999998]
[0.24355160000000001,null,0.28728779999999998]
[0.24355160000000001,null,0.28728779999999998]
[0.24355160000000001,null,0.28728779999999998]
[0.24355160000000001,null,0.28728779999999998]
[0.24355160000000001,null,0.28728779999999998]
[0.24355160000000001,null,0.28728779999999998]
[0.24355160000000001,null,0.28728779999999998]
[0.24355160000000001,null,0.28728779999999998]
[0.24355160000000001,null,0.28728779999999998]
[0.24355160000000001,null,0.28728779999999998]
[0.24355160000000001,null,0.28728779999999998]
[0.24355160000000001,null,0.28728779999999998]
[0.24355160000000001,null,0.28728779999999998]
[0.24355160000000001,null,0.28728779999999998]
[0.24340819999999999,null,0.28715279999999999]
[0.24340819999999999,null,0.28715279999999999]
[0.24340819999999999,null,0.28715279999999999]
[0.24340819999999999,null,0.28696450000000001]
[0.24340819999999999,null,0.28696450000000001]
[0.24340819999999999,null,0.28696450000000001]
[0.24340819999999999,null,0.28696450000000001]
[0.24340819999999999,null,0.28696450000000001]
[0.24340819999999999,null,0.28696450000000001]
[0.24340819999999999,null,0.28696450000000001]
[0.24307100000000001,null,0.28696450000000001]
[0.24307100000000001,null,0.28696450000000001]
[0.24307100000000001,null,0.28696450000000001]
[0.24307100000000001,null,0.28696450000000001]
[0.24307100000000001,null,0.28696450000000001]
[0.24307100000000001,null,0.28696450000000001]
[0.24307100000000001,null,0.28696450000000001]
[0.24307100000000001,null,0.2867922]
[0.24307100000000001,null,0.2867922]
[0.24307100000000001,null,0.28648309999999999]
[0.24307100000000001,null,0.28648309999999999]
[0.24307100000000001,null,0.28648309999999999]
[0.24307100000000001,null,0.28648309999999999]
[0.24307100000000001,null,0.28648309999999999]
[0.24307090000000001,null,0.28648309999999999]
[0.24307090000000001,null,0.28648309999999999]
[0.2428691,null,0.28648309999999999]
[0.2428691,null,0.28648309999999999]
[0.2428691,null,0.28648309999999999]
[0.2428691,null,0.28648309999999999]
[0.2428691,null,0.28648309999999999]
[0.24271899999999999,null,0.28648309999999999]
[0.24271899999999999,null,0.28648309999999999]
[0.24271899999999999,null,0.28648309999999999]
[0.24271899999999999,null,0.28648309999999999]
[0.24271899999999999,null,0.28648309999999999]
[0.24271899999999999,null,0.28629480000000002]
[0.24271899999999999,null,0.28629480000000002]
[0.24271899999999999,null,0.28629480000000002]
[0.24260419999999999,null,0.28629480000000002]
[0.24260419999999999,null,0.28629480000000002]
[0.24260419999999999,null,0.28629480000000002]
[0.24260419999999999,null,0.28629480000000002]
[0.24260419999999999,null,0.28629480000000002]
[0.24260419999999999,null,0.28629480000000002]
[0.24260419999999999,null,0.28629480000000002]
[0.24260419999999999,null,0.28615980000000002]
[0.24260419999999999,null,0.28615980000000002]
[0.24260419999999999,null,0.28615980000000002]
[0.24260419999999999,null,0.28615980000000002]
[0.24260419999999999,null,0.28615980000000002]
[0.24260419999999999,null,0.28615980000000002]
[0.24260419999999999,null,0.28615980000000002]
[0.24260419999999999,null,0.28615980000000002]
[0.24260419999999999,null,0.28615980000000002]
[0.24260419999999999,null,0.28615980000000002]
[0.24260419999999999,null,0.28615980000000002]
[0.24260419999999999,null,0.28615980000000002]
[0.24260419999999999,null,0.28598760000000001]
[0.2424608,null,0.28598760000000001]
[0.2424608,null,0.28598760000000001]
[0.2424608,null,0.28598760000000001]
[0.2424608,null,0.28598760000000001]
[0.2424608,null,0.28598760000000001]
[0.2424608,null,0.28598760000000001]
[0.2424608,null,0.28598760000000001]
[0.2424608,null,0.28598760000000001]
[0.2424608,null,0.28598760000000001]
[0.2424608,null,0.28598760000000001]
[0.2424608,null,0.28598760000000001]
[0.2424608,null,0.28598760000000001]
[0.2424608,null,0.28598760000000001]
[0.2424608,null,0.28598760000000001]
[0.2424608,null,0.28598760000000001]
[0.2424608,null,0.28598760000000001]
[0.2424608,null,0.28598760000000001]
[0.2424608,null,0.28598760000000001]
[0.24231069999999999,null,0.28598760000000001]
[0.24231069999999999,null,0.28598760000000001]
[0.24231069999999999,null,0.28598760000000001]
[0.24231069999999999,null,0.28585260000000001]
[0.24231069999999999,null,0.28566429999999998]
[0.24231069999999999,null,0.28566429999999998]
[0.24231069999999999,null,0.28566429999999998]
[0.24231069999999999,null,0.28566429999999998]
[0.24231069999999999,null,0.28566429999999998]
[0.24231069999999999,null,0.28566429999999998]
[0.24219579999999999,null,0.28566429999999998]
[0.24219579999999999,null,0.28566429999999998]
[0.24219579999999999,null,0.28566429999999998]
[0.24219579999999999,null,0.28566429999999998]
[0.24219579999999999,null,0.28566429999999998]
[0.24219579999999999,null,0.28566429999999998]
[0.24219579999999999,null,0.28535519999999998]
[0.24219579999999999,null,0.28535519999999998]
[0.24219579999999999,null,0.28535519999999998]
[0.24199399999999999,null,0.2852227]
[0.24199399999999999,null,0.2852227]
[0.24199399999999999,null,0.2852227]
[0.24199399999999999,null,0.2852227]
[0.24199399999999999,null,0.2852227]
[0.24199399999999999,null,0.2852227]
[0.2418507,null,0.2852227]
[0.2418507,null,0.2852227]
[0.2418507,null,0.2852227]
[0.2418507,null,0.2852227]
[0.2418507,null,0.28505049999999998]
[0.2418507,null,0.28505049999999998]
[0.2418507,null,0.28505049999999998]
[0.2418507,null,0.28505049999999998]
[0.2418507,null,0.28505049999999998]
[0.2418507,null,0.28505049999999998]
[0.2418507,null,0.28505049999999998]
[0.2418507,null,0.28505049999999998]
[0.2418507,null,0.28505049999999998]
[0.2418507,null,0.28505049999999998]
[0.2418507,null,0.28505049999999998]
[0.2418507,null,0.28505049999999998]
[0.24151339999999999,null,0.28505049999999998]
[0.24151339999999999,null,0.28505049999999998]
[0.24151339999999999,null,0.28505049999999998]
[0.24151339999999999,null,0.28505049999999998]
[0.2413632,null,0.28505049999999998]
[0.2413632,null,0.28486210000000001]
[0.2413632,null,0.28486210000000001]
[0.2413632,null,0.28486210000000001]
[0.2413632,null,0.28486210000000001]
[0.2413632,null,0.28472720000000001]
[0.2413632,null,0.28472720000000001]
[0.2413632,null,0.28472720000000001]
[0.2412484,null,0.28472720000000001]
[0.2412484,null,0.28472720000000001]
[0.2412484,null,0.28472720000000001]
[0.2412484,null,0.28472720000000001]
[0.2412484,null,0.28472720000000001]
[0.2412484,null,0.28472720000000001]
[0.2412484,null,0.28472720000000001]
[0.2412484,null,0.28472720000000001]
[0.2412484,null,0.28472720000000001]
[0.2412484,null,0.28472720000000001]
[0.2412484,null,0.28472720000000001]
[0.2412484,null,0.28472720000000001]
[0.2412484,null,0.28472720000000001]
[0.2412484,null,0.28472720000000001]
[0.2412484,null,0.2845549]
[0.2412484,null,0.2845549]
[0.2412484,null,0.2845549]
[0.2412484,null,0.2845549]
[0.2412484,null,0.2845549]
[0.24110509999999999,null,0.2845549]
[0.24110509999999999,null,0.2845549]
[0.24110509999999999,null,0.2845549]
[0.24110509999999999,null,0.2845549]
[0.24110509999999999,null,0.2845549]
[0.24110509999999999,null,0.2845549]
[0.24110509999999999,null,0.2845549]
[0.24110509999999999,null,0.28436660000000002]
[0.24110509999999999,null,0.28436660000000002]
[0.24110509999999999,null,0.28436660000000002]
[0.24110509999999999,null,0.28405750000000002]
[0.24110509999999999,null,0.28405750000000002]
[0.24110509999999999,null,0.28405750000000002]
[0.24110509999999999,null,0.28405750000000002]
[0.24110509999999999,null,0.28405750000000002]
[0.24110509999999999,null,0.28405750000000002]
[0.24090320000000001,null,0.28405750000000002]
[0.24090320000000001,null,0.28405750000000002]
[0.24090320000000001,null,0.28405750000000002]
[0.24090320000000001,null,0.28405750000000002]
[0.24090320000000001,null,0.28405750000000002]
[0.24090320000000001,null,0.28405750000000002]
[0.24090320000000001,null,0.28405750000000002]
[0.24090320000000001,null,0.28392250000000002]
[0.24090320000000001,null,0.28392250000000002]
[0.2407531,null,0.28392250000000002]
[0.2407531,null,0.28375030000000001]
[0.2407531,null,0.28375030000000001]
[0.2407531,null,0.28375030000000001]
[0.2407531,null,0.28375030000000001]
[0.2407531,null,0.28375030000000001]
[0.2407531,null,0.28375030000000001]
[0.2407531,null,0.28375030000000001]
[0.2407531,null,0.28375030000000001]
[0.2407531,null,0.28375030000000001]
[0.2407531,null,0.28375030000000001]
[0.2407531,null,0.28375030000000001]
[0.2407531,null,0.28375030000000001]
[0.2407531,null,0.28375030000000001]
[0.2407531,null,0.28375030000000001]
[0.2407531,null,0.28356189999999998]
[0.2407531,null,0.28356189999999998]
[0.2407531,null,0.28356189999999998]
[0.2407531,null,0.28356189999999998]
[0.2407531,null,0.28356189999999998]
[0.2407531,null,0.28356189999999998]
[0.2407531,null,0.28356189999999998]
[0.2407531,null,0.28356189999999998]
[0.24060970000000001,null,0.28356189999999998]
[0.24060970000000001,null,0.28356189999999998]
[0.24060970000000001,null,0.28356189999999998]
[0.24060970000000001,null,0.28356189999999998]
[0.24060970000000001,null,0.2834295]
[0.24049490000000001,null,0.2834295]
[0.24049490000000001,null,0.2834295]
[0.24049490000000001,null,0.2834295]
[0.24049490000000001,null,0.2834295]
[0.24049490000000001,null,0.2834295]
[0.24049490000000001,null,0.2834295]
[0.24049490000000001,null,0.2834295]
[0.24049490000000001,null,0.2834295]
[0.24049490000000001,null,0.2834295]
[0.24049490000000001,null,0.2834295]
[0.24049490000000001,null,0.2834295]
[0.24049490000000001,null,0.2834295]
[0.24049490000000001,null,0.2834295]
[0.24049490000000001,null,0.2834295]
[0.24049490000000001,null,0.2834295]
[0.24049490000000001,null,0.2834295]
[0.24049490000000001,null,0.2834295]
[0.24049490000000001,null,0.2834295]
[0.2403448,null,0.2832945]
[0.2403448,null,0.2832945]
[0.2403448,null,0.2832945]
[0.2403448,null,0.2832945]
[0.2403448,null,0.2832945]
[0.24000750000000001,null,0.2832945]
[0.24000750000000001,null,0.2832945]
[0.24000750000000001,null,0.2832945]
[0.24000750000000001,null,0.2832945]
[0.24000750000000001,null,0.28293390000000002]
[0.24000750000000001,null,0.28293390000000002]
[0.24000750000000001,null,0.28293390000000002]
[0.24000750000000001,null,0.28293390000000002]
[0.24000750000000001,null,0.28293390000000002]
[0.23980570000000001,null,0.28293390000000002]
[0.23980570000000001,null,0.28262480000000001]
[0.23980570000000001,null,0.28262480000000001]
[0.23980570000000001,null,0.28262480000000001]
[0.23980570000000001,null,0.28262480000000001]
[0.23980570000000001,null,0.28262480000000001]
[0.23980570000000001,null,0.28262480000000001]
[0.23980570000000001,null,0.28262480000000001]
[0.23980570000000001,null,0.28262480000000001]
[0.23980570000000001,null,0.28262480000000001]
[0.23980570000000001,null,0.28262480000000001]
[0.23980570000000001,null,0.28262480000000001]
[0.23980570000000001,null,0.28262480000000001]
[0.23980570000000001,null,0.28262480000000001]
[0.23980570000000001,null,0.28262480000000001]
[0.23966229999999999,null,0.28262480000000001]
[0.23966229999999999,null,0.28262480000000001]
[0.23966229999999999,null,0.28262480000000001]
[0.23966229999999999,null,0.28262480000000001]
[0.23966229999999999,null,0.28262480000000001]
[0.23966229999999999,null,0.28262480000000001]
[0.23966229999999999,null,0.28262480000000001]
[0.23966229999999999,null,0.28262480000000001]
[0.23966229999999999,null,0.28262480000000001]
[0.23966229999999999,null,0.28262480000000001]
[0.23966229999999999,null,0.28262480000000001]
[0.23966229999999999,null,0.28262480000000001]
[0.23966229999999999,null,0.28262480000000001]
[0.2395475,null,0.28262480000000001]
[0.2395475,null,0.28262480000000001]
[0.2395475,null,0.28262480000000001]
[0.2395475,null,0.28262480000000001]
[0.2395475,null,0.28262480000000001]
[0.2395475,null,0.28248990000000002]
[0.2395475,null,0.2823176]
[0.2395475,null,0.2823176]
[0.2395475,null,0.2823176]
[0.2395475,null,0.2823176]
[0.2395475,null,0.28218520000000002]
[0.2395475,null,0.28218520000000002]
[0.2395475,null,0.28218520000000002]
[0.2395475,null,0.28218520000000002]
[0.2395475,null,0.28218520000000002]
[0.2395475,null,0.28218510000000002]
[0.2395475,null,0.28218510000000002]
[0.2395475,null,0.28199679999999999]
[0.2395475,null,0.28199679999999999]
[0.2395475,null,0.28199679999999999]
[0.2395475,null,0.28199679999999999]
[0.2395475,null,0.28199679999999999]
[0.2395475,null,0.28199679999999999]
[0.2395475,null,0.28199679999999999]
[0.2395475,null,0.28199679999999999]
[0.2395475,null,0.28199679999999999]
[0.2395475,null,0.28199679999999999]
[0.2395475,null,0.28199679999999999]
[0.2395475,null,0.28199679999999999]
[0.2395475,null,0.28199679999999999]
[0.2395475,null,0.28199679999999999]
[0.2395475,null,0.28199679999999999]
[0.2395475,null,0.28199679999999999]
[0.2395475,null,0.28199679999999999]
[0.2395475,null,0.28199679999999999]
[0.2395475,null,0.28199679999999999]
[0.2395475,null,0.28199679999999999]
[0.2395475,null,0.28199679999999999]
[0.2395475,null,0.28199679999999999]
[0.23939740000000001,null,0.28199679999999999]
[0.23939740000000001,null,0.28199679999999999]
[0.23939740000000001,null,0.28199679999999999]
[0.23939730000000001,null,0.28199679999999999]
[0.23939730000000001,null,0.28168769999999999]
[0.23939730000000001,null,0.28168769999999999]
[0.23939730000000001,null,0.28168769999999999]
[0.23939730000000001,null,0.28168769999999999]
[0.23925399999999999,null,0.28168769999999999]
[0.2391392,null,0.28168769999999999]
[0.2391392,null,0.28168769999999999]
[0.2391392,null,0.28155279999999999]
[0.2391392,null,0.2811922]
[0.23893739999999999,null,0.2811922]
[0.23893739999999999,null,0.2811922]
[0.23893739999999999,null,0.2811922]
[0.23893739999999999,null,0.2811922]
[0.23893739999999999,null,0.2811922]
[0.23893739999999999,null,0.2811922]
[0.23893739999999999,null,0.2811922]
[0.23893739999999999,null,0.2811922]
[0.23893739999999999,null,0.2811922]
[0.23893739999999999,null,0.2811922]
[0.23893739999999999,null,0.2811922]
[0.23893739999999999,null,0.2811922]
[0.23893739999999999,null,0.2811922]
[0.23893739999999999,null,0.2811922]
[0.23893739999999999,null,0.2811922]
[0.23893739999999999,null,0.2811922]
[0.23893739999999999,null,0.2811922]
[0.23893739999999999,null,0.2811922]
[0.23893739999999999,null,0.2811922]
[0.23893739999999999,null,0.2811922]
[0.23893739999999999,null,0.2811922]
[0.23893739999999999,null,0.2811922]
[0.23893739999999999,null,0.2811922]
[0.23893739999999999,null,0.2811922]
[0.23893739999999999,null,0.2811922]
[0.23893739999999999,null,0.2811922]
[0.23893739999999999,null,0.28105970000000002]
[0.23893739999999999,null,0.28105970000000002]
[0.23893739999999999,null,0.28105970000000002]
[0.23893739999999999,null,0.28105970000000002]
[0.23893739999999999,null,0.28105970000000002]
[0.23893739999999999,null,0.28105970000000002]
[0.23893739999999999,null,0.28105970000000002]
[0.23860010000000001,null,0.28105970000000002]
[0.23845669999999999,null,0.28088750000000001]
[0.23845669999999999,null,0.28088750000000001]
[0.23845669999999999,null,0.28088750000000001]
[0.23845669999999999,null,0.28088740000000001]
[0.23845669999999999,null,0.28088740000000001]
[0.23845669999999999,null,0.28088740000000001]
[0.23845669999999999,null,0.28088740000000001]
[0.23845669999999999,null,0.28088740000000001]
[0.23845669999999999,null,0.28088740000000001]
[0.23830660000000001,null,0.28069909999999998]
[0.23830660000000001,null,0.28069909999999998]
[0.23830660000000001,null,0.28069909999999998]
[0.23830660000000001,null,0.28069909999999998]
[0.23830660000000001,null,0.28069909999999998]
[0.23830660000000001,null,0.28056419999999999]
[0.23830660000000001,null,0.28056419999999999]
[0.23830660000000001,null,0.28056419999999999]
[0.23824919999999999,null,0.28056419999999999]
[0.23819180000000001,null,0.28056419999999999]
[0.23819180000000001,null,0.28056419999999999]
[0.23819180000000001,null,0.28056419999999999]
[0.23819180000000001,null,0.28056419999999999]
[0.23819180000000001,null,0.28056419999999999]
[0.23819180000000001,null,0.28056419999999999]
[0.23819180000000001,null,0.28056419999999999]
[0.23819180000000001,null,0.28056419999999999]
[0.23819180000000001,null,0.28056419999999999]
[0.23819180000000001,null,0.28056419999999999]
[0.23819180000000001,null,0.28056419999999999]
[0.23819180000000001,null,0.28056419999999999]
[0.23819180000000001,null,0.28056419999999999]
[0.23819180000000001,null,0.28056419999999999]
[0.23819180000000001,null,0.28056419999999999]
[0.23819180000000001,null,0.28056419999999999]
[0.23819180000000001,null,0.28025509999999998]
[0.23819180000000001,null,0.28025509999999998]
[0.23819180000000001,null,0.28025509999999998]
[0.23819180000000001,null,0.28025509999999998]
[0.23819180000000001,null,0.28008280000000002]
[0.2379899,null,0.28008280000000002]
[0.2379899,null,0.28008280000000002]
[0.2379899,null,0.28008280000000002]
[0.2379899,null,0.28008280000000002]
[0.2379899,null,0.28008280000000002]
[0.2379899,null,0.28008280000000002]
[0.2379899,null,0.28008280000000002]
[0.2379899,null,0.28008280000000002]
[0.2379899,null,0.28008280000000002]
[0.2379899,null,0.28008280000000002]
[0.2379899,null,0.28008280000000002]
[0.2379899,null,0.27989449999999999]
[0.23784659999999999,null,0.27989449999999999]
[0.23784659999999999,null,0.27989449999999999]
[0.23784659999999999,null,0.27989449999999999]
[0.23784659999999999,null,0.27989449999999999]
[0.23784659999999999,null,0.27989449999999999]
[0.23784659999999999,null,0.27989449999999999]
[0.23784659999999999,null,0.27989449999999999]
[0.23784659999999999,null,0.27982820000000003]
[0.23784659999999999,null,0.27962710000000002]
[0.23784659999999999,null,0.27962710000000002]
[0.23784659999999999,null,0.27962710000000002]
[0.23784659999999999,null,0.27962710000000002]
[0.23784659999999999,null,0.27962710000000002]
[0.23784659999999999,null,0.27962710000000002]
[0.23784659999999999,null,0.27962710000000002]
[0.2376964,null,0.27962710000000002]
[0.2376964,null,0.27962710000000002]
[0.2376964,null,0.27962710000000002]
[0.2376964,null,0.27962710000000002]
[0.2376964,null,0.27962710000000002]
[0.2376964,null,0.27962710000000002]
[0.2376964,null,0.27962710000000002]
[0.2376964,null,0.27962710000000002]
[0.2376964,null,0.27962710000000002]
[0.2375816,null,0.27962710000000002]
[0.2375816,null,0.27962710000000002]
[0.2375816,null,0.27962710000000002]
[0.2375816,null,0.27962710000000002]
[0.2375816,null,0.27962710000000002]
[0.2375816,null,0.2794548]
[0.2375816,null,0.2794548]
[0.2375816,null,0.2794548]
[0.2375816,null,0.2794548]
[0.2375816,null,0.2794548]
[0.2375816,null,0.2794548]
[0.2375816,null,0.2794548]
[0.2375816,null,0.2794548]
[0.2375816,null,0.2794548]
[0.2375816,null,0.2794548]
[0.2375816,null,0.2794548]
[0.2375816,null,0.2794548]
[0.2375816,null,0.2794548]
[0.2375816,null,0.27926649999999997]
[0.2375816,null,0.27926649999999997]
[0.2375816,null,0.27926649999999997]
[0.2375816,null,0.27926649999999997]
[0.2375816,null,0.27926649999999997]
[0.2375816,null,0.27926649999999997]
[0.2375816,null,0.27926649999999997]
[0.2375816,null,0.27926649999999997]
[0.2375816,null,0.27926649999999997]
[0.2375816,null,0.27926649999999997]
[0.2375816,null,0.27926649999999997]
[0.2375816,null,0.27926649999999997]
[0.2375816,null,0.27913149999999998]
[0.2375816,null,0.27913149999999998]
[0.2375816,null,0.27913149999999998]
[0.2375816,null,0.27913149999999998]
[0.2375816,null,0.27913149999999998]
[0.2375816,null,0.27913149999999998]
[0.2375816,null,0.27913149999999998]
[0.2375816,null,0.27913149999999998]
[0.23743819999999999,null,0.27913149999999998]
[0.23710100000000001,null,0.27913149999999998]
[0.23710100000000001,null,0.27913149999999998]
[0.23710100000000001,null,0.27913149999999998]
[0.23710100000000001,null,0.27913149999999998]
[0.23695079999999999,null,0.27913149999999998]
[0.23695079999999999,null,0.27913149999999998]
[0.23674899999999999,null,0.27913149999999998]
[0.23674899999999999,null,0.27913149999999998]
[0.23674899999999999,null,0.27913149999999998]
[0.23674899999999999,null,0.2789991]
[0.23674899999999999,null,0.27882679999999999]
[0.23674899999999999,null,0.27882679999999999]
[0.23674899999999999,null,0.27851769999999998]
[0.23674899999999999,null,0.27851769999999998]
[0.23674899999999999,null,0.27851769999999998]
[0.23674899999999999,null,0.27851769999999998]
[0.23674899999999999,null,0.27851769999999998]
[0.23674899999999999,null,0.27851769999999998]
[0.23674899999999999,null,0.27851769999999998]
[0.23674899999999999,null,0.27851769999999998]
[0.23674899999999999,null,0.27851769999999998]
[0.23674899999999999,null,0.27851769999999998]
[0.23674899999999999,null,0.27851769999999998]
[0.23674899999999999,null,0.2783294]
[0.23663419999999999,null,0.2783294]
[0.23663419999999999,null,0.2783294]
[0.23663419999999999,null,0.2783294]
[0.23663419999999999,null,0.2783294]
[0.23663419999999999,null,0.2783294]
[0.23663419999999999,null,0.2783294]
[0.23663419999999999,null,0.2783294]
[0.23663419999999999,null,0.2783294]
[0.23663419999999999,null,0.2783294]
[0.23663419999999999,null,0.2783294]
[0.23663419999999999,null,0.2783294]
[0.23663419999999999,null,0.27819440000000001]
[0.23663419999999999,null,0.27819440000000001]
[0.23663419999999999,null,0.27819440000000001]
[0.23663419999999999,null,0.27819440000000001]
[0.236484,null,0.27819440000000001]
[0.236484,null,0.27819440000000001]
[0.236484,null,0.27819440000000001]
[0.236484,null,0.27819440000000001]
[0.236484,null,0.27819440000000001]
[0.236484,null,0.27819440000000001]
[0.236484,null,0.27819440000000001]
[0.236484,null,0.27819440000000001]
[0.236484,null,0.27819440000000001]
[0.236484,null,0.27819440000000001]
[0.236484,null,0.27819440000000001]
[0.23634069999999999,null,0.27819440000000001]
[0.23634069999999999,null,0.27819440000000001]
[0.23634069999999999,null,0.27800609999999998]
[0.23634069999999999,null,0.27800609999999998]
[0.23634069999999999,null,0.27783380000000002]
[0.23634069999999999,null,0.27783380000000002]
[0.23634069999999999,null,0.27783380000000002]
[0.23634069999999999,null,0.27783380000000002]
[0.23634069999999999,null,0.27783380000000002]
[0.23634069999999999,null,0.27783380000000002]
[0.23634069999999999,null,0.27783380000000002]
[0.23634069999999999,null,0.27783380000000002]
[0.23634069999999999,null,0.27783380000000002]
[0.23634069999999999,null,0.27783380000000002]
[0.23634069999999999,null,0.27783380000000002]
[0.23634069999999999,null,0.27783380000000002]
[0.23634069999999999,null,0.27783380000000002]
[0.23634069999999999,null,0.27783380000000002]
[0.23634069999999999,null,0.27783380000000002]
[0.23613890000000001,null,0.27783380000000002]
[0.23613890000000001,null,0.27783380000000002]
[0.23613890000000001,null,0.27783380000000002]
[0.23613890000000001,null,0.27783380000000002]
[0.23613890000000001,null,0.27770139999999999]
[0.23613890000000001,null,0.27770139999999999]
[0.23613890000000001,null,0.27770139999999999]
[0.23613890000000001,null,0.27770139999999999]
[0.2359887,null,0.27770139999999999]
[0.2358739,null,0.27770139999999999]
[0.2358739,null,0.27770139999999999]
[0.2358739,null,0.27770139999999999]
[0.2358739,null,0.27770139999999999]
[0.2358739,null,0.27770139999999999]
[0.2358739,null,0.27770139999999999]
[0.2358739,null,0.27770139999999999]
[0.2358739,null,0.27770139999999999]
[0.2358739,null,0.27756639999999999]
[0.2358739,null,0.27756639999999999]
[0.2358739,null,0.27756639999999999]
[0.2358739,null,0.27756639999999999]
[0.2358739,null,0.27756639999999999]
[0.2358739,null,0.27737810000000002]
[0.2358739,null,0.27737810000000002]
[0.2358739,null,0.2772058]
[0.2358739,null,0.2772058]
[0.2358739,null,0.2772058]
[0.2358739,null,0.2772058]
[0.2358739,null,0.2772058]
[0.2358739,null,0.2772058]
[0.2358739,null,0.2772058]
[0.2358739,null,0.2772058]
[0.2358739,null,0.2772058]
[0.2358739,null,0.2772058]
[0.2358739,null,0.2772058]
[0.2358739,null,0.2772058]
[0.2358739,null,0.2772058]
[0.2358739,null,0.2772058]
[0.2358739,null,0.2772058]
[0.2358739,null,0.2772058]
[0.2358739,null,0.2772058]
[0.2358739,null,0.2772058]
[0.2358739,null,0.2772058]
[0.2358739,null,0.2772058]
[0.2358739,null,0.2772058]
[0.2358739,null,0.2772058]
[0.2358739,null,0.2772058]
[0.23573050000000001,null,0.2772058]
[0.23573050000000001,null,0.2772058]
[0.23573050000000001,null,0.2772058]
[0.23573050000000001,null,0.2772058]
[0.23573050000000001,null,0.2772058]
[0.23573050000000001,null,0.2772058]
[0.23573050000000001,null,0.2772058]
[0.23573050000000001,null,0.2772058]
[0.2355804,null,0.2772058]
[0.2355804,null,0.2772058]
[0.2355804,null,0.2772058]
[0.2355804,null,0.2772058]
[0.2355804,null,0.2772058]
[0.2355804,null,0.2772058]
[0.2355804,null,0.2772058]
[0.2352969,null,0.2772058]
[0.23512830000000001,null,0.2772058]
[0.23512830000000001,null,0.2772058]
[0.23512830000000001,null,0.27701750000000003]
[0.23512830000000001,null,0.27701750000000003]
[0.23512830000000001,null,0.27684520000000001]
[0.23512830000000001,null,0.27684520000000001]
[0.23512830000000001,null,0.27684520000000001]
[0.23512830000000001,null,0.27684520000000001]
[0.23512830000000001,null,0.27684520000000001]
[0.23512830000000001,null,0.27684520000000001]
[0.23512830000000001,null,0.27684520000000001]
[0.23512830000000001,null,0.27684520000000001]
[0.23512830000000001,null,0.27684520000000001]
[0.23492650000000001,null,0.27684520000000001]
[0.23492650000000001,null,0.27684520000000001]
[0.23492650000000001,null,0.27684520000000001]
[0.23492650000000001,null,0.27684520000000001]
[0.23492650000000001,null,0.27684520000000001]
[0.23492650000000001,null,0.27684520000000001]
[0.23492650000000001,null,0.27684520000000001]
[0.23492650000000001,null,0.27671030000000002]
[0.23492650000000001,null,0.27640120000000001]
[0.23492650000000001,null,0.27640120000000001]
[0.23492650000000001,null,0.27640120000000001]
[0.23492650000000001,null,0.27640120000000001]
[0.23492650000000001,null,0.27640120000000001]
[0.23492650000000001,null,0.27633489999999999]
[0.23492650000000001,null,0.27626869999999998]
[0.23492650000000001,null,0.27626869999999998]
[0.23492650000000001,null,0.27626869999999998]
[0.23492650000000001,null,0.27626869999999998]
[0.23492650000000001,null,0.27626869999999998]
[0.23492650000000001,null,0.27626869999999998]
[0.23492650000000001,null,0.27626869999999998]
[0.23492650000000001,null,0.27626869999999998]
[0.23492650000000001,null,0.27626869999999998]
[0.23492650000000001,null,0.27626869999999998]
[0.23492650000000001,null,0.27626869999999998]
[0.2348548,null,0.27626869999999998]
[0.234708,null,0.27626869999999998]
[0.23463300000000001,null,0.27626869999999998]
[0.23463300000000001,null,0.27626869999999998]
[0.23463300000000001,null,0.27626869999999998]
[0.23463300000000001,null,0.27626869999999998]
[0.23463300000000001,null,0.27626869999999998]
[0.23463300000000001,null,0.27626869999999998]
[0.23463300000000001,null,0.27626869999999998]
[0.23463300000000001,null,0.27626869999999998]
[0.23463300000000001,null,0.27626869999999998]
[0.23463300000000001,null,0.27626869999999998]
[0.23463300000000001,null,0.2760804]
[0.23463300000000001,null,0.2760804]
[0.23463300000000001,null,0.2760804]
[0.23463300000000001,null,0.2760804]
[0.23463300000000001,null,0.2760804]
[0.23463300000000001,null,0.27590809999999999]
[0.23463300000000001,null,0.27590809999999999]
[0.23451820000000001,null,0.27590809999999999]
[0.23451820000000001,null,0.27590809999999999]
[0.23451820000000001,null,0.27590809999999999]
[0.23431630000000001,null,0.27590809999999999]
[0.23431630000000001,null,0.27590809999999999]
[0.23431630000000001,null,0.27590809999999999]
[0.23431630000000001,null,0.27590809999999999]
[0.23431630000000001,null,0.27590809999999999]
[0.23431630000000001,null,0.27590809999999999]
[0.23431630000000001,null,0.27590809999999999]
[0.23431630000000001,null,0.27590809999999999]
[0.23431630000000001,null,0.27590809999999999]
[0.23431630000000001,null,0.27590809999999999]
[0.23431630000000001,null,0.27590809999999999]
[0.23431630000000001,null,0.27590809999999999]
[0.23431630000000001,null,0.2757732]
[0.23431630000000001,null,0.2757732]
[0.23431630000000001,null,0.2757732]
[0.23431630000000001,null,0.2757732]
[0.23431630000000001,null,0.2757732]
[0.23431630000000001,null,0.2757732]
[0.23431630000000001,null,0.2757732]
[0.23431630000000001,null,0.2757732]
[0.23431630000000001,null,0.2757732]
[0.23431630000000001,null,0.2757732]
[0.23431630000000001,null,0.2757732]
[0.23431630000000001,null,0.27558480000000002]
[0.23431630000000001,null,0.27558480000000002]
[0.23431630000000001,null,0.27558480000000002]
[0.23431630000000001,null,0.27558480000000002]
[0.23431630000000001,null,0.27558480000000002]
[0.23417299999999999,null,0.27558480000000002]
[0.23417299999999999,null,0.27558480000000002]
[0.23417299999999999,null,0.27558480000000002]
[0.23417299999999999,null,0.27558480000000002]
[0.23417299999999999,null,0.27558480000000002]
[0.23417299999999999,null,0.27527570000000001]
[0.23417299999999999,null,0.27527570000000001]
[0.2340228,null,0.27527570000000001]
[0.2340228,null,0.27514329999999998]
[0.2340228,null,0.27514329999999998]
[0.2340228,null,0.27514329999999998]
[0.2340228,null,0.27514329999999998]
[0.2340228,null,0.27514329999999998]
[0.2340228,null,0.27514329999999998]
[0.2340228,null,0.27514329999999998]
[0.2340228,null,0.27514329999999998]
[0.2340228,null,0.27514329999999998]
[0.2340228,null,0.27514329999999998]
[0.2340228,null,0.27514329999999998]
[0.23396539999999999,null,0.27497100000000002]
[0.23396539999999999,null,0.27497100000000002]
[0.233908,null,0.27497100000000002]
[0.233908,null,0.27497100000000002]
[0.233908,null,0.27497100000000002]
[0.233908,null,0.27497100000000002]
[0.233908,null,0.27497100000000002]
[0.233908,null,0.27497100000000002]
[0.233908,null,0.27497100000000002]
[0.233908,null,0.27497100000000002]
[0.233908,null,0.27478269999999999]
[0.233908,null,0.27478269999999999]
[0.233908,null,0.27478269999999999]
[0.233908,null,0.27478269999999999]
[0.233908,null,0.27478269999999999]
[0.233908,null,0.27478269999999999]
[0.2337062,null,0.27478269999999999]
[0.2337062,null,0.27478269999999999]
[0.2337062,null,0.27478269999999999]
[0.2337062,null,0.27478269999999999]
[0.2337062,null,0.27478269999999999]
[0.2337062,null,0.27464769999999999]
[0.2337062,null,0.27464769999999999]
[0.2337062,null,0.27464769999999999]
[0.2337062,null,0.27464769999999999]
[0.2337062,null,0.27464769999999999]
[0.2337062,null,0.27464769999999999]
[0.2337062,null,0.27464769999999999]
[0.2337062,null,0.27464769999999999]
[0.2337062,null,0.27464769999999999]
[0.2337062,null,0.27464769999999999]
[0.2337062,null,0.27464769999999999]
[0.2337062,null,0.27464769999999999]
[0.2337062,null,0.27464769999999999]
[0.2337062,null,0.27464769999999999]
[0.2337062,null,0.27464769999999999]
[0.2337062,null,0.27464769999999999]
[0.2337062,null,0.27464769999999999]
[0.2337062,null,0.27464769999999999]
[0.2337062,null,0.27464769999999999]
[0.23336889999999999,null,0.27464769999999999]
[0.23336889999999999,null,0.27464769999999999]
[0.23336889999999999,null,0.27464769999999999]
[0.23336889999999999,null,0.27464769999999999]
[0.23336889999999999,null,0.27464769999999999]
[0.23336889999999999,null,0.27464769999999999]
[0.2332188,null,0.27464769999999999]
[0.2332188,null,0.27464769999999999]
[0.23310400000000001,null,0.27464769999999999]
[0.23310400000000001,null,0.27464769999999999]
[0.23310400000000001,null,0.27428720000000001]
[0.23310400000000001,null,0.27428720000000001]
[0.23310400000000001,null,0.27428710000000001]
[0.23310400000000001,null,0.27415469999999997]
[0.23310400000000001,null,0.27415469999999997]
[0.23310400000000001,null,0.27415469999999997]
[0.23310400000000001,null,0.27415469999999997]
[0.23310400000000001,null,0.27415469999999997]
[0.23310400000000001,null,0.27415469999999997]
[0.23310400000000001,null,0.27415469999999997]
[0.23310400000000001,null,0.27415469999999997]
[0.23296059999999999,null,0.27415469999999997]
[0.23296059999999999,null,0.27401969999999998]
[0.23296059999999999,null,0.27401969999999998]
[0.23296059999999999,null,0.27401969999999998]
[0.23296059999999999,null,0.27401969999999998]
[0.23296059999999999,null,0.27401969999999998]
[0.23296059999999999,null,0.27401969999999998]
[0.23296059999999999,null,0.27371060000000003]
[0.23296059999999999,null,0.27371060000000003]
[0.23296059999999999,null,0.27371060000000003]
[0.23296059999999999,null,0.27371060000000003]
[0.23296059999999999,null,0.27371060000000003]
[0.23296059999999999,null,0.27371060000000003]
[0.23296059999999999,null,0.27371060000000003]
[0.23296059999999999,null,0.27371060000000003]
[0.23296059999999999,null,0.27371060000000003]
[0.23296059999999999,null,0.27371060000000003]
[0.23296059999999999,null,0.27371060000000003]
[0.23296059999999999,null,0.27371060000000003]
[0.23296059999999999,null,0.27371060000000003]
[0.23296059999999999,null,0.27371060000000003]
[0.23296059999999999,null,0.27371060000000003]
[0.23296059999999999,null,0.27371060000000003]
[0.23296059999999999,null,0.27371060000000003]
[0.23296059999999999,null,0.27371060000000003]
[0.23296059999999999,null,0.2735223]
[0.23296059999999999,null,0.2735223]
[0.23296059999999999,null,0.2735223]
[0.23296059999999999,null,0.2735223]
[0.23296059999999999,null,0.2735223]
[0.23275879999999999,null,0.2735223]
[0.23275879999999999,null,0.2735223]
[0.23275879999999999,null,0.2735223]
[0.23264399999999999,null,0.2735223]
[0.23264399999999999,null,0.2735223]
[0.23264399999999999,null,0.2735223]
[0.23264399999999999,null,0.2735223]
[0.23264399999999999,null,0.27334999999999998]
[0.23264399999999999,null,0.27334999999999998]
[0.23264399999999999,null,0.27334999999999998]
[0.23264399999999999,null,0.27334999999999998]
[0.23264399999999999,null,0.27334999999999998]
[0.23264399999999999,null,0.27334999999999998]
[0.23264399999999999,null,0.27334999999999998]
[0.23264399999999999,null,0.27334999999999998]
[0.23264399999999999,null,0.27334999999999998]
[0.23264399999999999,null,0.27334999999999998]
[0.23264399999999999,null,0.27334999999999998]
[0.23264399999999999,null,0.27334999999999998]
[0.2324938,null,0.27321509999999999]
[0.2324938,null,0.27321509999999999]
[0.2324938,null,0.27321509999999999]
[0.2324938,null,0.27321509999999999]
[0.2324938,null,0.27321509999999999]
[0.2324938,null,0.27321509999999999]
[0.2324938,null,0.27321509999999999]
[0.2324938,null,0.27321509999999999]
[0.2324938,null,0.27321509999999999]
[0.2324938,null,0.27321509999999999]
[0.2324938,null,0.27321509999999999]
[0.2324938,null,0.27321509999999999]
[0.2324938,null,0.27321509999999999]
[0.2324938,null,0.27321509999999999]
[0.2324938,null,0.27321509999999999]
[0.2324938,null,0.27321509999999999]
[0.2324938,null,0.27321509999999999]
[0.2324938,null,0.27302680000000001]
[0.2324938,null,0.27302680000000001]
[0.2324938,null,0.27302680000000001]
[0.2324938,null,0.27302680000000001]
[0.2324938,null,0.27302680000000001]
[0.2324938,null,0.27302680000000001]
[0.2324938,null,0.27302680000000001]
[0.2324938,null,0.27302680000000001]
[0.2324938,null,0.27302680000000001]
[0.2324938,null,0.2727176]
[0.2324938,null,0.2727176]
[0.2324938,null,0.2727176]
[0.2324938,null,0.27258520000000003]
[0.2324938,null,0.27258520000000003]
[0.2324938,null,0.27258520000000003]
[0.2324938,null,0.27241290000000001]
[0.2324938,null,0.27241290000000001]
[0.2324938,null,0.27241290000000001]
[0.23235040000000001,null,0.27241290000000001]
[0.23235040000000001,null,0.27241290000000001]
[0.23235040000000001,null,0.27241290000000001]
[0.23235040000000001,null,0.27241290000000001]
[0.23235040000000001,null,0.27241290000000001]
[0.23235040000000001,null,0.27241290000000001]
[0.23223559999999999,null,0.27241290000000001]
[0.23203380000000001,null,0.27241290000000001]
[0.23203380000000001,null,0.27241290000000001]
[0.23203380000000001,null,0.27241290000000001]
[0.23203380000000001,null,0.27241290000000001]
[0.23203380000000001,null,0.27241290000000001]
[0.23203380000000001,null,0.27227800000000002]
[0.23203380000000001,null,0.27227800000000002]
[0.23203380000000001,null,0.27227800000000002]
[0.23203380000000001,null,0.27227800000000002]
[0.23203380000000001,null,0.27227800000000002]
[0.23203380000000001,null,0.27208969999999999]
[0.23203380000000001,null,0.27208969999999999]
[0.23203380000000001,null,0.27208969999999999]
[0.23203380000000001,null,0.27208969999999999]
[0.2318837,null,0.27208969999999999]
[0.2318837,null,0.27208969999999999]
[0.2318837,null,0.27208969999999999]
[0.2318837,null,0.27208969999999999]
[0.2318837,null,0.27208969999999999]
[0.2318837,null,0.27208969999999999]
[0.2318837,null,0.27208969999999999]
[0.2318837,null,0.27208969999999999]
[0.2318837,null,0.27208969999999999]
[0.2318837,null,0.27208969999999999]
[0.2318837,null,0.27208969999999999]
[0.2318837,null,0.27208969999999999]
[0.2318837,null,0.27208969999999999]
[0.2318837,null,0.27208969999999999]
[0.2318837,null,0.27208959999999999]
[0.2318837,null,0.27208959999999999]
[0.2318837,null,0.27208959999999999]
[0.2318837,null,0.27208959999999999]
[0.2318837,null,0.27195469999999999]
[0.2318837,null,0.27195469999999999]
[0.2318837,null,0.27195469999999999]
[0.2318837,null,0.27195469999999999]
[0.2318837,null,0.27178239999999998]
[0.2318837,null,0.27178239999999998]
[0.2318837,null,0.27178239999999998]
[0.2318837,null,0.27178239999999998]
[0.2318837,null,0.27178239999999998]
[0.2318837,null,0.27178239999999998]
[0.2318837,null,0.27178239999999998]
[0.2318837,null,0.27178239999999998]
[0.2318837,null,0.27162789999999998]
[0.2318837,null,0.27162789999999998]
[0.2317689,null,0.27147329999999997]
[0.2317689,null,0.27147329999999997]
[0.2317689,null,0.27147329999999997]
[0.2317689,null,0.27137909999999998]
[0.2317689,null,0.271285]
[0.2317689,null,0.271285]
[0.2317689,null,0.271285]
[0.2317689,null,0.271285]
[0.2317689,null,0.271285]
[0.23162550000000001,null,0.271285]
[0.23162550000000001,null,0.271285]
[0.23162550000000001,null,0.271285]
[0.23162550000000001,null,0.271285]
[0.23162550000000001,null,0.27115250000000002]
[0.23162550000000001,null,0.27115250000000002]
[0.23162550000000001,null,0.27115250000000002]
[0.23162550000000001,null,0.27115250000000002]
[0.23162550000000001,null,0.27115250000000002]
[0.23162550000000001,null,0.27115250000000002]
[0.23162550000000001,null,0.27115250000000002]
[0.23162550000000001,null,0.27115250000000002]
[0.23162550000000001,null,0.27115250000000002]
[0.23162550000000001,null,0.27115250000000002]
[0.23162550000000001,null,0.27115250000000002]
[0.23162550000000001,null,0.27115250000000002]
[0.23162550000000001,null,0.27115250000000002]
[0.23142370000000001,null,0.27115250000000002]
[0.23127349999999999,null,0.27115250000000002]
[0.23127349999999999,null,0.27098030000000001]
[0.23127349999999999,null,0.27098030000000001]
[0.23127349999999999,null,0.27084530000000001]
[0.23127349999999999,null,0.27084530000000001]
[0.23127349999999999,null,0.27084530000000001]
[0.23127349999999999,null,0.27084530000000001]
[0.23127349999999999,null,0.27084530000000001]
[0.23127349999999999,null,0.27084530000000001]
[0.23127349999999999,null,0.27084530000000001]
[0.23127349999999999,null,0.27084530000000001]
[0.23127349999999999,null,0.27084530000000001]
[0.23127349999999999,null,0.27084530000000001]
[0.23127349999999999,null,0.27084530000000001]
[0.23127349999999999,null,0.27084530000000001]
[0.23127349999999999,null,0.27084530000000001]
[0.23127349999999999,null,0.27084530000000001]
[0.23127349999999999,null,0.27084530000000001]
[0.23127349999999999,null,0.27084530000000001]
[0.23127349999999999,null,0.27084530000000001]
[0.23127349999999999,null,0.27084530000000001]
[0.23127349999999999,null,0.27084530000000001]
[0.23127349999999999,null,0.27084530000000001]
[0.23127349999999999,null,0.27065699999999998]
[0.23127349999999999,null,0.27065699999999998]
[0.23127349999999999,null,0.27065699999999998]
[0.23127349999999999,null,0.27065699999999998]
[0.23127349999999999,null,0.27065699999999998]
[0.23127349999999999,null,0.27065699999999998]
[0.23115869999999999,null,0.27065699999999998]
[0.23115869999999999,null,0.27065699999999998]
[0.23115869999999999,null,0.27065699999999998]
[0.23115869999999999,null,0.27065699999999998]
[0.23115869999999999,null,0.27065699999999998]
[0.23115869999999999,null,0.27065699999999998]
[0.23115869999999999,null,0.27065699999999998]
[0.23115869999999999,null,0.27048470000000002]
[0.23115869999999999,null,0.27048470000000002]
[0.23115869999999999,null,0.27048470000000002]
[0.23115869999999999,null,0.27048470000000002]
[0.23101530000000001,null,0.27017560000000002]
[0.23101530000000001,null,0.27017560000000002]
[0.23101530000000001,null,0.27017560000000002]
[0.23101530000000001,null,0.27004070000000002]
[0.23101530000000001,null,0.27004070000000002]
[0.23101530000000001,null,0.27004070000000002]
[0.23101530000000001,null,0.27004070000000002]
[0.23101530000000001,null,0.27004070000000002]
[0.23086519999999999,null,0.27004070000000002]
[0.23086519999999999,null,0.27004070000000002]
[0.23086519999999999,null,0.27004070000000002]
[0.23086519999999999,null,0.27004070000000002]
[0.23086519999999999,null,0.27004070000000002]
[0.23086519999999999,null,0.27004070000000002]
[0.23086519999999999,null,0.27004070000000002]
[0.23086519999999999,null,0.27004070000000002]
[0.23086519999999999,null,0.27004070000000002]
[0.23066339999999999,null,0.27004070000000002]
[0.23066339999999999,null,0.27004070000000002]
[0.23066339999999999,null,0.27004070000000002]
[0.23066339999999999,null,0.27004070000000002]
[0.23066339999999999,null,0.26990819999999999]
[0.23066339999999999,null,0.26990819999999999]
[0.23066339999999999,null,0.26990819999999999]
[0.23066339999999999,null,0.26990819999999999]
[0.23066339999999999,null,0.26990819999999999]
[0.23066339999999999,null,0.26990819999999999]
[0.23066339999999999,null,0.26990819999999999]
[0.23066339999999999,null,0.26973589999999997]
[0.23066339999999999,null,0.26973589999999997]
[0.23066339999999999,null,0.26973589999999997]
[0.23066339999999999,null,0.26973589999999997]
[0.23066339999999999,null,0.26973589999999997]
[0.23066339999999999,null,0.26973589999999997]
[0.23066339999999999,null,0.26973589999999997]
[0.23066339999999999,null,0.26973589999999997]
[0.23066339999999999,null,0.26973589999999997]
[0.23066339999999999,null,0.26973589999999997]
[0.23066339999999999,null,0.2695476]
[0.23066339999999999,null,0.2695476]
[0.23066339999999999,null,0.2695476]
[0.23066339999999999,null,0.2695476]
[0.23066339999999999,null,0.2695476]
[0.23066339999999999,null,0.2695476]
[0.23066339999999999,null,0.2695476]
[0.23066339999999999,null,0.2695476]
[0.23066339999999999,null,0.2695476]
[0.23054859999999999,null,0.2695476]
[0.2304052,null,0.2695476]
[0.2304052,null,0.2695476]
[0.2304052,null,0.2695476]
[0.2304052,null,0.2694127]
[0.2304052,null,0.2694127]
[0.2304052,null,0.2694127]
[0.2304052,null,0.2694127]
[0.2304052,null,0.2694127]
[0.2304052,null,0.2694127]
[0.2304052,null,0.2694127]
[0.2304052,null,0.2694127]
[0.2304052,null,0.2694127]
[0.2304052,null,0.2694127]
[0.2304052,null,0.26924039999999999]
[0.2304052,null,0.26924039999999999]
[0.2304052,null,0.26924039999999999]
[0.2304052,null,0.26924039999999999]
[0.2304052,null,0.26924039999999999]
[0.2304052,null,0.26924039999999999]
[0.2304052,null,0.26924039999999999]
[0.2304052,null,0.26924039999999999]
[0.2304052,null,0.26924039999999999]
[0.2304052,null,0.26924039999999999]
[0.2304052,null,0.26924039999999999]
[0.2304052,null,0.26893129999999998]
[0.23025499999999999,null,0.26893129999999998]
[0.23025499999999999,null,0.26893129999999998]
[0.23025499999999999,null,0.26893129999999998]
[0.23025499999999999,null,0.26893129999999998]
[0.23005320000000001,null,0.26893129999999998]
[0.23005320000000001,null,0.26893129999999998]
[0.23005320000000001,null,0.26893129999999998]
[0.23005320000000001,null,0.2688371]
[0.23005320000000001,null,0.26874300000000001]
[0.23005320000000001,null,0.26874300000000001]
[0.23005320000000001,null,0.26874300000000001]
[0.23005320000000001,null,0.26874300000000001]
[0.23005320000000001,null,0.26874300000000001]
[0.23005320000000001,null,0.26874300000000001]
[0.23005320000000001,null,0.26874300000000001]
[0.23005320000000001,null,0.26874300000000001]
[0.23005320000000001,null,0.26874300000000001]
[0.23005320000000001,null,0.26874300000000001]
[0.23005320000000001,null,0.26874300000000001]
[0.23005320000000001,null,0.26860800000000001]
[0.22993839999999999,null,0.26860800000000001]
[0.22993839999999999,null,0.26860800000000001]
[0.22993839999999999,null,0.26860800000000001]
[0.22993839999999999,null,0.26860800000000001]
[0.22993839999999999,null,0.2684357]
[0.22993839999999999,null,0.2684357]
[0.22993839999999999,null,0.2684357]
[0.22960120000000001,null,0.26830330000000002]
[0.22960120000000001,null,0.26830330000000002]
[0.22960120000000001,null,0.26830330000000002]
[0.22960120000000001,null,0.26830330000000002]
[0.22960120000000001,null,0.26830330000000002]
[0.22960120000000001,null,0.26830330000000002]
[0.22960120000000001,null,0.26830330000000002]
[0.22960120000000001,null,0.26830330000000002]
[0.22960120000000001,null,0.26830330000000002]
[0.22960120000000001,null,0.26830330000000002]
[0.22960120000000001,null,0.26830330000000002]
[0.22960120000000001,null,0.26830330000000002]
[0.22960120000000001,null,0.26830330000000002]
[0.22960120000000001,null,0.26830330000000002]
[0.22945779999999999,null,0.26830330000000002]
[0.22945779999999999,null,0.26830330000000002]
[0.22945779999999999,null,0.26830330000000002]
[0.22945779999999999,null,0.26830330000000002]
[0.22945779999999999,null,0.26830330000000002]
[0.22945779999999999,null,0.26830330000000002]
[0.22945779999999999,null,0.26830330000000002]
[0.22945779999999999,null,0.26830330000000002]
[0.22945779999999999,null,0.26830330000000002]
[0.22945779999999999,null,0.26811499999999999]
[0.22945779999999999,null,0.26811499999999999]
[0.22945779999999999,null,0.26811499999999999]
[0.22945779999999999,null,0.26811499999999999]
[0.22945779999999999,null,0.26811499999999999]
[0.22945779999999999,null,0.26811499999999999]
[0.22945779999999999,null,0.26811499999999999]
[0.22945779999999999,null,0.26811499999999999]
[0.22945779999999999,null,0.26811499999999999]
[0.22945779999999999,null,0.26811499999999999]
[0.22945779999999999,null,0.26798]
[0.22945779999999999,null,0.26798]
[0.22945779999999999,null,0.26780779999999998]
[0.22945779999999999,null,0.26780779999999998]
[0.22945779999999999,null,0.26780769999999998]
[0.22945779999999999,null,0.26780769999999998]
[0.22945779999999999,null,0.26780769999999998]
[0.22945779999999999,null,0.26780769999999998]
[0.22945779999999999,null,0.26780769999999998]
[0.22945779999999999,null,0.26780769999999998]
[0.22945779999999999,null,0.26749859999999998]
[0.22934299999999999,null,0.26749859999999998]
[0.22934299999999999,null,0.26749859999999998]
[0.22934299999999999,null,0.26749859999999998]
[0.22934299999999999,null,0.26749859999999998]
[0.22934299999999999,null,0.26749859999999998]
[0.22934299999999999,null,0.26749859999999998]
[0.22934299999999999,null,0.26749859999999998]
[0.22934299999999999,null,0.26749859999999998]
[0.22934299999999999,null,0.26749859999999998]
[0.22934299999999999,null,0.26749859999999998]
[0.22934299999999999,null,0.26749859999999998]
[0.22934299999999999,null,0.26749859999999998]
[0.22934299999999999,null,0.26749859999999998]
[0.22934299999999999,null,0.26749859999999998]
[0.22934299999999999,null,0.26749859999999998]
[0.22934299999999999,null,0.26749859999999998]
[0.2291928,null,0.26749859999999998]
[0.2291928,null,0.26749859999999998]
[0.2291928,null,0.26749859999999998]
[0.2291928,null,0.26749859999999998]
[0.2291928,null,0.2673103]
[0.2291928,null,0.2673103]
[0.2291928,null,0.26717540000000001]
[0.22909189999999999,null,0.26717540000000001]
[0.228991,null,0.26717540000000001]
[0.228991,null,0.26700309999999999]
[0.228991,null,0.26700309999999999]
[0.228991,null,0.26700309999999999]
[0.228991,null,0.26700309999999999]
[0.228991,null,0.26700309999999999]
[0.228991,null,0.26700309999999999]
[0.228991,null,0.26700309999999999]
[0.228991,null,0.26700309999999999]
[0.228991,null,0.26700309999999999]
[0.22884760000000001,null,0.26700309999999999]
[0.22884760000000001,null,0.26700309999999999]
[0.22884760000000001,null,0.26700309999999999]
[0.22884760000000001,null,0.26700309999999999]
[0.22884760000000001,null,0.26700309999999999]
[0.22884760000000001,null,0.26700309999999999]
[0.22884760000000001,null,0.26700309999999999]
[0.22884760000000001,null,0.26700309999999999]
[0.22884760000000001,null,0.26700309999999999]
[0.22884760000000001,null,0.26700309999999999]
[0.22884760000000001,null,0.26700309999999999]
[0.22884760000000001,null,0.26700309999999999]
[0.22884760000000001,null,0.26700309999999999]
[0.22884760000000001,null,0.26700309999999999]
[0.22884760000000001,null,0.26700309999999999]
[0.22884760000000001,null,0.26700309999999999]
[0.22884760000000001,null,0.26700309999999999]
[0.22884760000000001,null,0.26700309999999999]
[0.22884760000000001,null,0.26700309999999999]
[0.22884760000000001,null,0.26700309999999999]
[0.22873279999999999,null,0.26700309999999999]
[0.22873279999999999,null,0.26700309999999999]
[0.22873279999999999,null,0.26700309999999999]
[0.22873279999999999,null,0.26700309999999999]
[0.22873279999999999,null,0.26700309999999999]
[0.22873279999999999,null,0.26700309999999999]
[0.22873279999999999,null,0.26700309999999999]
[0.22873279999999999,null,0.26683079999999998]
[0.22873279999999999,null,0.26673669999999999]
[0.22873279999999999,null,0.26651010000000003]
[0.22873279999999999,null,0.26651010000000003]
[0.22873279999999999,null,0.26651010000000003]
[0.22873279999999999,null,0.26651010000000003]
[0.22873279999999999,null,0.26651010000000003]
[0.22873279999999999,null,0.26651010000000003]
[0.22873279999999999,null,0.26651010000000003]
[0.2285827,null,0.26651010000000003]
[0.2285827,null,0.26651000000000002]
[0.2285827,null,0.26651000000000002]
[0.2285827,null,0.26651000000000002]
[0.2285827,null,0.26637509999999998]
[0.2285827,null,0.26637509999999998]
[0.2285827,null,0.26637509999999998]
[0.2285827,null,0.26637509999999998]
[0.2285827,null,0.26637509999999998]
[0.2285827,null,0.26637509999999998]
[0.2285827,null,0.26637509999999998]
[0.2285827,null,0.26637509999999998]
[0.2285827,null,0.26637509999999998]
[0.2285827,null,0.26637509999999998]
[0.2285827,null,0.26637509999999998]
[0.2285827,null,0.26637509999999998]
[0.2285827,null,0.26606600000000002]
[0.22843930000000001,null,0.26606600000000002]
[0.22843930000000001,null,0.26606600000000002]
[0.22843930000000001,null,0.26606600000000002]
[0.22843930000000001,null,0.26606600000000002]
[0.22843930000000001,null,0.26606600000000002]
[0.22843930000000001,null,0.26606600000000002]
[0.22843930000000001,null,0.26606600000000002]
[0.22843930000000001,null,0.26606600000000002]
[0.22843930000000001,null,0.26606600000000002]
[0.22843930000000001,null,0.26606600000000002]
[0.22843930000000001,null,0.26606600000000002]
[0.22843930000000001,null,0.26606600000000002]
[0.22843930000000001,null,0.26606600000000002]
[0.22843930000000001,null,0.26606600000000002]
[0.22843930000000001,null,0.26606600000000002]
[0.22806889999999999,null,0.26606600000000002]
[0.2279002,null,0.26589370000000001]
[0.2277854,null,0.26589370000000001]
[0.2277854,null,0.26589370000000001]
[0.2277854,null,0.26589370000000001]
[0.2277854,null,0.26589370000000001]
[0.2277854,null,0.26570539999999998]
[0.2277854,null,0.26570539999999998]
[0.2277854,null,0.26570539999999998]
[0.2277854,null,0.26570539999999998]
[0.2277854,null,0.26570539999999998]
[0.2277854,null,0.26570539999999998]
[0.2277854,null,0.26570539999999998]
[0.2277854,null,0.26570539999999998]
[0.2277854,null,0.26570539999999998]
[0.2277854,null,0.26570539999999998]
[0.2277854,null,0.26570539999999998]
[0.2277854,null,0.26570539999999998]
[0.2277854,null,0.26570539999999998]
[0.2277854,null,0.26570539999999998]
[0.2277854,null,0.26570539999999998]
[0.22763530000000001,null,0.26570539999999998]
[0.22763530000000001,null,0.26570539999999998]
[0.22763530000000001,null,0.26570539999999998]
[0.22763530000000001,null,0.26570539999999998]
[0.22763530000000001,null,0.26570539999999998]
[0.22763530000000001,null,0.26570539999999998]
[0.22763530000000001,null,0.26570539999999998]
[0.22763530000000001,null,0.26570539999999998]
[0.22763530000000001,null,0.26570539999999998]
[0.22763530000000001,null,0.26570539999999998]
[0.22763530000000001,null,0.26570539999999998]
[0.22763530000000001,null,0.26570539999999998]
[0.22763530000000001,null,0.26570539999999998]
[0.22763530000000001,null,0.26570539999999998]
[0.22763530000000001,null,0.26557039999999998]
[0.22763530000000001,null,0.26557039999999998]
[0.22763530000000001,null,0.26557039999999998]
[0.22763530000000001,null,0.26557039999999998]
[0.22763530000000001,null,0.26557039999999998]
[0.22763530000000001,null,0.26557039999999998]
[0.22763530000000001,null,0.26557039999999998]
[0.22763530000000001,null,0.26557039999999998]
[0.22763530000000001,null,0.26557039999999998]
[0.2274919,null,0.26557039999999998]
[0.2274919,null,0.26557039999999998]
[0.2274919,null,0.26526129999999998]
[0.2274919,null,0.265073]
[0.2274919,null,0.265073]
[0.2274919,null,0.26490069999999999]
[0.2274919,null,0.26490069999999999]
[0.2274919,null,0.26490069999999999]
[0.2274919,null,0.26490069999999999]
[0.2274919,null,0.26490069999999999]
[0.2274919,null,0.26490069999999999]
[0.2274919,null,0.26490069999999999]
[0.2274919,null,0.26490069999999999]
[0.2274919,null,0.26490069999999999]
[0.2274919,null,0.26490069999999999]
[0.2274919,null,0.26490069999999999]
[0.2274919,null,0.26490069999999999]
[0.2274919,null,0.26490069999999999]
[0.2274919,null,0.26490069999999999]
[0.2274919,null,0.26490069999999999]
[0.2274919,null,0.26490069999999999]
[0.2274919,null,0.26490069999999999]
[0.2274919,null,0.26490069999999999]
[0.2274919,null,0.26490069999999999]
[0.22734170000000001,null,0.26490069999999999]
[0.22713990000000001,null,0.26490069999999999]
[0.22713990000000001,null,0.26490069999999999]
[0.22713990000000001,null,0.26490069999999999]
[0.22713990000000001,null,0.26490069999999999]
[0.22713990000000001,null,0.26490069999999999]
[0.22713990000000001,null,0.26490069999999999]
[0.22713990000000001,null,0.26490069999999999]
[0.22713990000000001,null,0.26490069999999999]
[0.22713990000000001,null,0.26490069999999999]
[0.22702510000000001,null,0.26490069999999999]
[0.22702510000000001,null,0.26490069999999999]
[0.22702510000000001,null,0.26490069999999999]
[0.22702510000000001,null,0.26490069999999999]
[0.22702510000000001,null,0.26490069999999999]
[0.22702510000000001,null,0.26490069999999999]
[0.22702510000000001,null,0.2647658]
[0.22702510000000001,null,0.2647658]
[0.22702510000000001,null,0.26457750000000002]
[0.22702510000000001,null,0.26457750000000002]
[0.22702510000000001,null,0.26457750000000002]
[0.22702510000000001,null,0.26457750000000002]
[0.22702510000000001,null,0.26457750000000002]
[0.22702510000000001,null,0.26457750000000002]
[0.22702510000000001,null,0.26457750000000002]
[0.22702510000000001,null,0.26457750000000002]
[0.22702510000000001,null,0.26457750000000002]
[0.22702510000000001,null,0.26457750000000002]
[0.22688179999999999,null,0.26457750000000002]
[0.22688179999999999,null,0.26457750000000002]
[0.22688169999999999,null,0.26457750000000002]
[0.22688169999999999,null,0.26457740000000002]
[0.22688169999999999,null,0.26457740000000002]
[0.22688169999999999,null,0.26457740000000002]
[0.22688169999999999,null,0.26457740000000002]
[0.22688169999999999,null,0.26457740000000002]
[0.22688169999999999,null,0.26457740000000002]
[0.22688169999999999,null,0.26457740000000002]
[0.22688169999999999,null,0.26457740000000002]
[0.22688169999999999,null,0.26440520000000001]
[0.22688169999999999,null,0.26440520000000001]
[0.22688169999999999,null,0.26440520000000001]
[0.22688169999999999,null,0.26440520000000001]
[0.22688169999999999,null,0.26440520000000001]
[0.22688169999999999,null,0.26440520000000001]
[0.22688169999999999,null,0.26440520000000001]
[0.22688169999999999,null,0.2642506]
[0.22688169999999999,null,0.2640961]
[0.22688169999999999,null,0.2640961]
[0.22688169999999999,null,0.2640961]
[0.22673160000000001,null,0.2640961]
[0.22673160000000001,null,0.2640961]
[0.22673160000000001,null,0.2640961]
[0.22673160000000001,null,0.2640961]
[0.22673160000000001,null,0.2640961]
[0.22673160000000001,null,0.2640961]
[0.22639429999999999,null,0.2640961]
[0.22639429999999999,null,0.2640961]
[0.22639429999999999,null,0.2640961]
[0.22639429999999999,null,0.26390770000000002]
[0.22639429999999999,null,0.26390770000000002]
[0.22639429999999999,null,0.26390770000000002]
[0.22639429999999999,null,0.26390770000000002]
[0.22639429999999999,null,0.26390770000000002]
[0.22639429999999999,null,0.26390770000000002]
[0.22639429999999999,null,0.26390770000000002]
[0.22639429999999999,null,0.26390770000000002]
[0.22619249999999999,null,0.26390770000000002]
[0.22619249999999999,null,0.26390770000000002]
[0.22619249999999999,null,0.26390770000000002]
[0.22607769999999999,null,0.26390770000000002]
[0.22607769999999999,null,0.26390770000000002]
[0.22607769999999999,null,0.26377529999999999]
[0.22607769999999999,null,0.26364029999999999]
[0.22607769999999999,null,0.26364029999999999]
[0.22607769999999999,null,0.26364029999999999]
[0.22607769999999999,null,0.26364029999999999]
[0.22607769999999999,null,0.26364029999999999]
[0.22607769999999999,null,0.26364029999999999]
[0.22607769999999999,null,0.26364029999999999]
[0.22607769999999999,null,0.26364029999999999]
[0.22607769999999999,null,0.26364029999999999]
[0.22607769999999999,null,0.26364029999999999]
[0.22607769999999999,null,0.26364029999999999]
[0.22607769999999999,null,0.26364029999999999]
[0.22607769999999999,null,0.26364029999999999]
[0.22607769999999999,null,0.26364029999999999]
[0.22600600000000001,null,0.26364029999999999]
[0.2259343,null,0.26364029999999999]
[0.2259343,null,0.26364029999999999]
[0.2259343,null,0.26364029999999999]
[0.2259343,null,0.26364029999999999]
[0.2259343,null,0.26364029999999999]
[0.2259343,null,0.26364029999999999]
[0.2259343,null,0.26364029999999999]
[0.2259343,null,0.26364029999999999]
[0.2259343,null,0.26364029999999999]
[0.2259343,null,0.26364029999999999]
[0.2259343,null,0.26346809999999998]
[0.2259343,null,0.26346809999999998]
[0.2259343,null,0.26346809999999998]
[0.2259343,null,0.26346809999999998]
[0.2259343,null,0.26346809999999998]
[0.2259343,null,0.26346809999999998]
[0.2259343,null,0.26346809999999998]
[0.2259343,null,0.26346809999999998]
[0.2259343,null,0.26346809999999998]
[0.2259343,null,0.26346809999999998]
[0.2259343,null,0.26346809999999998]
[0.2259343,null,0.26346809999999998]
[0.22578419999999999,null,0.26327980000000001]
[0.22578419999999999,null,0.26327970000000001]
[0.22578419999999999,null,0.26327970000000001]
[0.22578419999999999,null,0.26327970000000001]
[0.22578419999999999,null,0.26327970000000001]
[0.22578419999999999,null,0.2629706]
[0.22578419999999999,null,0.2629706]
[0.22578419999999999,null,0.2629706]
[0.22578419999999999,null,0.2629706]
[0.22578419999999999,null,0.2629706]
[0.22578419999999999,null,0.2629706]
[0.22578419999999999,null,0.2629706]
[0.22578419999999999,null,0.2629706]
[0.22578419999999999,null,0.2629706]
[0.22578419999999999,null,0.2629706]
[0.22578419999999999,null,0.2629706]
[0.22578419999999999,null,0.2629706]
[0.22578419999999999,null,0.26283570000000001]
[0.22566939999999999,null,0.26283570000000001]
[0.22566939999999999,null,0.26283570000000001]
[0.22566939999999999,null,0.26283570000000001]
[0.22566939999999999,null,0.26283570000000001]
[0.22566939999999999,null,0.26283570000000001]
[0.22566939999999999,null,0.26283570000000001]
[0.22566939999999999,null,0.26283570000000001]
[0.22566939999999999,null,0.26283570000000001]
[0.22566939999999999,null,0.26283570000000001]
[0.22566939999999999,null,0.26283570000000001]
[0.22566939999999999,null,0.26283570000000001]
[0.22546759999999999,null,0.26283570000000001]
[0.22546759999999999,null,0.26283570000000001]
[0.22546759999999999,null,0.26283570000000001]
[0.22546759999999999,null,0.26283570000000001]
[0.22546759999999999,null,0.26283570000000001]
[0.22546759999999999,null,0.26283570000000001]
[0.22546759999999999,null,0.26283570000000001]
[0.22546759999999999,null,0.26247510000000002]
[0.22546759999999999,null,0.26247510000000002]
[0.22546759999999999,null,0.26247510000000002]
[0.22546759999999999,null,0.26247510000000002]
[0.22546759999999999,null,0.26247510000000002]
[0.22546759999999999,null,0.26247510000000002]
[0.2253242,null,0.26247510000000002]
[0.2253242,null,0.26247510000000002]
[0.2253242,null,0.26247510000000002]
[0.2253242,null,0.26247510000000002]
[0.2253242,null,0.26247510000000002]
[0.22517400000000001,null,0.26247510000000002]
[0.22517400000000001,null,0.26247510000000002]
[0.22517400000000001,null,0.26247510000000002]
[0.22517400000000001,null,0.26247510000000002]
[0.22517400000000001,null,0.26247510000000002]
[0.22517400000000001,null,0.26247510000000002]
[0.22517400000000001,null,0.26247510000000002]
[0.22517400000000001,null,0.26247510000000002]
[0.22517400000000001,null,0.26247510000000002]
[0.22517400000000001,null,0.26247510000000002]
[0.22517400000000001,null,0.26247510000000002]
[0.22517400000000001,null,0.26247510000000002]
[0.22517400000000001,null,0.26247510000000002]
[0.2248368,null,0.26247510000000002]
[0.2248368,null,0.26247510000000002]
[0.2248368,null,0.26247510000000002]
[0.2248368,null,0.26247510000000002]
[0.2248368,null,0.26247510000000002]
[0.2248368,null,0.26247510000000002]
[0.22472200000000001,null,0.26247510000000002]
[0.22472200000000001,null,0.26234259999999998]
[0.22472200000000001,null,0.26234259999999998]
[0.22472200000000001,null,0.26234259999999998]
[0.22472200000000001,null,0.26234259999999998]
[0.22472200000000001,null,0.26234259999999998]
[0.22472200000000001,null,0.26217040000000003]
[0.22472200000000001,null,0.26217040000000003]
[0.22472200000000001,null,0.26217040000000003]
[0.22472200000000001,null,0.26217040000000003]
[0.22472200000000001,null,0.26217040000000003]
[0.22472200000000001,null,0.26217040000000003]
[0.22472200000000001,null,0.26217040000000003]
[0.22472200000000001,null,0.26217040000000003]
[0.22472200000000001,null,0.26217040000000003]
[0.22472200000000001,null,0.26217040000000003]
[0.22472200000000001,null,0.26217040000000003]
[0.22472200000000001,null,0.26167289999999999]
[0.22472200000000001,null,0.26167289999999999]
[0.22472200000000001,null,0.26153799999999999]
[0.22472200000000001,null,0.26153799999999999]
[0.22472200000000001,null,0.26153799999999999]
[0.22472200000000001,null,0.26153799999999999]
[0.22472200000000001,null,0.26153799999999999]
[0.22472200000000001,null,0.26153799999999999]
[0.22472200000000001,null,0.26153799999999999]
[0.22472200000000001,null,0.26153799999999999]
[0.22472200000000001,null,0.26153799999999999]
[0.22472200000000001,null,0.26153799999999999]
[0.22472200000000001,null,0.26153799999999999]
[0.22472200000000001,null,0.26153799999999999]
[0.22472200000000001,null,0.26153799999999999]
[0.22472200000000001,null,0.26153799999999999]
[0.22472200000000001,null,0.26153799999999999]
[0.22472200000000001,null,0.26153799999999999]
[0.22472200000000001,null,0.26153799999999999]
[0.22472200000000001,null,0.26153799999999999]
[0.22457179999999999,null,0.26153799999999999]
[0.22457179999999999,null,0.26153799999999999]
[0.22457179999999999,null,0.26153799999999999]
[0.22457179999999999,null,0.26153799999999999]
[0.22457179999999999,null,0.26153799999999999]
[0.22457179999999999,null,0.26153799999999999]
[0.22457179999999999,null,0.26153799999999999]
[0.22457179999999999,null,0.26153799999999999]
[0.2244284,null,0.26153799999999999]
[0.2244284,null,0.26153799999999999]
[0.2244284,null,0.26153799999999999]
[0.2244284,null,0.26153799999999999]
[0.2243136,null,0.26153799999999999]
[0.2243136,null,0.26153799999999999]
[0.2243136,null,0.26136569999999998]
[0.2243136,null,0.26136569999999998]
[0.2243136,null,0.26136569999999998]
[0.2243136,null,0.26136569999999998]
[0.2243136,null,0.26136569999999998]
[0.2243136,null,0.26136569999999998]
[0.2243136,null,0.26136569999999998]
[0.2243136,null,0.26136569999999998]
[0.2243136,null,0.2611774]
[0.2243136,null,0.2611774]
[0.2243136,null,0.2611774]
[0.2243136,null,0.2611774]
[0.2243136,null,0.2611774]
[0.2243136,null,0.2611774]
[0.2243136,null,0.2611774]
[0.2243136,null,0.2611774]
[0.2243136,null,0.2611774]
[0.2243136,null,0.26104240000000001]
[0.2243136,null,0.26104240000000001]
[0.2243136,null,0.26104240000000001]
[0.2243136,null,0.26104240000000001]
[0.2243136,null,0.26104240000000001]
[0.2241118,null,0.26104240000000001]
[0.2241118,null,0.26104240000000001]
[0.2241118,null,0.26104240000000001]
[0.2241118,null,0.26104240000000001]
[0.2241118,null,0.26104240000000001]
[0.2241118,null,0.26104240000000001]
[0.2241118,null,0.26104240000000001]
[0.2241118,null,0.26104240000000001]
[0.2241118,null,0.26104240000000001]
[0.2241118,null,0.26104240000000001]
[0.2241118,null,0.26104240000000001]
[0.2241118,null,0.26104240000000001]
[0.2241118,null,0.26104240000000001]
[0.2241118,null,0.2607333]
[0.2241118,null,0.2607333]
[0.2241118,null,0.2607333]
[0.2241118,null,0.26060090000000002]
[0.2241118,null,0.26060090000000002]
[0.2241118,null,0.26060090000000002]
[0.2241118,null,0.26042860000000001]
[0.2241118,null,0.26042860000000001]
[0.2241118,null,0.26042860000000001]
[0.2241118,null,0.26042860000000001]
[0.2241118,null,0.26042860000000001]
[0.2241118,null,0.26042860000000001]
[0.2241118,null,0.26042860000000001]
[0.22396170000000001,null,0.26042860000000001]
[0.22396170000000001,null,0.26042860000000001]
[0.22396170000000001,null,0.26042860000000001]
[0.22396170000000001,null,0.26024029999999998]
[0.22396170000000001,null,0.26024029999999998]
[0.22384689999999999,null,0.26024029999999998]
[0.22384689999999999,null,0.26024029999999998]
[0.22384689999999999,null,0.26024029999999998]
[0.22384689999999999,null,0.26024029999999998]
[0.22384689999999999,null,0.26024029999999998]
[0.22367819999999999,null,0.26024029999999998]
[0.2235096,null,0.26024029999999998]
[0.2235096,null,0.26010529999999998]
[0.2235096,null,0.26010529999999998]
[0.2235096,null,0.26010529999999998]
[0.22336619999999999,null,0.26010529999999998]
[0.22336619999999999,null,0.26010529999999998]
[0.22336619999999999,null,0.26010529999999998]
[0.22336619999999999,null,0.26010529999999998]
[0.22336619999999999,null,0.26010529999999998]
[0.22336619999999999,null,0.26010529999999998]
[0.22336619999999999,null,0.26010529999999998]
[0.22336619999999999,null,0.26010529999999998]
[0.22336619999999999,null,0.26010529999999998]
[0.22336619999999999,null,0.26010529999999998]
[0.22336619999999999,null,0.25993309999999997]
[0.22336619999999999,null,0.25993309999999997]
[0.22336619999999999,null,0.25993309999999997]
[0.22336619999999999,null,0.25993309999999997]
[0.22336619999999999,null,0.25993309999999997]
[0.22336619999999999,null,0.25993309999999997]
[0.22336619999999999,null,0.25993309999999997]
[0.22336619999999999,null,0.25993309999999997]
[0.22336619999999999,null,0.25993309999999997]
[0.22336619999999999,null,0.25993309999999997]
[0.22336619999999999,null,0.25993309999999997]
[0.22336619999999999,null,0.25993309999999997]
[0.22336619999999999,null,0.25993309999999997]
[0.22336619999999999,null,0.25993309999999997]
[0.22336619999999999,null,0.25993309999999997]
[0.22336619999999999,null,0.25993309999999997]
[0.22336619999999999,null,0.25993309999999997]
[0.22336619999999999,null,0.25993309999999997]
[0.22336619999999999,null,0.25993309999999997]
[0.22325139999999999,null,0.25993309999999997]
[0.22325139999999999,null,0.25993309999999997]
[0.22325139999999999,null,0.25993309999999997]
[0.22325139999999999,null,0.25993309999999997]
[0.22325139999999999,null,0.25993309999999997]
[0.22325139999999999,null,0.25993309999999997]
[0.2231013,null,0.25993309999999997]
[0.2231013,null,0.25993309999999997]
[0.2231013,null,0.25993309999999997]
[0.2231013,null,0.25993309999999997]
[0.2231013,null,0.25993309999999997]
[0.2231013,null,0.25993309999999997]
[0.2231013,null,0.25993309999999997]
[0.2228994,null,0.2597447]
[0.2228994,null,0.2597447]
[0.2228994,null,0.25961230000000002]
[0.2228994,null,0.25961230000000002]
[0.2228994,null,0.25944]
[0.2228994,null,0.25944]
[0.2228994,null,0.25944]
[0.2228994,null,0.25944]
[0.2228994,null,0.25944]
[0.2228994,null,0.25944]
[0.2228994,null,0.25944]
[0.2228994,null,0.2591309]
[0.2228994,null,0.258996]
[0.2228994,null,0.258996]
[0.2228994,null,0.258996]
[0.2228994,null,0.258996]
[0.2228994,null,0.258996]
[0.2228994,null,0.258996]
[0.2228994,null,0.258996]
[0.2228994,null,0.258996]
[0.2228994,null,0.258996]
[0.2228994,null,0.258996]
[0.2228994,null,0.258996]
[0.2228994,null,0.258996]
[0.2228994,null,0.258996]
[0.2228994,null,0.258996]
[0.2228994,null,0.258996]
[0.2228994,null,0.2589959]
[0.2228994,null,0.2589959]
[0.2228994,null,0.2589959]
[0.2228994,null,0.2589959]
[0.2228994,null,0.2589959]
[0.2228994,null,0.2589959]
[0.2228994,null,0.2589959]
[0.2228994,null,0.2589959]
[0.2228994,null,0.2589959]
[0.2228994,null,0.2589959]
[0.2228994,null,0.2589959]
[0.2228994,null,0.2589959]
[0.22275610000000001,null,0.2589959]
[0.22275610000000001,null,0.2589959]
[0.22275610000000001,null,0.2589959]
[0.22275610000000001,null,0.2589959]
[0.22275610000000001,null,0.2589959]
[0.22275610000000001,null,0.2589959]
[0.22264129999999999,null,0.2589959]
[0.22264129999999999,null,0.2589959]
[0.22264129999999999,null,0.25882369999999999]
[0.2224911,null,0.25882369999999999]
[0.2224911,null,0.25882369999999999]
[0.2224911,null,0.25882369999999999]
[0.2224911,null,0.25882369999999999]
[0.2224911,null,0.25882369999999999]
[0.2224911,null,0.25882369999999999]
[0.2224911,null,0.25882369999999999]
[0.2224911,null,0.25882369999999999]
[0.2224911,null,0.25882369999999999]
[0.2224911,null,0.25882369999999999]
[0.22215380000000001,null,0.25882369999999999]
[0.22215380000000001,null,0.25882369999999999]
[0.22215380000000001,null,0.25868869999999999]
[0.22215380000000001,null,0.25868869999999999]
[0.22215380000000001,null,0.25868869999999999]
[0.22215380000000001,null,0.25868869999999999]
[0.22215380000000001,null,0.25868869999999999]
[0.22215380000000001,null,0.25868869999999999]
[0.22215380000000001,null,0.25868869999999999]
[0.22215380000000001,null,0.25868869999999999]
[0.22215380000000001,null,0.25850040000000002]
[0.22215380000000001,null,0.25850040000000002]
[0.22215380000000001,null,0.25850040000000002]
[0.22215380000000001,null,0.25850040000000002]
[0.22195200000000001,null,0.25850040000000002]
[0.22195200000000001,null,0.25850040000000002]
[0.22195200000000001,null,0.25850040000000002]
[0.22195200000000001,null,0.25850040000000002]
[0.22195200000000001,null,0.25850040000000002]
[0.22195200000000001,null,0.2584342]
[0.22195200000000001,null,0.25836799999999999]
[0.22195200000000001,null,0.25836799999999999]
[0.22195200000000001,null,0.25836799999999999]
[0.22195200000000001,null,0.25836799999999999]
[0.22195200000000001,null,0.25836799999999999]
[0.22195200000000001,null,0.25836799999999999]
[0.22195200000000001,null,0.25836799999999999]
[0.22195200000000001,null,0.25836799999999999]
[0.22195200000000001,null,0.25836799999999999]
[0.22195200000000001,null,0.25836799999999999]
[0.22195200000000001,null,0.25836799999999999]
[0.22195200000000001,null,0.25836799999999999]
[0.22195200000000001,null,0.25836799999999999]
[0.22195200000000001,null,0.25836799999999999]
[0.22183720000000001,null,0.25836799999999999]
[0.22183720000000001,null,0.25836799999999999]
[0.22183720000000001,null,0.25836799999999999]
[0.22183720000000001,null,0.25836799999999999]
[0.22183720000000001,null,0.25836799999999999]
[0.22183720000000001,null,0.25836799999999999]
[0.22183720000000001,null,0.25836799999999999]
[0.22183720000000001,null,0.25836799999999999]
[0.22183720000000001,null,0.25819569999999997]
[0.2216871,null,0.25806069999999998]
[0.2216871,null,0.25806069999999998]
[0.2216871,null,0.25806069999999998]
[0.2216871,null,0.25806069999999998]
[0.2216871,null,0.25806069999999998]
[0.2216871,null,0.25806069999999998]
[0.2216871,null,0.25806069999999998]
[0.2216871,null,0.25806069999999998]
[0.2216871,null,0.25806069999999998]
[0.2216871,null,0.25806069999999998]
[0.2216871,null,0.25806069999999998]
[0.2216871,null,0.25806069999999998]
[0.2216871,null,0.25806069999999998]
[0.2216871,null,0.25806069999999998]
[0.2216871,null,0.25806069999999998]
[0.2216871,null,0.25806069999999998]
[0.2216871,null,0.25806069999999998]
[0.2216871,null,0.25806069999999998]
[0.2216871,null,0.25806069999999998]
[0.2216871,null,0.25806069999999998]
[0.2216871,null,0.25806069999999998]
[0.2216871,null,0.25806069999999998]
[0.2216871,null,0.25806069999999998]
[0.2216871,null,0.25806069999999998]
[0.2216871,null,0.25806069999999998]
[0.2216871,null,0.25806069999999998]
[0.2216871,null,0.25806069999999998]
[0.2216871,null,0.25806069999999998]
[0.2216871,null,0.25806069999999998]
[0.2216871,null,0.25806069999999998]
[0.2216871,null,0.25806069999999998]
[0.2216871,null,0.2578724]
[0.2216871,null,0.2578724]
[0.2216871,null,0.2578724]
[0.22148519999999999,null,0.2578724]
[0.22148519999999999,null,0.2578724]
[0.22148519999999999,null,0.2578724]
[0.22148519999999999,null,0.2578724]
[0.22148519999999999,null,0.2578724]
[0.22148519999999999,null,0.2578724]
[0.22137039999999999,null,0.2578724]
[0.22137039999999999,null,0.2578724]
[0.22137039999999999,null,0.2578724]
[0.22137039999999999,null,0.2578724]
[0.22137039999999999,null,0.2578724]
[0.22137039999999999,null,0.2578724]
[0.22137039999999999,null,0.2578724]
[0.22137039999999999,null,0.2578724]
[0.22137039999999999,null,0.2578724]
[0.22137039999999999,null,0.2578724]
[0.22137039999999999,null,0.25774000000000002]
[0.22137039999999999,null,0.25774000000000002]
[0.22137039999999999,null,0.25756770000000001]
[0.22137039999999999,null,0.25756770000000001]
[0.22137039999999999,null,0.25756770000000001]
[0.22137039999999999,null,0.25743270000000001]
[0.22137039999999999,null,0.25743270000000001]
[0.22137039999999999,null,0.25743270000000001]
[0.22137039999999999,null,0.25712360000000001]
[0.2208898,null,0.25712360000000001]
[0.2208898,null,0.25712360000000001]
[0.2208898,null,0.25712360000000001]
[0.2208898,null,0.25712360000000001]
[0.22073970000000001,null,0.25712360000000001]
[0.22073970000000001,null,0.25712360000000001]
[0.22073970000000001,null,0.25712360000000001]
[0.22073970000000001,null,0.25712360000000001]
[0.22073970000000001,null,0.25712360000000001]
[0.22073970000000001,null,0.25712360000000001]
[0.22073970000000001,null,0.25712360000000001]
[0.22073970000000001,null,0.25712360000000001]
[0.22073970000000001,null,0.25693529999999998]
[0.22073970000000001,null,0.25693529999999998]
[0.22073970000000001,null,0.25693529999999998]
[0.22073970000000001,null,0.25693529999999998]
[0.22073970000000001,null,0.25693529999999998]
[0.22073970000000001,null,0.25693529999999998]
[0.22073960000000001,null,0.25693529999999998]
[0.22073960000000001,null,0.25693529999999998]
[0.22073960000000001,null,0.25693529999999998]
[0.22073960000000001,null,0.25693529999999998]
[0.22073960000000001,null,0.25693529999999998]
[0.22073960000000001,null,0.25693529999999998]
[0.22073960000000001,null,0.25693529999999998]
[0.22073960000000001,null,0.25693529999999998]
[0.22073960000000001,null,0.25693529999999998]
[0.22073960000000001,null,0.25693529999999998]
[0.22073960000000001,null,0.25693529999999998]
[0.22073960000000001,null,0.25693529999999998]
[0.22073960000000001,null,0.25693529999999998]
[0.22073960000000001,null,0.25693529999999998]
[0.22073960000000001,null,0.25693529999999998]
[0.22062480000000001,null,0.25693529999999998]
[0.22062480000000001,null,0.25693529999999998]
[0.22062480000000001,null,0.25676300000000002]
[0.22062480000000001,null,0.25676300000000002]
[0.22062480000000001,null,0.25676300000000002]
[0.22062480000000001,null,0.25676300000000002]
[0.22062480000000001,null,0.25676300000000002]
[0.22062480000000001,null,0.25676300000000002]
[0.22042300000000001,null,0.25676300000000002]
[0.22042300000000001,null,0.25662810000000003]
[0.22042300000000001,null,0.25662810000000003]
[0.22042300000000001,null,0.25662810000000003]
[0.22042300000000001,null,0.25662810000000003]
[0.22042300000000001,null,0.25662810000000003]
[0.22042300000000001,null,0.25662810000000003]
[0.22042300000000001,null,0.25662810000000003]
[0.22042300000000001,null,0.25662810000000003]
[0.22042300000000001,null,0.25662810000000003]
[0.22042300000000001,null,0.25662810000000003]
[0.22042300000000001,null,0.25662810000000003]
[0.22042300000000001,null,0.2564398]
[0.22042300000000001,null,0.2564398]
[0.22042300000000001,null,0.2564398]
[0.22042300000000001,null,0.2564398]
[0.22042300000000001,null,0.2564398]
[0.22027289999999999,null,0.2564398]
[0.22027289999999999,null,0.2564398]
[0.22027289999999999,null,0.25630730000000002]
[0.22027289999999999,null,0.25630730000000002]
[0.22027289999999999,null,0.25630730000000002]
[0.22027289999999999,null,0.25630730000000002]
[0.22027289999999999,null,0.25630730000000002]
[0.22027289999999999,null,0.25630730000000002]
[0.22027289999999999,null,0.25630730000000002]
[0.22027289999999999,null,0.25630730000000002]
[0.22027289999999999,null,0.25630730000000002]
[0.22027289999999999,null,0.25630730000000002]
[0.22027289999999999,null,0.25617240000000002]
[0.22027289999999999,null,0.25617240000000002]
[0.22027289999999999,null,0.25600010000000001]
[0.22027289999999999,null,0.25600010000000001]
[0.22027289999999999,null,0.25600010000000001]
[0.22027289999999999,null,0.25600010000000001]
[0.22027289999999999,null,0.25600010000000001]
[0.22020120000000001,null,0.25600010000000001]
[0.22012950000000001,null,0.25600010000000001]
[0.22012950000000001,null,0.25600010000000001]
[0.22012950000000001,null,0.25600010000000001]
[0.22012950000000001,null,0.25600010000000001]
[0.22012950000000001,null,0.25600010000000001]
[0.22012950000000001,null,0.25600010000000001]
[0.22012950000000001,null,0.25600010000000001]
[0.22012950000000001,null,0.25600010000000001]
[0.22012950000000001,null,0.255691]
[0.22012950000000001,null,0.255691]
[0.22012950000000001,null,0.255691]
[0.22012950000000001,null,0.255691]
[0.21979219999999999,null,0.255691]
[0.21979219999999999,null,0.255691]
[0.21979219999999999,null,0.255691]
[0.21979219999999999,null,0.255691]
[0.21979219999999999,null,0.255691]
[0.21979219999999999,null,0.255691]
[0.21979219999999999,null,0.255691]
[0.21967739999999999,null,0.255691]
[0.21967739999999999,null,0.255691]
[0.21967739999999999,null,0.255691]
[0.21967739999999999,null,0.255691]
[0.21967739999999999,null,0.255691]
[0.21967739999999999,null,0.25550270000000003]
[0.21967739999999999,null,0.25550260000000002]
[0.21947559999999999,null,0.25550260000000002]
[0.21947559999999999,null,0.25550260000000002]
[0.21947559999999999,null,0.25550260000000002]
[0.21947559999999999,null,0.25550260000000002]
[0.21947559999999999,null,0.25550260000000002]
[0.21947559999999999,null,0.25550260000000002]
[0.21947559999999999,null,0.25550260000000002]
[0.21947559999999999,null,0.25533040000000001]
[0.21947559999999999,null,0.25533040000000001]
[0.21947559999999999,null,0.25519789999999998]
[0.21947559999999999,null,0.25519789999999998]
[0.21947559999999999,null,0.25506299999999998]
[0.21947559999999999,null,0.25506299999999998]
[0.21947559999999999,null,0.25506299999999998]
[0.21947559999999999,null,0.25506299999999998]
[0.21947559999999999,null,0.25506299999999998]
[0.21947559999999999,null,0.25506299999999998]
[0.21947559999999999,null,0.25506299999999998]
[0.21947559999999999,null,0.25506299999999998]
[0.21947559999999999,null,0.25506299999999998]
[0.21947559999999999,null,0.25506299999999998]
[0.21947559999999999,null,0.25506299999999998]
[0.21947559999999999,null,0.25506299999999998]
[0.21947559999999999,null,0.25506299999999998]
[0.21947559999999999,null,0.25506299999999998]
[0.21947559999999999,null,0.25506299999999998]
[0.21947559999999999,null,0.25506299999999998]
[0.21947559999999999,null,0.25506299999999998]
[0.21947559999999999,null,0.25506299999999998]
[0.21947559999999999,null,0.25506299999999998]
[0.21947559999999999,null,0.25506299999999998]
[0.21947559999999999,null,0.25506299999999998]
[0.21947559999999999,null,0.25506299999999998]
[0.21947559999999999,null,0.25506299999999998]
[0.21947559999999999,null,0.25506299999999998]
[0.21947559999999999,null,0.25506299999999998]
[0.21947559999999999,null,0.25506299999999998]
[0.21947559999999999,null,0.25506299999999998]
[0.21947559999999999,null,0.25506299999999998]
[0.21918209999999999,null,0.25506299999999998]
[0.21918209999999999,null,0.25506299999999998]
[0.21918209999999999,null,0.25487470000000001]
[0.21918209999999999,null,0.25487470000000001]
[0.21918209999999999,null,0.25487470000000001]
[0.21906729999999999,null,0.25487470000000001]
[0.21906729999999999,null,0.25487470000000001]
[0.21906729999999999,null,0.25487470000000001]
[0.21906729999999999,null,0.25487470000000001]
[0.21906729999999999,null,0.25487470000000001]
[0.21906729999999999,null,0.25487470000000001]
[0.21906729999999999,null,0.25487470000000001]
[0.21906729999999999,null,0.25487470000000001]
[0.21906729999999999,null,0.25487470000000001]
[0.21906729999999999,null,0.25439329999999999]
[0.21906729999999999,null,0.25439329999999999]
[0.21906729999999999,null,0.25439329999999999]
[0.21906729999999999,null,0.25425829999999999]
[0.21906729999999999,null,0.25425829999999999]
[0.21906729999999999,null,0.25425829999999999]
[0.21906729999999999,null,0.25412590000000002]
[0.21906729999999999,null,0.25412590000000002]
[0.21886549999999999,null,0.25412590000000002]
[0.21886549999999999,null,0.25412590000000002]
[0.21886549999999999,null,0.25412590000000002]
[0.21886549999999999,null,0.25412590000000002]
[0.21886549999999999,null,0.25412590000000002]
[0.21886549999999999,null,0.25412590000000002]
[0.21886549999999999,null,0.25412590000000002]
[0.21886549999999999,null,0.25412590000000002]
[0.21886549999999999,null,0.25412590000000002]
[0.21886549999999999,null,0.25412590000000002]
[0.21886549999999999,null,0.25412590000000002]
[0.21886549999999999,null,0.25412590000000002]
[0.21886549999999999,null,0.25412590000000002]
[0.21886549999999999,null,0.25412590000000002]
[0.21886549999999999,null,0.25412590000000002]
[0.21886549999999999,null,0.25412590000000002]
[0.21886549999999999,null,0.25412590000000002]
[0.21886549999999999,null,0.25412590000000002]
[0.21886549999999999,null,0.25412590000000002]
[0.21886549999999999,null,0.25412590000000002]
[0.21886549999999999,null,0.25412590000000002]
[0.21886549999999999,null,0.25412590000000002]
[0.21852820000000001,null,0.25412590000000002]
[0.21852820000000001,null,0.25412590000000002]
[0.21852820000000001,null,0.25412590000000002]
[0.21852820000000001,null,0.25412590000000002]
[0.21852820000000001,null,0.25412590000000002]
[0.21852820000000001,null,0.25412590000000002]
[0.21852820000000001,null,0.25412590000000002]
[0.21852820000000001,null,0.25412590000000002]
[0.21852820000000001,null,0.25412590000000002]
[0.21852820000000001,null,0.25412590000000002]
[0.21852820000000001,null,0.25412590000000002]
[0.21852820000000001,null,0.25412590000000002]
[0.21852820000000001,null,0.25412590000000002]
[0.21852820000000001,null,0.25412590000000002]
[0.21852820000000001,null,0.25412590000000002]
[0.21852820000000001,null,0.25393759999999999]
[0.21852820000000001,null,0.25393749999999998]
[0.21838479999999999,null,0.25393749999999998]
[0.21838479999999999,null,0.25393749999999998]
[0.21838479999999999,null,0.25393749999999998]
[0.21838479999999999,null,0.25393749999999998]
[0.21838479999999999,null,0.25393749999999998]
[0.21838479999999999,null,0.25393749999999998]
[0.21838479999999999,null,0.25376530000000003]
[0.21838479999999999,null,0.25376530000000003]
[0.21838479999999999,null,0.25376530000000003]
[0.21838479999999999,null,0.25376530000000003]
[0.21838479999999999,null,0.25376530000000003]
[0.21826999999999999,null,0.25376530000000003]
[0.21826999999999999,null,0.25376530000000003]
[0.21826999999999999,null,0.25376530000000003]
[0.21826999999999999,null,0.25376530000000003]
[0.21826999999999999,null,0.25376530000000003]
[0.21826999999999999,null,0.25376530000000003]
[0.21826999999999999,null,0.25376530000000003]
[0.21826999999999999,null,0.25363029999999998]
[0.21826999999999999,null,0.25363029999999998]
[0.21806819999999999,null,0.25363029999999998]
[0.21806819999999999,null,0.25363029999999998]
[0.21806819999999999,null,0.25332120000000002]
[0.21806819999999999,null,0.25332120000000002]
[0.21806819999999999,null,0.25332120000000002]
[0.21806819999999999,null,0.25332120000000002]
[0.21806819999999999,null,0.25332120000000002]
[0.21806819999999999,null,0.25332120000000002]
[0.21806819999999999,null,0.25332120000000002]
[0.21806819999999999,null,0.25332120000000002]
[0.21806819999999999,null,0.25332120000000002]
[0.21806819999999999,null,0.25332120000000002]
[0.21806819999999999,null,0.25332120000000002]
[0.21806819999999999,null,0.25332120000000002]
[0.21806819999999999,null,0.25332120000000002]
[0.21806819999999999,null,0.25332120000000002]
[0.21806819999999999,null,0.25313289999999999]
[0.21806819999999999,null,0.25313289999999999]
[0.21806819999999999,null,0.25313289999999999]
[0.21806819999999999,null,0.25313289999999999]
[0.21806819999999999,null,0.25313289999999999]
[0.21806819999999999,null,0.25300040000000001]
[0.21806819999999999,null,0.25300040000000001]
[0.21806819999999999,null,0.25300040000000001]
[0.21806819999999999,null,0.25300040000000001]
[0.21806819999999999,null,0.25300040000000001]
[0.21806819999999999,null,0.25300040000000001]
[0.21806819999999999,null,0.25300040000000001]
[0.21806819999999999,null,0.25300040000000001]
[0.21806819999999999,null,0.25300040000000001]
[0.21806819999999999,null,0.25300040000000001]
[0.21806819999999999,null,0.25300040000000001]
[0.21806819999999999,null,0.25300040000000001]
[0.21806819999999999,null,0.25300040000000001]
[0.217918,null,0.25300040000000001]
[0.217918,null,0.25300040000000001]
[0.217918,null,0.25300040000000001]
[0.217918,null,0.25300040000000001]
[0.217918,null,0.25300040000000001]
[0.217918,null,0.25300040000000001]
[0.217918,null,0.25300040000000001]
[0.217918,null,0.25300040000000001]
[0.217918,null,0.25300040000000001]
[0.217918,null,0.25300040000000001]
[0.217918,null,0.25300040000000001]
[0.217918,null,0.25300040000000001]
[0.2178032,null,0.25300040000000001]
[0.21765989999999999,null,0.25300040000000001]
[0.21765989999999999,null,0.25300040000000001]
[0.21765989999999999,null,0.25300040000000001]
[0.21765989999999999,null,0.25300040000000001]
[0.21765989999999999,null,0.25300040000000001]
[0.21765989999999999,null,0.25300040000000001]
[0.21765989999999999,null,0.25300040000000001]
[0.21765989999999999,null,0.25300040000000001]
[0.21765989999999999,null,0.25300040000000001]
[0.21765989999999999,null,0.25300040000000001]
[0.21765989999999999,null,0.25300040000000001]
[0.21765989999999999,null,0.25300040000000001]
[0.21765989999999999,null,0.2528282]
[0.21765989999999999,null,0.2528282]
[0.21765989999999999,null,0.2525191]
[0.21765989999999999,null,0.25251899999999999]
[0.21765989999999999,null,0.25233070000000002]
[0.21765989999999999,null,0.25219580000000003]
[0.21765989999999999,null,0.25219580000000003]
[0.21765989999999999,null,0.25219580000000003]
[0.21765989999999999,null,0.25219580000000003]
[0.21765989999999999,null,0.25219580000000003]
[0.2171208,null,0.25219580000000003]
[0.2171208,null,0.25219580000000003]
[0.2171208,null,0.25219580000000003]
[0.2171208,null,0.25219580000000003]
[0.2171208,null,0.25219580000000003]
[0.2171208,null,0.25219580000000003]
[0.2171208,null,0.25219580000000003]
[0.2171208,null,0.25219580000000003]
[0.2171208,null,0.25219580000000003]
[0.2171208,null,0.25219580000000003]
[0.21697739999999999,null,0.25219580000000003]
[0.21697739999999999,null,0.25219580000000003]
[0.21697739999999999,null,0.25219580000000003]
[0.21697739999999999,null,0.25219580000000003]
[0.21697739999999999,null,0.25219580000000003]
[0.21697739999999999,null,0.25219580000000003]
[0.21697739999999999,null,0.25219580000000003]
[0.21697739999999999,null,0.25219580000000003]
[0.21697739999999999,null,0.25219580000000003]
[0.21697739999999999,null,0.25219580000000003]
[0.21697739999999999,null,0.25219580000000003]
[0.21697739999999999,null,0.25206329999999999]
[0.21697739999999999,null,0.25206329999999999]
[0.21697739999999999,null,0.25206329999999999]
[0.21697739999999999,null,0.25206329999999999]
[0.21697739999999999,null,0.25206329999999999]
[0.21697739999999999,null,0.25206329999999999]
[0.21697739999999999,null,0.25206329999999999]
[0.21697739999999999,null,0.25206329999999999]
[0.21690229999999999,null,0.25206329999999999]
[0.2168273,null,0.25206329999999999]
[0.2168273,null,0.25206329999999999]
[0.2168273,null,0.25206329999999999]
[0.2168273,null,0.25206329999999999]
[0.2168273,null,0.25206329999999999]
[0.2168273,null,0.2517027]
[0.2168273,null,0.2517027]
[0.2168273,null,0.2517027]
[0.2168273,null,0.2517027]
[0.2168273,null,0.2517027]
[0.2168273,null,0.2517027]
[0.2168273,null,0.2517027]
[0.2168273,null,0.2517027]
[0.2168273,null,0.2517027]
[0.2168273,null,0.2517027]
[0.2168273,null,0.25156780000000001]
[0.2168273,null,0.25156780000000001]
[0.2168273,null,0.25156780000000001]
[0.2168273,null,0.25156780000000001]
[0.2168273,null,0.25156780000000001]
[0.2168273,null,0.25156780000000001]
[0.2168273,null,0.25156780000000001]
[0.2168273,null,0.25156780000000001]
[0.2168273,null,0.2512587]
[0.2168273,null,0.2512587]
[0.2168273,null,0.2512587]
[0.2168273,null,0.2512587]
[0.2168273,null,0.2512587]
[0.2168273,null,0.2512587]
[0.2168273,null,0.2512587]
[0.2167125,null,0.2512587]
[0.2167125,null,0.2512587]
[0.2167124,null,0.2512587]
[0.2165106,null,0.2512587]
[0.2165106,null,0.2512587]
[0.2165106,null,0.2512587]
[0.2165106,null,0.2512587]
[0.2165106,null,0.2512587]
[0.2165106,null,0.2512587]
[0.2165106,null,0.2512587]
[0.2165106,null,0.2512587]
[0.2165106,null,0.2512587]
[0.2165106,null,0.2512587]
[0.2165106,null,0.2512587]
[0.21636730000000001,null,0.25107030000000002]
[0.21636730000000001,null,0.25107030000000002]
[0.21636730000000001,null,0.25107030000000002]
[0.21636730000000001,null,0.25107030000000002]
[0.21636730000000001,null,0.25107030000000002]
[0.21636730000000001,null,0.25107030000000002]
[0.21636730000000001,null,0.25089810000000001]
[0.21636730000000001,null,0.25089810000000001]
[0.2162171,null,0.25089810000000001]
[0.2162171,null,0.25089810000000001]
[0.2162171,null,0.25089810000000001]
[0.2162171,null,0.25089810000000001]
[0.2162171,null,0.25089810000000001]
[0.2162171,null,0.25089810000000001]
[0.2162171,null,0.25089810000000001]
[0.2162171,null,0.25089810000000001]
[0.2162171,null,0.25089810000000001]
[0.2162171,null,0.25076310000000002]
[0.2162171,null,0.25076310000000002]
[0.2162171,null,0.25076310000000002]
[0.2162171,null,0.25076310000000002]
[0.2162171,null,0.25076310000000002]
[0.2162171,null,0.25076310000000002]
[0.2162171,null,0.25076310000000002]
[0.2162171,null,0.25076310000000002]
[0.2162171,null,0.25076310000000002]
[0.2162171,null,0.25076310000000002]
[0.2162171,null,0.25076310000000002]
[0.2162171,null,0.25076310000000002]
[0.2162171,null,0.25076310000000002]
[0.2162171,null,0.25076310000000002]
[0.2162171,null,0.25076310000000002]
[0.2162171,null,0.25076310000000002]
[0.2162171,null,0.25076310000000002]
[0.2162171,null,0.25076310000000002]
[0.2162171,null,0.25076310000000002]
[0.2162171,null,0.25076310000000002]
[0.2162171,null,0.25063069999999998]
[0.2162171,null,0.25063069999999998]
[0.21611620000000001,null,0.25063069999999998]
[0.21601529999999999,null,0.25045840000000003]
[0.21601529999999999,null,0.25014930000000002]
[0.21601529999999999,null,0.25014930000000002]
[0.21601529999999999,null,0.25014930000000002]
[0.21601529999999999,null,0.25014930000000002]
[0.21601529999999999,null,0.24996099999999999]
[0.21601529999999999,null,0.24996099999999999]
[0.21601529999999999,null,0.24996099999999999]
[0.21601529999999999,null,0.24996099999999999]
[0.21601529999999999,null,0.24996099999999999]
[0.21601529999999999,null,0.24996099999999999]
[0.21601529999999999,null,0.24996099999999999]
[0.21601529999999999,null,0.24996099999999999]
[0.2158467,null,0.24996099999999999]
[0.2158467,null,0.24996099999999999]
[0.21556320000000001,null,0.24996099999999999]
[0.21556320000000001,null,0.24996099999999999]
[0.21556320000000001,null,0.24996099999999999]
[0.21556320000000001,null,0.24996099999999999]
[0.21556320000000001,null,0.24996099999999999]
[0.2154199,null,0.24996099999999999]
[0.21526970000000001,null,0.24996099999999999]
[0.21526970000000001,null,0.24996099999999999]
[0.21526970000000001,null,0.24996099999999999]
[0.21526970000000001,null,0.24996099999999999]
[0.21526970000000001,null,0.24996099999999999]
[0.21526970000000001,null,0.24996099999999999]
[0.21526970000000001,null,0.24996099999999999]
[0.21526970000000001,null,0.24996099999999999]
[0.21526970000000001,null,0.24996099999999999]
[0.21526970000000001,null,0.24996099999999999]
[0.21526970000000001,null,0.24996099999999999]
[0.21526970000000001,null,0.24982599999999999]
[0.21526970000000001,null,0.24982599999999999]
[0.21526970000000001,null,0.24982599999999999]
[0.21526970000000001,null,0.24982599999999999]
[0.21526970000000001,null,0.24982599999999999]
[0.21526970000000001,null,0.24982599999999999]
[0.21526970000000001,null,0.24982599999999999]
[0.21526970000000001,null,0.24982599999999999]
[0.21526970000000001,null,0.24982599999999999]
[0.21526970000000001,null,0.24982599999999999]
[0.21526970000000001,null,0.24982599999999999]
[0.21526970000000001,null,0.24982599999999999]
[0.21526970000000001,null,0.24982599999999999]
[0.21526970000000001,null,0.24982599999999999]
[0.21526970000000001,null,0.24982599999999999]
[0.21526970000000001,null,0.24982599999999999]
[0.21526970000000001,null,0.24982599999999999]
[0.21526970000000001,null,0.24982599999999999]
[0.21526970000000001,null,0.24982599999999999]
[0.21526970000000001,null,0.24982599999999999]
[0.21526970000000001,null,0.24982599999999999]
[0.21526970000000001,null,0.24982599999999999]
[0.21526970000000001,null,0.24965370000000001]
[0.21526970000000001,null,0.2494654]
[0.21526970000000001,null,0.249333]
[0.21526970000000001,null,0.249333]
[0.21526970000000001,null,0.249333]
[0.21526970000000001,null,0.249333]
[0.21526970000000001,null,0.249333]
[0.21526970000000001,null,0.249333]
[0.21526970000000001,null,0.249333]
[0.21526970000000001,null,0.24902389999999999]
[0.21526970000000001,null,0.24902389999999999]
[0.21526970000000001,null,0.24902389999999999]
[0.21526970000000001,null,0.24902389999999999]
[0.21506790000000001,null,0.24902389999999999]
[0.21495310000000001,null,0.24902389999999999]
[0.21480969999999999,null,0.24902389999999999]
[0.21480969999999999,null,0.24902389999999999]
[0.21480969999999999,null,0.24902389999999999]
[0.21480969999999999,null,0.24902389999999999]
[0.21465960000000001,null,0.24902389999999999]
[0.21465960000000001,null,0.24902389999999999]
[0.21465960000000001,null,0.24902389999999999]
[0.21465960000000001,null,0.2488889]
[0.21465960000000001,null,0.2488889]
[0.21465960000000001,null,0.2488889]
[0.21465960000000001,null,0.2488889]
[0.21465960000000001,null,0.2488889]
[0.21465960000000001,null,0.2488889]
[0.21465960000000001,null,0.2488889]
[0.21465960000000001,null,0.2488889]
[0.21465960000000001,null,0.2488889]
[0.21465960000000001,null,0.2488889]
[0.21465960000000001,null,0.2488889]
[0.21465960000000001,null,0.2488889]
[0.21465960000000001,null,0.2488889]
[0.21465960000000001,null,0.2488889]
[0.21465960000000001,null,0.2488889]
[0.21465960000000001,null,0.2488889]
[0.21465960000000001,null,0.2488889]
[0.21465960000000001,null,0.2488889]
[0.21465960000000001,null,0.2488889]
[0.21465960000000001,null,0.2488889]
[0.21465960000000001,null,0.2488889]
[0.21465960000000001,null,0.2488889]
[0.21465960000000001,null,0.2488889]
[0.21465960000000001,null,0.2488889]
[0.21465960000000001,null,0.2488889]
[0.21465960000000001,null,0.2488889]
[0.21465960000000001,null,0.2488889]
[0.21465960000000001,null,0.24884580000000001]
[0.21465960000000001,null,0.24871660000000001]
[0.21465960000000001,null,0.24871660000000001]
[0.21465960000000001,null,0.24871660000000001]
[0.21465960000000001,null,0.24871660000000001]
[0.21465960000000001,null,0.24871660000000001]
[0.21465960000000001,null,0.24852830000000001]
[0.21465960000000001,null,0.24852830000000001]
[0.21465960000000001,null,0.24852830000000001]
[0.21465960000000001,null,0.24852830000000001]
[0.21465960000000001,null,0.24852830000000001]
[0.21465960000000001,null,0.24852830000000001]
[0.2145447,null,0.24852830000000001]
[0.2145447,null,0.24852830000000001]
[0.2145447,null,0.24852830000000001]
[0.2145447,null,0.24852830000000001]
[0.2145447,null,0.24852830000000001]
[0.2145447,null,0.24852830000000001]
[0.2145447,null,0.24852830000000001]
[0.2145447,null,0.24839339999999999]
[0.2145447,null,0.24839339999999999]
[0.2145447,null,0.24839339999999999]
[0.2145447,null,0.24839339999999999]
[0.21440139999999999,null,0.24839339999999999]
[0.21440139999999999,null,0.24839339999999999]
[0.21440139999999999,null,0.2480842]
[0.21440139999999999,null,0.2480842]
[0.2142512,null,0.2480842]
[0.2142512,null,0.2480842]
[0.21391399999999999,null,0.2480842]
[0.21391399999999999,null,0.2480842]
[0.21391399999999999,null,0.2479518]
[0.21391399999999999,null,0.2479518]
[0.21391399999999999,null,0.2479518]
[0.21391399999999999,null,0.2479518]
[0.21391399999999999,null,0.2479518]
[0.21391399999999999,null,0.2479518]
[0.21391399999999999,null,0.2479518]
[0.21391399999999999,null,0.2479518]
[0.21371209999999999,null,0.2479518]
[0.21371209999999999,null,0.2479518]
[0.21371209999999999,null,0.2479518]
[0.21371209999999999,null,0.2479518]
[0.21371209999999999,null,0.2479518]
[0.21371209999999999,null,0.2479518]
[0.21371209999999999,null,0.2479518]
[0.21371209999999999,null,0.2479518]
[0.21371209999999999,null,0.2479518]
[0.21371209999999999,null,0.24777950000000001]
[0.21371209999999999,null,0.24777950000000001]
[0.21359729999999999,null,0.24777950000000001]
[0.21359729999999999,null,0.24777950000000001]
[0.21359729999999999,null,0.24777950000000001]
[0.21359729999999999,null,0.24777950000000001]
[0.21359729999999999,null,0.24777950000000001]
[0.21359729999999999,null,0.24777950000000001]
[0.21359729999999999,null,0.24777950000000001]
[0.21359729999999999,null,0.24777950000000001]
[0.21359729999999999,null,0.24777950000000001]
[0.21359729999999999,null,0.24777950000000001]
[0.21359729999999999,null,0.24777950000000001]
[0.21359729999999999,null,0.24777950000000001]
[0.21359729999999999,null,0.24777950000000001]
[0.21359729999999999,null,0.24777950000000001]
[0.21359729999999999,null,0.24759120000000001]
[0.21359729999999999,null,0.24759120000000001]
[0.21359729999999999,null,0.24745629999999999]
[0.21359729999999999,null,0.24745619999999999]
[0.21359729999999999,null,0.24745619999999999]
[0.21359729999999999,null,0.24745619999999999]
[0.21359729999999999,null,0.24745619999999999]
[0.21359729999999999,null,0.24745619999999999]
[0.21359729999999999,null,0.24745619999999999]
[0.21359729999999999,null,0.24745619999999999]
[0.21359729999999999,null,0.24745619999999999]
[0.21359729999999999,null,0.24745619999999999]
[0.21359729999999999,null,0.24745619999999999]
[0.21359729999999999,null,0.24745619999999999]
[0.21359729999999999,null,0.24745619999999999]
[0.21359729999999999,null,0.24745619999999999]
[0.21359729999999999,null,0.24745619999999999]
[0.21330379999999999,null,0.24745619999999999]
[0.21330379999999999,null,0.24745619999999999]
[0.21330379999999999,null,0.24745619999999999]
[0.21330379999999999,null,0.24745619999999999]
[0.21330379999999999,null,0.24745619999999999]
[0.21330379999999999,null,0.24745619999999999]
[0.21330379999999999,null,0.24745619999999999]
[0.21330379999999999,null,0.24745619999999999]
[0.21330379999999999,null,0.24745619999999999]
[0.21330379999999999,null,0.24745619999999999]
[0.21330379999999999,null,0.24745619999999999]
[0.21330379999999999,null,0.24745619999999999]
[0.21330379999999999,null,0.24745619999999999]
[0.21330379999999999,null,0.24745619999999999]
[0.21330379999999999,null,0.24745619999999999]
[0.21330379999999999,null,0.24745619999999999]
[0.21330379999999999,null,0.24745619999999999]
[0.21330379999999999,null,0.247284]
[0.21330379999999999,null,0.247284]
[0.21330379999999999,null,0.247284]
[0.21330379999999999,null,0.247284]
[0.21330379999999999,null,0.247284]
[0.21330379999999999,null,0.2469749]
[0.21330379999999999,null,0.2469749]
[0.21330379999999999,null,0.2469749]
[0.21318899999999999,null,0.2468399]
[0.21318899999999999,null,0.2468399]
[0.21318899999999999,null,0.2468399]
[0.21318899999999999,null,0.2468399]
[0.21298719999999999,null,0.2468399]
[0.21298719999999999,null,0.2468399]
[0.21298719999999999,null,0.2468399]
[0.21298719999999999,null,0.2468399]
[0.21298719999999999,null,0.2468399]
[0.21298719999999999,null,0.2468399]
[0.21298719999999999,null,0.2468399]
[0.21298719999999999,null,0.2468399]
[0.21298719999999999,null,0.2467075]
[0.21298719999999999,null,0.2467075]
[0.21298719999999999,null,0.2467075]
[0.212837,null,0.2467075]
[0.212837,null,0.2467075]
[0.212837,null,0.2467075]
[0.212837,null,0.2467075]
[0.212837,null,0.2467075]
[0.212837,null,0.2467075]
[0.212837,null,0.2467075]
[0.212837,null,0.2467075]
[0.212837,null,0.2467075]
[0.212837,null,0.2467075]
[0.212837,null,0.2467075]
[0.212837,null,0.2467075]
[0.212837,null,0.2467075]
[0.212837,null,0.2467075]
[0.212837,null,0.2467075]
[0.212837,null,0.24653520000000001]
[0.212837,null,0.24653520000000001]
[0.212837,null,0.24653520000000001]
[0.212837,null,0.24653520000000001]
[0.21249979999999999,null,0.24653520000000001]
[0.21249979999999999,null,0.24653520000000001]
[0.21249979999999999,null,0.24653520000000001]
[0.21249979999999999,null,0.24653520000000001]
[0.21249979999999999,null,0.24653520000000001]
[0.21249979999999999,null,0.24653520000000001]
[0.21249979999999999,null,0.24653520000000001]
[0.21249979999999999,null,0.24653520000000001]
[0.21249979999999999,null,0.24653520000000001]
[0.2122416,null,0.24653520000000001]
[0.2122416,null,0.24653520000000001]
[0.2122416,null,0.24653520000000001]
[0.2122416,null,0.24640020000000001]
[0.2122416,null,0.24621190000000001]
[0.2122416,null,0.24621190000000001]
[0.2122416,null,0.24621190000000001]
[0.2122416,null,0.24621190000000001]
[0.2122416,null,0.24621190000000001]
[0.2122416,null,0.24621190000000001]
[0.2122416,null,0.24621190000000001]
[0.2122416,null,0.24621190000000001]
[0.2122416,null,0.24621190000000001]
[0.2122416,null,0.24621190000000001]
[0.2122416,null,0.24621190000000001]
[0.21209140000000001,null,0.24621190000000001]
[0.21209140000000001,null,0.24621190000000001]
[0.21209140000000001,null,0.24621190000000001]
[0.21209140000000001,null,0.24621190000000001]
[0.21209140000000001,null,0.24621190000000001]
[0.21209140000000001,null,0.24621190000000001]
[0.21209140000000001,null,0.24621190000000001]
[0.21209140000000001,null,0.24621190000000001]
[0.21209140000000001,null,0.24621190000000001]
[0.21209140000000001,null,0.24621190000000001]
[0.21209140000000001,null,0.2459028]
[0.21209140000000001,null,0.2459028]
[0.21209140000000001,null,0.2459028]
[0.21209140000000001,null,0.2459028]
[0.21209140000000001,null,0.2459028]
[0.21209140000000001,null,0.2459028]
[0.21209140000000001,null,0.2459028]
[0.21209140000000001,null,0.2459028]
[0.21209140000000001,null,0.2459028]
[0.21209140000000001,null,0.2459028]
[0.21209140000000001,null,0.2459028]
[0.21209140000000001,null,0.2459028]
[0.21209140000000001,null,0.2459028]
[0.21209140000000001,null,0.2459028]
[0.21209140000000001,null,0.24576780000000001]
[0.21209140000000001,null,0.24576780000000001]
[0.21209140000000001,null,0.2455956]
[0.21209140000000001,null,0.2455956]
[0.21197659999999999,null,0.2455956]
[0.21197659999999999,null,0.2455956]
[0.21197659999999999,null,0.2455956]
[0.21197659999999999,null,0.2455956]
[0.21197659999999999,null,0.2455956]
[0.21197659999999999,null,0.2455956]
[0.21177480000000001,null,0.2455956]
[0.21177480000000001,null,0.2455956]
[0.21177480000000001,null,0.2455956]
[0.21177480000000001,null,0.2455956]
[0.21177480000000001,null,0.2455956]
[0.21177480000000001,null,0.2455956]
[0.21177480000000001,null,0.2455956]
[0.21177480000000001,null,0.2455956]
[0.21177480000000001,null,0.2455956]
[0.21177480000000001,null,0.2455956]
[0.21177480000000001,null,0.2455956]
[0.21177480000000001,null,0.2455956]
[0.21177480000000001,null,0.2455956]
[0.2116247,null,0.2455956]
[0.2116247,null,0.2455956]
[0.2116247,null,0.2455956]
[0.2116247,null,0.2455956]
[0.2116247,null,0.2455956]
[0.2116247,null,0.2455956]
[0.21148130000000001,null,0.2455956]
[0.21148130000000001,null,0.2455956]
[0.21148130000000001,null,0.24540729999999999]
[0.21148130000000001,null,0.24540729999999999]
[0.21148130000000001,null,0.24540729999999999]
[0.21148130000000001,null,0.24540729999999999]
[0.21148130000000001,null,0.24540729999999999]
[0.21148130000000001,null,0.24540729999999999]
[0.21148130000000001,null,0.24540729999999999]
[0.21148130000000001,null,0.24540729999999999]
[0.21148130000000001,null,0.24540729999999999]
[0.21148130000000001,null,0.24540729999999999]
[0.21148130000000001,null,0.24540729999999999]
[0.21148130000000001,null,0.24540729999999999]
[0.21148130000000001,null,0.24540729999999999]
[0.21148130000000001,null,0.24540729999999999]
[0.21148130000000001,null,0.24540729999999999]
[0.21148130000000001,null,0.24540729999999999]
[0.21148130000000001,null,0.24540729999999999]
[0.21148130000000001,null,0.24540729999999999]
[0.21148130000000001,null,0.24540729999999999]
[0.21148130000000001,null,0.24540729999999999]
[0.21148130000000001,null,0.24540729999999999]
[0.21136650000000001,null,0.24540719999999999]
[0.21136650000000001,null,0.24523500000000001]
[0.21136650000000001,null,0.24523500000000001]
[0.21136650000000001,null,0.24523500000000001]
[0.21136650000000001,null,0.24510000000000001]
[0.21136650000000001,null,0.24510000000000001]
[0.21136650000000001,null,0.24510000000000001]
[0.21136650000000001,null,0.24510000000000001]
[0.21136650000000001,null,0.24510000000000001]
[0.21136650000000001,null,0.24510000000000001]
[0.21136650000000001,null,0.24510000000000001]
[0.21136650000000001,null,0.24510000000000001]
[0.21136650000000001,null,0.24510000000000001]
[0.21136650000000001,null,0.24510000000000001]
[0.21136650000000001,null,0.24479090000000001]
[0.21136650000000001,null,0.24479090000000001]
[0.21136650000000001,null,0.24479090000000001]
[0.21136650000000001,null,0.24479090000000001]
[0.21136650000000001,null,0.24479090000000001]
[0.21136650000000001,null,0.24479090000000001]
[0.21136650000000001,null,0.24479090000000001]
[0.21136650000000001,null,0.24479090000000001]
[0.21136650000000001,null,0.24479090000000001]
[0.21136650000000001,null,0.24479090000000001]
[0.21136650000000001,null,0.24479090000000001]
[0.21136650000000001,null,0.24479090000000001]
[0.21136650000000001,null,0.24479090000000001]
[0.2112163,null,0.24479090000000001]
[0.2112163,null,0.24479090000000001]
[0.2112163,null,0.24479090000000001]
[0.2112163,null,0.24479090000000001]
[0.2112163,null,0.2446585]
[0.2112163,null,0.2446585]
[0.2112163,null,0.2446585]
[0.21087910000000001,null,0.2444701]
[0.21087910000000001,null,0.2444701]
[0.21087910000000001,null,0.2444701]
[0.21087910000000001,null,0.2444701]
[0.21087910000000001,null,0.2444701]
[0.21087910000000001,null,0.2444701]
[0.21087910000000001,null,0.2444701]
[0.21087910000000001,null,0.2444701]
[0.21087910000000001,null,0.2444701]
[0.21087910000000001,null,0.2443352]
[0.21087910000000001,null,0.2443352]
[0.21087910000000001,null,0.2443352]
[0.21087910000000001,null,0.2443352]
[0.21087910000000001,null,0.2443352]
[0.21087910000000001,null,0.2443352]
[0.21087910000000001,null,0.2443352]
[0.21087910000000001,null,0.2443352]
[0.21087910000000001,null,0.2443352]
[0.2107357,null,0.24416289999999999]
[0.2107357,null,0.24416289999999999]
[0.2107357,null,0.24416289999999999]
[0.2107357,null,0.24416289999999999]
[0.2107357,null,0.24416289999999999]
[0.2107357,null,0.24416289999999999]
[0.2107357,null,0.24416289999999999]
[0.2107357,null,0.24416289999999999]
[0.2106209,null,0.24416289999999999]
[0.2106209,null,0.24416289999999999]
[0.2106209,null,0.24416289999999999]
[0.2106209,null,0.24416289999999999]
[0.2106209,null,0.24416289999999999]
[0.2106209,null,0.24416289999999999]
[0.2106209,null,0.24416289999999999]
[0.2106209,null,0.24416289999999999]
[0.2106209,null,0.24416289999999999]
[0.2106209,null,0.24416289999999999]
[0.2106209,null,0.24416289999999999]
[0.2106209,null,0.24416289999999999]
[0.2106209,null,0.24416289999999999]
[0.2106209,null,0.24416289999999999]
[0.2106209,null,0.24416289999999999]
[0.2106209,null,0.24416289999999999]
[0.2106209,null,0.24416289999999999]
[0.2104191,null,0.24416289999999999]
[0.2104191,null,0.24416289999999999]
[0.2104191,null,0.24416289999999999]
[0.2104191,null,0.24416289999999999]
[0.2104191,null,0.24416289999999999]
[0.2104191,null,0.24397460000000001]
[0.2104191,null,0.24397460000000001]
[0.2104191,null,0.24397460000000001]
[0.21026890000000001,null,0.24397460000000001]
[0.21026890000000001,null,0.24397460000000001]
[0.21026890000000001,null,0.24397460000000001]
[0.21026890000000001,null,0.24397460000000001]
[0.21026890000000001,null,0.24397460000000001]
[0.21026890000000001,null,0.24397460000000001]
[0.21026890000000001,null,0.24384220000000001]
[0.21026890000000001,null,0.24384220000000001]
[0.21026890000000001,null,0.24370720000000001]
[0.21026890000000001,null,0.24370720000000001]
[0.21026890000000001,null,0.24370720000000001]
[0.21026890000000001,null,0.24370720000000001]
[0.21026890000000001,null,0.24370720000000001]
[0.21026890000000001,null,0.24339810000000001]
[0.21026890000000001,null,0.24339810000000001]
[0.21026890000000001,null,0.24322579999999999]
[0.21015410000000001,null,0.24322579999999999]
[0.21015410000000001,null,0.24322579999999999]
[0.21015410000000001,null,0.24322579999999999]
[0.21015410000000001,null,0.24322579999999999]
[0.21015410000000001,null,0.24322579999999999]
[0.21015410000000001,null,0.24322579999999999]
[0.21015410000000001,null,0.24322579999999999]
[0.21015410000000001,null,0.24322579999999999]
[0.21015410000000001,null,0.24322579999999999]
[0.21015410000000001,null,0.24322579999999999]
[0.21015410000000001,null,0.24322579999999999]
[0.21015410000000001,null,0.24322579999999999]
[0.21015410000000001,null,0.24322579999999999]
[0.21015410000000001,null,0.24322579999999999]
[0.21015410000000001,null,0.24322579999999999]
[0.21015410000000001,null,0.24322579999999999]
[0.21015410000000001,null,0.24322579999999999]
[0.21015410000000001,null,0.24322579999999999]
[0.21015410000000001,null,0.24322579999999999]
[0.21015410000000001,null,0.24322579999999999]
[0.21015410000000001,null,0.24322579999999999]
[0.21015410000000001,null,0.24322579999999999]
[0.21015410000000001,null,0.24322579999999999]
[0.21015410000000001,null,0.24322579999999999]
[0.21015410000000001,null,0.24322579999999999]
[0.21015410000000001,null,0.24322579999999999]
[0.21015410000000001,null,0.24322579999999999]
[0.210004,null,0.24322579999999999]
[0.210004,null,0.24322579999999999]
[0.210004,null,0.24322579999999999]
[0.210004,null,0.24322579999999999]
[0.210004,null,0.24322579999999999]
[0.210004,null,0.24322579999999999]
[0.210004,null,0.24322579999999999]
[0.210004,null,0.24296999999999999]
[0.210004,null,0.24290249999999999]
[0.210004,null,0.24290249999999999]
[0.210004,null,0.24290249999999999]
[0.210004,null,0.24290249999999999]
[0.210004,null,0.24290249999999999]
[0.210004,null,0.24290249999999999]
[0.210004,null,0.24290249999999999]
[0.210004,null,0.24290249999999999]
[0.210004,null,0.24290249999999999]
[0.210004,null,0.24273030000000001]
[0.20986060000000001,null,0.24273030000000001]
[0.20986060000000001,null,0.24273030000000001]
[0.20986060000000001,null,0.24273030000000001]
[0.20986060000000001,null,0.24273030000000001]
[0.20986060000000001,null,0.242642]
[0.20986060000000001,null,0.2425978]
[0.20986060000000001,null,0.2425978]
[0.20986060000000001,null,0.2425978]
[0.20986060000000001,null,0.2425978]
[0.20986060000000001,null,0.2425978]
[0.20986060000000001,null,0.2425978]
[0.20986060000000001,null,0.2425978]
[0.20974580000000001,null,0.2425978]
[0.20974580000000001,null,0.2425978]
[0.20974580000000001,null,0.2425978]
[0.20974580000000001,null,0.2425978]
[0.20974580000000001,null,0.2425978]
[0.20974580000000001,null,0.2425978]
[0.20974580000000001,null,0.2425978]
[0.20974580000000001,null,0.2425978]
[0.20974580000000001,null,0.2425978]
[0.20974580000000001,null,0.2425978]
[0.20974580000000001,null,0.2425978]
[0.20954400000000001,null,0.2425978]
[0.20954400000000001,null,0.2425978]
[0.20954400000000001,null,0.2425978]
[0.20954400000000001,null,0.2424433]
[0.20954400000000001,null,0.2422887]
[0.20954400000000001,null,0.2422887]
[0.20954400000000001,null,0.2422887]
[0.20954400000000001,null,0.2422887]
[0.20954400000000001,null,0.2422887]
[0.20954400000000001,null,0.2422887]
[0.20954400000000001,null,0.2422887]
[0.20954400000000001,null,0.2422887]
[0.20954400000000001,null,0.2422887]
[0.20939379999999999,null,0.2422887]
[0.20939379999999999,null,0.2422887]
[0.20939379999999999,null,0.2422887]
[0.20905650000000001,null,0.2422887]
[0.20905650000000001,null,0.2422887]
[0.20905650000000001,null,0.24210039999999999]
[0.20905650000000001,null,0.24210039999999999]
[0.20905650000000001,null,0.24210039999999999]
[0.20905650000000001,null,0.24210039999999999]
[0.20905650000000001,null,0.24210039999999999]
[0.20905650000000001,null,0.24210039999999999]
[0.20905650000000001,null,0.24210039999999999]
[0.20905650000000001,null,0.24210039999999999]
[0.20905650000000001,null,0.24210039999999999]
[0.20905650000000001,null,0.2419654]
[0.20905650000000001,null,0.2419654]
[0.20905650000000001,null,0.2419654]
[0.20905650000000001,null,0.2419654]
[0.20894170000000001,null,0.2419654]
[0.20894170000000001,null,0.24179320000000001]
[0.20894170000000001,null,0.24179320000000001]
[0.20894170000000001,null,0.24179320000000001]
[0.20894170000000001,null,0.24179320000000001]
[0.20894170000000001,null,0.24179320000000001]
[0.20894170000000001,null,0.24179320000000001]
[0.20894170000000001,null,0.24179320000000001]
[0.20894170000000001,null,0.24179320000000001]
[0.20894170000000001,null,0.24179320000000001]
[0.20894170000000001,null,0.24179320000000001]
[0.20894170000000001,null,0.24179320000000001]
[0.20894170000000001,null,0.24179320000000001]
[0.20894170000000001,null,0.24179320000000001]
[0.20894170000000001,null,0.24179320000000001]
[0.20894170000000001,null,0.24179320000000001]
[0.20894170000000001,null,0.24179320000000001]
[0.20894170000000001,null,0.24166070000000001]
[0.20894170000000001,null,0.24166070000000001]
[0.20894170000000001,null,0.24166070000000001]
[0.20894170000000001,null,0.24166070000000001]
[0.20894170000000001,null,0.24166070000000001]
[0.20894170000000001,null,0.24166070000000001]
[0.20894170000000001,null,0.24166070000000001]
[0.20894170000000001,null,0.24166070000000001]
[0.20894170000000001,null,0.24166070000000001]
[0.20894170000000001,null,0.24166070000000001]
[0.20894170000000001,null,0.24166070000000001]
[0.20894170000000001,null,0.24166070000000001]
[0.20894170000000001,null,0.24166070000000001]
[0.20894170000000001,null,0.24166070000000001]
[0.20894170000000001,null,0.24166070000000001]
[0.20894170000000001,null,0.24166070000000001]
[0.20894170000000001,null,0.24166070000000001]
[0.20894170000000001,null,0.24166070000000001]
[0.20894170000000001,null,0.24166070000000001]
[0.20894170000000001,null,0.24166070000000001]
[0.20894170000000001,null,0.24166070000000001]
[0.20894170000000001,null,0.24166070000000001]
[0.20894170000000001,null,0.24166070000000001]
[0.20894170000000001,null,0.24166070000000001]
[0.20894170000000001,null,0.2414724]
[0.20894170000000001,null,0.2414724]
[0.20894170000000001,null,0.2414724]
[0.20894170000000001,null,0.2414724]
[0.20894170000000001,null,0.2414724]
[0.20894170000000001,null,0.2414724]
[0.20894170000000001,null,0.2414724]
[0.20894170000000001,null,0.2414724]
[0.20882690000000001,null,0.2414724]
[0.20882690000000001,null,0.2414724]
[0.20862510000000001,null,0.2414724]
[0.20862510000000001,null,0.2414724]
[0.20862510000000001,null,0.2414724]
[0.20862510000000001,null,0.2414724]
[0.20862510000000001,null,0.2414724]
[0.20847499999999999,null,0.2414724]
[0.20847499999999999,null,0.2414724]
[0.20847499999999999,null,0.2414724]
[0.20847499999999999,null,0.2414724]
[0.20847499999999999,null,0.2414724]
[0.20847499999999999,null,0.2414724]
[0.20847499999999999,null,0.2414724]
[0.20847499999999999,null,0.2414724]
[0.20847499999999999,null,0.2414724]
[0.20847499999999999,null,0.2411633]
[0.20847499999999999,null,0.2411633]
[0.20847499999999999,null,0.2411633]
[0.20847499999999999,null,0.2411633]
[0.20847499999999999,null,0.2411633]
[0.20847499999999999,null,0.2411633]
[0.20847499999999999,null,0.2411633]
[0.20847499999999999,null,0.2411633]
[0.20847499999999999,null,0.2411633]
[0.20847499999999999,null,0.2411633]
[0.20847499999999999,null,0.24096210000000001]
[0.20847499999999999,null,0.2408959]
[0.20847499999999999,null,0.2408959]
[0.20847499999999999,null,0.2408959]
[0.20847499999999999,null,0.2408959]
[0.20847499999999999,null,0.2408959]
[0.20847499999999999,null,0.24072360000000001]
[0.20847499999999999,null,0.24053530000000001]
[0.20847499999999999,null,0.24053530000000001]
[0.20847499999999999,null,0.24053530000000001]
[0.20847499999999999,null,0.24053530000000001]
[0.20847499999999999,null,0.24053530000000001]
[0.20847499999999999,null,0.24053530000000001]
[0.20847499999999999,null,0.24053530000000001]
[0.20847499999999999,null,0.24053530000000001]
[0.20847499999999999,null,0.24053530000000001]
[0.20847499999999999,null,0.24053530000000001]
[0.20847499999999999,null,0.24053530000000001]
[0.20847499999999999,null,0.24053530000000001]
[0.20847499999999999,null,0.24053530000000001]
[0.20847499999999999,null,0.24053530000000001]
[0.20847499999999999,null,0.24053530000000001]
[0.20847499999999999,null,0.24053530000000001]
[0.20847499999999999,null,0.24053530000000001]
[0.20847499999999999,null,0.24053530000000001]
[0.20847499999999999,null,0.24053530000000001]
[0.20847499999999999,null,0.24053530000000001]
[0.20847499999999999,null,0.24053530000000001]
[0.20847499999999999,null,0.24053530000000001]
[0.20847499999999999,null,0.24053530000000001]
[0.20847499999999999,null,0.24053530000000001]
[0.20847499999999999,null,0.24053530000000001]
[0.20847499999999999,null,0.24053530000000001]
[0.20847499999999999,null,0.24053530000000001]
[0.20847489999999999,null,0.24053530000000001]
[0.20836009999999999,null,0.24053530000000001]
[0.20836009999999999,null,0.24053530000000001]
[0.20821680000000001,null,0.24053530000000001]
[0.20821680000000001,null,0.24053530000000001]
[0.20821680000000001,null,0.24053530000000001]
[0.20821680000000001,null,0.24053530000000001]
[0.20821680000000001,null,0.24053530000000001]
[0.20821680000000001,null,0.24053530000000001]
[0.20801500000000001,null,0.24053530000000001]
[0.20801500000000001,null,0.24053530000000001]
[0.20801500000000001,null,0.2404028]
[0.20801500000000001,null,0.2404028]
[0.20801500000000001,null,0.2404028]
[0.20801500000000001,null,0.2404028]
[0.20801500000000001,null,0.2404028]
[0.20801500000000001,null,0.2404028]
[0.20801500000000001,null,0.2404028]
[0.20801500000000001,null,0.2404028]
[0.20801500000000001,null,0.2404028]
[0.20801500000000001,null,0.2404028]
[0.20801500000000001,null,0.2404028]
[0.20801500000000001,null,0.2404028]
[0.20801500000000001,null,0.2404028]
[0.20801500000000001,null,0.24023059999999999]
[0.20801500000000001,null,0.23990729999999999]
[0.20801500000000001,null,0.23990729999999999]
[0.20801500000000001,null,0.23990729999999999]
[0.20801500000000001,null,0.23990729999999999]
[0.20801500000000001,null,0.23990729999999999]
[0.20801500000000001,null,0.23990729999999999]
[0.20801500000000001,null,0.23990729999999999]
[0.20801500000000001,null,0.23990729999999999]
[0.20801500000000001,null,0.23990729999999999]
[0.20801500000000001,null,0.23990729999999999]
[0.20801500000000001,null,0.23990729999999999]
[0.20801500000000001,null,0.23990729999999999]
[0.20801500000000001,null,0.23990729999999999]
[0.20801500000000001,null,0.23990729999999999]
[0.20801500000000001,null,0.23990729999999999]
[0.20801500000000001,null,0.23990729999999999]
[0.20801500000000001,null,0.23990729999999999]
[0.20801500000000001,null,0.23990729999999999]
[0.20801500000000001,null,0.23990729999999999]
[0.20801500000000001,null,0.23990729999999999]
[0.20801500000000001,null,0.23990729999999999]
[0.20801500000000001,null,0.23990729999999999]
[0.20801500000000001,null,0.23990729999999999]
[0.20786479999999999,null,0.23990729999999999]
[0.20786479999999999,null,0.23990729999999999]
[0.20786479999999999,null,0.23990729999999999]
[0.20786479999999999,null,0.23990729999999999]
[0.20786479999999999,null,0.23990729999999999]
[0.20786479999999999,null,0.23990729999999999]
[0.20786479999999999,null,0.23990729999999999]
[0.20786479999999999,null,0.23990729999999999]
[0.20786479999999999,null,0.23990729999999999]
[0.20786479999999999,null,0.23990729999999999]
[0.20786479999999999,null,0.23977480000000001]
[0.20786479999999999,null,0.23977480000000001]
[0.20786479999999999,null,0.23977480000000001]
[0.20786479999999999,null,0.23977480000000001]
[0.20786479999999999,null,0.23977480000000001]
[0.20786479999999999,null,0.23977480000000001]
[0.20786479999999999,null,0.23977480000000001]
[0.20786479999999999,null,0.23977480000000001]
[0.20786479999999999,null,0.23977480000000001]
[0.20786479999999999,null,0.23977480000000001]
[0.20786479999999999,null,0.23977480000000001]
[0.20786479999999999,null,0.23977480000000001]
[0.20786479999999999,null,0.23977480000000001]
[0.20786479999999999,null,0.23977480000000001]
[0.20786479999999999,null,0.23977480000000001]
[0.20786479999999999,null,0.23977480000000001]
[0.20786479999999999,null,0.23977480000000001]
[0.20786479999999999,null,0.23977480000000001]
[0.2077639,null,0.23941419999999999]
[0.20766299999999999,null,0.2392793]
[0.20766299999999999,null,0.2392793]
[0.20766299999999999,null,0.2392793]
[0.20766299999999999,null,0.2392793]
[0.20766299999999999,null,0.2392793]
[0.20766299999999999,null,0.2392793]
[0.20766299999999999,null,0.2392793]
[0.20766299999999999,null,0.2392793]
[0.20766299999999999,null,0.2392793]
[0.20766299999999999,null,0.2392793]
[0.20766299999999999,null,0.2392793]
[0.20766299999999999,null,0.2392793]
[0.20766299999999999,null,0.2392793]
[0.20766299999999999,null,0.2392793]
[0.20766299999999999,null,0.2392793]
[0.20766299999999999,null,0.2392793]
[0.20766299999999999,null,0.23897019999999999]
[0.20766299999999999,null,0.23897019999999999]
[0.20766299999999999,null,0.23897019999999999]
[0.20766299999999999,null,0.23897019999999999]
[0.2075196,null,0.23897019999999999]
[0.2075196,null,0.23897019999999999]
[0.2075196,null,0.23897019999999999]
[0.2075196,null,0.23897019999999999]
[0.2075196,null,0.23897019999999999]
[0.2075196,null,0.23883769999999999]
[0.2075196,null,0.23883769999999999]
[0.2075196,null,0.23883769999999999]
[0.2075196,null,0.23883769999999999]
[0.2075196,null,0.23883769999999999]
[0.20736950000000001,null,0.23883769999999999]
[0.20725469999999999,null,0.23883769999999999]
[0.20725469999999999,null,0.23883769999999999]
[0.20725469999999999,null,0.23883769999999999]
[0.20725469999999999,null,0.23883769999999999]
[0.20725469999999999,null,0.23883769999999999]
[0.20725469999999999,null,0.23883769999999999]
[0.20725469999999999,null,0.23883769999999999]
[0.20725469999999999,null,0.23883769999999999]
[0.20725469999999999,null,0.23883769999999999]
[0.20725469999999999,null,0.23883769999999999]
[0.20725469999999999,null,0.23883769999999999]
[0.20725469999999999,null,0.23883769999999999]
[0.20725469999999999,null,0.23883769999999999]
[0.20725469999999999,null,0.23883769999999999]
[0.20725469999999999,null,0.23870279999999999]
[0.20725469999999999,null,0.23870279999999999]
[0.20725469999999999,null,0.23853050000000001]
[0.20725469999999999,null,0.2383422]
[0.20725469999999999,null,0.2383422]
[0.20725469999999999,null,0.2383422]
[0.20725469999999999,null,0.2383422]
[0.20725469999999999,null,0.2383422]
[0.20725469999999999,null,0.2383422]
[0.20725469999999999,null,0.2383422]
[0.20725469999999999,null,0.2383422]
[0.20725469999999999,null,0.2383422]
[0.20725469999999999,null,0.2383422]
[0.20725469999999999,null,0.2383422]
[0.20725469999999999,null,0.2383422]
[0.20725469999999999,null,0.2383422]
[0.20725469999999999,null,0.2383422]
[0.20725469999999999,null,0.2383422]
[0.20725469999999999,null,0.2383422]
[0.20705280000000001,null,0.2383422]
[0.20705280000000001,null,0.2383422]
[0.20705280000000001,null,0.2383422]
[0.20705280000000001,null,0.2383422]
[0.20705280000000001,null,0.2383422]
[0.20705280000000001,null,0.2383422]
[0.20705280000000001,null,0.2383422]
[0.20705280000000001,null,0.2383422]
[0.20705280000000001,null,0.2383422]
[0.20705280000000001,null,0.2383422]
[0.20705280000000001,null,0.2383422]
[0.20705280000000001,null,0.2383422]
[0.20690269999999999,null,0.2383422]
[0.20690269999999999,null,0.2383422]
[0.20690269999999999,null,0.2383422]
[0.20690269999999999,null,0.2383422]
[0.20690269999999999,null,0.2383422]
[0.20690269999999999,null,0.2383422]
[0.20690269999999999,null,0.2383422]
[0.20690269999999999,null,0.2383422]
[0.20690269999999999,null,0.2383422]
[0.20690269999999999,null,0.2383422]
[0.20690269999999999,null,0.2383422]
[0.20690269999999999,null,0.2383422]
[0.20675930000000001,null,0.2382097]
[0.20675930000000001,null,0.2382097]
[0.20675930000000001,null,0.2382097]
[0.20675930000000001,null,0.2380748]
[0.20675930000000001,null,0.2380748]
[0.20675930000000001,null,0.2380748]
[0.20675930000000001,null,0.2380748]
[0.20675930000000001,null,0.2380748]
[0.20675930000000001,null,0.2380748]
[0.20664450000000001,null,0.2380748]
[0.20664450000000001,null,0.2378865]
[0.20664450000000001,null,0.23771419999999999]
[0.20664450000000001,null,0.23771419999999999]
[0.20664450000000001,null,0.23771419999999999]
[0.20664450000000001,null,0.23755960000000001]
[0.20664450000000001,null,0.23740510000000001]
[0.20664450000000001,null,0.23740510000000001]
[0.20664450000000001,null,0.23740510000000001]
[0.20664450000000001,null,0.23740510000000001]
[0.20664450000000001,null,0.23740510000000001]
[0.20664450000000001,null,0.23740510000000001]
[0.20664450000000001,null,0.23740510000000001]
[0.20664450000000001,null,0.23740510000000001]
[0.20664450000000001,null,0.23740510000000001]
[0.20664450000000001,null,0.23740510000000001]
[0.20664450000000001,null,0.23740510000000001]
[0.20649439999999999,null,0.23740510000000001]
[0.20649439999999999,null,0.23740510000000001]
[0.20649439999999999,null,0.23740510000000001]
[0.20649439999999999,null,0.23740510000000001]
[0.20649439999999999,null,0.23740510000000001]
[0.20649439999999999,null,0.23740510000000001]
[0.20649439999999999,null,0.23740510000000001]
[0.20649439999999999,null,0.23740510000000001]
[0.20649439999999999,null,0.23740510000000001]
[0.20649439999999999,null,0.23740510000000001]
[0.20649439999999999,null,0.23740510000000001]
[0.20649439999999999,null,0.23740510000000001]
[0.20649439999999999,null,0.23740510000000001]
[0.20649439999999999,null,0.23740510000000001]
[0.20649439999999999,null,0.23740510000000001]
[0.20649439999999999,null,0.23740510000000001]
[0.20649439999999999,null,0.23740510000000001]
[0.20649439999999999,null,0.23740510000000001]
[0.20649439999999999,null,0.23740510000000001]
[0.20649439999999999,null,0.23740510000000001]
[0.20649439999999999,null,0.23740510000000001]
[0.20649439999999999,null,0.23740510000000001]
[0.20649439999999999,null,0.23740510000000001]
[0.20649439999999999,null,0.23740510000000001]
[0.20649439999999999,null,0.23740510000000001]
[0.20649439999999999,null,0.23740510000000001]
[0.20649439999999999,null,0.23727010000000001]
[0.20629249999999999,null,0.23727010000000001]
[0.20629249999999999,null,0.23727010000000001]
[0.20629249999999999,null,0.23727010000000001]
[0.20629249999999999,null,0.23727010000000001]
[0.20629249999999999,null,0.23727010000000001]
[0.20629249999999999,null,0.23727010000000001]
[0.20629249999999999,null,0.23727010000000001]
[0.20629249999999999,null,0.23713770000000001]
[0.20629249999999999,null,0.23713770000000001]
[0.20629249999999999,null,0.23713770000000001]
[0.20629249999999999,null,0.23713770000000001]
[0.20629249999999999,null,0.23713770000000001]
[0.20629249999999999,null,0.23713770000000001]
[0.20629249999999999,null,0.23713770000000001]
[0.20629249999999999,null,0.23713770000000001]
[0.20617769999999999,null,0.2369493]
[0.20617769999999999,null,0.2369493]
[0.20617769999999999,null,0.2369493]
[0.20617769999999999,null,0.2369493]
[0.20617769999999999,null,0.23677709999999999]
[0.20617769999999999,null,0.23677709999999999]
[0.20602760000000001,null,0.23677709999999999]
[0.20588419999999999,null,0.23677709999999999]
[0.20588419999999999,null,0.23677709999999999]
[0.20588419999999999,null,0.23677709999999999]
[0.20588419999999999,null,0.23677709999999999]
[0.20588419999999999,null,0.23677709999999999]
[0.20588419999999999,null,0.23677709999999999]
[0.20588419999999999,null,0.23677709999999999]
[0.20588419999999999,null,0.23677709999999999]
[0.20588419999999999,null,0.23677709999999999]
[0.20588419999999999,null,0.23646800000000001]
[0.20588419999999999,null,0.23646800000000001]
[0.20588419999999999,null,0.23646800000000001]
[0.20588419999999999,null,0.23646800000000001]
[0.20588419999999999,null,0.23646800000000001]
[0.20588419999999999,null,0.23646800000000001]
[0.20588419999999999,null,0.23646800000000001]
[0.20588419999999999,null,0.23646800000000001]
[0.20588419999999999,null,0.23646800000000001]
[0.20588419999999999,null,0.23646800000000001]
[0.20588419999999999,null,0.23646800000000001]
[0.20588419999999999,null,0.23646800000000001]
[0.20588419999999999,null,0.23646800000000001]
[0.20588419999999999,null,0.23646800000000001]
[0.20588419999999999,null,0.23646800000000001]
[0.20588419999999999,null,0.23646800000000001]
[0.20568239999999999,null,0.23633299999999999]
[0.20568239999999999,null,0.23633299999999999]
[0.20568239999999999,null,0.23633299999999999]
[0.20568239999999999,null,0.23633299999999999]
[0.20556759999999999,null,0.23633299999999999]
[0.20556759999999999,null,0.23633299999999999]
[0.20556759999999999,null,0.23633299999999999]
[0.20556759999999999,null,0.23633299999999999]
[0.20556759999999999,null,0.23633299999999999]
[0.20556759999999999,null,0.23633299999999999]
[0.20556759999999999,null,0.23633299999999999]
[0.20556759999999999,null,0.23633299999999999]
[0.2054174,null,0.23633299999999999]
[0.2054174,null,0.23633299999999999]
[0.2054174,null,0.23633299999999999]
[0.2054174,null,0.23620060000000001]
[0.2054174,null,0.23620060000000001]
[0.2054174,null,0.23620060000000001]
[0.2054174,null,0.23620060000000001]
[0.2054174,null,0.23620060000000001]
[0.2054174,null,0.23620050000000001]
[0.2054174,null,0.2360283]
[0.2054174,null,0.2360283]
[0.2054174,null,0.2360283]
[0.2054174,null,0.2360283]
[0.2054174,null,0.23583999999999999]
[0.2054174,null,0.23583999999999999]
[0.2054174,null,0.23583999999999999]
[0.2054174,null,0.23583999999999999]
[0.2054174,null,0.23583999999999999]
[0.2054174,null,0.23583999999999999]
[0.2054174,null,0.23583999999999999]
[0.2054174,null,0.23583999999999999]
[0.2054174,null,0.23583999999999999]
[0.2054174,null,0.23583999999999999]
[0.20527409999999999,null,0.23583999999999999]
[0.20527409999999999,null,0.23583999999999999]
[0.20527409999999999,null,0.23583999999999999]
[0.20527409999999999,null,0.23583999999999999]
[0.20527409999999999,null,0.23583999999999999]
[0.20527409999999999,null,0.235705]
[0.20527409999999999,null,0.235705]
[0.20527409999999999,null,0.235705]
[0.2051239,null,0.235705]
[0.2050091,null,0.235705]
[0.2050091,null,0.235705]
[0.2050091,null,0.235705]
[0.2050091,null,0.235705]
[0.2050091,null,0.235705]
[0.2050091,null,0.23539589999999999]
[0.2050091,null,0.23539589999999999]
[0.2050091,null,0.23539589999999999]
[0.2050091,null,0.23539589999999999]
[0.2050091,null,0.23539589999999999]
[0.20467179999999999,null,0.23539589999999999]
[0.20467179999999999,null,0.23539589999999999]
[0.20467179999999999,null,0.23539589999999999]
[0.20467179999999999,null,0.2352236]
[0.20467179999999999,null,0.2352236]
[0.20467179999999999,null,0.2352236]
[0.20467179999999999,null,0.2352236]
[0.20467179999999999,null,0.2352236]
[0.20467179999999999,null,0.2352236]
[0.20467179999999999,null,0.2350912]
[0.20467179999999999,null,0.2350912]
[0.20467179999999999,null,0.2350912]
[0.20467179999999999,null,0.2350912]
[0.20467179999999999,null,0.2350912]
[0.20467179999999999,null,0.2350912]
[0.20467179999999999,null,0.2350912]
[0.20467179999999999,null,0.2350912]
[0.20467179999999999,null,0.2350912]
[0.20467179999999999,null,0.2350912]
[0.20447000000000001,null,0.2350912]
[0.20447000000000001,null,0.2350912]
[0.20447000000000001,null,0.2350912]
[0.20447000000000001,null,0.2350912]
[0.20447000000000001,null,0.2350912]
[0.20447000000000001,null,0.2350912]
[0.20447000000000001,null,0.2350912]
[0.20447000000000001,null,0.2350912]
[0.20447000000000001,null,0.2350912]
[0.20447000000000001,null,0.2350912]
[0.20435519999999999,null,0.2350912]
[0.20435519999999999,null,0.2350912]
[0.20435519999999999,null,0.2350912]
[0.2042051,null,0.2350912]
[0.2042051,null,0.2349562]
[0.2042051,null,0.2349562]
[0.2042051,null,0.2347679]
[0.2042051,null,0.2347679]
[0.2042051,null,0.2347679]
[0.2042051,null,0.2347679]
[0.2042051,null,0.2347679]
[0.2042051,null,0.2347679]
[0.2042051,null,0.2347679]
[0.2042051,null,0.2347679]
[0.2042051,null,0.2347679]
[0.2042051,null,0.2347679]
[0.2042051,null,0.2347679]
[0.2042051,null,0.2347679]
[0.2042051,null,0.2347679]
[0.2042051,null,0.23459559999999999]
[0.2042051,null,0.23459559999999999]
[0.20406170000000001,null,0.23459559999999999]
[0.20406170000000001,null,0.23459559999999999]
[0.20406170000000001,null,0.23459559999999999]
[0.20406170000000001,null,0.23459559999999999]
[0.20406170000000001,null,0.23459559999999999]
[0.20406170000000001,null,0.23428650000000001]
[0.20406170000000001,null,0.23428650000000001]
[0.20406170000000001,null,0.23428650000000001]
[0.20406170000000001,null,0.23428650000000001]
[0.20406170000000001,null,0.23428650000000001]
[0.20406170000000001,null,0.23428650000000001]
[0.20406170000000001,null,0.23428650000000001]
[0.20406170000000001,null,0.23428650000000001]
[0.20406170000000001,null,0.23428650000000001]
[0.20406170000000001,null,0.23428650000000001]
[0.20406170000000001,null,0.23428650000000001]
[0.20406170000000001,null,0.23428650000000001]
[0.20406170000000001,null,0.23428650000000001]
[0.20406170000000001,null,0.23428650000000001]
[0.20406170000000001,null,0.23428650000000001]
[0.20406170000000001,null,0.23428650000000001]
[0.20394689999999999,null,0.23428650000000001]
[0.20394689999999999,null,0.23428650000000001]
[0.20394689999999999,null,0.23428650000000001]
[0.20394689999999999,null,0.23428650000000001]
[0.20374510000000001,null,0.23428650000000001]
[0.2035949,null,0.23428650000000001]
[0.2035949,null,0.23428650000000001]
[0.2035949,null,0.23428650000000001]
[0.2035949,null,0.23428650000000001]
[0.2035949,null,0.23428650000000001]
[0.2035949,null,0.23428650000000001]
[0.2035949,null,0.23428650000000001]
[0.2035949,null,0.23428650000000001]
[0.2035949,null,0.23401910000000001]
[0.2035949,null,0.23401910000000001]
[0.2035949,null,0.23401910000000001]
[0.2035949,null,0.23401910000000001]
[0.2035949,null,0.23401910000000001]
[0.2035949,null,0.23401910000000001]
[0.2035949,null,0.23401910000000001]
[0.2035949,null,0.23401910000000001]
[0.2035949,null,0.23401910000000001]
[0.2035949,null,0.23401910000000001]
[0.2035949,null,0.23401910000000001]
[0.2035949,null,0.23401910000000001]
[0.2035949,null,0.23401910000000001]
[0.2035949,null,0.2338469]
[0.2035949,null,0.23384679999999999]
[0.2035949,null,0.23384679999999999]
[0.2035949,null,0.23384679999999999]
[0.2035949,null,0.23384679999999999]
[0.2035949,null,0.23384679999999999]
[0.2035949,null,0.23384679999999999]
[0.2035949,null,0.23384679999999999]
[0.20345160000000001,null,0.23384679999999999]
[0.20345160000000001,null,0.23384679999999999]
[0.20345160000000001,null,0.23384679999999999]
[0.20345160000000001,null,0.23384679999999999]
[0.20345160000000001,null,0.23384679999999999]
[0.20345160000000001,null,0.23384679999999999]
[0.20339409999999999,null,0.23353769999999999]
[0.20318659999999999,null,0.23353769999999999]
[0.20318659999999999,null,0.23353769999999999]
[0.20318659999999999,null,0.23353769999999999]
[0.20318659999999999,null,0.23353769999999999]
[0.20318659999999999,null,0.23353769999999999]
[0.20318659999999999,null,0.23353769999999999]
[0.20318659999999999,null,0.23353769999999999]
[0.20318659999999999,null,0.23353769999999999]
[0.20318659999999999,null,0.23353769999999999]
[0.20318659999999999,null,0.23334940000000001]
[0.20318659999999999,null,0.23334940000000001]
[0.20318659999999999,null,0.23334940000000001]
[0.20318659999999999,null,0.23334940000000001]
[0.20318659999999999,null,0.23334940000000001]
[0.20318659999999999,null,0.23334940000000001]
[0.20318659999999999,null,0.23334940000000001]
[0.20318659999999999,null,0.23334940000000001]
[0.20318659999999999,null,0.23334940000000001]
[0.20318659999999999,null,0.23334940000000001]
[0.20318659999999999,null,0.23334940000000001]
[0.20318659999999999,null,0.23334940000000001]
[0.20318659999999999,null,0.23334940000000001]
[0.20298479999999999,null,0.2332169]
[0.20298479999999999,null,0.2332169]
[0.20298479999999999,null,0.23308200000000001]
[0.20298479999999999,null,0.23308200000000001]
[0.20298479999999999,null,0.23308200000000001]
[0.20264750000000001,null,0.2329097]
[0.20264750000000001,null,0.2329097]
[0.20264750000000001,null,0.2329097]
[0.20264750000000001,null,0.2329097]
[0.20264750000000001,null,0.2329097]
[0.20264750000000001,null,0.2329097]
[0.20264750000000001,null,0.2329097]
[0.20249739999999999,null,0.2329097]
[0.20249739999999999,null,0.2329097]
[0.20249739999999999,null,0.2329097]
[0.20249739999999999,null,0.2329097]
[0.20249739999999999,null,0.2329097]
[0.20249739999999999,null,0.2329097]
[0.20249739999999999,null,0.2329097]
[0.20249739999999999,null,0.2329097]
[0.20249739999999999,null,0.2329097]
[0.20249739999999999,null,0.2329097]
[0.20249739999999999,null,0.23260059999999999]
[0.20238249999999999,null,0.23260059999999999]
[0.20238249999999999,null,0.23260059999999999]
[0.20238249999999999,null,0.23260059999999999]
[0.20238249999999999,null,0.23260059999999999]
[0.20238249999999999,null,0.23260059999999999]
[0.20238249999999999,null,0.23260059999999999]
[0.20223920000000001,null,0.23260059999999999]
[0.20223920000000001,null,0.23260059999999999]
[0.20223920000000001,null,0.23260059999999999]
[0.20223920000000001,null,0.23260059999999999]
[0.20223920000000001,null,0.23260059999999999]
[0.20223920000000001,null,0.23260059999999999]
[0.20223920000000001,null,0.23260059999999999]
[0.20223920000000001,null,0.23260059999999999]
[0.20223920000000001,null,0.23260059999999999]
[0.20223920000000001,null,0.23260059999999999]
[0.20223920000000001,null,0.23260059999999999]
[0.20223920000000001,null,0.2325065]
[0.20223920000000001,null,0.23241229999999999]
[0.20223920000000001,null,0.23241229999999999]
[0.20223920000000001,null,0.23224]
[0.20223920000000001,null,0.23224]
[0.20223920000000001,null,0.23224]
[0.20208899999999999,null,0.23224]
[0.20208899999999999,null,0.23224]
[0.20208899999999999,null,0.23224]
[0.20208899999999999,null,0.23224]
[0.20208899999999999,null,0.23224]
[0.20208899999999999,null,0.23224]
[0.20208899999999999,null,0.23224]
[0.20208899999999999,null,0.23224]
[0.20208899999999999,null,0.23224]
[0.20208899999999999,null,0.23224]
[0.20208899999999999,null,0.23224]
[0.20208899999999999,null,0.23224]
[0.20208899999999999,null,0.23224]
[0.20208899999999999,null,0.23210510000000001]
[0.20208899999999999,null,0.23210510000000001]
[0.20208899999999999,null,0.23210510000000001]
[0.20208899999999999,null,0.23210510000000001]
[0.20208899999999999,null,0.23210510000000001]
[0.20208899999999999,null,0.23210510000000001]
[0.20208899999999999,null,0.23210510000000001]
[0.20208899999999999,null,0.23210510000000001]
[0.20208899999999999,null,0.23210510000000001]
[0.20208899999999999,null,0.23210510000000001]
[0.20208899999999999,null,0.23210510000000001]
[0.20197419999999999,null,0.23210510000000001]
[0.20197419999999999,null,0.23210510000000001]
[0.20197419999999999,null,0.23210510000000001]
[0.20197419999999999,null,0.23210510000000001]
[0.20197419999999999,null,0.23210510000000001]
[0.20197419999999999,null,0.23210510000000001]
[0.20197419999999999,null,0.23210510000000001]
[0.20197419999999999,null,0.23210510000000001]
[0.20197419999999999,null,0.23210510000000001]
[0.20197419999999999,null,0.23210510000000001]
[0.20197419999999999,null,0.2319726]
[0.20177239999999999,null,0.2319726]
[0.20177239999999999,null,0.2319726]
[0.20177239999999999,null,0.2319726]
[0.20177239999999999,null,0.2319726]
[0.20177239999999999,null,0.2319726]
[0.20177239999999999,null,0.2319726]
[0.20177239999999999,null,0.2319726]
[0.20177239999999999,null,0.2319726]
[0.2016223,null,0.23180039999999999]
[0.2016223,null,0.23180039999999999]
[0.2016223,null,0.23164580000000001]
[0.2016222,null,0.23149120000000001]
[0.2016222,null,0.23149120000000001]
[0.2016222,null,0.23149120000000001]
[0.2016222,null,0.23130290000000001]
[0.2016222,null,0.23130290000000001]
[0.20147889999999999,null,0.23130290000000001]
[0.20147889999999999,null,0.23130290000000001]
[0.20147889999999999,null,0.23130290000000001]
[0.20147889999999999,null,0.23130290000000001]
[0.20147889999999999,null,0.23130290000000001]
[0.20147889999999999,null,0.23130290000000001]
[0.20147889999999999,null,0.23130290000000001]
[0.20147889999999999,null,0.23130290000000001]
[0.20147889999999999,null,0.23130290000000001]
[0.20147889999999999,null,0.23130290000000001]
[0.20147889999999999,null,0.23130290000000001]
[0.20147889999999999,null,0.23116800000000001]
[0.20136409999999999,null,0.23116800000000001]
[0.20136409999999999,null,0.23116800000000001]
[0.20136409999999999,null,0.23116800000000001]
[0.20136409999999999,null,0.23116800000000001]
[0.20136409999999999,null,0.23116800000000001]
[0.20136409999999999,null,0.23116800000000001]
[0.20136409999999999,null,0.23116800000000001]
[0.20136409999999999,null,0.23116800000000001]
[0.20136409999999999,null,0.23116800000000001]
[0.20136409999999999,null,0.23116800000000001]
[0.20136409999999999,null,0.23116800000000001]
[0.20136409999999999,null,0.23116800000000001]
[0.20136409999999999,null,0.23116800000000001]
[0.20136409999999999,null,0.23116800000000001]
[0.20136409999999999,null,0.23116800000000001]
[0.20136409999999999,null,0.23116800000000001]
[0.20136409999999999,null,0.23116800000000001]
[0.20136409999999999,null,0.23116800000000001]
[0.20136409999999999,null,0.23116800000000001]
[0.20136409999999999,null,0.23116800000000001]
[0.20136409999999999,null,0.23116800000000001]
[0.20136409999999999,null,0.23116800000000001]
[0.20136409999999999,null,0.23116800000000001]
[0.2012139,null,0.23116800000000001]
[0.2012139,null,0.23116800000000001]
[0.2012139,null,0.23116800000000001]
[0.2012139,null,0.23116800000000001]
[0.20087669999999999,null,0.23116800000000001]
[0.20087669999999999,null,0.23116800000000001]
[0.20087669999999999,null,0.23116800000000001]
[0.20087669999999999,null,0.2309957]
[0.20087669999999999,null,0.2309957]
[0.20087669999999999,null,0.2309957]
[0.20087659999999999,null,0.2309957]
[0.20087659999999999,null,0.2309957]
[0.20067479999999999,null,0.2309957]
[0.20067479999999999,null,0.2309957]
[0.20067479999999999,null,0.2309957]
[0.20067479999999999,null,0.2308074]
[0.20067479999999999,null,0.23049829999999999]
[0.20067479999999999,null,0.23049829999999999]
[0.20067479999999999,null,0.23049829999999999]
[0.20067479999999999,null,0.23049829999999999]
[0.20067479999999999,null,0.23049829999999999]
[0.20067479999999999,null,0.23049829999999999]
[0.20055999999999999,null,0.23049829999999999]
[0.20055999999999999,null,0.23049829999999999]
[0.20055999999999999,null,0.23049829999999999]
[0.20055999999999999,null,0.23049829999999999]
[0.20055999999999999,null,0.23049829999999999]
[0.2004167,null,0.23049829999999999]
[0.2004167,null,0.23049829999999999]
[0.2004167,null,0.23049829999999999]
[0.2004167,null,0.23049829999999999]
[0.2004167,null,0.23049829999999999]
[0.2004167,null,0.23049829999999999]
[0.2004167,null,0.23049829999999999]
[0.2004167,null,0.23049829999999999]
[0.2004167,null,0.23049829999999999]
[0.2004167,null,0.23036329999999999]
[0.2004167,null,0.23036329999999999]
[0.2004167,null,0.23036329999999999]
[0.2004167,null,0.23036329999999999]
[0.2004167,null,0.23036329999999999]
[0.2004167,null,0.23036329999999999]
[0.2004167,null,0.23036329999999999]
[0.2004167,null,0.23036329999999999]
[0.2004167,null,0.23019100000000001]
[0.2004167,null,0.23019100000000001]
[0.2004167,null,0.23019100000000001]
[0.2004167,null,0.23019100000000001]
[0.2004167,null,0.23019100000000001]
[0.2004167,null,0.23019100000000001]
[0.20026649999999999,null,0.23019100000000001]
[0.20026649999999999,null,0.23019100000000001]
[0.20026649999999999,null,0.23019100000000001]
[0.20026649999999999,null,0.23019100000000001]
[0.20026649999999999,null,0.23019100000000001]
[0.20026649999999999,null,0.23019100000000001]
[0.20026649999999999,null,0.23019100000000001]
[0.20026649999999999,null,0.23019100000000001]
[0.20026649999999999,null,0.23019100000000001]
[0.20026649999999999,null,0.23019100000000001]
[0.20015169999999999,null,0.23019100000000001]
[0.20015169999999999,null,0.23019100000000001]
[0.20015169999999999,null,0.23019100000000001]
[0.20015169999999999,null,0.23019100000000001]
[0.20015169999999999,null,0.23019100000000001]
[0.20015169999999999,null,0.23019100000000001]
[0.20015169999999999,null,0.23019100000000001]
[0.20015169999999999,null,0.23019100000000001]
[0.20015169999999999,null,0.23019100000000001]
[0.20015169999999999,null,0.23019100000000001]
[0.20015169999999999,null,0.23019100000000001]
[0.20015169999999999,null,0.23019100000000001]
[0.20015169999999999,null,0.23019100000000001]
[0.20015169999999999,null,0.23019100000000001]
[0.20015169999999999,null,0.23019100000000001]
[0.20015169999999999,null,0.23019100000000001]
[0.20015169999999999,null,0.2300027]
[0.20015169999999999,null,0.2300027]
[0.20015169999999999,null,0.2300027]
[0.20015169999999999,null,0.2300027]
[0.20015169999999999,null,0.2300027]
[0.20015169999999999,null,0.2300027]
[0.20015169999999999,null,0.2300027]
[0.20015169999999999,null,0.2300027]
[0.20015169999999999,null,0.2300027]
[0.20015169999999999,null,0.2300027]
[0.20015169999999999,null,0.2300027]
[0.20015169999999999,null,0.2300027]
[0.20015169999999999,null,0.2300027]
[0.20015169999999999,null,0.2300027]
[0.20015169999999999,null,0.2300027]
[0.20015169999999999,null,0.2300027]
[0.20015169999999999,null,0.2300027]
[0.20015169999999999,null,0.2296936]
[0.20015169999999999,null,0.2296936]
[0.20015169999999999,null,0.2296936]
[0.20015169999999999,null,0.2296936]
[0.20015169999999999,null,0.22956109999999999]
[0.20015169999999999,null,0.2294262]
[0.20015169999999999,null,0.2294262]
[0.20015169999999999,null,0.2294262]
[0.1998935,null,0.2294262]
[0.1998935,null,0.2294262]
[0.1998935,null,0.2294262]
[0.1996917,null,0.2294262]
[0.1996917,null,0.2294262]
[0.19935439999999999,null,0.2294262]
[0.19935439999999999,null,0.2294262]
[0.19935439999999999,null,0.2294262]
[0.19935439999999999,null,0.2294262]
[0.19935439999999999,null,0.2294262]
[0.19935439999999999,null,0.2294262]
[0.19935439999999999,null,0.22923789999999999]
[0.19935439999999999,null,0.22923789999999999]
[0.19935439999999999,null,0.22923789999999999]
[0.19935439999999999,null,0.22923789999999999]
[0.19935439999999999,null,0.22923789999999999]
[0.19935439999999999,null,0.22923789999999999]
[0.19935439999999999,null,0.22906560000000001]
[0.19935439999999999,null,0.22906560000000001]
[0.19935439999999999,null,0.22906560000000001]
[0.19935439999999999,null,0.22906560000000001]
[0.19935439999999999,null,0.22906560000000001]
[0.19935439999999999,null,0.22906560000000001]
[0.19935439999999999,null,0.22906560000000001]
[0.19935439999999999,null,0.22906560000000001]
[0.19935439999999999,null,0.22906560000000001]
[0.19935439999999999,null,0.22906560000000001]
[0.19935439999999999,null,0.22906560000000001]
[0.19935439999999999,null,0.22906560000000001]
[0.19935439999999999,null,0.22906560000000001]
[0.19935439999999999,null,0.22906560000000001]
[0.19935439999999999,null,0.22906560000000001]
[0.19935439999999999,null,0.22906560000000001]
[0.19935439999999999,null,0.22906560000000001]
[0.19935439999999999,null,0.22906560000000001]
[0.1992043,null,0.22906560000000001]
[0.1992043,null,0.22906560000000001]
[0.1992043,null,0.22906560000000001]
[0.1992043,null,0.22906560000000001]
[0.1992043,null,0.22906560000000001]
[0.1992043,null,0.22906560000000001]
[0.1992043,null,0.22906560000000001]
[0.1992043,null,0.22906560000000001]
[0.1992043,null,0.22906560000000001]
[0.1992043,null,0.22906560000000001]
[0.1992043,null,0.22906560000000001]
[0.1992043,null,0.22906560000000001]
[0.1992043,null,0.22906560000000001]
[0.1992043,null,0.22906560000000001]
[0.1992043,null,0.22906560000000001]
[0.1992043,null,0.22906560000000001]
[0.1992043,null,0.22906560000000001]
[0.1992043,null,0.22906560000000001]
[0.1992043,null,0.22906560000000001]
[0.1992043,null,0.22906560000000001]
[0.1992043,null,0.22906560000000001]
[0.1992043,null,0.22906560000000001]
[0.1992043,null,0.22906560000000001]
[0.1992043,null,0.22906560000000001]
[0.1992043,null,0.22906560000000001]
[0.1992043,null,0.22906560000000001]
[0.1992043,null,0.2287565]
[0.1992043,null,0.2287565]
[0.1992043,null,0.2287565]
[0.1992043,null,0.2287565]
[0.1992043,null,0.2287565]
[0.1992043,null,0.2287565]
[0.1992043,null,0.2287565]
[0.1990895,null,0.2287565]
[0.1990895,null,0.2287565]
[0.19894609999999999,null,0.22858419999999999]
[0.19894609999999999,null,0.22858419999999999]
[0.19894609999999999,null,0.22858419999999999]
[0.19894609999999999,null,0.228518]
[0.19894609999999999,null,0.22845180000000001]
[0.19894609999999999,null,0.22826340000000001]
[0.19894609999999999,null,0.22826340000000001]
[0.19894609999999999,null,0.22826340000000001]
[0.19894609999999999,null,0.22826340000000001]
[0.19894609999999999,null,0.22826340000000001]
[0.19894609999999999,null,0.22826340000000001]
[0.19894609999999999,null,0.22826340000000001]
[0.19894609999999999,null,0.22826340000000001]
[0.19894609999999999,null,0.22826340000000001]
[0.19894609999999999,null,0.22826340000000001]
[0.198796,null,0.22826340000000001]
[0.198796,null,0.22826340000000001]
[0.198796,null,0.22826340000000001]
[0.198796,null,0.22826340000000001]
[0.198796,null,0.22812850000000001]
[0.198796,null,0.22812850000000001]
[0.198796,null,0.22812850000000001]
[0.198796,null,0.22812850000000001]
[0.198796,null,0.22812850000000001]
[0.198796,null,0.22812850000000001]
[0.198796,null,0.22812850000000001]
[0.198796,null,0.22812850000000001]
[0.198796,null,0.22812850000000001]
[0.198796,null,0.22812850000000001]
[0.198796,null,0.22812850000000001]
[0.198796,null,0.22812850000000001]
[0.1987959,null,0.22812850000000001]
[0.1987959,null,0.22812850000000001]
[0.1987959,null,0.22812850000000001]
[0.1987959,null,0.22812850000000001]
[0.1987959,null,0.22812850000000001]
[0.1987959,null,0.2279562]
[0.1985941,null,0.2279562]
[0.1985941,null,0.2279562]
[0.19825690000000001,null,0.2279562]
[0.19825690000000001,null,0.2279562]
[0.19825690000000001,null,0.2279562]
[0.19825690000000001,null,0.2279562]
[0.19825690000000001,null,0.2277679]
[0.19825690000000001,null,0.2277679]
[0.19825690000000001,null,0.2277679]
[0.19825690000000001,null,0.2277679]
[0.19825690000000001,null,0.22763539999999999]
[0.19825690000000001,null,0.22763539999999999]
[0.19825690000000001,null,0.22763539999999999]
[0.19825690000000001,null,0.22763539999999999]
[0.19825690000000001,null,0.22763539999999999]
[0.19825690000000001,null,0.22763539999999999]
[0.19825690000000001,null,0.22763539999999999]
[0.19825690000000001,null,0.22763539999999999]
[0.1981067,null,0.22763539999999999]
[0.1981067,null,0.22763539999999999]
[0.1981067,null,0.22732630000000001]
[0.1981067,null,0.22732630000000001]
[0.1981067,null,0.22732630000000001]
[0.1981067,null,0.22732630000000001]
[0.1981067,null,0.22732630000000001]
[0.1981067,null,0.22732630000000001]
[0.1981067,null,0.22732630000000001]
[0.1981067,null,0.22732630000000001]
[0.1981067,null,0.22732630000000001]
[0.1981067,null,0.22732630000000001]
[0.1981067,null,0.22732630000000001]
[0.1981067,null,0.22732630000000001]
[0.1981067,null,0.2271541]
[0.19796330000000001,null,0.2271541]
[0.19796330000000001,null,0.2271541]
[0.19796330000000001,null,0.2271541]
[0.19796330000000001,null,0.2271541]
[0.19796330000000001,null,0.2271541]
[0.19796330000000001,null,0.2271541]
[0.19796330000000001,null,0.2271541]
[0.19796330000000001,null,0.2271541]
[0.19796330000000001,null,0.2271541]
[0.19796330000000001,null,0.2270191]
[0.19796330000000001,null,0.2270191]
[0.19796330000000001,null,0.2270191]
[0.19796330000000001,null,0.2270191]
[0.19796330000000001,null,0.2270191]
[0.19796330000000001,null,0.2270191]
[0.19784850000000001,null,0.2270191]
[0.19784850000000001,null,0.2270191]
[0.19784850000000001,null,0.2270191]
[0.19784850000000001,null,0.2270191]
[0.1976984,null,0.2270191]
[0.1976984,null,0.2268308]
[0.1976984,null,0.2268308]
[0.1976984,null,0.2268308]
[0.1976984,null,0.2268308]
[0.1976984,null,0.2268308]
[0.1976984,null,0.2268308]
[0.1976984,null,0.2268308]
[0.1976984,null,0.2268308]
[0.1976984,null,0.2268308]
[0.1976984,null,0.2268308]
[0.1976984,null,0.2268308]
[0.1976984,null,0.2268308]
[0.1976984,null,0.2268308]
[0.1976984,null,0.2268308]
[0.1976984,null,0.2268308]
[0.1976984,null,0.2268308]
[0.1976984,null,0.2268308]
[0.1976984,null,0.2268308]
[0.1976984,null,0.2268308]
[0.1976984,null,0.2268308]
[0.1976984,null,0.2268308]
[0.1976984,null,0.22669829999999999]
[0.1976984,null,0.22669829999999999]
[0.1976984,null,0.22669829999999999]
[0.1976984,null,0.22669829999999999]
[0.1976984,null,0.22669829999999999]
[0.1976984,null,0.22652610000000001]
[0.1976984,null,0.22652610000000001]
[0.1976984,null,0.22652610000000001]
[0.1976984,null,0.22652610000000001]
[0.1976984,null,0.226217]
[0.1976984,null,0.226217]
[0.1976984,null,0.226217]
[0.1976984,null,0.226217]
[0.1976984,null,0.226217]
[0.1976984,null,0.226217]
[0.19754820000000001,null,0.226217]
[0.19754820000000001,null,0.226217]
[0.19754820000000001,null,0.226217]
[0.19754820000000001,null,0.22608200000000001]
[0.19754820000000001,null,0.22608200000000001]
[0.197211,null,0.22608200000000001]
[0.197211,null,0.22608200000000001]
[0.197211,null,0.2258937]
[0.197211,null,0.2258937]
[0.1970962,null,0.2258937]
[0.1970962,null,0.2258937]
[0.1970962,null,0.2258937]
[0.1970962,null,0.2258937]
[0.1970962,null,0.2258937]
[0.1970962,null,0.2258937]
[0.1970962,null,0.2258937]
[0.1970962,null,0.2258937]
[0.1970962,null,0.2258937]
[0.1970962,null,0.2258937]
[0.1970962,null,0.2258937]
[0.1970962,null,0.2258937]
[0.1970962,null,0.2258937]
[0.1970962,null,0.2258937]
[0.1970962,null,0.2258937]
[0.1970962,null,0.2258937]
[0.1970962,null,0.2258937]
[0.1970962,null,0.2258937]
[0.1970962,null,0.2258937]
[0.1970962,null,0.2258937]
[0.1970962,null,0.2258937]
[0.1970962,null,0.2258937]
[0.1970962,null,0.2258937]
[0.1970962,null,0.2258937]
[0.1970962,null,0.22572139999999999]
[0.1970962,null,0.22572139999999999]
[0.1970962,null,0.22558900000000001]
[0.1970962,null,0.22558900000000001]
[0.1970962,null,0.22558900000000001]
[0.1970962,null,0.22558900000000001]
[0.19695280000000001,null,0.22558900000000001]
[0.19695280000000001,null,0.22558900000000001]
[0.19695280000000001,null,0.22558900000000001]
[0.19680259999999999,null,0.22558900000000001]
[0.19680259999999999,null,0.22558900000000001]
[0.19680259999999999,null,0.22558900000000001]
[0.19680259999999999,null,0.22558900000000001]
[0.19680259999999999,null,0.22558900000000001]
[0.19680259999999999,null,0.22558900000000001]
[0.19680259999999999,null,0.22558900000000001]
[0.19680259999999999,null,0.22558900000000001]
[0.19680259999999999,null,0.22558900000000001]
[0.19680259999999999,null,0.22558900000000001]
[0.1966878,null,0.22558900000000001]
[0.1966878,null,0.22558900000000001]
[0.1966878,null,0.22558900000000001]
[0.1966878,null,0.22558900000000001]
[0.1966878,null,0.22558900000000001]
[0.1966878,null,0.22558900000000001]
[0.1966878,null,0.22558900000000001]
[0.1966878,null,0.22558900000000001]
[0.1966878,null,0.22558900000000001]
[0.1966878,null,0.22558900000000001]
[0.1966878,null,0.22545399999999999]
[0.1966878,null,0.22545399999999999]
[0.1966878,null,0.22526570000000001]
[0.1966878,null,0.22526570000000001]
[0.1966878,null,0.22526570000000001]
[0.1966878,null,0.22526570000000001]
[0.1966878,null,0.22526570000000001]
[0.1966878,null,0.22526570000000001]
[0.1966878,null,0.22526570000000001]
[0.1966878,null,0.22526570000000001]
[0.1966878,null,0.22526570000000001]
[0.1966878,null,0.22495660000000001]
[0.1966878,null,0.22495660000000001]
[0.1966878,null,0.22495660000000001]
[0.1966878,null,0.22495660000000001]
[0.1966878,null,0.22495660000000001]
[0.1966878,null,0.22495660000000001]
[0.19648599999999999,null,0.22495660000000001]
[0.19648599999999999,null,0.22495660000000001]
[0.19648599999999999,null,0.22495660000000001]
[0.19648599999999999,null,0.22495660000000001]
[0.19648599999999999,null,0.22495660000000001]
[0.19648599999999999,null,0.22478429999999999]
[0.19633590000000001,null,0.22478429999999999]
[0.19633590000000001,null,0.22465189999999999]
[0.1959986,null,0.22465189999999999]
[0.1959986,null,0.22465189999999999]
[0.1959986,null,0.22465189999999999]
[0.1959986,null,0.22465189999999999]
[0.1959986,null,0.22465189999999999]
[0.1959986,null,0.22465189999999999]
[0.1959986,null,0.22465189999999999]
[0.1958838,null,0.22465189999999999]
[0.1958838,null,0.22465180000000001]
[0.1958838,null,0.22465180000000001]
[0.1958838,null,0.22465180000000001]
[0.1958838,null,0.22465180000000001]
[0.1958838,null,0.22465180000000001]
[0.1958838,null,0.22465180000000001]
[0.1958838,null,0.22465180000000001]
[0.1958838,null,0.22465180000000001]
[0.1958838,null,0.22465180000000001]
[0.1958838,null,0.22465180000000001]
[0.1958838,null,0.22451689999999999]
[0.1958838,null,0.22451689999999999]
[0.1958838,null,0.22451689999999999]
[0.1958838,null,0.22451689999999999]
[0.1958838,null,0.22451689999999999]
[0.1958838,null,0.22451689999999999]
[0.1958838,null,0.22451689999999999]
[0.19573360000000001,null,0.22451689999999999]
[0.19573360000000001,null,0.22451689999999999]
[0.19573360000000001,null,0.22451689999999999]
[0.19573360000000001,null,0.22451689999999999]
[0.19573360000000001,null,0.22451689999999999]
[0.19573360000000001,null,0.22432859999999999]
[0.19573360000000001,null,0.22432859999999999]
[0.19573360000000001,null,0.2241563]
[0.19573360000000001,null,0.2241563]
[0.19573360000000001,null,0.2241563]
[0.19573360000000001,null,0.2240239]
[0.19573360000000001,null,0.2240239]
[0.19573360000000001,null,0.2240239]
[0.19573360000000001,null,0.2240239]
[0.19573360000000001,null,0.2240239]
[0.19573360000000001,null,0.2240239]
[0.19573360000000001,null,0.2240239]
[0.19573360000000001,null,0.2240239]
[0.19561880000000001,null,0.2240239]
[0.19561880000000001,null,0.2240239]
[0.19561880000000001,null,0.2240239]
[0.19561880000000001,null,0.2240239]
[0.19561880000000001,null,0.2240239]
[0.19561880000000001,null,0.2240239]
[0.19561880000000001,null,0.2240239]
[0.19561880000000001,null,0.2240239]
[0.19561880000000001,null,0.2240239]
[0.19561880000000001,null,0.2240239]
[0.19561880000000001,null,0.2240239]
[0.1954687,null,0.2240239]
[0.1954687,null,0.2240239]
[0.1954687,null,0.22371469999999999]
[0.1954687,null,0.22371469999999999]
[0.1954687,null,0.22371469999999999]
[0.1954687,null,0.22371469999999999]
[0.19532530000000001,null,0.22371469999999999]
[0.19532530000000001,null,0.22371469999999999]
[0.19532530000000001,null,0.22371469999999999]
[0.19532530000000001,null,0.22371469999999999]
[0.19532530000000001,null,0.22371469999999999]
[0.19532530000000001,null,0.22371469999999999]
[0.19532530000000001,null,0.22371469999999999]
[0.19532530000000001,null,0.22371469999999999]
[0.19532530000000001,null,0.22371469999999999]
[0.19532530000000001,null,0.22371469999999999]
[0.19532530000000001,null,0.22371469999999999]
[0.19532530000000001,null,0.22371469999999999]
[0.19532530000000001,null,0.22371469999999999]
[0.19532530000000001,null,0.22371469999999999]
[0.19532530000000001,null,0.22354250000000001]
[0.19532530000000001,null,0.22354250000000001]
[0.19532530000000001,null,0.22354250000000001]
[0.19532530000000001,null,0.22354250000000001]
[0.19532530000000001,null,0.22354250000000001]
[0.19532530000000001,null,0.22340750000000001]
[0.19506029999999999,null,0.2232751]
[0.19506029999999999,null,0.2232751]
[0.19506029999999999,null,0.2232751]
[0.19506029999999999,null,0.2232751]
[0.19506029999999999,null,0.2230868]
[0.19506029999999999,null,0.2230868]
[0.19506029999999999,null,0.2230868]
[0.19506029999999999,null,0.2230868]
[0.19506029999999999,null,0.2230867]
[0.19506029999999999,null,0.2230867]
[0.19506029999999999,null,0.2230867]
[0.19506029999999999,null,0.2230867]
[0.1948917,null,0.2230867]
[0.19472310000000001,null,0.2230867]
[0.19472310000000001,null,0.2230867]
[0.19472310000000001,null,0.2230867]
[0.19472310000000001,null,0.2230867]
[0.19472310000000001,null,0.2230867]
[0.19472310000000001,null,0.2230867]
[0.19472310000000001,null,0.2230867]
[0.19472310000000001,null,0.2230867]
[0.19472310000000001,null,0.2230867]
[0.19472310000000001,null,0.2230867]
[0.19472310000000001,null,0.2230867]
[0.19472310000000001,null,0.2230867]
[0.19452130000000001,null,0.2230867]
[0.19452130000000001,null,0.2230867]
[0.19452130000000001,null,0.2230867]
[0.19452130000000001,null,0.2230867]
[0.19452130000000001,null,0.2230867]
[0.19452130000000001,null,0.22291449999999999]
[0.19452130000000001,null,0.22291449999999999]
[0.19452130000000001,null,0.22291449999999999]
[0.19437109999999999,null,0.22291449999999999]
[0.19437109999999999,null,0.22291449999999999]
[0.19437109999999999,null,0.22291449999999999]
[0.19437109999999999,null,0.22291449999999999]
[0.19437109999999999,null,0.22291449999999999]
[0.19437109999999999,null,0.22291449999999999]
[0.19437109999999999,null,0.22291449999999999]
[0.19437109999999999,null,0.22291449999999999]
[0.19437109999999999,null,0.22291449999999999]
[0.19437109999999999,null,0.22291449999999999]
[0.19437109999999999,null,0.22291449999999999]
[0.19437109999999999,null,0.22291449999999999]
[0.19437109999999999,null,0.22291449999999999]
[0.19425629999999999,null,0.22291449999999999]
[0.19425629999999999,null,0.22291449999999999]
[0.19425629999999999,null,0.22291449999999999]
[0.19425629999999999,null,0.22291449999999999]
[0.19425629999999999,null,0.22291449999999999]
[0.19425629999999999,null,0.22291449999999999]
[0.19425629999999999,null,0.22291449999999999]
[0.19425629999999999,null,0.22291449999999999]
[0.19425629999999999,null,0.22277949999999999]
[0.19425629999999999,null,0.22277949999999999]
[0.19425629999999999,null,0.22264709999999999]
[0.19425629999999999,null,0.22264709999999999]
[0.19425629999999999,null,0.22264709999999999]
[0.19425629999999999,null,0.22264709999999999]
[0.19425629999999999,null,0.22264709999999999]
[0.19425629999999999,null,0.22264709999999999]
[0.19425629999999999,null,0.22245880000000001]
[0.19425629999999999,null,0.22245880000000001]
[0.19425629999999999,null,0.22245880000000001]
[0.19425629999999999,null,0.22245880000000001]
[0.19425629999999999,null,0.22245880000000001]
[0.1941061,null,0.22245880000000001]
[0.1941061,null,0.2222865]
[0.1941061,null,0.2222865]
[0.1941061,null,0.2222865]
[0.1941061,null,0.2222865]
[0.1941061,null,0.2222865]
[0.1941061,null,0.2222865]
[0.1941061,null,0.2222865]
[0.1941061,null,0.2222865]
[0.1941061,null,0.2222865]
[0.19399130000000001,null,0.2222865]
[0.19399130000000001,null,0.2222865]
[0.19399130000000001,null,0.2222865]
[0.19399130000000001,null,0.2222865]
[0.19399130000000001,null,0.2222865]
[0.19399130000000001,null,0.2222865]
[0.19399130000000001,null,0.2222865]
[0.19399130000000001,null,0.2222865]
[0.19399130000000001,null,0.2222865]
[0.19399130000000001,null,0.2222865]
[0.19399130000000001,null,0.2222865]
[0.19399130000000001,null,0.2222865]
[0.19399130000000001,null,0.2222865]
[0.19399130000000001,null,0.2222865]
[0.19399130000000001,null,0.2222865]
[0.19399130000000001,null,0.2222865]
[0.19399130000000001,null,0.2222865]
[0.19399130000000001,null,0.2222865]
[0.19399130000000001,null,0.2222865]
[0.19399130000000001,null,0.2222865]
[0.19399130000000001,null,0.2222865]
[0.19399130000000001,null,0.2222865]
[0.19384119999999999,null,0.2222865]
[0.19384119999999999,null,0.2222865]
[0.19384119999999999,null,0.2222865]
[0.19384119999999999,null,0.2222865]
[0.19384119999999999,null,0.22215399999999999]
[0.19372639999999999,null,0.22215399999999999]
[0.19372639999999999,null,0.22215399999999999]
[0.19372639999999999,null,0.22215399999999999]
[0.19372639999999999,null,0.22215399999999999]
[0.19372639999999999,null,0.22215399999999999]
[0.19372639999999999,null,0.22215399999999999]
[0.19372639999999999,null,0.22215399999999999]
[0.19372639999999999,null,0.22215399999999999]
[0.19338910000000001,null,0.22215399999999999]
[0.19338910000000001,null,0.2220191]
[0.19338910000000001,null,0.2220191]
[0.19338910000000001,null,0.2220191]
[0.19338910000000001,null,0.2220191]
[0.19338910000000001,null,0.2220191]
[0.19338910000000001,null,0.22184680000000001]
[0.19338910000000001,null,0.22184680000000001]
[0.19338910000000001,null,0.2215377]
[0.19318730000000001,null,0.2215377]
[0.19318730000000001,null,0.2215377]
[0.19318730000000001,null,0.2215377]
[0.19318730000000001,null,0.2215377]
[0.19318730000000001,null,0.2215377]
[0.19318730000000001,null,0.2215377]
[0.19318730000000001,null,0.2215377]
[0.19318730000000001,null,0.2215377]
[0.19318730000000001,null,0.2215377]
[0.19304389999999999,null,0.2215377]
[0.19304389999999999,null,0.2215377]
[0.19304389999999999,null,0.2213494]
[0.19304389999999999,null,0.2213494]
[0.19304389999999999,null,0.2213494]
[0.19304389999999999,null,0.2213494]
[0.19304389999999999,null,0.2213494]
[0.1928938,null,0.2213494]
[0.1928938,null,0.2213494]
[0.1928938,null,0.2213494]
[0.1928938,null,0.2213494]
[0.1928938,null,0.2213494]
[0.1928938,null,0.2213494]
[0.1928938,null,0.2213494]
[0.1928938,null,0.2213494]
[0.1928938,null,0.2213494]
[0.1928938,null,0.2213494]
[0.1928938,null,0.2213494]
[0.1928938,null,0.2213494]
[0.1928938,null,0.2213494]
[0.1928938,null,0.2213494]
[0.1928938,null,0.2213494]
[0.1928938,null,0.2213494]
[0.1928938,null,0.2213494]
[0.1928938,null,0.2213494]
[0.1928938,null,0.2213494]
[0.19277900000000001,null,0.2213494]
[0.19277900000000001,null,0.2213494]
[0.19277900000000001,null,0.22121440000000001]
[0.19277900000000001,null,0.22121440000000001]
[0.19277900000000001,null,0.22121440000000001]
[0.19277900000000001,null,0.22121440000000001]
[0.19277900000000001,null,0.22121440000000001]
[0.19277900000000001,null,0.22114819999999999]
[0.19277900000000001,null,0.221082]
[0.19277900000000001,null,0.221082]
[0.19277900000000001,null,0.221082]
[0.19277900000000001,null,0.221082]
[0.19277900000000001,null,0.221082]
[0.19277900000000001,null,0.221082]
[0.19277900000000001,null,0.221082]
[0.19277900000000001,null,0.22090969999999999]
[0.19277900000000001,null,0.22090969999999999]
[0.19277900000000001,null,0.22090969999999999]
[0.19277900000000001,null,0.22090969999999999]
[0.19277900000000001,null,0.22090969999999999]
[0.19277900000000001,null,0.22090969999999999]
[0.19277900000000001,null,0.22090969999999999]
[0.19262879999999999,null,0.22090969999999999]
[0.19262879999999999,null,0.22090969999999999]
[0.19262879999999999,null,0.22090969999999999]
[0.19262879999999999,null,0.22090969999999999]
[0.19262879999999999,null,0.22090969999999999]
[0.19262879999999999,null,0.22090969999999999]
[0.19262879999999999,null,0.22090969999999999]
[0.19262879999999999,null,0.22090969999999999]
[0.19262879999999999,null,0.22090969999999999]
[0.19242699999999999,null,0.22090969999999999]
[0.19242699999999999,null,0.22090969999999999]
[0.19242699999999999,null,0.22090969999999999]
[0.19242699999999999,null,0.22090969999999999]
[0.19242699999999999,null,0.22090969999999999]
[0.19242699999999999,null,0.22090969999999999]
[0.19242699999999999,null,0.22090969999999999]
[0.19242699999999999,null,0.22090969999999999]
[0.19242699999999999,null,0.22090969999999999]
[0.19242699999999999,null,0.22090969999999999]
[0.19242699999999999,null,0.22090969999999999]
[0.19242699999999999,null,0.22090969999999999]
[0.19242699999999999,null,0.22090969999999999]
[0.19242699999999999,null,0.22090969999999999]
[0.1920897,null,0.22090969999999999]
[0.1919749,null,0.22060060000000001]
[0.1919749,null,0.22060060000000001]
[0.1919749,null,0.22060060000000001]
[0.1919749,null,0.22060060000000001]
[0.1919749,null,0.22060060000000001]
[0.1919749,null,0.22060060000000001]
[0.1919749,null,0.22060060000000001]
[0.1919749,null,0.22060060000000001]
[0.1919749,null,0.22060060000000001]
[0.1919749,null,0.22060060000000001]
[0.1919749,null,0.2202934]
[0.19183159999999999,null,0.2202934]
[0.19183159999999999,null,0.2202934]
[0.19183159999999999,null,0.2202934]
[0.19183159999999999,null,0.2202934]
[0.19183149999999999,null,0.2202934]
[0.19183149999999999,null,0.2202934]
[0.19183149999999999,null,0.2202934]
[0.1916814,null,0.2202934]
[0.1916814,null,0.2202934]
[0.1916814,null,0.2202934]
[0.1916814,null,0.2202934]
[0.1916814,null,0.2202934]
[0.1916814,null,0.2202934]
[0.1916814,null,0.2202934]
[0.1916814,null,0.2202934]
[0.1916814,null,0.2202934]
[0.1916814,null,0.2202934]
[0.1916814,null,0.2202934]
[0.1916814,null,0.22016089999999999]
[0.1916814,null,0.22016089999999999]
[0.1916814,null,0.22016089999999999]
[0.1916814,null,0.22016089999999999]
[0.1916814,null,0.22016089999999999]
[0.1916814,null,0.22016089999999999]
[0.1916814,null,0.22016089999999999]
[0.1916814,null,0.22016089999999999]
[0.1916814,null,0.22016089999999999]
[0.1915666,null,0.21997259999999999]
[0.19141639999999999,null,0.21997259999999999]
[0.19141639999999999,null,0.21997259999999999]
[0.19141639999999999,null,0.21997259999999999]
[0.19141639999999999,null,0.21997259999999999]
[0.19141639999999999,null,0.21997259999999999]
[0.19141639999999999,null,0.21997259999999999]
[0.19141639999999999,null,0.21997259999999999]
[0.19141639999999999,null,0.21997259999999999]
[0.19141639999999999,null,0.21997259999999999]
[0.19141639999999999,null,0.21997259999999999]
[0.19141639999999999,null,0.21997259999999999]
[0.19141639999999999,null,0.21997259999999999]
[0.19141639999999999,null,0.21997259999999999]
[0.19141639999999999,null,0.21997259999999999]
[0.19141639999999999,null,0.21997259999999999]
[0.19141639999999999,null,0.21997259999999999]
[0.19141639999999999,null,0.21997259999999999]
[0.19141639999999999,null,0.21997259999999999]
[0.1910713,null,0.21997259999999999]
[0.1910713,null,0.21997259999999999]
[0.1910713,null,0.21966350000000001]
[0.1910713,null,0.21966350000000001]
[0.1910713,null,0.21966350000000001]
[0.1910713,null,0.21966350000000001]
[0.1910713,null,0.21966350000000001]
[0.1910713,null,0.21966350000000001]
[0.1910713,null,0.21959600000000001]
[0.1910713,null,0.21952849999999999]
[0.19092110000000001,null,0.21952849999999999]
[0.19092110000000001,null,0.21952849999999999]
[0.19092110000000001,null,0.21952849999999999]
[0.19092110000000001,null,0.21952849999999999]
[0.19092110000000001,null,0.21952849999999999]
[0.19092110000000001,null,0.21952849999999999]
[0.19092110000000001,null,0.21952849999999999]
[0.19092110000000001,null,0.21952849999999999]
[0.19092110000000001,null,0.2193563]
[0.19092110000000001,null,0.2193563]
[0.19092110000000001,null,0.2193563]
[0.19092110000000001,null,0.2193563]
[0.19092110000000001,null,0.2193563]
[0.19092110000000001,null,0.2193563]
[0.19092110000000001,null,0.2193563]
[0.19092110000000001,null,0.2193563]
[0.19092110000000001,null,0.2193563]
[0.190771,null,0.2193563]
[0.190771,null,0.2192238]
[0.1906561,null,0.2192238]
[0.1906561,null,0.2192238]
[0.1906561,null,0.2192238]
[0.1906561,null,0.2192238]
[0.1906561,null,0.2192238]
[0.1906561,null,0.2192238]
[0.1906561,null,0.2192238]
[0.1906561,null,0.2192238]
[0.19031890000000001,null,0.2192238]
[0.19031890000000001,null,0.2192238]
[0.19031890000000001,null,0.2192238]
[0.19031890000000001,null,0.2192238]
[0.19031890000000001,null,0.2192238]
[0.19031890000000001,null,0.2192238]
[0.19031890000000001,null,0.2192238]
[0.19031890000000001,null,0.2192238]
[0.1901687,null,0.2192238]
[0.1901687,null,0.21912960000000001]
[0.1901687,null,0.21903549999999999]
[0.1901687,null,0.21903549999999999]
[0.1901687,null,0.21903549999999999]
[0.1901687,null,0.21903549999999999]
[0.1901687,null,0.21903549999999999]
[0.1901687,null,0.21903549999999999]
[0.1901687,null,0.21903549999999999]
[0.1901687,null,0.21903549999999999]
[0.19002540000000001,null,0.21903549999999999]
[0.19002540000000001,null,0.21903549999999999]
[0.19002540000000001,null,0.21903549999999999]
[0.19002540000000001,null,0.21903549999999999]
[0.19002540000000001,null,0.21903549999999999]
[0.19002540000000001,null,0.21903549999999999]
[0.19002540000000001,null,0.21903549999999999]
[0.19002540000000001,null,0.21903549999999999]
[0.19002540000000001,null,0.21903549999999999]
[0.18987519999999999,null,0.21903549999999999]
[0.18987519999999999,null,0.21903549999999999]
[0.18987519999999999,null,0.21903549999999999]
[0.18987519999999999,null,0.21872639999999999]
[0.18987519999999999,null,0.21872639999999999]
[0.1897604,null,0.21872639999999999]
[0.1897604,null,0.21872639999999999]
[0.1897604,null,0.21872639999999999]
[0.1897604,null,0.21859139999999999]
[0.1897604,null,0.21859139999999999]
[0.1897604,null,0.21859139999999999]
[0.1897604,null,0.21859139999999999]
[0.1897604,null,0.21859139999999999]
[0.1897604,null,0.21859139999999999]
[0.1897604,null,0.21859139999999999]
[0.1897604,null,0.21859139999999999]
[0.1897604,null,0.21859139999999999]
[0.1897604,null,0.21859139999999999]
[0.18961020000000001,null,0.21859139999999999]
[0.18961020000000001,null,0.21859139999999999]
[0.18961020000000001,null,0.21859139999999999]
[0.18961020000000001,null,0.21859139999999999]
[0.18961020000000001,null,0.21859139999999999]
[0.18961020000000001,null,0.21859139999999999]
[0.18961020000000001,null,0.21845899999999999]
[0.1894084,null,0.21845899999999999]
[0.1894084,null,0.21845899999999999]
[0.1894084,null,0.21845899999999999]
[0.1894084,null,0.21845899999999999]
[0.1894084,null,0.21845899999999999]
[0.1894084,null,0.21845899999999999]
[0.1894084,null,0.21845899999999999]
[0.1891149,null,0.21845899999999999]
[0.1891149,null,0.21845899999999999]
[0.1891149,null,0.2182867]
[0.1891149,null,0.2182867]
[0.1891149,null,0.2182867]
[0.1891149,null,0.2180984]
[0.1891149,null,0.2180984]
[0.1891149,null,0.2180984]
[0.1891149,null,0.2180984]
[0.1891149,null,0.2180984]
[0.1891149,null,0.2180984]
[0.1891149,null,0.2180984]
[0.1891149,null,0.2180984]
[0.1891149,null,0.2180984]
[0.18896479999999999,null,0.2180984]
[0.18896479999999999,null,0.2180984]
[0.18896479999999999,null,0.2180984]
[0.18896479999999999,null,0.2180984]
[0.18896479999999999,null,0.2180984]
[0.18896479999999999,null,0.2180984]
[0.18896479999999999,null,0.2180984]
[0.18896479999999999,null,0.2180984]
[0.18896479999999999,null,0.2180984]
[0.18896479999999999,null,0.2180984]
[0.1888146,null,0.2180984]
[0.1888146,null,0.2180984]
[0.1886998,null,0.2180984]
[0.1886998,null,0.2180984]
[0.1886998,null,0.2179634]
[0.1886998,null,0.2179634]
[0.1886998,null,0.2179634]
[0.1886998,null,0.2179634]
[0.1886998,null,0.2179634]
[0.1886998,null,0.2179634]
[0.1886998,null,0.2179634]
[0.1886998,null,0.2179634]
[0.18854960000000001,null,0.2179634]
[0.18854960000000001,null,0.2179634]
[0.1882124,null,0.2179634]
[0.1882124,null,0.21765429999999999]
[0.1882124,null,0.21765429999999999]
[0.1882124,null,0.21765429999999999]
[0.1882124,null,0.21765429999999999]
[0.1882124,null,0.21765429999999999]
[0.1882124,null,0.21765429999999999]
[0.1882124,null,0.21765429999999999]
[0.1882124,null,0.21765429999999999]
[0.1882124,null,0.21765429999999999]
[0.18806220000000001,null,0.21765429999999999]
[0.18806220000000001,null,0.21765429999999999]
[0.1879189,null,0.21765429999999999]
[0.1879189,null,0.21765429999999999]
[0.1879189,null,0.21765429999999999]
[0.1879189,null,0.21765429999999999]
[0.1879189,null,0.21765429999999999]
[0.1879189,null,0.21765429999999999]
[0.1879189,null,0.21765429999999999]
[0.1879189,null,0.21765429999999999]
[0.1879189,null,0.21746599999999999]
[0.1879189,null,0.21746599999999999]
[0.1879189,null,0.21746599999999999]
[0.1879189,null,0.21746599999999999]
[0.1879189,null,0.21746599999999999]
[0.1879189,null,0.21729370000000001]
[0.1879189,null,0.21729370000000001]
[0.18776870000000001,null,0.21729370000000001]
[0.18756690000000001,null,0.21729370000000001]
[0.18756690000000001,null,0.21729370000000001]
[0.18756690000000001,null,0.21729370000000001]
[0.18756690000000001,null,0.2171613]
[0.18756690000000001,null,0.2171613]
[0.18756690000000001,null,0.2171613]
[0.18756690000000001,null,0.2171613]
[0.18756690000000001,null,0.2171613]
[0.18756690000000001,null,0.2171613]
[0.18756690000000001,null,0.2171613]
[0.18756690000000001,null,0.2171613]
[0.18756690000000001,null,0.2171613]
[0.18756690000000001,null,0.2171613]
[0.18741669999999999,null,0.2171613]
[0.18741669999999999,null,0.2171613]
[0.18741669999999999,null,0.2171613]
[0.18741669999999999,null,0.2171613]
[0.18741669999999999,null,0.2171613]
[0.18727340000000001,null,0.2171613]
[0.18727340000000001,null,0.21702630000000001]
[0.18727340000000001,null,0.21702630000000001]
[0.18727340000000001,null,0.21702630000000001]
[0.18727340000000001,null,0.21702630000000001]
[0.18727340000000001,null,0.2167172]
[0.18727340000000001,null,0.2167172]
[0.18727340000000001,null,0.2167172]
[0.18727340000000001,null,0.2167172]
[0.18727340000000001,null,0.2165289]
[0.18727340000000001,null,0.2165289]
[0.18727340000000001,null,0.2165289]
[0.18727340000000001,null,0.2165289]
[0.18712319999999999,null,0.2165289]
[0.18712319999999999,null,0.2165289]
[0.18712319999999999,null,0.2165289]
[0.18712319999999999,null,0.2165289]
[0.18712319999999999,null,0.2165289]
[0.18712319999999999,null,0.2165289]
[0.18712319999999999,null,0.2165289]
[0.18712319999999999,null,0.2165289]
[0.18712319999999999,null,0.2165289]
[0.18712319999999999,null,0.2165289]
[0.18712319999999999,null,0.2165289]
[0.1869731,null,0.2165289]
[0.1869731,null,0.2165289]
[0.1869731,null,0.2165289]
[0.1869731,null,0.2165289]
[0.1869731,null,0.2165289]
[0.1869731,null,0.2165289]
[0.1868583,null,0.2165289]
[0.18671489999999999,null,0.2165289]
[0.18671489999999999,null,0.2165289]
[0.18671489999999999,null,0.2165289]
[0.18671489999999999,null,0.2165289]
[0.18671489999999999,null,0.2165289]
[0.1865647,null,0.2165289]
[0.1865647,null,0.21635660000000001]
[0.1865647,null,0.21635660000000001]
[0.1865647,null,0.21635660000000001]
[0.1865647,null,0.21635660000000001]
[0.1865647,null,0.21635660000000001]
[0.1865647,null,0.21635660000000001]
[0.1865647,null,0.21635660000000001]
[0.1865647,null,0.21635660000000001]
[0.1865647,null,0.21635660000000001]
[0.1865647,null,0.21635660000000001]
[0.1865647,null,0.21635660000000001]
[0.1865647,null,0.21635660000000001]
[0.1865647,null,0.21635660000000001]
[0.1865647,null,0.21635660000000001]
[0.18641460000000001,null,0.21616830000000001]
[0.18641460000000001,null,0.21616830000000001]
[0.18641460000000001,null,0.21616830000000001]
[0.18641460000000001,null,0.21616830000000001]
[0.18641460000000001,null,0.21616830000000001]
[0.18641460000000001,null,0.21616830000000001]
[0.18641460000000001,null,0.21616830000000001]
[0.18621280000000001,null,0.21616830000000001]
[0.18621280000000001,null,0.21616830000000001]
[0.18621280000000001,null,0.21616830000000001]
[0.18621280000000001,null,0.21616830000000001]
[0.18606259999999999,null,0.21616830000000001]
[0.18606259999999999,null,0.21616830000000001]
[0.18606259999999999,null,0.21616830000000001]
[0.18606259999999999,null,0.21616830000000001]
[0.18606259999999999,null,0.21616830000000001]
[0.18591930000000001,null,0.21616830000000001]
[0.18591930000000001,null,0.21603330000000001]
[0.18591930000000001,null,0.21603330000000001]
[0.18591930000000001,null,0.21603330000000001]
[0.18591930000000001,null,0.21603330000000001]
[0.18591930000000001,null,0.21603330000000001]
[0.18576909999999999,null,0.21603330000000001]
[0.18576909999999999,null,0.2158611]
[0.18576909999999999,null,0.21555189999999999]
[0.18576909999999999,null,0.21555189999999999]
[0.18576909999999999,null,0.21555189999999999]
[0.18576909999999999,null,0.21555189999999999]
[0.18576909999999999,null,0.21555189999999999]
[0.18576909999999999,null,0.21555189999999999]
[0.18576909999999999,null,0.21555189999999999]
[0.18561900000000001,null,0.21555189999999999]
[0.18550410000000001,null,0.21555189999999999]
[0.18550410000000001,null,0.21555189999999999]
[0.1851669,null,0.21555189999999999]
[0.1851669,null,0.21555189999999999]
[0.1851669,null,0.21555189999999999]
[0.18501670000000001,null,0.21536359999999999]
[0.18501670000000001,null,0.21536359999999999]
[0.18501670000000001,null,0.21536359999999999]
[0.18501670000000001,null,0.21536359999999999]
[0.18501670000000001,null,0.21536359999999999]
[0.18501670000000001,null,0.21536359999999999]
[0.18501670000000001,null,0.21536359999999999]
[0.18501670000000001,null,0.21536359999999999]
[0.18501670000000001,null,0.21536359999999999]
[0.18501670000000001,null,0.21536359999999999]
[0.18487339999999999,null,0.21536359999999999]
[0.18487339999999999,null,0.21536359999999999]
[0.1847232,null,0.21536359999999999]
[0.1847232,null,0.21536359999999999]
[0.1847232,null,0.21536359999999999]
[0.1847232,null,0.21536359999999999]
[0.1847232,null,0.21536359999999999]
[0.1847232,null,0.21536359999999999]
[0.1847232,null,0.21536359999999999]
[0.1847232,null,0.21536359999999999]
[0.1847232,null,0.21536359999999999]
[0.1847232,null,0.21536359999999999]
[0.1847232,null,0.21536359999999999]
[0.1847232,null,0.21536359999999999]
[0.1847232,null,0.21536359999999999]
[0.1847232,null,0.21536359999999999]
[0.18457309999999999,null,0.2151914]
[0.18457309999999999,null,0.2151914]
[0.18457309999999999,null,0.2151914]
[0.18457309999999999,null,0.2151914]
[0.18457309999999999,null,0.2151914]
[0.18457309999999999,null,0.2151914]
[0.18457309999999999,null,0.2151914]
[0.18457309999999999,null,0.2151914]
[0.18457309999999999,null,0.2151914]
[0.18457309999999999,null,0.2151914]
[0.18457309999999999,null,0.2151914]
[0.18457309999999999,null,0.2151914]
[0.18457309999999999,null,0.2151914]
[0.18457309999999999,null,0.2151914]
[0.18437120000000001,null,0.2151914]
[0.18437120000000001,null,0.2151913]
[0.18437120000000001,null,0.2151913]
[0.18437120000000001,null,0.2151913]
[0.18437120000000001,null,0.2148822]
[0.18407770000000001,null,0.2148822]
[0.18407770000000001,null,0.2148822]
[0.18407770000000001,null,0.2148822]
[0.18396290000000001,null,0.21469389999999999]
[0.18396290000000001,null,0.21469389999999999]
[0.18396290000000001,null,0.21469389999999999]
[0.18396290000000001,null,0.21469389999999999]
[0.18396290000000001,null,0.21469389999999999]
[0.18396290000000001,null,0.21469389999999999]
[0.1838128,null,0.21469389999999999]
[0.1838128,null,0.21456149999999999]
[0.1838128,null,0.21456149999999999]
[0.1838128,null,0.21456149999999999]
[0.1838128,null,0.21456149999999999]
[0.1838128,null,0.21456149999999999]
[0.1838128,null,0.21456149999999999]
[0.1838128,null,0.21456149999999999]
[0.1838128,null,0.21456149999999999]
[0.1838128,null,0.21456149999999999]
[0.1838128,null,0.21456149999999999]
[0.18366260000000001,null,0.21456149999999999]
[0.18366260000000001,null,0.21456149999999999]
[0.18366260000000001,null,0.21456149999999999]
[0.18366260000000001,null,0.21456149999999999]
[0.18366260000000001,null,0.21456149999999999]
[0.18366260000000001,null,0.21456149999999999]
[0.18366260000000001,null,0.2143892]
[0.18366260000000001,null,0.2143892]
[0.18366260000000001,null,0.2143892]
[0.18366260000000001,null,0.2143892]
[0.18366260000000001,null,0.2143892]
[0.18366260000000001,null,0.2143892]
[0.1835125,null,0.2143892]
[0.1835125,null,0.2143892]
[0.1835125,null,0.2143892]
[0.1835125,null,0.2143892]
[0.18336910000000001,null,0.2143892]
[0.18336910000000001,null,0.2143892]
[0.18336910000000001,null,0.2143892]
[0.18336910000000001,null,0.21425420000000001]
[0.18336910000000001,null,0.21425420000000001]
[0.18336910000000001,null,0.21425420000000001]
[0.18336910000000001,null,0.21425420000000001]
[0.18336910000000001,null,0.21425420000000001]
[0.18336910000000001,null,0.21425420000000001]
[0.18321889999999999,null,0.21425420000000001]
[0.18310409999999999,null,0.21425420000000001]
[0.18310409999999999,null,0.21425420000000001]
[0.18310409999999999,null,0.2140659]
[0.18310409999999999,null,0.2140659]
[0.18310409999999999,null,0.2140659]
[0.18310409999999999,null,0.2140659]
[0.18310409999999999,null,0.2140659]
[0.18310409999999999,null,0.2140659]
[0.18310409999999999,null,0.2140659]
[0.18290229999999999,null,0.2140659]
[0.18290229999999999,null,0.2140659]
[0.18290229999999999,null,0.2140659]
[0.18290229999999999,null,0.2140659]
[0.18290229999999999,null,0.2140659]
[0.1827522,null,0.2140659]
[0.1827522,null,0.2140659]
[0.1827522,null,0.2140659]
[0.1827522,null,0.21389369999999999]
[0.1827522,null,0.21389369999999999]
[0.1827522,null,0.21358450000000001]
[0.1827522,null,0.21358450000000001]
[0.18258350000000001,null,0.21358450000000001]
[0.1822648,null,0.21358450000000001]
[0.1822647,null,0.21358450000000001]
[0.1822647,null,0.21358450000000001]
[0.1822647,null,0.21358450000000001]
[0.1822647,null,0.21358450000000001]
[0.1822647,null,0.21358450000000001]
[0.1822647,null,0.21358450000000001]
[0.1822647,null,0.21358450000000001]
[0.1822647,null,0.21358450000000001]
[0.1822647,null,0.21351829999999999]
[0.1822647,null,0.21345210000000001]
[0.1822647,null,0.21345210000000001]
[0.18211459999999999,null,0.21345210000000001]
[0.18199979999999999,null,0.21345210000000001]
[0.18199979999999999,null,0.21345210000000001]
[0.18199979999999999,null,0.21345210000000001]
[0.18199979999999999,null,0.21345210000000001]
[0.18199979999999999,null,0.21345210000000001]
[0.1818564,null,0.21345210000000001]
[0.1818564,null,0.21345210000000001]
[0.1818564,null,0.21345210000000001]
[0.18170629999999999,null,0.21345210000000001]
[0.18170629999999999,null,0.21345210000000001]
[0.18170629999999999,null,0.2132638]
[0.18170629999999999,null,0.2132638]
[0.18170629999999999,null,0.2132638]
[0.18170629999999999,null,0.2132638]
[0.18170629999999999,null,0.21312880000000001]
[0.18170629999999999,null,0.21312880000000001]
[0.18170629999999999,null,0.21312880000000001]
[0.1815561,null,0.21312880000000001]
[0.1815561,null,0.21312880000000001]
[0.1815561,null,0.21312880000000001]
[0.1815561,null,0.21312880000000001]
[0.1815561,null,0.21312880000000001]
[0.1815561,null,0.21312880000000001]
[0.1815561,null,0.21312880000000001]
[0.1815561,null,0.21312880000000001]
[0.1815561,null,0.21312880000000001]
[0.1815561,null,0.21312880000000001]
[0.1815561,null,0.21312880000000001]
[0.1815561,null,0.21312880000000001]
[0.1815561,null,0.21312880000000001]
[0.18141270000000001,null,0.21295649999999999]
[0.18141270000000001,null,0.21295649999999999]
[0.18141270000000001,null,0.21295649999999999]
[0.18141270000000001,null,0.21295649999999999]
[0.18141270000000001,null,0.21295649999999999]
[0.1811478,null,0.21295649999999999]
[0.1811478,null,0.21295649999999999]
[0.1811478,null,0.21295649999999999]
[0.1811478,null,0.21295649999999999]
[0.1811478,null,0.21295649999999999]
[0.1811478,null,0.21295649999999999]
[0.1811478,null,0.21295649999999999]
[0.1811478,null,0.21295649999999999]
[0.180946,null,0.21295649999999999]
[0.180946,null,0.21295649999999999]
[0.18079580000000001,null,0.21295649999999999]
[0.18079580000000001,null,0.21295649999999999]
[0.18079580000000001,null,0.21295649999999999]
[0.18079580000000001,null,0.21295649999999999]
[0.18079580000000001,null,0.21295649999999999]
[0.18079580000000001,null,0.21295649999999999]
[0.18079580000000001,null,0.21295649999999999]
[0.18079580000000001,null,0.21295649999999999]
[0.18079580000000001,null,0.21295649999999999]
[0.18079580000000001,null,0.21295649999999999]
[0.18064569999999999,null,0.21264739999999999]
[0.18064569999999999,null,0.21264739999999999]
[0.18064569999999999,null,0.21251249999999999]
[0.18064569999999999,null,0.21251249999999999]
[0.18064569999999999,null,0.21232409999999999]
[0.18064569999999999,null,0.21232409999999999]
[0.1805023,null,0.21232409999999999]
[0.18035219999999999,null,0.21232409999999999]
[0.18035219999999999,null,0.21232409999999999]
[0.18035209999999999,null,0.21232409999999999]
[0.18035209999999999,null,0.21232409999999999]
[0.18035209999999999,null,0.21232409999999999]
[0.18035209999999999,null,0.21232409999999999]
[0.18035209999999999,null,0.21219170000000001]
[0.18035209999999999,null,0.21219170000000001]
[0.18035209999999999,null,0.2120194]
[0.18035209999999999,null,0.2120194]
[0.18035209999999999,null,0.2120194]
[0.1800872,null,0.2120194]
[0.1800872,null,0.2120194]
[0.1800872,null,0.2120194]
[0.1800872,null,0.2120194]
[0.1800872,null,0.2120194]
[0.1800872,null,0.2120194]
[0.1800872,null,0.2120194]
[0.1800872,null,0.2120194]
[0.17993700000000001,null,0.2120194]
[0.17993700000000001,null,0.2120194]
[0.17993700000000001,null,0.2120194]
[0.17993700000000001,null,0.2120194]
[0.17993700000000001,null,0.2120194]
[0.17993700000000001,null,0.2120194]
[0.17993700000000001,null,0.2120194]
[0.17993700000000001,null,0.2120194]
[0.17993700000000001,null,0.2120194]
[0.17993700000000001,null,0.2120194]
[0.17993700000000001,null,0.2120194]
[0.17993700000000001,null,0.2120194]
[0.17993700000000001,null,0.2120194]
[0.1797937,null,0.2120194]
[0.1797937,null,0.2120194]
[0.17964350000000001,null,0.2120194]
[0.17964350000000001,null,0.2120194]
[0.17964350000000001,null,0.2120194]
[0.17964350000000001,null,0.2120194]
[0.17964350000000001,null,0.2120194]
[0.17964350000000001,null,0.2120194]
[0.17964350000000001,null,0.2120194]
[0.1794934,null,0.2120194]
[0.1793786,null,0.2120194]
[0.1793786,null,0.2120194]
[0.1793786,null,0.2120194]
[0.1793786,null,0.2120194]
[0.17917669999999999,null,0.2120194]
[0.17917669999999999,null,0.2120194]
[0.17917669999999999,null,0.2120194]
[0.17917669999999999,null,0.2120194]
[0.17917669999999999,null,0.21183109999999999]
[0.17917669999999999,null,0.21183109999999999]
[0.17917669999999999,null,0.21183109999999999]
[0.17902660000000001,null,0.21183109999999999]
[0.17902660000000001,null,0.21183109999999999]
[0.17888319999999999,null,0.21152199999999999]
[0.17888319999999999,null,0.21152199999999999]
[0.17888319999999999,null,0.21138699999999999]
[0.17888319999999999,null,0.21138699999999999]
[0.17888319999999999,null,0.21138699999999999]
[0.17888319999999999,null,0.21125459999999999]
[0.17888319999999999,null,0.21125459999999999]
[0.17888319999999999,null,0.2110823]
[0.17888319999999999,null,0.2110823]
[0.17888319999999999,null,0.2110823]
[0.17888319999999999,null,0.2110823]
[0.17873310000000001,null,0.2110823]
[0.17873310000000001,null,0.2110823]
[0.17873310000000001,null,0.2110823]
[0.17861830000000001,null,0.2110823]
[0.17847489999999999,null,0.2110823]
[0.17813760000000001,null,0.2110823]
[0.17813760000000001,null,0.2110823]
[0.17813760000000001,null,0.2110823]
[0.17813760000000001,null,0.2110823]
[0.17813760000000001,null,0.2110823]
[0.17798749999999999,null,0.2110823]
[0.17798749999999999,null,0.2110823]
[0.17798749999999999,null,0.2110823]
[0.17798749999999999,null,0.2110823]
[0.17798749999999999,null,0.2110823]
[0.17798749999999999,null,0.2110823]
[0.17798749999999999,null,0.2110823]
[0.1778441,null,0.2110823]
[0.1778441,null,0.2110823]
[0.1778441,null,0.2110823]
[0.17769399999999999,null,0.2110823]
[0.17769399999999999,null,0.2110823]
[0.17769399999999999,null,0.2110823]
[0.17769399999999999,null,0.2110823]
[0.17769399999999999,null,0.2110823]
[0.17769399999999999,null,0.2110823]
[0.1775438,null,0.2110823]
[0.1775438,null,0.2110823]
[0.1775438,null,0.2110823]
[0.1775438,null,0.2110823]
[0.1775438,null,0.2110823]
[0.1775438,null,0.2110823]
[0.1775438,null,0.2110823]
[0.1775438,null,0.2110823]
[0.1775438,null,0.2110823]
[0.1775438,null,0.2110823]
[0.1775438,null,0.2110823]
[0.1775438,null,0.210894]
[0.17728559999999999,null,0.210894]
[0.17700869999999999,null,0.210894]
[0.1769337,null,0.210759]
[0.1769337,null,0.210759]
[0.1769337,null,0.210759]
[0.1769337,null,0.210759]
[0.1769337,null,0.210759]
[0.1769337,null,0.210759]
[0.1769337,null,0.210759]
[0.17664009999999999,null,0.210759]
[0.17664009999999999,null,0.21058679999999999]
[0.17664009999999999,null,0.21058679999999999]
[0.17664009999999999,null,0.21058679999999999]
[0.17664009999999999,null,0.21058679999999999]
[0.17664009999999999,null,0.21027770000000001]
[0.17664009999999999,null,0.21021139999999999]
[0.17664009999999999,null,0.2101452]
[0.17664009999999999,null,0.2101452]
[0.17664009999999999,null,0.2101452]
[0.17664009999999999,null,0.2101452]
[0.17664009999999999,null,0.2101452]
[0.17664009999999999,null,0.2101452]
[0.17664009999999999,null,0.2101452]
[0.17649000000000001,null,0.2101452]
[0.17649000000000001,null,0.2101452]
[0.17649000000000001,null,0.2101452]
[0.17649000000000001,null,0.2101452]
[0.17649000000000001,null,0.2101452]
[0.17637520000000001,null,0.2101452]
[0.17637520000000001,null,0.2101452]
[0.17637520000000001,null,0.2101452]
[0.17623179999999999,null,0.2101452]
[0.17623179999999999,null,0.2101452]
[0.17623179999999999,null,0.2101452]
[0.17623179999999999,null,0.2101452]
[0.17623179999999999,null,0.2101452]
[0.17623179999999999,null,0.2101452]
[0.17623179999999999,null,0.2101452]
[0.17623179999999999,null,0.2101452]
[0.17608170000000001,null,0.2101452]
[0.17608170000000001,null,0.2101452]
[0.17608170000000001,null,0.2101452]
[0.17593829999999999,null,0.2101452]
[0.17593829999999999,null,0.2101452]
[0.17593829999999999,null,0.2101452]
[0.17593829999999999,null,0.2101452]
[0.17593829999999999,null,0.2101452]
[0.17593829999999999,null,0.2101452]
[0.17593829999999999,null,0.2101452]
[0.17593829999999999,null,0.21001030000000001]
[0.17593829999999999,null,0.21001030000000001]
[0.17582349999999999,null,0.21001030000000001]
[0.17582349999999999,null,0.209838]
[0.17582349999999999,null,0.209838]
[0.17582349999999999,null,0.2097752]
[0.17582349999999999,null,0.20964969999999999]
[0.17582349999999999,null,0.20964969999999999]
[0.1756733,null,0.20964969999999999]
[0.1756733,null,0.20964969999999999]
[0.1756733,null,0.20964969999999999]
[0.1756733,null,0.20964969999999999]
[0.17552999999999999,null,0.20964969999999999]
[0.17552999999999999,null,0.20964969999999999]
[0.17552999999999999,null,0.20964969999999999]
[0.17552999999999999,null,0.20964969999999999]
[0.17552999999999999,null,0.20964969999999999]
[0.17552999999999999,null,0.20964969999999999]
[0.1753798,null,0.20951719999999999]
[0.1753798,null,0.20951719999999999]
[0.1753798,null,0.20951719999999999]
[0.1753798,null,0.20951719999999999]
[0.1753798,null,0.20920810000000001]
[0.1753798,null,0.20920810000000001]
[0.1753798,null,0.20920810000000001]
[0.1753798,null,0.20920810000000001]
[0.1753798,null,0.20920810000000001]
[0.17523639999999999,null,0.20920810000000001]
[0.17523639999999999,null,0.20920810000000001]
[0.17523639999999999,null,0.20920810000000001]
[0.17523639999999999,null,0.20920810000000001]
[0.17523639999999999,null,0.20920810000000001]
[0.17523639999999999,null,0.20920810000000001]
[0.1749715,null,0.20920810000000001]
[0.1749715,null,0.20920810000000001]
[0.1749715,null,0.20920810000000001]
[0.1749715,null,0.20920810000000001]
[0.1749715,null,0.20920810000000001]
[0.1749715,null,0.20920810000000001]
[0.1747697,null,0.20920810000000001]
[0.1747697,null,0.20920810000000001]
[0.17462630000000001,null,0.20920810000000001]
[0.17462630000000001,null,0.20920810000000001]
[0.17462630000000001,null,0.20920810000000001]
[0.1744761,null,0.20907310000000001]
[0.1744761,null,0.20907310000000001]
[0.1744761,null,0.20907310000000001]
[0.1744761,null,0.20907310000000001]
[0.1744761,null,0.2089009]
[0.1744761,null,0.2089009]
[0.1744761,null,0.2089009]
[0.1744761,null,0.2089009]
[0.1744761,null,0.2089009]
[0.1744761,null,0.2089009]
[0.1744761,null,0.2089009]
[0.1744761,null,0.2089009]
[0.17433280000000001,null,0.2089009]
[0.17433280000000001,null,0.2089009]
[0.17418259999999999,null,0.2089009]
[0.17418259999999999,null,0.2089009]
[0.17418259999999999,null,0.2089009]
[0.17418259999999999,null,0.2089009]
[0.17418259999999999,null,0.2089009]
[0.17418259999999999,null,0.2089009]
[0.17418259999999999,null,0.20876839999999999]
[0.17406779999999999,null,0.20876839999999999]
[0.17406779999999999,null,0.20876839999999999]
[0.17406779999999999,null,0.20876839999999999]
[0.17406779999999999,null,0.20876839999999999]
[0.17406779999999999,null,0.20876839999999999]
[0.17406779999999999,null,0.20876839999999999]
[0.17406779999999999,null,0.20876839999999999]
[0.17392440000000001,null,0.20876839999999999]
[0.17392440000000001,null,0.20876839999999999]
[0.17392440000000001,null,0.20876839999999999]
[0.17377429999999999,null,0.20876839999999999]
[0.17377429999999999,null,0.20876839999999999]
[0.17377429999999999,null,0.20876839999999999]
[0.17377429999999999,null,0.20876839999999999]
[0.17377429999999999,null,0.20858009999999999]
[0.17377429999999999,null,0.20858009999999999]
[0.17377429999999999,null,0.20858009999999999]
[0.17377429999999999,null,0.20858009999999999]
[0.17377429999999999,null,0.20858009999999999]
[0.17377429999999999,null,0.20858009999999999]
[0.17377429999999999,null,0.20858009999999999]
[0.17377429999999999,null,0.20858009999999999]
[0.17377429999999999,null,0.20858009999999999]
[0.1736241,null,0.20858009999999999]
[0.17348079999999999,null,0.20858009999999999]
[0.17336599999999999,null,0.2084452]
[0.17336599999999999,null,0.2084452]
[0.17336599999999999,null,0.2084452]
[0.17336599999999999,null,0.2084452]
[0.17336599999999999,null,0.2084452]
[0.17336599999999999,null,0.2084452]
[0.17336599999999999,null,0.2084452]
[0.17336599999999999,null,0.2084452]
[0.17336599999999999,null,0.2084452]
[0.1732226,null,0.2084452]
[0.1732226,null,0.2084452]
[0.1732226,null,0.2084452]
[0.1732226,null,0.2084452]
[0.1732226,null,0.20835899999999999]
[0.1732226,null,0.20827290000000001]
[0.1732226,null,0.20827290000000001]
[0.1732226,null,0.20827290000000001]
[0.1729291,null,0.20827290000000001]
[0.1729291,null,0.2079638]
[0.1729291,null,0.2079638]
[0.1729291,null,0.2079638]
[0.1729291,null,0.2079638]
[0.1729291,null,0.2079638]
[0.1729291,null,0.2079638]
[0.1729291,null,0.2079638]
[0.1729291,null,0.2079638]
[0.1729291,null,0.2078313]
[0.1729291,null,0.2078313]
[0.1729291,null,0.2078313]
[0.1729291,null,0.2078313]
[0.17266409999999999,null,0.2078313]
[0.17266409999999999,null,0.2078313]
[0.17266409999999999,null,0.2078313]
[0.17266409999999999,null,0.2078313]
[0.17266409999999999,null,0.2078313]
[0.17266409999999999,null,0.2078313]
[0.1725208,null,0.2078313]
[0.1725207,null,0.2078313]
[0.1725207,null,0.2078313]
[0.17237060000000001,null,0.2078313]
[0.17237060000000001,null,0.2078313]
[0.17237060000000001,null,0.2078313]
[0.17237060000000001,null,0.2078313]
[0.17237060000000001,null,0.2078313]
[0.17237060000000001,null,0.2078313]
[0.17225579999999999,null,0.2078313]
[0.17225579999999999,null,0.2076964]
[0.17225579999999999,null,0.2076964]
[0.1721056,null,0.2076964]
[0.1721056,null,0.2076964]
[0.1721056,null,0.2076964]
[0.1721056,null,0.2076964]
[0.17176050000000001,null,0.2076964]
[0.17176050000000001,null,0.2076964]
[0.17176050000000001,null,0.2076964]
[0.17176050000000001,null,0.2076964]
[0.17176050000000001,null,0.2076964]
[0.17176050000000001,null,0.2076964]
[0.17176050000000001,null,0.2076964]
[0.17176050000000001,null,0.2076964]
[0.17176050000000001,null,0.2076964]
[0.1714955,null,0.2076964]
[0.1714955,null,0.2076964]
[0.1714955,null,0.2076964]
[0.1714955,null,0.2076964]
[0.1714955,null,0.2076964]
[0.1714955,null,0.2076964]
[0.1714955,null,0.2076964]
[0.1714955,null,0.2076964]
[0.1714955,null,0.2076964]
[0.1714955,null,0.2076964]
[0.1714955,null,0.2076964]
[0.1714955,null,0.2076964]
[0.1714955,null,0.2076964]
[0.1714955,null,0.2076964]
[0.17135210000000001,null,0.2076964]
[0.17120199999999999,null,0.2076964]
[0.17120199999999999,null,0.2076964]
[0.17120199999999999,null,0.2076964]
[0.17120199999999999,null,0.2076964]
[0.17120199999999999,null,0.2075639]
[0.17120199999999999,null,0.2075639]
[0.17120199999999999,null,0.2075639]
[0.1710518,null,0.2075639]
[0.17093700000000001,null,0.2075639]
[0.17093700000000001,null,0.2075639]
[0.17093700000000001,null,0.207429]
[0.17093700000000001,null,0.20725669999999999]
[0.17093700000000001,null,0.20706840000000001]
[0.17093700000000001,null,0.20706840000000001]
[0.17093700000000001,null,0.20706840000000001]
[0.17093700000000001,null,0.20706840000000001]
[0.17079359999999999,null,0.20706840000000001]
[0.17079359999999999,null,0.20706840000000001]
[0.17079359999999999,null,0.20706840000000001]
[0.17079359999999999,null,0.20706840000000001]
[0.1706435,null,0.20706840000000001]
[0.1706435,null,0.20706840000000001]
[0.1706435,null,0.20706840000000001]
[0.1706435,null,0.20706840000000001]
[0.1706435,null,0.20706840000000001]
[0.1706435,null,0.20706840000000001]
[0.1706435,null,0.20706840000000001]
[0.1706435,null,0.20706840000000001]
[0.1706435,null,0.20706840000000001]
[0.1706435,null,0.20706840000000001]
[0.17052870000000001,null,0.20675930000000001]
[0.17052870000000001,null,0.20675930000000001]
[0.17038529999999999,null,0.20675930000000001]
[0.17038529999999999,null,0.20675930000000001]
[0.17038529999999999,null,0.20675930000000001]
[0.17038529999999999,null,0.20675930000000001]
[0.17038529999999999,null,0.20675930000000001]
[0.17038529999999999,null,0.20675930000000001]
[0.1702352,null,0.20675930000000001]
[0.1702352,null,0.20675930000000001]
[0.1702352,null,0.20675930000000001]
[0.1702352,null,0.20675930000000001]
[0.1702352,null,0.20675930000000001]
[0.1702352,null,0.20675930000000001]
[0.1702352,null,0.20675930000000001]
[0.1702352,null,0.20675930000000001]
[0.17009179999999999,null,0.20675930000000001]
[0.17009179999999999,null,0.20675930000000001]
[0.17009179999999999,null,0.20675930000000001]
[0.17009179999999999,null,0.20675930000000001]
[0.17009179999999999,null,0.20675930000000001]
[0.1699416,null,0.20675930000000001]
[0.1699416,null,0.20675930000000001]
[0.1699416,null,0.2067592]
[0.1699416,null,0.2067592]
[0.1699416,null,0.2067592]
[0.1699416,null,0.2067592]
[0.1698268,null,0.2067592]
[0.16967670000000001,null,0.2067592]
[0.16967670000000001,null,0.2067592]
[0.16967670000000001,null,0.2067592]
[0.16967670000000001,null,0.20662430000000001]
[0.16960500000000001,null,0.20662430000000001]
[0.1695333,null,0.20662430000000001]
[0.1695333,null,0.20662430000000001]
[0.1695333,null,0.20662430000000001]
[0.1695333,null,0.2063035]
[0.1695333,null,0.2063035]
[0.1695333,null,0.2063035]
[0.16938320000000001,null,0.2063035]
[0.16938320000000001,null,0.2063035]
[0.16938320000000001,null,0.2063035]
[0.16938320000000001,null,0.2063035]
[0.1692398,null,0.2063035]
[0.1692398,null,0.2063035]
[0.1692398,null,0.2063035]
[0.1692398,null,0.2063035]
[0.1692398,null,0.2063035]
[0.1692398,null,0.2063035]
[0.1692398,null,0.2063035]
[0.16897480000000001,null,0.2063035]
[0.16897480000000001,null,0.2063035]
[0.16897480000000001,null,0.2063035]
[0.16897480000000001,null,0.2063035]
[0.16897480000000001,null,0.2063035]
[0.16897480000000001,null,0.2063035]
[0.16897480000000001,null,0.2063035]
[0.16897480000000001,null,0.2063035]
[0.16897480000000001,null,0.2063035]
[0.16897480000000001,null,0.2063035]
[0.16897480000000001,null,0.2063035]
[0.1688315,null,0.2063035]
[0.16868130000000001,null,0.2063035]
[0.16856650000000001,null,0.2063035]
[0.16856650000000001,null,0.2063035]
[0.16856650000000001,null,0.2063035]
[0.16856650000000001,null,0.20613129999999999]
[0.16856650000000001,null,0.20613129999999999]
[0.16845170000000001,null,0.20613129999999999]
[0.16845170000000001,null,0.20613129999999999]
[0.16845170000000001,null,0.20613129999999999]
[0.16845170000000001,null,0.20613129999999999]
[0.16845170000000001,null,0.20613129999999999]
[0.16845170000000001,null,0.20613129999999999]
[0.16830149999999999,null,0.20613129999999999]
[0.16830149999999999,null,0.20599629999999999]
[0.16830149999999999,null,0.20599629999999999]
[0.16830149999999999,null,0.20599629999999999]
[0.16815820000000001,null,0.20599629999999999]
[0.16815820000000001,null,0.20599629999999999]
[0.16815820000000001,null,0.20599629999999999]
[0.16815820000000001,null,0.20599629999999999]
[0.16815820000000001,null,0.20599629999999999]
[0.16815820000000001,null,0.20599629999999999]
[0.16804340000000001,null,0.20599629999999999]
[0.16804340000000001,null,0.20599629999999999]
[0.16804340000000001,null,0.20599629999999999]
[0.16804340000000001,null,0.20599629999999999]
[0.16789319999999999,null,0.20599629999999999]
[0.16789319999999999,null,0.20599629999999999]
[0.16789319999999999,null,0.20599629999999999]
[0.16789319999999999,null,0.20580799999999999]
[0.16789319999999999,null,0.20580799999999999]
[0.16774310000000001,null,0.20580799999999999]
[0.16759969999999999,null,0.20580799999999999]
[0.16759969999999999,null,0.20580799999999999]
[0.16759969999999999,null,0.20580799999999999]
[0.16759969999999999,null,0.20567550000000001]
[0.16759969999999999,null,0.20567550000000001]
[0.16759969999999999,null,0.20567550000000001]
[0.1674495,null,0.20567550000000001]
[0.1673347,null,0.20567550000000001]
[0.1673347,null,0.20567550000000001]
[0.1673347,null,0.20567550000000001]
[0.16719139999999999,null,0.20567550000000001]
[0.16719139999999999,null,0.20567550000000001]
[0.16719139999999999,null,0.20567550000000001]
[0.16719139999999999,null,0.20567550000000001]
[0.16719139999999999,null,0.20567550000000001]
[0.16719139999999999,null,0.20567550000000001]
[0.16719139999999999,null,0.20567550000000001]
[0.16719139999999999,null,0.20567550000000001]
[0.1668394,null,0.20567550000000001]
[0.1668394,null,0.20567550000000001]
[0.1668394,null,0.20567550000000001]
[0.1668394,null,0.20567550000000001]
[0.1668394,null,0.20567550000000001]
[0.1667246,null,0.20567550000000001]
[0.1667246,null,0.20567550000000001]
[0.16658120000000001,null,0.20567550000000001]
[0.16658120000000001,null,0.20567550000000001]
[0.16658120000000001,null,0.20567550000000001]
[0.16658120000000001,null,0.20567550000000001]
[0.16658120000000001,null,0.20567550000000001]
[0.16658120000000001,null,0.20567550000000001]
[0.16658120000000001,null,0.20567550000000001]
[0.16658120000000001,null,0.20567550000000001]
[0.16658120000000001,null,0.20567550000000001]
[0.16658120000000001,null,0.20567550000000001]
[0.16658120000000001,null,0.20554059999999999]
[0.1664311,null,0.20554059999999999]
[0.1664311,null,0.20554059999999999]
[0.1664311,null,0.2053683]
[0.16628770000000001,null,0.2053683]
[0.16617290000000001,null,0.2053683]
[0.16617290000000001,null,0.20518]
[0.16617290000000001,null,0.20518]
[0.16617290000000001,null,0.20518]
[0.16617290000000001,null,0.20518]
[0.16617290000000001,null,0.20518]
[0.16617290000000001,null,0.20518]
[0.16617290000000001,null,0.20518]
[0.16617290000000001,null,0.20518]
[0.1660295,null,0.20518]
[0.1660295,null,0.20518]
[0.1660295,null,0.20518]
[0.1660295,null,0.20518]
[0.16587940000000001,null,0.20518]
[0.16587940000000001,null,0.20518]
[0.16576460000000001,null,0.20518]
[0.16576460000000001,null,0.20504749999999999]
[0.16576460000000001,null,0.20504749999999999]
[0.16576460000000001,null,0.20504749999999999]
[0.16576460000000001,null,0.20504749999999999]
[0.16576460000000001,null,0.20504749999999999]
[0.16576460000000001,null,0.20504749999999999]
[0.16576460000000001,null,0.20504749999999999]
[0.16576460000000001,null,0.20504749999999999]
[0.16576460000000001,null,0.20504749999999999]
[0.1656212,null,0.20504749999999999]
[0.1656212,null,0.20504749999999999]
[0.1656212,null,0.20504749999999999]
[0.16535620000000001,null,0.20504749999999999]
[0.16535620000000001,null,0.20504749999999999]
[0.16535620000000001,null,0.20504749999999999]
[0.16535620000000001,null,0.20504749999999999]
[0.16535620000000001,null,0.20504749999999999]
[0.16535620000000001,null,0.20504749999999999]
[0.16535620000000001,null,0.20504749999999999]
[0.16535620000000001,null,0.20504749999999999]
[0.16535620000000001,null,0.20504749999999999]
[0.16535620000000001,null,0.20485919999999999]
[0.16535620000000001,null,0.20485919999999999]
[0.16535620000000001,null,0.20485919999999999]
[0.16535620000000001,null,0.20455010000000001]
[0.16535620000000001,null,0.20455010000000001]
[0.16535620000000001,null,0.20455010000000001]
[0.16535620000000001,null,0.20455010000000001]
[0.1652129,null,0.20455010000000001]
[0.16506270000000001,null,0.20455010000000001]
[0.16506270000000001,null,0.20455010000000001]
[0.16506270000000001,null,0.20455010000000001]
[0.16506270000000001,null,0.20455010000000001]
[0.16506270000000001,null,0.20455010000000001]
[0.16506270000000001,null,0.20455010000000001]
[0.16506270000000001,null,0.20455010000000001]
[0.16506270000000001,null,0.20455010000000001]
[0.16506270000000001,null,0.20455010000000001]
[0.16494790000000001,null,0.20455010000000001]
[0.16494790000000001,null,0.20455010000000001]
[0.16479769999999999,null,0.20455010000000001]
[0.1646968,null,0.20455010000000001]
[0.16459589999999999,null,0.20455010000000001]
[0.16459589999999999,null,0.20455010000000001]
[0.16459589999999999,null,0.20455010000000001]
[0.1644526,null,0.20455010000000001]
[0.1644526,null,0.20455010000000001]
[0.1644526,null,0.2043778]
[0.1644526,null,0.2043778]
[0.1644526,null,0.2043778]
[0.16430239999999999,null,0.2043778]
[0.16430239999999999,null,0.2043778]
[0.16430239999999999,null,0.2043778]
[0.16430239999999999,null,0.2043778]
[0.16418759999999999,null,0.2043778]
[0.1640375,null,0.2043778]
[0.1640375,null,0.2043778]
[0.1640375,null,0.2043104]
[0.1640375,null,0.20424290000000001]
[0.1640375,null,0.20424290000000001]
[0.1640375,null,0.20424290000000001]
[0.1640375,null,0.20424290000000001]
[0.1640375,null,0.20424290000000001]
[0.1640375,null,0.20424290000000001]
[0.1640374,null,0.2040546]
[0.1640374,null,0.2039221]
[0.1640374,null,0.2039221]
[0.1640374,null,0.2039221]
[0.1640374,null,0.2039221]
[0.1640374,null,0.2039221]
[0.1639226,null,0.2039221]
[0.1639226,null,0.2039221]
[0.16377249999999999,null,0.2039221]
[0.1636291,null,0.2039221]
[0.1636291,null,0.2039221]
[0.1636291,null,0.2039221]
[0.1636291,null,0.2039221]
[0.1636291,null,0.2039221]
[0.16347900000000001,null,0.2039221]
[0.16347900000000001,null,0.2039221]
[0.16347900000000001,null,0.2039221]
[0.16336419999999999,null,0.2039221]
[0.16336419999999999,null,0.2039221]
[0.16336419999999999,null,0.2039221]
[0.16336419999999999,null,0.2039221]
[0.16336419999999999,null,0.2039221]
[0.16336419999999999,null,0.2039221]
[0.16336419999999999,null,0.2039221]
[0.1632208,null,0.2039221]
[0.16307060000000001,null,0.2039221]
[0.16286880000000001,null,0.2039221]
[0.16286880000000001,null,0.2039221]
[0.16286880000000001,null,0.2039221]
[0.16286880000000001,null,0.2039221]
[0.16286880000000001,null,0.2039221]
[0.16286880000000001,null,0.2039221]
[0.1627255,null,0.20374980000000001]
[0.1627255,null,0.20374980000000001]
[0.1627255,null,0.20374980000000001]
[0.1627255,null,0.20356150000000001]
[0.16261059999999999,null,0.20356150000000001]
[0.16261059999999999,null,0.20356150000000001]
[0.16246050000000001,null,0.20356150000000001]
[0.16246050000000001,null,0.20356150000000001]
[0.16246050000000001,null,0.20356150000000001]
[0.16246050000000001,null,0.20356150000000001]
[0.16246050000000001,null,0.20356150000000001]
[0.16246050000000001,null,0.20356150000000001]
[0.16246050000000001,null,0.2032524]
[0.16246050000000001,null,0.2032524]
[0.16246050000000001,null,0.2032524]
[0.16246050000000001,null,0.2032524]
[0.16246050000000001,null,0.2032524]
[0.16234570000000001,null,0.2032524]
[0.16219549999999999,null,0.2032524]
[0.16205220000000001,null,0.2031174]
[0.16205220000000001,null,0.2031174]
[0.16205220000000001,null,0.2031174]
[0.16205220000000001,null,0.2031174]
[0.16205220000000001,null,0.2031174]
[0.16190199999999999,null,0.2031174]
[0.16190199999999999,null,0.2031174]
[0.16190199999999999,null,0.2031174]
[0.16190199999999999,null,0.2031174]
[0.16190199999999999,null,0.2031174]
[0.16190199999999999,null,0.2031174]
[0.16190199999999999,null,0.2031174]
[0.16190199999999999,null,0.2031174]
[0.1617586,null,0.2031174]
[0.16160849999999999,null,0.2031174]
[0.16160849999999999,null,0.2031174]
[0.16149369999999999,null,0.20305119999999999]
[0.16149369999999999,null,0.20305119999999999]
[0.16149369999999999,null,0.202985]
[0.16149369999999999,null,0.20281270000000001]
[0.16149369999999999,null,0.20281270000000001]
[0.16149369999999999,null,0.20281270000000001]
[0.16149369999999999,null,0.20281270000000001]
[0.16149369999999999,null,0.20281270000000001]
[0.16149369999999999,null,0.20281270000000001]
[0.16149369999999999,null,0.20281270000000001]
[0.1613503,null,0.20281270000000001]
[0.16120019999999999,null,0.20281270000000001]
[0.16108539999999999,null,0.20281270000000001]
[0.16108539999999999,null,0.20281270000000001]
[0.16108539999999999,null,0.20281270000000001]
[0.16108539999999999,null,0.20262440000000001]
[0.16108539999999999,null,0.20262440000000001]
[0.16108539999999999,null,0.20262440000000001]
[0.16108539999999999,null,0.20262440000000001]
[0.16108539999999999,null,0.20262440000000001]
[0.16108529999999999,null,0.20262440000000001]
[0.1607481,null,0.20262440000000001]
[0.1607481,null,0.20262440000000001]
[0.1605463,null,0.20262440000000001]
[0.16040289999999999,null,0.20262440000000001]
[0.16040289999999999,null,0.20262440000000001]
[0.16040289999999999,null,0.20262440000000001]
[0.16040289999999999,null,0.20262440000000001]
[0.16040289999999999,null,0.20262440000000001]
[0.1602528,null,0.20262440000000001]
[0.1602527,null,0.20262440000000001]
[0.1601379,null,0.20262440000000001]
[0.1601379,null,0.20262440000000001]
[0.1601379,null,0.20262440000000001]
[0.1601379,null,0.20262440000000001]
[0.1601379,null,0.20262440000000001]
[0.1601379,null,0.20262440000000001]
[0.1601379,null,0.20262440000000001]
[0.1601379,null,0.20262440000000001]
[0.1601379,null,0.20262440000000001]
[0.1598444,null,0.20262440000000001]
[0.1598444,null,0.20262440000000001]
[0.1598444,null,0.20262440000000001]
[0.1597296,null,0.2024521]
[0.1597296,null,0.2024521]
[0.1597296,null,0.2024521]
[0.1597296,null,0.2024521]
[0.1597296,null,0.20214299999999999]
[0.1597296,null,0.20214299999999999]
[0.1597296,null,0.20214299999999999]
[0.1597296,null,0.20214299999999999]
[0.1597296,null,0.20214299999999999]
[0.1597296,null,0.20214299999999999]
[0.15957950000000001,null,0.20214299999999999]
[0.15957950000000001,null,0.20214299999999999]
[0.15957950000000001,null,0.20214299999999999]
[0.15957950000000001,null,0.20214299999999999]
[0.1594361,null,0.20214299999999999]
[0.1594361,null,0.20214299999999999]
[0.1594361,null,0.20214299999999999]
[0.1594361,null,0.20214299999999999]
[0.1593213,null,0.20195469999999999]
[0.1593213,null,0.20195469999999999]
[0.1593213,null,0.20195469999999999]
[0.1593213,null,0.20181969999999999]
[0.1593213,null,0.20181969999999999]
[0.1593213,null,0.20181969999999999]
[0.1593213,null,0.20181969999999999]
[0.1593213,null,0.20181969999999999]
[0.1593213,null,0.20181969999999999]
[0.15917110000000001,null,0.20164750000000001]
[0.15917110000000001,null,0.20164750000000001]
[0.1590278,null,0.20164750000000001]
[0.1590278,null,0.20164750000000001]
[0.1590278,null,0.20164750000000001]
[0.1590278,null,0.20164750000000001]
[0.1590278,null,0.20164750000000001]
[0.1590278,null,0.20164750000000001]
[0.1590278,null,0.20164750000000001]
[0.1590278,null,0.20164750000000001]
[0.1590278,null,0.20164750000000001]
[0.15887760000000001,null,0.20164750000000001]
[0.15876280000000001,null,0.20164750000000001]
[0.15876280000000001,null,0.20164750000000001]
[0.15841759999999999,null,0.20164750000000001]
[0.15841759999999999,null,0.20164750000000001]
[0.15841759999999999,null,0.20164750000000001]
[0.15841759999999999,null,0.20164750000000001]
[0.15841759999999999,null,0.20164750000000001]
[0.15841759999999999,null,0.20164750000000001]
[0.15841759999999999,null,0.20164750000000001]
[0.15841759999999999,null,0.20164750000000001]
[0.15830279999999999,null,0.20164750000000001]
[0.15830279999999999,null,0.20164750000000001]
[0.15830279999999999,null,0.20164750000000001]
[0.15815270000000001,null,0.20164750000000001]
[0.15815270000000001,null,0.201515]
[0.15815270000000001,null,0.201515]
[0.15815270000000001,null,0.201515]
[0.15800929999999999,null,0.201515]
[0.15800929999999999,null,0.201515]
[0.15800929999999999,null,0.2013267]
[0.15800929999999999,null,0.2013267]
[0.15800929999999999,null,0.20101759999999999]
[0.1578591,null,0.20101759999999999]
[0.1578591,null,0.2008453]
[0.1577443,null,0.2008453]
[0.1577443,null,0.2008453]
[0.1577443,null,0.20077780000000001]
[0.1577443,null,0.20077780000000001]
[0.1577443,null,0.20071040000000001]
[0.1577443,null,0.20071040000000001]
[0.1577443,null,0.20071040000000001]
[0.1577443,null,0.20071040000000001]
[0.1577443,null,0.20071040000000001]
[0.1577443,null,0.20071040000000001]
[0.15759419999999999,null,0.20071040000000001]
[0.1574508,null,0.20071040000000001]
[0.1574508,null,0.20071040000000001]
[0.1574508,null,0.20071040000000001]
[0.1574508,null,0.20071040000000001]
[0.1574508,null,0.20071040000000001]
[0.157336,null,0.20071040000000001]
[0.157336,null,0.20071040000000001]
[0.157336,null,0.20071040000000001]
[0.15698400000000001,null,0.20071040000000001]
[0.15698400000000001,null,0.20071040000000001]
[0.15698400000000001,null,0.20071040000000001]
[0.15698400000000001,null,0.20071040000000001]
[0.15698400000000001,null,0.20052200000000001]
[0.15669050000000001,null,0.20052200000000001]
[0.15669050000000001,null,0.20052200000000001]
[0.15669050000000001,null,0.20052200000000001]
[0.15669050000000001,null,0.20052200000000001]
[0.15669050000000001,null,0.20052200000000001]
[0.15669050000000001,null,0.20052200000000001]
[0.15669050000000001,null,0.20052200000000001]
[0.15669050000000001,null,0.20052200000000001]
[0.15669050000000001,null,0.20052200000000001]
[0.15669050000000001,null,0.20052200000000001]
[0.15669050000000001,null,0.20052200000000001]
[0.15669050000000001,null,0.20052200000000001]
[0.15669050000000001,null,0.20052200000000001]
[0.1565404,null,0.20052200000000001]
[0.1564255,null,0.20034979999999999]
[0.1564255,null,0.20034979999999999]
[0.1564255,null,0.20034979999999999]
[0.1564255,null,0.20034979999999999]
[0.15628220000000001,null,0.20034979999999999]
[0.15628220000000001,null,0.20034979999999999]
[0.15628220000000001,null,0.20034979999999999]
[0.15628220000000001,null,0.20034979999999999]
[0.15628220000000001,null,0.20034979999999999]
[0.15628220000000001,null,0.20034979999999999]
[0.15613199999999999,null,0.20034979999999999]
[0.15613199999999999,null,0.20034979999999999]
[0.15613199999999999,null,0.20034979999999999]
[0.15601719999999999,null,0.20034979999999999]
[0.15601719999999999,null,0.20034979999999999]
[0.15601719999999999,null,0.20034979999999999]
[0.15587380000000001,null,0.20004069999999999]
[0.15587380000000001,null,0.20004069999999999]
[0.15587380000000001,null,0.20004069999999999]
[0.15587380000000001,null,0.20004069999999999]
[0.15587380000000001,null,0.20004069999999999]
[0.15587380000000001,null,0.19985230000000001]
[0.15587380000000001,null,0.19985230000000001]
[0.15587380000000001,null,0.19985230000000001]
[0.15575900000000001,null,0.19985230000000001]
[0.15575900000000001,null,0.19971739999999999]
[0.15546550000000001,null,0.19971739999999999]
[0.15546550000000001,null,0.19971739999999999]
[0.15546550000000001,null,0.19971739999999999]
[0.15546550000000001,null,0.19971739999999999]
[0.1552637,null,0.19971739999999999]
[0.1552637,null,0.19971739999999999]
[0.1552637,null,0.19971739999999999]
[0.1552637,null,0.19971739999999999]
[0.1552637,null,0.19971739999999999]
[0.1552637,null,0.1995451]
[0.1552637,null,0.1995451]
[0.1552637,null,0.1995451]
[0.15512029999999999,null,0.1995451]
[0.15512029999999999,null,0.1995451]
[0.15512029999999999,null,0.1995451]
[0.1549702,null,0.1995451]
[0.1548554,null,0.1995451]
[0.1548554,null,0.1995451]
[0.1548554,null,0.1995451]
[0.15468670000000001,null,0.1995451]
[0.15468670000000001,null,0.1995451]
[0.15451809999999999,null,0.1995451]
[0.15451809999999999,null,0.1995451]
[0.15451809999999999,null,0.1995451]
[0.15444640000000001,null,0.1995451]
[0.1543747,null,0.1995451]
[0.15422459999999999,null,0.1995451]
[0.15422459999999999,null,0.1995451]
[0.15422459999999999,null,0.1995451]
[0.15410979999999999,null,0.1995451]
[0.15410979999999999,null,0.1995451]
[0.15410979999999999,null,0.1995451]
[0.15410979999999999,null,0.1993568]
[0.15410979999999999,null,0.1993568]
[0.15410979999999999,null,0.1993568]
[0.15410979999999999,null,0.1993568]
[0.15410979999999999,null,0.1993568]
[0.15410979999999999,null,0.1993568]
[0.1539596,null,0.1993568]
[0.1539596,null,0.1993568]
[0.15381629999999999,null,0.1993568]
[0.15381629999999999,null,0.1993568]
[0.15381629999999999,null,0.1993568]
[0.15381629999999999,null,0.1993568]
[0.15381629999999999,null,0.1993568]
[0.15381629999999999,null,0.1993568]
[0.15381629999999999,null,0.1993568]
[0.15381629999999999,null,0.1993568]
[0.15381629999999999,null,0.1992707]
[0.15381629999999999,null,0.19918449999999999]
[0.15381629999999999,null,0.19918449999999999]
[0.1533495,null,0.19918449999999999]
[0.1533495,null,0.19918449999999999]
[0.1533495,null,0.19904959999999999]
[0.1533495,null,0.19904959999999999]
[0.15320610000000001,null,0.19904959999999999]
[0.15320610000000001,null,0.19904959999999999]
[0.15320610000000001,null,0.19904959999999999]
[0.15320610000000001,null,0.19904959999999999]
[0.15320610000000001,null,0.19874049999999999]
[0.15320610000000001,null,0.19874049999999999]
[0.153056,null,0.19874049999999999]
[0.153056,null,0.19874049999999999]
[0.153056,null,0.19874049999999999]
[0.153056,null,0.19874049999999999]
[0.153056,null,0.19874049999999999]
[0.1529411,null,0.19874049999999999]
[0.1529411,null,0.19874049999999999]
[0.1529411,null,0.19874049999999999]
[0.15279100000000001,null,0.19874049999999999]
[0.15279100000000001,null,0.19874049999999999]
[0.15279100000000001,null,0.19874049999999999]
[0.15264759999999999,null,0.19874049999999999]
[0.15264759999999999,null,0.19874049999999999]
[0.15264759999999999,null,0.19874049999999999]
[0.15249750000000001,null,0.19874049999999999]
[0.15249750000000001,null,0.19874049999999999]
[0.15249750000000001,null,0.19874049999999999]
[0.15249750000000001,null,0.19855210000000001]
[0.15249750000000001,null,0.19855210000000001]
[0.15249750000000001,null,0.19855210000000001]
[0.15249750000000001,null,0.19855210000000001]
[0.15249750000000001,null,0.19855210000000001]
[0.15249750000000001,null,0.19855210000000001]
[0.15234729999999999,null,0.19855210000000001]
[0.15234729999999999,null,0.19855210000000001]
[0.15234729999999999,null,0.19855210000000001]
[0.15234729999999999,null,0.19855210000000001]
[0.15220400000000001,null,0.19855210000000001]
[0.15220400000000001,null,0.1983799]
[0.15220400000000001,null,0.1983799]
[0.15220400000000001,null,0.1983799]
[0.15220400000000001,null,0.1983799]
[0.1520891,null,0.1983799]
[0.15193899999999999,null,0.1983799]
[0.15193899999999999,null,0.1983799]
[0.15193899999999999,null,0.1983799]
[0.15193899999999999,null,0.1983799]
[0.1517956,null,0.1983799]
[0.1517956,null,0.1983799]
[0.1517956,null,0.1983799]
[0.1517956,null,0.1983799]
[0.1517956,null,0.1983799]
[0.1517956,null,0.1983799]
[0.15153069999999999,null,0.1983799]
[0.15153069999999999,null,0.1983799]
[0.15153069999999999,null,0.1983799]
[0.15153069999999999,null,0.1983799]
[0.15153069999999999,null,0.1983799]
[0.1513805,null,0.1983124]
[0.1511787,null,0.1983124]
[0.1511787,null,0.1983124]
[0.1511787,null,0.1982449]
[0.1511787,null,0.1982449]
[0.1511787,null,0.1982449]
[0.1511787,null,0.1982449]
[0.1511787,null,0.1979358]
[0.1510639,null,0.1979358]
[0.1510639,null,0.1979358]
[0.15099219999999999,null,0.1979358]
[0.15092050000000001,null,0.1979358]
[0.15092050000000001,null,0.1979358]
[0.15092050000000001,null,0.1979358]
[0.15092050000000001,null,0.1979358]
[0.15092050000000001,null,0.1979358]
[0.1507704,null,0.1979358]
[0.1507704,null,0.19774749999999999]
[0.15062700000000001,null,0.19774749999999999]
[0.15062700000000001,null,0.19774749999999999]
[0.15062700000000001,null,0.19774749999999999]
[0.15051220000000001,null,0.19774749999999999]
[0.15051220000000001,null,0.19774749999999999]
[0.15051220000000001,null,0.19774749999999999]
[0.15051220000000001,null,0.19774749999999999]
[0.15051220000000001,null,0.19757520000000001]
[0.15051220000000001,null,0.19757520000000001]
[0.15051220000000001,null,0.19757520000000001]
[0.15051220000000001,null,0.19757520000000001]
[0.150362,null,0.19757520000000001]
[0.150362,null,0.19757520000000001]
[0.150362,null,0.19757520000000001]
[0.150362,null,0.19757520000000001]
[0.15021870000000001,null,0.19757520000000001]
[0.15021870000000001,null,0.19757520000000001]
[0.15021870000000001,null,0.19757520000000001]
[0.15021870000000001,null,0.19757520000000001]
[0.15010390000000001,null,0.19757520000000001]
[0.15010390000000001,null,0.19757520000000001]
[0.1499537,null,0.19757520000000001]
[0.1499537,null,0.19757520000000001]
[0.14961640000000001,null,0.19757520000000001]
[0.14961640000000001,null,0.19757520000000001]
[0.14961640000000001,null,0.19757520000000001]
[0.14961640000000001,null,0.19757520000000001]
[0.14961640000000001,null,0.19757520000000001]
[0.14954480000000001,null,0.19757520000000001]
[0.1492713,null,0.19757520000000001]
[0.1492713,null,0.19757520000000001]
[0.1492713,null,0.19757520000000001]
[0.1492713,null,0.19757520000000001]
[0.1491565,null,0.19757520000000001]
[0.14915639999999999,null,0.19757520000000001]
[0.14915639999999999,null,0.19757520000000001]
[0.14900630000000001,null,0.19757520000000001]
[0.14900630000000001,null,0.19757520000000001]
[0.14900630000000001,null,0.19757520000000001]
[0.14900630000000001,null,0.19757520000000001]
[0.14900630000000001,null,0.19744030000000001]
[0.14900630000000001,null,0.19744030000000001]
[0.14885609999999999,null,0.19744030000000001]
[0.14885609999999999,null,0.19744020000000001]
[0.14885609999999999,null,0.19744020000000001]
[0.14885609999999999,null,0.19744020000000001]
[0.14885609999999999,null,0.19744020000000001]
[0.14885609999999999,null,0.19744020000000001]
[0.14871280000000001,null,0.19744020000000001]
[0.14871280000000001,null,0.19744020000000001]
[0.14859800000000001,null,0.19744020000000001]
[0.14859800000000001,null,0.1971311]
[0.14844779999999999,null,0.1971311]
[0.14844779999999999,null,0.1971311]
[0.14844779999999999,null,0.1971311]
[0.14844779999999999,null,0.1971311]
[0.14844779999999999,null,0.1971311]
[0.14844779999999999,null,0.1971311]
[0.14844779999999999,null,0.1971311]
[0.14844779999999999,null,0.1971311]
[0.14844779999999999,null,0.1971311]
[0.14844779999999999,null,0.1971311]
[0.14844779999999999,null,0.1971311]
[0.1483044,null,0.1971311]
[0.1483044,null,0.1971311]
[0.1483044,null,0.1971311]
[0.1483044,null,0.1971311]
[0.1483044,null,0.1971311]
[0.14815429999999999,null,0.1971311]
[0.1480109,null,0.1971311]
[0.1480109,null,0.1971311]
[0.1480109,null,0.1971311]
[0.1478961,null,0.19695889999999999]
[0.1476943,null,0.19695889999999999]
[0.1476943,null,0.19695889999999999]
[0.1476943,null,0.19695889999999999]
[0.1476943,null,0.19695889999999999]
[0.1476943,null,0.19677049999999999]
[0.1476943,null,0.19677049999999999]
[0.1476943,null,0.19677049999999999]
[0.1476943,null,0.19677049999999999]
[0.1476943,null,0.19677049999999999]
[0.1476943,null,0.19677049999999999]
[0.1476943,null,0.19677049999999999]
[0.1476943,null,0.19677049999999999]
[0.1476943,null,0.19677049999999999]
[0.1476943,null,0.19677049999999999]
[0.1475795,null,0.19677049999999999]
[0.14742930000000001,null,0.19677049999999999]
[0.14742930000000001,null,0.19663810000000001]
[0.147286,null,0.19650309999999999]
[0.147286,null,0.19650309999999999]
[0.147286,null,0.19650309999999999]
[0.147286,null,0.19650309999999999]
[0.147286,null,0.19650309999999999]
[0.147286,null,0.19650309999999999]
[0.147286,null,0.19650309999999999]
[0.147286,null,0.19650309999999999]
[0.147286,null,0.19650309999999999]
[0.147286,null,0.19650309999999999]
[0.147286,null,0.19650309999999999]
[0.1471712,null,0.19650309999999999]
[0.14702779999999999,null,0.19650309999999999]
[0.1468776,null,0.19650309999999999]
[0.1468776,null,0.19650309999999999]
[0.1468776,null,0.19650309999999999]
[0.1468776,null,0.19650309999999999]
[0.1468776,null,0.19650309999999999]
[0.1468776,null,0.19650309999999999]
[0.1468776,null,0.19650309999999999]
[0.1468776,null,0.19650309999999999]
[0.1466758,null,0.19650309999999999]
[0.1466758,null,0.19650309999999999]
[0.1466758,null,0.19650309999999999]
[0.146561,null,0.19650309999999999]
[0.14641090000000001,null,0.19650309999999999]
[0.14626749999999999,null,0.19650309999999999]
[0.14626749999999999,null,0.19650309999999999]
[0.14626749999999999,null,0.19650309999999999]
[0.14626749999999999,null,0.1960057]
[0.14626749999999999,null,0.1960057]
[0.14626749999999999,null,0.1960057]
[0.14626749999999999,null,0.1960057]
[0.14626749999999999,null,0.1960057]
[0.14626749999999999,null,0.1960057]
[0.14626749999999999,null,0.1960057]
[0.14626749999999999,null,0.1960057]
[0.14611730000000001,null,0.19587070000000001]
[0.14611730000000001,null,0.19587070000000001]
[0.14611730000000001,null,0.19587070000000001]
[0.14611730000000001,null,0.19587070000000001]
[0.14611730000000001,null,0.19587070000000001]
[0.14600250000000001,null,0.19587070000000001]
[0.14600250000000001,null,0.19587070000000001]
[0.14585919999999999,null,0.19587070000000001]
[0.14585919999999999,null,0.19587070000000001]
[0.14585919999999999,null,0.19587070000000001]
[0.14585919999999999,null,0.19587070000000001]
[0.14585919999999999,null,0.19587070000000001]
[0.14585919999999999,null,0.19587070000000001]
[0.14585919999999999,null,0.19587070000000001]
[0.14585919999999999,null,0.19587070000000001]
[0.14585919999999999,null,0.19587070000000001]
[0.14585919999999999,null,0.19587070000000001]
[0.14585919999999999,null,0.1956985]
[0.1453718,null,0.1956985]
[0.14537169999999999,null,0.1956985]
[0.14525689999999999,null,0.1956985]
[0.14525689999999999,null,0.1956985]
[0.14525689999999999,null,0.1956985]
[0.14525689999999999,null,0.1956985]
[0.14525689999999999,null,0.1956985]
[0.14525689999999999,null,0.1956985]
[0.14525689999999999,null,0.1956985]
[0.14511360000000001,null,0.1956985]
[0.14511360000000001,null,0.1956985]
[0.14511360000000001,null,0.1956985]
[0.14476159999999999,null,0.1956985]
[0.14476159999999999,null,0.19556599999999999]
[0.14464679999999999,null,0.19556599999999999]
[0.14464679999999999,null,0.19556599999999999]
[0.14464679999999999,null,0.19556599999999999]
[0.14464679999999999,null,0.19556599999999999]
[0.14464679999999999,null,0.19537769999999999]
[0.14464679999999999,null,0.19537769999999999]
[0.1445034,null,0.19537769999999999]
[0.1445034,null,0.19537769999999999]
[0.1445034,null,0.19537769999999999]
[0.1445034,null,0.19537769999999999]
[0.14435329999999999,null,0.19537769999999999]
[0.14435329999999999,null,0.19537769999999999]
[0.14435329999999999,null,0.19537769999999999]
[0.14435329999999999,null,0.19537769999999999]
[0.14435329999999999,null,0.19537769999999999]
[0.14435329999999999,null,0.19506860000000001]
[0.1442031,null,0.19506860000000001]
[0.1442031,null,0.19506860000000001]
[0.1442031,null,0.19506860000000001]
[0.1442031,null,0.19506860000000001]
[0.1440883,null,0.19506860000000001]
[0.1440883,null,0.19506860000000001]
[0.1440883,null,0.19506860000000001]
[0.1440883,null,0.19493360000000001]
[0.1440883,null,0.19493360000000001]
[0.1440883,null,0.19493360000000001]
[0.1440883,null,0.19493360000000001]
[0.1440883,null,0.19493360000000001]
[0.1440883,null,0.19493360000000001]
[0.14393819999999999,null,0.19493360000000001]
[0.1437948,null,0.19493360000000001]
[0.1437948,null,0.19493360000000001]
[0.1437948,null,0.19493360000000001]
[0.1437948,null,0.19493360000000001]
[0.1437948,null,0.19493360000000001]
[0.143593,null,0.19493360000000001]
[0.143593,null,0.19493360000000001]
[0.143593,null,0.19493360000000001]
[0.14344280000000001,null,0.19493360000000001]
[0.14344280000000001,null,0.19493360000000001]
[0.14332800000000001,null,0.19493360000000001]
[0.14332800000000001,null,0.19493360000000001]
[0.14332800000000001,null,0.19493360000000001]
[0.14332800000000001,null,0.19474530000000001]
[0.1431779,null,0.19474530000000001]
[0.1431779,null,0.19474530000000001]
[0.1431779,null,0.19474530000000001]
[0.1431779,null,0.19474530000000001]
[0.1431779,null,0.19474530000000001]
[0.14303450000000001,null,0.19474530000000001]
[0.14303450000000001,null,0.19474530000000001]
[0.14303450000000001,null,0.19474530000000001]
[0.14303450000000001,null,0.19474530000000001]
[0.14303450000000001,null,0.19474530000000001]
[0.14276949999999999,null,0.19474530000000001]
[0.14276949999999999,null,0.19474530000000001]
[0.14276949999999999,null,0.19474530000000001]
[0.14276949999999999,null,0.19474530000000001]
[0.14276949999999999,null,0.19474530000000001]
[0.14276949999999999,null,0.19474530000000001]
[0.14276949999999999,null,0.19474530000000001]
[0.14276949999999999,null,0.19474530000000001]
[0.14269780000000001,null,0.19447790000000001]
[0.14262620000000001,null,0.19447790000000001]
[0.14262620000000001,null,0.19447790000000001]
[0.14262620000000001,null,0.19447790000000001]
[0.14262620000000001,null,0.19447790000000001]
[0.14262620000000001,null,0.19447790000000001]
[0.14251140000000001,null,0.19447790000000001]
[0.14251140000000001,null,0.19447790000000001]
[0.14251140000000001,null,0.19447790000000001]
[0.14236119999999999,null,0.19447790000000001]
[0.14236119999999999,null,0.19447790000000001]
[0.14236119999999999,null,0.19447790000000001]
[0.1421926,null,0.19428960000000001]
[0.1421926,null,0.19428960000000001]
[0.1418806,null,0.19428960000000001]
[0.14167879999999999,null,0.19428960000000001]
[0.1415286,null,0.19428960000000001]
[0.1415286,null,0.1939805]
[0.1415286,null,0.1939805]
[0.1415286,null,0.1939805]
[0.1415286,null,0.1939805]
[0.14141380000000001,null,0.1939805]
[0.14141380000000001,null,0.1939805]
[0.14126359999999999,null,0.1939805]
[0.14126359999999999,null,0.1939805]
[0.14126359999999999,null,0.1939805]
[0.14126359999999999,null,0.1939805]
[0.14126359999999999,null,0.1939805]
[0.14126359999999999,null,0.1939805]
[0.14126359999999999,null,0.1939805]
[0.14126359999999999,null,0.1939805]
[0.14126359999999999,null,0.1939805]
[0.1411203,null,0.1939805]
[0.1411203,null,0.1939805]
[0.14100550000000001,null,0.1939805]
[0.14100550000000001,null,0.1939805]
[0.14100550000000001,null,0.1939805]
[0.14085529999999999,null,0.1939805]
[0.14085529999999999,null,0.1939805]
[0.14085529999999999,null,0.1939805]
[0.14085529999999999,null,0.19380820000000001]
[0.14085529999999999,null,0.19380820000000001]
[0.14085529999999999,null,0.19355240000000001]
[0.14085529999999999,null,0.19348489999999999]
[0.14085529999999999,null,0.19348489999999999]
[0.1407052,null,0.19348489999999999]
[0.1407052,null,0.19348489999999999]
[0.1407052,null,0.19348489999999999]
[0.1407052,null,0.19348489999999999]
[0.1407052,null,0.19348489999999999]
[0.1405903,null,0.19348489999999999]
[0.14044699999999999,null,0.19348489999999999]
[0.14044699999999999,null,0.19348489999999999]
[0.14044699999999999,null,0.19348489999999999]
[0.1402968,null,0.19348489999999999]
[0.1402968,null,0.19348489999999999]
[0.1402968,null,0.19348489999999999]
[0.1402968,null,0.19348489999999999]
[0.1402968,null,0.19348489999999999]
[0.1402968,null,0.19348489999999999]
[0.1402968,null,0.19348489999999999]
[0.1402968,null,0.19348489999999999]
[0.1402968,null,0.19348489999999999]
[0.1402968,null,0.19348489999999999]
[0.1402968,null,0.19348489999999999]
[0.14015349999999999,null,0.19348489999999999]
[0.14003869999999999,null,0.19348489999999999]
[0.1398885,null,0.19348489999999999]
[0.1398885,null,0.19348489999999999]
[0.1398885,null,0.19348489999999999]
[0.1398885,null,0.19348489999999999]
[0.1398885,null,0.19348489999999999]
[0.1398885,null,0.19348489999999999]
[0.1398885,null,0.19335250000000001]
[0.1398885,null,0.19335250000000001]
[0.13973840000000001,null,0.19335250000000001]
[0.13962350000000001,null,0.19335250000000001]
[0.1394802,null,0.19335250000000001]
[0.13933000000000001,null,0.19335250000000001]
[0.13933000000000001,null,0.19335250000000001]
[0.13933000000000001,null,0.19316410000000001]
[0.13933000000000001,null,0.19316410000000001]
[0.13933000000000001,null,0.19316410000000001]
[0.13933000000000001,null,0.19316410000000001]
[0.13933000000000001,null,0.19316410000000001]
[0.13933000000000001,null,0.19316410000000001]
[0.13933000000000001,null,0.192855]
[0.13933000000000001,null,0.192855]
[0.13933000000000001,null,0.192855]
[0.1391867,null,0.192855]
[0.13898479999999999,null,0.192855]
[0.13898479999999999,null,0.192855]
[0.13883470000000001,null,0.192855]
[0.13883470000000001,null,0.19268279999999999]
[0.13883470000000001,null,0.19268279999999999]
[0.13883470000000001,null,0.19268279999999999]
[0.13883470000000001,null,0.19268279999999999]
[0.13883470000000001,null,0.19268279999999999]
[0.13883470000000001,null,0.19268279999999999]
[0.13883470000000001,null,0.19254779999999999]
[0.13883470000000001,null,0.19254779999999999]
[0.13883470000000001,null,0.19254779999999999]
[0.13857649999999999,null,0.19254779999999999]
[0.13857649999999999,null,0.19254779999999999]
[0.13823920000000001,null,0.19254779999999999]
[0.13823920000000001,null,0.19254779999999999]
[0.13823920000000001,null,0.19254779999999999]
[0.13823920000000001,null,0.1924536]
[0.13808909999999999,null,0.19235949999999999]
[0.13797429999999999,null,0.19235949999999999]
[0.13797429999999999,null,0.19235949999999999]
[0.13797429999999999,null,0.19235949999999999]
[0.13797429999999999,null,0.19235949999999999]
[0.1378241,null,0.19235949999999999]
[0.1378241,null,0.19235949999999999]
[0.1378241,null,0.19235949999999999]
[0.1378241,null,0.19235949999999999]
[0.1378241,null,0.19235949999999999]
[0.1378241,null,0.19235949999999999]
[0.1378241,null,0.19235949999999999]
[0.1378241,null,0.19235949999999999]
[0.1378241,null,0.19235949999999999]
[0.1378241,null,0.19235949999999999]
[0.1378241,null,0.19235949999999999]
[0.13768079999999999,null,0.19235949999999999]
[0.13768079999999999,null,0.19235949999999999]
[0.13768079999999999,null,0.19235949999999999]
[0.1375306,null,0.19235949999999999]
[0.1375306,null,0.19235949999999999]
[0.13742969999999999,null,0.19235949999999999]
[0.1373288,null,0.19235949999999999]
[0.137214,null,0.19235949999999999]
[0.137214,null,0.19217119999999999]
[0.137214,null,0.19217119999999999]
[0.137214,null,0.19217119999999999]
[0.137214,null,0.19217119999999999]
[0.137214,null,0.19217119999999999]
[0.137214,null,0.19203870000000001]
[0.137214,null,0.19203870000000001]
[0.137214,null,0.19203870000000001]
[0.13707059999999999,null,0.19203870000000001]
[0.13707059999999999,null,0.1917315]
[0.13707059999999999,null,0.1917315]
[0.1369205,null,0.1917315]
[0.1369205,null,0.1917315]
[0.1369205,null,0.1917315]
[0.1369205,null,0.1917315]
[0.1369205,null,0.1917315]
[0.1369205,null,0.1917315]
[0.1369205,null,0.1917315]
[0.1369205,null,0.19142239999999999]
[0.1368057,null,0.19142239999999999]
[0.1368057,null,0.19142239999999999]
[0.1368057,null,0.19142239999999999]
[0.1368056,null,0.19142239999999999]
[0.1368056,null,0.19142239999999999]
[0.1365121,null,0.19142239999999999]
[0.1365121,null,0.19142239999999999]
[0.1365121,null,0.19142239999999999]
[0.1365121,null,0.19142239999999999]
[0.1365121,null,0.19142239999999999]
[0.1365121,null,0.19142239999999999]
[0.13645470000000001,null,0.19142239999999999]
[0.1361955,null,0.19123409999999999]
[0.1361955,null,0.19123409999999999]
[0.1361955,null,0.19123409999999999]
[0.1361955,null,0.19123409999999999]
[0.1361955,null,0.19123409999999999]
[0.1361955,null,0.19123409999999999]
[0.1361955,null,0.19123409999999999]
[0.1361955,null,0.19123409999999999]
[0.13605210000000001,null,0.19123409999999999]
[0.13605210000000001,null,0.19123409999999999]
[0.135902,null,0.19123409999999999]
[0.135902,null,0.19123409999999999]
[0.135902,null,0.19123409999999999]
[0.1357872,null,0.19123409999999999]
[0.1357872,null,0.1910618]
[0.1357872,null,0.1910618]
[0.13563700000000001,null,0.1910618]
[0.13563700000000001,null,0.1910618]
[0.13549369999999999,null,0.1910618]
[0.13549369999999999,null,0.1910618]
[0.13549369999999999,null,0.1910618]
[0.13549369999999999,null,0.1910618]
[0.13549369999999999,null,0.1910618]
[0.13549369999999999,null,0.1910618]
[0.13549369999999999,null,0.1910618]
[0.13549369999999999,null,0.1910618]
[0.13549369999999999,null,0.1910618]
[0.13549369999999999,null,0.1910618]
[0.13549369999999999,null,0.1910618]
[0.13522870000000001,null,0.19092680000000001]
[0.13522870000000001,null,0.19092680000000001]
[0.13522870000000001,null,0.19092680000000001]
[0.13522870000000001,null,0.19092680000000001]
[0.13522870000000001,null,0.19092680000000001]
[0.13489139999999999,null,0.19073850000000001]
[0.13489139999999999,null,0.19073850000000001]
[0.13468959999999999,null,0.19073850000000001]
[0.13468959999999999,null,0.19073850000000001]
[0.1345462,null,0.19073850000000001]
[0.1345462,null,0.1906061]
[0.13439609999999999,null,0.1906061]
[0.13428129999999999,null,0.1906061]
[0.13428129999999999,null,0.1906061]
[0.13428129999999999,null,0.1906061]
[0.13428129999999999,null,0.1906061]
[0.13428129999999999,null,0.1906061]
[0.13428129999999999,null,0.1906061]
[0.13428129999999999,null,0.1906061]
[0.13428129999999999,null,0.1906061]
[0.13428129999999999,null,0.1906061]
[0.13428129999999999,null,0.1906061]
[0.13428129999999999,null,0.1906061]
[0.13402310000000001,null,0.1906061]
[0.13387299999999999,null,0.1906061]
[0.13387299999999999,null,0.1906061]
[0.13387299999999999,null,0.1906061]
[0.13387299999999999,null,0.1906061]
[0.13387299999999999,null,0.19029689999999999]
[0.13387299999999999,null,0.19029689999999999]
[0.13387289999999999,null,0.19029689999999999]
[0.13387289999999999,null,0.19029689999999999]
[0.13387289999999999,null,0.19029689999999999]
[0.13375809999999999,null,0.19012470000000001]
[0.13361480000000001,null,0.19012470000000001]
[0.13346459999999999,null,0.19012470000000001]
[0.13346459999999999,null,0.19012470000000001]
[0.13346459999999999,null,0.19012470000000001]
[0.13346459999999999,null,0.19012470000000001]
[0.1333637,null,0.19012470000000001]
[0.13326279999999999,null,0.18993640000000001]
[0.13326279999999999,null,0.18993640000000001]
[0.13326279999999999,null,0.18993640000000001]
[0.13326279999999999,null,0.18993640000000001]
[0.13326279999999999,null,0.18993640000000001]
[0.13326279999999999,null,0.18993640000000001]
[0.1331194,null,0.18993640000000001]
[0.1331194,null,0.18993640000000001]
[0.1331194,null,0.18993640000000001]
[0.1331194,null,0.18993640000000001]
[0.13296930000000001,null,0.18993640000000001]
[0.13296930000000001,null,0.18993640000000001]
[0.13285449999999999,null,0.18993640000000001]
[0.13285449999999999,null,0.18993640000000001]
[0.13285449999999999,null,0.18993640000000001]
[0.13285449999999999,null,0.18993640000000001]
[0.13285449999999999,null,0.1899363]
[0.13285449999999999,null,0.1899363]
[0.13285449999999999,null,0.18980140000000001]
[0.13285449999999999,null,0.18980140000000001]
[0.13256100000000001,null,0.18980140000000001]
[0.13256100000000001,null,0.18980140000000001]
[0.13256100000000001,null,0.18980140000000001]
[0.13256100000000001,null,0.18980140000000001]
[0.13256100000000001,null,0.18980140000000001]
[0.13256100000000001,null,0.18980140000000001]
[0.13256100000000001,null,0.18980140000000001]
[0.13256100000000001,null,0.18980140000000001]
[0.13256100000000001,null,0.18980140000000001]
[0.13256100000000001,null,0.18980140000000001]
[0.13209419999999999,null,0.18980140000000001]
[0.13209419999999999,null,0.18980140000000001]
[0.13209419999999999,null,0.18980140000000001]
[0.13209419999999999,null,0.18962909999999999]
[0.13209419999999999,null,0.18962909999999999]
[0.13209419999999999,null,0.18962909999999999]
[0.13209419999999999,null,0.18962909999999999]
[0.13195080000000001,null,0.18962909999999999]
[0.13195080000000001,null,0.18962909999999999]
[0.13195080000000001,null,0.18962909999999999]
[0.13195080000000001,null,0.18962909999999999]
[0.13195080000000001,null,0.18962909999999999]
[0.13161349999999999,null,0.18962909999999999]
[0.13146340000000001,null,0.18949669999999999]
[0.13146340000000001,null,0.18949669999999999]
[0.13146340000000001,null,0.18930839999999999]
[0.13146340000000001,null,0.18930839999999999]
[0.13131999999999999,null,0.18930839999999999]
[0.13131999999999999,null,0.18930839999999999]
[0.13131999999999999,null,0.18930839999999999]
[0.13116990000000001,null,0.18930839999999999]
[0.13116990000000001,null,0.18930839999999999]
[0.13105510000000001,null,0.18930839999999999]
[0.13105510000000001,null,0.18930839999999999]
[0.1308532,null,0.18930839999999999]
[0.1308532,null,0.18930839999999999]
[0.1308532,null,0.18930839999999999]
[0.13070989999999999,null,0.18930839999999999]
[0.13070989999999999,null,0.18930839999999999]
[0.13070989999999999,null,0.18930839999999999]
[0.1305597,null,0.18930839999999999]
[0.1305597,null,0.18930839999999999]
[0.1305597,null,0.18930839999999999]
[0.1305597,null,0.1891361]
[0.1305597,null,0.1891361]
[0.1305597,null,0.1891361]
[0.13029479999999999,null,0.1891361]
[0.13029479999999999,null,0.1891361]
[0.13029479999999999,null,0.1891361]
[0.13029479999999999,null,0.1891361]
[0.13029479999999999,null,0.1891361]
[0.1301514,null,0.1891361]
[0.1301514,null,0.1891361]
[0.13000120000000001,null,0.1891361]
[0.13000120000000001,null,0.1891361]
[0.13000120000000001,null,0.1891361]
[0.13000120000000001,null,0.1891361]
[0.13000120000000001,null,0.1891361]
[0.13000120000000001,null,0.1891361]
[0.13000120000000001,null,0.18882699999999999]
[0.13000120000000001,null,0.18882699999999999]
[0.13000120000000001,null,0.18882699999999999]
[0.12988640000000001,null,0.18882699999999999]
[0.12988640000000001,null,0.18882699999999999]
[0.12988640000000001,null,0.18882699999999999]
[0.12959290000000001,null,0.18882699999999999]
[0.12959290000000001,null,0.18882699999999999]
[0.12959290000000001,null,0.18882699999999999]
[0.129492,null,0.18863869999999999]
[0.12939110000000001,null,0.18863859999999999]
[0.12939110000000001,null,0.18863859999999999]
[0.12939110000000001,null,0.18863859999999999]
[0.12939110000000001,null,0.1885037]
[0.12939110000000001,null,0.1885037]
[0.12939110000000001,null,0.18833140000000001]
[0.12939110000000001,null,0.18833140000000001]
[0.12939110000000001,null,0.18833140000000001]
[0.12924769999999999,null,0.18833140000000001]
[0.12924769999999999,null,0.18833140000000001]
[0.12924769999999999,null,0.18826519999999999]
[0.12924769999999999,null,0.18819900000000001]
[0.12924769999999999,null,0.18819900000000001]
[0.12924769999999999,null,0.18819900000000001]
[0.12924769999999999,null,0.18819900000000001]
[0.12909760000000001,null,0.18819900000000001]
[0.1288958,null,0.18819900000000001]
[0.1288958,null,0.18819900000000001]
[0.1288958,null,0.18819900000000001]
[0.1288958,null,0.18819900000000001]
[0.1288958,null,0.18819900000000001]
[0.1288958,null,0.18819900000000001]
[0.12878100000000001,null,0.18819900000000001]
[0.12878100000000001,null,0.18819900000000001]
[0.12863759999999999,null,0.18819900000000001]
[0.1284874,null,0.18819900000000001]
[0.1284874,null,0.18819900000000001]
[0.1284874,null,0.18819900000000001]
[0.1284874,null,0.18819900000000001]
[0.1284874,null,0.18819900000000001]
[0.1284874,null,0.18819900000000001]
[0.1284874,null,0.18819900000000001]
[0.12834409999999999,null,0.18819900000000001]
[0.12834409999999999,null,0.18819900000000001]
[0.12834409999999999,null,0.18819900000000001]
[0.12834409999999999,null,0.18819900000000001]
[0.1281939,null,0.18819900000000001]
[0.1280791,null,0.18819900000000001]
[0.1280791,null,0.18802669999999999]
[0.1280791,null,0.18802669999999999]
[0.1280791,null,0.18802669999999999]
[0.1280791,null,0.18802669999999999]
[0.1280791,null,0.18802669999999999]
[0.1280791,null,0.18802669999999999]
[0.1280791,null,0.18802669999999999]
[0.1280791,null,0.18802669999999999]
[0.1275838,null,0.18802669999999999]
[0.1275838,null,0.1878918]
[0.1275838,null,0.1878918]
[0.1275838,null,0.1878918]
[0.1275838,null,0.1878918]
[0.1275838,null,0.18770339999999999]
[0.12724650000000001,null,0.18770339999999999]
[0.12724650000000001,null,0.18770339999999999]
[0.12724650000000001,null,0.18770339999999999]
[0.12724650000000001,null,0.18770339999999999]
[0.1269815,null,0.18770339999999999]
[0.1269815,null,0.18770339999999999]
[0.1269815,null,0.18770339999999999]
[0.1269815,null,0.18770339999999999]
[0.1269815,null,0.18770339999999999]
[0.1269815,null,0.18770339999999999]
[0.1269815,null,0.18770339999999999]
[0.12683820000000001,null,0.18770339999999999]
[0.12683820000000001,null,0.18770339999999999]
[0.126688,null,0.18770339999999999]
[0.126688,null,0.18770339999999999]
[0.126688,null,0.18770339999999999]
[0.126688,null,0.18770339999999999]
[0.126688,null,0.18770339999999999]
[0.12639449999999999,null,0.18770339999999999]
[0.12639449999999999,null,0.18757099999999999]
[0.12639449999999999,null,0.18757099999999999]
[0.12627969999999999,null,0.18757099999999999]
[0.12627969999999999,null,0.18757099999999999]
[0.12627969999999999,null,0.18757099999999999]
[0.12607789999999999,null,0.18757099999999999]
[0.12607789999999999,null,0.1873987]
[0.12607789999999999,null,0.1873987]
[0.12607789999999999,null,0.1873987]
[0.12607789999999999,null,0.1873987]
[0.12597030000000001,null,0.1873987]
[0.1259345,null,0.1873987]
[0.12578439999999999,null,0.1873987]
[0.12578439999999999,null,0.1873987]
[0.12578439999999999,null,0.1873987]
[0.12578439999999999,null,0.1873987]
[0.12578439999999999,null,0.1873987]
[0.12578439999999999,null,0.1873987]
[0.12578439999999999,null,0.1873987]
[0.12578439999999999,null,0.1873987]
[0.12578439999999999,null,0.18726380000000001]
[0.125641,null,0.18726380000000001]
[0.125641,null,0.18726380000000001]
[0.125641,null,0.18726380000000001]
[0.1255262,null,0.18726380000000001]
[0.1255262,null,0.18726380000000001]
[0.1255262,null,0.18726380000000001]
[0.12537599999999999,null,0.18726380000000001]
[0.12537599999999999,null,0.18726380000000001]
[0.12537599999999999,null,0.18726380000000001]
[0.12537599999999999,null,0.18726380000000001]
[0.12537599999999999,null,0.18726380000000001]
[0.12537599999999999,null,0.18726380000000001]
[0.12537599999999999,null,0.18709149999999999]
[0.12537599999999999,null,0.18709149999999999]
[0.12537599999999999,null,0.18709149999999999]
[0.12537599999999999,null,0.18709149999999999]
[0.1251178,null,0.18709149999999999]
[0.1249677,null,0.18690319999999999]
[0.1249677,null,0.18690319999999999]
[0.1247659,null,0.18690319999999999]
[0.1247659,null,0.18690319999999999]
[0.1247659,null,0.18690319999999999]
[0.1247659,null,0.18690319999999999]
[0.1247659,null,0.18690319999999999]
[0.1247659,null,0.18690319999999999]
[0.1247659,null,0.18690319999999999]
[0.1246157,null,0.18690319999999999]
[0.1246157,null,0.18690319999999999]
[0.1246157,null,0.18690319999999999]
[0.1246157,null,0.18690319999999999]
[0.1246157,null,0.18690319999999999]
[0.1246157,null,0.18690319999999999]
[0.1246157,null,0.18690319999999999]
[0.1246157,null,0.18690319999999999]
[0.1244724,null,0.18690319999999999]
[0.1243575,null,0.1867682]
[0.1243575,null,0.1867682]
[0.1242074,null,0.1867682]
[0.1242074,null,0.1867682]
[0.1242074,null,0.1867682]
[0.1242074,null,0.18667410000000001]
[0.1242074,null,0.18657989999999999]
[0.1238701,null,0.18657989999999999]
[0.1238701,null,0.18640760000000001]
[0.1238701,null,0.18640760000000001]
[0.12372,null,0.18640760000000001]
[0.12372,null,0.18640760000000001]
[0.12351819999999999,null,0.18640760000000001]
[0.12351819999999999,null,0.18640760000000001]
[0.12351819999999999,null,0.1862752]
[0.12337480000000001,null,0.1862752]
[0.12337480000000001,null,0.1862752]
[0.12337480000000001,null,0.1862752]
[0.12337480000000001,null,0.1862752]
[0.12325999999999999,null,0.1862752]
[0.12325999999999999,null,0.1862752]
[0.12325999999999999,null,0.1862752]
[0.12325999999999999,null,0.1862752]
[0.12310980000000001,null,0.1862752]
[0.12310980000000001,null,0.1862752]
[0.12310980000000001,null,0.1862752]
[0.12310980000000001,null,0.1862752]
[0.12296650000000001,null,0.1862752]
[0.12296650000000001,null,0.1862752]
[0.12285169999999999,null,0.1862752]
[0.12285169999999999,null,0.1862752]
[0.12270150000000001,null,0.1862752]
[0.12270150000000001,null,0.1862752]
[0.12270150000000001,null,0.1862752]
[0.12270150000000001,null,0.1862752]
[0.12270150000000001,null,0.1862752]
[0.12270150000000001,null,0.1862752]
[0.12270150000000001,null,0.1862752]
[0.12248580000000001,null,0.18614020000000001]
[0.1223849,null,0.18614020000000001]
[0.1223849,null,0.18614020000000001]
[0.1223849,null,0.18614020000000001]
[0.1222347,null,0.1859519]
[0.1222347,null,0.1859519]
[0.1222347,null,0.18577969999999999]
[0.1220914,null,0.18577969999999999]
[0.1220914,null,0.18577969999999999]
[0.1219412,null,0.18577969999999999]
[0.1219412,null,0.18577969999999999]
[0.1218264,null,0.18577969999999999]
[0.1218264,null,0.18577969999999999]
[0.1218264,null,0.18577969999999999]
[0.1218264,null,0.18577969999999999]
[0.1218264,null,0.18577969999999999]
[0.1218264,null,0.18577969999999999]
[0.1218264,null,0.18577959999999999]
[0.1218264,null,0.18577959999999999]
[0.1218264,null,0.18577959999999999]
[0.1218264,null,0.18577959999999999]
[0.1218264,null,0.18577959999999999]
[0.121683,null,0.1857134]
[0.121683,null,0.18564720000000001]
[0.1214812,null,0.18564720000000001]
[0.1214812,null,0.18564720000000001]
[0.1212163,null,0.18545890000000001]
[0.1212163,null,0.18545890000000001]
[0.1212163,null,0.18545890000000001]
[0.1212163,null,0.18545890000000001]
[0.1212163,null,0.18545890000000001]
[0.1212162,null,0.18545890000000001]
[0.1212162,null,0.18545890000000001]
[0.1212162,null,0.18545890000000001]
[0.1210729,null,0.18545890000000001]
[0.1210729,null,0.18545890000000001]
[0.1210729,null,0.18545890000000001]
[0.1210729,null,0.18545890000000001]
[0.12092269999999999,null,0.18532390000000001]
[0.12092269999999999,null,0.18532390000000001]
[0.12092269999999999,null,0.18532390000000001]
[0.12092269999999999,null,0.18532390000000001]
[0.1208079,null,0.18532390000000001]
[0.1208079,null,0.18532390000000001]
[0.12066449999999999,null,0.18532390000000001]
[0.12066449999999999,null,0.1851517]
[0.12066449999999999,null,0.1851517]
[0.12066449999999999,null,0.1851517]
[0.12066449999999999,null,0.1851517]
[0.12066449999999999,null,0.1851517]
[0.12066449999999999,null,0.1851517]
[0.12066449999999999,null,0.1851517]
[0.12066449999999999,null,0.1849633]
[0.12066449999999999,null,0.1849633]
[0.12066449999999999,null,0.1849633]
[0.1205497,null,0.1849633]
[0.1204064,null,0.1849633]
[0.1204064,null,0.1849633]
[0.1202377,null,0.1849633]
[0.1200691,null,0.1849633]
[0.1200691,null,0.1849633]
[0.11971710000000001,null,0.1849633]
[0.11971710000000001,null,0.1849633]
[0.11971710000000001,null,0.1849633]
[0.11971710000000001,null,0.1849633]
[0.11971710000000001,null,0.1849633]
[0.11957379999999999,null,0.1849633]
[0.1194236,null,0.1849633]
[0.1194236,null,0.1849633]
[0.1194236,null,0.1849633]
[0.11930880000000001,null,0.1849633]
[0.11930880000000001,null,0.1849633]
[0.11930880000000001,null,0.1849633]
[0.11930880000000001,null,0.1849633]
[0.11930880000000001,null,0.1849633]
[0.11930880000000001,null,0.1848284]
[0.11930880000000001,null,0.1848284]
[0.11930880000000001,null,0.18465609999999999]
[0.11930880000000001,null,0.18465609999999999]
[0.11920790000000001,null,0.18465609999999999]
[0.1189636,null,0.18465609999999999]
[0.1188135,null,0.18446779999999999]
[0.1188135,null,0.18446779999999999]
[0.1188135,null,0.18446779999999999]
[0.1188135,null,0.18433530000000001]
[0.1188135,null,0.18433530000000001]
[0.1188135,null,0.18433530000000001]
[0.1188135,null,0.18433530000000001]
[0.1188135,null,0.18433530000000001]
[0.1186633,null,0.18433530000000001]
[0.1186633,null,0.18433530000000001]
[0.1186633,null,0.18433530000000001]
[0.1186633,null,0.18433530000000001]
[0.1185485,null,0.18433530000000001]
[0.1185485,null,0.18433530000000001]
[0.1184051,null,0.18433530000000001]
[0.1184051,null,0.18433530000000001]
[0.1184051,null,0.18433530000000001]
[0.1184051,null,0.18433530000000001]
[0.1184051,null,0.18433530000000001]
[0.1184051,null,0.18433530000000001]
[0.1184051,null,0.18433530000000001]
[0.1184051,null,0.18433530000000001]
[0.1184051,null,0.18426790000000001]
[0.1184051,null,0.18420039999999999]
[0.1184051,null,0.18420039999999999]
[0.118255,null,0.18420039999999999]
[0.118255,null,0.18420039999999999]
[0.1179384,null,0.18420039999999999]
[0.117795,null,0.18401210000000001]
[0.117795,null,0.18401210000000001]
[0.117795,null,0.18401210000000001]
[0.117795,null,0.18401210000000001]
[0.117795,null,0.18401210000000001]
[0.117795,null,0.18401210000000001]
[0.117795,null,0.18401210000000001]
[0.117795,null,0.18401210000000001]
[0.11764479999999999,null,0.18401210000000001]
[0.11764479999999999,null,0.1837029]
[0.11764479999999999,null,0.1837029]
[0.11764479999999999,null,0.18353069999999999]
[0.11750149999999999,null,0.18353069999999999]
[0.11750149999999999,null,0.18353069999999999]
[0.1173867,null,0.18353069999999999]
[0.1173867,null,0.18353069999999999]
[0.11723649999999999,null,0.18353069999999999]
[0.11723649999999999,null,0.18353069999999999]
[0.11723649999999999,null,0.18353069999999999]
[0.11723649999999999,null,0.18353069999999999]
[0.11723649999999999,null,0.18334239999999999]
[0.11723649999999999,null,0.18334239999999999]
[0.11723649999999999,null,0.18334239999999999]
[0.11709310000000001,null,0.18334239999999999]
[0.11709310000000001,null,0.18334239999999999]
[0.11694300000000001,null,0.18334239999999999]
[0.11694300000000001,null,0.18334239999999999]
[0.11694300000000001,null,0.18334239999999999]
[0.11694300000000001,null,0.18334239999999999]
[0.11694300000000001,null,0.18334239999999999]
[0.1167412,null,0.18334239999999999]
[0.1167412,null,0.18334239999999999]
[0.1167412,null,0.18334239999999999]
[0.11662640000000001,null,0.18334239999999999]
[0.11628910000000001,null,0.18334239999999999]
[0.11613900000000001,null,0.1831701]
[0.11613900000000001,null,0.1831701]
[0.11613900000000001,null,0.18303510000000001]
[0.1159956,null,0.18303510000000001]
[0.1159956,null,0.18303510000000001]
[0.1159956,null,0.1828468]
[0.1159956,null,0.1828468]
[0.1159956,null,0.1828468]
[0.1159956,null,0.1828468]
[0.1159956,null,0.1828468]
[0.1159956,null,0.1828468]
[0.11588080000000001,null,0.18267459999999999]
[0.11588080000000001,null,0.18267459999999999]
[0.1157374,null,0.18267459999999999]
[0.1157374,null,0.18254210000000001]
[0.1157374,null,0.18254210000000001]
[0.1155873,null,0.18254210000000001]
[0.1155873,null,0.18254210000000001]
[0.1155873,null,0.18254210000000001]
[0.1155873,null,0.18254210000000001]
[0.1155873,null,0.18254210000000001]
[0.1154724,null,0.18254210000000001]
[0.1154724,null,0.18254210000000001]
[0.1154724,null,0.18254210000000001]
[0.1153223,null,0.18254210000000001]
[0.1153223,null,0.18254210000000001]
[0.1153223,null,0.18254210000000001]
[0.1151205,null,0.18254210000000001]
[0.1149771,null,0.18254210000000001]
[0.1149771,null,0.18254210000000001]
[0.1149771,null,0.18254210000000001]
[0.1149771,null,0.18235380000000001]
[0.1149771,null,0.18235380000000001]
[0.114827,null,0.18235380000000001]
[0.114827,null,0.18235380000000001]
[0.1147121,null,0.18235380000000001]
[0.1147121,null,0.18235380000000001]
[0.1147121,null,0.1821815]
[0.1147121,null,0.1820466]
[0.1147121,null,0.1820466]
[0.1147121,null,0.1820466]
[0.1147121,null,0.1820466]
[0.1147121,null,0.1820466]
[0.1147121,null,0.1820466]
[0.114562,null,0.1820466]
[0.114562,null,0.1820466]
[0.114562,null,0.1820466]
[0.1144472,null,0.1820466]
[0.1143038,null,0.1820466]
[0.1143038,null,0.1820466]
[0.1143038,null,0.1820466]
[0.1143038,null,0.18187429999999999]
[0.1141537,null,0.18187429999999999]
[0.1141537,null,0.18187429999999999]
[0.1141537,null,0.18187429999999999]
[0.1141537,null,0.18187429999999999]
[0.11395180000000001,null,0.18187429999999999]
[0.11395180000000001,null,0.18168599999999999]
[0.11383699999999999,null,0.18168599999999999]
[0.11369369999999999,null,0.18168599999999999]
[0.11369369999999999,null,0.18168599999999999]
[0.11369369999999999,null,0.18168599999999999]
[0.11369369999999999,null,0.18168599999999999]
[0.11369369999999999,null,0.18168599999999999]
[0.11369369999999999,null,0.18168599999999999]
[0.11369369999999999,null,0.18168599999999999]
[0.11369369999999999,null,0.18168599999999999]
[0.11369369999999999,null,0.18168599999999999]
[0.11369369999999999,null,0.18168599999999999]
[0.11354350000000001,null,0.18168599999999999]
[0.11354350000000001,null,0.18168599999999999]
[0.11354350000000001,null,0.18168599999999999]
[0.11354350000000001,null,0.18124190000000001]
[0.1134001,null,0.18124190000000001]
[0.1131983,null,0.1810696]
[0.1130835,null,0.1810696]
[0.1130835,null,0.1810696]
[0.1130835,null,0.18088129999999999]
[0.1130835,null,0.18088129999999999]
[0.1130835,null,0.18088129999999999]
[0.1130835,null,0.18088129999999999]
[0.1130835,null,0.18088129999999999]
[0.1130835,null,0.18088129999999999]
[0.1130835,null,0.18088129999999999]
[0.1130835,null,0.18088129999999999]
[0.1130835,null,0.18088129999999999]
[0.11279,null,0.18070900000000001]
[0.11279,null,0.18064279999999999]
[0.1126752,null,0.1805766]
[0.1126752,null,0.1805766]
[0.1126752,null,0.1805766]
[0.1126752,null,0.1805766]
[0.1126752,null,0.1805766]
[0.1126752,null,0.1805766]
[0.1126752,null,0.1805766]
[0.11246920000000001,null,0.1805766]
[0.11246920000000001,null,0.1803883]
[0.11246920000000001,null,0.1803883]
[0.11246920000000001,null,0.1803883]
[0.11246920000000001,null,0.1803883]
[0.1124691,null,0.1803883]
[0.1124691,null,0.1803883]
[0.1124691,null,0.1803883]
[0.1124691,null,0.1803883]
[0.1124691,null,0.1803883]
[0.1124691,null,0.1803883]
[0.1124691,null,0.1803883]
[0.1120476,null,0.1803883]
[0.1120444,null,0.18021599999999999]
[0.1120444,null,0.18021599999999999]
[0.1120444,null,0.18021599999999999]
[0.1120444,null,0.18008109999999999]
[0.1120444,null,0.18008109999999999]
[0.11186840000000001,null,0.18008109999999999]
[0.11186840000000001,null,0.18008099999999999]
[0.1118426,null,0.18008099999999999]
[0.1117278,null,0.18008099999999999]
[0.1117278,null,0.18008099999999999]
[0.1117278,null,0.18008099999999999]
[0.1117278,null,0.18008099999999999]
[0.1117278,null,0.18008099999999999]
[0.1117278,null,0.18008099999999999]
[0.1117278,null,0.18008099999999999]
[0.1117278,null,0.17990880000000001]
[0.1117278,null,0.17990880000000001]
[0.1117248,null,0.17990880000000001]
[0.1117248,null,0.17990880000000001]
[0.1117248,null,0.17990880000000001]
[0.1117248,null,0.17990880000000001]
[0.1117248,null,0.17990880000000001]
[0.1117248,null,0.17990880000000001]
[0.1117248,null,0.17990880000000001]
[0.11154559999999999,null,0.17990880000000001]
[0.11154559999999999,null,0.17990880000000001]
[0.11154559999999999,null,0.17990880000000001]
[0.11154559999999999,null,0.17990880000000001]
[0.11154559999999999,null,0.17972050000000001]
[0.11154559999999999,null,0.17972050000000001]
[0.11154559999999999,null,0.17972050000000001]
[0.1114343,null,0.17972050000000001]
[0.1114343,null,0.17972050000000001]
[0.1113194,null,0.17972050000000001]
[0.1113194,null,0.17972050000000001]
[0.1113194,null,0.17972050000000001]
[0.1113194,null,0.17954819999999999]
[0.1113194,null,0.17954819999999999]
[0.1113194,null,0.17954819999999999]
[0.1113194,null,0.17954819999999999]
[0.1113194,null,0.17923910000000001]
[0.1113194,null,0.17923910000000001]
[0.1112934,null,0.17923910000000001]
[0.1112934,null,0.17923910000000001]
[0.1112934,null,0.17910409999999999]
[0.1111693,null,0.17910409999999999]
[0.1111693,null,0.17910409999999999]
[0.1111693,null,0.17910409999999999]
[0.1111693,null,0.17910409999999999]
[0.1111693,null,0.17910409999999999]
[0.11114980000000001,null,0.17910409999999999]
[0.11114980000000001,null,0.17910409999999999]
[0.11114980000000001,null,0.17891580000000001]
[0.11114980000000001,null,0.17891580000000001]
[0.11114980000000001,null,0.17891580000000001]
[0.1110259,null,0.1787435]
[0.1109706,null,0.1787435]
[0.1109706,null,0.1787435]
[0.1109706,null,0.1787435]
[0.1109706,null,0.1787435]
[0.1109706,null,0.1787435]
[0.1109706,null,0.1787435]
[0.1108271,null,0.1787435]
[0.1108271,null,0.1787435]
[0.1108271,null,0.1787435]
[0.1108271,null,0.1787435]
[0.1108271,null,0.1787435]
[0.11082409999999999,null,0.1787435]
[0.1107093,null,0.17861109999999999]
[0.1107093,null,0.17861109999999999]
[0.1107093,null,0.17861109999999999]
[0.1107093,null,0.17861109999999999]
[0.1107093,null,0.17843880000000001]
[0.1107093,null,0.17843880000000001]
[0.1105749,null,0.17843880000000001]
[0.1105749,null,0.17843880000000001]
[0.1105749,null,0.17843880000000001]
[0.1105749,null,0.17843880000000001]
[0.1105748,null,0.17843880000000001]
[0.1105748,null,0.17825050000000001]
[0.1105748,null,0.17825050000000001]
[0.1105748,null,0.17825050000000001]
[0.1105592,null,0.17811550000000001]
[0.1105592,null,0.17811550000000001]
[0.11055909999999999,null,0.17811550000000001]
[0.11055909999999999,null,0.17811550000000001]
[0.1104313,null,0.1779433]
[0.1104313,null,0.1779433]
[0.1104313,null,0.1779433]
[0.1104313,null,0.1779433]
[0.11025210000000001,null,0.1779433]
[0.11025210000000001,null,0.1779433]
[0.11025210000000001,null,0.1779433]
[0.11025210000000001,null,0.1779433]
[0.11025210000000001,null,0.1779433]
[0.11025210000000001,null,0.1779433]
[0.11025210000000001,null,0.1779433]
[0.11025210000000001,null,0.1779433]
[0.11024249999999999,null,0.1779433]
[0.11024249999999999,null,0.1779433]
[0.11024249999999999,null,0.17777100000000001]
[0.11024249999999999,null,0.17758270000000001]
[0.1101086,null,0.17758270000000001]
[0.11009919999999999,null,0.17758270000000001]
[0.11009919999999999,null,0.17758270000000001]
[0.11009919999999999,null,0.17758270000000001]
[0.11009919999999999,null,0.17758270000000001]
[0.11009919999999999,null,0.17758270000000001]
[0.11009919999999999,null,0.1772736]
[0.10994900000000001,null,0.1772736]
[0.10994900000000001,null,0.1772736]
[0.1098563,null,0.1772736]
[0.1098563,null,0.1772736]
[0.10983420000000001,null,0.1772736]
[0.10983420000000001,null,0.1772736]
[0.10983420000000001,null,0.17710129999999999]
[0.10983420000000001,null,0.17710129999999999]
[0.10983420000000001,null,0.17710129999999999]
[0.10983420000000001,null,0.17710129999999999]
[0.10983420000000001,null,0.17710129999999999]
[0.109684,null,0.17710129999999999]
[0.109684,null,0.1769664]
[0.109684,null,0.17696629999999999]
[0.1095407,null,0.17677799999999999]
[0.1095407,null,0.17677799999999999]
[0.1095407,null,0.17677799999999999]
[0.1095407,null,0.17677799999999999]
[0.1095407,null,0.17677799999999999]
[0.1095407,null,0.17677799999999999]
[0.1095407,null,0.17677799999999999]
[0.109476,null,0.17660580000000001]
[0.109476,null,0.17660580000000001]
[0.109476,null,0.17660580000000001]
[0.109476,null,0.17660580000000001]
[0.109476,null,0.17660580000000001]
[0.109476,null,0.17660580000000001]
[0.109476,null,0.17660580000000001]
[0.1094348,null,0.17660580000000001]
[0.10942590000000001,null,0.17660580000000001]
[0.10925550000000001,null,0.17660580000000001]
[0.10925550000000001,null,0.17660580000000001]
[0.10925550000000001,null,0.17660580000000001]
[0.10925550000000001,null,0.17660580000000001]
[0.10925550000000001,null,0.1764174]
[0.10925550000000001,null,0.17624519999999999]
[0.10925550000000001,null,0.17624519999999999]
[0.109224,null,0.17624519999999999]
[0.109112,null,0.17624519999999999]
[0.109112,null,0.17624519999999999]
[0.109112,null,0.17624519999999999]
[0.109112,null,0.17624519999999999]
[0.109112,null,0.17624519999999999]
[0.109112,null,0.17624519999999999]
[0.1090739,null,0.17624519999999999]
[0.1090739,null,0.17624519999999999]
[0.1090739,null,0.17624519999999999]
[0.1090739,null,0.1760729]
[0.1090739,null,0.1758846]
[0.1089305,null,0.1758846]
[0.1089305,null,0.1758846]
[0.1089305,null,0.1758846]
[0.1089305,null,0.1758846]
[0.1089305,null,0.1758846]
[0.10885980000000001,null,0.1758846]
[0.10885980000000001,null,0.1758846]
[0.10885980000000001,null,0.1758846]
[0.1086806,null,0.1758846]
[0.1086806,null,0.1758846]
[0.1086806,null,0.1758846]
[0.1086806,null,0.17571229999999999]
[0.1086806,null,0.17571229999999999]
[0.1086805,null,0.17571229999999999]
[0.1086328,null,0.17571229999999999]
[0.1086328,null,0.17571229999999999]
[0.1086328,null,0.17571229999999999]
[0.1086328,null,0.17521490000000001]
[0.1086328,null,0.17521490000000001]
[0.1086328,null,0.17521490000000001]
[0.1085933,null,0.17521490000000001]
[0.10853699999999999,null,0.17521490000000001]
[0.10853699999999999,null,0.17521490000000001]
[0.10853699999999999,null,0.17521490000000001]
[0.10853699999999999,null,0.17521490000000001]
[0.10853699999999999,null,0.17521490000000001]
[0.10853699999999999,null,0.17504259999999999]
[0.10853699999999999,null,0.17504259999999999]
[0.10847850000000001,null,0.17504259999999999]
[0.10847850000000001,null,0.17485429999999999]
[0.1083578,null,0.17485429999999999]
[0.1083578,null,0.17485429999999999]
[0.1083283,null,0.17485429999999999]
[0.1083283,null,0.17485429999999999]
[0.1083283,null,0.17485429999999999]
[0.1083283,null,0.17485429999999999]
[0.1083283,null,0.17471929999999999]
[0.1083283,null,0.17471929999999999]
[0.1083283,null,0.17471929999999999]
[0.1083283,null,0.17454710000000001]
[0.1081283,null,0.17454710000000001]
[0.1081283,null,0.17454710000000001]
[0.1081283,null,0.17454710000000001]
[0.1081283,null,0.17454710000000001]
[0.1081283,null,0.17435870000000001]
[0.1081283,null,0.17435870000000001]
[0.1081283,null,0.17435870000000001]
[0.1081283,null,0.17435870000000001]
[0.1081283,null,0.17435870000000001]
[0.1081056,null,0.17435870000000001]
[0.1081056,null,0.17435870000000001]
[0.1081056,null,0.17435870000000001]
[0.1081056,null,0.17435870000000001]
[0.1080348,null,0.17435870000000001]
[0.1080348,null,0.17435870000000001]
[0.1080348,null,0.17435870000000001]
[0.1080348,null,0.17435870000000001]
[0.107962,null,0.17435870000000001]
[0.10792,null,0.17418649999999999]
[0.10792,null,0.17418649999999999]
[0.10792,null,0.17418649999999999]
[0.10792,null,0.17399819999999999]
[0.10792,null,0.17399819999999999]
[0.10792,null,0.17399819999999999]
[0.10792,null,0.17399819999999999]
[0.1077766,null,0.17399819999999999]
[0.1076265,null,0.17399819999999999]
[0.1075405,null,0.17399819999999999]
[0.1075405,null,0.17399819999999999]
[0.1075405,null,0.17399819999999999]
[0.1075405,null,0.17399809999999999]
[0.1075405,null,0.17382590000000001]
[0.1075405,null,0.17369090000000001]
[0.1075405,null,0.17369090000000001]
[0.1075405,null,0.17369090000000001]
[0.1075405,null,0.17350260000000001]
[0.1075405,null,0.17350260000000001]
[0.1074246,null,0.17350260000000001]
[0.1074246,null,0.17350260000000001]
[0.1074246,null,0.17350260000000001]
[0.1074246,null,0.1731935]
[0.1073612,null,0.1731935]
[0.1073612,null,0.17302119999999999]
[0.1073612,null,0.17302119999999999]
[0.1073612,null,0.17302119999999999]
[0.1073612,null,0.17302119999999999]
[0.1073612,null,0.17302119999999999]
[0.1073612,null,0.17302119999999999]
[0.1073098,null,0.172849]
[0.1073098,null,0.172849]
[0.1073098,null,0.172849]
[0.1073098,null,0.1726606]
[0.1073098,null,0.1726606]
[0.1073098,null,0.1726606]
[0.1073098,null,0.1726606]
[0.10728509999999999,null,0.1726606]
[0.10728509999999999,null,0.1726606]
[0.1072177,null,0.1726606]
[0.1072177,null,0.1726606]
[0.1072177,null,0.1726606]
[0.1071597,null,0.1726606]
[0.1071597,null,0.1726606]
[0.1071597,null,0.1726606]
[0.1071597,null,0.1726606]
[0.1071597,null,0.17248839999999999]
[0.1071597,null,0.17248839999999999]
[0.1071597,null,0.17248839999999999]
[0.1071597,null,0.17248839999999999]
[0.1070449,null,0.17230010000000001]
[0.10696550000000001,null,0.17230010000000001]
[0.10696550000000001,null,0.17230000000000001]
[0.10696550000000001,null,0.17230000000000001]
[0.10696550000000001,null,0.17230000000000001]
[0.10696550000000001,null,0.17230000000000001]
[0.10696550000000001,null,0.1721278]
[0.10696550000000001,null,0.1719928]
[0.1069015,null,0.1719928]
[0.1068219,null,0.1719928]
[0.1068219,null,0.1719928]
[0.1068219,null,0.1719928]
[0.1067806,null,0.1719928]
[0.1067806,null,0.1719928]
[0.1067806,null,0.1719928]
[0.1067806,null,0.1719928]
[0.1067806,null,0.1719928]
[0.1067806,null,0.17163220000000001]
[0.1067806,null,0.17163220000000001]
[0.1067806,null,0.17163220000000001]
[0.1067806,null,0.17163220000000001]
[0.1067806,null,0.17163220000000001]
[0.1067806,null,0.17163220000000001]
[0.1067806,null,0.17163220000000001]
[0.1067806,null,0.17163220000000001]
[0.10675129999999999,null,0.17163220000000001]
[0.10675129999999999,null,0.17146]
[0.10675129999999999,null,0.17146]
[0.10664270000000001,null,0.17146]
[0.10664270000000001,null,0.1712717]
[0.10664270000000001,null,0.1712717]
[0.10664270000000001,null,0.1712717]
[0.10664270000000001,null,0.1712717]
[0.10654950000000001,null,0.1712717]
[0.10654950000000001,null,0.1712716]
[0.10654950000000001,null,0.1711367]
[0.10654950000000001,null,0.1711367]
[0.10639940000000001,null,0.1711367]
[0.10639940000000001,null,0.1711367]
[0.1063905,null,0.17065530000000001]
[0.106359,null,0.17065530000000001]
[0.10628460000000001,null,0.17065530000000001]
[0.10628460000000001,null,0.17065530000000001]
[0.10628460000000001,null,0.17065530000000001]
[0.10628460000000001,null,0.17046700000000001]
[0.10628460000000001,null,0.17046700000000001]
[0.10624699999999999,null,0.17046700000000001]
[0.10624699999999999,null,0.17046700000000001]
[0.10624699999999999,null,0.17029469999999999]
[0.10624699999999999,null,0.17029469999999999]
[0.1061412,null,0.17029469999999999]
[0.1061412,null,0.17010639999999999]
[0.1061412,null,0.17010639999999999]
[0.1060677,null,0.17010639999999999]
[0.1060677,null,0.17010639999999999]
[0.1060677,null,0.17010639999999999]
[0.1060677,null,0.17010639999999999]
[0.1060677,null,0.17010639999999999]
[0.105991,null,0.17010639999999999]
[0.105991,null,0.1699341]
[0.105991,null,0.1697458]
[0.1059374,null,0.1697458]
[0.1059374,null,0.1697458]
[0.1059374,null,0.1697458]
[0.1059374,null,0.1697458]
[0.1058762,null,0.1697458]
[0.1058762,null,0.16961090000000001]
[0.1058762,null,0.16961090000000001]
[0.1058762,null,0.16925029999999999]
[0.1058762,null,0.16925029999999999]
[0.1057329,null,0.16925029999999999]
[0.1057329,null,0.16925029999999999]
[0.1057329,null,0.16925029999999999]
[0.1057329,null,0.16925029999999999]
[0.1057329,null,0.16925029999999999]
[0.1057329,null,0.16925029999999999]
[0.1057134,null,0.16925029999999999]
[0.10568520000000001,null,0.16925029999999999]
[0.1055827,null,0.16925029999999999]
[0.1055026,null,0.16907800000000001]
[0.1055026,null,0.16907800000000001]
[0.1055026,null,0.16907800000000001]
[0.1055026,null,0.16907800000000001]
[0.1055026,null,0.16907800000000001]
[0.1055026,null,0.16907800000000001]
[0.1055026,null,0.16894310000000001]
[0.1054679,null,0.16894310000000001]
[0.1054329,null,0.16894310000000001]
[0.1054329,null,0.16875470000000001]
[0.1054329,null,0.16875470000000001]
[0.1054329,null,0.16875470000000001]
[0.1054329,null,0.16875470000000001]
[0.1054329,null,0.1685825]
[0.1054329,null,0.1685825]
[0.1054329,null,0.1685825]
[0.1054329,null,0.1685825]
[0.1054329,null,0.1685825]
[0.1054329,null,0.1685825]
[0.1054329,null,0.1685825]
[0.1054329,null,0.1685825]
[0.1052661,null,0.1685825]
[0.1052661,null,0.1685825]
[0.1052661,null,0.16827329999999999]
[0.1052661,null,0.16827329999999999]
[0.1052661,null,0.16827329999999999]
[0.1052661,null,0.16827329999999999]
[0.10525039999999999,null,0.16800689999999999]
[0.10525039999999999,null,0.1677778]
[0.10525039999999999,null,0.1677778]
[0.10525039999999999,null,0.1677778]
[0.1051227,null,0.1677778]
[0.1051227,null,0.1677778]
[0.1051227,null,0.1676454]
[0.1051227,null,0.1676454]
[0.1051227,null,0.1676454]
[0.1049726,null,0.1676454]
[0.1049726,null,0.16747310000000001]
[0.1049726,null,0.16747310000000001]
[0.1049283,null,0.16747310000000001]
[0.1049276,null,0.16728480000000001]
[0.1049276,null,0.16728480000000001]
[0.1049276,null,0.16728480000000001]
[0.1049276,null,0.16728480000000001]
[0.1049276,null,0.16728480000000001]
[0.1049276,null,0.16728480000000001]
[0.1049276,null,0.16728480000000001]
[0.1049276,null,0.1671125]
[0.1049276,null,0.1671125]
[0.1049276,null,0.1671125]
[0.1049276,null,0.1671125]
[0.1049276,null,0.1671125]
[0.1048292,null,0.1671125]
[0.1048292,null,0.16694020000000001]
[0.10478410000000001,null,0.16675190000000001]
[0.10478410000000001,null,0.16675190000000001]
[0.1047144,null,0.16675190000000001]
[0.1045319,null,0.16675190000000001]
[0.1045126,null,0.16675190000000001]
[0.1045126,null,0.16675190000000001]
[0.1045126,null,0.16675190000000001]
[0.10436239999999999,null,0.16661699999999999]
[0.10436239999999999,null,0.16661699999999999]
[0.10436239999999999,null,0.16661699999999999]
[0.10436239999999999,null,0.16661699999999999]
[0.10436239999999999,null,0.16635050000000001]
[0.10435270000000001,null,0.1662564]
[0.10435270000000001,null,0.1662564]
[0.10435270000000001,null,0.1662564]
[0.10435270000000001,null,0.1662564]
[0.10435270000000001,null,0.1662564]
[0.10435270000000001,null,0.1662564]
[0.10435270000000001,null,0.1662564]
[0.10435270000000001,null,0.1662564]
[0.1040852,null,0.16606799999999999]
[0.1040852,null,0.16606799999999999]
[0.1040852,null,0.16606799999999999]
[0.1040852,null,0.16589580000000001]
[0.1040852,null,0.16589580000000001]
[0.1040852,null,0.16589580000000001]
[0.1040852,null,0.16589580000000001]
[0.1040852,null,0.16589580000000001]
[0.1040852,null,0.16589580000000001]
[0.1040852,null,0.16570750000000001]
[0.1040252,null,0.1653983]
[0.1039311,null,0.1653983]
[0.1039311,null,0.1653983]
[0.1039103,null,0.1653983]
[0.1039103,null,0.1652634]
[0.1039103,null,0.16509109999999999]
[0.10378759999999999,null,0.16509109999999999]
[0.103767,null,0.16509109999999999]
[0.1036168,null,0.16509109999999999]
[0.1036168,null,0.16509109999999999]
[0.1036168,null,0.16490279999999999]
[0.1036168,null,0.16490279999999999]
[0.1036168,null,0.16490279999999999]
[0.1036168,null,0.16490279999999999]
[0.1036168,null,0.16490279999999999]
[0.1036168,null,0.16490279999999999]
[0.1036168,null,0.1647305]
[0.1036168,null,0.1645422]
[0.1036168,null,0.1645422]
[0.1036083,null,0.1645422]
[0.1036083,null,0.1645422]
[0.1036083,null,0.1645422]
[0.1036083,null,0.1645422]
[0.10358059999999999,null,0.1645422]
[0.10353660000000001,null,0.1645422]
[0.1034735,null,0.1645422]
[0.1034735,null,0.1645422]
[0.1034648,null,0.16440979999999999]
[0.1034648,null,0.16440979999999999]
[0.1034648,null,0.16440979999999999]
[0.10327160000000001,null,0.16422139999999999]
[0.10327160000000001,null,0.16422139999999999]
[0.1032126,null,0.1640865]
[0.1032126,null,0.1640865]
[0.1032126,null,0.16391420000000001]
[0.1032126,null,0.16391420000000001]
[0.1032126,null,0.16391420000000001]
[0.1032126,null,0.16391420000000001]
[0.1032126,null,0.16391420000000001]
[0.1032126,null,0.16391420000000001]
[0.1032126,null,0.16391420000000001]
[0.10315680000000001,null,0.16391420000000001]
[0.10315680000000001,null,0.16391420000000001]
[0.10315680000000001,null,0.16391420000000001]
[0.10306899999999999,null,0.16391420000000001]
[0.10300670000000001,null,0.16391420000000001]
[0.10300670000000001,null,0.16391420000000001]
[0.10300670000000001,null,0.1637419]
[0.1028898,null,0.1637419]
[0.1028898,null,0.16355359999999999]
[0.1028898,null,0.16355359999999999]
[0.1028898,null,0.16355359999999999]
[0.1028898,null,0.16355359999999999]
[0.1028898,null,0.16355359999999999]
[0.1028633,null,0.16355359999999999]
[0.1028633,null,0.16355359999999999]
[0.1028633,null,0.16324640000000001]
[0.1028633,null,0.16324640000000001]
[0.1028633,null,0.16324640000000001]
[0.1028633,null,0.16324640000000001]
[0.1028633,null,0.16305810000000001]
[0.1028633,null,0.16305810000000001]
[0.10274850000000001,null,0.16305810000000001]
[0.10274850000000001,null,0.16305810000000001]
[0.1027463,null,0.16305810000000001]
[0.1027463,null,0.162749]
[0.1027463,null,0.162749]
[0.1027463,null,0.162749]
[0.1027375,null,0.16257669999999999]
[0.1027375,null,0.16257669999999999]
[0.1027375,null,0.16238839999999999]
[0.1027375,null,0.16238839999999999]
[0.1027375,null,0.16238839999999999]
[0.1027375,null,0.16238839999999999]
[0.1027375,null,0.16238839999999999]
[0.1027375,null,0.16238839999999999]
[0.10259840000000001,null,0.16238839999999999]
[0.10259840000000001,null,0.16238839999999999]
[0.1024941,null,0.16238839999999999]
[0.102455,null,0.16220010000000001]
[0.102455,null,0.16220000000000001]
[0.102455,null,0.16220000000000001]
[0.1023541,null,0.16220000000000001]
[0.1022532,null,0.16220000000000001]
[0.1022532,null,0.16220000000000001]
[0.1022532,null,0.16220000000000001]
[0.1022532,null,0.16220000000000001]
[0.1022532,null,0.16220000000000001]
[0.1022532,null,0.1620278]
[0.1022532,null,0.1620278]
[0.1022532,null,0.1620278]
[0.1022329,null,0.1618395]
[0.1022329,null,0.1618395]
[0.1022329,null,0.1617045]
[0.1022329,null,0.1617045]
[0.1022329,null,0.1617045]
[0.1022329,null,0.1617045]
[0.1022329,null,0.1617045]
[0.1020725,null,0.1617045]
[0.1020725,null,0.1617045]
[0.1019596,null,0.16153219999999999]
[0.1019596,null,0.16153219999999999]
[0.1019596,null,0.16139980000000001]
[0.10189330000000001,null,0.16139980000000001]
[0.10189330000000001,null,0.16139980000000001]
[0.10189330000000001,null,0.16121150000000001]
[0.10189330000000001,null,0.16121150000000001]
[0.10189330000000001,null,0.16121150000000001]
[0.1018448,null,0.16121150000000001]
[0.1018448,null,0.16121150000000001]
[0.1018448,null,0.16121150000000001]
[0.1018448,null,0.16103919999999999]
[0.1018448,null,0.16103919999999999]
[0.1018448,null,0.16103919999999999]
[0.1018448,null,0.16103919999999999]
[0.1018448,null,0.16103919999999999]
[0.1017497,null,0.16103919999999999]
[0.1017497,null,0.16103919999999999]
[0.1017497,null,0.16103919999999999]
[0.1017497,null,0.160945]
[0.1017497,null,0.16071589999999999]
[0.1017284,null,0.16071589999999999]
[0.1017284,null,0.16071589999999999]
[0.1017284,null,0.16054370000000001]
[0.1016947,null,0.16054370000000001]
[0.1016947,null,0.16054370000000001]
[0.1016947,null,0.16054370000000001]
[0.1016947,null,0.16054370000000001]
[0.10157049999999999,null,0.16035530000000001]
[0.10157049999999999,null,0.1600462]
[0.10157049999999999,null,0.1600462]
[0.10157049999999999,null,0.15987399999999999]
[0.10157049999999999,null,0.15987399999999999]
[0.10157049999999999,null,0.15987399999999999]
[0.10157049999999999,null,0.15987399999999999]
[0.10157049999999999,null,0.15987399999999999]
[0.10157049999999999,null,0.15968560000000001]
[0.10157049999999999,null,0.15968560000000001]
[0.10157049999999999,null,0.15968560000000001]
[0.1014929,null,0.15968560000000001]
[0.1013495,null,0.15968560000000001]
[0.1013495,null,0.15968560000000001]
[0.1013495,null,0.15955069999999999]
[0.1013495,null,0.15955069999999999]
[0.10119939999999999,null,0.1593784]
[0.10119939999999999,null,0.1593784]
[0.10119939999999999,null,0.1593784]
[0.10119930000000001,null,0.1593784]
[0.10119930000000001,null,0.1593784]
[0.10113900000000001,null,0.1593784]
[0.10113900000000001,null,0.1593784]
[0.10108449999999999,null,0.1593784]
[0.10108449999999999,null,0.1593784]
[0.10108449999999999,null,0.1593784]
[0.10108449999999999,null,0.1591901]
[0.1009955,null,0.1591901]
[0.1009955,null,0.15901779999999999]
[0.1009955,null,0.15901779999999999]
[0.1009955,null,0.15901779999999999]
[0.1009955,null,0.15901779999999999]
[0.1009955,null,0.15901779999999999]
[0.1009955,null,0.15901779999999999]
[0.10094119999999999,null,0.15901779999999999]
[0.10094119999999999,null,0.15901779999999999]
[0.10094119999999999,null,0.15901779999999999]
[0.10094119999999999,null,0.15882950000000001]
[0.10094119999999999,null,0.15882950000000001]
[0.10088519999999999,null,0.158697]
[0.10088519999999999,null,0.158697]
[0.10088519999999999,null,0.15852479999999999]
[0.10088519999999999,null,0.15852479999999999]
[0.10088519999999999,null,0.15852479999999999]
[0.10088519999999999,null,0.15833649999999999]
[0.10088519999999999,null,0.15833649999999999]
[0.10088519999999999,null,0.15833649999999999]
[0.10073940000000001,null,0.15833649999999999]
[0.10073940000000001,null,0.15833649999999999]
[0.10073940000000001,null,0.15833649999999999]
[0.10067280000000001,null,0.15833649999999999]
[0.10067280000000001,null,0.1581642]
[0.10067280000000001,null,0.1581642]
[0.10067280000000001,null,0.1581642]
[0.10067280000000001,null,0.1581642]
[0.10067280000000001,null,0.15802920000000001]
[0.1005892,null,0.15784090000000001]
[0.1005892,null,0.15784090000000001]
[0.1005892,null,0.15784090000000001]
[0.1005892,null,0.15784090000000001]
[0.1004458,null,0.15784090000000001]
[0.1004458,null,0.15784090000000001]
[0.1004458,null,0.15784090000000001]
[0.1004458,null,0.15784090000000001]
[0.1004458,null,0.15784090000000001]
[0.100331,null,0.15784090000000001]
[0.1002512,null,0.15784090000000001]
[0.1002512,null,0.15784090000000001]
[0.1002512,null,0.1576526]
[0.1001292,null,0.15748029999999999]
[0.1001292,null,0.15748029999999999]
[0.1001292,null,0.15717120000000001]
[0.1001292,null,0.15717120000000001]
[0.10004200000000001,null,0.15717120000000001]
[9.9999000000000005E-2,null,0.15717120000000001]
[9.9999000000000005E-2,null,0.15717120000000001]
[9.9855399999999997E-2,null,0.15717120000000001]
[9.9855399999999997E-2,null,0.15717120000000001]
[9.9855399999999997E-2,null,0.15717120000000001]
[9.9855399999999997E-2,null,0.15698290000000001]
[9.9835699999999999E-2,null,0.15698290000000001]
[9.9835699999999999E-2,null,0.15681059999999999]
[9.9835699999999999E-2,null,0.15681059999999999]
[9.9835699999999999E-2,null,0.15681059999999999]
[9.9835699999999999E-2,null,0.15681059999999999]
[9.9835699999999999E-2,null,0.15681059999999999]
[9.9835699999999999E-2,null,0.15648980000000001]
[9.9835699999999999E-2,null,0.15648980000000001]
[9.9835699999999999E-2,null,0.15648980000000001]
[9.9835699999999999E-2,null,0.15648980000000001]
[9.9835699999999999E-2,null,0.15648980000000001]
[9.9720900000000001E-2,null,0.15648980000000001]
[9.9720900000000001E-2,null,0.15648980000000001]
[9.9676200000000006E-2,null,0.15648980000000001]
[9.9676200000000006E-2,null,0.15648980000000001]
[9.9676200000000006E-2,null,0.1563176]
[9.9676200000000006E-2,null,0.1563176]
[9.9676200000000006E-2,null,0.1563176]
[9.9676200000000006E-2,null,0.1561293]
[9.9676200000000006E-2,null,0.1559943]
[9.9577499999999999E-2,null,0.1559943]
[9.9537500000000001E-2,null,0.1559943]
[9.9537500000000001E-2,null,0.1559943]
[9.9537500000000001E-2,null,0.1559943]
[9.9537500000000001E-2,null,0.1559943]
[9.9537500000000001E-2,null,0.1559943]
[9.9537500000000001E-2,null,0.15582199999999999]
[9.9537500000000001E-2,null,0.15582199999999999]
[9.9537500000000001E-2,null,0.15582199999999999]
[9.9537500000000001E-2,null,0.15582199999999999]
[9.9537500000000001E-2,null,0.15582199999999999]
[9.9537500000000001E-2,null,0.15563370000000001]
[9.9537500000000001E-2,null,0.15563370000000001]
[9.9280400000000005E-2,null,0.15563370000000001]
[9.9280400000000005E-2,null,0.15563370000000001]
[9.9280400000000005E-2,null,0.1554614]
[9.9225499999999994E-2,null,0.1554614]
[9.9225499999999994E-2,null,0.1554614]
[9.9225499999999994E-2,null,0.1554614]
[9.9225499999999994E-2,null,0.1554614]
[9.9225499999999994E-2,null,0.1554614]
[9.9225499999999994E-2,null,0.15528919999999999]
[9.9225499999999994E-2,null,0.15528919999999999]
[9.9110699999999996E-2,null,0.15515419999999999]
[9.9110699999999996E-2,null,0.15515419999999999]
[9.91012E-2,null,0.15496589999999999]
[9.91012E-2,null,0.15496589999999999]
[9.91012E-2,null,0.15496589999999999]
[9.91012E-2,null,0.15496589999999999]
[9.91012E-2,null,0.15496589999999999]
[9.91012E-2,null,0.15496589999999999]
[9.9032999999999996E-2,null,0.15496589999999999]
[9.9032999999999996E-2,null,0.15496589999999999]
[9.9032999999999996E-2,null,0.15496589999999999]
[9.9032999999999996E-2,null,0.1547936]
[9.9032999999999996E-2,null,0.1547936]
[9.8960599999999996E-2,null,0.1546053]
[9.8960599999999996E-2,null,0.1546053]
[9.8960599999999996E-2,null,0.1546053]
[9.8960599999999996E-2,null,0.1546053]
[9.8957699999999996E-2,null,0.1546053]
[9.8957699999999996E-2,null,0.1546053]
[9.8957699999999996E-2,null,0.1546053]
[9.8957699999999996E-2,null,0.1546053]
[9.8957699999999996E-2,null,0.154417]
[9.8957699999999996E-2,null,0.154417]
[9.8817199999999994E-2,null,0.15424470000000001]
[9.8705500000000002E-2,null,0.1538032]
[9.8705500000000002E-2,null,0.1538032]
[9.8667099999999994E-2,null,0.1538032]
[9.8667099999999994E-2,null,0.1538032]
[9.8667099999999994E-2,null,0.1538032]
[9.8667099999999994E-2,null,0.15363089999999999]
[9.8667099999999994E-2,null,0.15344260000000001]
[9.8552299999999995E-2,null,0.15344260000000001]
[9.8552299999999995E-2,null,0.15344260000000001]
[9.8528400000000002E-2,null,0.15344260000000001]
[9.8528400000000002E-2,null,0.15344260000000001]
[9.8528400000000002E-2,null,0.15344260000000001]
[9.8528400000000002E-2,null,0.15344260000000001]
[9.8528400000000002E-2,null,0.15330759999999999]
[9.8528400000000002E-2,null,0.15330759999999999]
[9.8528400000000002E-2,null,0.1531354]
[9.8350400000000004E-2,null,0.1531354]
[9.8350400000000004E-2,null,0.1531354]
[9.8350400000000004E-2,null,0.1531353]
[9.8350400000000004E-2,null,0.152947]
[9.8350400000000004E-2,null,0.152947]
[9.8350400000000004E-2,null,0.152947]
[9.8350400000000004E-2,null,0.152947]
[9.8283899999999993E-2,null,0.152947]
[9.8283899999999993E-2,null,0.152947]
[9.8283899999999993E-2,null,0.152947]
[9.8283899999999993E-2,null,0.152947]
[9.8283899999999993E-2,null,0.152947]
[9.8235600000000006E-2,null,0.152947]
[9.8092299999999993E-2,null,0.1527587]
[9.8092299999999993E-2,null,0.15258640000000001]
[9.8092299999999993E-2,null,0.15258640000000001]
[9.8023899999999997E-2,null,0.15258640000000001]
[9.7961099999999995E-2,null,0.15258640000000001]
[9.7961099999999995E-2,null,0.15258640000000001]
[9.7961099999999995E-2,null,0.15258640000000001]
[9.7961099999999995E-2,null,0.15258640000000001]
[9.7961099999999995E-2,null,0.15245149999999999]
[9.7961099999999995E-2,null,0.15245149999999999]
[9.7961099999999995E-2,null,0.15245149999999999]
[9.7942100000000004E-2,null,0.15245149999999999]
[9.7942100000000004E-2,null,0.15245149999999999]
[9.7942100000000004E-2,null,0.15245149999999999]
[9.7942100000000004E-2,null,0.15226319999999999]
[9.7942100000000004E-2,null,0.15226319999999999]
[9.7942100000000004E-2,null,0.15226319999999999]
[9.7942100000000004E-2,null,0.15226319999999999]
[9.7942100000000004E-2,null,0.15226319999999999]
[9.7898100000000002E-2,null,0.15226319999999999]
[9.7798700000000002E-2,null,0.1520909]
[9.7708900000000001E-2,null,0.15195839999999999]
[9.7708900000000001E-2,null,0.15195839999999999]
[9.7708900000000001E-2,null,0.15177009999999999]
[9.7708900000000001E-2,null,0.15177009999999999]
[9.7708900000000001E-2,null,0.15177009999999999]
[9.7708900000000001E-2,null,0.15177009999999999]
[9.7683900000000004E-2,null,0.15177009999999999]
[9.7683900000000004E-2,null,0.15177009999999999]
[9.7683900000000004E-2,null,0.15177009999999999]
[9.7683900000000004E-2,null,0.15177009999999999]
[9.7683900000000004E-2,null,0.15177009999999999]
[9.7683900000000004E-2,null,0.15159790000000001]
[9.7683900000000004E-2,null,0.15159790000000001]
[9.7529699999999997E-2,null,0.1514095]
[9.7529699999999997E-2,null,0.1514095]
[9.7386100000000003E-2,null,0.1514095]
[9.7386100000000003E-2,null,0.1514095]
[9.7386100000000003E-2,null,0.1514095]
[9.7386100000000003E-2,null,0.15127460000000001]
[9.7386100000000003E-2,null,0.15127460000000001]
[9.7386100000000003E-2,null,0.15127460000000001]
[9.7386100000000003E-2,null,0.15110229999999999]
[9.7367300000000004E-2,null,0.15110229999999999]
[9.7367300000000004E-2,null,0.15110229999999999]
[9.7242599999999998E-2,null,0.15110229999999999]
[9.7242599999999998E-2,null,0.15110229999999999]
[9.7217100000000001E-2,null,0.15091399999999999]
[9.7217100000000001E-2,null,0.15091399999999999]
[9.7217100000000001E-2,null,0.15091399999999999]
[9.7180699999999995E-2,null,0.15091399999999999]
[9.7180699999999995E-2,null,0.15091399999999999]
[9.7180699999999995E-2,null,0.15091399999999999]
[9.7180699999999995E-2,null,0.15074170000000001]
[9.7180699999999995E-2,null,0.1505872]
[9.7180699999999995E-2,null,0.1504326]
[9.7180699999999995E-2,null,0.1504326]
[9.7180699999999995E-2,null,0.1504326]
[9.7180699999999995E-2,null,0.1504326]
[9.7180699999999995E-2,null,0.1504326]
[9.7180699999999995E-2,null,0.15012539999999999]
[9.7180699999999995E-2,null,0.14993709999999999]
[9.7180699999999995E-2,null,0.14993709999999999]
[9.7180699999999995E-2,null,0.14993709999999999]
[9.7073800000000002E-2,null,0.14993709999999999]
[9.7073800000000002E-2,null,0.14993709999999999]
[9.7073800000000002E-2,null,0.1496324]
[9.7073800000000002E-2,null,0.1496323]
[9.7073800000000002E-2,null,0.1496323]
[9.7073800000000002E-2,null,0.1496323]
[9.7073800000000002E-2,null,0.1496323]
[9.7073800000000002E-2,null,0.1496323]
[9.6990400000000004E-2,null,0.14944399999999999]
[9.6990400000000004E-2,null,0.14944399999999999]
[9.6990400000000004E-2,null,0.14927180000000001]
[9.6990400000000004E-2,null,0.14927180000000001]
[9.6990400000000004E-2,null,0.14927180000000001]
[9.69304E-2,null,0.14927180000000001]
[9.68112E-2,null,0.14927180000000001]
[9.68112E-2,null,0.14927180000000001]
[9.6811099999999997E-2,null,0.14927180000000001]
[9.6676200000000004E-2,null,0.14927180000000001]
[9.6676200000000004E-2,null,0.14927180000000001]
[9.6676200000000004E-2,null,0.1490834]
[9.6676200000000004E-2,null,0.1490834]
[9.6676200000000004E-2,null,0.14891119999999999]
[9.66138E-2,null,0.14891119999999999]
[9.66138E-2,null,0.14891119999999999]
[9.66138E-2,null,0.14891119999999999]
[9.6558900000000003E-2,null,0.14891119999999999]
[9.6463599999999997E-2,null,0.14891119999999999]
[9.6463599999999997E-2,null,0.1487762]
[9.6463599999999997E-2,null,0.1487762]
[9.6463599999999997E-2,null,0.1487762]
[9.6463599999999997E-2,null,0.14858789999999999]
[9.6463599999999997E-2,null,0.14858789999999999]
[9.6463599999999997E-2,null,0.14858789999999999]
[9.6463599999999997E-2,null,0.14858789999999999]
[9.6463599999999997E-2,null,0.14858789999999999]
[9.6391900000000003E-2,null,0.14858789999999999]
[9.6320299999999998E-2,null,0.14841560000000001]
[9.6171599999999996E-2,null,0.14841560000000001]
[9.6171599999999996E-2,null,0.14822730000000001]
[9.6171599999999996E-2,null,0.14822730000000001]
[9.6171599999999996E-2,null,0.14822730000000001]
[9.6170099999999994E-2,null,0.14822730000000001]
[9.6170099999999994E-2,null,0.14822730000000001]
[9.5993800000000004E-2,null,0.14822730000000001]
[9.5993800000000004E-2,null,0.14822730000000001]
[9.5993800000000004E-2,null,0.14822730000000001]
[9.5993800000000004E-2,null,0.14822730000000001]
[9.5993800000000004E-2,null,0.14809240000000001]
[9.5993800000000004E-2,null,0.14795990000000001]
[9.5993800000000004E-2,null,0.14795990000000001]
[9.5993800000000004E-2,null,0.14795990000000001]
[9.5993800000000004E-2,null,0.14795990000000001]
[9.5993800000000004E-2,null,0.1477716]
[9.5993800000000004E-2,null,0.1477716]
[9.5968300000000006E-2,null,0.1477716]
[9.5968300000000006E-2,null,0.1477716]
[9.5968300000000006E-2,null,0.14759929999999999]
[9.5853499999999994E-2,null,0.14759929999999999]
[9.5853499999999994E-2,null,0.14759929999999999]
[9.5853499999999994E-2,null,0.14759929999999999]
[9.5853499999999994E-2,null,0.14759929999999999]
[9.5853499999999994E-2,null,0.14759929999999999]
[9.58146E-2,null,0.14759929999999999]
[9.58146E-2,null,0.14759929999999999]
[9.5710100000000006E-2,null,0.14759929999999999]
[9.5710100000000006E-2,null,0.1474644]
[9.5710100000000006E-2,null,0.14727599999999999]
[9.5710100000000006E-2,null,0.14710380000000001]
[9.5710100000000006E-2,null,0.14710380000000001]
[9.5710100000000006E-2,null,0.14710380000000001]
[9.5710100000000006E-2,null,0.14710380000000001]
[9.5671099999999995E-2,null,0.14710380000000001]
[9.5671099999999995E-2,null,0.14710380000000001]
[9.5671099999999995E-2,null,0.1469154]
[9.5671099999999995E-2,null,0.1469154]
[9.5671099999999995E-2,null,0.1469154]
[9.5671099999999995E-2,null,0.1469154]
[9.5671099999999995E-2,null,0.1469154]
[9.5671099999999995E-2,null,0.14674319999999999]
[9.5671099999999995E-2,null,0.14674319999999999]
[9.5671099999999995E-2,null,0.14655489999999999]
[9.5671099999999995E-2,null,0.14655489999999999]
[9.5671099999999995E-2,null,0.14655489999999999]
[9.5671099999999995E-2,null,0.14655489999999999]
[9.5671099999999995E-2,null,0.14655489999999999]
[9.5595299999999994E-2,null,0.14624570000000001]
[9.5595299999999994E-2,null,0.1460735]
[9.5527500000000001E-2,null,0.1460735]
[9.5527500000000001E-2,null,0.1460735]
[9.5445199999999994E-2,null,0.1460735]
[9.5445199999999994E-2,null,0.1460735]
[9.5328499999999997E-2,null,0.1459385]
[9.5328499999999997E-2,null,0.1457502]
[9.5328499999999997E-2,null,0.1457502]
[9.5328399999999994E-2,null,0.1457502]
[9.5328399999999994E-2,null,0.14561769999999999]
[9.5328399999999994E-2,null,0.14561769999999999]
[9.5328399999999994E-2,null,0.14561769999999999]
[9.5328399999999994E-2,null,0.14561769999999999]
[9.5328399999999994E-2,null,0.14544550000000001]
[9.5328399999999994E-2,null,0.14544550000000001]
[9.5275299999999993E-2,null,0.14544550000000001]
[9.5243300000000003E-2,null,0.1452572]
[9.5100000000000004E-2,null,0.1452572]
[9.5100000000000004E-2,null,0.1452572]
[9.5100000000000004E-2,null,0.1452572]
[9.5100000000000004E-2,null,0.1452572]
[9.5100000000000004E-2,null,0.1452572]
[9.5100000000000004E-2,null,0.1452572]
[9.5100000000000004E-2,null,0.14508489999999999]
[9.5100000000000004E-2,null,0.14489659999999999]
[9.5100000000000004E-2,null,0.14489659999999999]
[9.5100000000000004E-2,null,0.14489659999999999]
[9.4853699999999999E-2,null,0.14489659999999999]
[9.4841800000000004E-2,null,0.14489659999999999]
[9.4841800000000004E-2,null,0.14489659999999999]
[9.4823900000000003E-2,null,0.1447243]
[9.4823900000000003E-2,null,0.1447243]
[9.4823900000000003E-2,null,0.1447243]
[9.4823900000000003E-2,null,0.144536]
[9.4823900000000003E-2,null,0.144536]
[9.4823900000000003E-2,null,0.144536]
[9.4823900000000003E-2,null,0.144536]
[9.4823900000000003E-2,null,0.144401]
[9.4823900000000003E-2,null,0.14422879999999999]
[9.4823900000000003E-2,null,0.14422879999999999]
[9.4764100000000004E-2,null,0.14422879999999999]
[9.4691600000000001E-2,null,0.14422879999999999]
[9.4674499999999995E-2,null,0.14422879999999999]
[9.4531000000000004E-2,null,0.14422879999999999]
[9.4531000000000004E-2,null,0.14422879999999999]
[9.4531000000000004E-2,null,0.14422879999999999]
[9.4531000000000004E-2,null,0.14422879999999999]
[9.4531000000000004E-2,null,0.14422879999999999]
[9.4531000000000004E-2,null,0.14404040000000001]
[9.4531000000000004E-2,null,0.14404040000000001]
[9.4531000000000004E-2,null,0.1438682]
[9.4531000000000004E-2,null,0.1438682]
[9.4531000000000004E-2,null,0.1438682]
[9.4489799999999999E-2,null,0.1438682]
[9.4489799999999999E-2,null,0.1438682]
[9.4489799999999999E-2,null,0.1438682]
[9.4489799999999999E-2,null,0.1438682]
[9.4489799999999999E-2,null,0.1438682]
[9.4489799999999999E-2,null,0.1438682]
[9.4489799999999999E-2,null,0.1436798]
[9.4489799999999999E-2,null,0.1436798]
[9.4489799999999999E-2,null,0.1436798]
[9.4489799999999999E-2,null,0.1436798]
[9.4489799999999999E-2,null,0.14337259999999999]
[9.4489799999999999E-2,null,0.14324020000000001]
[9.4387499999999999E-2,null,0.14324020000000001]
[9.4387399999999996E-2,null,0.14324020000000001]
[9.4387399999999996E-2,null,0.14324020000000001]
[9.4319399999999998E-2,null,0.14324020000000001]
[9.4231599999999999E-2,null,0.14324020000000001]
[9.4231599999999999E-2,null,0.14324020000000001]
[9.4231599999999999E-2,null,0.14324020000000001]
[9.4082100000000002E-2,null,0.14305190000000001]
[9.3955999999999998E-2,null,0.14305190000000001]
[9.3955999999999998E-2,null,0.14305190000000001]
[9.3955999999999998E-2,null,0.14305190000000001]
[9.3955999999999998E-2,null,0.14305190000000001]
[9.3955999999999998E-2,null,0.14305190000000001]
[9.3879699999999996E-2,null,0.14305190000000001]
[9.3879699999999996E-2,null,0.14305190000000001]
[9.3879699999999996E-2,null,0.14269129999999999]
[9.3879699999999996E-2,null,0.14269129999999999]
[9.3879699999999996E-2,null,0.14269129999999999]
[9.3879699999999996E-2,null,0.14269129999999999]
[9.3879699999999996E-2,null,0.14269129999999999]
[9.3879699999999996E-2,null,0.14269129999999999]
[9.3879699999999996E-2,null,0.14269129999999999]
[9.3879699999999996E-2,null,0.14251900000000001]
[9.3879699999999996E-2,null,0.14238400000000001]
[9.3776799999999993E-2,null,0.14238400000000001]
[9.3776799999999993E-2,null,0.14238400000000001]
[9.3736299999999995E-2,null,0.14238400000000001]
[9.3736299999999995E-2,null,0.14219570000000001]
[9.3736299999999995E-2,null,0.14219570000000001]
[9.36332E-2,null,0.14219570000000001]
[9.36332E-2,null,0.14219570000000001]
[9.36332E-2,null,0.14219570000000001]
[9.36332E-2,null,0.14219570000000001]
[9.36332E-2,null,0.14219570000000001]
[9.36332E-2,null,0.14219570000000001]
[9.36332E-2,null,0.1420235]
[9.36332E-2,null,0.1420235]
[9.3621499999999996E-2,null,0.1420235]
[9.3621499999999996E-2,null,0.1420235]
[9.3489699999999995E-2,null,0.14183509999999999]
[9.3489699999999995E-2,null,0.14183509999999999]
[9.3476199999999995E-2,null,0.14183509999999999]
[9.3476199999999995E-2,null,0.14183509999999999]
[9.3476199999999995E-2,null,0.14183509999999999]
[9.3476199999999995E-2,null,0.14166290000000001]
[9.3476199999999995E-2,null,0.14166290000000001]
[9.3476199999999995E-2,null,0.1415304]
[9.3419699999999994E-2,null,0.1415304]
[9.3419699999999994E-2,null,0.1415304]
[9.3419699999999994E-2,null,0.1415304]
[9.3310500000000005E-2,null,0.1415304]
[9.3310500000000005E-2,null,0.1415304]
[9.3269500000000005E-2,null,0.1413421]
[9.3269500000000005E-2,null,0.1413421]
[9.3269500000000005E-2,null,0.1413421]
[9.3126200000000006E-2,null,0.14116980000000001]
[9.3126200000000006E-2,null,0.14116980000000001]
[9.3126200000000006E-2,null,0.14116980000000001]
[9.3126200000000006E-2,null,0.14116980000000001]
[9.3126200000000006E-2,null,0.14103489999999999]
[9.3126200000000006E-2,null,0.14103489999999999]
[9.3126200000000006E-2,null,0.14084659999999999]
[9.3126200000000006E-2,null,0.14084659999999999]
[9.3058299999999997E-2,null,0.14084659999999999]
[9.3058299999999997E-2,null,0.14084659999999999]
[9.3058199999999994E-2,null,0.14084659999999999]
[9.3011399999999994E-2,null,0.14084659999999999]
[9.2971700000000004E-2,null,0.14084659999999999]
[9.2971700000000004E-2,null,0.14084659999999999]
[9.2971700000000004E-2,null,0.1406743]
[9.2971700000000004E-2,null,0.1406743]
[9.2971700000000004E-2,null,0.1406743]
[9.2971700000000004E-2,null,0.140486]
[9.2914700000000003E-2,null,0.140486]
[9.2914700000000003E-2,null,0.140486]
[9.2868000000000006E-2,null,0.140486]
[9.2868000000000006E-2,null,0.140486]
[9.2868000000000006E-2,null,0.14031370000000001]
[9.2868000000000006E-2,null,0.14031370000000001]
[9.2868000000000006E-2,null,0.14031370000000001]
[9.2868000000000006E-2,null,0.14012540000000001]
[9.2868000000000006E-2,null,0.14012540000000001]
[9.2717800000000003E-2,null,0.14012540000000001]
[9.2717800000000003E-2,null,0.14012540000000001]
[9.2717800000000003E-2,null,0.1399531]
[9.2717800000000003E-2,null,0.1399531]
[9.2717800000000003E-2,null,0.1399531]
[9.2516000000000001E-2,null,0.1399531]
[9.2493199999999998E-2,null,0.1399531]
[9.2493199999999998E-2,null,0.1399531]
[9.2467099999999997E-2,null,0.1399531]
[9.2467099999999997E-2,null,0.1399531]
[9.2467099999999997E-2,null,0.1399531]
[9.2467099999999997E-2,null,0.13963229999999999]
[9.2467099999999997E-2,null,0.1394601]
[9.2467099999999997E-2,null,0.1394601]
[9.2372599999999999E-2,null,0.1394601]
[9.2313900000000004E-2,null,0.1394601]
[9.2313900000000004E-2,null,0.1394601]
[9.2313900000000004E-2,null,0.1394601]
[9.2313900000000004E-2,null,0.13932510000000001]
[9.2257800000000001E-2,null,0.13932510000000001]
[9.2257800000000001E-2,null,0.13932510000000001]
[9.2257800000000001E-2,null,0.1391368]
[9.2257800000000001E-2,null,0.1391368]
[9.2257800000000001E-2,null,0.1391368]
[9.2257800000000001E-2,null,0.13896449999999999]
[9.21704E-2,null,0.13896449999999999]
[9.21704E-2,null,0.13896449999999999]
[9.21704E-2,null,0.13896449999999999]
[9.21704E-2,null,0.13877619999999999]
[9.21704E-2,null,0.13877619999999999]
[9.2107700000000001E-2,null,0.13877619999999999]
[9.2107700000000001E-2,null,0.13877619999999999]
[9.2107700000000001E-2,null,0.13877619999999999]
[9.2107700000000001E-2,null,0.13877619999999999]
[9.1962600000000005E-2,null,0.13877619999999999]
[9.1962600000000005E-2,null,0.13877619999999999]
[9.1962600000000005E-2,null,0.1386039]
[9.1962600000000005E-2,null,0.1386039]
[9.1962600000000005E-2,null,0.1386039]
[9.1918200000000005E-2,null,0.1386039]
[9.1918200000000005E-2,null,0.1386039]
[9.1918200000000005E-2,null,0.1386039]
[9.1918200000000005E-2,null,0.1386039]
[9.1770400000000002E-2,null,0.1386039]
[9.1770400000000002E-2,null,0.1386039]
[9.1770400000000002E-2,null,0.1386039]
[9.1738899999999998E-2,null,0.13824330000000001]
[9.1738899999999998E-2,null,0.13824330000000001]
[9.1738899999999998E-2,null,0.13824330000000001]
[9.1627E-2,null,0.13824330000000001]
[9.1595399999999993E-2,null,0.13824330000000001]
[9.1595399999999993E-2,null,0.13824330000000001]
[9.1595399999999993E-2,null,0.13824330000000001]
[9.1595399999999993E-2,null,0.13805500000000001]
[9.1595399999999993E-2,null,0.13805500000000001]
[9.1595399999999993E-2,null,0.13805500000000001]
[9.1595399999999993E-2,null,0.13805500000000001]
[9.1451900000000003E-2,null,0.13805500000000001]
[9.1425199999999998E-2,null,0.13805500000000001]
[9.1425199999999998E-2,null,0.13805500000000001]
[9.1425199999999998E-2,null,0.1378828]
[9.1425199999999998E-2,null,0.1378828]
[9.1362299999999994E-2,null,0.13769439999999999]
[9.13104E-2,null,0.13769439999999999]
[9.13104E-2,null,0.13769439999999999]
[9.13104E-2,null,0.13769439999999999]
[9.13104E-2,null,0.13756199999999999]
[9.13104E-2,null,0.13756199999999999]
[9.13104E-2,null,0.13756199999999999]
[9.13104E-2,null,0.13756199999999999]
[9.13104E-2,null,0.13756199999999999]
[9.13104E-2,null,0.1373897]
[9.13104E-2,null,0.1372014]
[9.1272699999999998E-2,null,0.1372014]
[9.1272699999999998E-2,null,0.1372014]
[9.1167100000000001E-2,null,0.1372014]
[9.1167100000000001E-2,null,0.1372014]
[9.1119400000000003E-2,null,0.1370131]
[9.1119400000000003E-2,null,0.13684080000000001]
[9.10522E-2,null,0.13684080000000001]
[9.10522E-2,null,0.13684080000000001]
[9.09021E-2,null,0.13684080000000001]
[9.09021E-2,null,0.13684080000000001]
[9.09021E-2,null,0.13684080000000001]
[9.09021E-2,null,0.13684080000000001]
[9.09021E-2,null,0.13684080000000001]
[9.09021E-2,null,0.13665250000000001]
[9.0851100000000004E-2,null,0.13651750000000001]
[9.0851100000000004E-2,null,0.13651750000000001]
[9.0851100000000004E-2,null,0.13651750000000001]
[9.0851100000000004E-2,null,0.1363453]
[9.0851100000000004E-2,null,0.1363453]
[9.0851100000000004E-2,null,0.1363453]
[9.0707599999999999E-2,null,0.1363453]
[9.0707599999999999E-2,null,0.1361569]
[9.0707599999999999E-2,null,0.1361569]
[9.0707599999999999E-2,null,0.13598469999999999]
[9.0700299999999998E-2,null,0.13598469999999999]
[9.0700299999999998E-2,null,0.13598469999999999]
[9.0700299999999998E-2,null,0.13598469999999999]
[9.0614899999999998E-2,null,0.13598469999999999]
[9.0614899999999998E-2,null,0.13598469999999999]
[9.0614899999999998E-2,null,0.13598469999999999]
[9.0614899999999998E-2,null,0.1358124]
[9.0614899999999998E-2,null,0.1356241]
[9.0614899999999998E-2,null,0.1356241]
[9.0614899999999998E-2,null,0.1356241]
[9.0614899999999998E-2,null,0.1356241]
[9.0614899999999998E-2,null,0.13545180000000001]
[9.0614899999999998E-2,null,0.13526350000000001]
[9.0614899999999998E-2,null,0.13526350000000001]
[9.0614899999999998E-2,null,0.13507520000000001]
[9.0614899999999998E-2,null,0.13507520000000001]
[9.0614899999999998E-2,null,0.13507520000000001]
[9.0614899999999998E-2,null,0.13507520000000001]
[9.0614899999999998E-2,null,0.13507520000000001]
[9.0585499999999999E-2,null,0.13507520000000001]
[9.0585499999999999E-2,null,0.13490289999999999]
[9.0585499999999999E-2,null,0.13490289999999999]
[9.0585499999999999E-2,null,0.13490289999999999]
[9.0585499999999999E-2,null,0.13458210000000001]
[9.0585499999999999E-2,null,0.13458210000000001]
[9.0585499999999999E-2,null,0.13458210000000001]
[9.0585499999999999E-2,null,0.13458210000000001]
[9.0581499999999995E-2,null,0.13444719999999999]
[9.0455300000000002E-2,null,0.13444719999999999]
[9.0455300000000002E-2,null,0.13436100000000001]
[9.0455300000000002E-2,null,0.1342749]
[9.0455300000000002E-2,null,0.1342749]
[9.0455300000000002E-2,null,0.1342749]
[9.0442099999999997E-2,null,0.1342749]
[9.0442099999999997E-2,null,0.1342749]
[9.0291899999999994E-2,null,0.1340866]
[9.0291899999999994E-2,null,0.1340866]
[9.0291899999999994E-2,null,0.1340866]
[9.0291899999999994E-2,null,0.1340866]
[9.0291899999999994E-2,null,0.1340866]
[9.0276099999999998E-2,null,0.13391429999999999]
[9.0204400000000004E-2,null,0.13372600000000001]
[9.0204400000000004E-2,null,0.13372600000000001]
[9.0132599999999993E-2,null,0.13372600000000001]
[9.0132599999999993E-2,null,0.13372600000000001]
[9.0132599999999993E-2,null,0.13372600000000001]
[9.0132599999999993E-2,null,0.13372600000000001]
[9.0132599999999993E-2,null,0.13372600000000001]
[9.0132599999999993E-2,null,0.13353770000000001]
[9.0132599999999993E-2,null,0.1333654]
[9.0110300000000004E-2,null,0.1333654]
[8.9953400000000003E-2,null,0.1333654]
[8.9809899999999998E-2,null,0.1333654]
[8.9557600000000001E-2,null,0.1333654]
[8.9557600000000001E-2,null,0.1333654]
[8.9557600000000001E-2,null,0.1333654]
[8.9557600000000001E-2,null,0.1333654]
[8.9557600000000001E-2,null,0.1333654]
[8.9557600000000001E-2,null,0.1333654]
[8.9267200000000005E-2,null,0.1333654]
[8.9267200000000005E-2,null,0.1333654]
[8.9267200000000005E-2,null,0.1333654]
[8.9267200000000005E-2,null,0.13286990000000001]
[8.9267200000000005E-2,null,0.13286990000000001]
[8.9267200000000005E-2,null,0.13286990000000001]
[8.9267100000000002E-2,null,0.13286990000000001]
[8.9267100000000002E-2,null,0.13286990000000001]
[8.9267100000000002E-2,null,0.13286990000000001]
[8.9136000000000007E-2,null,0.13286990000000001]
[8.9136000000000007E-2,null,0.1325093]
[8.8956800000000003E-2,null,0.1325093]
[8.8956800000000003E-2,null,0.1325093]
[8.8956800000000003E-2,null,0.1325093]
[8.8956800000000003E-2,null,0.1325093]
[8.8956800000000003E-2,null,0.1325093]
[8.8956800000000003E-2,null,0.1325093]
[8.8813299999999998E-2,null,0.1325093]
[8.8813299999999998E-2,null,0.1325093]
[8.8813299999999998E-2,null,0.1325093]
[8.8813299999999998E-2,null,0.13233700000000001]
[8.8813299999999998E-2,null,0.13233700000000001]
[8.8762599999999997E-2,null,0.13233700000000001]
[8.8762599999999997E-2,null,0.13233700000000001]
[8.8762599999999997E-2,null,0.13214870000000001]
[8.8762599999999997E-2,null,0.13214870000000001]
[8.8762599999999997E-2,null,0.13201370000000001]
[8.8762599999999997E-2,null,0.13201370000000001]
[8.8762599999999997E-2,null,0.1318415]
[8.8762599999999997E-2,null,0.1316532]
[8.8762599999999997E-2,null,0.1316532]
[8.8762599999999997E-2,null,0.1316532]
[8.8634099999999993E-2,null,0.1316531]
[8.8634099999999993E-2,null,0.1316531]
[8.8634099999999993E-2,null,0.1316531]
[8.8634099999999993E-2,null,0.1316531]
[8.8258100000000006E-2,null,0.1316531]
[8.8258100000000006E-2,null,0.13146479999999999]
[8.8258100000000006E-2,null,0.13146479999999999]
[8.8238300000000006E-2,null,0.13146479999999999]
[8.8238300000000006E-2,null,0.13129260000000001]
[8.8238300000000006E-2,null,0.13129260000000001]
[8.8238300000000006E-2,null,0.13129260000000001]
[8.8238300000000006E-2,null,0.13129260000000001]
[8.8094800000000001E-2,null,0.13129260000000001]
[8.8094800000000001E-2,null,0.13129260000000001]
[8.8094800000000001E-2,null,0.13129260000000001]
[8.8094800000000001E-2,null,0.13096930000000001]
[8.7915599999999997E-2,null,0.13096930000000001]
[8.7915599999999997E-2,null,0.13096930000000001]
[8.7915599999999997E-2,null,0.13096930000000001]
[8.7915599999999997E-2,null,0.13096930000000001]
[8.7915599999999997E-2,null,0.13096930000000001]
[8.7915599999999997E-2,null,0.1306602]
[8.7772100000000006E-2,null,0.1306602]
[8.7772100000000006E-2,null,0.13048789999999999]
[8.7414900000000004E-2,null,0.13029959999999999]
[8.7414900000000004E-2,null,0.13029959999999999]
[8.7414900000000004E-2,null,0.13029959999999999]
[8.7414900000000004E-2,null,0.13029959999999999]
[8.7414900000000004E-2,null,0.13029959999999999]
[8.7414900000000004E-2,null,0.13016459999999999]
[8.7098200000000001E-2,null,0.13016459999999999]
[8.7098200000000001E-2,null,0.13016459999999999]
[8.7098200000000001E-2,null,0.13016459999999999]
[8.7098200000000001E-2,null,0.13016459999999999]
[8.7098200000000001E-2,null,0.12997629999999999]
[8.7098200000000001E-2,null,0.12997629999999999]
[8.7098200000000001E-2,null,0.12997629999999999]
[8.6954699999999996E-2,null,0.129804]
[8.6910399999999999E-2,null,0.129804]
[8.6910399999999999E-2,null,0.129804]
[8.6910399999999999E-2,null,0.129804]
[8.6910399999999999E-2,null,0.129804]
[8.6910399999999999E-2,null,0.129804]
[8.6910399999999999E-2,null,0.129804]
[8.6775500000000005E-2,null,0.129804]
[8.6775500000000005E-2,null,0.1296157]
[8.6775500000000005E-2,null,0.1296157]
[8.6775500000000005E-2,null,0.12930849999999999]
[8.6775500000000005E-2,null,0.12930849999999999]
[8.6775500000000005E-2,null,0.12930849999999999]
[8.6775500000000005E-2,null,0.12930849999999999]
[8.6775500000000005E-2,null,0.12930849999999999]
[8.6775500000000005E-2,null,0.12930849999999999]
[8.6775500000000005E-2,null,0.12930849999999999]
[8.6775500000000005E-2,null,0.12930849999999999]
[8.6775500000000005E-2,null,0.12930849999999999]
[8.6632000000000001E-2,null,0.12912019999999999]
[8.6632000000000001E-2,null,0.12912019999999999]
[8.6405800000000005E-2,null,0.12912019999999999]
[8.6405800000000005E-2,null,0.1289479]
[8.6405800000000005E-2,null,0.1289479]
[8.6405800000000005E-2,null,0.1289479]
[8.6405800000000005E-2,null,0.1289479]
[8.6405800000000005E-2,null,0.1289479]
[8.6405800000000005E-2,null,0.1289479]
[8.6405800000000005E-2,null,0.1289479]
[8.6405800000000005E-2,null,0.1289479]
[8.6405800000000005E-2,null,0.1289479]
[8.6405800000000005E-2,null,0.1289479]
[8.6379700000000004E-2,null,0.12858729999999999]
[8.6379700000000004E-2,null,0.12845239999999999]
[8.6379700000000004E-2,null,0.12845239999999999]
[8.6200499999999999E-2,null,0.12845239999999999]
[8.6200499999999999E-2,null,0.12845239999999999]
[8.6056999999999995E-2,null,0.12845239999999999]
[8.6056999999999995E-2,null,0.12845239999999999]
[8.6056999999999995E-2,null,0.12826399999999999]
[8.6056999999999995E-2,null,0.12826399999999999]
[8.6056999999999995E-2,null,0.12826399999999999]
[8.6056999999999995E-2,null,0.12826399999999999]
[8.59013E-2,null,0.12826399999999999]
[8.59013E-2,null,0.12809180000000001]
[8.59013E-2,null,0.12809180000000001]
[8.59013E-2,null,0.12809180000000001]
[8.59013E-2,null,0.12809180000000001]
[8.5877800000000004E-2,null,0.12809180000000001]
[8.5877800000000004E-2,null,0.12795680000000001]
[8.5877800000000004E-2,null,0.12795680000000001]
[8.5877800000000004E-2,null,0.12759619999999999]
[8.5877800000000004E-2,null,0.12759619999999999]
[8.5734299999999999E-2,null,0.12759619999999999]
[8.5734299999999999E-2,null,0.12759619999999999]
[8.5482000000000002E-2,null,0.12759619999999999]
[8.5482000000000002E-2,null,0.12759619999999999]
[8.5482000000000002E-2,null,0.12759619999999999]
[8.5482000000000002E-2,null,0.12759619999999999]
[8.5482000000000002E-2,null,0.12759619999999999]
[8.5482000000000002E-2,null,0.12740789999999999]
[8.5482000000000002E-2,null,0.12740789999999999]
[8.5482000000000002E-2,null,0.12740789999999999]
[8.5302799999999998E-2,null,0.12740789999999999]
[8.5302799999999998E-2,null,0.1269265]
[8.5159299999999993E-2,null,0.1269265]
[8.5159299999999993E-2,null,0.1267382]
[8.5159299999999993E-2,null,0.1267382]
[8.5159299999999993E-2,null,0.1267382]
[8.5159299999999993E-2,null,0.1267382]
[8.5159299999999993E-2,null,0.1267382]
[8.5159299999999993E-2,null,0.1266032]
[8.5159299999999993E-2,null,0.12643099999999999]
[8.5058099999999998E-2,null,0.12643099999999999]
[8.5058099999999998E-2,null,0.12643099999999999]
[8.5058099999999998E-2,null,0.12643099999999999]
[8.5058099999999998E-2,null,0.12624270000000001]
[8.5058099999999998E-2,null,0.12624270000000001]
[8.5015800000000002E-2,null,0.12624270000000001]
[8.5015800000000002E-2,null,0.12624270000000001]
[8.4889599999999996E-2,null,0.12624270000000001]
[8.4584300000000001E-2,null,0.12624270000000001]
[8.4584300000000001E-2,null,0.12624270000000001]
[8.4584300000000001E-2,null,0.1260704]
[8.4584300000000001E-2,null,0.1260704]
[8.4584300000000001E-2,null,0.1260704]
[8.4584300000000001E-2,null,0.1258821]
[8.4584300000000001E-2,null,0.1258821]
[8.4553600000000007E-2,null,0.1258821]
[8.4553600000000007E-2,null,0.1258821]
[8.4553600000000007E-2,null,0.1258821]
[8.4553600000000007E-2,null,0.12552150000000001]
[8.4512500000000004E-2,null,0.12552150000000001]
[8.4440799999999996E-2,null,0.12552150000000001]
[8.4440799999999996E-2,null,0.12552150000000001]
[8.4440799999999996E-2,null,0.12534919999999999]
[8.4440799999999996E-2,null,0.12534919999999999]
[8.4440799999999996E-2,null,0.12534919999999999]
[8.4261500000000003E-2,null,0.12508179999999999]
[8.4261500000000003E-2,null,0.12508179999999999]
[8.4117999999999998E-2,null,0.1248935]
[8.4117999999999998E-2,null,0.1248935]
[8.4117999999999998E-2,null,0.1247212]
[8.4117999999999998E-2,null,0.1247212]
[8.4117999999999998E-2,null,0.1247212]
[8.4048999999999999E-2,null,0.1247212]
[8.4048999999999999E-2,null,0.1247212]
[8.4048999999999999E-2,null,0.1247212]
[8.4048999999999999E-2,null,0.1247212]
[8.4048999999999999E-2,null,0.1247212]
[8.4048999999999999E-2,null,0.1247212]
[8.4048999999999999E-2,null,0.1245329]
[8.4048999999999999E-2,null,0.1243606]
[8.4048999999999999E-2,null,0.1243606]
[8.3696400000000004E-2,null,0.1243606]
[8.3696400000000004E-2,null,0.1243606]
[8.3300700000000005E-2,null,0.1243606]
[8.3300700000000005E-2,null,0.12403740000000001]
[8.3300700000000005E-2,null,0.12403740000000001]
[8.3300700000000005E-2,null,0.12403740000000001]
[8.3300700000000005E-2,null,0.12403740000000001]
[8.3300700000000005E-2,null,0.12386510000000001]
[8.3300700000000005E-2,null,0.12386510000000001]
[8.3157200000000001E-2,null,0.12386510000000001]
[8.3157200000000001E-2,null,0.123556]
[8.2977899999999993E-2,null,0.123556]
[8.2977899999999993E-2,null,0.12336759999999999]
[8.2977899999999993E-2,null,0.12336759999999999]
[8.2977899999999993E-2,null,0.12336759999999999]
[8.2977899999999993E-2,null,0.12336759999999999]
[8.2977899999999993E-2,null,0.1231954]
[8.2725699999999999E-2,null,0.1231954]
[8.2725699999999999E-2,null,0.12300709999999999]
[8.2725699999999999E-2,null,0.12300709999999999]
[8.2701300000000005E-2,null,0.12300709999999999]
[8.2701300000000005E-2,null,0.12300709999999999]
[8.2701300000000005E-2,null,0.1228721]
[8.2701300000000005E-2,null,0.1228721]
[8.2701300000000005E-2,null,0.12273969999999999]
[8.2582199999999994E-2,null,0.12273969999999999]
[8.2582199999999994E-2,null,0.1225513]
[8.2582199999999994E-2,null,0.1225513]
[8.2582199999999994E-2,null,0.1225513]
[8.2582199999999994E-2,null,0.1223791]
[8.2582199999999994E-2,null,0.1221907]
[8.2582199999999994E-2,null,0.1221907]
[8.2582199999999994E-2,null,0.1221907]
[8.2402900000000001E-2,null,0.1221907]
[8.2259399999999996E-2,null,0.1221907]
[8.21968E-2,null,0.1221907]
[8.21968E-2,null,0.1221907]
[8.21968E-2,null,0.1221907]
[8.21968E-2,null,0.1220185]
[8.21968E-2,null,0.1220185]
[8.1837800000000002E-2,null,0.1220185]
[8.1692200000000006E-2,null,0.1218301]
[8.1692200000000006E-2,null,0.1218301]
[8.1692200000000006E-2,null,0.1218301]
[8.1692200000000006E-2,null,0.1216952]
[8.1585599999999994E-2,null,0.1215069]
[8.1585599999999994E-2,null,0.1215069]
[8.1585599999999994E-2,null,0.1213346]
[8.1585599999999994E-2,null,0.1213346]
[8.1585599999999994E-2,null,0.1213346]
[8.1585599999999994E-2,null,0.1213346]
[8.1585599999999994E-2,null,0.120974]
[8.1585599999999994E-2,null,0.120974]
[8.1406400000000004E-2,null,0.120974]
[8.1334600000000007E-2,null,0.120974]
[8.1262899999999999E-2,null,0.120974]
[8.1262899999999999E-2,null,0.120974]
[8.1262899999999999E-2,null,0.1206532]
[8.1262899999999999E-2,null,0.1206532]
[8.1262899999999999E-2,null,0.120481]
[8.1262899999999999E-2,null,0.120481]
[8.1262899999999999E-2,null,0.120481]
[8.1262899999999999E-2,null,0.120481]
[8.1119300000000005E-2,null,0.11998350000000001]
[8.1119300000000005E-2,null,0.11998350000000001]
[8.0940100000000001E-2,null,0.11998350000000001]
[8.0849099999999993E-2,null,0.11998350000000001]
[8.0687900000000007E-2,null,0.11998350000000001]
[8.0687900000000007E-2,null,0.1198113]
[8.0687900000000007E-2,null,0.1198113]
[8.0687900000000007E-2,null,0.1198113]
[8.0544299999999999E-2,null,0.119488]
[8.0544299999999999E-2,null,0.119488]
[8.0344499999999999E-2,null,0.119488]
[8.0344499999999999E-2,null,0.119488]
[8.0344499999999999E-2,null,0.119488]
[8.0344499999999999E-2,null,0.119488]
[8.0344499999999999E-2,null,0.119488]
[8.0344499999999999E-2,null,0.119488]
[8.0122799999999994E-2,null,0.1193157]
[7.9943500000000001E-2,null,0.11918330000000001]
[7.9943500000000001E-2,null,0.118995]
[7.9943500000000001E-2,null,0.118995]
[7.9943500000000001E-2,null,0.118995]
[7.9943500000000001E-2,null,0.118995]
[7.9943500000000001E-2,null,0.118995]
[7.9943500000000001E-2,null,0.118995]
[7.9943500000000001E-2,null,0.1188066]
[7.9943500000000001E-2,null,0.1186344]
[7.9871800000000007E-2,null,0.1186344]
[7.9839999999999994E-2,null,0.1186344]
[7.9839999999999994E-2,null,0.1186344]
[7.9839999999999994E-2,null,0.1184994]
[7.9799999999999996E-2,null,0.1184994]
[7.9799999999999996E-2,null,0.1184994]
[7.9547800000000002E-2,null,0.1184994]
[7.9368599999999997E-2,null,0.1183111]
[7.9368599999999997E-2,null,0.1183111]
[7.9368599999999997E-2,null,0.1181388]
[7.9368599999999997E-2,null,0.1181388]
[7.9368599999999997E-2,null,0.1181388]
[7.9368599999999997E-2,null,0.1181388]
[7.9368599999999997E-2,null,0.1181388]
[7.9368599999999997E-2,null,0.1179505]
[7.9368599999999997E-2,null,0.11781800000000001]
[7.9368599999999997E-2,null,0.11781800000000001]
[7.9368599999999997E-2,null,0.1176831]
[7.9045799999999999E-2,null,0.1175108]
[7.9045799999999999E-2,null,0.11720170000000001]
[7.9045799999999999E-2,null,0.11720170000000001]
[7.9045799999999999E-2,null,0.11720170000000001]
[7.9045799999999999E-2,null,0.11720170000000001]
[7.9045799999999999E-2,null,0.11720170000000001]
[7.8996800000000006E-2,null,0.1170134]
[7.8996800000000006E-2,null,0.1170134]
[7.8793600000000005E-2,null,0.1168411]
[7.8492300000000001E-2,null,0.1168411]
[7.8492300000000001E-2,null,0.1168411]
[7.8492300000000001E-2,null,0.1168411]
[7.8492300000000001E-2,null,0.1168411]
[7.8492300000000001E-2,null,0.1168411]
[7.8492300000000001E-2,null,0.1166528]
[7.8371999999999997E-2,null,0.1165178]
[7.8371999999999997E-2,null,0.1162131]
[7.8371999999999997E-2,null,0.1162131]
[7.8228500000000006E-2,null,0.1162131]
[7.8228500000000006E-2,null,0.1162131]
[7.8049199999999999E-2,null,0.1162131]
[7.8049199999999999E-2,null,0.1160248]
[7.8049199999999999E-2,null,0.1160248]
[7.8049199999999999E-2,null,0.1160248]
[7.8049199999999999E-2,null,0.1160248]
[7.8049199999999999E-2,null,0.1158525]
[7.7987699999999993E-2,null,0.1158525]
[7.7987699999999993E-2,null,0.1155293]
[7.7987699999999993E-2,null,0.1155293]
[7.7987699999999993E-2,null,0.1155293]
[7.7987699999999993E-2,null,0.1155293]
[7.7987699999999993E-2,null,0.1153409]
[7.7987699999999993E-2,null,0.1153409]
[7.7987699999999993E-2,null,0.1153409]
[7.7987699999999993E-2,null,0.1151687]
[7.7797000000000005E-2,null,0.1151687]
[7.76535E-2,null,0.1151687]
[7.7474299999999996E-2,null,0.1151687]
[7.7474299999999996E-2,null,0.1151687]
[7.7474299999999996E-2,null,0.1151687]
[7.7474299999999996E-2,null,0.1150337]
[7.7474299999999996E-2,null,0.1148454]
[7.7474299999999996E-2,null,0.1148454]
[7.7474299999999996E-2,null,0.1146731]
[7.7474299999999996E-2,null,0.1146731]
[7.7474299999999996E-2,null,0.1146731]
[7.7330700000000002E-2,null,0.1143684]
[7.7330700000000002E-2,null,0.1143684]
[7.7151499999999998E-2,null,0.1143684]
[7.7151499999999998E-2,null,0.1143684]
[7.7151499999999998E-2,null,0.1140451]
[7.7144599999999994E-2,null,0.1140451]
[7.7144599999999994E-2,null,0.1138729]
[7.6781199999999994E-2,null,0.11356380000000001]
[7.6781199999999994E-2,null,0.11356380000000001]
[7.6781199999999994E-2,null,0.11356380000000001]
[7.6781199999999994E-2,null,0.11356380000000001]
[7.6729900000000004E-2,null,0.1133754]
[7.664E-2,null,0.1133754]
[7.664E-2,null,0.1133754]
[7.664E-2,null,0.1133754]
[7.664E-2,null,0.1133754]
[7.664E-2,null,0.1132032]
[7.664E-2,null,0.1130148]
[7.6477699999999996E-2,null,0.1130148]
[7.6477699999999996E-2,null,0.11287990000000001]
[7.6334200000000005E-2,null,0.11287990000000001]
[7.6334200000000005E-2,null,0.11287990000000001]
[7.6334200000000005E-2,null,0.11287990000000001]
[7.6219099999999998E-2,null,0.1125591]
[7.6155E-2,null,0.1125591]
[7.6155E-2,null,0.1125591]
[7.6154899999999998E-2,null,0.1125591]
[7.6154899999999998E-2,null,0.1125591]
[7.6135499999999995E-2,null,0.1123868]
[7.6135499999999995E-2,null,0.1123868]
[7.6135499999999995E-2,null,0.1123194]
[7.6135499999999995E-2,null,0.1122519]
[7.6135499999999995E-2,null,0.1122519]
[7.6135499999999995E-2,null,0.1120636]
[7.6027700000000004E-2,null,0.1118913]
[7.6027700000000004E-2,null,0.1118913]
[7.6027700000000004E-2,null,0.1118913]
[7.6027700000000004E-2,null,0.1118913]
[7.6027700000000004E-2,null,0.1118913]
[7.6027700000000004E-2,null,0.1118913]
[7.6027700000000004E-2,null,0.1118913]
[7.6011400000000007E-2,null,0.111703]
[7.6011400000000007E-2,null,0.111568]
[7.6011400000000007E-2,null,0.111568]
[7.5759199999999999E-2,null,0.111568]
[7.5759199999999999E-2,null,0.1113958]
[7.5759199999999999E-2,null,0.11089830000000001]
[7.5759199999999999E-2,null,0.1107659]
[7.5759199999999999E-2,null,0.1105776]
[7.5759199999999999E-2,null,0.1105776]
[7.5691400000000006E-2,null,0.1105776]
[7.5630900000000001E-2,null,0.1105775]
[7.5499999999999998E-2,null,0.1105775]
[7.5499999999999998E-2,null,0.1104053]
[7.5499999999999998E-2,null,0.1102703]
[7.5499999999999998E-2,null,0.1101762]
[7.5499999999999998E-2,null,0.110082]
[7.5499999999999998E-2,null,0.110082]
[7.5499999999999998E-2,null,0.110082]
[7.5499999999999998E-2,null,0.1098937]
[7.5499999999999998E-2,null,0.1098937]
[7.5499999999999998E-2,null,0.1097214]
[7.5499999999999998E-2,null,0.10953309999999999]
[7.5499999999999998E-2,null,0.10953309999999999]
[7.5337600000000005E-2,null,0.1093981]
[7.5014899999999995E-2,null,0.1093981]
[7.5014899999999995E-2,null,0.1093981]
[7.5014899999999995E-2,null,0.1093981]
[7.5014899999999995E-2,null,0.1092098]
[7.5014899999999995E-2,null,0.1092098]
[7.5014899999999995E-2,null,0.1092098]
[7.4937900000000002E-2,null,0.1092098]
[7.4937900000000002E-2,null,0.10902149999999999]
[7.4937900000000002E-2,null,0.1088865]
[7.4937900000000002E-2,null,0.1088865]
[7.4787800000000001E-2,null,0.10858180000000001]
[7.4762599999999999E-2,null,0.10858180000000001]
[7.4762599999999999E-2,null,0.10858180000000001]
[7.4619099999999994E-2,null,0.1084469]
[7.4619099999999994E-2,null,0.1084469]
[7.4601500000000001E-2,null,0.10813780000000001]
[7.4601500000000001E-2,null,0.10813780000000001]
[7.4601500000000001E-2,null,0.1079494]
[7.4439900000000003E-2,null,0.1079494]
[7.4439900000000003E-2,null,0.1079494]
[7.4439900000000003E-2,null,0.1079494]
[7.4439900000000003E-2,null,0.1079494]
[7.4410199999999996E-2,null,0.1079494]
[7.4410199999999996E-2,null,0.1079494]
[7.4410199999999996E-2,null,0.1079494]
[7.4410199999999996E-2,null,0.1077772]
[7.4410199999999996E-2,null,0.1075888]
[7.4410199999999996E-2,null,0.1075214]
[7.4410199999999996E-2,null,0.1071331]
[7.4410199999999996E-2,null,0.1069609]
[7.4410199999999996E-2,null,0.1069609]
[7.4410199999999996E-2,null,0.1069609]
[7.4410199999999996E-2,null,0.10696079999999999]
[7.4410199999999996E-2,null,0.10696079999999999]
[7.4410199999999996E-2,null,0.10696079999999999]
[7.4296299999999996E-2,null,0.10696079999999999]
[7.4296299999999996E-2,null,0.10677250000000001]
[7.4296299999999996E-2,null,0.10677250000000001]
[7.4296299999999996E-2,null,0.1066003]
[7.4296299999999996E-2,null,0.1066003]
[7.4283199999999994E-2,null,0.1066003]
[7.4283199999999994E-2,null,0.1066003]
[7.4283199999999994E-2,null,0.10623970000000001]
[7.4152800000000005E-2,null,0.1061047]
[7.4152800000000005E-2,null,0.1061047]
[7.4152800000000005E-2,null,0.1061047]
[7.4152800000000005E-2,null,0.1061047]
[7.4152800000000005E-2,null,0.1061047]
[7.4073799999999995E-2,null,0.1061047]
[7.4073799999999995E-2,null,0.1059325]
[7.4073799999999995E-2,null,0.1059325]
[7.4073799999999995E-2,null,0.10574409999999999]
[7.3900599999999997E-2,null,0.1056092]
[7.3900599999999997E-2,null,0.1056092]
[7.3778700000000003E-2,null,0.1056092]
[7.3778700000000003E-2,null,0.1056092]
[7.3778700000000003E-2,null,0.10547670000000001]
[7.3778700000000003E-2,null,0.10547670000000001]
[7.3778700000000003E-2,null,0.10547670000000001]
[7.3778700000000003E-2,null,0.10547670000000001]
[7.3778700000000003E-2,null,0.1053045]
[7.3778700000000003E-2,null,0.1053045]
[7.3577799999999999E-2,null,0.1053045]
[7.3577799999999999E-2,null,0.1053045]
[7.3577799999999999E-2,null,0.1051161]
[7.3577799999999999E-2,null,0.1051005]
[7.3577799999999999E-2,null,0.1051005]
[7.3511699999999999E-2,null,0.1049812]
[7.3511699999999999E-2,null,0.1046721]
[7.3511699999999999E-2,null,0.1046721]
[7.3511699999999999E-2,null,0.1046721]
[7.3511699999999999E-2,null,0.1046721]
[7.3434299999999994E-2,null,0.1046721]
[7.3434299999999994E-2,null,0.1046721]
[7.3434299999999994E-2,null,0.1042732]
[7.3434299999999994E-2,null,0.10417899999999999]
[7.3434299999999994E-2,null,0.10417899999999999]
[7.3320399999999994E-2,null,0.10417899999999999]
[7.3320399999999994E-2,null,0.10399070000000001]
[7.3320399999999994E-2,null,0.10399070000000001]
[7.3320399999999994E-2,null,0.10399070000000001]
[7.3274099999999995E-2,null,0.1038557]
[7.3152200000000001E-2,null,0.1036835]
[7.30127E-2,null,0.1036835]
[7.30127E-2,null,0.1036835]
[7.30127E-2,null,0.10355490000000001]
[7.2983999999999993E-2,null,0.10355490000000001]
[7.2983999999999993E-2,null,0.10355490000000001]
[7.2869199999999995E-2,null,0.10355490000000001]
[7.2869199999999995E-2,null,0.10355490000000001]
[7.2690000000000005E-2,null,0.10355490000000001]
[7.2690000000000005E-2,null,0.1034952]
[7.2690000000000005E-2,null,0.1034952]
[7.2690000000000005E-2,null,0.1034952]
[7.2690000000000005E-2,null,0.1034952]
[7.2437699999999994E-2,null,0.1034952]
[7.2437699999999994E-2,null,0.1033068]
[7.2437699999999994E-2,null,0.1031719]
[7.2437699999999994E-2,null,0.1031719]
[7.2430999999999995E-2,null,0.1031719]
[7.2430999999999995E-2,null,0.10281129999999999]
[7.2430999999999995E-2,null,0.10281129999999999]
[7.2430999999999995E-2,null,0.10281129999999999]
[7.2430999999999995E-2,null,0.10262300000000001]
[7.2430999999999995E-2,null,0.10262300000000001]
[7.2430999999999995E-2,null,0.10262300000000001]
[7.2430999999999995E-2,null,0.10262300000000001]
[7.2430999999999995E-2,null,0.102488]
[7.2430999999999995E-2,null,0.102488]
[7.2430999999999995E-2,null,0.1023158]
[7.2430999999999995E-2,null,0.1020093]
[7.2430999999999995E-2,null,0.1020093]
[7.2430999999999995E-2,null,0.1020093]
[7.2294200000000003E-2,null,0.1020093]
[7.2294200000000003E-2,null,0.1020093]
[7.2294200000000003E-2,null,0.1020093]
[7.2294200000000003E-2,null,0.1020093]
[7.1926400000000001E-2,null,0.1020093]
[7.1926400000000001E-2,null,0.1020066]
[7.1926400000000001E-2,null,0.1018183]
[7.1904200000000001E-2,null,0.1018183]
[7.1693400000000004E-2,null,0.10168339999999999]
[7.1693400000000004E-2,null,0.10168339999999999]
[7.1693400000000004E-2,null,0.10168339999999999]
[7.15499E-2,null,0.1013626]
[7.15499E-2,null,0.1013626]
[7.15499E-2,null,0.1013626]
[7.15499E-2,null,0.1013626]
[7.1118399999999998E-2,null,0.1013626]
[7.1118399999999998E-2,null,0.1011903]
[7.1118399999999998E-2,null,0.1010554]
[7.1118399999999998E-2,null,0.1010554]
[7.1118399999999998E-2,null,0.100867]
[7.1118399999999998E-2,null,0.100867]
[7.1118399999999998E-2,null,0.100867]
[7.1118399999999998E-2,null,0.100867]
[7.1083300000000002E-2,null,0.1007321]
[7.1083300000000002E-2,null,0.1007321]
[7.1083300000000002E-2,null,0.1007321]
[7.1083300000000002E-2,null,0.1005438]
[7.1083300000000002E-2,null,0.1004637]
[7.1083300000000002E-2,null,0.1004637]
[7.0974899999999994E-2,null,0.1004637]
[7.0974899999999994E-2,null,0.1004637]
[7.0974899999999994E-2,null,0.1003715]
[7.0795700000000003E-2,null,0.1003715]
[7.0795700000000003E-2,null,0.1003715]
[7.0795700000000003E-2,null,0.1003715]
[7.0795700000000003E-2,null,0.1003715]
[7.0795700000000003E-2,null,0.10023650000000001]
[7.0578699999999994E-2,null,0.10023650000000001]
[7.0578699999999994E-2,null,0.10023650000000001]
[7.0578699999999994E-2,null,0.10006429999999999]
[7.0578699999999994E-2,null,0.10006429999999999]
[7.0578699999999994E-2,null,9.9876000000000006E-2]
[7.0543400000000006E-2,null,9.9876000000000006E-2]
[7.0543400000000006E-2,null,9.9740999999999996E-2]
[7.0399900000000001E-2,null,9.9740999999999996E-2]
[7.0074200000000003E-2,null,9.9608600000000005E-2]
[7.0074200000000003E-2,null,9.9608600000000005E-2]
[7.0074200000000003E-2,null,9.94202E-2]
[6.9978299999999993E-2,null,9.9285300000000007E-2]
[6.9978299999999993E-2,null,9.9191100000000004E-2]
[6.9978299999999993E-2,null,9.9097000000000005E-2]
[6.9978299999999993E-2,null,9.9097000000000005E-2]
[6.9978299999999993E-2,null,9.9097000000000005E-2]
[6.9799100000000003E-2,null,9.8918099999999995E-2]
[6.9799100000000003E-2,null,9.8918099999999995E-2]
[6.9546899999999995E-2,null,9.8918099999999995E-2]
[6.9546899999999995E-2,null,9.8918099999999995E-2]
[6.9403400000000004E-2,null,9.8918099999999995E-2]
[6.9403400000000004E-2,null,9.8908599999999999E-2]
[6.9403400000000004E-2,null,9.8908599999999999E-2]
[6.9403400000000004E-2,null,9.8908599999999999E-2]
[6.9403300000000001E-2,null,9.8599500000000007E-2]
[6.9231000000000001E-2,null,9.8599500000000007E-2]
[6.9231000000000001E-2,null,9.8411200000000004E-2]
[6.9231000000000001E-2,null,9.8103999999999997E-2]
[6.9231000000000001E-2,null,9.8103999999999997E-2]
[6.9231000000000001E-2,null,9.8103999999999997E-2]
[6.9231000000000001E-2,null,9.7915600000000005E-2]
[6.9231000000000001E-2,null,9.7915600000000005E-2]
[6.9231000000000001E-2,null,9.7915600000000005E-2]
[6.9231000000000001E-2,null,9.7915600000000005E-2]
[6.9231000000000001E-2,null,9.7727300000000003E-2]
[6.9224099999999997E-2,null,9.7727300000000003E-2]
[6.9080600000000006E-2,null,9.7727300000000003E-2]
[6.9080600000000006E-2,null,9.7592399999999996E-2]
[6.9080600000000006E-2,null,9.7420099999999996E-2]
[6.8828399999999998E-2,null,9.7420099999999996E-2]
[6.8726499999999996E-2,null,9.7372500000000001E-2]
[6.8726499999999996E-2,null,9.7372500000000001E-2]
[6.8726499999999996E-2,null,9.7372500000000001E-2]
[6.8726499999999996E-2,null,9.7372500000000001E-2]
[6.8726499999999996E-2,null,9.7372500000000001E-2]
[6.8726499999999996E-2,null,9.7372500000000001E-2]
[6.8726499999999996E-2,null,9.7372500000000001E-2]
[6.8406800000000004E-2,null,9.7372500000000001E-2]
[6.8406800000000004E-2,null,9.7372500000000001E-2]
[6.8406800000000004E-2,null,9.7372500000000001E-2]
[6.8406800000000004E-2,null,9.7231799999999993E-2]
[6.8406800000000004E-2,null,9.7231799999999993E-2]
[6.8263299999999999E-2,null,9.7231799999999993E-2]
[6.8263299999999999E-2,null,9.7231799999999993E-2]
[6.8263299999999999E-2,null,9.7231799999999993E-2]
[6.8263299999999999E-2,null,9.7043500000000005E-2]
[6.8263299999999999E-2,null,9.7043500000000005E-2]
[6.8221900000000002E-2,null,9.6871200000000005E-2]
[6.8084000000000006E-2,null,9.6871200000000005E-2]
[6.8084000000000006E-2,null,9.6871200000000005E-2]
[6.8084000000000006E-2,null,9.6547900000000006E-2]
[6.7717399999999997E-2,null,9.6547900000000006E-2]
[6.7717399999999997E-2,null,9.6375600000000006E-2]
[6.7717399999999997E-2,null,9.6375600000000006E-2]
[6.7717399999999997E-2,null,9.6187300000000003E-2]
[6.7688300000000007E-2,null,9.6187300000000003E-2]
[6.7688300000000007E-2,null,9.5920900000000003E-2]
[6.7688300000000007E-2,null,9.5826900000000007E-2]
[6.7688300000000007E-2,null,9.5826900000000007E-2]
[6.7688300000000007E-2,null,9.5382700000000001E-2]
[6.7688300000000007E-2,null,9.5382700000000001E-2]
[6.7688300000000007E-2,null,9.5382700000000001E-2]
[6.7688300000000007E-2,null,9.5382700000000001E-2]
[6.7688300000000007E-2,null,9.5382700000000001E-2]
[6.7688300000000007E-2,null,9.5194299999999996E-2]
[6.7688300000000007E-2,null,9.5194299999999996E-2]
[6.7123199999999994E-2,null,9.5022099999999998E-2]
[6.7123199999999994E-2,null,9.5022099999999998E-2]
[6.7123199999999994E-2,null,9.5022099999999998E-2]
[6.6997000000000001E-2,null,9.5022099999999998E-2]
[6.6874199999999995E-2,null,9.5022099999999998E-2]
[6.6874199999999995E-2,null,9.5022099999999998E-2]
[6.6874199999999995E-2,null,9.4833700000000007E-2]
[6.6874199999999995E-2,null,9.4566300000000006E-2]
[6.6870899999999997E-2,null,9.4566300000000006E-2]
[6.6870899999999997E-2,null,9.4394099999999995E-2]
[6.6691700000000007E-2,null,9.4394099999999995E-2]
[6.6548200000000002E-2,null,9.4394099999999995E-2]
[6.6548200000000002E-2,null,9.4394099999999995E-2]
[6.6548200000000002E-2,null,9.4281299999999998E-2]
[6.6548200000000002E-2,null,9.4205800000000006E-2]
[6.6548200000000002E-2,null,9.4070799999999996E-2]
[6.6548200000000002E-2,null,9.3898499999999996E-2]
[6.6548200000000002E-2,null,9.3898499999999996E-2]
[6.6404699999999997E-2,null,9.3898499999999996E-2]
[6.6404699999999997E-2,null,9.3537999999999996E-2]
[6.6404699999999997E-2,null,9.3537899999999993E-2]
[6.6404699999999997E-2,null,9.3537899999999993E-2]
[6.6369700000000004E-2,null,9.3537899999999993E-2]
[6.6369700000000004E-2,null,9.3537899999999993E-2]
[6.6369700000000004E-2,null,9.3537899999999993E-2]
[6.6369700000000004E-2,null,9.3349600000000005E-2]
[6.6369700000000004E-2,null,9.3177399999999994E-2]
[6.6369700000000004E-2,null,9.3042399999999997E-2]
[6.61524E-2,null,9.2735700000000004E-2]
[6.61524E-2,null,9.2735700000000004E-2]
[6.5973199999999996E-2,null,9.2735700000000004E-2]
[6.5973199999999996E-2,null,9.2735700000000004E-2]
[6.5973199999999996E-2,null,9.2733300000000005E-2]
[6.5865099999999996E-2,null,9.2733300000000005E-2]
[6.5865099999999996E-2,null,9.2600799999999997E-2]
[6.5865099999999996E-2,null,9.2600799999999997E-2]
[6.5865099999999996E-2,null,9.2600799999999997E-2]
[6.5865099999999996E-2,null,9.2465900000000004E-2]
[6.5551600000000002E-2,null,9.2465900000000004E-2]
[6.5408099999999997E-2,null,9.2277600000000001E-2]
[6.5360600000000005E-2,null,9.2105300000000001E-2]
[6.5360600000000005E-2,null,9.1916999999999999E-2]
[6.51558E-2,null,9.1916999999999999E-2]
[6.51558E-2,null,9.1916999999999999E-2]
[6.4976599999999995E-2,null,9.1916999999999999E-2]
[6.4976599999999995E-2,null,9.1556399999999996E-2]
[6.4976599999999995E-2,null,9.1556399999999996E-2]
[6.4976599999999995E-2,null,9.1556399999999996E-2]
[6.4976599999999995E-2,null,9.1556399999999996E-2]
[6.4976599999999995E-2,null,9.1423900000000002E-2]
[6.4833100000000005E-2,null,9.1190099999999996E-2]
[6.4833100000000005E-2,null,9.1190099999999996E-2]
[6.4833100000000005E-2,null,9.1190099999999996E-2]
[6.4833100000000005E-2,null,9.1116699999999995E-2]
[6.4833100000000005E-2,null,9.0928400000000006E-2]
[6.4833100000000005E-2,null,9.0928400000000006E-2]
[6.4833100000000005E-2,null,9.0928400000000006E-2]
[6.4833100000000005E-2,null,9.0793399999999996E-2]
[6.4833100000000005E-2,null,9.0605099999999994E-2]
[6.4833100000000005E-2,null,9.0605099999999994E-2]
[6.4833100000000005E-2,null,9.0605099999999994E-2]
[6.4580799999999994E-2,null,9.0432799999999994E-2]
[6.4517400000000003E-2,null,9.0432799999999994E-2]
[6.4437300000000003E-2,null,9.0432799999999994E-2]
[6.4437300000000003E-2,null,9.0432799999999994E-2]
[6.4437300000000003E-2,null,9.0244500000000005E-2]
[6.4437300000000003E-2,null,9.0244500000000005E-2]
[6.4437300000000003E-2,null,9.0112100000000001E-2]
[6.4258099999999999E-2,null,8.9804899999999993E-2]
[6.4012899999999998E-2,null,8.9804899999999993E-2]
[6.4012899999999998E-2,null,8.9804899999999993E-2]
[6.4012899999999998E-2,null,8.9804899999999993E-2]
[6.4012899999999998E-2,null,8.9644500000000002E-2]
[6.4012899999999998E-2,null,8.9616500000000002E-2]
[6.4012899999999998E-2,null,8.9428199999999999E-2]
[6.4012899999999998E-2,null,8.9428199999999999E-2]
[6.4012899999999998E-2,null,8.9428199999999999E-2]
[6.4012899999999998E-2,null,8.9119100000000007E-2]
[6.4012899999999998E-2,null,8.9119100000000007E-2]
[6.3836500000000004E-2,null,8.9119100000000007E-2]
[6.3836500000000004E-2,null,8.8946800000000006E-2]
[6.3836500000000004E-2,null,8.8811899999999999E-2]
[6.3836500000000004E-2,null,8.8623499999999994E-2]
[6.3584199999999994E-2,null,8.8623499999999994E-2]
[6.3508300000000004E-2,null,8.8623499999999994E-2]
[6.3508300000000004E-2,null,8.8491100000000003E-2]
[6.3508300000000004E-2,null,8.83969E-2]
[6.3508300000000004E-2,null,8.8302800000000001E-2]
[6.3508300000000004E-2,null,8.8167800000000005E-2]
[6.3508300000000004E-2,null,8.8098899999999994E-2]
[6.3508300000000004E-2,null,8.7995599999999993E-2]
[6.3508300000000004E-2,null,8.7995599999999993E-2]
[6.3440700000000003E-2,null,8.7995599999999993E-2]
[6.3440700000000003E-2,null,8.7807200000000002E-2]
[6.3440700000000003E-2,null,8.7674799999999997E-2]
[6.3440700000000003E-2,null,8.7502499999999997E-2]
[6.3440700000000003E-2,null,8.7502499999999997E-2]
[6.3440700000000003E-2,null,8.7502499999999997E-2]
[6.3440700000000003E-2,null,8.7314199999999995E-2]
[6.3440700000000003E-2,null,8.7314199999999995E-2]
[6.3261499999999998E-2,null,8.7179199999999998E-2]
[6.3261499999999998E-2,null,8.7179199999999998E-2]
[6.3261499999999998E-2,null,8.7179199999999998E-2]
[6.3261499999999998E-2,null,8.6990899999999996E-2]
[6.3261499999999998E-2,null,8.6990899999999996E-2]
[6.3261499999999998E-2,null,8.6683700000000002E-2]
[6.3261499999999998E-2,null,8.6683700000000002E-2]
[6.3009200000000001E-2,null,8.6683700000000002E-2]
[6.3009200000000001E-2,null,8.6683700000000002E-2]
[6.3009200000000001E-2,null,8.65533E-2]
[6.3003799999999999E-2,null,8.65533E-2]
[6.3003799999999999E-2,null,8.65533E-2]
[6.3003799999999999E-2,null,8.6378999999999997E-2]
[6.3003799999999999E-2,null,8.6378999999999997E-2]
[6.3003799999999999E-2,null,8.6378999999999997E-2]
[6.3003799999999999E-2,null,8.6378999999999997E-2]
[6.3003799999999999E-2,null,8.6055699999999999E-2]
[6.3003799999999999E-2,null,8.6055699999999999E-2]
[6.3003799999999999E-2,null,8.6055699999999999E-2]
[6.2587699999999996E-2,null,8.5867399999999997E-2]
[6.2587699999999996E-2,null,8.5867399999999997E-2]
[6.2444100000000002E-2,null,8.5734900000000003E-2]
[6.2264899999999998E-2,null,8.5427699999999995E-2]
[6.2264899999999998E-2,null,8.5427699999999995E-2]
[6.2264899999999998E-2,null,8.5239400000000007E-2]
[6.2264899999999998E-2,null,8.5007700000000005E-2]
[6.2264899999999998E-2,null,8.5007700000000005E-2]
[6.2264899999999998E-2,null,8.49303E-2]
[6.2160600000000003E-2,null,8.49303E-2]
[6.21214E-2,null,8.49303E-2]
[6.21214E-2,null,8.4795300000000004E-2]
[6.21214E-2,null,8.4795300000000004E-2]
[6.21214E-2,null,8.4607000000000002E-2]
[6.21214E-2,null,8.4607000000000002E-2]
[6.21214E-2,null,8.4246399999999999E-2]
[6.21214E-2,null,8.4246399999999999E-2]
[6.21214E-2,null,8.4058099999999997E-2]
[6.1942200000000003E-2,null,8.4058099999999997E-2]
[6.1942200000000003E-2,null,8.4058099999999997E-2]
[6.1942200000000003E-2,null,8.3750900000000003E-2]
[6.1689899999999999E-2,null,8.3562499999999998E-2]
[6.1656099999999998E-2,null,8.3562499999999998E-2]
[6.1656099999999998E-2,null,8.3462099999999997E-2]
[6.1656099999999998E-2,null,8.3430099999999993E-2]
[6.1656099999999998E-2,null,8.3430099999999993E-2]
[6.1656099999999998E-2,null,8.3430099999999993E-2]
[6.1268299999999998E-2,null,8.3106799999999995E-2]
[6.1151499999999998E-2,null,8.3106799999999995E-2]
[6.1151499999999998E-2,null,8.3017499999999994E-2]
[6.1151499999999998E-2,null,8.3017499999999994E-2]
[6.1151499999999998E-2,null,8.3017499999999994E-2]
[6.11248E-2,null,8.2934499999999994E-2]
[6.11248E-2,null,8.2934499999999994E-2]
[6.11248E-2,null,8.2934499999999994E-2]
[6.11248E-2,null,8.2934499999999994E-2]
[6.11248E-2,null,8.2802200000000006E-2]
[6.11248E-2,null,8.2611299999999999E-2]
[6.11248E-2,null,8.2611299999999999E-2]
[6.11248E-2,null,8.2467899999999997E-2]
[6.11248E-2,null,8.2467899999999997E-2]
[6.11248E-2,null,8.2438999999999998E-2]
[6.11248E-2,null,8.2438999999999998E-2]
[6.0981300000000002E-2,null,8.2438999999999998E-2]
[6.0981300000000002E-2,null,8.2438999999999998E-2]
[6.0647E-2,null,8.2438999999999998E-2]
[6.0647E-2,null,8.2438999999999998E-2]
[6.0647E-2,null,8.2252599999999995E-2]
[6.0647E-2,null,8.2252599999999995E-2]
[6.0647E-2,null,8.21157E-2]
[6.0647E-2,null,8.2083900000000001E-2]
[6.0647E-2,null,8.2083900000000001E-2]
[6.0647E-2,null,8.1943500000000002E-2]
[6.0647E-2,null,8.1916500000000003E-2]
[6.0647E-2,null,8.1916500000000003E-2]
[6.0647E-2,null,8.1916500000000003E-2]
[6.0647E-2,null,8.1810999999999995E-2]
[6.0647E-2,null,8.1810999999999995E-2]
[6.0647E-2,null,8.1810999999999995E-2]
[6.0549800000000001E-2,null,8.1810999999999995E-2]
[6.0549800000000001E-2,null,8.1810999999999995E-2]
[6.0549800000000001E-2,null,8.1810999999999995E-2]
[6.0549800000000001E-2,null,8.1810999999999995E-2]
[6.0549800000000001E-2,null,8.1503800000000001E-2]
[6.0549800000000001E-2,null,8.1482200000000005E-2]
[6.0549800000000001E-2,null,8.1482200000000005E-2]
[6.0549800000000001E-2,null,8.1482200000000005E-2]
[6.0549800000000001E-2,null,8.1472000000000003E-2]
[6.0549800000000001E-2,null,8.1472000000000003E-2]
[6.0406300000000003E-2,null,8.1315499999999999E-2]
[5.9974800000000002E-2,null,8.1315499999999999E-2]
[5.9803799999999997E-2,null,8.1315499999999999E-2]
[5.9803799999999997E-2,null,8.1315499999999999E-2]
[5.9803799999999997E-2,null,8.1315499999999999E-2]
[5.9803799999999997E-2,null,8.1313499999999997E-2]
[5.9803799999999997E-2,null,8.1313499999999997E-2]
[5.9803799999999997E-2,null,8.1313499999999997E-2]
[5.9553300000000003E-2,null,8.1249199999999994E-2]
[5.9553300000000003E-2,null,8.1247E-2]
[5.9553300000000003E-2,null,8.1247E-2]
[5.9553300000000003E-2,null,8.10221E-2]
[5.9553300000000003E-2,null,8.10221E-2]
[5.9553300000000003E-2,null,8.10221E-2]
[5.9553300000000003E-2,null,8.0932599999999993E-2]
[5.9553300000000003E-2,null,8.0932599999999993E-2]
[5.9553300000000003E-2,null,8.0932599999999993E-2]
[5.9409700000000003E-2,null,8.0822400000000003E-2]
[5.9409700000000003E-2,null,8.0822400000000003E-2]
[5.9409700000000003E-2,null,8.0822400000000003E-2]
[5.9409700000000003E-2,null,8.07972E-2]
[5.9299299999999999E-2,null,8.07639E-2]
[5.9299299999999999E-2,null,8.07639E-2]
[5.9299299999999999E-2,null,8.0687499999999995E-2]
[5.9299299999999999E-2,null,8.0576400000000006E-2]
[5.9299299999999999E-2,null,8.0576400000000006E-2]
[5.9299299999999999E-2,null,8.0548599999999998E-2]
[5.9299299999999999E-2,null,8.0499200000000007E-2]
[5.9299299999999999E-2,null,8.0499200000000007E-2]
[5.9299299999999999E-2,null,8.0379900000000004E-2]
[5.9299299999999999E-2,null,8.0370899999999995E-2]
[5.9299299999999999E-2,null,8.0351500000000006E-2]
[5.9299299999999999E-2,null,8.0326900000000007E-2]
[5.9157500000000002E-2,null,8.0214300000000002E-2]
[5.9157500000000002E-2,null,8.0194399999999999E-2]
[5.9157500000000002E-2,null,8.0194399999999999E-2]
[5.9157500000000002E-2,null,8.0194399999999999E-2]
[5.9157500000000002E-2,null,8.0194399999999999E-2]
[5.9157500000000002E-2,null,8.0194399999999999E-2]
[5.9013999999999997E-2,null,8.0006099999999997E-2]
[5.8834699999999997E-2,null,8.0006099999999997E-2]
[5.8834699999999997E-2,null,7.9999000000000001E-2]
[5.8834699999999997E-2,null,7.9999000000000001E-2]
[5.8834699999999997E-2,null,7.9836299999999999E-2]
[5.8834699999999997E-2,null,7.9836299999999999E-2]
[5.8794800000000001E-2,null,7.9836299999999999E-2]
[5.8794800000000001E-2,null,7.9615599999999995E-2]
[5.8794800000000001E-2,null,7.9615599999999995E-2]
[5.8794800000000001E-2,null,7.9612600000000006E-2]
[5.8794800000000001E-2,null,7.9612600000000006E-2]
[5.8794800000000001E-2,null,7.9510600000000001E-2]
[5.8794800000000001E-2,null,7.9510600000000001E-2]
[5.8794800000000001E-2,null,7.9510600000000001E-2]
[5.8582500000000003E-2,null,7.9510600000000001E-2]
[5.8582500000000003E-2,null,7.9443899999999998E-2]
[5.82902E-2,null,7.9443899999999998E-2]
[5.82902E-2,null,7.9443899999999998E-2]
[5.8017399999999997E-2,null,7.9390699999999995E-2]
[5.8017399999999997E-2,null,7.9390699999999995E-2]
[5.8017399999999997E-2,null,7.9390699999999995E-2]
[5.8017399999999997E-2,null,7.9322199999999995E-2]
[5.8017399999999997E-2,null,7.9228499999999993E-2]
[5.8017399999999997E-2,null,7.9187300000000002E-2]
[5.8017399999999997E-2,null,7.9165700000000006E-2]
[5.8017399999999997E-2,null,7.9165700000000006E-2]
[5.8017399999999997E-2,null,7.9062999999999994E-2]
[5.8017399999999997E-2,null,7.9062999999999994E-2]
[5.8017399999999997E-2,null,7.9062999999999994E-2]
[5.7785700000000002E-2,null,7.9015000000000002E-2]
[5.7785700000000002E-2,null,7.9015000000000002E-2]
[5.7785700000000002E-2,null,7.8940800000000005E-2]
[5.7785700000000002E-2,null,7.8940800000000005E-2]
[5.7585900000000002E-2,null,7.8847700000000007E-2]
[5.7585900000000002E-2,null,7.88267E-2]
[5.6438000000000002E-2,null,7.88267E-2]
[5.6438000000000002E-2,null,7.8825400000000004E-2]
[5.6438000000000002E-2,null,7.8825400000000004E-2]
[5.6438000000000002E-2,null,7.8825400000000004E-2]
[5.6438000000000002E-2,null,7.8825300000000001E-2]
[5.6438000000000002E-2,null,7.8694299999999995E-2]
[5.6438000000000002E-2,null,7.8694299999999995E-2]
[5.6438000000000002E-2,null,7.8694299999999995E-2]
[5.6438000000000002E-2,null,7.8678999999999999E-2]
[5.6438000000000002E-2,null,7.8678999999999999E-2]
[5.6438000000000002E-2,null,7.8678999999999999E-2]
[5.5933400000000001E-2,null,7.8678999999999999E-2]
[5.5933400000000001E-2,null,7.8521999999999995E-2]
[5.5933400000000001E-2,null,7.8521999999999995E-2]
[5.5933400000000001E-2,null,7.8333700000000006E-2]
[5.5933400000000001E-2,null,7.8294900000000001E-2]
[5.5933400000000001E-2,null,7.8294900000000001E-2]
[5.5933400000000001E-2,null,7.8294900000000001E-2]
[5.5933400000000001E-2,null,7.8294900000000001E-2]
[5.5428900000000003E-2,null,7.8212199999999996E-2]
[5.5428900000000003E-2,null,7.8198699999999996E-2]
[5.4585700000000001E-2,null,7.8198699999999996E-2]
[5.4081200000000003E-2,null,7.8198699999999996E-2]
[5.4081200000000003E-2,null,7.8010399999999994E-2]
[5.4081200000000003E-2,null,7.7979900000000005E-2]
[5.4081200000000003E-2,null,7.7979900000000005E-2]
[5.3576600000000002E-2,null,7.7960699999999994E-2]
[5.3576600000000002E-2,null,7.7960699999999994E-2]
[5.3576600000000002E-2,null,7.7822100000000005E-2]
[5.3576600000000002E-2,null,7.7755000000000005E-2]
[5.3072099999999997E-2,null,7.7530100000000005E-2]
[5.3072099999999997E-2,null,7.7498800000000007E-2]
[5.3072099999999997E-2,null,7.7498800000000007E-2]
[5.3072099999999997E-2,null,7.7498800000000007E-2]
[5.2276599999999999E-2,null,7.7358999999999997E-2]
[5.2276599999999999E-2,null,7.7326500000000006E-2]
[5.2276599999999999E-2,null,7.7326500000000006E-2]
[5.2276599999999999E-2,null,7.7305200000000004E-2]
[5.2276599999999999E-2,null,7.7305200000000004E-2]
[5.2276599999999999E-2,null,7.7305200000000004E-2]
[5.2276599999999999E-2,null,7.7279799999999996E-2]
[5.2276599999999999E-2,null,7.7191599999999999E-2]
[5.2276599999999999E-2,null,7.7080300000000004E-2]
[5.2276599999999999E-2,null,7.7080300000000004E-2]
[5.2276599999999999E-2,null,7.7080300000000004E-2]
[5.2276599999999999E-2,null,7.7080300000000004E-2]
[5.2276599999999999E-2,null,7.7024700000000001E-2]
[5.2276599999999999E-2,null,7.7024700000000001E-2]
[5.2276599999999999E-2,null,7.7024700000000001E-2]
[5.2276599999999999E-2,null,7.6855999999999994E-2]
[5.2276599999999999E-2,null,7.6746999999999996E-2]
[5.2276599999999999E-2,null,7.66873E-2]
[5.1724399999999997E-2,null,7.6634599999999997E-2]
[5.1724399999999997E-2,null,7.6521900000000004E-2]
[5.1724399999999997E-2,null,7.6521900000000004E-2]
[5.1724399999999997E-2,null,7.6471999999999998E-2]
[5.1724399999999997E-2,null,7.6471999999999998E-2]
[5.1724399999999997E-2,null,7.6471999999999998E-2]
[5.1724399999999997E-2,null,7.6256699999999997E-2]
[5.1219800000000003E-2,null,7.6201099999999994E-2]
[5.1219800000000003E-2,null,7.6201099999999994E-2]
[5.1219800000000003E-2,null,7.6201099999999994E-2]
[5.1219800000000003E-2,null,7.6201099999999994E-2]
[5.1219800000000003E-2,null,7.6119400000000004E-2]
[5.1219800000000003E-2,null,7.6119400000000004E-2]
[5.0715299999999998E-2,null,7.6119400000000004E-2]
[5.0715299999999998E-2,null,7.6119400000000004E-2]
[5.0715299999999998E-2,null,7.6012800000000005E-2]
[5.0715299999999998E-2,null,7.6012800000000005E-2]
[5.0715299999999998E-2,null,7.5922400000000001E-2]
[5.0590200000000002E-2,null,7.5922400000000001E-2]
[5.0590200000000002E-2,null,7.5922400000000001E-2]
[5.0590200000000002E-2,null,7.5922400000000001E-2]
[5.0590200000000002E-2,null,7.5894500000000004E-2]
[5.0590200000000002E-2,null,7.5894500000000004E-2]
[5.0590200000000002E-2,null,7.5734200000000002E-2]
[5.0590200000000002E-2,null,7.5734200000000002E-2]
[5.0590200000000002E-2,null,7.5734200000000002E-2]
[5.0590200000000002E-2,null,7.5707099999999999E-2]
[5.0590200000000002E-2,null,7.5707099999999999E-2]
[5.0590200000000002E-2,null,7.5584700000000005E-2]
[5.0590200000000002E-2,null,7.5517200000000007E-2]
[5.0590200000000002E-2,null,7.5448799999999996E-2]
[5.0590200000000002E-2,null,7.5448799999999996E-2]
[5.0590200000000002E-2,null,7.5448799999999996E-2]
[5.0590200000000002E-2,null,7.5328900000000004E-2]
[5.0590200000000002E-2,null,7.5328900000000004E-2]
[5.0590200000000002E-2,null,7.5323000000000001E-2]
[5.0590200000000002E-2,null,7.5323000000000001E-2]
[5.02108E-2,null,7.5323000000000001E-2]
[5.02108E-2,null,7.5323000000000001E-2]
[5.02108E-2,null,7.5323000000000001E-2]
[5.02108E-2,null,7.5140600000000002E-2]
[5.0210699999999997E-2,null,7.5140600000000002E-2]
[5.0210699999999997E-2,null,7.5107699999999999E-2]
[5.0210699999999997E-2,null,7.5003100000000003E-2]
[4.9789199999999999E-2,null,7.5003100000000003E-2]
[4.89039E-2,null,7.5003100000000003E-2]
[4.89039E-2,null,7.4968300000000002E-2]
[4.89039E-2,null,7.4835899999999997E-2]
[4.89039E-2,null,7.4778200000000003E-2]
[4.89039E-2,null,7.4778200000000003E-2]
[4.89039E-2,null,7.4700900000000001E-2]
[4.89039E-2,null,7.4700900000000001E-2]
[4.89039E-2,null,7.4700900000000001E-2]
[4.89039E-2,null,7.4555800000000005E-2]
[4.89039E-2,null,7.4553300000000003E-2]
[4.8862999999999997E-2,null,7.4553300000000003E-2]
[4.8862999999999997E-2,null,7.4512599999999998E-2]
[4.8862999999999997E-2,null,7.4512599999999998E-2]
[4.8862999999999997E-2,null,7.4512599999999998E-2]
[4.8862999999999997E-2,null,7.4387099999999998E-2]
[4.8862999999999997E-2,null,7.4328400000000003E-2]
[4.8862999999999997E-2,null,7.4324299999999996E-2]
[4.8862999999999997E-2,null,7.4218400000000004E-2]
[4.8862999999999997E-2,null,7.4218400000000004E-2]
[4.8862999999999997E-2,null,7.4188599999999993E-2]
[4.8862999999999997E-2,null,7.4151999999999996E-2]
[4.8862999999999997E-2,null,7.4151999999999996E-2]
[4.8862999999999997E-2,null,7.3834300000000005E-2]
[4.8019899999999997E-2,null,7.3834300000000005E-2]
[4.8019899999999997E-2,null,7.3834300000000005E-2]
[4.8019899999999997E-2,null,7.3834300000000005E-2]
[4.8019899999999997E-2,null,7.3813199999999995E-2]
[4.8019899999999997E-2,null,7.3809100000000002E-2]
[4.8019899999999997E-2,null,7.3654499999999998E-2]
[4.8019899999999997E-2,null,7.3588200000000006E-2]
[4.8019899999999997E-2,null,7.3519600000000004E-2]
[4.8019899999999997E-2,null,7.3519600000000004E-2]
[4.7515300000000003E-2,null,7.3519600000000004E-2]
[4.7515300000000003E-2,null,7.3450299999999996E-2]
[4.7515300000000003E-2,null,7.3450299999999996E-2]
[4.7515300000000003E-2,null,7.3367500000000002E-2]
[4.7217500000000003E-2,null,7.3367500000000002E-2]
[4.7217500000000003E-2,null,7.3367500000000002E-2]
[4.7217500000000003E-2,null,7.3367500000000002E-2]
[4.7217500000000003E-2,null,7.3234999999999995E-2]
[4.7217500000000003E-2,null,7.3234999999999995E-2]
[4.7217500000000003E-2,null,7.3234999999999995E-2]
[4.7217500000000003E-2,null,7.3159000000000002E-2]
[4.7217500000000003E-2,null,7.3069400000000007E-2]
[4.7217500000000003E-2,null,7.3069400000000007E-2]
[4.7217500000000003E-2,null,7.3026599999999997E-2]
[4.7217500000000003E-2,null,7.2917599999999999E-2]
[4.7217500000000003E-2,null,7.2917599999999999E-2]
[4.7217500000000003E-2,null,7.2917599999999999E-2]
[4.7217500000000003E-2,null,7.2891600000000001E-2]
[4.7217500000000003E-2,null,7.2891600000000001E-2]
[4.7010799999999998E-2,null,7.2703299999999998E-2]
[4.6167600000000003E-2,null,7.2703299999999998E-2]
[4.5663099999999998E-2,null,7.2685399999999997E-2]
[4.5663099999999998E-2,null,7.2642999999999999E-2]
[4.5663099999999998E-2,null,7.2402400000000006E-2]
[4.5531200000000001E-2,null,7.238E-2]
[4.5531200000000001E-2,null,7.238E-2]
[4.5531200000000001E-2,null,7.238E-2]
[4.5531200000000001E-2,null,7.22077E-2]
[4.5531200000000001E-2,null,7.22077E-2]
[4.5531200000000001E-2,null,7.2177500000000006E-2]
[4.5531200000000001E-2,null,7.2083700000000001E-2]
[4.5531200000000001E-2,null,7.2075299999999995E-2]
[4.5531200000000001E-2,null,7.1956800000000001E-2]
[4.5531200000000001E-2,null,7.1868299999999996E-2]
[4.5531200000000001E-2,null,7.1868299999999996E-2]
[4.5531200000000001E-2,null,7.1751999999999996E-2]
[4.5158499999999997E-2,null,7.1731900000000001E-2]
[4.5158499999999997E-2,null,7.1731900000000001E-2]
[4.5158499999999997E-2,null,7.1699700000000005E-2]
[4.5158499999999997E-2,null,7.1699700000000005E-2]
[4.5158499999999997E-2,null,7.1699700000000005E-2]
[4.5158499999999997E-2,null,7.1579699999999996E-2]
[4.5158499999999997E-2,null,7.1579699999999996E-2]
[4.4653999999999999E-2,null,7.1484300000000001E-2]
[4.4653999999999999E-2,null,7.1444800000000003E-2]
[4.4653999999999999E-2,null,7.1444800000000003E-2]
[4.4653999999999999E-2,null,7.1318800000000002E-2]
[4.4653999999999999E-2,null,7.12565E-2]
[4.4653999999999999E-2,null,7.10842E-2]
[4.3844899999999999E-2,null,7.10842E-2]
[4.3844899999999999E-2,null,7.10842E-2]
[4.3844899999999999E-2,null,7.0991700000000005E-2]
[4.3844899999999999E-2,null,7.0991700000000005E-2]
[4.3844899999999999E-2,null,7.0934700000000003E-2]
[4.3810799999999997E-2,null,7.0934700000000003E-2]
[4.3306299999999999E-2,null,7.0934700000000003E-2]
[4.3306299999999999E-2,null,7.0766800000000005E-2]
[4.3306299999999999E-2,null,7.0766800000000005E-2]
[4.2801699999999998E-2,null,7.0766800000000005E-2]
[4.2801699999999998E-2,null,7.0765999999999996E-2]
[4.22972E-2,null,7.0765999999999996E-2]
[4.22972E-2,null,7.0765999999999996E-2]
[4.22972E-2,null,7.0765999999999996E-2]
[4.22972E-2,null,7.0765999999999996E-2]
[4.22972E-2,null,7.0763400000000004E-2]
[4.2158500000000002E-2,null,7.0628499999999997E-2]
[4.2158500000000002E-2,null,7.0597400000000005E-2]
[4.2158500000000002E-2,null,7.0597400000000005E-2]
[4.2158500000000002E-2,null,7.05461E-2]
[4.2158500000000002E-2,null,7.0456199999999997E-2]
[4.2158500000000002E-2,null,7.0456199999999997E-2]
[4.2158500000000002E-2,null,7.0456199999999997E-2]
[4.1792700000000002E-2,null,7.0456199999999997E-2]
[4.1792700000000002E-2,null,7.0382E-2]
[4.09495E-2,null,7.0321099999999997E-2]
[4.04722E-2,null,7.0321099999999997E-2]
[4.04722E-2,null,7.0321099999999997E-2]
[4.04722E-2,null,7.0267899999999994E-2]
[4.04722E-2,null,7.0096199999999997E-2]
[4.04722E-2,null,6.9830100000000006E-2]
[4.04722E-2,null,6.9830100000000006E-2]
[4.0445000000000002E-2,null,6.9786500000000001E-2]
[3.9940400000000001E-2,null,6.9786500000000001E-2]
[3.9940400000000001E-2,null,6.9760900000000001E-2]
[3.9940400000000001E-2,null,6.9661399999999998E-2]
[3.9940400000000001E-2,null,6.9661399999999998E-2]
[3.9940400000000001E-2,null,6.9661399999999998E-2]
[3.9940400000000001E-2,null,6.9598199999999999E-2]
[3.9940400000000001E-2,null,6.9551799999999997E-2]
[3.9940400000000001E-2,null,6.9330799999999998E-2]
[3.9940400000000001E-2,null,6.9330799999999998E-2]
[3.9435900000000003E-2,null,6.9330799999999998E-2]
[3.9435900000000003E-2,null,6.9277400000000003E-2]
[3.9435900000000003E-2,null,6.9277400000000003E-2]
[3.8931300000000002E-2,null,6.92773E-2]
[3.8785800000000002E-2,null,6.92773E-2]
[3.8785800000000002E-2,null,6.92773E-2]
[3.8785800000000002E-2,null,6.9158499999999998E-2]
[3.8088200000000003E-2,null,6.9158499999999998E-2]
[3.7583600000000002E-2,null,6.9111800000000001E-2]
[3.7583600000000002E-2,null,6.9111800000000001E-2]
[3.7099500000000001E-2,null,6.8970199999999995E-2]
[3.7099500000000001E-2,null,6.8970199999999995E-2]
[3.7099500000000001E-2,null,6.8943099999999993E-2]
[3.7099500000000001E-2,null,6.8910399999999997E-2]
[3.7099500000000001E-2,null,6.8910399999999997E-2]
[3.7099500000000001E-2,null,6.8910399999999997E-2]
[3.7099500000000001E-2,null,6.8685499999999997E-2]
[3.7099500000000001E-2,null,6.8685499999999997E-2]
[3.7099500000000001E-2,null,6.8663000000000002E-2]
[3.7079099999999997E-2,null,6.8556699999999998E-2]
[3.68268E-2,null,6.8530499999999994E-2]
[3.6574500000000003E-2,null,6.8530499999999994E-2]
[3.6574500000000003E-2,null,6.8460599999999996E-2]
[3.6574500000000003E-2,null,6.8460599999999996E-2]
[3.6574500000000003E-2,null,6.8460599999999996E-2]
[3.6069999999999998E-2,null,6.8460599999999996E-2]
[3.6069999999999998E-2,null,6.8342200000000006E-2]
[3.6069999999999998E-2,null,6.8342200000000006E-2]
[3.6069999999999998E-2,null,6.8341399999999997E-2]
[3.6069999999999998E-2,null,6.8235699999999996E-2]
[3.55655E-2,null,6.8235699999999996E-2]
[3.55655E-2,null,6.8207199999999996E-2]
[3.5413199999999999E-2,null,6.8207199999999996E-2]
[3.5413199999999999E-2,null,6.8207199999999996E-2]
[3.5413199999999999E-2,null,6.8175799999999995E-2]
[3.5413199999999999E-2,null,6.8034999999999998E-2]
[3.5413199999999999E-2,null,6.8010699999999993E-2]
[3.5413199999999999E-2,null,6.8006200000000003E-2]
[3.4722299999999998E-2,null,6.7960499999999993E-2]
[3.4722299999999998E-2,null,6.7960499999999993E-2]
[3.4722299999999998E-2,null,6.7846699999999996E-2]
[3.4217699999999997E-2,null,6.7846699999999996E-2]
[3.4217699999999997E-2,null,6.7846699999999996E-2]
[3.4217699999999997E-2,null,6.7791799999999999E-2]
[3.3726800000000001E-2,null,6.7790000000000003E-2]
[3.3726800000000001E-2,null,6.7790000000000003E-2]
[3.3726800000000001E-2,null,6.7576399999999995E-2]
[3.3726800000000001E-2,null,6.7576399999999995E-2]
[3.3726800000000001E-2,null,6.7576399999999995E-2]
[3.3726800000000001E-2,null,6.7390900000000004E-2]
[3.3726800000000001E-2,null,6.7390900000000004E-2]
[3.3726800000000001E-2,null,6.7390900000000004E-2]
[3.3713199999999999E-2,null,6.7361099999999993E-2]
[3.3713199999999999E-2,null,6.7361099999999993E-2]
[3.3713199999999999E-2,null,6.7361099999999993E-2]
[3.3713199999999999E-2,null,6.7081799999999997E-2]
[3.3713199999999999E-2,null,6.7049899999999996E-2]
[3.3713199999999999E-2,null,6.6977099999999998E-2]
[3.3713199999999999E-2,null,6.6977099999999998E-2]
[3.3208700000000001E-2,null,6.6909499999999997E-2]
[3.3208700000000001E-2,null,6.6824999999999996E-2]
[3.3208700000000001E-2,null,6.6824999999999996E-2]
[3.3208700000000001E-2,null,6.6774600000000003E-2]
[3.3208700000000001E-2,null,6.6774600000000003E-2]
[3.3208700000000001E-2,null,6.6600000000000006E-2]
[3.27041E-2,null,6.6600000000000006E-2]
[3.27041E-2,null,6.6596199999999994E-2]
[3.27041E-2,null,6.6596199999999994E-2]
[3.20405E-2,null,6.6596199999999994E-2]
[3.20405E-2,null,6.6460599999999995E-2]
[3.13564E-2,null,6.6379300000000002E-2]
[3.13564E-2,null,6.6209799999999999E-2]
[3.0851900000000002E-2,null,6.6209799999999999E-2]
[3.0851900000000002E-2,null,6.6154400000000002E-2]
[3.0354099999999998E-2,null,6.6154400000000002E-2]
[3.0354099999999998E-2,null,6.6154400000000002E-2]
[3.0354099999999998E-2,null,6.5994499999999998E-2]
[3.0354099999999998E-2,null,6.5825800000000004E-2]
[3.0354099999999998E-2,null,6.5825800000000004E-2]
[3.0354099999999998E-2,null,6.5491499999999994E-2]
[3.0347300000000001E-2,null,6.5491499999999994E-2]
[3.0347300000000001E-2,null,6.5479599999999999E-2]
[3.0347300000000001E-2,null,6.5479599999999999E-2]
[3.0347300000000001E-2,null,6.5276200000000006E-2]
[3.0347300000000001E-2,null,6.5060900000000005E-2]
[3.0347300000000001E-2,null,6.5060900000000005E-2]
[3.0347300000000001E-2,null,6.4964400000000005E-2]
[3.0347300000000001E-2,null,6.4915E-2]
[2.9842799999999999E-2,null,6.4895300000000003E-2]
[2.9842799999999999E-2,null,6.4743599999999998E-2]
[2.89996E-2,null,6.4518699999999998E-2]
[2.89996E-2,null,6.4508899999999994E-2]
[2.89996E-2,null,6.43402E-2]
[2.86678E-2,null,6.4293799999999998E-2]
[2.86678E-2,null,6.4124899999999999E-2]
[2.8495099999999999E-2,null,6.4124899999999999E-2]
[2.8495099999999999E-2,null,6.4124899999999999E-2]
[2.7990500000000001E-2,null,6.4124899999999999E-2]
[2.7990500000000001E-2,null,6.3843999999999998E-2]
[2.7990500000000001E-2,null,6.3843999999999998E-2]
[2.7990500000000001E-2,null,6.3843999999999998E-2]
[2.7990500000000001E-2,null,6.3790600000000003E-2]
[2.7990500000000001E-2,null,6.3790600000000003E-2]
[2.7486E-2,null,6.3623200000000005E-2]
[2.7486E-2,null,6.3623200000000005E-2]
[2.7486E-2,null,6.3575300000000001E-2]
[2.6981499999999999E-2,null,6.3575300000000001E-2]
[2.6981499999999999E-2,null,6.3575300000000001E-2]
[2.6981499999999999E-2,null,6.3398300000000005E-2]
[2.6981499999999999E-2,null,6.3369400000000006E-2]
[2.6981499999999999E-2,null,6.2973600000000005E-2]
[2.6981499999999999E-2,null,6.2973600000000005E-2]
[2.6981499999999999E-2,null,6.2948400000000002E-2]
[2.6981499999999999E-2,null,6.2804899999999997E-2]
[2.6642800000000001E-2,null,6.2723500000000001E-2]
[2.6642800000000001E-2,null,6.2589500000000006E-2]
[2.6642800000000001E-2,null,6.2589500000000006E-2]
[2.5295100000000001E-2,null,6.2498600000000001E-2]
[2.5295100000000001E-2,null,6.2424E-2]
[2.5295100000000001E-2,null,6.2424E-2]
[2.5295100000000001E-2,null,6.2424E-2]
[2.5295100000000001E-2,null,6.2273700000000001E-2]
[2.5295100000000001E-2,null,6.2273700000000001E-2]
[2.5295100000000001E-2,null,6.2052900000000001E-2]
[2.5295100000000001E-2,null,6.2039999999999998E-2]
[2.5295100000000001E-2,null,6.2039999999999998E-2]
[2.5295100000000001E-2,null,6.2039999999999998E-2]
[2.3608799999999999E-2,null,6.2039999999999998E-2]
[2.3608799999999999E-2,null,6.1871299999999997E-2]
[2.3608799999999999E-2,null,6.1537700000000001E-2]
[2.3608799999999999E-2,null,6.1484900000000002E-2]
[2.3608799999999999E-2,null,6.1484900000000002E-2]
[2.3608799999999999E-2,null,6.1312800000000001E-2]
[2.3608799999999999E-2,null,6.1312800000000001E-2]
[2.3608799999999999E-2,null,6.1087900000000001E-2]
[2.1922400000000002E-2,null,6.0863E-2]
[2.1922400000000002E-2,null,6.06422E-2]
[2.02361E-2,null,6.06422E-2]
[2.02361E-2,null,6.04173E-2]
[2.02361E-2,null,6.04173E-2]
[2.02361E-2,null,6.0278199999999997E-2]
[1.8549699999999999E-2,null,6.0159700000000003E-2]
[1.8549699999999999E-2,null,5.96772E-2]
[1.8549699999999999E-2,null,5.96772E-2]
[1.6863400000000001E-2,null,5.94523E-2]
[1.6863400000000001E-2,null,5.9231499999999999E-2]
[1.6863400000000001E-2,null,5.9231499999999999E-2]
[1.5177100000000001E-2,null,5.9006599999999999E-2]
[1.5177100000000001E-2,null,5.8785799999999999E-2]
[1.5177100000000001E-2,null,5.8785799999999999E-2]
[1.5177100000000001E-2,null,5.8785799999999999E-2]
[1.34907E-2,null,5.8732600000000003E-2]
[1.34907E-2,null,5.8560899999999999E-2]
[1.34907E-2,null,5.7820799999999999E-2]
[1.34907E-2,null,5.7595899999999998E-2]
[1.18044E-2,null,5.7187000000000002E-2]
[1.18044E-2,null,5.7187000000000002E-2]
[1.18044E-2,null,5.7146000000000002E-2]
[1.18044E-2,null,5.6471300000000002E-2]
[1.0118E-2,null,5.6250500000000002E-2]
[1.0118E-2,null,5.6025600000000002E-2]
[8.4317000000000003E-3,null,5.5641400000000001E-2]
[8.4317000000000003E-3,null,5.5641400000000001E-2]
[8.4317000000000003E-3,null,5.5641400000000001E-2]
[7.5884999999999998E-3,null,5.5575800000000002E-2]
[6.7454000000000004E-3,null,5.5575800000000002E-2]
[6.7454000000000004E-3,null,5.5350799999999999E-2]
[6.7454000000000004E-3,null,5.5125899999999999E-2]
[6.7454000000000004E-3,null,5.4905200000000001E-2]
[5.0590000000000001E-3,null,5.4390000000000001E-2]
[5.0590000000000001E-3,null,5.4390000000000001E-2]
[5.0590000000000001E-3,null,5.4095799999999999E-2]
[5.0590000000000001E-3,null,5.4095799999999999E-2]
[3.3727000000000002E-3,null,5.3940099999999998E-2]
[3.3727000000000002E-3,null,5.3715199999999998E-2]
[1.6863E-3,null,5.3715199999999998E-2]
[1.6863E-3,null,5.3715199999999998E-2]
[1.6863E-3,null,5.3490299999999998E-2]
[1.6863E-3,null,5.3490299999999998E-2]
[1.6863E-3,null,5.3490299999999998E-2]
[0,null,5.3044599999999997E-2]
[0,null,5.3044599999999997E-2]
[0,null,5.28876E-2]
[0,null,5.2550199999999998E-2]
[0,null,5.2550199999999998E-2]
[0,null,5.2304499999999997E-2]
[0,null,5.2304499999999997E-2]
[0,null,5.2304499999999997E-2]
[0,null,5.2079599999999997E-2]
[0,null,5.2079599999999997E-2]
[0,null,5.1633900000000003E-2]
[0,null,5.1633900000000003E-2]
[0,null,5.1633900000000003E-2]
[0,null,5.1409000000000003E-2]
[0,null,5.1184E-2]
[0,null,5.1184E-2]
[0,null,5.1004599999999997E-2]
[0,null,5.0963300000000003E-2]
[0,null,5.0738400000000003E-2]
[0,null,5.0223200000000003E-2]
[0,null,4.9998300000000002E-2]
[0,null,4.9998300000000002E-2]
[0,null,4.9998300000000002E-2]
[0,null,4.9459000000000003E-2]
[0,null,4.9327700000000002E-2]
[0,null,4.8877799999999999E-2]
[0,null,4.8877799999999999E-2]
[0,null,4.8657100000000002E-2]
[0,null,4.8207199999999999E-2]
[0,null,4.7913499999999998E-2]
[0,null,4.7761600000000001E-2]
[0,null,4.7761600000000001E-2]
[0,null,4.7540800000000001E-2]
[0,null,4.6800700000000001E-2]
[0,null,4.6800700000000001E-2]
[0,null,4.65799E-2]
[0,null,4.65799E-2]
[0,null,4.6367899999999997E-2]
[0,null,4.6355E-2]
[0,null,4.6355E-2]
[0,null,4.5913500000000003E-2]
[0,null,4.5913500000000003E-2]
[0,null,4.5913500000000003E-2]
[0,null,4.5398300000000003E-2]
[0,null,4.5398300000000003E-2]
[0,null,4.5177599999999998E-2]
[0,null,4.5177599999999998E-2]
[0,null,4.5177599999999998E-2]
[0,null,4.4662399999999998E-2]
[0,null,4.4662399999999998E-2]
[0,null,4.4147199999999998E-2]
[0,null,4.4147199999999998E-2]
[0,null,4.3926399999999997E-2]
[0,null,4.3926399999999997E-2]
[0,null,4.3926399999999997E-2]
[0,null,4.37057E-2]
[0,null,4.37057E-2]
[0,null,4.3276700000000001E-2]
[0,null,4.3276700000000001E-2]
[0,null,4.2744799999999999E-2]
[0,null,4.2074199999999999E-2]
[0,null,4.1853399999999999E-2]
[0,null,4.1407800000000002E-2]
[0,null,4.0442699999999998E-2]
[0,null,4.0185499999999999E-2]
[0,null,4.0185499999999999E-2]
[0,null,3.9997100000000001E-2]
[0,null,3.9097399999999997E-2]
[0,null,3.7981099999999997E-2]
[0,null,3.7094299999999997E-2]
[0,null,3.7094299999999997E-2]
[0,null,3.6803700000000002E-2]
[0,null,3.5548700000000003E-2]
[0,null,2.1638299999999999E-2]
[0,null,1.7001499999999999E-2]
[0,null,7.7279999999999996E-3]
[0,null,1.5456000000000001E-3]
[0,null,0]
[0,null,0]
[0,null,0]
[0,null,0]
[0,null,0]
[0,null,0]
[0,null,0]
[0,null,0]
[0,null,0]
[0,null,0]
[0,null,0]
[0,null,0]
[0,null,0]
[0,null,0]
[0,null,0]
[0,null,0]
[0,null,0]
[0,null,0]
[0,null,0]
[0,null,0]
[0,null,0]
[0,null,0]
[0,null,0]
[0,null,0]
[0,null,0]
[0,null,0]
[0,null,0]
[0,null,0]
[0,null,0]
[0,null,0]
[0,null,0]
[0,null,0]
[0,null,0]
[0,null,0]
[0,null,0]
[0,null,0]
[0,null,0]
[0,null,0]
[0,null,0]
[0,null,0]
[0,null,0]
[0,null,0]
[0,null,0]
[0,null,0]
[0,null,0]
[0,null,0]
[0,null,0]
[0,null,0]
[0,null,0]
[0,null,0]
[0,null,0]
[0,null,0]
[0,null,0]
[0,null,0]
[0,null,0]
[0,null,0]
[0,null,0]
[0,null,0]
[0,null,0]
[0,null,0]
[0,null,0]
[0,null,0]
[0,null,0]
[0,null,0]
[0,null,0]
[0,null,0]
[0,null,0]
[0,null,0]
[0,null,0]
[0,null,0]
[0,null,0]
[0,null,0]
[0,null,0]
[0,null,0]
[0,null,0]
[0,null,0]
[0,null,0]
[0,null,0]
[0,null,0]
[0,null,0]
[0,null,0]
[0,null,0]
[0,null,0]
[0,null,0]
[0,null,0]
[0,null,0]
[0,null,0]
[0,null,0]
[0,null,0]
[0,null,0]
[0,null,0]
[0,null,0]
[0,null,0]
[0,null,0]
[0,null,0]
[0,null,0]
[0,null,0]
[0,null,0]
[0,null,0]
[0,null,0]
[0,null,0]
[0,null,0]
[0,null,0]
[0,null,0]
[0,null,0]
[0,null,0]
[0,null,0]
[0,null,0]
[0,null,0]
[0,null,0]
[0,null,0]
[0,null,0]
[0,null,0]
[0,null,0]
[0,null,0]

{"sheet":"Sensitivity_calcs","index":10,"n_rows":98,"n_cols":33,"rows_kept":98,"cut":false,"hidden":false,"merged":[]}
[{"$f":"bus","v":"Powercor"}]
[{"$f":"proj","v":"Drysdale feeder: DDL023"}]
["SENSITIVITY CALCULATIONS"]
[]
["Discount factor",null,null,null,null,null,null,{"$f":"Consol!H5","v":0},{"$f":"Consol!I5","v":0.98294637436598087},{"$f":"Consol!J5","v":0.94970664189949849},{"$f":"Consol!K5","v":0.91759095835700344},{"$f":"Consol!L5","v":0.88656131242222558},{"$f":"Consol!M5","v":0.85658097818572532},{"$f":"Consol!N5","v":0.8276144716770294},{"$f":"Consol!O5","v":0.79962750886669509},{"$f":"Consol!P5","v":0.77258696508859437},{"$f":"Consol!Q5","v":0.74646083583439071},{"$f":"Consol!R5","v":0.72121819887380756},{"$f":"Consol!S5","v":0.69682917765585273},{"$f":"Consol!T5","v":0.67326490594768384},{"$f":"Consol!U5","v":0.6504974936692598},{"$f":"Consol!V5","v":0.62849999388334288},{"$f":"Consol!W5","v":0.60724637090178057},{"$f":"Consol!X5","v":0.58671146947031949},{"$f":"Consol!Y5","v":0.56687098499547783},{"$f":"Consol!Z5","v":0.54770143477823952},{"$f":"Consol!AA5","v":0.52918013022052135},{"$f":"Consol!AB5","v":0.5112851499715183},{"$f":"Consol!AC5","v":0.4939953139821433},{"$f":"Consol!AD5","v":0.47729015843685346},{"$f":"Consol!AE5","v":0.46114991153319179},{"$f":"Consol!AF5","v":0.4455554700803786},{"$f":"Consol!AG5","v":0.43048837688925473}]
[{"$f":"'Option1 (base case)'!A6","v":"Count"},null,null,null,null,null,null,{"$f":"Consol!H6","v":0},{"$f":"Consol!I6","v":1},{"$f":"Consol!J6","v":2},{"$f":"Consol!K6","v":3},{"$f":"Consol!L6","v":4},{"$f":"Consol!M6","v":5},{"$f":"Consol!N6","v":6},{"$f":"Consol!O6","v":7},{"$f":"Consol!P6","v":8},{"$f":"Consol!Q6","v":9},{"$f":"Consol!R6","v":10},{"$f":"Consol!S6","v":11},{"$f":"Consol!T6","v":12},{"$f":"Consol!U6","v":13},{"$f":"Consol!V6","v":14},{"$f":"Consol!W6","v":15},{"$f":"Consol!X6","v":16},{"$f":"Consol!Y6","v":17},{"$f":"Consol!Z6","v":18},{"$f":"Consol!AA6","v":19},{"$f":"Consol!AB6","v":20},{"$f":"Consol!AC6","v":21},{"$f":"Consol!AD6","v":22},{"$f":"Consol!AE6","v":23},{"$f":"Consol!AF6","v":24},{"$f":"Consol!AG6","v":25}]
["Analysis period",null,null,null,null,null,null,{"$f":"Consol!H7","v":true},{"$f":"Consol!I7","v":true},{"$f":"Consol!J7","v":true},{"$f":"Consol!K7","v":true},{"$f":"Consol!L7","v":true},{"$f":"Consol!M7","v":true},{"$f":"Consol!N7","v":true},{"$f":"Consol!O7","v":true},{"$f":"Consol!P7","v":true},{"$f":"Consol!Q7","v":true},{"$f":"Consol!R7","v":true},{"$f":"Consol!S7","v":true},{"$f":"Consol!T7","v":true},{"$f":"Consol!U7","v":true},{"$f":"Consol!V7","v":true},{"$f":"Consol!W7","v":true},{"$f":"Consol!X7","v":true},{"$f":"Consol!Y7","v":true},{"$f":"Consol!Z7","v":true},{"$f":"Consol!AA7","v":true},{"$f":"Consol!AB7","v":true},{"$f":"Consol!AC7","v":true},{"$f":"Consol!AD7","v":false},{"$f":"Consol!AE7","v":false},{"$f":"Consol!AF7","v":false},{"$f":"Consol!AG7","v":false}]
[]
[null,null,null,null,null,null,null,{"$f":"'Option1 (base case)'!H9","v":"2026-06-30"},{"$f":"'Option1 (base case)'!I9","v":"2026-27"},{"$f":"'Option1 (base case)'!J9","v":"2027-28"},{"$f":"'Option1 (base case)'!K9","v":"2028-29"},{"$f":"'Option1 (base case)'!L9","v":"2029-30"},{"$f":"'Option1 (base case)'!M9","v":"2030-31"},{"$f":"'Option1 (base case)'!N9","v":"2031-32"},{"$f":"'Option1 (base case)'!O9","v":"2032-33"},{"$f":"'Option1 (base case)'!P9","v":"2033-34"},{"$f":"'Option1 (base case)'!Q9","v":"2034-35"},{"$f":"'Option1 (base case)'!R9","v":"2035-36"},{"$f":"'Option1 (base case)'!S9","v":"2036-37"},{"$f":"'Option1 (base case)'!T9","v":"2037-38"},{"$f":"'Option1 (base case)'!U9","v":"2038-39"},{"$f":"'Option1 (base case)'!V9","v":"2039-40"},{"$f":"'Option1 (base case)'!W9","v":"2040-41"},{"$f":"'Option1 (base case)'!X9","v":"2041-42"},{"$f":"'Option1 (base case)'!Y9","v":"2042-43"},{"$f":"'Option1 (base case)'!Z9","v":"2043-44"},{"$f":"'Option1 (base case)'!AA9","v":"2044-45"},{"$f":"'Option1 (base case)'!AB9","v":"2045-46"},{"$f":"'Option1 (base case)'!AC9","v":"2046-47"},{"$f":"'Option1 (base case)'!AD9","v":"2047-48"},{"$f":"'Option1 (base case)'!AE9","v":"2048-49"},{"$f":"'Option1 (base case)'!AF9","v":"2049-50"},{"$f":"'Option1 (base case)'!AG9","v":"2050-51"}]
[]
[null,null,null,null,null,"PV",null,{"$f":"IF(H6=$D$4,UPPER($A$4),IF(H6=end, \"END\", \"\"))","v":""}]
[null,null,null,null,null,null,null,null,null,null,null,null,null,null,null,null,null,null,null,null,null,null,null,null,null,{"$f":"Consol!AA36","v":511717.60720509337},{"$f":"Consol!AB36","v":511717.60720509337},{"$f":"Consol!AC36","v":511717.60720509337},{"$f":"Consol!AD36","v":0},{"$f":"Consol!AE36","v":0},{"$f":"Consol!AF36","v":0},{"$f":"Consol!AG36","v":0}]
[]
["OPTION 1 (base case)","NPV","Net benefits",{"$f":"A14&B14","v":"OPTION 1 (base case)NPV"},null,{"$f":"SUMPRODUCT($H14:$AG14, $H$5:$AG$5)","v":0},null,{"$f":"'Option1 (base case)'!I90*conv_2026","v":0},{"$f":"'Option1 (base case)'!J90*conv_2026","v":0},{"$f":"'Option1 (base case)'!K90*conv_2026","v":0},{"$f":"'Option1 (base case)'!L90*conv_2026","v":0},{"$f":"'Option1 (base case)'!M90*conv_2026","v":0},{"$f":"'Option1 (base case)'!N90*conv_2026","v":0},{"$f":"'Option1 (base case)'!O90*conv_2026","v":0},{"$f":"'Option1 (base case)'!P90*conv_2026","v":0},{"$f":"'Option1 (base case)'!Q90*conv_2026","v":0},{"$f":"'Option1 (base case)'!R90*conv_2026","v":0},{"$f":"'Option1 (base case)'!S90*conv_2026","v":0},{"$f":"'Option1 (base case)'!T90*conv_2026","v":0},{"$f":"'Option1 (base case)'!U90*conv_2026","v":0},{"$f":"'Option1 (base case)'!V90*conv_2026","v":0},{"$f":"'Option1 (base case)'!W90*conv_2026","v":0},{"$f":"'Option1 (base case)'!X90*conv_2026","v":0},{"$f":"'Option1 (base case)'!Y90*conv_2026","v":0},{"$f":"'Option1 (base case)'!Z90*conv_2026","v":0},{"$f":"'Option1 (base case)'!AA90*conv_2026","v":0},{"$f":"'Option1 (base case)'!AB90*conv_2026","v":0},{"$f":"'Option1 (base case)'!AC90*conv_2026","v":0},{"$f":"'Option1 (base case)'!AD90*conv_2026","v":0},{"$f":"'Option1 (base case)'!AE90*conv_2026","v":0},{"$f":"'Option1 (base case)'!AF90*conv_2026","v":0},{"$f":"'Option1 (base case)'!AG90*conv_2026","v":0},{"$f":"'Option1 (base case)'!AH90*conv_2026","v":0}]
[]
["OPTION 1 (base case)",{"$f":"'Option1 (base case)'!A113","v":"sens1"},{"$f":"'Option1 (base case)'!C113","v":"Capex 10% higher"},{"$f":"A16&B16","v":"OPTION 1 (base case)sens1"},null,{"$f":"SUMPRODUCT($H16:$AG16, $H$5:$AG$5)","v":0},null,{"$f":"(INDEX('Option1 (base case)'!H$109:H$120, MATCH($D16, 'Option1 (base case)'!$G$109:$G$120,0)))*conv_2026*H$7","v":0},{"$f":"(INDEX('Option1 (base case)'!I$109:I$120, MATCH($D16, 'Option1 (base case)'!$G$109:$G$120,0)))*conv_2026*I$7","v":0},{"$f":"(INDEX('Option1 (base case)'!J$109:J$120, MATCH($D16, 'Option1 (base case)'!$G$109:$G$120,0)))*conv_2026*J$7","v":0},{"$f":"(INDEX('Option1 (base case)'!K$109:K$120, MATCH($D16, 'Option1 (base case)'!$G$109:$G$120,0)))*conv_2026*K$7","v":0},{"$f":"(INDEX('Option1 (base case)'!L$109:L$120, MATCH($D16, 'Option1 (base case)'!$G$109:$G$120,0)))*conv_2026*L$7","v":0},{"$f":"(INDEX('Option1 (base case)'!M$109:M$120, MATCH($D16, 'Option1 (base case)'!$G$109:$G$120,0)))*conv_2026*M$7","v":0},{"$f":"(INDEX('Option1 (base case)'!N$109:N$120, MATCH($D16, 'Option1 (base case)'!$G$109:$G$120,0)))*conv_2026*N$7","v":0},{"$f":"(INDEX('Option1 (base case)'!O$109:O$120, MATCH($D16, 'Option1 (base case)'!$G$109:$G$120,0)))*conv_2026*O$7","v":0},{"$f":"(INDEX('Option1 (base case)'!P$109:P$120, MATCH($D16, 'Option1 (base case)'!$G$109:$G$120,0)))*conv_2026*P$7","v":0},{"$f":"(INDEX('Option1 (base case)'!Q$109:Q$120, MATCH($D16, 'Option1 (base case)'!$G$109:$G$120,0)))*conv_2026*Q$7","v":0},{"$f":"(INDEX('Option1 (base case)'!R$109:R$120, MATCH($D16, 'Option1 (base case)'!$G$109:$G$120,0)))*conv_2026*R$7","v":0},{"$f":"(INDEX('Option1 (base case)'!S$109:S$120, MATCH($D16, 'Option1 (base case)'!$G$109:$G$120,0)))*conv_2026*S$7","v":0},{"$f":"(INDEX('Option1 (base case)'!T$109:T$120, MATCH($D16, 'Option1 (base case)'!$G$109:$G$120,0)))*conv_2026*T$7","v":0},{"$f":"(INDEX('Option1 (base case)'!U$109:U$120, MATCH($D16, 'Option1 (base case)'!$G$109:$G$120,0)))*conv_2026*U$7","v":0},{"$f":"(INDEX('Option1 (base case)'!V$109:V$120, MATCH($D16, 'Option1 (base case)'!$G$109:$G$120,0)))*conv_2026*V$7","v":0},{"$f":"(INDEX('Option1 (base case)'!W$109:W$120, MATCH($D16, 'Option1 (base case)'!$G$109:$G$120,0)))*conv_2026*W$7","v":0},{"$f":"(INDEX('Option1 (base case)'!X$109:X$120, MATCH($D16, 'Option1 (base case)'!$G$109:$G$120,0)))*conv_2026*X$7","v":0},{"$f":"(INDEX('Option1 (base case)'!Y$109:Y$120, MATCH($D16, 'Option1 (base case)'!$G$109:$G$120,0)))*conv_2026*Y$7","v":0},{"$f":"(INDEX('Option1 (base case)'!Z$109:Z$120, MATCH($D16, 'Option1 (base case)'!$G$109:$G$120,0)))*conv_2026*Z$7","v":0},{"$f":"(INDEX('Option1 (base case)'!AA$109:AA$120, MATCH($D16, 'Option1 (base case)'!$G$109:$G$120,0)))*conv_2026*AA$7","v":0},{"$f":"(INDEX('Option1 (base case)'!AB$109:AB$120, MATCH($D16, 'Option1 (base case)'!$G$109:$G$120,0)))*conv_2026*AB$7","v":0},{"$f":"(INDEX('Option1 (base case)'!AC$109:AC$120, MATCH($D16, 'Option1 (base case)'!$G$109:$G$120,0)))*conv_2026*AC$7","v":0},{"$f":"(INDEX('Option1 (base case)'!AD$109:AD$120, MATCH($D16, 'Option1 (base case)'!$G$109:$G$120,0)))*conv_2026*AD$7","v":0},{"$f":"(INDEX('Option1 (base case)'!AE$109:AE$120, MATCH($D16, 'Option1 (base case)'!$G$109:$G$120,0)))*conv_2026*AE$7","v":0},{"$f":"(INDEX('Option1 (base case)'!AF$109:AF$120, MATCH($D16, 'Option1 (base case)'!$G$109:$G$120,0)))*conv_2026*AF$7","v":0},{"$f":"(INDEX('Option1 (base case)'!AG$109:AG$120, MATCH($D16, 'Option1 (base case)'!$G$109:$G$120,0)))*conv_2026*AG$7","v":0}]
["OPTION 1 (base case)",{"$f":"'Option1 (base case)'!A114","v":"sens2"},{"$f":"'Option1 (base case)'!C114","v":"Capex 10% lower"},"OPTION 1 (base case)sens2",null,{"$f":"SUMPRODUCT($H17:$AG17, $H$5:$AG$5)","v":0},null,{"$f":"(INDEX('Option1 (base case)'!H$109:H$120, MATCH($D17, 'Option1 (base case)'!$G$109:$G$120,0)))*conv_2026*H$7","v":0},{"$f":"(INDEX('Option1 (base case)'!I$109:I$120, MATCH($D17, 'Option1 (base case)'!$G$109:$G$120,0)))*conv_2026*I$7","v":0},{"$f":"(INDEX('Option1 (base case)'!J$109:J$120, MATCH($D17, 'Option1 (base case)'!$G$109:$G$120,0)))*conv_2026*J$7","v":0},{"$f":"(INDEX('Option1 (base case)'!K$109:K$120, MATCH($D17, 'Option1 (base case)'!$G$109:$G$120,0)))*conv_2026*K$7","v":0},{"$f":"(INDEX('Option1 (base case)'!L$109:L$120, MATCH($D17, 'Option1 (base case)'!$G$109:$G$120,0)))*conv_2026*L$7","v":0},{"$f":"(INDEX('Option1 (base case)'!M$109:M$120, MATCH($D17, 'Option1 (base case)'!$G$109:$G$120,0)))*conv_2026*M$7","v":0},{"$f":"(INDEX('Option1 (base case)'!N$109:N$120, MATCH($D17, 'Option1 (base case)'!$G$109:$G$120,0)))*conv_2026*N$7","v":0},{"$f":"(INDEX('Option1 (base case)'!O$109:O$120, MATCH($D17, 'Option1 (base case)'!$G$109:$G$120,0)))*conv_2026*O$7","v":0},{"$f":"(INDEX('Option1 (base case)'!P$109:P$120, MATCH($D17, 'Option1 (base case)'!$G$109:$G$120,0)))*conv_2026*P$7","v":0},{"$f":"(INDEX('Option1 (base case)'!Q$109:Q$120, MATCH($D17, 'Option1 (base case)'!$G$109:$G$120,0)))*conv_2026*Q$7","v":0},{"$f":"(INDEX('Option1 (base case)'!R$109:R$120, MATCH($D17, 'Option1 (base case)'!$G$109:$G$120,0)))*conv_2026*R$7","v":0},{"$f":"(INDEX('Option1 (base case)'!S$109:S$120, MATCH($D17, 'Option1 (base case)'!$G$109:$G$120,0)))*conv_2026*S$7","v":0},{"$f":"(INDEX('Option1 (base case)'!T$109:T$120, MATCH($D17, 'Option1 (base case)'!$G$109:$G$120,0)))*conv_2026*T$7","v":0},{"$f":"(INDEX('Option1 (base case)'!U$109:U$120, MATCH($D17, 'Option1 (base case)'!$G$109:$G$120,0)))*conv_2026*U$7","v":0},{"$f":"(INDEX('Option1 (base case)'!V$109:V$120, MATCH($D17, 'Option1 (base case)'!$G$109:$G$120,0)))*conv_2026*V$7","v":0},{"$f":"(INDEX('Option1 (base case)'!W$109:W$120, MATCH($D17, 'Option1 (base case)'!$G$109:$G$120,0)))*conv_2026*W$7","v":0},{"$f":"(INDEX('Option1 (base case)'!X$109:X$120, MATCH($D17, 'Option1 (base case)'!$G$109:$G$120,0)))*conv_2026*X$7","v":0},{"$f":"(INDEX('Option1 (base case)'!Y$109:Y$120, MATCH($D17, 'Option1 (base case)'!$G$109:$G$120,0)))*conv_2026*Y$7","v":0},{"$f":"(INDEX('Option1 (base case)'!Z$109:Z$120, MATCH($D17, 'Option1 (base case)'!$G$109:$G$120,0)))*conv_2026*Z$7","v":0},{"$f":"(INDEX('Option1 (base case)'!AA$109:AA$120, MATCH($D17, 'Option1 (base case)'!$G$109:$G$120,0)))*conv_2026*AA$7","v":0},{"$f":"(INDEX('Option1 (base case)'!AB$109:AB$120, MATCH($D17, 'Option1 (base case)'!$G$109:$G$120,0)))*conv_2026*AB$7","v":0},{"$f":"(INDEX('Option1 (base case)'!AC$109:AC$120, MATCH($D17, 'Option1 (base case)'!$G$109:$G$120,0)))*conv_2026*AC$7","v":0},{"$f":"(INDEX('Option1 (base case)'!AD$109:AD$120, MATCH($D17, 'Option1 (base case)'!$G$109:$G$120,0)))*conv_2026*AD$7","v":0},{"$f":"(INDEX('Option1 (base case)'!AE$109:AE$120, MATCH($D17, 'Option1 (base case)'!$G$109:$G$120,0)))*conv_2026*AE$7","v":0},{"$f":"(INDEX('Option1 (base case)'!AF$109:AF$120, MATCH($D17, 'Option1 (base case)'!$G$109:$G$120,0)))*conv_2026*AF$7","v":0},{"$f":"(INDEX('Option1 (base case)'!AG$109:AG$120, MATCH($D17, 'Option1 (base case)'!$G$109:$G$120,0)))*conv_2026*AG$7","v":0}]
["OPTION 1 (base case)",{"$f":"'Option1 (base case)'!A115","v":"sens3"},{"$f":"'Option1 (base case)'!C115","v":"Total benefits 10% higher"},"OPTION 1 (base case)sens3",null,0,null,{"$f":"(INDEX('Option1 (base case)'!H$109:H$120, MATCH($D18, 'Option1 (base case)'!$G$109:$G$120,0)))*conv_2026*H$7","v":0},{"$f":"(INDEX('Option1 (base case)'!I$109:I$120, MATCH($D18, 'Option1 (base case)'!$G$109:$G$120,0)))*conv_2026*I$7","v":0},{"$f":"(INDEX('Option1 (base case)'!J$109:J$120, MATCH($D18, 'Option1 (base case)'!$G$109:$G$120,0)))*conv_2026*J$7","v":0},{"$f":"(INDEX('Option1 (base case)'!K$109:K$120, MATCH($D18, 'Option1 (base case)'!$G$109:$G$120,0)))*conv_2026*K$7","v":0},{"$f":"(INDEX('Option1 (base case)'!L$109:L$120, MATCH($D18, 'Option1 (base case)'!$G$109:$G$120,0)))*conv_2026*L$7","v":0},{"$f":"(INDEX('Option1 (base case)'!M$109:M$120, MATCH($D18, 'Option1 (base case)'!$G$109:$G$120,0)))*conv_2026*M$7","v":0},{"$f":"(INDEX('Option1 (base case)'!N$109:N$120, MATCH($D18, 'Option1 (base case)'!$G$109:$G$120,0)))*conv_2026*N$7","v":0},{"$f":"(INDEX('Option1 (base case)'!O$109:O$120, MATCH($D18, 'Option1 (base case)'!$G$109:$G$120,0)))*conv_2026*O$7","v":0},{"$f":"(INDEX('Option1 (base case)'!P$109:P$120, MATCH($D18, 'Option1 (base case)'!$G$109:$G$120,0)))*conv_2026*P$7","v":0},{"$f":"(INDEX('Option1 (base case)'!Q$109:Q$120, MATCH($D18, 'Option1 (base case)'!$G$109:$G$120,0)))*conv_2026*Q$7","v":0},{"$f":"(INDEX('Option1 (base case)'!R$109:R$120, MATCH($D18, 'Option1 (base case)'!$G$109:$G$120,0)))*conv_2026*R$7","v":0},{"$f":"(INDEX('Option1 (base case)'!S$109:S$120, MATCH($D18, 'Option1 (base case)'!$G$109:$G$120,0)))*conv_2026*S$7","v":0},{"$f":"(INDEX('Option1 (base case)'!T$109:T$120, MATCH($D18, 'Option1 (base case)'!$G$109:$G$120,0)))*conv_2026*T$7","v":0},{"$f":"(INDEX('Option1 (base case)'!U$109:U$120, MATCH($D18, 'Option1 (base case)'!$G$109:$G$120,0)))*conv_2026*U$7","v":0},{"$f":"(INDEX('Option1 (base case)'!V$109:V$120, MATCH($D18, 'Option1 (base case)'!$G$109:$G$120,0)))*conv_2026*V$7","v":0},{"$f":"(INDEX('Option1 (base case)'!W$109:W$120, MATCH($D18, 'Option1 (base case)'!$G$109:$G$120,0)))*conv_2026*W$7","v":0},{"$f":"(INDEX('Option1 (base case)'!X$109:X$120, MATCH($D18, 'Option1 (base case)'!$G$109:$G$120,0)))*conv_2026*X$7","v":0},{"$f":"(INDEX('Option1 (base case)'!Y$109:Y$120, MATCH($D18, 'Option1 (base case)'!$G$109:$G$120,0)))*conv_2026*Y$7","v":0},{"$f":"(INDEX('Option1 (base case)'!Z$109:Z$120, MATCH($D18, 'Option1 (base case)'!$G$109:$G$120,0)))*conv_2026*Z$7","v":0},{"$f":"(INDEX('Option1 (base case)'!AA$109:AA$120, MATCH($D18, 'Option1 (base case)'!$G$109:$G$120,0)))*conv_2026*AA$7","v":0},{"$f":"(INDEX('Option1 (base case)'!AB$109:AB$120, MATCH($D18, 'Option1 (base case)'!$G$109:$G$120,0)))*conv_2026*AB$7","v":0},{"$f":"(INDEX('Option1 (base case)'!AC$109:AC$120, MATCH($D18, 'Option1 (base case)'!$G$109:$G$120,0)))*conv_2026*AC$7","v":0},{"$f":"(INDEX('Option1 (base case)'!AD$109:AD$120, MATCH($D18, 'Option1 (base case)'!$G$109:$G$120,0)))*conv_2026*AD$7","v":0},{"$f":"(INDEX('Option1 (base case)'!AE$109:AE$120, MATCH($D18, 'Option1 (base case)'!$G$109:$G$120,0)))*conv_2026*AE$7","v":0},{"$f":"(INDEX('Option1 (base case)'!AF$109:AF$120, MATCH($D18, 'Option1 (base case)'!$G$109:$G$120,0)))*conv_2026*AF$7","v":0},{"$f":"(INDEX('Option1 (base case)'!AG$109:AG$120, MATCH($D18, 'Option1 (base case)'!$G$109:$G$120,0)))*conv_2026*AG$7","v":0}]
["OPTION 1 (base case)",{"$f":"'Option1 (base case)'!A116","v":"sens4"},{"$f":"'Option1 (base case)'!C116","v":"Total benefits 10% lower"},"OPTION 1 (base case)sens4",null,0,null,{"$f":"(INDEX('Option1 (base case)'!H$109:H$120, MATCH($D19, 'Option1 (base case)'!$G$109:$G$120,0)))*conv_2026*H$7","v":0},{"$f":"(INDEX('Option1 (base case)'!I$109:I$120, MATCH($D19, 'Option1 (base case)'!$G$109:$G$120,0)))*conv_2026*I$7","v":0},{"$f":"(INDEX('Option1 (base case)'!J$109:J$120, MATCH($D19, 'Option1 (base case)'!$G$109:$G$120,0)))*conv_2026*J$7","v":0},{"$f":"(INDEX('Option1 (base case)'!K$109:K$120, MATCH($D19, 'Option1 (base case)'!$G$109:$G$120,0)))*conv_2026*K$7","v":0},{"$f":"(INDEX('Option1 (base case)'!L$109:L$120, MATCH($D19, 'Option1 (base case)'!$G$109:$G$120,0)))*conv_2026*L$7","v":0},{"$f":"(INDEX('Option1 (base case)'!M$109:M$120, MATCH($D19, 'Option1 (base case)'!$G$109:$G$120,0)))*conv_2026*M$7","v":0},{"$f":"(INDEX('Option1 (base case)'!N$109:N$120, MATCH($D19, 'Option1 (base case)'!$G$109:$G$120,0)))*conv_2026*N$7","v":0},{"$f":"(INDEX('Option1 (base case)'!O$109:O$120, MATCH($D19, 'Option1 (base case)'!$G$109:$G$120,0)))*conv_2026*O$7","v":0},{"$f":"(INDEX('Option1 (base case)'!P$109:P$120, MATCH($D19, 'Option1 (base case)'!$G$109:$G$120,0)))*conv_2026*P$7","v":0},{"$f":"(INDEX('Option1 (base case)'!Q$109:Q$120, MATCH($D19, 'Option1 (base case)'!$G$109:$G$120,0)))*conv_2026*Q$7","v":0},{"$f":"(INDEX('Option1 (base case)'!R$109:R$120, MATCH($D19, 'Option1 (base case)'!$G$109:$G$120,0)))*conv_2026*R$7","v":0},{"$f":"(INDEX('Option1 (base case)'!S$109:S$120, MATCH($D19, 'Option1 (base case)'!$G$109:$G$120,0)))*conv_2026*S$7","v":0},{"$f":"(INDEX('Option1 (base case)'!T$109:T$120, MATCH($D19, 'Option1 (base case)'!$G$109:$G$120,0)))*conv_2026*T$7","v":0},{"$f":"(INDEX('Option1 (base case)'!U$109:U$120, MATCH($D19, 'Option1 (base case)'!$G$109:$G$120,0)))*conv_2026*U$7","v":0},{"$f":"(INDEX('Option1 (base case)'!V$109:V$120, MATCH($D19, 'Option1 (base case)'!$G$109:$G$120,0)))*conv_2026*V$7","v":0},{"$f":"(INDEX('Option1 (base case)'!W$109:W$120, MATCH($D19, 'Option1 (base case)'!$G$109:$G$120,0)))*conv_2026*W$7","v":0},{"$f":"(INDEX('Option1 (base case)'!X$109:X$120, MATCH($D19, 'Option1 (base case)'!$G$109:$G$120,0)))*conv_2026*X$7","v":0},{"$f":"(INDEX('Option1 (base case)'!Y$109:Y$120, MATCH($D19, 'Option1 (base case)'!$G$109:$G$120,0)))*conv_2026*Y$7","v":0},{"$f":"(INDEX('Option1 (base case)'!Z$109:Z$120, MATCH($D19, 'Option1 (base case)'!$G$109:$G$120,0)))*conv_2026*Z$7","v":0},{"$f":"(INDEX('Option1 (base case)'!AA$109:AA$120, MATCH($D19, 'Option1 (base case)'!$G$109:$G$120,0)))*conv_2026*AA$7","v":0},{"$f":"(INDEX('Option1 (base case)'!AB$109:AB$120, MATCH($D19, 'Option1 (base case)'!$G$109:$G$120,0)))*conv_2026*AB$7","v":0},{"$f":"(INDEX('Option1 (base case)'!AC$109:AC$120, MATCH($D19, 'Option1 (base case)'!$G$109:$G$120,0)))*conv_2026*AC$7","v":0},{"$f":"(INDEX('Option1 (base case)'!AD$109:AD$120, MATCH($D19, 'Option1 (base case)'!$G$109:$G$120,0)))*conv_2026*AD$7","v":0},{"$f":"(INDEX('Option1 (base case)'!AE$109:AE$120, MATCH($D19, 'Option1 (base case)'!$G$109:$G$120,0)))*conv_2026*AE$7","v":0},{"$f":"(INDEX('Option1 (base case)'!AF$109:AF$120, MATCH($D19, 'Option1 (base case)'!$G$109:$G$120,0)))*conv_2026*AF$7","v":0},{"$f":"(INDEX('Option1 (base case)'!AG$109:AG$120, MATCH($D19, 'Option1 (base case)'!$G$109:$G$120,0)))*conv_2026*AG$7","v":0}]
["OPTION 1 (base case)",{"$f":"'Option1 (base case)'!A117","v":"sens5"},{"$f":"'Option1 (base case)'!C117","v":"Capex 10% higher & Total benefits 10% lower"},"OPTION 1 (base case)sens5",null,0,null,{"$f":"(INDEX('Option1 (base case)'!H$109:H$120, MATCH($D20, 'Option1 (base case)'!$G$109:$G$120,0)))*conv_2026*H$7","v":0},{"$f":"(INDEX('Option1 (base case)'!I$109:I$120, MATCH($D20, 'Option1 (base case)'!$G$109:$G$120,0)))*conv_2026*I$7","v":0},{"$f":"(INDEX('Option1 (base case)'!J$109:J$120, MATCH($D20, 'Option1 (base case)'!$G$109:$G$120,0)))*conv_2026*J$7","v":0},{"$f":"(INDEX('Option1 (base case)'!K$109:K$120, MATCH($D20, 'Option1 (base case)'!$G$109:$G$120,0)))*conv_2026*K$7","v":0},{"$f":"(INDEX('Option1 (base case)'!L$109:L$120, MATCH($D20, 'Option1 (base case)'!$G$109:$G$120,0)))*conv_2026*L$7","v":0},{"$f":"(INDEX('Option1 (base case)'!M$109:M$120, MATCH($D20, 'Option1 (base case)'!$G$109:$G$120,0)))*conv_2026*M$7","v":0},{"$f":"(INDEX('Option1 (base case)'!N$109:N$120, MATCH($D20, 'Option1 (base case)'!$G$109:$G$120,0)))*conv_2026*N$7","v":0},{"$f":"(INDEX('Option1 (base case)'!O$109:O$120, MATCH($D20, 'Option1 (base case)'!$G$109:$G$120,0)))*conv_2026*O$7","v":0},{"$f":"(INDEX('Option1 (base case)'!P$109:P$120, MATCH($D20, 'Option1 (base case)'!$G$109:$G$120,0)))*conv_2026*P$7","v":0},{"$f":"(INDEX('Option1 (base case)'!Q$109:Q$120, MATCH($D20, 'Option1 (base case)'!$G$109:$G$120,0)))*conv_2026*Q$7","v":0},{"$f":"(INDEX('Option1 (base case)'!R$109:R$120, MATCH($D20, 'Option1 (base case)'!$G$109:$G$120,0)))*conv_2026*R$7","v":0},{"$f":"(INDEX('Option1 (base case)'!S$109:S$120, MATCH($D20, 'Option1 (base case)'!$G$109:$G$120,0)))*conv_2026*S$7","v":0},{"$f":"(INDEX('Option1 (base case)'!T$109:T$120, MATCH($D20, 'Option1 (base case)'!$G$109:$G$120,0)))*conv_2026*T$7","v":0},{"$f":"(INDEX('Option1 (base case)'!U$109:U$120, MATCH($D20, 'Option1 (base case)'!$G$109:$G$120,0)))*conv_2026*U$7","v":0},{"$f":"(INDEX('Option1 (base case)'!V$109:V$120, MATCH($D20, 'Option1 (base case)'!$G$109:$G$120,0)))*conv_2026*V$7","v":0},{"$f":"(INDEX('Option1 (base case)'!W$109:W$120, MATCH($D20, 'Option1 (base case)'!$G$109:$G$120,0)))*conv_2026*W$7","v":0},{"$f":"(INDEX('Option1 (base case)'!X$109:X$120, MATCH($D20, 'Option1 (base case)'!$G$109:$G$120,0)))*conv_2026*X$7","v":0},{"$f":"(INDEX('Option1 (base case)'!Y$109:Y$120, MATCH($D20, 'Option1 (base case)'!$G$109:$G$120,0)))*conv_2026*Y$7","v":0},{"$f":"(INDEX('Option1 (base case)'!Z$109:Z$120, MATCH($D20, 'Option1 (base case)'!$G$109:$G$120,0)))*conv_2026*Z$7","v":0},{"$f":"(INDEX('Option1 (base case)'!AA$109:AA$120, MATCH($D20, 'Option1 (base case)'!$G$109:$G$120,0)))*conv_2026*AA$7","v":0},{"$f":"(INDEX('Option1 (base case)'!AB$109:AB$120, MATCH($D20, 'Option1 (base case)'!$G$109:$G$120,0)))*conv_2026*AB$7","v":0},{"$f":"(INDEX('Option1 (base case)'!AC$109:AC$120, MATCH($D20, 'Option1 (base case)'!$G$109:$G$120,0)))*conv_2026*AC$7","v":0},{"$f":"(INDEX('Option1 (base case)'!AD$109:AD$120, MATCH($D20, 'Option1 (base case)'!$G$109:$G$120,0)))*conv_2026*AD$7","v":0},{"$f":"(INDEX('Option1 (base case)'!AE$109:AE$120, MATCH($D20, 'Option1 (base case)'!$G$109:$G$120,0)))*conv_2026*AE$7","v":0},{"$f":"(INDEX('Option1 (base case)'!AF$109:AF$120, MATCH($D20, 'Option1 (base case)'!$G$109:$G$120,0)))*conv_2026*AF$7","v":0},{"$f":"(INDEX('Option1 (base case)'!AG$109:AG$120, MATCH($D20, 'Option1 (base case)'!$G$109:$G$120,0)))*conv_2026*AG$7","v":0}]
["OPTION 1 (base case)",{"$f":"'Option1 (base case)'!A118","v":"sens"},{"$f":"'Option1 (base case)'!C118","v":0},"OPTION 1 (base case)sens",null,0,null,{"$f":"(INDEX('Option1 (base case)'!H$109:H$120, MATCH($D21, 'Option1 (base case)'!$G$109:$G$120,0)))*conv_2026*H$7","v":0},{"$f":"(INDEX('Option1 (base case)'!I$109:I$120, MATCH($D21, 'Option1 (base case)'!$G$109:$G$120,0)))*conv_2026*I$7","v":0},{"$f":"(INDEX('Option1 (base case)'!J$109:J$120, MATCH($D21, 'Option1 (base case)'!$G$109:$G$120,0)))*conv_2026*J$7","v":0},{"$f":"(INDEX('Option1 (base case)'!K$109:K$120, MATCH($D21, 'Option1 (base case)'!$G$109:$G$120,0)))*conv_2026*K$7","v":0},{"$f":"(INDEX('Option1 (base case)'!L$109:L$120, MATCH($D21, 'Option1 (base case)'!$G$109:$G$120,0)))*conv_2026*L$7","v":0},{"$f":"(INDEX('Option1 (base case)'!M$109:M$120, MATCH($D21, 'Option1 (base case)'!$G$109:$G$120,0)))*conv_2026*M$7","v":0},{"$f":"(INDEX('Option1 (base case)'!N$109:N$120, MATCH($D21, 'Option1 (base case)'!$G$109:$G$120,0)))*conv_2026*N$7","v":0},{"$f":"(INDEX('Option1 (base case)'!O$109:O$120, MATCH($D21, 'Option1 (base case)'!$G$109:$G$120,0)))*conv_2026*O$7","v":0},{"$f":"(INDEX('Option1 (base case)'!P$109:P$120, MATCH($D21, 'Option1 (base case)'!$G$109:$G$120,0)))*conv_2026*P$7","v":0},{"$f":"(INDEX('Option1 (base case)'!Q$109:Q$120, MATCH($D21, 'Option1 (base case)'!$G$109:$G$120,0)))*conv_2026*Q$7","v":0},{"$f":"(INDEX('Option1 (base case)'!R$109:R$120, MATCH($D21, 'Option1 (base case)'!$G$109:$G$120,0)))*conv_2026*R$7","v":0},{"$f":"(INDEX('Option1 (base case)'!S$109:S$120, MATCH($D21, 'Option1 (base case)'!$G$109:$G$120,0)))*conv_2026*S$7","v":0},{"$f":"(INDEX('Option1 (base case)'!T$109:T$120, MATCH($D21, 'Option1 (base case)'!$G$109:$G$120,0)))*conv_2026*T$7","v":0},{"$f":"(INDEX('Option1 (base case)'!U$109:U$120, MATCH($D21, 'Option1 (base case)'!$G$109:$G$120,0)))*conv_2026*U$7","v":0},{"$f":"(INDEX('Option1 (base case)'!V$109:V$120, MATCH($D21, 'Option1 (base case)'!$G$109:$G$120,0)))*conv_2026*V$7","v":0},{"$f":"(INDEX('Option1 (base case)'!W$109:W$120, MATCH($D21, 'Option1 (base case)'!$G$109:$G$120,0)))*conv_2026*W$7","v":0},{"$f":"(INDEX('Option1 (base case)'!X$109:X$120, MATCH($D21, 'Option1 (base case)'!$G$109:$G$120,0)))*conv_2026*X$7","v":0},{"$f":"(INDEX('Option1 (base case)'!Y$109:Y$120, MATCH($D21, 'Option1 (base case)'!$G$109:$G$120,0)))*conv_2026*Y$7","v":0},{"$f":"(INDEX('Option1 (base case)'!Z$109:Z$120, MATCH($D21, 'Option1 (base case)'!$G$109:$G$120,0)))*conv_2026*Z$7","v":0},{"$f":"(INDEX('Option1 (base case)'!AA$109:AA$120, MATCH($D21, 'Option1 (base case)'!$G$109:$G$120,0)))*conv_2026*AA$7","v":0},{"$f":"(INDEX('Option1 (base case)'!AB$109:AB$120, MATCH($D21, 'Option1 (base case)'!$G$109:$G$120,0)))*conv_2026*AB$7","v":0},{"$f":"(INDEX('Option1 (base case)'!AC$109:AC$120, MATCH($D21, 'Option1 (base case)'!$G$109:$G$120,0)))*conv_2026*AC$7","v":0},{"$f":"(INDEX('Option1 (base case)'!AD$109:AD$120, MATCH($D21, 'Option1 (base case)'!$G$109:$G$120,0)))*conv_2026*AD$7","v":0},{"$f":"(INDEX('Option1 (base case)'!AE$109:AE$120, MATCH($D21, 'Option1 (base case)'!$G$109:$G$120,0)))*conv_2026*AE$7","v":0},{"$f":"(INDEX('Option1 (base case)'!AF$109:AF$120, MATCH($D21, 'Option1 (base case)'!$G$109:$G$120,0)))*conv_2026*AF$7","v":0},{"$f":"(INDEX('Option1 (base case)'!AG$109:AG$120, MATCH($D21, 'Option1 (base case)'!$G$109:$G$120,0)))*conv_2026*AG$7","v":0}]
["OPTION 1 (base case)",{"$f":"'Option1 (base case)'!A119","v":"sens"},{"$f":"'Option1 (base case)'!C119","v":0},"OPTION 1 (base case)sens",null,0,null,{"$f":"(INDEX('Option1 (base case)'!H$109:H$120, MATCH($D22, 'Option1 (base case)'!$G$109:$G$120,0)))*conv_2026*H$7","v":0},{"$f":"(INDEX('Option1 (base case)'!I$109:I$120, MATCH($D22, 'Option1 (base case)'!$G$109:$G$120,0)))*conv_2026*I$7","v":0},{"$f":"(INDEX('Option1 (base case)'!J$109:J$120, MATCH($D22, 'Option1 (base case)'!$G$109:$G$120,0)))*conv_2026*J$7","v":0},{"$f":"(INDEX('Option1 (base case)'!K$109:K$120, MATCH($D22, 'Option1 (base case)'!$G$109:$G$120,0)))*conv_2026*K$7","v":0},{"$f":"(INDEX('Option1 (base case)'!L$109:L$120, MATCH($D22, 'Option1 (base case)'!$G$109:$G$120,0)))*conv_2026*L$7","v":0},{"$f":"(INDEX('Option1 (base case)'!M$109:M$120, MATCH($D22, 'Option1 (base case)'!$G$109:$G$120,0)))*conv_2026*M$7","v":0},{"$f":"(INDEX('Option1 (base case)'!N$109:N$120, MATCH($D22, 'Option1 (base case)'!$G$109:$G$120,0)))*conv_2026*N$7","v":0},{"$f":"(INDEX('Option1 (base case)'!O$109:O$120, MATCH($D22, 'Option1 (base case)'!$G$109:$G$120,0)))*conv_2026*O$7","v":0},{"$f":"(INDEX('Option1 (base case)'!P$109:P$120, MATCH($D22, 'Option1 (base case)'!$G$109:$G$120,0)))*conv_2026*P$7","v":0},{"$f":"(INDEX('Option1 (base case)'!Q$109:Q$120, MATCH($D22, 'Option1 (base case)'!$G$109:$G$120,0)))*conv_2026*Q$7","v":0},{"$f":"(INDEX('Option1 (base case)'!R$109:R$120, MATCH($D22, 'Option1 (base case)'!$G$109:$G$120,0)))*conv_2026*R$7","v":0},{"$f":"(INDEX('Option1 (base case)'!S$109:S$120, MATCH($D22, 'Option1 (base case)'!$G$109:$G$120,0)))*conv_2026*S$7","v":0},{"$f":"(INDEX('Option1 (base case)'!T$109:T$120, MATCH($D22, 'Option1 (base case)'!$G$109:$G$120,0)))*conv_2026*T$7","v":0},{"$f":"(INDEX('Option1 (base case)'!U$109:U$120, MATCH($D22, 'Option1 (base case)'!$G$109:$G$120,0)))*conv_2026*U$7","v":0},{"$f":"(INDEX('Option1 (base case)'!V$109:V$120, MATCH($D22, 'Option1 (base case)'!$G$109:$G$120,0)))*conv_2026*V$7","v":0},{"$f":"(INDEX('Option1 (base case)'!W$109:W$120, MATCH($D22, 'Option1 (base case)'!$G$109:$G$120,0)))*conv_2026*W$7","v":0},{"$f":"(INDEX('Option1 (base case)'!X$109:X$120, MATCH($D22, 'Option1 (base case)'!$G$109:$G$120,0)))*conv_2026*X$7","v":0},{"$f":"(INDEX('Option1 (base case)'!Y$109:Y$120, MATCH($D22, 'Option1 (base case)'!$G$109:$G$120,0)))*conv_2026*Y$7","v":0},{"$f":"(INDEX('Option1 (base case)'!Z$109:Z$120, MATCH($D22, 'Option1 (base case)'!$G$109:$G$120,0)))*conv_2026*Z$7","v":0},{"$f":"(INDEX('Option1 (base case)'!AA$109:AA$120, MATCH($D22, 'Option1 (base case)'!$G$109:$G$120,0)))*conv_2026*AA$7","v":0},{"$f":"(INDEX('Option1 (base case)'!AB$109:AB$120, MATCH($D22, 'Option1 (base case)'!$G$109:$G$120,0)))*conv_2026*AB$7","v":0},{"$f":"(INDEX('Option1 (base case)'!AC$109:AC$120, MATCH($D22, 'Option1 (base case)'!$G$109:$G$120,0)))*conv_2026*AC$7","v":0},{"$f":"(INDEX('Option1 (base case)'!AD$109:AD$120, MATCH($D22, 'Option1 (base case)'!$G$109:$G$120,0)))*conv_2026*AD$7","v":0},{"$f":"(INDEX('Option1 (base case)'!AE$109:AE$120, MATCH($D22, 'Option1 (base case)'!$G$109:$G$120,0)))*conv_2026*AE$7","v":0},{"$f":"(INDEX('Option1 (base case)'!AF$109:AF$120, MATCH($D22, 'Option1 (base case)'!$G$109:$G$120,0)))*conv_2026*AF$7","v":0},{"$f":"(INDEX('Option1 (base case)'!AG$109:AG$120, MATCH($D22, 'Option1 (base case)'!$G$109:$G$120,0)))*conv_2026*AG$7","v":0}]
["OPTION 1 (base case)",{"$f":"'Option1 (base case)'!A120","v":"sens"},{"$f":"'Option1 (base case)'!C120","v":0},"OPTION 1 (base case)sens",null,0,null,{"$f":"(INDEX('Option1 (base case)'!H$109:H$120, MATCH($D23, 'Option1 (base case)'!$G$109:$G$120,0)))*conv_2026*H$7","v":0},{"$f":"(INDEX('Option1 (base case)'!I$109:I$120, MATCH($D23, 'Option1 (base case)'!$G$109:$G$120,0)))*conv_2026*I$7","v":0},{"$f":"(INDEX('Option1 (base case)'!J$109:J$120, MATCH($D23, 'Option1 (base case)'!$G$109:$G$120,0)))*conv_2026*J$7","v":0},{"$f":"(INDEX('Option1 (base case)'!K$109:K$120, MATCH($D23, 'Option1 (base case)'!$G$109:$G$120,0)))*conv_2026*K$7","v":0},{"$f":"(INDEX('Option1 (base case)'!L$109:L$120, MATCH($D23, 'Option1 (base case)'!$G$109:$G$120,0)))*conv_2026*L$7","v":0},{"$f":"(INDEX('Option1 (base case)'!M$109:M$120, MATCH($D23, 'Option1 (base case)'!$G$109:$G$120,0)))*conv_2026*M$7","v":0},{"$f":"(INDEX('Option1 (base case)'!N$109:N$120, MATCH($D23, 'Option1 (base case)'!$G$109:$G$120,0)))*conv_2026*N$7","v":0},{"$f":"(INDEX('Option1 (base case)'!O$109:O$120, MATCH($D23, 'Option1 (base case)'!$G$109:$G$120,0)))*conv_2026*O$7","v":0},{"$f":"(INDEX('Option1 (base case)'!P$109:P$120, MATCH($D23, 'Option1 (base case)'!$G$109:$G$120,0)))*conv_2026*P$7","v":0},{"$f":"(INDEX('Option1 (base case)'!Q$109:Q$120, MATCH($D23, 'Option1 (base case)'!$G$109:$G$120,0)))*conv_2026*Q$7","v":0},{"$f":"(INDEX('Option1 (base case)'!R$109:R$120, MATCH($D23, 'Option1 (base case)'!$G$109:$G$120,0)))*conv_2026*R$7","v":0},{"$f":"(INDEX('Option1 (base case)'!S$109:S$120, MATCH($D23, 'Option1 (base case)'!$G$109:$G$120,0)))*conv_2026*S$7","v":0},{"$f":"(INDEX('Option1 (base case)'!T$109:T$120, MATCH($D23, 'Option1 (base case)'!$G$109:$G$120,0)))*conv_2026*T$7","v":0},{"$f":"(INDEX('Option1 (base case)'!U$109:U$120, MATCH($D23, 'Option1 (base case)'!$G$109:$G$120,0)))*conv_2026*U$7","v":0},{"$f":"(INDEX('Option1 (base case)'!V$109:V$120, MATCH($D23, 'Option1 (base case)'!$G$109:$G$120,0)))*conv_2026*V$7","v":0},{"$f":"(INDEX('Option1 (base case)'!W$109:W$120, MATCH($D23, 'Option1 (base case)'!$G$109:$G$120,0)))*conv_2026*W$7","v":0},{"$f":"(INDEX('Option1 (base case)'!X$109:X$120, MATCH($D23, 'Option1 (base case)'!$G$109:$G$120,0)))*conv_2026*X$7","v":0},{"$f":"(INDEX('Option1 (base case)'!Y$109:Y$120, MATCH($D23, 'Option1 (base case)'!$G$109:$G$120,0)))*conv_2026*Y$7","v":0},{"$f":"(INDEX('Option1 (base case)'!Z$109:Z$120, MATCH($D23, 'Option1 (base case)'!$G$109:$G$120,0)))*conv_2026*Z$7","v":0},{"$f":"(INDEX('Option1 (base case)'!AA$109:AA$120, MATCH($D23, 'Option1 (base case)'!$G$109:$G$120,0)))*conv_2026*AA$7","v":0},{"$f":"(INDEX('Option1 (base case)'!AB$109:AB$120, MATCH($D23, 'Option1 (base case)'!$G$109:$G$120,0)))*conv_2026*AB$7","v":0},{"$f":"(INDEX('Option1 (base case)'!AC$109:AC$120, MATCH($D23, 'Option1 (base case)'!$G$109:$G$120,0)))*conv_2026*AC$7","v":0},{"$f":"(INDEX('Option1 (base case)'!AD$109:AD$120, MATCH($D23, 'Option1 (base case)'!$G$109:$G$120,0)))*conv_2026*AD$7","v":0},{"$f":"(INDEX('Option1 (base case)'!AE$109:AE$120, MATCH($D23, 'Option1 (base case)'!$G$109:$G$120,0)))*conv_2026*AE$7","v":0},{"$f":"(INDEX('Option1 (base case)'!AF$109:AF$120, MATCH($D23, 'Option1 (base case)'!$G$109:$G$120,0)))*conv_2026*AF$7","v":0},{"$f":"(INDEX('Option1 (base case)'!AG$109:AG$120, MATCH($D23, 'Option1 (base case)'!$G$109:$G$120,0)))*conv_2026*AG$7","v":0}]
[]
[]
[]
[]
["Option 2","NPV","Net benefits",{"$f":"A28&B28","v":"Option 2NPV"},null,{"$f":"SUMPRODUCT($H28:$AG28, $H$5:$AG$5)","v":4919594.0508695655},null,{"$f":"(INDEX(Option2!H$110:H$121, MATCH($D28, Option2!$G$110:$G$121,0)))*conv_2026*H$7","v":0},{"$f":"(INDEX(Option2!I$110:I$121, MATCH($D28, Option2!$G$110:$G$121,0)))*conv_2026*I$7","v":0},{"$f":"(INDEX(Option2!J$110:J$121, MATCH($D28, Option2!$G$110:$G$121,0)))*conv_2026*J$7","v":0},{"$f":"(INDEX(Option2!K$110:K$121, MATCH($D28, Option2!$G$110:$G$121,0)))*conv_2026*K$7","v":9120.7143815890613},{"$f":"(INDEX(Option2!L$110:L$121, MATCH($D28, Option2!$G$110:$G$121,0)))*conv_2026*L$7","v":46677.730090767087},{"$f":"(INDEX(Option2!M$110:M$121, MATCH($D28, Option2!$G$110:$G$121,0)))*conv_2026*M$7","v":98095.678821223162},{"$f":"(INDEX(Option2!N$110:N$121, MATCH($D28, Option2!$G$110:$G$121,0)))*conv_2026*N$7","v":185641.23859960368},{"$f":"(INDEX(Option2!O$110:O$121, MATCH($D28, Option2!$G$110:$G$121,0)))*conv_2026*O$7","v":299802.3692342664},{"$f":"(INDEX(Option2!P$110:P$121, MATCH($D28, Option2!$G$110:$G$121,0)))*conv_2026*P$7","v":413281.26473755704},{"$f":"(INDEX(Option2!Q$110:Q$121, MATCH($D28, Option2!$G$110:$G$121,0)))*conv_2026*Q$7","v":511717.60720509343},{"$f":"(INDEX(Option2!R$110:R$121, MATCH($D28, Option2!$G$110:$G$121,0)))*conv_2026*R$7","v":511717.60720509343},{"$f":"(INDEX(Option2!S$110:S$121, MATCH($D28, Option2!$G$110:$G$121,0)))*conv_2026*S$7","v":511717.60720509343},{"$f":"(INDEX(Option2!T$110:T$121, MATCH($D28, Option2!$G$110:$G$121,0)))*conv_2026*T$7","v":511717.60720509343},{"$f":"(INDEX(Option2!U$110:U$121, MATCH($D28, Option2!$G$110:$G$121,0)))*conv_2026*U$7","v":511717.60720509343},{"$f":"(INDEX(Option2!V$110:V$121, MATCH($D28, Option2!$G$110:$G$121,0)))*conv_2026*V$7","v":511717.60720509343},{"$f":"(INDEX(Option2!W$110:W$121, MATCH($D28, Option2!$G$110:$G$121,0)))*conv_2026*W$7","v":511717.60720509343},{"$f":"(INDEX(Option2!X$110:X$121, MATCH($D28, Option2!$G$110:$G$121,0)))*conv_2026*X$7","v":511717.60720509343},{"$f":"(INDEX(Option2!Y$110:Y$121, MATCH($D28, Option2!$G$110:$G$121,0)))*conv_2026*Y$7","v":511717.60720509343},{"$f":"(INDEX(Option2!Z$110:Z$121, MATCH($D28, Option2!$G$110:$G$121,0)))*conv_2026*Z$7","v":511717.60720509343},{"$f":"(INDEX(Option2!AA$110:AA$121, MATCH($D28, Option2!$G$110:$G$121,0)))*conv_2026*AA$7","v":511717.60720509343},{"$f":"(INDEX(Option2!AB$110:AB$121, MATCH($D28, Option2!$G$110:$G$121,0)))*conv_2026*AB$7","v":511717.60720509343},{"$f":"(INDEX(Option2!AC$110:AC$121, MATCH($D28, Option2!$G$110:$G$121,0)))*conv_2026*AC$7","v":511717.60720509343},{"$f":"(INDEX(Option2!AD$110:AD$121, MATCH($D28, Option2!$G$110:$G$121,0)))*conv_2026*AD$7","v":0},{"$f":"(INDEX(Option2!AE$110:AE$121, MATCH($D28, Option2!$G$110:$G$121,0)))*conv_2026*AE$7","v":0},{"$f":"(INDEX(Option2!AF$110:AF$121, MATCH($D28, Option2!$G$110:$G$121,0)))*conv_2026*AF$7","v":0},{"$f":"(INDEX(Option2!AG$110:AG$121, MATCH($D28, Option2!$G$110:$G$121,0)))*conv_2026*AG$7","v":0}]
[]
["Option 2",{"$f":"Option2!A114","v":"sens1"},{"$f":"Option2!C114","v":"Capex 10% higher"},{"$f":"A30&B30","v":"Option 2sens1"},null,{"$f":"SUMPRODUCT($H30:$AG30, $H$5:$AG$5)","v":4829335.0849806517},null,{"$f":"IF($B30=0,0, (INDEX(Option2!H$110:H$121, MATCH($D30, Option2!$G$110:$G$121,0)))*conv_2026*H$7)","v":0},{"$f":"IF($B30=0,0, (INDEX(Option2!I$110:I$121, MATCH($D30, Option2!$G$110:$G$121,0)))*conv_2026*I$7)","v":0},{"$f":"IF($B30=0,0, (INDEX(Option2!J$110:J$121, MATCH($D30, Option2!$G$110:$G$121,0)))*conv_2026*J$7)","v":0},{"$f":"IF($B30=0,0, (INDEX(Option2!K$110:K$121, MATCH($D30, Option2!$G$110:$G$121,0)))*conv_2026*K$7)","v":2188.5544536163152},{"$f":"IF($B30=0,0, (INDEX(Option2!L$110:L$121, MATCH($D30, Option2!$G$110:$G$121,0)))*conv_2026*L$7)","v":39745.570162794342},{"$f":"IF($B30=0,0, (INDEX(Option2!M$110:M$121, MATCH($D30, Option2!$G$110:$G$121,0)))*conv_2026*M$7)","v":91163.51889325041},{"$f":"IF($B30=0,0, (INDEX(Option2!N$110:N$121, MATCH($D30, Option2!$G$110:$G$121,0)))*conv_2026*N$7)","v":178709.07867163094},{"$f":"IF($B30=0,0, (INDEX(Option2!O$110:O$121, MATCH($D30, Option2!$G$110:$G$121,0)))*conv_2026*O$7)","v":292870.20930629363},{"$f":"IF($B30=0,0, (INDEX(Option2!P$110:P$121, MATCH($D30, Option2!$G$110:$G$121,0)))*conv_2026*P$7)","v":406349.10480958427},{"$f":"IF($B30=0,0, (INDEX(Option2!Q$110:Q$121, MATCH($D30, Option2!$G$110:$G$121,0)))*conv_2026*Q$7)","v":504785.44727712066},{"$f":"IF($B30=0,0, (INDEX(Option2!R$110:R$121, MATCH($D30, Option2!$G$110:$G$121,0)))*conv_2026*R$7)","v":504785.44727712066},{"$f":"IF($B30=0,0, (INDEX(Option2!S$110:S$121, MATCH($D30, Option2!$G$110:$G$121,0)))*conv_2026*S$7)","v":504785.44727712066},{"$f":"IF($B30=0,0, (INDEX(Option2!T$110:T$121, MATCH($D30, Option2!$G$110:$G$121,0)))*conv_2026*T$7)","v":504785.44727712066},{"$f":"IF($B30=0,0, (INDEX(Option2!U$110:U$121, MATCH($D30, Option2!$G$110:$G$121,0)))*conv_2026*U$7)","v":504785.44727712066},{"$f":"IF($B30=0,0, (INDEX(Option2!V$110:V$121, MATCH($D30, Option2!$G$110:$G$121,0)))*conv_2026*V$7)","v":504785.44727712066},{"$f":"IF($B30=0,0, (INDEX(Option2!W$110:W$121, MATCH($D30, Option2!$G$110:$G$121,0)))*conv_2026*W$7)","v":504785.44727712066},{"$f":"IF($B30=0,0, (INDEX(Option2!X$110:X$121, MATCH($D30, Option2!$G$110:$G$121,0)))*conv_2026*X$7)","v":504785.44727712066},{"$f":"IF($B30=0,0, (INDEX(Option2!Y$110:Y$121, MATCH($D30, Option2!$G$110:$G$121,0)))*conv_2026*Y$7)","v":504785.44727712066},{"$f":"IF($B30=0,0, (INDEX(Option2!Z$110:Z$121, MATCH($D30, Option2!$G$110:$G$121,0)))*conv_2026*Z$7)","v":504785.44727712066},{"$f":"IF($B30=0,0, (INDEX(Option2!AA$110:AA$121, MATCH($D30, Option2!$G$110:$G$121,0)))*conv_2026*AA$7)","v":504785.44727712066},{"$f":"IF($B30=0,0, (INDEX(Option2!AB$110:AB$121, MATCH($D30, Option2!$G$110:$G$121,0)))*conv_2026*AB$7)","v":504785.44727712066},{"$f":"IF($B30=0,0, (INDEX(Option2!AC$110:AC$121, MATCH($D30, Option2!$G$110:$G$121,0)))*conv_2026*AC$7)","v":504785.44727712066},{"$f":"IF($B30=0,0, (INDEX(Option2!AD$110:AD$121, MATCH($D30, Option2!$G$110:$G$121,0)))*conv_2026*AD$7)","v":0},{"$f":"IF($B30=0,0, (INDEX(Option2!AE$110:AE$121, MATCH($D30, Option2!$G$110:$G$121,0)))*conv_2026*AE$7)","v":0},{"$f":"IF($B30=0,0, (INDEX(Option2!AF$110:AF$121, MATCH($D30, Option2!$G$110:$G$121,0)))*conv_2026*AF$7)","v":0},{"$f":"IF($B30=0,0, (INDEX(Option2!AG$110:AG$121, MATCH($D30, Option2!$G$110:$G$121,0)))*conv_2026*AG$7)","v":0}]
["Option 2",{"$f":"Option2!A115","v":"sens2"},{"$f":"Option2!C115","v":"Capex 10% lower"},"Option 2sens2",null,{"$f":"SUMPRODUCT($H31:$AG31, $H$5:$AG$5)","v":5009853.0167584773},null,{"$f":"IF($B31=0,0, (INDEX(Option2!H$110:H$121, MATCH($D31, Option2!$G$110:$G$121,0)))*conv_2026*H$7)","v":0},{"$f":"IF($B31=0,0, (INDEX(Option2!I$110:I$121, MATCH($D31, Option2!$G$110:$G$121,0)))*conv_2026*I$7)","v":0},{"$f":"IF($B31=0,0, (INDEX(Option2!J$110:J$121, MATCH($D31, Option2!$G$110:$G$121,0)))*conv_2026*J$7)","v":0},{"$f":"IF($B31=0,0, (INDEX(Option2!K$110:K$121, MATCH($D31, Option2!$G$110:$G$121,0)))*conv_2026*K$7)","v":16052.874309561808},{"$f":"IF($B31=0,0, (INDEX(Option2!L$110:L$121, MATCH($D31, Option2!$G$110:$G$121,0)))*conv_2026*L$7)","v":53609.890018739832},{"$f":"IF($B31=0,0, (INDEX(Option2!M$110:M$121, MATCH($D31, Option2!$G$110:$G$121,0)))*conv_2026*M$7)","v":105027.83874919591},{"$f":"IF($B31=0,0, (INDEX(Option2!N$110:N$121, MATCH($D31, Option2!$G$110:$G$121,0)))*conv_2026*N$7)","v":192573.39852757641},{"$f":"IF($B31=0,0, (INDEX(Option2!O$110:O$121, MATCH($D31, Option2!$G$110:$G$121,0)))*conv_2026*O$7)","v":306734.52916223917},{"$f":"IF($B31=0,0, (INDEX(Option2!P$110:P$121, MATCH($D31, Option2!$G$110:$G$121,0)))*conv_2026*P$7)","v":420213.4246655298},{"$f":"IF($B31=0,0, (INDEX(Option2!Q$110:Q$121, MATCH($D31, Option2!$G$110:$G$121,0)))*conv_2026*Q$7)","v":518649.7671330662},{"$f":"IF($B31=0,0, (INDEX(Option2!R$110:R$121, MATCH($D31, Option2!$G$110:$G$121,0)))*conv_2026*R$7)","v":518649.7671330662},{"$f":"IF($B31=0,0, (INDEX(Option2!S$110:S$121, MATCH($D31, Option2!$G$110:$G$121,0)))*conv_2026*S$7)","v":518649.7671330662},{"$f":"IF($B31=0,0, (INDEX(Option2!T$110:T$121, MATCH($D31, Option2!$G$110:$G$121,0)))*conv_2026*T$7)","v":518649.7671330662},{"$f":"IF($B31=0,0, (INDEX(Option2!U$110:U$121, MATCH($D31, Option2!$G$110:$G$121,0)))*conv_2026*U$7)","v":518649.7671330662},{"$f":"IF($B31=0,0, (INDEX(Option2!V$110:V$121, MATCH($D31, Option2!$G$110:$G$121,0)))*conv_2026*V$7)","v":518649.7671330662},{"$f":"IF($B31=0,0, (INDEX(Option2!W$110:W$121, MATCH($D31, Option2!$G$110:$G$121,0)))*conv_2026*W$7)","v":518649.7671330662},{"$f":"IF($B31=0,0, (INDEX(Option2!X$110:X$121, MATCH($D31, Option2!$G$110:$G$121,0)))*conv_2026*X$7)","v":518649.7671330662},{"$f":"IF($B31=0,0, (INDEX(Option2!Y$110:Y$121, MATCH($D31, Option2!$G$110:$G$121,0)))*conv_2026*Y$7)","v":518649.7671330662},{"$f":"IF($B31=0,0, (INDEX(Option2!Z$110:Z$121, MATCH($D31, Option2!$G$110:$G$121,0)))*conv_2026*Z$7)","v":518649.7671330662},{"$f":"IF($B31=0,0, (INDEX(Option2!AA$110:AA$121, MATCH($D31, Option2!$G$110:$G$121,0)))*conv_2026*AA$7)","v":518649.7671330662},{"$f":"IF($B31=0,0, (INDEX(Option2!AB$110:AB$121, MATCH($D31, Option2!$G$110:$G$121,0)))*conv_2026*AB$7)","v":518649.7671330662},{"$f":"IF($B31=0,0, (INDEX(Option2!AC$110:AC$121, MATCH($D31, Option2!$G$110:$G$121,0)))*conv_2026*AC$7)","v":518649.7671330662},{"$f":"IF($B31=0,0, (INDEX(Option2!AD$110:AD$121, MATCH($D31, Option2!$G$110:$G$121,0)))*conv_2026*AD$7)","v":0},{"$f":"IF($B31=0,0, (INDEX(Option2!AE$110:AE$121, MATCH($D31, Option2!$G$110:$G$121,0)))*conv_2026*AE$7)","v":0},{"$f":"IF($B31=0,0, (INDEX(Option2!AF$110:AF$121, MATCH($D31, Option2!$G$110:$G$121,0)))*conv_2026*AF$7)","v":0},{"$f":"IF($B31=0,0, (INDEX(Option2!AG$110:AG$121, MATCH($D31, Option2!$G$110:$G$121,0)))*conv_2026*AG$7)","v":0}]
["Option 2",{"$f":"Option2!A116","v":"sens3"},{"$f":"Option2!C116","v":"Total benefits 10% higher"},"Option 2sens3",null,5501812.4218454342,null,{"$f":"IF($B32=0,0, (INDEX(Option2!H$110:H$121, MATCH($D32, Option2!$G$110:$G$121,0)))*conv_2026*H$7)","v":0},{"$f":"IF($B32=0,0, (INDEX(Option2!I$110:I$121, MATCH($D32, Option2!$G$110:$G$121,0)))*conv_2026*I$7)","v":0},{"$f":"IF($B32=0,0, (INDEX(Option2!J$110:J$121, MATCH($D32, Option2!$G$110:$G$121,0)))*conv_2026*J$7)","v":0},{"$f":"IF($B32=0,0, (INDEX(Option2!K$110:K$121, MATCH($D32, Option2!$G$110:$G$121,0)))*conv_2026*K$7)","v":16964.945747720714},{"$f":"IF($B32=0,0, (INDEX(Option2!L$110:L$121, MATCH($D32, Option2!$G$110:$G$121,0)))*conv_2026*L$7)","v":58277.663027816547},{"$f":"IF($B32=0,0, (INDEX(Option2!M$110:M$121, MATCH($D32, Option2!$G$110:$G$121,0)))*conv_2026*M$7)","v":114837.40663131823},{"$f":"IF($B32=0,0, (INDEX(Option2!N$110:N$121, MATCH($D32, Option2!$G$110:$G$121,0)))*conv_2026*N$7)","v":211137.5223875368},{"$f":"IF($B32=0,0, (INDEX(Option2!O$110:O$121, MATCH($D32, Option2!$G$110:$G$121,0)))*conv_2026*O$7)","v":336714.76608566579},{"$f":"IF($B32=0,0, (INDEX(Option2!P$110:P$121, MATCH($D32, Option2!$G$110:$G$121,0)))*conv_2026*P$7)","v":461541.55113928556},{"$f":"IF($B32=0,0, (INDEX(Option2!Q$110:Q$121, MATCH($D32, Option2!$G$110:$G$121,0)))*conv_2026*Q$7)","v":569821.52785357554},{"$f":"IF($B32=0,0, (INDEX(Option2!R$110:R$121, MATCH($D32, Option2!$G$110:$G$121,0)))*conv_2026*R$7)","v":569821.52785357554},{"$f":"IF($B32=0,0, (INDEX(Option2!S$110:S$121, MATCH($D32, Option2!$G$110:$G$121,0)))*conv_2026*S$7)","v":569821.52785357554},{"$f":"IF($B32=0,0, (INDEX(Option2!T$110:T$121, MATCH($D32, Option2!$G$110:$G$121,0)))*conv_2026*T$7)","v":569821.52785357554},{"$f":"IF($B32=0,0, (INDEX(Option2!U$110:U$121, MATCH($D32, Option2!$G$110:$G$121,0)))*conv_2026*U$7)","v":569821.52785357554},{"$f":"IF($B32=0,0, (INDEX(Option2!V$110:V$121, MATCH($D32, Option2!$G$110:$G$121,0)))*conv_2026*V$7)","v":569821.52785357554},{"$f":"IF($B32=0,0, (INDEX(Option2!W$110:W$121, MATCH($D32, Option2!$G$110:$G$121,0)))*conv_2026*W$7)","v":569821.52785357554},{"$f":"IF($B32=0,0, (INDEX(Option2!X$110:X$121, MATCH($D32, Option2!$G$110:$G$121,0)))*conv_2026*X$7)","v":569821.52785357554},{"$f":"IF($B32=0,0, (INDEX(Option2!Y$110:Y$121, MATCH($D32, Option2!$G$110:$G$121,0)))*conv_2026*Y$7)","v":569821.52785357554},{"$f":"IF($B32=0,0, (INDEX(Option2!Z$110:Z$121, MATCH($D32, Option2!$G$110:$G$121,0)))*conv_2026*Z$7)","v":569821.52785357554},{"$f":"IF($B32=0,0, (INDEX(Option2!AA$110:AA$121, MATCH($D32, Option2!$G$110:$G$121,0)))*conv_2026*AA$7)","v":569821.52785357554},{"$f":"IF($B32=0,0, (INDEX(Option2!AB$110:AB$121, MATCH($D32, Option2!$G$110:$G$121,0)))*conv_2026*AB$7)","v":569821.52785357554},{"$f":"IF($B32=0,0, (INDEX(Option2!AC$110:AC$121, MATCH($D32, Option2!$G$110:$G$121,0)))*conv_2026*AC$7)","v":569821.52785357554},{"$f":"IF($B32=0,0, (INDEX(Option2!AD$110:AD$121, MATCH($D32, Option2!$G$110:$G$121,0)))*conv_2026*AD$7)","v":0},{"$f":"IF($B32=0,0, (INDEX(Option2!AE$110:AE$121, MATCH($D32, Option2!$G$110:$G$121,0)))*conv_2026*AE$7)","v":0},{"$f":"IF($B32=0,0, (INDEX(Option2!AF$110:AF$121, MATCH($D32, Option2!$G$110:$G$121,0)))*conv_2026*AF$7)","v":0},{"$f":"IF($B32=0,0, (INDEX(Option2!AG$110:AG$121, MATCH($D32, Option2!$G$110:$G$121,0)))*conv_2026*AG$7)","v":0}]
["Option 2",{"$f":"Option2!A117","v":"sens4"},{"$f":"Option2!C117","v":"Total benefits 10% lower"},"Option 2sens4",null,4337375.6798936957,null,{"$f":"IF($B33=0,0, (INDEX(Option2!H$110:H$121, MATCH($D33, Option2!$G$110:$G$121,0)))*conv_2026*H$7)","v":0},{"$f":"IF($B33=0,0, (INDEX(Option2!I$110:I$121, MATCH($D33, Option2!$G$110:$G$121,0)))*conv_2026*I$7)","v":0},{"$f":"IF($B33=0,0, (INDEX(Option2!J$110:J$121, MATCH($D33, Option2!$G$110:$G$121,0)))*conv_2026*J$7)","v":0},{"$f":"IF($B33=0,0, (INDEX(Option2!K$110:K$121, MATCH($D33, Option2!$G$110:$G$121,0)))*conv_2026*K$7)","v":1276.4830154574086},{"$f":"IF($B33=0,0, (INDEX(Option2!L$110:L$121, MATCH($D33, Option2!$G$110:$G$121,0)))*conv_2026*L$7)","v":35077.797153717635},{"$f":"IF($B33=0,0, (INDEX(Option2!M$110:M$121, MATCH($D33, Option2!$G$110:$G$121,0)))*conv_2026*M$7)","v":81353.951011128112},{"$f":"IF($B33=0,0, (INDEX(Option2!N$110:N$121, MATCH($D33, Option2!$G$110:$G$121,0)))*conv_2026*N$7)","v":160144.95481167056},{"$f":"IF($B33=0,0, (INDEX(Option2!O$110:O$121, MATCH($D33, Option2!$G$110:$G$121,0)))*conv_2026*O$7)","v":262889.97238286701},{"$f":"IF($B33=0,0, (INDEX(Option2!P$110:P$121, MATCH($D33, Option2!$G$110:$G$121,0)))*conv_2026*P$7)","v":365020.97833582858},{"$f":"IF($B33=0,0, (INDEX(Option2!Q$110:Q$121, MATCH($D33, Option2!$G$110:$G$121,0)))*conv_2026*Q$7)","v":453613.68655661133},{"$f":"IF($B33=0,0, (INDEX(Option2!R$110:R$121, MATCH($D33, Option2!$G$110:$G$121,0)))*conv_2026*R$7)","v":453613.68655661133},{"$f":"IF($B33=0,0, (INDEX(Option2!S$110:S$121, MATCH($D33, Option2!$G$110:$G$121,0)))*conv_2026*S$7)","v":453613.68655661133},{"$f":"IF($B33=0,0, (INDEX(Option2!T$110:T$121, MATCH($D33, Option2!$G$110:$G$121,0)))*conv_2026*T$7)","v":453613.68655661133},{"$f":"IF($B33=0,0, (INDEX(Option2!U$110:U$121, MATCH($D33, Option2!$G$110:$G$121,0)))*conv_2026*U$7)","v":453613.68655661133},{"$f":"IF($B33=0,0, (INDEX(Option2!V$110:V$121, MATCH($D33, Option2!$G$110:$G$121,0)))*conv_2026*V$7)","v":453613.68655661133},{"$f":"IF($B33=0,0, (INDEX(Option2!W$110:W$121, MATCH($D33, Option2!$G$110:$G$121,0)))*conv_2026*W$7)","v":453613.68655661133},{"$f":"IF($B33=0,0, (INDEX(Option2!X$110:X$121, MATCH($D33, Option2!$G$110:$G$121,0)))*conv_2026*X$7)","v":453613.68655661133},{"$f":"IF($B33=0,0, (INDEX(Option2!Y$110:Y$121, MATCH($D33, Option2!$G$110:$G$121,0)))*conv_2026*Y$7)","v":453613.68655661133},{"$f":"IF($B33=0,0, (INDEX(Option2!Z$110:Z$121, MATCH($D33, Option2!$G$110:$G$121,0)))*conv_2026*Z$7)","v":453613.68655661133},{"$f":"IF($B33=0,0, (INDEX(Option2!AA$110:AA$121, MATCH($D33, Option2!$G$110:$G$121,0)))*conv_2026*AA$7)","v":453613.68655661133},{"$f":"IF($B33=0,0, (INDEX(Option2!AB$110:AB$121, MATCH($D33, Option2!$G$110:$G$121,0)))*conv_2026*AB$7)","v":453613.68655661133},{"$f":"IF($B33=0,0, (INDEX(Option2!AC$110:AC$121, MATCH($D33, Option2!$G$110:$G$121,0)))*conv_2026*AC$7)","v":453613.68655661133},{"$f":"IF($B33=0,0, (INDEX(Option2!AD$110:AD$121, MATCH($D33, Option2!$G$110:$G$121,0)))*conv_2026*AD$7)","v":0},{"$f":"IF($B33=0,0, (INDEX(Option2!AE$110:AE$121, MATCH($D33, Option2!$G$110:$G$121,0)))*conv_2026*AE$7)","v":0},{"$f":"IF($B33=0,0, (INDEX(Option2!AF$110:AF$121, MATCH($D33, Option2!$G$110:$G$121,0)))*conv_2026*AF$7)","v":0},{"$f":"IF($B33=0,0, (INDEX(Option2!AG$110:AG$121, MATCH($D33, Option2!$G$110:$G$121,0)))*conv_2026*AG$7)","v":0}]
["Option 2",{"$f":"Option2!A118","v":"sens5"},{"$f":"Option2!C118","v":"Capex 10% higher & Total benefits 10% lower"},"Option 2sens5",null,4247116.714004783,null,{"$f":"IF($B34=0,0, (INDEX(Option2!H$110:H$121, MATCH($D34, Option2!$G$110:$G$121,0)))*conv_2026*H$7)","v":0},{"$f":"IF($B34=0,0, (INDEX(Option2!I$110:I$121, MATCH($D34, Option2!$G$110:$G$121,0)))*conv_2026*I$7)","v":0},{"$f":"IF($B34=0,0, (INDEX(Option2!J$110:J$121, MATCH($D34, Option2!$G$110:$G$121,0)))*conv_2026*J$7)","v":0},{"$f":"IF($B34=0,0, (INDEX(Option2!K$110:K$121, MATCH($D34, Option2!$G$110:$G$121,0)))*conv_2026*K$7)","v":-5655.6769125153387},{"$f":"IF($B34=0,0, (INDEX(Option2!L$110:L$121, MATCH($D34, Option2!$G$110:$G$121,0)))*conv_2026*L$7)","v":28145.637225744886},{"$f":"IF($B34=0,0, (INDEX(Option2!M$110:M$121, MATCH($D34, Option2!$G$110:$G$121,0)))*conv_2026*M$7)","v":74421.79108315536},{"$f":"IF($B34=0,0, (INDEX(Option2!N$110:N$121, MATCH($D34, Option2!$G$110:$G$121,0)))*conv_2026*N$7)","v":153212.79488369782},{"$f":"IF($B34=0,0, (INDEX(Option2!O$110:O$121, MATCH($D34, Option2!$G$110:$G$121,0)))*conv_2026*O$7)","v":255957.81245489427},{"$f":"IF($B34=0,0, (INDEX(Option2!P$110:P$121, MATCH($D34, Option2!$G$110:$G$121,0)))*conv_2026*P$7)","v":358088.81840785587},{"$f":"IF($B34=0,0, (INDEX(Option2!Q$110:Q$121, MATCH($D34, Option2!$G$110:$G$121,0)))*conv_2026*Q$7)","v":446681.52662863856},{"$f":"IF($B34=0,0, (INDEX(Option2!R$110:R$121, MATCH($D34, Option2!$G$110:$G$121,0)))*conv_2026*R$7)","v":446681.52662863856},{"$f":"IF($B34=0,0, (INDEX(Option2!S$110:S$121, MATCH($D34, Option2!$G$110:$G$121,0)))*conv_2026*S$7)","v":446681.52662863856},{"$f":"IF($B34=0,0, (INDEX(Option2!T$110:T$121, MATCH($D34, Option2!$G$110:$G$121,0)))*conv_2026*T$7)","v":446681.52662863856},{"$f":"IF($B34=0,0, (INDEX(Option2!U$110:U$121, MATCH($D34, Option2!$G$110:$G$121,0)))*conv_2026*U$7)","v":446681.52662863856},{"$f":"IF($B34=0,0, (INDEX(Option2!V$110:V$121, MATCH($D34, Option2!$G$110:$G$121,0)))*conv_2026*V$7)","v":446681.52662863856},{"$f":"IF($B34=0,0, (INDEX(Option2!W$110:W$121, MATCH($D34, Option2!$G$110:$G$121,0)))*conv_2026*W$7)","v":446681.52662863856},{"$f":"IF($B34=0,0, (INDEX(Option2!X$110:X$121, MATCH($D34, Option2!$G$110:$G$121,0)))*conv_2026*X$7)","v":446681.52662863856},{"$f":"IF($B34=0,0, (INDEX(Option2!Y$110:Y$121, MATCH($D34, Option2!$G$110:$G$121,0)))*conv_2026*Y$7)","v":446681.52662863856},{"$f":"IF($B34=0,0, (INDEX(Option2!Z$110:Z$121, MATCH($D34, Option2!$G$110:$G$121,0)))*conv_2026*Z$7)","v":446681.52662863856},{"$f":"IF($B34=0,0, (INDEX(Option2!AA$110:AA$121, MATCH($D34, Option2!$G$110:$G$121,0)))*conv_2026*AA$7)","v":446681.52662863856},{"$f":"IF($B34=0,0, (INDEX(Option2!AB$110:AB$121, MATCH($D34, Option2!$G$110:$G$121,0)))*conv_2026*AB$7)","v":446681.52662863856},{"$f":"IF($B34=0,0, (INDEX(Option2!AC$110:AC$121, MATCH($D34, Option2!$G$110:$G$121,0)))*conv_2026*AC$7)","v":446681.52662863856},{"$f":"IF($B34=0,0, (INDEX(Option2!AD$110:AD$121, MATCH($D34, Option2!$G$110:$G$121,0)))*conv_2026*AD$7)","v":0},{"$f":"IF($B34=0,0, (INDEX(Option2!AE$110:AE$121, MATCH($D34, Option2!$G$110:$G$121,0)))*conv_2026*AE$7)","v":0},{"$f":"IF($B34=0,0, (INDEX(Option2!AF$110:AF$121, MATCH($D34, Option2!$G$110:$G$121,0)))*conv_2026*AF$7)","v":0},{"$f":"IF($B34=0,0, (INDEX(Option2!AG$110:AG$121, MATCH($D34, Option2!$G$110:$G$121,0)))*conv_2026*AG$7)","v":0}]
["Option 2",{"$f":"Option2!A119","v":"sens"},{"$f":"Option2!C119","v":0},"Option 2sens",null,4919594.0508695655,null,{"$f":"IF($B35=0,0, (INDEX(Option2!H$110:H$121, MATCH($D35, Option2!$G$110:$G$121,0)))*conv_2026*H$7)","v":0},{"$f":"IF($B35=0,0, (INDEX(Option2!I$110:I$121, MATCH($D35, Option2!$G$110:$G$121,0)))*conv_2026*I$7)","v":0},{"$f":"IF($B35=0,0, (INDEX(Option2!J$110:J$121, MATCH($D35, Option2!$G$110:$G$121,0)))*conv_2026*J$7)","v":0},{"$f":"IF($B35=0,0, (INDEX(Option2!K$110:K$121, MATCH($D35, Option2!$G$110:$G$121,0)))*conv_2026*K$7)","v":9120.7143815890613},{"$f":"IF($B35=0,0, (INDEX(Option2!L$110:L$121, MATCH($D35, Option2!$G$110:$G$121,0)))*conv_2026*L$7)","v":46677.730090767087},{"$f":"IF($B35=0,0, (INDEX(Option2!M$110:M$121, MATCH($D35, Option2!$G$110:$G$121,0)))*conv_2026*M$7)","v":98095.678821223162},{"$f":"IF($B35=0,0, (INDEX(Option2!N$110:N$121, MATCH($D35, Option2!$G$110:$G$121,0)))*conv_2026*N$7)","v":185641.23859960368},{"$f":"IF($B35=0,0, (INDEX(Option2!O$110:O$121, MATCH($D35, Option2!$G$110:$G$121,0)))*conv_2026*O$7)","v":299802.3692342664},{"$f":"IF($B35=0,0, (INDEX(Option2!P$110:P$121, MATCH($D35, Option2!$G$110:$G$121,0)))*conv_2026*P$7)","v":413281.26473755704},{"$f":"IF($B35=0,0, (INDEX(Option2!Q$110:Q$121, MATCH($D35, Option2!$G$110:$G$121,0)))*conv_2026*Q$7)","v":511717.60720509343},{"$f":"IF($B35=0,0, (INDEX(Option2!R$110:R$121, MATCH($D35, Option2!$G$110:$G$121,0)))*conv_2026*R$7)","v":511717.60720509343},{"$f":"IF($B35=0,0, (INDEX(Option2!S$110:S$121, MATCH($D35, Option2!$G$110:$G$121,0)))*conv_2026*S$7)","v":511717.60720509343},{"$f":"IF($B35=0,0, (INDEX(Option2!T$110:T$121, MATCH($D35, Option2!$G$110:$G$121,0)))*conv_2026*T$7)","v":511717.60720509343},{"$f":"IF($B35=0,0, (INDEX(Option2!U$110:U$121, MATCH($D35, Option2!$G$110:$G$121,0)))*conv_2026*U$7)","v":511717.60720509343},{"$f":"IF($B35=0,0, (INDEX(Option2!V$110:V$121, MATCH($D35, Option2!$G$110:$G$121,0)))*conv_2026*V$7)","v":511717.60720509343},{"$f":"IF($B35=0,0, (INDEX(Option2!W$110:W$121, MATCH($D35, Option2!$G$110:$G$121,0)))*conv_2026*W$7)","v":511717.60720509343},{"$f":"IF($B35=0,0, (INDEX(Option2!X$110:X$121, MATCH($D35, Option2!$G$110:$G$121,0)))*conv_2026*X$7)","v":511717.60720509343},{"$f":"IF($B35=0,0, (INDEX(Option2!Y$110:Y$121, MATCH($D35, Option2!$G$110:$G$121,0)))*conv_2026*Y$7)","v":511717.60720509343},{"$f":"IF($B35=0,0, (INDEX(Option2!Z$110:Z$121, MATCH($D35, Option2!$G$110:$G$121,0)))*conv_2026*Z$7)","v":511717.60720509343},{"$f":"IF($B35=0,0, (INDEX(Option2!AA$110:AA$121, MATCH($D35, Option2!$G$110:$G$121,0)))*conv_2026*AA$7)","v":511717.60720509343},{"$f":"IF($B35=0,0, (INDEX(Option2!AB$110:AB$121, MATCH($D35, Option2!$G$110:$G$121,0)))*conv_2026*AB$7)","v":511717.60720509343},{"$f":"IF($B35=0,0, (INDEX(Option2!AC$110:AC$121, MATCH($D35, Option2!$G$110:$G$121,0)))*conv_2026*AC$7)","v":511717.60720509343},{"$f":"IF($B35=0,0, (INDEX(Option2!AD$110:AD$121, MATCH($D35, Option2!$G$110:$G$121,0)))*conv_2026*AD$7)","v":0},{"$f":"IF($B35=0,0, (INDEX(Option2!AE$110:AE$121, MATCH($D35, Option2!$G$110:$G$121,0)))*conv_2026*AE$7)","v":0},{"$f":"IF($B35=0,0, (INDEX(Option2!AF$110:AF$121, MATCH($D35, Option2!$G$110:$G$121,0)))*conv_2026*AF$7)","v":0},{"$f":"IF($B35=0,0, (INDEX(Option2!AG$110:AG$121, MATCH($D35, Option2!$G$110:$G$121,0)))*conv_2026*AG$7)","v":0}]
["Option 2",{"$f":"Option2!A120","v":"sens"},{"$f":"Option2!C120","v":0},"Option 2sens",null,4919594.0508695655,null,{"$f":"IF($B36=0,0, (INDEX(Option2!H$110:H$121, MATCH($D36, Option2!$G$110:$G$121,0)))*conv_2026*H$7)","v":0},{"$f":"IF($B36=0,0, (INDEX(Option2!I$110:I$121, MATCH($D36, Option2!$G$110:$G$121,0)))*conv_2026*I$7)","v":0},{"$f":"IF($B36=0,0, (INDEX(Option2!J$110:J$121, MATCH($D36, Option2!$G$110:$G$121,0)))*conv_2026*J$7)","v":0},{"$f":"IF($B36=0,0, (INDEX(Option2!K$110:K$121, MATCH($D36, Option2!$G$110:$G$121,0)))*conv_2026*K$7)","v":9120.7143815890613},{"$f":"IF($B36=0,0, (INDEX(Option2!L$110:L$121, MATCH($D36, Option2!$G$110:$G$121,0)))*conv_2026*L$7)","v":46677.730090767087},{"$f":"IF($B36=0,0, (INDEX(Option2!M$110:M$121, MATCH($D36, Option2!$G$110:$G$121,0)))*conv_2026*M$7)","v":98095.678821223162},{"$f":"IF($B36=0,0, (INDEX(Option2!N$110:N$121, MATCH($D36, Option2!$G$110:$G$121,0)))*conv_2026*N$7)","v":185641.23859960368},{"$f":"IF($B36=0,0, (INDEX(Option2!O$110:O$121, MATCH($D36, Option2!$G$110:$G$121,0)))*conv_2026*O$7)","v":299802.3692342664},{"$f":"IF($B36=0,0, (INDEX(Option2!P$110:P$121, MATCH($D36, Option2!$G$110:$G$121,0)))*conv_2026*P$7)","v":413281.26473755704},{"$f":"IF($B36=0,0, (INDEX(Option2!Q$110:Q$121, MATCH($D36, Option2!$G$110:$G$121,0)))*conv_2026*Q$7)","v":511717.60720509343},{"$f":"IF($B36=0,0, (INDEX(Option2!R$110:R$121, MATCH($D36, Option2!$G$110:$G$121,0)))*conv_2026*R$7)","v":511717.60720509343},{"$f":"IF($B36=0,0, (INDEX(Option2!S$110:S$121, MATCH($D36, Option2!$G$110:$G$121,0)))*conv_2026*S$7)","v":511717.60720509343},{"$f":"IF($B36=0,0, (INDEX(Option2!T$110:T$121, MATCH($D36, Option2!$G$110:$G$121,0)))*conv_2026*T$7)","v":511717.60720509343},{"$f":"IF($B36=0,0, (INDEX(Option2!U$110:U$121, MATCH($D36, Option2!$G$110:$G$121,0)))*conv_2026*U$7)","v":511717.60720509343},{"$f":"IF($B36=0,0, (INDEX(Option2!V$110:V$121, MATCH($D36, Option2!$G$110:$G$121,0)))*conv_2026*V$7)","v":511717.60720509343},{"$f":"IF($B36=0,0, (INDEX(Option2!W$110:W$121, MATCH($D36, Option2!$G$110:$G$121,0)))*conv_2026*W$7)","v":511717.60720509343},{"$f":"IF($B36=0,0, (INDEX(Option2!X$110:X$121, MATCH($D36, Option2!$G$110:$G$121,0)))*conv_2026*X$7)","v":511717.60720509343},{"$f":"IF($B36=0,0, (INDEX(Option2!Y$110:Y$121, MATCH($D36, Option2!$G$110:$G$121,0)))*conv_2026*Y$7)","v":511717.60720509343},{"$f":"IF($B36=0,0, (INDEX(Option2!Z$110:Z$121, MATCH($D36, Option2!$G$110:$G$121,0)))*conv_2026*Z$7)","v":511717.60720509343},{"$f":"IF($B36=0,0, (INDEX(Option2!AA$110:AA$121, MATCH($D36, Option2!$G$110:$G$121,0)))*conv_2026*AA$7)","v":511717.60720509343},{"$f":"IF($B36=0,0, (INDEX(Option2!AB$110:AB$121, MATCH($D36, Option2!$G$110:$G$121,0)))*conv_2026*AB$7)","v":511717.60720509343},{"$f":"IF($B36=0,0, (INDEX(Option2!AC$110:AC$121, MATCH($D36, Option2!$G$110:$G$121,0)))*conv_2026*AC$7)","v":511717.60720509343},{"$f":"IF($B36=0,0, (INDEX(Option2!AD$110:AD$121, MATCH($D36, Option2!$G$110:$G$121,0)))*conv_2026*AD$7)","v":0},{"$f":"IF($B36=0,0, (INDEX(Option2!AE$110:AE$121, MATCH($D36, Option2!$G$110:$G$121,0)))*conv_2026*AE$7)","v":0},{"$f":"IF($B36=0,0, (INDEX(Option2!AF$110:AF$121, MATCH($D36, Option2!$G$110:$G$121,0)))*conv_2026*AF$7)","v":0},{"$f":"IF($B36=0,0, (INDEX(Option2!AG$110:AG$121, MATCH($D36, Option2!$G$110:$G$121,0)))*conv_2026*AG$7)","v":0}]
["Option 2",{"$f":"Option2!A121","v":"sens"},{"$f":"Option2!C121","v":0},"Option 2sens",null,4919594.0508695655,null,{"$f":"IF($B37=0,0, (INDEX(Option2!H$110:H$121, MATCH($D37, Option2!$G$110:$G$121,0)))*conv_2026*H$7)","v":0},{"$f":"IF($B37=0,0, (INDEX(Option2!I$110:I$121, MATCH($D37, Option2!$G$110:$G$121,0)))*conv_2026*I$7)","v":0},{"$f":"IF($B37=0,0, (INDEX(Option2!J$110:J$121, MATCH($D37, Option2!$G$110:$G$121,0)))*conv_2026*J$7)","v":0},{"$f":"IF($B37=0,0, (INDEX(Option2!K$110:K$121, MATCH($D37, Option2!$G$110:$G$121,0)))*conv_2026*K$7)","v":9120.7143815890613},{"$f":"IF($B37=0,0, (INDEX(Option2!L$110:L$121, MATCH($D37, Option2!$G$110:$G$121,0)))*conv_2026*L$7)","v":46677.730090767087},{"$f":"IF($B37=0,0, (INDEX(Option2!M$110:M$121, MATCH($D37, Option2!$G$110:$G$121,0)))*conv_2026*M$7)","v":98095.678821223162},{"$f":"IF($B37=0,0, (INDEX(Option2!N$110:N$121, MATCH($D37, Option2!$G$110:$G$121,0)))*conv_2026*N$7)","v":185641.23859960368},{"$f":"IF($B37=0,0, (INDEX(Option2!O$110:O$121, MATCH($D37, Option2!$G$110:$G$121,0)))*conv_2026*O$7)","v":299802.3692342664},{"$f":"IF($B37=0,0, (INDEX(Option2!P$110:P$121, MATCH($D37, Option2!$G$110:$G$121,0)))*conv_2026*P$7)","v":413281.26473755704},{"$f":"IF($B37=0,0, (INDEX(Option2!Q$110:Q$121, MATCH($D37, Option2!$G$110:$G$121,0)))*conv_2026*Q$7)","v":511717.60720509343},{"$f":"IF($B37=0,0, (INDEX(Option2!R$110:R$121, MATCH($D37, Option2!$G$110:$G$121,0)))*conv_2026*R$7)","v":511717.60720509343},{"$f":"IF($B37=0,0, (INDEX(Option2!S$110:S$121, MATCH($D37, Option2!$G$110:$G$121,0)))*conv_2026*S$7)","v":511717.60720509343},{"$f":"IF($B37=0,0, (INDEX(Option2!T$110:T$121, MATCH($D37, Option2!$G$110:$G$121,0)))*conv_2026*T$7)","v":511717.60720509343},{"$f":"IF($B37=0,0, (INDEX(Option2!U$110:U$121, MATCH($D37, Option2!$G$110:$G$121,0)))*conv_2026*U$7)","v":511717.60720509343},{"$f":"IF($B37=0,0, (INDEX(Option2!V$110:V$121, MATCH($D37, Option2!$G$110:$G$121,0)))*conv_2026*V$7)","v":511717.60720509343},{"$f":"IF($B37=0,0, (INDEX(Option2!W$110:W$121, MATCH($D37, Option2!$G$110:$G$121,0)))*conv_2026*W$7)","v":511717.60720509343},{"$f":"IF($B37=0,0, (INDEX(Option2!X$110:X$121, MATCH($D37, Option2!$G$110:$G$121,0)))*conv_2026*X$7)","v":511717.60720509343},{"$f":"IF($B37=0,0, (INDEX(Option2!Y$110:Y$121, MATCH($D37, Option2!$G$110:$G$121,0)))*conv_2026*Y$7)","v":511717.60720509343},{"$f":"IF($B37=0,0, (INDEX(Option2!Z$110:Z$121, MATCH($D37, Option2!$G$110:$G$121,0)))*conv_2026*Z$7)","v":511717.60720509343},{"$f":"IF($B37=0,0, (INDEX(Option2!AA$110:AA$121, MATCH($D37, Option2!$G$110:$G$121,0)))*conv_2026*AA$7)","v":511717.60720509343},{"$f":"IF($B37=0,0, (INDEX(Option2!AB$110:AB$121, MATCH($D37, Option2!$G$110:$G$121,0)))*conv_2026*AB$7)","v":511717.60720509343},{"$f":"IF($B37=0,0, (INDEX(Option2!AC$110:AC$121, MATCH($D37, Option2!$G$110:$G$121,0)))*conv_2026*AC$7)","v":511717.60720509343},{"$f":"IF($B37=0,0, (INDEX(Option2!AD$110:AD$121, MATCH($D37, Option2!$G$110:$G$121,0)))*conv_2026*AD$7)","v":0},{"$f":"IF($B37=0,0, (INDEX(Option2!AE$110:AE$121, MATCH($D37, Option2!$G$110:$G$121,0)))*conv_2026*AE$7)","v":0},{"$f":"IF($B37=0,0, (INDEX(Option2!AF$110:AF$121, MATCH($D37, Option2!$G$110:$G$121,0)))*conv_2026*AF$7)","v":0},{"$f":"IF($B37=0,0, (INDEX(Option2!AG$110:AG$121, MATCH($D37, Option2!$G$110:$G$121,0)))*conv_2026*AG$7)","v":0}]
[]
[]
[null,null,null,null,null,null,null,{"$f":"Consol!H50","v":0},{"$f":"Consol!I50","v":0},{"$f":"Consol!J50","v":0},{"$f":"Consol!K50","v":0},{"$f":"Consol!L50","v":0},{"$f":"Consol!M50","v":0},{"$f":"Consol!N50","v":61514.28717388041},{"$f":"Consol!O50","v":175675.41780854316},{"$f":"Consol!P50","v":289154.31331183377},{"$f":"Consol!Q50","v":387590.65577937011},{"$f":"Consol!R50","v":387590.65577937011},{"$f":"Consol!S50","v":387590.65577937011},{"$f":"Consol!T50","v":387590.65577937011},{"$f":"Consol!U50","v":387590.65577937011},{"$f":"Consol!V50","v":387590.65577937011},{"$f":"Consol!W50","v":387590.65577937011},{"$f":"Consol!X50","v":387590.65577937011},{"$f":"Consol!Y50","v":387590.65577937011},{"$f":"Consol!Z50","v":387590.65577937011},{"$f":"Consol!AA50","v":387590.65577937011},{"$f":"Consol!AB50","v":387590.65577937011},{"$f":"Consol!AC50","v":387590.65577937011},{"$f":"Consol!AD50","v":0},{"$f":"Consol!AE50","v":0},{"$f":"Consol!AF50","v":0},{"$f":"Consol!AG50","v":0}]
[]
["Option 3","NPV","Net benefits",{"$f":"A42&B42","v":"Option 3NPV"},null,{"$f":"SUMPRODUCT($H42:$AG42, $H$5:$AG$5)","v":3499911.0285554314},null,{"$f":"(INDEX(Option3!H$110:H$121, MATCH($D42, Option3!$G$110:$G$121,0)))*conv_2026*H$7","v":0},{"$f":"(INDEX(Option3!I$110:I$121, MATCH($D42, Option3!$G$110:$G$121,0)))*conv_2026*I$7","v":0},{"$f":"(INDEX(Option3!J$110:J$121, MATCH($D42, Option3!$G$110:$G$121,0)))*conv_2026*J$7","v":0},{"$f":"(INDEX(Option3!K$110:K$121, MATCH($D42, Option3!$G$110:$G$121,0)))*conv_2026*K$7","v":0},{"$f":"(INDEX(Option3!L$110:L$121, MATCH($D42, Option3!$G$110:$G$121,0)))*conv_2026*L$7","v":0},{"$f":"(INDEX(Option3!M$110:M$121, MATCH($D42, Option3!$G$110:$G$121,0)))*conv_2026*M$7","v":0},{"$f":"(INDEX(Option3!N$110:N$121, MATCH($D42, Option3!$G$110:$G$121,0)))*conv_2026*N$7","v":61514.287173880417},{"$f":"(INDEX(Option3!O$110:O$121, MATCH($D42, Option3!$G$110:$G$121,0)))*conv_2026*O$7","v":175675.41780854316},{"$f":"(INDEX(Option3!P$110:P$121, MATCH($D42, Option3!$G$110:$G$121,0)))*conv_2026*P$7","v":289154.31331183377},{"$f":"(INDEX(Option3!Q$110:Q$121, MATCH($D42, Option3!$G$110:$G$121,0)))*conv_2026*Q$7","v":387590.65577937011},{"$f":"(INDEX(Option3!R$110:R$121, MATCH($D42, Option3!$G$110:$G$121,0)))*conv_2026*R$7","v":387590.65577937011},{"$f":"(INDEX(Option3!S$110:S$121, MATCH($D42, Option3!$G$110:$G$121,0)))*conv_2026*S$7","v":387590.65577937011},{"$f":"(INDEX(Option3!T$110:T$121, MATCH($D42, Option3!$G$110:$G$121,0)))*conv_2026*T$7","v":387590.65577937011},{"$f":"(INDEX(Option3!U$110:U$121, MATCH($D42, Option3!$G$110:$G$121,0)))*conv_2026*U$7","v":387590.65577937011},{"$f":"(INDEX(Option3!V$110:V$121, MATCH($D42, Option3!$G$110:$G$121,0)))*conv_2026*V$7","v":387590.65577937011},{"$f":"(INDEX(Option3!W$110:W$121, MATCH($D42, Option3!$G$110:$G$121,0)))*conv_2026*W$7","v":387590.65577937011},{"$f":"(INDEX(Option3!X$110:X$121, MATCH($D42, Option3!$G$110:$G$121,0)))*conv_2026*X$7","v":387590.65577937011},{"$f":"(INDEX(Option3!Y$110:Y$121, MATCH($D42, Option3!$G$110:$G$121,0)))*conv_2026*Y$7","v":387590.65577937011},{"$f":"(INDEX(Option3!Z$110:Z$121, MATCH($D42, Option3!$G$110:$G$121,0)))*conv_2026*Z$7","v":387590.65577937011},{"$f":"(INDEX(Option3!AA$110:AA$121, MATCH($D42, Option3!$G$110:$G$121,0)))*conv_2026*AA$7","v":387590.65577937011},{"$f":"(INDEX(Option3!AB$110:AB$121, MATCH($D42, Option3!$G$110:$G$121,0)))*conv_2026*AB$7","v":387590.65577937011},{"$f":"(INDEX(Option3!AC$110:AC$121, MATCH($D42, Option3!$G$110:$G$121,0)))*conv_2026*AC$7","v":387590.65577937011},{"$f":"(INDEX(Option3!AD$110:AD$121, MATCH($D42, Option3!$G$110:$G$121,0)))*conv_2026*AD$7","v":0},{"$f":"(INDEX(Option3!AE$110:AE$121, MATCH($D42, Option3!$G$110:$G$121,0)))*conv_2026*AE$7","v":0},{"$f":"(INDEX(Option3!AF$110:AF$121, MATCH($D42, Option3!$G$110:$G$121,0)))*conv_2026*AF$7","v":0},{"$f":"(INDEX(Option3!AG$110:AG$121, MATCH($D42, Option3!$G$110:$G$121,0)))*conv_2026*AG$7","v":0}]
[]
["Option 3",{"$f":"Option3!A114","v":"sens1"},{"$f":"Option3!C114","v":"Capex 10% higher"},{"$f":"A44&B44","v":"Option 3sens1"},null,3299506.2535646991,null,{"$f":"(INDEX(Option3!H$110:H$121, MATCH($D44, Option3!$G$110:$G$121,0)))*conv_2026*H$7","v":0},{"$f":"(INDEX(Option3!I$110:I$121, MATCH($D44, Option3!$G$110:$G$121,0)))*conv_2026*I$7","v":0},{"$f":"(INDEX(Option3!J$110:J$121, MATCH($D44, Option3!$G$110:$G$121,0)))*conv_2026*J$7","v":0},{"$f":"(INDEX(Option3!K$110:K$121, MATCH($D44, Option3!$G$110:$G$121,0)))*conv_2026*K$7","v":0},{"$f":"(INDEX(Option3!L$110:L$121, MATCH($D44, Option3!$G$110:$G$121,0)))*conv_2026*L$7","v":0},{"$f":"(INDEX(Option3!M$110:M$121, MATCH($D44, Option3!$G$110:$G$121,0)))*conv_2026*M$7","v":0},{"$f":"(INDEX(Option3!N$110:N$121, MATCH($D44, Option3!$G$110:$G$121,0)))*conv_2026*N$7","v":42169.432103335334},{"$f":"(INDEX(Option3!O$110:O$121, MATCH($D44, Option3!$G$110:$G$121,0)))*conv_2026*O$7","v":156330.56273799806},{"$f":"(INDEX(Option3!P$110:P$121, MATCH($D44, Option3!$G$110:$G$121,0)))*conv_2026*P$7","v":269809.45824128867},{"$f":"(INDEX(Option3!Q$110:Q$121, MATCH($D44, Option3!$G$110:$G$121,0)))*conv_2026*Q$7","v":368245.800708825},{"$f":"(INDEX(Option3!R$110:R$121, MATCH($D44, Option3!$G$110:$G$121,0)))*conv_2026*R$7","v":368245.800708825},{"$f":"(INDEX(Option3!S$110:S$121, MATCH($D44, Option3!$G$110:$G$121,0)))*conv_2026*S$7","v":368245.800708825},{"$f":"(INDEX(Option3!T$110:T$121, MATCH($D44, Option3!$G$110:$G$121,0)))*conv_2026*T$7","v":368245.800708825},{"$f":"(INDEX(Option3!U$110:U$121, MATCH($D44, Option3!$G$110:$G$121,0)))*conv_2026*U$7","v":368245.800708825},{"$f":"(INDEX(Option3!V$110:V$121, MATCH($D44, Option3!$G$110:$G$121,0)))*conv_2026*V$7","v":368245.800708825},{"$f":"(INDEX(Option3!W$110:W$121, MATCH($D44, Option3!$G$110:$G$121,0)))*conv_2026*W$7","v":368245.800708825},{"$f":"(INDEX(Option3!X$110:X$121, MATCH($D44, Option3!$G$110:$G$121,0)))*conv_2026*X$7","v":368245.800708825},{"$f":"(INDEX(Option3!Y$110:Y$121, MATCH($D44, Option3!$G$110:$G$121,0)))*conv_2026*Y$7","v":368245.800708825},{"$f":"(INDEX(Option3!Z$110:Z$121, MATCH($D44, Option3!$G$110:$G$121,0)))*conv_2026*Z$7","v":368245.800708825},{"$f":"(INDEX(Option3!AA$110:AA$121, MATCH($D44, Option3!$G$110:$G$121,0)))*conv_2026*AA$7","v":368245.800708825},{"$f":"(INDEX(Option3!AB$110:AB$121, MATCH($D44, Option3!$G$110:$G$121,0)))*conv_2026*AB$7","v":368245.800708825},{"$f":"(INDEX(Option3!AC$110:AC$121, MATCH($D44, Option3!$G$110:$G$121,0)))*conv_2026*AC$7","v":368245.800708825},{"$f":"(INDEX(Option3!AD$110:AD$121, MATCH($D44, Option3!$G$110:$G$121,0)))*conv_2026*AD$7","v":0},{"$f":"(INDEX(Option3!AE$110:AE$121, MATCH($D44, Option3!$G$110:$G$121,0)))*conv_2026*AE$7","v":0},{"$f":"(INDEX(Option3!AF$110:AF$121, MATCH($D44, Option3!$G$110:$G$121,0)))*conv_2026*AF$7","v":0},{"$f":"(INDEX(Option3!AG$110:AG$121, MATCH($D44, Option3!$G$110:$G$121,0)))*conv_2026*AG$7","v":0}]
["Option 3",{"$f":"Option3!A115","v":"sens2"},{"$f":"Option3!C115","v":"Capex 10% lower"},"Option 3sens2",null,3700315.8035461642,null,{"$f":"(INDEX(Option3!H$110:H$121, MATCH($D45, Option3!$G$110:$G$121,0)))*conv_2026*H$7","v":0},{"$f":"(INDEX(Option3!I$110:I$121, MATCH($D45, Option3!$G$110:$G$121,0)))*conv_2026*I$7","v":0},{"$f":"(INDEX(Option3!J$110:J$121, MATCH($D45, Option3!$G$110:$G$121,0)))*conv_2026*J$7","v":0},{"$f":"(INDEX(Option3!K$110:K$121, MATCH($D45, Option3!$G$110:$G$121,0)))*conv_2026*K$7","v":0},{"$f":"(INDEX(Option3!L$110:L$121, MATCH($D45, Option3!$G$110:$G$121,0)))*conv_2026*L$7","v":0},{"$f":"(INDEX(Option3!M$110:M$121, MATCH($D45, Option3!$G$110:$G$121,0)))*conv_2026*M$7","v":0},{"$f":"(INDEX(Option3!N$110:N$121, MATCH($D45, Option3!$G$110:$G$121,0)))*conv_2026*N$7","v":80859.1422444255},{"$f":"(INDEX(Option3!O$110:O$121, MATCH($D45, Option3!$G$110:$G$121,0)))*conv_2026*O$7","v":195020.27287908824},{"$f":"(INDEX(Option3!P$110:P$121, MATCH($D45, Option3!$G$110:$G$121,0)))*conv_2026*P$7","v":308499.16838237882},{"$f":"(INDEX(Option3!Q$110:Q$121, MATCH($D45, Option3!$G$110:$G$121,0)))*conv_2026*Q$7","v":406935.51084991515},{"$f":"(INDEX(Option3!R$110:R$121, MATCH($D45, Option3!$G$110:$G$121,0)))*conv_2026*R$7","v":406935.51084991515},{"$f":"(INDEX(Option3!S$110:S$121, MATCH($D45, Option3!$G$110:$G$121,0)))*conv_2026*S$7","v":406935.51084991515},{"$f":"(INDEX(Option3!T$110:T$121, MATCH($D45, Option3!$G$110:$G$121,0)))*conv_2026*T$7","v":406935.51084991515},{"$f":"(INDEX(Option3!U$110:U$121, MATCH($D45, Option3!$G$110:$G$121,0)))*conv_2026*U$7","v":406935.51084991515},{"$f":"(INDEX(Option3!V$110:V$121, MATCH($D45, Option3!$G$110:$G$121,0)))*conv_2026*V$7","v":406935.51084991515},{"$f":"(INDEX(Option3!W$110:W$121, MATCH($D45, Option3!$G$110:$G$121,0)))*conv_2026*W$7","v":406935.51084991515},{"$f":"(INDEX(Option3!X$110:X$121, MATCH($D45, Option3!$G$110:$G$121,0)))*conv_2026*X$7","v":406935.51084991515},{"$f":"(INDEX(Option3!Y$110:Y$121, MATCH($D45, Option3!$G$110:$G$121,0)))*conv_2026*Y$7","v":406935.51084991515},{"$f":"(INDEX(Option3!Z$110:Z$121, MATCH($D45, Option3!$G$110:$G$121,0)))*conv_2026*Z$7","v":406935.51084991515},{"$f":"(INDEX(Option3!AA$110:AA$121, MATCH($D45, Option3!$G$110:$G$121,0)))*conv_2026*AA$7","v":406935.51084991515},{"$f":"(INDEX(Option3!AB$110:AB$121, MATCH($D45, Option3!$G$110:$G$121,0)))*conv_2026*AB$7","v":406935.51084991515},{"$f":"(INDEX(Option3!AC$110:AC$121, MATCH($D45, Option3!$G$110:$G$121,0)))*conv_2026*AC$7","v":406935.51084991515},{"$f":"(INDEX(Option3!AD$110:AD$121, MATCH($D45, Option3!$G$110:$G$121,0)))*conv_2026*AD$7","v":0},{"$f":"(INDEX(Option3!AE$110:AE$121, MATCH($D45, Option3!$G$110:$G$121,0)))*conv_2026*AE$7","v":0},{"$f":"(INDEX(Option3!AF$110:AF$121, MATCH($D45, Option3!$G$110:$G$121,0)))*conv_2026*AF$7","v":0},{"$f":"(INDEX(Option3!AG$110:AG$121, MATCH($D45, Option3!$G$110:$G$121,0)))*conv_2026*AG$7","v":0}]
["Option 3",{"$f":"Option3!A116","v":"sens3"},{"$f":"Option3!C116","v":"Total benefits 10% higher"},"Option 3sens3",null,4050306.9064017073,null,{"$f":"(INDEX(Option3!H$110:H$121, MATCH($D46, Option3!$G$110:$G$121,0)))*conv_2026*H$7","v":0},{"$f":"(INDEX(Option3!I$110:I$121, MATCH($D46, Option3!$G$110:$G$121,0)))*conv_2026*I$7","v":0},{"$f":"(INDEX(Option3!J$110:J$121, MATCH($D46, Option3!$G$110:$G$121,0)))*conv_2026*J$7","v":0},{"$f":"(INDEX(Option3!K$110:K$121, MATCH($D46, Option3!$G$110:$G$121,0)))*conv_2026*K$7","v":0},{"$f":"(INDEX(Option3!L$110:L$121, MATCH($D46, Option3!$G$110:$G$121,0)))*conv_2026*L$7","v":0},{"$f":"(INDEX(Option3!M$110:M$121, MATCH($D46, Option3!$G$110:$G$121,0)))*conv_2026*M$7","v":0},{"$f":"(INDEX(Option3!N$110:N$121, MATCH($D46, Option3!$G$110:$G$121,0)))*conv_2026*N$7","v":87010.57096181353},{"$f":"(INDEX(Option3!O$110:O$121, MATCH($D46, Option3!$G$110:$G$121,0)))*conv_2026*O$7","v":212587.81465994255},{"$f":"(INDEX(Option3!P$110:P$121, MATCH($D46, Option3!$G$110:$G$121,0)))*conv_2026*P$7","v":337414.59971356217},{"$f":"(INDEX(Option3!Q$110:Q$121, MATCH($D46, Option3!$G$110:$G$121,0)))*conv_2026*Q$7","v":445694.57642785215},{"$f":"(INDEX(Option3!R$110:R$121, MATCH($D46, Option3!$G$110:$G$121,0)))*conv_2026*R$7","v":445694.57642785215},{"$f":"(INDEX(Option3!S$110:S$121, MATCH($D46, Option3!$G$110:$G$121,0)))*conv_2026*S$7","v":445694.57642785215},{"$f":"(INDEX(Option3!T$110:T$121, MATCH($D46, Option3!$G$110:$G$121,0)))*conv_2026*T$7","v":445694.57642785215},{"$f":"(INDEX(Option3!U$110:U$121, MATCH($D46, Option3!$G$110:$G$121,0)))*conv_2026*U$7","v":445694.57642785215},{"$f":"(INDEX(Option3!V$110:V$121, MATCH($D46, Option3!$G$110:$G$121,0)))*conv_2026*V$7","v":445694.57642785215},{"$f":"(INDEX(Option3!W$110:W$121, MATCH($D46, Option3!$G$110:$G$121,0)))*conv_2026*W$7","v":445694.57642785215},{"$f":"(INDEX(Option3!X$110:X$121, MATCH($D46, Option3!$G$110:$G$121,0)))*conv_2026*X$7","v":445694.57642785215},{"$f":"(INDEX(Option3!Y$110:Y$121, MATCH($D46, Option3!$G$110:$G$121,0)))*conv_2026*Y$7","v":445694.57642785215},{"$f":"(INDEX(Option3!Z$110:Z$121, MATCH($D46, Option3!$G$110:$G$121,0)))*conv_2026*Z$7","v":445694.57642785215},{"$f":"(INDEX(Option3!AA$110:AA$121, MATCH($D46, Option3!$G$110:$G$121,0)))*conv_2026*AA$7","v":445694.57642785215},{"$f":"(INDEX(Option3!AB$110:AB$121, MATCH($D46, Option3!$G$110:$G$121,0)))*conv_2026*AB$7","v":445694.57642785215},{"$f":"(INDEX(Option3!AC$110:AC$121, MATCH($D46, Option3!$G$110:$G$121,0)))*conv_2026*AC$7","v":445694.57642785215},{"$f":"(INDEX(Option3!AD$110:AD$121, MATCH($D46, Option3!$G$110:$G$121,0)))*conv_2026*AD$7","v":0},{"$f":"(INDEX(Option3!AE$110:AE$121, MATCH($D46, Option3!$G$110:$G$121,0)))*conv_2026*AE$7","v":0},{"$f":"(INDEX(Option3!AF$110:AF$121, MATCH($D46, Option3!$G$110:$G$121,0)))*conv_2026*AF$7","v":0},{"$f":"(INDEX(Option3!AG$110:AG$121, MATCH($D46, Option3!$G$110:$G$121,0)))*conv_2026*AG$7","v":0}]
["Option 3",{"$f":"Option3!A117","v":"sens4"},{"$f":"Option3!C117","v":"Total benefits 10% lower"},"Option 3sens4",null,2949515.1507091559,null,{"$f":"(INDEX(Option3!H$110:H$121, MATCH($D47, Option3!$G$110:$G$121,0)))*conv_2026*H$7","v":0},{"$f":"(INDEX(Option3!I$110:I$121, MATCH($D47, Option3!$G$110:$G$121,0)))*conv_2026*I$7","v":0},{"$f":"(INDEX(Option3!J$110:J$121, MATCH($D47, Option3!$G$110:$G$121,0)))*conv_2026*J$7","v":0},{"$f":"(INDEX(Option3!K$110:K$121, MATCH($D47, Option3!$G$110:$G$121,0)))*conv_2026*K$7","v":0},{"$f":"(INDEX(Option3!L$110:L$121, MATCH($D47, Option3!$G$110:$G$121,0)))*conv_2026*L$7","v":0},{"$f":"(INDEX(Option3!M$110:M$121, MATCH($D47, Option3!$G$110:$G$121,0)))*conv_2026*M$7","v":0},{"$f":"(INDEX(Option3!N$110:N$121, MATCH($D47, Option3!$G$110:$G$121,0)))*conv_2026*N$7","v":36018.003385947297},{"$f":"(INDEX(Option3!O$110:O$121, MATCH($D47, Option3!$G$110:$G$121,0)))*conv_2026*O$7","v":138763.02095714377},{"$f":"(INDEX(Option3!P$110:P$121, MATCH($D47, Option3!$G$110:$G$121,0)))*conv_2026*P$7","v":240894.02691010531},{"$f":"(INDEX(Option3!Q$110:Q$121, MATCH($D47, Option3!$G$110:$G$121,0)))*conv_2026*Q$7","v":329486.735130888},{"$f":"(INDEX(Option3!R$110:R$121, MATCH($D47, Option3!$G$110:$G$121,0)))*conv_2026*R$7","v":329486.735130888},{"$f":"(INDEX(Option3!S$110:S$121, MATCH($D47, Option3!$G$110:$G$121,0)))*conv_2026*S$7","v":329486.735130888},{"$f":"(INDEX(Option3!T$110:T$121, MATCH($D47, Option3!$G$110:$G$121,0)))*conv_2026*T$7","v":329486.735130888},{"$f":"(INDEX(Option3!U$110:U$121, MATCH($D47, Option3!$G$110:$G$121,0)))*conv_2026*U$7","v":329486.735130888},{"$f":"(INDEX(Option3!V$110:V$121, MATCH($D47, Option3!$G$110:$G$121,0)))*conv_2026*V$7","v":329486.735130888},{"$f":"(INDEX(Option3!W$110:W$121, MATCH($D47, Option3!$G$110:$G$121,0)))*conv_2026*W$7","v":329486.735130888},{"$f":"(INDEX(Option3!X$110:X$121, MATCH($D47, Option3!$G$110:$G$121,0)))*conv_2026*X$7","v":329486.735130888},{"$f":"(INDEX(Option3!Y$110:Y$121, MATCH($D47, Option3!$G$110:$G$121,0)))*conv_2026*Y$7","v":329486.735130888},{"$f":"(INDEX(Option3!Z$110:Z$121, MATCH($D47, Option3!$G$110:$G$121,0)))*conv_2026*Z$7","v":329486.735130888},{"$f":"(INDEX(Option3!AA$110:AA$121, MATCH($D47, Option3!$G$110:$G$121,0)))*conv_2026*AA$7","v":329486.735130888},{"$f":"(INDEX(Option3!AB$110:AB$121, MATCH($D47, Option3!$G$110:$G$121,0)))*conv_2026*AB$7","v":329486.735130888},{"$f":"(INDEX(Option3!AC$110:AC$121, MATCH($D47, Option3!$G$110:$G$121,0)))*conv_2026*AC$7","v":329486.735130888},{"$f":"(INDEX(Option3!AD$110:AD$121, MATCH($D47, Option3!$G$110:$G$121,0)))*conv_2026*AD$7","v":0},{"$f":"(INDEX(Option3!AE$110:AE$121, MATCH($D47, Option3!$G$110:$G$121,0)))*conv_2026*AE$7","v":0},{"$f":"(INDEX(Option3!AF$110:AF$121, MATCH($D47, Option3!$G$110:$G$121,0)))*conv_2026*AF$7","v":0},{"$f":"(INDEX(Option3!AG$110:AG$121, MATCH($D47, Option3!$G$110:$G$121,0)))*conv_2026*AG$7","v":0}]
["Option 3",{"$f":"Option3!A118","v":"sens5"},{"$f":"Option3!C118","v":"Capex 10% higher & Total benefits 10% lower"},"Option 3sens5",null,2749110.3757184232,null,{"$f":"(INDEX(Option3!H$110:H$121, MATCH($D48, Option3!$G$110:$G$121,0)))*conv_2026*H$7","v":0},{"$f":"(INDEX(Option3!I$110:I$121, MATCH($D48, Option3!$G$110:$G$121,0)))*conv_2026*I$7","v":0},{"$f":"(INDEX(Option3!J$110:J$121, MATCH($D48, Option3!$G$110:$G$121,0)))*conv_2026*J$7","v":0},{"$f":"(INDEX(Option3!K$110:K$121, MATCH($D48, Option3!$G$110:$G$121,0)))*conv_2026*K$7","v":0},{"$f":"(INDEX(Option3!L$110:L$121, MATCH($D48, Option3!$G$110:$G$121,0)))*conv_2026*L$7","v":0},{"$f":"(INDEX(Option3!M$110:M$121, MATCH($D48, Option3!$G$110:$G$121,0)))*conv_2026*M$7","v":0},{"$f":"(INDEX(Option3!N$110:N$121, MATCH($D48, Option3!$G$110:$G$121,0)))*conv_2026*N$7","v":16673.148315402221},{"$f":"(INDEX(Option3!O$110:O$121, MATCH($D48, Option3!$G$110:$G$121,0)))*conv_2026*O$7","v":119418.16588659868},{"$f":"(INDEX(Option3!P$110:P$121, MATCH($D48, Option3!$G$110:$G$121,0)))*conv_2026*P$7","v":221549.17183956021},{"$f":"(INDEX(Option3!Q$110:Q$121, MATCH($D48, Option3!$G$110:$G$121,0)))*conv_2026*Q$7","v":310141.88006034296},{"$f":"(INDEX(Option3!R$110:R$121, MATCH($D48, Option3!$G$110:$G$121,0)))*conv_2026*R$7","v":310141.88006034296},{"$f":"(INDEX(Option3!S$110:S$121, MATCH($D48, Option3!$G$110:$G$121,0)))*conv_2026*S$7","v":310141.88006034296},{"$f":"(INDEX(Option3!T$110:T$121, MATCH($D48, Option3!$G$110:$G$121,0)))*conv_2026*T$7","v":310141.88006034296},{"$f":"(INDEX(Option3!U$110:U$121, MATCH($D48, Option3!$G$110:$G$121,0)))*conv_2026*U$7","v":310141.88006034296},{"$f":"(INDEX(Option3!V$110:V$121, MATCH($D48, Option3!$G$110:$G$121,0)))*conv_2026*V$7","v":310141.88006034296},{"$f":"(INDEX(Option3!W$110:W$121, MATCH($D48, Option3!$G$110:$G$121,0)))*conv_2026*W$7","v":310141.88006034296},{"$f":"(INDEX(Option3!X$110:X$121, MATCH($D48, Option3!$G$110:$G$121,0)))*conv_2026*X$7","v":310141.88006034296},{"$f":"(INDEX(Option3!Y$110:Y$121, MATCH($D48, Option3!$G$110:$G$121,0)))*conv_2026*Y$7","v":310141.88006034296},{"$f":"(INDEX(Option3!Z$110:Z$121, MATCH($D48, Option3!$G$110:$G$121,0)))*conv_2026*Z$7","v":310141.88006034296},{"$f":"(INDEX(Option3!AA$110:AA$121, MATCH($D48, Option3!$G$110:$G$121,0)))*conv_2026*AA$7","v":310141.88006034296},{"$f":"(INDEX(Option3!AB$110:AB$121, MATCH($D48, Option3!$G$110:$G$121,0)))*conv_2026*AB$7","v":310141.88006034296},{"$f":"(INDEX(Option3!AC$110:AC$121, MATCH($D48, Option3!$G$110:$G$121,0)))*conv_2026*AC$7","v":310141.88006034296},{"$f":"(INDEX(Option3!AD$110:AD$121, MATCH($D48, Option3!$G$110:$G$121,0)))*conv_2026*AD$7","v":0},{"$f":"(INDEX(Option3!AE$110:AE$121, MATCH($D48, Option3!$G$110:$G$121,0)))*conv_2026*AE$7","v":0},{"$f":"(INDEX(Option3!AF$110:AF$121, MATCH($D48, Option3!$G$110:$G$121,0)))*conv_2026*AF$7","v":0},{"$f":"(INDEX(Option3!AG$110:AG$121, MATCH($D48, Option3!$G$110:$G$121,0)))*conv_2026*AG$7","v":0}]
["Option 3",{"$f":"Option3!A119","v":"sens"},{"$f":"Option3!C119","v":0},"Option 3sens",null,3499911.0285554314,null,{"$f":"(INDEX(Option3!H$110:H$121, MATCH($D49, Option3!$G$110:$G$121,0)))*conv_2026*H$7","v":0},{"$f":"(INDEX(Option3!I$110:I$121, MATCH($D49, Option3!$G$110:$G$121,0)))*conv_2026*I$7","v":0},{"$f":"(INDEX(Option3!J$110:J$121, MATCH($D49, Option3!$G$110:$G$121,0)))*conv_2026*J$7","v":0},{"$f":"(INDEX(Option3!K$110:K$121, MATCH($D49, Option3!$G$110:$G$121,0)))*conv_2026*K$7","v":0},{"$f":"(INDEX(Option3!L$110:L$121, MATCH($D49, Option3!$G$110:$G$121,0)))*conv_2026*L$7","v":0},{"$f":"(INDEX(Option3!M$110:M$121, MATCH($D49, Option3!$G$110:$G$121,0)))*conv_2026*M$7","v":0},{"$f":"(INDEX(Option3!N$110:N$121, MATCH($D49, Option3!$G$110:$G$121,0)))*conv_2026*N$7","v":61514.287173880417},{"$f":"(INDEX(Option3!O$110:O$121, MATCH($D49, Option3!$G$110:$G$121,0)))*conv_2026*O$7","v":175675.41780854316},{"$f":"(INDEX(Option3!P$110:P$121, MATCH($D49, Option3!$G$110:$G$121,0)))*conv_2026*P$7","v":289154.31331183377},{"$f":"(INDEX(Option3!Q$110:Q$121, MATCH($D49, Option3!$G$110:$G$121,0)))*conv_2026*Q$7","v":387590.65577937011},{"$f":"(INDEX(Option3!R$110:R$121, MATCH($D49, Option3!$G$110:$G$121,0)))*conv_2026*R$7","v":387590.65577937011},{"$f":"(INDEX(Option3!S$110:S$121, MATCH($D49, Option3!$G$110:$G$121,0)))*conv_2026*S$7","v":387590.65577937011},{"$f":"(INDEX(Option3!T$110:T$121, MATCH($D49, Option3!$G$110:$G$121,0)))*conv_2026*T$7","v":387590.65577937011},{"$f":"(INDEX(Option3!U$110:U$121, MATCH($D49, Option3!$G$110:$G$121,0)))*conv_2026*U$7","v":387590.65577937011},{"$f":"(INDEX(Option3!V$110:V$121, MATCH($D49, Option3!$G$110:$G$121,0)))*conv_2026*V$7","v":387590.65577937011},{"$f":"(INDEX(Option3!W$110:W$121, MATCH($D49, Option3!$G$110:$G$121,0)))*conv_2026*W$7","v":387590.65577937011},{"$f":"(INDEX(Option3!X$110:X$121, MATCH($D49, Option3!$G$110:$G$121,0)))*conv_2026*X$7","v":387590.65577937011},{"$f":"(INDEX(Option3!Y$110:Y$121, MATCH($D49, Option3!$G$110:$G$121,0)))*conv_2026*Y$7","v":387590.65577937011},{"$f":"(INDEX(Option3!Z$110:Z$121, MATCH($D49, Option3!$G$110:$G$121,0)))*conv_2026*Z$7","v":387590.65577937011},{"$f":"(INDEX(Option3!AA$110:AA$121, MATCH($D49, Option3!$G$110:$G$121,0)))*conv_2026*AA$7","v":387590.65577937011},{"$f":"(INDEX(Option3!AB$110:AB$121, MATCH($D49, Option3!$G$110:$G$121,0)))*conv_2026*AB$7","v":387590.65577937011},{"$f":"(INDEX(Option3!AC$110:AC$121, MATCH($D49, Option3!$G$110:$G$121,0)))*conv_2026*AC$7","v":387590.65577937011},{"$f":"(INDEX(Option3!AD$110:AD$121, MATCH($D49, Option3!$G$110:$G$121,0)))*conv_2026*AD$7","v":0},{"$f":"(INDEX(Option3!AE$110:AE$121, MATCH($D49, Option3!$G$110:$G$121,0)))*conv_2026*AE$7","v":0},{"$f":"(INDEX(Option3!AF$110:AF$121, MATCH($D49, Option3!$G$110:$G$121,0)))*conv_2026*AF$7","v":0},{"$f":"(INDEX(Option3!AG$110:AG$121, MATCH($D49, Option3!$G$110:$G$121,0)))*conv_2026*AG$7","v":0}]
["Option 3",{"$f":"Option3!A120","v":"sens"},{"$f":"Option3!C120","v":0},"Option 3sens",null,3499911.0285554314,null,{"$f":"(INDEX(Option3!H$110:H$121, MATCH($D50, Option3!$G$110:$G$121,0)))*conv_2026*H$7","v":0},{"$f":"(INDEX(Option3!I$110:I$121, MATCH($D50, Option3!$G$110:$G$121,0)))*conv_2026*I$7","v":0},{"$f":"(INDEX(Option3!J$110:J$121, MATCH($D50, Option3!$G$110:$G$121,0)))*conv_2026*J$7","v":0},{"$f":"(INDEX(Option3!K$110:K$121, MATCH($D50, Option3!$G$110:$G$121,0)))*conv_2026*K$7","v":0},{"$f":"(INDEX(Option3!L$110:L$121, MATCH($D50, Option3!$G$110:$G$121,0)))*conv_2026*L$7","v":0},{"$f":"(INDEX(Option3!M$110:M$121, MATCH($D50, Option3!$G$110:$G$121,0)))*conv_2026*M$7","v":0},{"$f":"(INDEX(Option3!N$110:N$121, MATCH($D50, Option3!$G$110:$G$121,0)))*conv_2026*N$7","v":61514.287173880417},{"$f":"(INDEX(Option3!O$110:O$121, MATCH($D50, Option3!$G$110:$G$121,0)))*conv_2026*O$7","v":175675.41780854316},{"$f":"(INDEX(Option3!P$110:P$121, MATCH($D50, Option3!$G$110:$G$121,0)))*conv_2026*P$7","v":289154.31331183377},{"$f":"(INDEX(Option3!Q$110:Q$121, MATCH($D50, Option3!$G$110:$G$121,0)))*conv_2026*Q$7","v":387590.65577937011},{"$f":"(INDEX(Option3!R$110:R$121, MATCH($D50, Option3!$G$110:$G$121,0)))*conv_2026*R$7","v":387590.65577937011},{"$f":"(INDEX(Option3!S$110:S$121, MATCH($D50, Option3!$G$110:$G$121,0)))*conv_2026*S$7","v":387590.65577937011},{"$f":"(INDEX(Option3!T$110:T$121, MATCH($D50, Option3!$G$110:$G$121,0)))*conv_2026*T$7","v":387590.65577937011},{"$f":"(INDEX(Option3!U$110:U$121, MATCH($D50, Option3!$G$110:$G$121,0)))*conv_2026*U$7","v":387590.65577937011},{"$f":"(INDEX(Option3!V$110:V$121, MATCH($D50, Option3!$G$110:$G$121,0)))*conv_2026*V$7","v":387590.65577937011},{"$f":"(INDEX(Option3!W$110:W$121, MATCH($D50, Option3!$G$110:$G$121,0)))*conv_2026*W$7","v":387590.65577937011},{"$f":"(INDEX(Option3!X$110:X$121, MATCH($D50, Option3!$G$110:$G$121,0)))*conv_2026*X$7","v":387590.65577937011},{"$f":"(INDEX(Option3!Y$110:Y$121, MATCH($D50, Option3!$G$110:$G$121,0)))*conv_2026*Y$7","v":387590.65577937011},{"$f":"(INDEX(Option3!Z$110:Z$121, MATCH($D50, Option3!$G$110:$G$121,0)))*conv_2026*Z$7","v":387590.65577937011},{"$f":"(INDEX(Option3!AA$110:AA$121, MATCH($D50, Option3!$G$110:$G$121,0)))*conv_2026*AA$7","v":387590.65577937011},{"$f":"(INDEX(Option3!AB$110:AB$121, MATCH($D50, Option3!$G$110:$G$121,0)))*conv_2026*AB$7","v":387590.65577937011},{"$f":"(INDEX(Option3!AC$110:AC$121, MATCH($D50, Option3!$G$110:$G$121,0)))*conv_2026*AC$7","v":387590.65577937011},{"$f":"(INDEX(Option3!AD$110:AD$121, MATCH($D50, Option3!$G$110:$G$121,0)))*conv_2026*AD$7","v":0},{"$f":"(INDEX(Option3!AE$110:AE$121, MATCH($D50, Option3!$G$110:$G$121,0)))*conv_2026*AE$7","v":0},{"$f":"(INDEX(Option3!AF$110:AF$121, MATCH($D50, Option3!$G$110:$G$121,0)))*conv_2026*AF$7","v":0},{"$f":"(INDEX(Option3!AG$110:AG$121, MATCH($D50, Option3!$G$110:$G$121,0)))*conv_2026*AG$7","v":0}]
["Option 3",{"$f":"Option3!A121","v":"sens"},{"$f":"Option3!C121","v":0},"Option 3sens",null,3499911.0285554314,null,{"$f":"(INDEX(Option3!H$110:H$121, MATCH($D51, Option3!$G$110:$G$121,0)))*conv_2026*H$7","v":0},{"$f":"(INDEX(Option3!I$110:I$121, MATCH($D51, Option3!$G$110:$G$121,0)))*conv_2026*I$7","v":0},{"$f":"(INDEX(Option3!J$110:J$121, MATCH($D51, Option3!$G$110:$G$121,0)))*conv_2026*J$7","v":0},{"$f":"(INDEX(Option3!K$110:K$121, MATCH($D51, Option3!$G$110:$G$121,0)))*conv_2026*K$7","v":0},{"$f":"(INDEX(Option3!L$110:L$121, MATCH($D51, Option3!$G$110:$G$121,0)))*conv_2026*L$7","v":0},{"$f":"(INDEX(Option3!M$110:M$121, MATCH($D51, Option3!$G$110:$G$121,0)))*conv_2026*M$7","v":0},{"$f":"(INDEX(Option3!N$110:N$121, MATCH($D51, Option3!$G$110:$G$121,0)))*conv_2026*N$7","v":61514.287173880417},{"$f":"(INDEX(Option3!O$110:O$121, MATCH($D51, Option3!$G$110:$G$121,0)))*conv_2026*O$7","v":175675.41780854316},{"$f":"(INDEX(Option3!P$110:P$121, MATCH($D51, Option3!$G$110:$G$121,0)))*conv_2026*P$7","v":289154.31331183377},{"$f":"(INDEX(Option3!Q$110:Q$121, MATCH($D51, Option3!$G$110:$G$121,0)))*conv_2026*Q$7","v":387590.65577937011},{"$f":"(INDEX(Option3!R$110:R$121, MATCH($D51, Option3!$G$110:$G$121,0)))*conv_2026*R$7","v":387590.65577937011},{"$f":"(INDEX(Option3!S$110:S$121, MATCH($D51, Option3!$G$110:$G$121,0)))*conv_2026*S$7","v":387590.65577937011},{"$f":"(INDEX(Option3!T$110:T$121, MATCH($D51, Option3!$G$110:$G$121,0)))*conv_2026*T$7","v":387590.65577937011},{"$f":"(INDEX(Option3!U$110:U$121, MATCH($D51, Option3!$G$110:$G$121,0)))*conv_2026*U$7","v":387590.65577937011},{"$f":"(INDEX(Option3!V$110:V$121, MATCH($D51, Option3!$G$110:$G$121,0)))*conv_2026*V$7","v":387590.65577937011},{"$f":"(INDEX(Option3!W$110:W$121, MATCH($D51, Option3!$G$110:$G$121,0)))*conv_2026*W$7","v":387590.65577937011},{"$f":"(INDEX(Option3!X$110:X$121, MATCH($D51, Option3!$G$110:$G$121,0)))*conv_2026*X$7","v":387590.65577937011},{"$f":"(INDEX(Option3!Y$110:Y$121, MATCH($D51, Option3!$G$110:$G$121,0)))*conv_2026*Y$7","v":387590.65577937011},{"$f":"(INDEX(Option3!Z$110:Z$121, MATCH($D51, Option3!$G$110:$G$121,0)))*conv_2026*Z$7","v":387590.65577937011},{"$f":"(INDEX(Option3!AA$110:AA$121, MATCH($D51, Option3!$G$110:$G$121,0)))*conv_2026*AA$7","v":387590.65577937011},{"$f":"(INDEX(Option3!AB$110:AB$121, MATCH($D51, Option3!$G$110:$G$121,0)))*conv_2026*AB$7","v":387590.65577937011},{"$f":"(INDEX(Option3!AC$110:AC$121, MATCH($D51, Option3!$G$110:$G$121,0)))*conv_2026*AC$7","v":387590.65577937011},{"$f":"(INDEX(Option3!AD$110:AD$121, MATCH($D51, Option3!$G$110:$G$121,0)))*conv_2026*AD$7","v":0},{"$f":"(INDEX(Option3!AE$110:AE$121, MATCH($D51, Option3!$G$110:$G$121,0)))*conv_2026*AE$7","v":0},{"$f":"(INDEX(Option3!AF$110:AF$121, MATCH($D51, Option3!$G$110:$G$121,0)))*conv_2026*AF$7","v":0},{"$f":"(INDEX(Option3!AG$110:AG$121, MATCH($D51, Option3!$G$110:$G$121,0)))*conv_2026*AG$7","v":0}]
[]
[]
[]
[]
["Option 4","NPV","Net benefits",{"$f":"A56&B56","v":"Option 4NPV"},null,{"$f":"SUMPRODUCT($H56:$AG56, $H$5:$AG$5)","v":0},null,{"$f":"(INDEX(Option4!H$110:H$121, MATCH($D56, Option4!$G$110:$G$121,0)))*conv_2026*H$7","v":0},{"$f":"(INDEX(Option4!I$110:I$121, MATCH($D56, Option4!$G$110:$G$121,0)))*conv_2026*I$7","v":0},{"$f":"(INDEX(Option4!J$110:J$121, MATCH($D56, Option4!$G$110:$G$121,0)))*conv_2026*J$7","v":0},{"$f":"(INDEX(Option4!K$110:K$121, MATCH($D56, Option4!$G$110:$G$121,0)))*conv_2026*K$7","v":0},{"$f":"(INDEX(Option4!L$110:L$121, MATCH($D56, Option4!$G$110:$G$121,0)))*conv_2026*L$7","v":0},{"$f":"(INDEX(Option4!M$110:M$121, MATCH($D56, Option4!$G$110:$G$121,0)))*conv_2026*M$7","v":0},{"$f":"(INDEX(Option4!N$110:N$121, MATCH($D56, Option4!$G$110:$G$121,0)))*conv_2026*N$7","v":0},{"$f":"(INDEX(Option4!O$110:O$121, MATCH($D56, Option4!$G$110:$G$121,0)))*conv_2026*O$7","v":0},{"$f":"(INDEX(Option4!P$110:P$121, MATCH($D56, Option4!$G$110:$G$121,0)))*conv_2026*P$7","v":0},{"$f":"(INDEX(Option4!Q$110:Q$121, MATCH($D56, Option4!$G$110:$G$121,0)))*conv_2026*Q$7","v":0},{"$f":"(INDEX(Option4!R$110:R$121, MATCH($D56, Option4!$G$110:$G$121,0)))*conv_2026*R$7","v":0},{"$f":"(INDEX(Option4!S$110:S$121, MATCH($D56, Option4!$G$110:$G$121,0)))*conv_2026*S$7","v":0},{"$f":"(INDEX(Option4!T$110:T$121, MATCH($D56, Option4!$G$110:$G$121,0)))*conv_2026*T$7","v":0},{"$f":"(INDEX(Option4!U$110:U$121, MATCH($D56, Option4!$G$110:$G$121,0)))*conv_2026*U$7","v":0},{"$f":"(INDEX(Option4!V$110:V$121, MATCH($D56, Option4!$G$110:$G$121,0)))*conv_2026*V$7","v":0},{"$f":"(INDEX(Option4!W$110:W$121, MATCH($D56, Option4!$G$110:$G$121,0)))*conv_2026*W$7","v":0},{"$f":"(INDEX(Option4!X$110:X$121, MATCH($D56, Option4!$G$110:$G$121,0)))*conv_2026*X$7","v":0},{"$f":"(INDEX(Option4!Y$110:Y$121, MATCH($D56, Option4!$G$110:$G$121,0)))*conv_2026*Y$7","v":0},{"$f":"(INDEX(Option4!Z$110:Z$121, MATCH($D56, Option4!$G$110:$G$121,0)))*conv_2026*Z$7","v":0},{"$f":"(INDEX(Option4!AA$110:AA$121, MATCH($D56, Option4!$G$110:$G$121,0)))*conv_2026*AA$7","v":0},{"$f":"(INDEX(Option4!AB$110:AB$121, MATCH($D56, Option4!$G$110:$G$121,0)))*conv_2026*AB$7","v":0},{"$f":"(INDEX(Option4!AC$110:AC$121, MATCH($D56, Option4!$G$110:$G$121,0)))*conv_2026*AC$7","v":0},{"$f":"(INDEX(Option4!AD$110:AD$121, MATCH($D56, Option4!$G$110:$G$121,0)))*conv_2026*AD$7","v":0},{"$f":"(INDEX(Option4!AE$110:AE$121, MATCH($D56, Option4!$G$110:$G$121,0)))*conv_2026*AE$7","v":0},{"$f":"(INDEX(Option4!AF$110:AF$121, MATCH($D56, Option4!$G$110:$G$121,0)))*conv_2026*AF$7","v":0},{"$f":"(INDEX(Option4!AG$110:AG$121, MATCH($D56, Option4!$G$110:$G$121,0)))*conv_2026*AG$7","v":0}]
[]
["Option 4",{"$f":"Option4!A114","v":"sens1"},{"$f":"Option4!C114","v":"Capex 10% higher"},{"$f":"A58&B58","v":"Option 4sens1"},null,0,null,{"$f":"(INDEX(Option4!H$110:H$121, MATCH($D58, Option4!$G$110:$G$121,0)))*conv_2026*H$7","v":0},{"$f":"(INDEX(Option4!I$110:I$121, MATCH($D58, Option4!$G$110:$G$121,0)))*conv_2026*I$7","v":0},{"$f":"(INDEX(Option4!J$110:J$121, MATCH($D58, Option4!$G$110:$G$121,0)))*conv_2026*J$7","v":0},{"$f":"(INDEX(Option4!K$110:K$121, MATCH($D58, Option4!$G$110:$G$121,0)))*conv_2026*K$7","v":0},{"$f":"(INDEX(Option4!L$110:L$121, MATCH($D58, Option4!$G$110:$G$121,0)))*conv_2026*L$7","v":0},{"$f":"(INDEX(Option4!M$110:M$121, MATCH($D58, Option4!$G$110:$G$121,0)))*conv_2026*M$7","v":0},{"$f":"(INDEX(Option4!N$110:N$121, MATCH($D58, Option4!$G$110:$G$121,0)))*conv_2026*N$7","v":0},{"$f":"(INDEX(Option4!O$110:O$121, MATCH($D58, Option4!$G$110:$G$121,0)))*conv_2026*O$7","v":0},{"$f":"(INDEX(Option4!P$110:P$121, MATCH($D58, Option4!$G$110:$G$121,0)))*conv_2026*P$7","v":0},{"$f":"(INDEX(Option4!Q$110:Q$121, MATCH($D58, Option4!$G$110:$G$121,0)))*conv_2026*Q$7","v":0},{"$f":"(INDEX(Option4!R$110:R$121, MATCH($D58, Option4!$G$110:$G$121,0)))*conv_2026*R$7","v":0},{"$f":"(INDEX(Option4!S$110:S$121, MATCH($D58, Option4!$G$110:$G$121,0)))*conv_2026*S$7","v":0},{"$f":"(INDEX(Option4!T$110:T$121, MATCH($D58, Option4!$G$110:$G$121,0)))*conv_2026*T$7","v":0},{"$f":"(INDEX(Option4!U$110:U$121, MATCH($D58, Option4!$G$110:$G$121,0)))*conv_2026*U$7","v":0},{"$f":"(INDEX(Option4!V$110:V$121, MATCH($D58, Option4!$G$110:$G$121,0)))*conv_2026*V$7","v":0},{"$f":"(INDEX(Option4!W$110:W$121, MATCH($D58, Option4!$G$110:$G$121,0)))*conv_2026*W$7","v":0},{"$f":"(INDEX(Option4!X$110:X$121, MATCH($D58, Option4!$G$110:$G$121,0)))*conv_2026*X$7","v":0},{"$f":"(INDEX(Option4!Y$110:Y$121, MATCH($D58, Option4!$G$110:$G$121,0)))*conv_2026*Y$7","v":0},{"$f":"(INDEX(Option4!Z$110:Z$121, MATCH($D58, Option4!$G$110:$G$121,0)))*conv_2026*Z$7","v":0},{"$f":"(INDEX(Option4!AA$110:AA$121, MATCH($D58, Option4!$G$110:$G$121,0)))*conv_2026*AA$7","v":0},{"$f":"(INDEX(Option4!AB$110:AB$121, MATCH($D58, Option4!$G$110:$G$121,0)))*conv_2026*AB$7","v":0},{"$f":"(INDEX(Option4!AC$110:AC$121, MATCH($D58, Option4!$G$110:$G$121,0)))*conv_2026*AC$7","v":0},{"$f":"(INDEX(Option4!AD$110:AD$121, MATCH($D58, Option4!$G$110:$G$121,0)))*conv_2026*AD$7","v":0},{"$f":"(INDEX(Option4!AE$110:AE$121, MATCH($D58, Option4!$G$110:$G$121,0)))*conv_2026*AE$7","v":0},{"$f":"(INDEX(Option4!AF$110:AF$121, MATCH($D58, Option4!$G$110:$G$121,0)))*conv_2026*AF$7","v":0},{"$f":"(INDEX(Option4!AG$110:AG$121, MATCH($D58, Option4!$G$110:$G$121,0)))*conv_2026*AG$7","v":0}]
["Option 4",{"$f":"Option4!A115","v":"sens2"},{"$f":"Option4!C115","v":"Capex 10% lower"},"Option 4sens2",null,0,null,{"$f":"(INDEX(Option4!H$110:H$121, MATCH($D59, Option4!$G$110:$G$121,0)))*conv_2026*H$7","v":0},{"$f":"(INDEX(Option4!I$110:I$121, MATCH($D59, Option4!$G$110:$G$121,0)))*conv_2026*I$7","v":0},{"$f":"(INDEX(Option4!J$110:J$121, MATCH($D59, Option4!$G$110:$G$121,0)))*conv_2026*J$7","v":0},{"$f":"(INDEX(Option4!K$110:K$121, MATCH($D59, Option4!$G$110:$G$121,0)))*conv_2026*K$7","v":0},{"$f":"(INDEX(Option4!L$110:L$121, MATCH($D59, Option4!$G$110:$G$121,0)))*conv_2026*L$7","v":0},{"$f":"(INDEX(Option4!M$110:M$121, MATCH($D59, Option4!$G$110:$G$121,0)))*conv_2026*M$7","v":0},{"$f":"(INDEX(Option4!N$110:N$121, MATCH($D59, Option4!$G$110:$G$121,0)))*conv_2026*N$7","v":0},{"$f":"(INDEX(Option4!O$110:O$121, MATCH($D59, Option4!$G$110:$G$121,0)))*conv_2026*O$7","v":0},{"$f":"(INDEX(Option4!P$110:P$121, MATCH($D59, Option4!$G$110:$G$121,0)))*conv_2026*P$7","v":0},{"$f":"(INDEX(Option4!Q$110:Q$121, MATCH($D59, Option4!$G$110:$G$121,0)))*conv_2026*Q$7","v":0},{"$f":"(INDEX(Option4!R$110:R$121, MATCH($D59, Option4!$G$110:$G$121,0)))*conv_2026*R$7","v":0},{"$f":"(INDEX(Option4!S$110:S$121, MATCH($D59, Option4!$G$110:$G$121,0)))*conv_2026*S$7","v":0},{"$f":"(INDEX(Option4!T$110:T$121, MATCH($D59, Option4!$G$110:$G$121,0)))*conv_2026*T$7","v":0},{"$f":"(INDEX(Option4!U$110:U$121, MATCH($D59, Option4!$G$110:$G$121,0)))*conv_2026*U$7","v":0},{"$f":"(INDEX(Option4!V$110:V$121, MATCH($D59, Option4!$G$110:$G$121,0)))*conv_2026*V$7","v":0},{"$f":"(INDEX(Option4!W$110:W$121, MATCH($D59, Option4!$G$110:$G$121,0)))*conv_2026*W$7","v":0},{"$f":"(INDEX(Option4!X$110:X$121, MATCH($D59, Option4!$G$110:$G$121,0)))*conv_2026*X$7","v":0},{"$f":"(INDEX(Option4!Y$110:Y$121, MATCH($D59, Option4!$G$110:$G$121,0)))*conv_2026*Y$7","v":0},{"$f":"(INDEX(Option4!Z$110:Z$121, MATCH($D59, Option4!$G$110:$G$121,0)))*conv_2026*Z$7","v":0},{"$f":"(INDEX(Option4!AA$110:AA$121, MATCH($D59, Option4!$G$110:$G$121,0)))*conv_2026*AA$7","v":0},{"$f":"(INDEX(Option4!AB$110:AB$121, MATCH($D59, Option4!$G$110:$G$121,0)))*conv_2026*AB$7","v":0},{"$f":"(INDEX(Option4!AC$110:AC$121, MATCH($D59, Option4!$G$110:$G$121,0)))*conv_2026*AC$7","v":0},{"$f":"(INDEX(Option4!AD$110:AD$121, MATCH($D59, Option4!$G$110:$G$121,0)))*conv_2026*AD$7","v":0},{"$f":"(INDEX(Option4!AE$110:AE$121, MATCH($D59, Option4!$G$110:$G$121,0)))*conv_2026*AE$7","v":0},{"$f":"(INDEX(Option4!AF$110:AF$121, MATCH($D59, Option4!$G$110:$G$121,0)))*conv_2026*AF$7","v":0},{"$f":"(INDEX(Option4!AG$110:AG$121, MATCH($D59, Option4!$G$110:$G$121,0)))*conv_2026*AG$7","v":0}]
["Option 4",{"$f":"Option4!A116","v":"sens3"},{"$f":"Option4!C116","v":"Total benefits 10% higher"},"Option 4sens3",null,0,null,{"$f":"(INDEX(Option4!H$110:H$121, MATCH($D60, Option4!$G$110:$G$121,0)))*conv_2026*H$7","v":0},{"$f":"(INDEX(Option4!I$110:I$121, MATCH($D60, Option4!$G$110:$G$121,0)))*conv_2026*I$7","v":0},{"$f":"(INDEX(Option4!J$110:J$121, MATCH($D60, Option4!$G$110:$G$121,0)))*conv_2026*J$7","v":0},{"$f":"(INDEX(Option4!K$110:K$121, MATCH($D60, Option4!$G$110:$G$121,0)))*conv_2026*K$7","v":0},{"$f":"(INDEX(Option4!L$110:L$121, MATCH($D60, Option4!$G$110:$G$121,0)))*conv_2026*L$7","v":0},{"$f":"(INDEX(Option4!M$110:M$121, MATCH($D60, Option4!$G$110:$G$121,0)))*conv_2026*M$7","v":0},{"$f":"(INDEX(Option4!N$110:N$121, MATCH($D60, Option4!$G$110:$G$121,0)))*conv_2026*N$7","v":0},{"$f":"(INDEX(Option4!O$110:O$121, MATCH($D60, Option4!$G$110:$G$121,0)))*conv_2026*O$7","v":0},{"$f":"(INDEX(Option4!P$110:P$121, MATCH($D60, Option4!$G$110:$G$121,0)))*conv_2026*P$7","v":0},{"$f":"(INDEX(Option4!Q$110:Q$121, MATCH($D60, Option4!$G$110:$G$121,0)))*conv_2026*Q$7","v":0},{"$f":"(INDEX(Option4!R$110:R$121, MATCH($D60, Option4!$G$110:$G$121,0)))*conv_2026*R$7","v":0},{"$f":"(INDEX(Option4!S$110:S$121, MATCH($D60, Option4!$G$110:$G$121,0)))*conv_2026*S$7","v":0},{"$f":"(INDEX(Option4!T$110:T$121, MATCH($D60, Option4!$G$110:$G$121,0)))*conv_2026*T$7","v":0},{"$f":"(INDEX(Option4!U$110:U$121, MATCH($D60, Option4!$G$110:$G$121,0)))*conv_2026*U$7","v":0},{"$f":"(INDEX(Option4!V$110:V$121, MATCH($D60, Option4!$G$110:$G$121,0)))*conv_2026*V$7","v":0},{"$f":"(INDEX(Option4!W$110:W$121, MATCH($D60, Option4!$G$110:$G$121,0)))*conv_2026*W$7","v":0},{"$f":"(INDEX(Option4!X$110:X$121, MATCH($D60, Option4!$G$110:$G$121,0)))*conv_2026*X$7","v":0},{"$f":"(INDEX(Option4!Y$110:Y$121, MATCH($D60, Option4!$G$110:$G$121,0)))*conv_2026*Y$7","v":0},{"$f":"(INDEX(Option4!Z$110:Z$121, MATCH($D60, Option4!$G$110:$G$121,0)))*conv_2026*Z$7","v":0},{"$f":"(INDEX(Option4!AA$110:AA$121, MATCH($D60, Option4!$G$110:$G$121,0)))*conv_2026*AA$7","v":0},{"$f":"(INDEX(Option4!AB$110:AB$121, MATCH($D60, Option4!$G$110:$G$121,0)))*conv_2026*AB$7","v":0},{"$f":"(INDEX(Option4!AC$110:AC$121, MATCH($D60, Option4!$G$110:$G$121,0)))*conv_2026*AC$7","v":0},{"$f":"(INDEX(Option4!AD$110:AD$121, MATCH($D60, Option4!$G$110:$G$121,0)))*conv_2026*AD$7","v":0},{"$f":"(INDEX(Option4!AE$110:AE$121, MATCH($D60, Option4!$G$110:$G$121,0)))*conv_2026*AE$7","v":0},{"$f":"(INDEX(Option4!AF$110:AF$121, MATCH($D60, Option4!$G$110:$G$121,0)))*conv_2026*AF$7","v":0},{"$f":"(INDEX(Option4!AG$110:AG$121, MATCH($D60, Option4!$G$110:$G$121,0)))*conv_2026*AG$7","v":0}]
["Option 4",{"$f":"Option4!A117","v":"sens4"},{"$f":"Option4!C117","v":"Total benefits 10% lower"},"Option 4sens4",null,0,null,{"$f":"(INDEX(Option4!H$110:H$121, MATCH($D61, Option4!$G$110:$G$121,0)))*conv_2026*H$7","v":0},{"$f":"(INDEX(Option4!I$110:I$121, MATCH($D61, Option4!$G$110:$G$121,0)))*conv_2026*I$7","v":0},{"$f":"(INDEX(Option4!J$110:J$121, MATCH($D61, Option4!$G$110:$G$121,0)))*conv_2026*J$7","v":0},{"$f":"(INDEX(Option4!K$110:K$121, MATCH($D61, Option4!$G$110:$G$121,0)))*conv_2026*K$7","v":0},{"$f":"(INDEX(Option4!L$110:L$121, MATCH($D61, Option4!$G$110:$G$121,0)))*conv_2026*L$7","v":0},{"$f":"(INDEX(Option4!M$110:M$121, MATCH($D61, Option4!$G$110:$G$121,0)))*conv_2026*M$7","v":0},{"$f":"(INDEX(Option4!N$110:N$121, MATCH($D61, Option4!$G$110:$G$121,0)))*conv_2026*N$7","v":0},{"$f":"(INDEX(Option4!O$110:O$121, MATCH($D61, Option4!$G$110:$G$121,0)))*conv_2026*O$7","v":0},{"$f":"(INDEX(Option4!P$110:P$121, MATCH($D61, Option4!$G$110:$G$121,0)))*conv_2026*P$7","v":0},{"$f":"(INDEX(Option4!Q$110:Q$121, MATCH($D61, Option4!$G$110:$G$121,0)))*conv_2026*Q$7","v":0},{"$f":"(INDEX(Option4!R$110:R$121, MATCH($D61, Option4!$G$110:$G$121,0)))*conv_2026*R$7","v":0},{"$f":"(INDEX(Option4!S$110:S$121, MATCH($D61, Option4!$G$110:$G$121,0)))*conv_2026*S$7","v":0},{"$f":"(INDEX(Option4!T$110:T$121, MATCH($D61, Option4!$G$110:$G$121,0)))*conv_2026*T$7","v":0},{"$f":"(INDEX(Option4!U$110:U$121, MATCH($D61, Option4!$G$110:$G$121,0)))*conv_2026*U$7","v":0},{"$f":"(INDEX(Option4!V$110:V$121, MATCH($D61, Option4!$G$110:$G$121,0)))*conv_2026*V$7","v":0},{"$f":"(INDEX(Option4!W$110:W$121, MATCH($D61, Option4!$G$110:$G$121,0)))*conv_2026*W$7","v":0},{"$f":"(INDEX(Option4!X$110:X$121, MATCH($D61, Option4!$G$110:$G$121,0)))*conv_2026*X$7","v":0},{"$f":"(INDEX(Option4!Y$110:Y$121, MATCH($D61, Option4!$G$110:$G$121,0)))*conv_2026*Y$7","v":0},{"$f":"(INDEX(Option4!Z$110:Z$121, MATCH($D61, Option4!$G$110:$G$121,0)))*conv_2026*Z$7","v":0},{"$f":"(INDEX(Option4!AA$110:AA$121, MATCH($D61, Option4!$G$110:$G$121,0)))*conv_2026*AA$7","v":0},{"$f":"(INDEX(Option4!AB$110:AB$121, MATCH($D61, Option4!$G$110:$G$121,0)))*conv_2026*AB$7","v":0},{"$f":"(INDEX(Option4!AC$110:AC$121, MATCH($D61, Option4!$G$110:$G$121,0)))*conv_2026*AC$7","v":0},{"$f":"(INDEX(Option4!AD$110:AD$121, MATCH($D61, Option4!$G$110:$G$121,0)))*conv_2026*AD$7","v":0},{"$f":"(INDEX(Option4!AE$110:AE$121, MATCH($D61, Option4!$G$110:$G$121,0)))*conv_2026*AE$7","v":0},{"$f":"(INDEX(Option4!AF$110:AF$121, MATCH($D61, Option4!$G$110:$G$121,0)))*conv_2026*AF$7","v":0},{"$f":"(INDEX(Option4!AG$110:AG$121, MATCH($D61, Option4!$G$110:$G$121,0)))*conv_2026*AG$7","v":0}]
["Option 4",{"$f":"Option4!A118","v":"sens5"},{"$f":"Option4!C118","v":"Capex 10% higher & Total benefits 10% lower"},"Option 4sens5",null,0,null,{"$f":"(INDEX(Option4!H$110:H$121, MATCH($D62, Option4!$G$110:$G$121,0)))*conv_2026*H$7","v":0},{"$f":"(INDEX(Option4!I$110:I$121, MATCH($D62, Option4!$G$110:$G$121,0)))*conv_2026*I$7","v":0},{"$f":"(INDEX(Option4!J$110:J$121, MATCH($D62, Option4!$G$110:$G$121,0)))*conv_2026*J$7","v":0},{"$f":"(INDEX(Option4!K$110:K$121, MATCH($D62, Option4!$G$110:$G$121,0)))*conv_2026*K$7","v":0},{"$f":"(INDEX(Option4!L$110:L$121, MATCH($D62, Option4!$G$110:$G$121,0)))*conv_2026*L$7","v":0},{"$f":"(INDEX(Option4!M$110:M$121, MATCH($D62, Option4!$G$110:$G$121,0)))*conv_2026*M$7","v":0},{"$f":"(INDEX(Option4!N$110:N$121, MATCH($D62, Option4!$G$110:$G$121,0)))*conv_2026*N$7","v":0},{"$f":"(INDEX(Option4!O$110:O$121, MATCH($D62, Option4!$G$110:$G$121,0)))*conv_2026*O$7","v":0},{"$f":"(INDEX(Option4!P$110:P$121, MATCH($D62, Option4!$G$110:$G$121,0)))*conv_2026*P$7","v":0},{"$f":"(INDEX(Option4!Q$110:Q$121, MATCH($D62, Option4!$G$110:$G$121,0)))*conv_2026*Q$7","v":0},{"$f":"(INDEX(Option4!R$110:R$121, MATCH($D62, Option4!$G$110:$G$121,0)))*conv_2026*R$7","v":0},{"$f":"(INDEX(Option4!S$110:S$121, MATCH($D62, Option4!$G$110:$G$121,0)))*conv_2026*S$7","v":0},{"$f":"(INDEX(Option4!T$110:T$121, MATCH($D62, Option4!$G$110:$G$121,0)))*conv_2026*T$7","v":0},{"$f":"(INDEX(Option4!U$110:U$121, MATCH($D62, Option4!$G$110:$G$121,0)))*conv_2026*U$7","v":0},{"$f":"(INDEX(Option4!V$110:V$121, MATCH($D62, Option4!$G$110:$G$121,0)))*conv_2026*V$7","v":0},{"$f":"(INDEX(Option4!W$110:W$121, MATCH($D62, Option4!$G$110:$G$121,0)))*conv_2026*W$7","v":0},{"$f":"(INDEX(Option4!X$110:X$121, MATCH($D62, Option4!$G$110:$G$121,0)))*conv_2026*X$7","v":0},{"$f":"(INDEX(Option4!Y$110:Y$121, MATCH($D62, Option4!$G$110:$G$121,0)))*conv_2026*Y$7","v":0},{"$f":"(INDEX(Option4!Z$110:Z$121, MATCH($D62, Option4!$G$110:$G$121,0)))*conv_2026*Z$7","v":0},{"$f":"(INDEX(Option4!AA$110:AA$121, MATCH($D62, Option4!$G$110:$G$121,0)))*conv_2026*AA$7","v":0},{"$f":"(INDEX(Option4!AB$110:AB$121, MATCH($D62, Option4!$G$110:$G$121,0)))*conv_2026*AB$7","v":0},{"$f":"(INDEX(Option4!AC$110:AC$121, MATCH($D62, Option4!$G$110:$G$121,0)))*conv_2026*AC$7","v":0},{"$f":"(INDEX(Option4!AD$110:AD$121, MATCH($D62, Option4!$G$110:$G$121,0)))*conv_2026*AD$7","v":0},{"$f":"(INDEX(Option4!AE$110:AE$121, MATCH($D62, Option4!$G$110:$G$121,0)))*conv_2026*AE$7","v":0},{"$f":"(INDEX(Option4!AF$110:AF$121, MATCH($D62, Option4!$G$110:$G$121,0)))*conv_2026*AF$7","v":0},{"$f":"(INDEX(Option4!AG$110:AG$121, MATCH($D62, Option4!$G$110:$G$121,0)))*conv_2026*AG$7","v":0}]
["Option 4",{"$f":"Option4!A119","v":"sens"},{"$f":"Option4!C119","v":0},"Option 4sens",null,0,null,{"$f":"(INDEX(Option4!H$110:H$121, MATCH($D63, Option4!$G$110:$G$121,0)))*conv_2026*H$7","v":0},{"$f":"(INDEX(Option4!I$110:I$121, MATCH($D63, Option4!$G$110:$G$121,0)))*conv_2026*I$7","v":0},{"$f":"(INDEX(Option4!J$110:J$121, MATCH($D63, Option4!$G$110:$G$121,0)))*conv_2026*J$7","v":0},{"$f":"(INDEX(Option4!K$110:K$121, MATCH($D63, Option4!$G$110:$G$121,0)))*conv_2026*K$7","v":0},{"$f":"(INDEX(Option4!L$110:L$121, MATCH($D63, Option4!$G$110:$G$121,0)))*conv_2026*L$7","v":0},{"$f":"(INDEX(Option4!M$110:M$121, MATCH($D63, Option4!$G$110:$G$121,0)))*conv_2026*M$7","v":0},{"$f":"(INDEX(Option4!N$110:N$121, MATCH($D63, Option4!$G$110:$G$121,0)))*conv_2026*N$7","v":0},{"$f":"(INDEX(Option4!O$110:O$121, MATCH($D63, Option4!$G$110:$G$121,0)))*conv_2026*O$7","v":0},{"$f":"(INDEX(Option4!P$110:P$121, MATCH($D63, Option4!$G$110:$G$121,0)))*conv_2026*P$7","v":0},{"$f":"(INDEX(Option4!Q$110:Q$121, MATCH($D63, Option4!$G$110:$G$121,0)))*conv_2026*Q$7","v":0},{"$f":"(INDEX(Option4!R$110:R$121, MATCH($D63, Option4!$G$110:$G$121,0)))*conv_2026*R$7","v":0},{"$f":"(INDEX(Option4!S$110:S$121, MATCH($D63, Option4!$G$110:$G$121,0)))*conv_2026*S$7","v":0},{"$f":"(INDEX(Option4!T$110:T$121, MATCH($D63, Option4!$G$110:$G$121,0)))*conv_2026*T$7","v":0},{"$f":"(INDEX(Option4!U$110:U$121, MATCH($D63, Option4!$G$110:$G$121,0)))*conv_2026*U$7","v":0},{"$f":"(INDEX(Option4!V$110:V$121, MATCH($D63, Option4!$G$110:$G$121,0)))*conv_2026*V$7","v":0},{"$f":"(INDEX(Option4!W$110:W$121, MATCH($D63, Option4!$G$110:$G$121,0)))*conv_2026*W$7","v":0},{"$f":"(INDEX(Option4!X$110:X$121, MATCH($D63, Option4!$G$110:$G$121,0)))*conv_2026*X$7","v":0},{"$f":"(INDEX(Option4!Y$110:Y$121, MATCH($D63, Option4!$G$110:$G$121,0)))*conv_2026*Y$7","v":0},{"$f":"(INDEX(Option4!Z$110:Z$121, MATCH($D63, Option4!$G$110:$G$121,0)))*conv_2026*Z$7","v":0},{"$f":"(INDEX(Option4!AA$110:AA$121, MATCH($D63, Option4!$G$110:$G$121,0)))*conv_2026*AA$7","v":0},{"$f":"(INDEX(Option4!AB$110:AB$121, MATCH($D63, Option4!$G$110:$G$121,0)))*conv_2026*AB$7","v":0},{"$f":"(INDEX(Option4!AC$110:AC$121, MATCH($D63, Option4!$G$110:$G$121,0)))*conv_2026*AC$7","v":0},{"$f":"(INDEX(Option4!AD$110:AD$121, MATCH($D63, Option4!$G$110:$G$121,0)))*conv_2026*AD$7","v":0},{"$f":"(INDEX(Option4!AE$110:AE$121, MATCH($D63, Option4!$G$110:$G$121,0)))*conv_2026*AE$7","v":0},{"$f":"(INDEX(Option4!AF$110:AF$121, MATCH($D63, Option4!$G$110:$G$121,0)))*conv_2026*AF$7","v":0},{"$f":"(INDEX(Option4!AG$110:AG$121, MATCH($D63, Option4!$G$110:$G$121,0)))*conv_2026*AG$7","v":0}]
["Option 4",{"$f":"Option4!A120","v":"sens"},{"$f":"Option4!C120","v":0},"Option 4sens",null,0,null,{"$f":"(INDEX(Option4!H$110:H$121, MATCH($D64, Option4!$G$110:$G$121,0)))*conv_2026*H$7","v":0},{"$f":"(INDEX(Option4!I$110:I$121, MATCH($D64, Option4!$G$110:$G$121,0)))*conv_2026*I$7","v":0},{"$f":"(INDEX(Option4!J$110:J$121, MATCH($D64, Option4!$G$110:$G$121,0)))*conv_2026*J$7","v":0},{"$f":"(INDEX(Option4!K$110:K$121, MATCH($D64, Option4!$G$110:$G$121,0)))*conv_2026*K$7","v":0},{"$f":"(INDEX(Option4!L$110:L$121, MATCH($D64, Option4!$G$110:$G$121,0)))*conv_2026*L$7","v":0},{"$f":"(INDEX(Option4!M$110:M$121, MATCH($D64, Option4!$G$110:$G$121,0)))*conv_2026*M$7","v":0},{"$f":"(INDEX(Option4!N$110:N$121, MATCH($D64, Option4!$G$110:$G$121,0)))*conv_2026*N$7","v":0},{"$f":"(INDEX(Option4!O$110:O$121, MATCH($D64, Option4!$G$110:$G$121,0)))*conv_2026*O$7","v":0},{"$f":"(INDEX(Option4!P$110:P$121, MATCH($D64, Option4!$G$110:$G$121,0)))*conv_2026*P$7","v":0},{"$f":"(INDEX(Option4!Q$110:Q$121, MATCH($D64, Option4!$G$110:$G$121,0)))*conv_2026*Q$7","v":0},{"$f":"(INDEX(Option4!R$110:R$121, MATCH($D64, Option4!$G$110:$G$121,0)))*conv_2026*R$7","v":0},{"$f":"(INDEX(Option4!S$110:S$121, MATCH($D64, Option4!$G$110:$G$121,0)))*conv_2026*S$7","v":0},{"$f":"(INDEX(Option4!T$110:T$121, MATCH($D64, Option4!$G$110:$G$121,0)))*conv_2026*T$7","v":0},{"$f":"(INDEX(Option4!U$110:U$121, MATCH($D64, Option4!$G$110:$G$121,0)))*conv_2026*U$7","v":0},{"$f":"(INDEX(Option4!V$110:V$121, MATCH($D64, Option4!$G$110:$G$121,0)))*conv_2026*V$7","v":0},{"$f":"(INDEX(Option4!W$110:W$121, MATCH($D64, Option4!$G$110:$G$121,0)))*conv_2026*W$7","v":0},{"$f":"(INDEX(Option4!X$110:X$121, MATCH($D64, Option4!$G$110:$G$121,0)))*conv_2026*X$7","v":0},{"$f":"(INDEX(Option4!Y$110:Y$121, MATCH($D64, Option4!$G$110:$G$121,0)))*conv_2026*Y$7","v":0},{"$f":"(INDEX(Option4!Z$110:Z$121, MATCH($D64, Option4!$G$110:$G$121,0)))*conv_2026*Z$7","v":0},{"$f":"(INDEX(Option4!AA$110:AA$121, MATCH($D64, Option4!$G$110:$G$121,0)))*conv_2026*AA$7","v":0},{"$f":"(INDEX(Option4!AB$110:AB$121, MATCH($D64, Option4!$G$110:$G$121,0)))*conv_2026*AB$7","v":0},{"$f":"(INDEX(Option4!AC$110:AC$121, MATCH($D64, Option4!$G$110:$G$121,0)))*conv_2026*AC$7","v":0},{"$f":"(INDEX(Option4!AD$110:AD$121, MATCH($D64, Option4!$G$110:$G$121,0)))*conv_2026*AD$7","v":0},{"$f":"(INDEX(Option4!AE$110:AE$121, MATCH($D64, Option4!$G$110:$G$121,0)))*conv_2026*AE$7","v":0},{"$f":"(INDEX(Option4!AF$110:AF$121, MATCH($D64, Option4!$G$110:$G$121,0)))*conv_2026*AF$7","v":0},{"$f":"(INDEX(Option4!AG$110:AG$121, MATCH($D64, Option4!$G$110:$G$121,0)))*conv_2026*AG$7","v":0}]
["Option 4",{"$f":"Option4!A121","v":"sens"},{"$f":"Option4!C121","v":0},"Option 4sens",null,0,null,{"$f":"(INDEX(Option4!H$110:H$121, MATCH($D65, Option4!$G$110:$G$121,0)))*conv_2026*H$7","v":0},{"$f":"(INDEX(Option4!I$110:I$121, MATCH($D65, Option4!$G$110:$G$121,0)))*conv_2026*I$7","v":0},{"$f":"(INDEX(Option4!J$110:J$121, MATCH($D65, Option4!$G$110:$G$121,0)))*conv_2026*J$7","v":0},{"$f":"(INDEX(Option4!K$110:K$121, MATCH($D65, Option4!$G$110:$G$121,0)))*conv_2026*K$7","v":0},{"$f":"(INDEX(Option4!L$110:L$121, MATCH($D65, Option4!$G$110:$G$121,0)))*conv_2026*L$7","v":0},{"$f":"(INDEX(Option4!M$110:M$121, MATCH($D65, Option4!$G$110:$G$121,0)))*conv_2026*M$7","v":0},{"$f":"(INDEX(Option4!N$110:N$121, MATCH($D65, Option4!$G$110:$G$121,0)))*conv_2026*N$7","v":0},{"$f":"(INDEX(Option4!O$110:O$121, MATCH($D65, Option4!$G$110:$G$121,0)))*conv_2026*O$7","v":0},{"$f":"(INDEX(Option4!P$110:P$121, MATCH($D65, Option4!$G$110:$G$121,0)))*conv_2026*P$7","v":0},{"$f":"(INDEX(Option4!Q$110:Q$121, MATCH($D65, Option4!$G$110:$G$121,0)))*conv_2026*Q$7","v":0},{"$f":"(INDEX(Option4!R$110:R$121, MATCH($D65, Option4!$G$110:$G$121,0)))*conv_2026*R$7","v":0},{"$f":"(INDEX(Option4!S$110:S$121, MATCH($D65, Option4!$G$110:$G$121,0)))*conv_2026*S$7","v":0},{"$f":"(INDEX(Option4!T$110:T$121, MATCH($D65, Option4!$G$110:$G$121,0)))*conv_2026*T$7","v":0},{"$f":"(INDEX(Option4!U$110:U$121, MATCH($D65, Option4!$G$110:$G$121,0)))*conv_2026*U$7","v":0},{"$f":"(INDEX(Option4!V$110:V$121, MATCH($D65, Option4!$G$110:$G$121,0)))*conv_2026*V$7","v":0},{"$f":"(INDEX(Option4!W$110:W$121, MATCH($D65, Option4!$G$110:$G$121,0)))*conv_2026*W$7","v":0},{"$f":"(INDEX(Option4!X$110:X$121, MATCH($D65, Option4!$G$110:$G$121,0)))*conv_2026*X$7","v":0},{"$f":"(INDEX(Option4!Y$110:Y$121, MATCH($D65, Option4!$G$110:$G$121,0)))*conv_2026*Y$7","v":0},{"$f":"(INDEX(Option4!Z$110:Z$121, MATCH($D65, Option4!$G$110:$G$121,0)))*conv_2026*Z$7","v":0},{"$f":"(INDEX(Option4!AA$110:AA$121, MATCH($D65, Option4!$G$110:$G$121,0)))*conv_2026*AA$7","v":0},{"$f":"(INDEX(Option4!AB$110:AB$121, MATCH($D65, Option4!$G$110:$G$121,0)))*conv_2026*AB$7","v":0},{"$f":"(INDEX(Option4!AC$110:AC$121, MATCH($D65, Option4!$G$110:$G$121,0)))*conv_2026*AC$7","v":0},{"$f":"(INDEX(Option4!AD$110:AD$121, MATCH($D65, Option4!$G$110:$G$121,0)))*conv_2026*AD$7","v":0},{"$f":"(INDEX(Option4!AE$110:AE$121, MATCH($D65, Option4!$G$110:$G$121,0)))*conv_2026*AE$7","v":0},{"$f":"(INDEX(Option4!AF$110:AF$121, MATCH($D65, Option4!$G$110:$G$121,0)))*conv_2026*AF$7","v":0},{"$f":"(INDEX(Option4!AG$110:AG$121, MATCH($D65, Option4!$G$110:$G$121,0)))*conv_2026*AG$7","v":0}]
[]
[]
[]
[]
["Option 5","NPV","Net benefits",{"$f":"A70&B70","v":"Option 5NPV"},null,{"$f":"SUMPRODUCT($H70:$AG70, $H$5:$AG$5)","v":0},null,{"$f":"(INDEX(Option5!H$110:H$121, MATCH($D70, Option5!$G$110:$G$121,0)))*conv_2026*H$7","v":0},{"$f":"(INDEX(Option5!I$110:I$121, MATCH($D70, Option5!$G$110:$G$121,0)))*conv_2026*I$7","v":0},{"$f":"(INDEX(Option5!J$110:J$121, MATCH($D70, Option5!$G$110:$G$121,0)))*conv_2026*J$7","v":0},{"$f":"(INDEX(Option5!K$110:K$121, MATCH($D70, Option5!$G$110:$G$121,0)))*conv_2026*K$7","v":0},{"$f":"(INDEX(Option5!L$110:L$121, MATCH($D70, Option5!$G$110:$G$121,0)))*conv_2026*L$7","v":0},{"$f":"(INDEX(Option5!M$110:M$121, MATCH($D70, Option5!$G$110:$G$121,0)))*conv_2026*M$7","v":0},{"$f":"(INDEX(Option5!N$110:N$121, MATCH($D70, Option5!$G$110:$G$121,0)))*conv_2026*N$7","v":0},{"$f":"(INDEX(Option5!O$110:O$121, MATCH($D70, Option5!$G$110:$G$121,0)))*conv_2026*O$7","v":0},{"$f":"(INDEX(Option5!P$110:P$121, MATCH($D70, Option5!$G$110:$G$121,0)))*conv_2026*P$7","v":0},{"$f":"(INDEX(Option5!Q$110:Q$121, MATCH($D70, Option5!$G$110:$G$121,0)))*conv_2026*Q$7","v":0},{"$f":"(INDEX(Option5!R$110:R$121, MATCH($D70, Option5!$G$110:$G$121,0)))*conv_2026*R$7","v":0},{"$f":"(INDEX(Option5!S$110:S$121, MATCH($D70, Option5!$G$110:$G$121,0)))*conv_2026*S$7","v":0},{"$f":"(INDEX(Option5!T$110:T$121, MATCH($D70, Option5!$G$110:$G$121,0)))*conv_2026*T$7","v":0},{"$f":"(INDEX(Option5!U$110:U$121, MATCH($D70, Option5!$G$110:$G$121,0)))*conv_2026*U$7","v":0},{"$f":"(INDEX(Option5!V$110:V$121, MATCH($D70, Option5!$G$110:$G$121,0)))*conv_2026*V$7","v":0},{"$f":"(INDEX(Option5!W$110:W$121, MATCH($D70, Option5!$G$110:$G$121,0)))*conv_2026*W$7","v":0},{"$f":"(INDEX(Option5!X$110:X$121, MATCH($D70, Option5!$G$110:$G$121,0)))*conv_2026*X$7","v":0},{"$f":"(INDEX(Option5!Y$110:Y$121, MATCH($D70, Option5!$G$110:$G$121,0)))*conv_2026*Y$7","v":0},{"$f":"(INDEX(Option5!Z$110:Z$121, MATCH($D70, Option5!$G$110:$G$121,0)))*conv_2026*Z$7","v":0},{"$f":"(INDEX(Option5!AA$110:AA$121, MATCH($D70, Option5!$G$110:$G$121,0)))*conv_2026*AA$7","v":0},{"$f":"(INDEX(Option5!AB$110:AB$121, MATCH($D70, Option5!$G$110:$G$121,0)))*conv_2026*AB$7","v":0},{"$f":"(INDEX(Option5!AC$110:AC$121, MATCH($D70, Option5!$G$110:$G$121,0)))*conv_2026*AC$7","v":0},{"$f":"(INDEX(Option5!AD$110:AD$121, MATCH($D70, Option5!$G$110:$G$121,0)))*conv_2026*AD$7","v":0},{"$f":"(INDEX(Option5!AE$110:AE$121, MATCH($D70, Option5!$G$110:$G$121,0)))*conv_2026*AE$7","v":0},{"$f":"(INDEX(Option5!AF$110:AF$121, MATCH($D70, Option5!$G$110:$G$121,0)))*conv_2026*AF$7","v":0},{"$f":"(INDEX(Option5!AG$110:AG$121, MATCH($D70, Option5!$G$110:$G$121,0)))*conv_2026*AG$7","v":0}]
[]
["Option 5",{"$f":"Option5!A114","v":"sens1"},{"$f":"Option5!C114","v":"Capex 10% higher"},{"$f":"A72&B72","v":"Option 5sens1"},null,0,null,{"$f":"(INDEX(Option5!H$110:H$121, MATCH($D72, Option5!$G$110:$G$121,0)))*conv_2026*H$7","v":0},{"$f":"(INDEX(Option5!I$110:I$121, MATCH($D72, Option5!$G$110:$G$121,0)))*conv_2026*I$7","v":0},{"$f":"(INDEX(Option5!J$110:J$121, MATCH($D72, Option5!$G$110:$G$121,0)))*conv_2026*J$7","v":0},{"$f":"(INDEX(Option5!K$110:K$121, MATCH($D72, Option5!$G$110:$G$121,0)))*conv_2026*K$7","v":0},{"$f":"(INDEX(Option5!L$110:L$121, MATCH($D72, Option5!$G$110:$G$121,0)))*conv_2026*L$7","v":0},{"$f":"(INDEX(Option5!M$110:M$121, MATCH($D72, Option5!$G$110:$G$121,0)))*conv_2026*M$7","v":0},{"$f":"(INDEX(Option5!N$110:N$121, MATCH($D72, Option5!$G$110:$G$121,0)))*conv_2026*N$7","v":0},{"$f":"(INDEX(Option5!O$110:O$121, MATCH($D72, Option5!$G$110:$G$121,0)))*conv_2026*O$7","v":0},{"$f":"(INDEX(Option5!P$110:P$121, MATCH($D72, Option5!$G$110:$G$121,0)))*conv_2026*P$7","v":0},{"$f":"(INDEX(Option5!Q$110:Q$121, MATCH($D72, Option5!$G$110:$G$121,0)))*conv_2026*Q$7","v":0},{"$f":"(INDEX(Option5!R$110:R$121, MATCH($D72, Option5!$G$110:$G$121,0)))*conv_2026*R$7","v":0},{"$f":"(INDEX(Option5!S$110:S$121, MATCH($D72, Option5!$G$110:$G$121,0)))*conv_2026*S$7","v":0},{"$f":"(INDEX(Option5!T$110:T$121, MATCH($D72, Option5!$G$110:$G$121,0)))*conv_2026*T$7","v":0},{"$f":"(INDEX(Option5!U$110:U$121, MATCH($D72, Option5!$G$110:$G$121,0)))*conv_2026*U$7","v":0},{"$f":"(INDEX(Option5!V$110:V$121, MATCH($D72, Option5!$G$110:$G$121,0)))*conv_2026*V$7","v":0},{"$f":"(INDEX(Option5!W$110:W$121, MATCH($D72, Option5!$G$110:$G$121,0)))*conv_2026*W$7","v":0},{"$f":"(INDEX(Option5!X$110:X$121, MATCH($D72, Option5!$G$110:$G$121,0)))*conv_2026*X$7","v":0},{"$f":"(INDEX(Option5!Y$110:Y$121, MATCH($D72, Option5!$G$110:$G$121,0)))*conv_2026*Y$7","v":0},{"$f":"(INDEX(Option5!Z$110:Z$121, MATCH($D72, Option5!$G$110:$G$121,0)))*conv_2026*Z$7","v":0},{"$f":"(INDEX(Option5!AA$110:AA$121, MATCH($D72, Option5!$G$110:$G$121,0)))*conv_2026*AA$7","v":0},{"$f":"(INDEX(Option5!AB$110:AB$121, MATCH($D72, Option5!$G$110:$G$121,0)))*conv_2026*AB$7","v":0},{"$f":"(INDEX(Option5!AC$110:AC$121, MATCH($D72, Option5!$G$110:$G$121,0)))*conv_2026*AC$7","v":0},{"$f":"(INDEX(Option5!AD$110:AD$121, MATCH($D72, Option5!$G$110:$G$121,0)))*conv_2026*AD$7","v":0},{"$f":"(INDEX(Option5!AE$110:AE$121, MATCH($D72, Option5!$G$110:$G$121,0)))*conv_2026*AE$7","v":0},{"$f":"(INDEX(Option5!AF$110:AF$121, MATCH($D72, Option5!$G$110:$G$121,0)))*conv_2026*AF$7","v":0},{"$f":"(INDEX(Option5!AG$110:AG$121, MATCH($D72, Option5!$G$110:$G$121,0)))*conv_2026*AG$7","v":0}]
["Option 5",{"$f":"Option5!A115","v":"sens2"},{"$f":"Option5!C115","v":"Capex 10% lower"},"Option 5sens2",null,0,null,{"$f":"(INDEX(Option5!H$110:H$121, MATCH($D73, Option5!$G$110:$G$121,0)))*conv_2026*H$7","v":0},{"$f":"(INDEX(Option5!I$110:I$121, MATCH($D73, Option5!$G$110:$G$121,0)))*conv_2026*I$7","v":0},{"$f":"(INDEX(Option5!J$110:J$121, MATCH($D73, Option5!$G$110:$G$121,0)))*conv_2026*J$7","v":0},{"$f":"(INDEX(Option5!K$110:K$121, MATCH($D73, Option5!$G$110:$G$121,0)))*conv_2026*K$7","v":0},{"$f":"(INDEX(Option5!L$110:L$121, MATCH($D73, Option5!$G$110:$G$121,0)))*conv_2026*L$7","v":0},{"$f":"(INDEX(Option5!M$110:M$121, MATCH($D73, Option5!$G$110:$G$121,0)))*conv_2026*M$7","v":0},{"$f":"(INDEX(Option5!N$110:N$121, MATCH($D73, Option5!$G$110:$G$121,0)))*conv_2026*N$7","v":0},{"$f":"(INDEX(Option5!O$110:O$121, MATCH($D73, Option5!$G$110:$G$121,0)))*conv_2026*O$7","v":0},{"$f":"(INDEX(Option5!P$110:P$121, MATCH($D73, Option5!$G$110:$G$121,0)))*conv_2026*P$7","v":0},{"$f":"(INDEX(Option5!Q$110:Q$121, MATCH($D73, Option5!$G$110:$G$121,0)))*conv_2026*Q$7","v":0},{"$f":"(INDEX(Option5!R$110:R$121, MATCH($D73, Option5!$G$110:$G$121,0)))*conv_2026*R$7","v":0},{"$f":"(INDEX(Option5!S$110:S$121, MATCH($D73, Option5!$G$110:$G$121,0)))*conv_2026*S$7","v":0},{"$f":"(INDEX(Option5!T$110:T$121, MATCH($D73, Option5!$G$110:$G$121,0)))*conv_2026*T$7","v":0},{"$f":"(INDEX(Option5!U$110:U$121, MATCH($D73, Option5!$G$110:$G$121,0)))*conv_2026*U$7","v":0},{"$f":"(INDEX(Option5!V$110:V$121, MATCH($D73, Option5!$G$110:$G$121,0)))*conv_2026*V$7","v":0},{"$f":"(INDEX(Option5!W$110:W$121, MATCH($D73, Option5!$G$110:$G$121,0)))*conv_2026*W$7","v":0},{"$f":"(INDEX(Option5!X$110:X$121, MATCH($D73, Option5!$G$110:$G$121,0)))*conv_2026*X$7","v":0},{"$f":"(INDEX(Option5!Y$110:Y$121, MATCH($D73, Option5!$G$110:$G$121,0)))*conv_2026*Y$7","v":0},{"$f":"(INDEX(Option5!Z$110:Z$121, MATCH($D73, Option5!$G$110:$G$121,0)))*conv_2026*Z$7","v":0},{"$f":"(INDEX(Option5!AA$110:AA$121, MATCH($D73, Option5!$G$110:$G$121,0)))*conv_2026*AA$7","v":0},{"$f":"(INDEX(Option5!AB$110:AB$121, MATCH($D73, Option5!$G$110:$G$121,0)))*conv_2026*AB$7","v":0},{"$f":"(INDEX(Option5!AC$110:AC$121, MATCH($D73, Option5!$G$110:$G$121,0)))*conv_2026*AC$7","v":0},{"$f":"(INDEX(Option5!AD$110:AD$121, MATCH($D73, Option5!$G$110:$G$121,0)))*conv_2026*AD$7","v":0},{"$f":"(INDEX(Option5!AE$110:AE$121, MATCH($D73, Option5!$G$110:$G$121,0)))*conv_2026*AE$7","v":0},{"$f":"(INDEX(Option5!AF$110:AF$121, MATCH($D73, Option5!$G$110:$G$121,0)))*conv_2026*AF$7","v":0},{"$f":"(INDEX(Option5!AG$110:AG$121, MATCH($D73, Option5!$G$110:$G$121,0)))*conv_2026*AG$7","v":0}]
["Option 5",{"$f":"Option5!A116","v":"sens3"},{"$f":"Option5!C116","v":"Total benefits 10% higher"},"Option 5sens3",null,0,null,{"$f":"(INDEX(Option5!H$110:H$121, MATCH($D74, Option5!$G$110:$G$121,0)))*conv_2026*H$7","v":0},{"$f":"(INDEX(Option5!I$110:I$121, MATCH($D74, Option5!$G$110:$G$121,0)))*conv_2026*I$7","v":0},{"$f":"(INDEX(Option5!J$110:J$121, MATCH($D74, Option5!$G$110:$G$121,0)))*conv_2026*J$7","v":0},{"$f":"(INDEX(Option5!K$110:K$121, MATCH($D74, Option5!$G$110:$G$121,0)))*conv_2026*K$7","v":0},{"$f":"(INDEX(Option5!L$110:L$121, MATCH($D74, Option5!$G$110:$G$121,0)))*conv_2026*L$7","v":0},{"$f":"(INDEX(Option5!M$110:M$121, MATCH($D74, Option5!$G$110:$G$121,0)))*conv_2026*M$7","v":0},{"$f":"(INDEX(Option5!N$110:N$121, MATCH($D74, Option5!$G$110:$G$121,0)))*conv_2026*N$7","v":0},{"$f":"(INDEX(Option5!O$110:O$121, MATCH($D74, Option5!$G$110:$G$121,0)))*conv_2026*O$7","v":0},{"$f":"(INDEX(Option5!P$110:P$121, MATCH($D74, Option5!$G$110:$G$121,0)))*conv_2026*P$7","v":0},{"$f":"(INDEX(Option5!Q$110:Q$121, MATCH($D74, Option5!$G$110:$G$121,0)))*conv_2026*Q$7","v":0},{"$f":"(INDEX(Option5!R$110:R$121, MATCH($D74, Option5!$G$110:$G$121,0)))*conv_2026*R$7","v":0},{"$f":"(INDEX(Option5!S$110:S$121, MATCH($D74, Option5!$G$110:$G$121,0)))*conv_2026*S$7","v":0},{"$f":"(INDEX(Option5!T$110:T$121, MATCH($D74, Option5!$G$110:$G$121,0)))*conv_2026*T$7","v":0},{"$f":"(INDEX(Option5!U$110:U$121, MATCH($D74, Option5!$G$110:$G$121,0)))*conv_2026*U$7","v":0},{"$f":"(INDEX(Option5!V$110:V$121, MATCH($D74, Option5!$G$110:$G$121,0)))*conv_2026*V$7","v":0},{"$f":"(INDEX(Option5!W$110:W$121, MATCH($D74, Option5!$G$110:$G$121,0)))*conv_2026*W$7","v":0},{"$f":"(INDEX(Option5!X$110:X$121, MATCH($D74, Option5!$G$110:$G$121,0)))*conv_2026*X$7","v":0},{"$f":"(INDEX(Option5!Y$110:Y$121, MATCH($D74, Option5!$G$110:$G$121,0)))*conv_2026*Y$7","v":0},{"$f":"(INDEX(Option5!Z$110:Z$121, MATCH($D74, Option5!$G$110:$G$121,0)))*conv_2026*Z$7","v":0},{"$f":"(INDEX(Option5!AA$110:AA$121, MATCH($D74, Option5!$G$110:$G$121,0)))*conv_2026*AA$7","v":0},{"$f":"(INDEX(Option5!AB$110:AB$121, MATCH($D74, Option5!$G$110:$G$121,0)))*conv_2026*AB$7","v":0},{"$f":"(INDEX(Option5!AC$110:AC$121, MATCH($D74, Option5!$G$110:$G$121,0)))*conv_2026*AC$7","v":0},{"$f":"(INDEX(Option5!AD$110:AD$121, MATCH($D74, Option5!$G$110:$G$121,0)))*conv_2026*AD$7","v":0},{"$f":"(INDEX(Option5!AE$110:AE$121, MATCH($D74, Option5!$G$110:$G$121,0)))*conv_2026*AE$7","v":0},{"$f":"(INDEX(Option5!AF$110:AF$121, MATCH($D74, Option5!$G$110:$G$121,0)))*conv_2026*AF$7","v":0},{"$f":"(INDEX(Option5!AG$110:AG$121, MATCH($D74, Option5!$G$110:$G$121,0)))*conv_2026*AG$7","v":0}]
["Option 5",{"$f":"Option5!A117","v":"sens4"},{"$f":"Option5!C117","v":"Total benefits 10% lower"},"Option 5sens4",null,0,null,{"$f":"(INDEX(Option5!H$110:H$121, MATCH($D75, Option5!$G$110:$G$121,0)))*conv_2026*H$7","v":0},{"$f":"(INDEX(Option5!I$110:I$121, MATCH($D75, Option5!$G$110:$G$121,0)))*conv_2026*I$7","v":0},{"$f":"(INDEX(Option5!J$110:J$121, MATCH($D75, Option5!$G$110:$G$121,0)))*conv_2026*J$7","v":0},{"$f":"(INDEX(Option5!K$110:K$121, MATCH($D75, Option5!$G$110:$G$121,0)))*conv_2026*K$7","v":0},{"$f":"(INDEX(Option5!L$110:L$121, MATCH($D75, Option5!$G$110:$G$121,0)))*conv_2026*L$7","v":0},{"$f":"(INDEX(Option5!M$110:M$121, MATCH($D75, Option5!$G$110:$G$121,0)))*conv_2026*M$7","v":0},{"$f":"(INDEX(Option5!N$110:N$121, MATCH($D75, Option5!$G$110:$G$121,0)))*conv_2026*N$7","v":0},{"$f":"(INDEX(Option5!O$110:O$121, MATCH($D75, Option5!$G$110:$G$121,0)))*conv_2026*O$7","v":0},{"$f":"(INDEX(Option5!P$110:P$121, MATCH($D75, Option5!$G$110:$G$121,0)))*conv_2026*P$7","v":0},{"$f":"(INDEX(Option5!Q$110:Q$121, MATCH($D75, Option5!$G$110:$G$121,0)))*conv_2026*Q$7","v":0},{"$f":"(INDEX(Option5!R$110:R$121, MATCH($D75, Option5!$G$110:$G$121,0)))*conv_2026*R$7","v":0},{"$f":"(INDEX(Option5!S$110:S$121, MATCH($D75, Option5!$G$110:$G$121,0)))*conv_2026*S$7","v":0},{"$f":"(INDEX(Option5!T$110:T$121, MATCH($D75, Option5!$G$110:$G$121,0)))*conv_2026*T$7","v":0},{"$f":"(INDEX(Option5!U$110:U$121, MATCH($D75, Option5!$G$110:$G$121,0)))*conv_2026*U$7","v":0},{"$f":"(INDEX(Option5!V$110:V$121, MATCH($D75, Option5!$G$110:$G$121,0)))*conv_2026*V$7","v":0},{"$f":"(INDEX(Option5!W$110:W$121, MATCH($D75, Option5!$G$110:$G$121,0)))*conv_2026*W$7","v":0},{"$f":"(INDEX(Option5!X$110:X$121, MATCH($D75, Option5!$G$110:$G$121,0)))*conv_2026*X$7","v":0},{"$f":"(INDEX(Option5!Y$110:Y$121, MATCH($D75, Option5!$G$110:$G$121,0)))*conv_2026*Y$7","v":0},{"$f":"(INDEX(Option5!Z$110:Z$121, MATCH($D75, Option5!$G$110:$G$121,0)))*conv_2026*Z$7","v":0},{"$f":"(INDEX(Option5!AA$110:AA$121, MATCH($D75, Option5!$G$110:$G$121,0)))*conv_2026*AA$7","v":0},{"$f":"(INDEX(Option5!AB$110:AB$121, MATCH($D75, Option5!$G$110:$G$121,0)))*conv_2026*AB$7","v":0},{"$f":"(INDEX(Option5!AC$110:AC$121, MATCH($D75, Option5!$G$110:$G$121,0)))*conv_2026*AC$7","v":0},{"$f":"(INDEX(Option5!AD$110:AD$121, MATCH($D75, Option5!$G$110:$G$121,0)))*conv_2026*AD$7","v":0},{"$f":"(INDEX(Option5!AE$110:AE$121, MATCH($D75, Option5!$G$110:$G$121,0)))*conv_2026*AE$7","v":0},{"$f":"(INDEX(Option5!AF$110:AF$121, MATCH($D75, Option5!$G$110:$G$121,0)))*conv_2026*AF$7","v":0},{"$f":"(INDEX(Option5!AG$110:AG$121, MATCH($D75, Option5!$G$110:$G$121,0)))*conv_2026*AG$7","v":0}]
["Option 5",{"$f":"Option5!A118","v":"sens5"},{"$f":"Option5!C118","v":"Capex 10% higher & Total benefits 10% lower"},"Option 5sens5",null,0,null,{"$f":"(INDEX(Option5!H$110:H$121, MATCH($D76, Option5!$G$110:$G$121,0)))*conv_2026*H$7","v":0},{"$f":"(INDEX(Option5!I$110:I$121, MATCH($D76, Option5!$G$110:$G$121,0)))*conv_2026*I$7","v":0},{"$f":"(INDEX(Option5!J$110:J$121, MATCH($D76, Option5!$G$110:$G$121,0)))*conv_2026*J$7","v":0},{"$f":"(INDEX(Option5!K$110:K$121, MATCH($D76, Option5!$G$110:$G$121,0)))*conv_2026*K$7","v":0},{"$f":"(INDEX(Option5!L$110:L$121, MATCH($D76, Option5!$G$110:$G$121,0)))*conv_2026*L$7","v":0},{"$f":"(INDEX(Option5!M$110:M$121, MATCH($D76, Option5!$G$110:$G$121,0)))*conv_2026*M$7","v":0},{"$f":"(INDEX(Option5!N$110:N$121, MATCH($D76, Option5!$G$110:$G$121,0)))*conv_2026*N$7","v":0},{"$f":"(INDEX(Option5!O$110:O$121, MATCH($D76, Option5!$G$110:$G$121,0)))*conv_2026*O$7","v":0},{"$f":"(INDEX(Option5!P$110:P$121, MATCH($D76, Option5!$G$110:$G$121,0)))*conv_2026*P$7","v":0},{"$f":"(INDEX(Option5!Q$110:Q$121, MATCH($D76, Option5!$G$110:$G$121,0)))*conv_2026*Q$7","v":0},{"$f":"(INDEX(Option5!R$110:R$121, MATCH($D76, Option5!$G$110:$G$121,0)))*conv_2026*R$7","v":0},{"$f":"(INDEX(Option5!S$110:S$121, MATCH($D76, Option5!$G$110:$G$121,0)))*conv_2026*S$7","v":0},{"$f":"(INDEX(Option5!T$110:T$121, MATCH($D76, Option5!$G$110:$G$121,0)))*conv_2026*T$7","v":0},{"$f":"(INDEX(Option5!U$110:U$121, MATCH($D76, Option5!$G$110:$G$121,0)))*conv_2026*U$7","v":0},{"$f":"(INDEX(Option5!V$110:V$121, MATCH($D76, Option5!$G$110:$G$121,0)))*conv_2026*V$7","v":0},{"$f":"(INDEX(Option5!W$110:W$121, MATCH($D76, Option5!$G$110:$G$121,0)))*conv_2026*W$7","v":0},{"$f":"(INDEX(Option5!X$110:X$121, MATCH($D76, Option5!$G$110:$G$121,0)))*conv_2026*X$7","v":0},{"$f":"(INDEX(Option5!Y$110:Y$121, MATCH($D76, Option5!$G$110:$G$121,0)))*conv_2026*Y$7","v":0},{"$f":"(INDEX(Option5!Z$110:Z$121, MATCH($D76, Option5!$G$110:$G$121,0)))*conv_2026*Z$7","v":0},{"$f":"(INDEX(Option5!AA$110:AA$121, MATCH($D76, Option5!$G$110:$G$121,0)))*conv_2026*AA$7","v":0},{"$f":"(INDEX(Option5!AB$110:AB$121, MATCH($D76, Option5!$G$110:$G$121,0)))*conv_2026*AB$7","v":0},{"$f":"(INDEX(Option5!AC$110:AC$121, MATCH($D76, Option5!$G$110:$G$121,0)))*conv_2026*AC$7","v":0},{"$f":"(INDEX(Option5!AD$110:AD$121, MATCH($D76, Option5!$G$110:$G$121,0)))*conv_2026*AD$7","v":0},{"$f":"(INDEX(Option5!AE$110:AE$121, MATCH($D76, Option5!$G$110:$G$121,0)))*conv_2026*AE$7","v":0},{"$f":"(INDEX(Option5!AF$110:AF$121, MATCH($D76, Option5!$G$110:$G$121,0)))*conv_2026*AF$7","v":0},{"$f":"(INDEX(Option5!AG$110:AG$121, MATCH($D76, Option5!$G$110:$G$121,0)))*conv_2026*AG$7","v":0}]
["Option 5",{"$f":"Option5!A119","v":"sens"},{"$f":"Option5!C119","v":0},"Option 5sens",null,0,null,{"$f":"(INDEX(Option5!H$110:H$121, MATCH($D77, Option5!$G$110:$G$121,0)))*conv_2026*H$7","v":0},{"$f":"(INDEX(Option5!I$110:I$121, MATCH($D77, Option5!$G$110:$G$121,0)))*conv_2026*I$7","v":0},{"$f":"(INDEX(Option5!J$110:J$121, MATCH($D77, Option5!$G$110:$G$121,0)))*conv_2026*J$7","v":0},{"$f":"(INDEX(Option5!K$110:K$121, MATCH($D77, Option5!$G$110:$G$121,0)))*conv_2026*K$7","v":0},{"$f":"(INDEX(Option5!L$110:L$121, MATCH($D77, Option5!$G$110:$G$121,0)))*conv_2026*L$7","v":0},{"$f":"(INDEX(Option5!M$110:M$121, MATCH($D77, Option5!$G$110:$G$121,0)))*conv_2026*M$7","v":0},{"$f":"(INDEX(Option5!N$110:N$121, MATCH($D77, Option5!$G$110:$G$121,0)))*conv_2026*N$7","v":0},{"$f":"(INDEX(Option5!O$110:O$121, MATCH($D77, Option5!$G$110:$G$121,0)))*conv_2026*O$7","v":0},{"$f":"(INDEX(Option5!P$110:P$121, MATCH($D77, Option5!$G$110:$G$121,0)))*conv_2026*P$7","v":0},{"$f":"(INDEX(Option5!Q$110:Q$121, MATCH($D77, Option5!$G$110:$G$121,0)))*conv_2026*Q$7","v":0},{"$f":"(INDEX(Option5!R$110:R$121, MATCH($D77, Option5!$G$110:$G$121,0)))*conv_2026*R$7","v":0},{"$f":"(INDEX(Option5!S$110:S$121, MATCH($D77, Option5!$G$110:$G$121,0)))*conv_2026*S$7","v":0},{"$f":"(INDEX(Option5!T$110:T$121, MATCH($D77, Option5!$G$110:$G$121,0)))*conv_2026*T$7","v":0},{"$f":"(INDEX(Option5!U$110:U$121, MATCH($D77, Option5!$G$110:$G$121,0)))*conv_2026*U$7","v":0},{"$f":"(INDEX(Option5!V$110:V$121, MATCH($D77, Option5!$G$110:$G$121,0)))*conv_2026*V$7","v":0},{"$f":"(INDEX(Option5!W$110:W$121, MATCH($D77, Option5!$G$110:$G$121,0)))*conv_2026*W$7","v":0},{"$f":"(INDEX(Option5!X$110:X$121, MATCH($D77, Option5!$G$110:$G$121,0)))*conv_2026*X$7","v":0},{"$f":"(INDEX(Option5!Y$110:Y$121, MATCH($D77, Option5!$G$110:$G$121,0)))*conv_2026*Y$7","v":0},{"$f":"(INDEX(Option5!Z$110:Z$121, MATCH($D77, Option5!$G$110:$G$121,0)))*conv_2026*Z$7","v":0},{"$f":"(INDEX(Option5!AA$110:AA$121, MATCH($D77, Option5!$G$110:$G$121,0)))*conv_2026*AA$7","v":0},{"$f":"(INDEX(Option5!AB$110:AB$121, MATCH($D77, Option5!$G$110:$G$121,0)))*conv_2026*AB$7","v":0},{"$f":"(INDEX(Option5!AC$110:AC$121, MATCH($D77, Option5!$G$110:$G$121,0)))*conv_2026*AC$7","v":0},{"$f":"(INDEX(Option5!AD$110:AD$121, MATCH($D77, Option5!$G$110:$G$121,0)))*conv_2026*AD$7","v":0},{"$f":"(INDEX(Option5!AE$110:AE$121, MATCH($D77, Option5!$G$110:$G$121,0)))*conv_2026*AE$7","v":0},{"$f":"(INDEX(Option5!AF$110:AF$121, MATCH($D77, Option5!$G$110:$G$121,0)))*conv_2026*AF$7","v":0},{"$f":"(INDEX(Option5!AG$110:AG$121, MATCH($D77, Option5!$G$110:$G$121,0)))*conv_2026*AG$7","v":0}]
["Option 5",{"$f":"Option5!A120","v":"sens"},{"$f":"Option5!C120","v":0},"Option 5sens",null,0,null,{"$f":"(INDEX(Option5!H$110:H$121, MATCH($D78, Option5!$G$110:$G$121,0)))*conv_2026*H$7","v":0},{"$f":"(INDEX(Option5!I$110:I$121, MATCH($D78, Option5!$G$110:$G$121,0)))*conv_2026*I$7","v":0},{"$f":"(INDEX(Option5!J$110:J$121, MATCH($D78, Option5!$G$110:$G$121,0)))*conv_2026*J$7","v":0},{"$f":"(INDEX(Option5!K$110:K$121, MATCH($D78, Option5!$G$110:$G$121,0)))*conv_2026*K$7","v":0},{"$f":"(INDEX(Option5!L$110:L$121, MATCH($D78, Option5!$G$110:$G$121,0)))*conv_2026*L$7","v":0},{"$f":"(INDEX(Option5!M$110:M$121, MATCH($D78, Option5!$G$110:$G$121,0)))*conv_2026*M$7","v":0},{"$f":"(INDEX(Option5!N$110:N$121, MATCH($D78, Option5!$G$110:$G$121,0)))*conv_2026*N$7","v":0},{"$f":"(INDEX(Option5!O$110:O$121, MATCH($D78, Option5!$G$110:$G$121,0)))*conv_2026*O$7","v":0},{"$f":"(INDEX(Option5!P$110:P$121, MATCH($D78, Option5!$G$110:$G$121,0)))*conv_2026*P$7","v":0},{"$f":"(INDEX(Option5!Q$110:Q$121, MATCH($D78, Option5!$G$110:$G$121,0)))*conv_2026*Q$7","v":0},{"$f":"(INDEX(Option5!R$110:R$121, MATCH($D78, Option5!$G$110:$G$121,0)))*conv_2026*R$7","v":0},{"$f":"(INDEX(Option5!S$110:S$121, MATCH($D78, Option5!$G$110:$G$121,0)))*conv_2026*S$7","v":0},{"$f":"(INDEX(Option5!T$110:T$121, MATCH($D78, Option5!$G$110:$G$121,0)))*conv_2026*T$7","v":0},{"$f":"(INDEX(Option5!U$110:U$121, MATCH($D78, Option5!$G$110:$G$121,0)))*conv_2026*U$7","v":0},{"$f":"(INDEX(Option5!V$110:V$121, MATCH($D78, Option5!$G$110:$G$121,0)))*conv_2026*V$7","v":0},{"$f":"(INDEX(Option5!W$110:W$121, MATCH($D78, Option5!$G$110:$G$121,0)))*conv_2026*W$7","v":0},{"$f":"(INDEX(Option5!X$110:X$121, MATCH($D78, Option5!$G$110:$G$121,0)))*conv_2026*X$7","v":0},{"$f":"(INDEX(Option5!Y$110:Y$121, MATCH($D78, Option5!$G$110:$G$121,0)))*conv_2026*Y$7","v":0},{"$f":"(INDEX(Option5!Z$110:Z$121, MATCH($D78, Option5!$G$110:$G$121,0)))*conv_2026*Z$7","v":0},{"$f":"(INDEX(Option5!AA$110:AA$121, MATCH($D78, Option5!$G$110:$G$121,0)))*conv_2026*AA$7","v":0},{"$f":"(INDEX(Option5!AB$110:AB$121, MATCH($D78, Option5!$G$110:$G$121,0)))*conv_2026*AB$7","v":0},{"$f":"(INDEX(Option5!AC$110:AC$121, MATCH($D78, Option5!$G$110:$G$121,0)))*conv_2026*AC$7","v":0},{"$f":"(INDEX(Option5!AD$110:AD$121, MATCH($D78, Option5!$G$110:$G$121,0)))*conv_2026*AD$7","v":0},{"$f":"(INDEX(Option5!AE$110:AE$121, MATCH($D78, Option5!$G$110:$G$121,0)))*conv_2026*AE$7","v":0},{"$f":"(INDEX(Option5!AF$110:AF$121, MATCH($D78, Option5!$G$110:$G$121,0)))*conv_2026*AF$7","v":0},{"$f":"(INDEX(Option5!AG$110:AG$121, MATCH($D78, Option5!$G$110:$G$121,0)))*conv_2026*AG$7","v":0}]
["Option 5",{"$f":"Option5!A121","v":"sens"},{"$f":"Option5!C121","v":0},"Option 5sens",null,0,null,{"$f":"(INDEX(Option5!H$110:H$121, MATCH($D79, Option5!$G$110:$G$121,0)))*conv_2026*H$7","v":0},{"$f":"(INDEX(Option5!I$110:I$121, MATCH($D79, Option5!$G$110:$G$121,0)))*conv_2026*I$7","v":0},{"$f":"(INDEX(Option5!J$110:J$121, MATCH($D79, Option5!$G$110:$G$121,0)))*conv_2026*J$7","v":0},{"$f":"(INDEX(Option5!K$110:K$121, MATCH($D79, Option5!$G$110:$G$121,0)))*conv_2026*K$7","v":0},{"$f":"(INDEX(Option5!L$110:L$121, MATCH($D79, Option5!$G$110:$G$121,0)))*conv_2026*L$7","v":0},{"$f":"(INDEX(Option5!M$110:M$121, MATCH($D79, Option5!$G$110:$G$121,0)))*conv_2026*M$7","v":0},{"$f":"(INDEX(Option5!N$110:N$121, MATCH($D79, Option5!$G$110:$G$121,0)))*conv_2026*N$7","v":0},{"$f":"(INDEX(Option5!O$110:O$121, MATCH($D79, Option5!$G$110:$G$121,0)))*conv_2026*O$7","v":0},{"$f":"(INDEX(Option5!P$110:P$121, MATCH($D79, Option5!$G$110:$G$121,0)))*conv_2026*P$7","v":0},{"$f":"(INDEX(Option5!Q$110:Q$121, MATCH($D79, Option5!$G$110:$G$121,0)))*conv_2026*Q$7","v":0},{"$f":"(INDEX(Option5!R$110:R$121, MATCH($D79, Option5!$G$110:$G$121,0)))*conv_2026*R$7","v":0},{"$f":"(INDEX(Option5!S$110:S$121, MATCH($D79, Option5!$G$110:$G$121,0)))*conv_2026*S$7","v":0},{"$f":"(INDEX(Option5!T$110:T$121, MATCH($D79, Option5!$G$110:$G$121,0)))*conv_2026*T$7","v":0},{"$f":"(INDEX(Option5!U$110:U$121, MATCH($D79, Option5!$G$110:$G$121,0)))*conv_2026*U$7","v":0},{"$f":"(INDEX(Option5!V$110:V$121, MATCH($D79, Option5!$G$110:$G$121,0)))*conv_2026*V$7","v":0},{"$f":"(INDEX(Option5!W$110:W$121, MATCH($D79, Option5!$G$110:$G$121,0)))*conv_2026*W$7","v":0},{"$f":"(INDEX(Option5!X$110:X$121, MATCH($D79, Option5!$G$110:$G$121,0)))*conv_2026*X$7","v":0},{"$f":"(INDEX(Option5!Y$110:Y$121, MATCH($D79, Option5!$G$110:$G$121,0)))*conv_2026*Y$7","v":0},{"$f":"(INDEX(Option5!Z$110:Z$121, MATCH($D79, Option5!$G$110:$G$121,0)))*conv_2026*Z$7","v":0},{"$f":"(INDEX(Option5!AA$110:AA$121, MATCH($D79, Option5!$G$110:$G$121,0)))*conv_2026*AA$7","v":0},{"$f":"(INDEX(Option5!AB$110:AB$121, MATCH($D79, Option5!$G$110:$G$121,0)))*conv_2026*AB$7","v":0},{"$f":"(INDEX(Option5!AC$110:AC$121, MATCH($D79, Option5!$G$110:$G$121,0)))*conv_2026*AC$7","v":0},{"$f":"(INDEX(Option5!AD$110:AD$121, MATCH($D79, Option5!$G$110:$G$121,0)))*conv_2026*AD$7","v":0},{"$f":"(INDEX(Option5!AE$110:AE$121, MATCH($D79, Option5!$G$110:$G$121,0)))*conv_2026*AE$7","v":0},{"$f":"(INDEX(Option5!AF$110:AF$121, MATCH($D79, Option5!$G$110:$G$121,0)))*conv_2026*AF$7","v":0},{"$f":"(INDEX(Option5!AG$110:AG$121, MATCH($D79, Option5!$G$110:$G$121,0)))*conv_2026*AG$7","v":0}]
[]
[]
[]
[]
["RESULTS"]
[]
[]
[]
[null,null,{"$f":"TRANSPOSE(Data!F9:F13)","v":false},false,false,true,true,null,null,null,{"$f":"AND(_xlfn.ANCHORARRAY(C88))","v":false}]
[null,null,{"$f":"TRANSPOSE(options)","v":"Option 1 (base case)"},"Option 2","Option 3","Option 4","Option 5",null,"Max",null,"Preferred"]
["NPV","None",{"$f":"IF(OR($B90=0,C$88),\"\", INDEX($F$14:$F$81, MATCH(C$89&$A90,$D$14:$D$81,0))/10^6)","v":0},4.9195940508695655,3.4999110285554313,"","",null,{"$f":"_xlfn.MAXIFS(C90:G90,_xlfn.ANCHORARRAY( C$88),FALSE)","v":4.9195940508695655},null,{"$f":"IF(OR(B90=0,$K$88),\"\", INDEX(_xlfn.ANCHORARRAY($C$89), MATCH(I90, $C90:$G90,0)))","v":"Option 2"}]
[{"$f":"\"sens\"&Assumptions!B111","v":"sens1"},{"$f":"Assumptions!C111","v":"Capex 10% higher"},0,4.8293350849806513,3.2995062535646991,"","",null,4.8293350849806513,null,"Option 2"]
[{"$f":"\"sens\"&Assumptions!B112","v":"sens2"},{"$f":"Assumptions!C112","v":"Capex 10% lower"},0,5.0098530167584769,3.7003158035461641,"","",null,5.0098530167584769,null,"Option 2"]
[{"$f":"\"sens\"&Assumptions!B113","v":"sens3"},{"$f":"Assumptions!C113","v":"Total benefits 10% higher"},0,5.5018124218454343,4.0503069064017074,"","",null,5.5018124218454343,null,"Option 2"]
[{"$f":"\"sens\"&Assumptions!B114","v":"sens4"},{"$f":"Assumptions!C114","v":"Total benefits 10% lower"},0,4.3373756798936958,2.9495151507091562,"","",null,4.3373756798936958,null,"Option 2"]
[{"$f":"\"sens\"&Assumptions!B115","v":"sens5"},{"$f":"Assumptions!C115","v":"Capex 10% higher & Total benefits 10% lower"},0,4.2471167140047825,2.749110375718423,"","",null,4.2471167140047825,null,"Option 2"]
[{"$f":"\"sens\"&Assumptions!B116","v":"sens"},{"$f":"Assumptions!C116","v":0},"","","","","",null,0,null,""]
[{"$f":"\"sens\"&Assumptions!B117","v":"sens"},{"$f":"Assumptions!C117","v":0},"","","","","",null,0,null,""]
[{"$f":"\"sens\"&Assumptions!B118","v":"sens"},{"$f":"Assumptions!C118","v":0},"","","","","",null,0,null,""]

{"sheet":"Workings_costs","index":11,"n_rows":17,"n_cols":7,"rows_kept":17,"cut":false,"hidden":false,"merged":[]}
["Powercor"]
[{"$f":"Assumptions!A2","v":"Drysdale feeder: DDL023"}]
["WORKINGS - COSTS"]
[]
[]
[null,"Option 2",{"$f":"Option2!C14","v":"DDL023 feeder exit cable upgrade"}]
[null,null,"Project components","Units","Quantity","Unit Rate ($2023)","Installed cost ($2023)"]
[null,null,"Reconductor - Cost per span - 100m per span","m",0,16340.44,{"$f":"E8*F8","v":0}]
[null,null,"New line - Cost per span - 100m per span","m",0,26919.37,0]
[null,null,"U/G cost per metre","m",130,3050.24,{"$f":"E10*F10","v":396531.19999999995}]
[null,null,"HV remote controlled switch","each",0,82000,0]
[null,null,"HV ACR","each",0,120000,0]
[null,null,"Average cost per uprate (metre)","m",8140,131.78,1072689.2]
[null,null,"Ring main unit (remote controllable)","each",0,200000,0]
[null,null,"1 phase Capactive Balancing Unit ","each",0,80000,0]
[null,null,"3 phase Capactive Balancing Unit ","each",0,73000,0]
[null,null,"Total",null,null,null,{"$f":"SUM(G8:G16)","v":1469220.4}]

{"sheet":"Misc_calcs","index":12,"n_rows":44,"n_cols":18,"rows_kept":44,"cut":false,"hidden":false,"merged":[]}
[{"$f":"bus","v":"Powercor"}]
[{"$f":"proj","v":"Drysdale feeder: DDL023"}]
[]
["ESCALATION & OTHER"]
[]
[null,"Year end",null,null,null,null,null,"2021-06-30",{"$f":"IF(EOMONTH(H6,12)>output_dollars, output_dollars, EOMONTH(H6,12))","v":"2022-06-30"},{"$f":"IF(EOMONTH(I6,12)>output_dollars, output_dollars, EOMONTH(I6,12))","v":"2023-06-30"},{"$f":"IF(EOMONTH(J6,12)>output_dollars, output_dollars, EOMONTH(J6,12))","v":"2024-06-30"},{"$f":"IF(EOMONTH(K6,12)>output_dollars, output_dollars, EOMONTH(K6,12))","v":"2025-06-30"},{"$f":"IF(EOMONTH(L6,12)>output_dollars, output_dollars, EOMONTH(L6,12))","v":"2026-06-30"}]
[]
[null,"Actual/forecast CPI (June to June)",null,null,null,null,null,0,8.6058519793459354E-3,3.4982935153583528E-2,7.8318219291014124E-2,4.0519877675840865E-2,2.4246877296105973E-2]
[]
[]
[null,"HY ending",null,null,null,null,null,{"$f":"H6","v":"2021-06-30"},{"$f":"EOMONTH(H11,6)","v":"2021-12-31"},{"$f":"EOMONTH(I11,6)","v":"2022-06-30"},{"$f":"EOMONTH(J11,6)","v":"2022-12-31"},"2023-06-30","2023-12-31","2024-06-30","2024-12-31","2025-06-30","2025-12-31",{"$f":"EOMONTH(Q11,6)","v":"2026-06-30"}]
[null,"FY ending",null,null,null,null,null,{"$f":"IF(MONTH(H11)=12, EOMONTH(H11,6), H11)","v":"2021-06-30"},"2022-06-30","2022-06-30","2023-06-30","2023-06-30","2024-06-30","2024-06-30","2025-06-30","2025-06-30","2026-06-30","2026-06-30"]
[null,"Actual/forecast CPI (June to June)",null,null,null,null,null,{"$f":"IF(output_dollars<H12,0,INDEX($H$8:$M$8,MATCH(H12,CY_years,0)))","v":0},8.6058519793459354E-3,8.6058519793459354E-3,3.4982935153583528E-2,3.4982935153583528E-2,7.8318219291014124E-2,7.8318219291014124E-2,4.0519877675840865E-2,4.0519877675840865E-2,2.4246877296105973E-2,2.4246877296105973E-2]
[]
[null,"Actual cumulative HY escalation",null,null,null,null,null,1,{"$f":"H15*(1+I$13)^0.5","v":1.0042937080253693},1.0086058519793457,1.0260961975293987,1.0438898450946641,1.0839971599793141,1.1256454388984505,1.1482244927118261,1.1712564543889838,1.1853710637938346,1.1996557659208258]
[null,"Convert from input dollars",{"$f":"input_dollars","v":"2023-12-31"},{"$f":"INDEX(hy_escalation, MATCH(C16,hy_dates,0))","v":1.0839971599793141}]
[null,"To output dollars",{"$f":"output_dollars","v":"2026-06-30"},{"$f":"INDEX(hy_escalation, MATCH(C17,hy_dates,0))","v":1.1996557659208258}]
[]
[null,"Conversion from input dollars to output dollars",null,{"$f":"D17/D16","v":1.1066964104811112}]
[]
[null,"Convert from VCR date",{"$f":"vcr_date","v":"2024-12-31"},{"$f":"INDEX(hy_escalation, MATCH(C21,hy_dates,0))","v":1.1482244927118261}]
[null,"To input dollars",{"$f":"input_dollars","v":"2023-12-31"},{"$f":"INDEX(hy_escalation, MATCH(C22,hy_dates,0))","v":1.0839971599793141}]
[null,"VCR escalation",null,{"$f":"D22/D21","v":0.94406378444268968}]
[]
[null,"Start_year",{"$f":"start","v":"2026-27"}]
[]
[]
["FIRST YEAR"]
[]
[]
[null,"Option","First year","Option included"]
[null,"Option 2",{"$f":"Option2!$G$96","v":2},{"$f":"NOT(Data!C10)","v":true}]
[null,"Option 3",{"$f":"Option3!$G$96","v":5},{"$f":"NOT(Data!C11)","v":true}]
[null,"Option 4",{"$f":"Option4!$G$96","v":"Not used"},{"$f":"NOT(Data!C12)","v":false}]
[null,"Option 5",{"$f":"Option5!$G$96","v":"Not used"},{"$f":"NOT(Data!C13)","v":false}]
[]
[]
[null,"First year",{"$f":"IF(OR(NOT(Data!$C$10:$C$13)), _xlfn.MINIFS($C$32:$C$35,$D$32:$D$35,TRUE), 0)","v":2}]
[]
[]
[]
[]
[]
[null,"!"]

{"sheet":"Data","index":13,"n_rows":113,"n_cols":20,"rows_kept":113,"cut":false,"hidden":false,"merged":[]}
[{"$f":"bus","v":"Powercor"}]
[{"$f":"proj","v":"Drysdale feeder: DDL023"}]
[]
[]
["DATA"]
[]
["Options"]
[null,null,"Not used","Text",null,"Flags for compliance project"]
["Option1","Option 1 (base case)",false,{"$f":"IF(C9, $C$8, \"\")","v":""},{"$f":"B9&\": \"&Assumptions!E14","v":"Option 1 (base case): No change to existing practices"},{"$f":"compliance","v":false}]
["Option2","Option 2",{"$f":"SUM(Option2!I$17:AB$17, Option2!I$19:AB$19)=0","v":false},{"$f":"IF(C10, $C$8, \"\")","v":""},null,{"$f":"C10","v":false}]
["Option3","Option 3",{"$f":"SUM(Option3!I$17:AB$17, Option3!I$19:AB$19)=0","v":false},{"$f":"IF(C11, $C$8, \"\")","v":""},null,{"$f":"C11","v":false}]
["Option4","Option 4",{"$f":"SUM(Option4!I$17:AB$17, Option4!I$19:AB$19)=0","v":true},{"$f":"IF(C12, $C$8, \"\")","v":"Not used"},null,{"$f":"C12","v":true}]
["Option5","Option 5",{"$f":"SUM(Option5!I$17:AB$17, Option5!I$19:AB$19)=0","v":true},{"$f":"IF(C13, $C$8, \"\")","v":"Not used"},null,{"$f":"C13","v":true}]
[]
[]
["Compliance project",null,null,"Yes",{"$f":"Assumptions!E20=Data!D16","v":false}]
[]
[]
[null,"No change to existing practices"]
[null,"Not applicable (compliance)"]
[null," "]
[]
[]
["For conditional formatting of preferred option on Summary :"]
[null,"< Enter description >"]
[]
[]
["Categories"]
[null,null,"Short categ"]
[null,"Capital expenditure",-1]
[null,"Annualised capex",-1]
[null,"Operating expenditure",-1]
[null,"Risk mitigated",1]
[null,"Other benefits value",1]
[null,"Net benefits",1]
[null,"Total risk cost",1]
[]
[]
[]
[]
["Benefits"]
[null,null,"Short categ","Flag to include","Units","Defined value"]
[1,"Unserved energy","Energy",false,"MWh",false]
[{"$f":"A43+1","v":2},"Safety","Safety",false,"$",true]
[{"$f":"A44+1","v":3},"Unplanned replacement","UnRepl",false,"$",true]
[4,"Bushfire","Fire",false,"$",true]
[5,"Reduction in CO2 emissions","Carbon",true,"MWh",false]
[6,"Reliability in worst-served areas","Other",true,"MWh",false]
[7,"Network resilience","Other",true,"MWh",false]
[8,"Enabling solar exports","Other",true,"MWh",false]
[9,"Aesthetics","Other",true,"Customers impacted",false]
[10,"Customer value of time - residential","Other",true,"Customer minutes",false]
[11,"Customer value of time - business","Other",true,"Customer minutes",false]
[12,"Communication","Other",true,"Customers impacted",false]
[13,"Information accessibility","Other",true,"Customers impacted",false]
[]
[]
["Value of benefits"]
[null,null,null,"Powercor"]
[null,"Reliability in worst-served areas","per MWh",151432.81740793545]
[null,"Network resilience","per MWh",24590]
[null,"Enabling solar exports","per MWh",88.357719508603083]
[null,"Aesthetics","per customer impacted",0]
[null,"Customer value of time - residential","per minute customer time",0.35181336539087127]
[null,"Customer value of time - business","per minute customer time",0.35181336539087127]
[null,"Communication","per customer impacted",0]
[null,"Information accessibility","per customer impacted",0]
[]
["Conversions"]
[null,"thous_conv",1000]
[null,"mill_conv",1000000]
[]
[]
["Message"]
[null,"Message","Enter asset life"]
[]
[]
["Error message",null,"Remove inputs prior to start year"]
[]
[]
[]
[]
["Disproportionate factors applied to various bushfire and other risk valuations"]
[null,"- Select -",null,null,null,0]
[null,"Harm to property from network",null,null,null,1]
[null,"Harm to property from bushfire",null,null,null,1]
[null,"Harm to environment",null,null,null,1]
[null,"Safety - Public trespass",null,null,null,1]
[null,"Safety - Single fatality or serious injury ^",null,null,null,3]
[null,"Safety from bushfire in HBRA",null,null,null,3]
[null,"Safety - Multiple fatality or serious injury ^",null,null,null,6]
[null,"Safety from bushfire (REFCL declared areas)",null,null,null,6]
[null,"Safety from bushfire (electric line construction areas)",null,null,null,10]
[]
[]
[]
[null,"Total annualised capex"]
[null,"Energy at risk value"]
[null,"Total other benefits"]
[]
[]
[]
[]
["DROPDOWN LISTS"]
[]
[null,"Business",null,null,null,"Type",null,"Include",null,"Dollar inputs - month",null,null,null,"Not used options",null,"Dollar inputs - year",null,"Compliance",null,"Capex first year"]
[null,"CitiPower","CP","CP:",null,"- Select -",null,false,null,"June",6,"CY",null,"Not used",null,2026,null,"No",null,"2026-27"]
[null,"Powercor","PA","PAL:",null,"Capex",null,true,null,"December",12,"FY",null,null,null,{"$f":"P107-1","v":2025},null,"Yes",null,"2025-26"]
[null,"United Energy","UE","UE:",null,"Opex",null,null,null,null,null,null,null,null,null,2024,null," ",null,"2024-25"]
[null,null,null,null,null,null,null,null,null,null,null,null,null,null,null,2023]
[null,null,null,null,null,null,null,null,null,null,null,null,null,null,null,2022]
[null,null,null,null,null,null,null,null,null,null,null,null,null,null,null,2021]
[null,null,null,null,null,null,null,null,null,null,null,null,null,null,null,2020]