## Cover
Powercor
Revised regulatory proposal 2026-31
Geelong feeder: GLE013
| Model number: | 3.3.07
2025-12-01
14
2025-05-12

## Summary
Powercor
Geelong feeder: GLE013
SUMMARY
RESULTS
|  |  |  | PV of costs | PV of benefits | NPV
| Option |  |  | 2026-06-30 | 2026-06-30 | 2026-06-30
| Option 1 (base case) | No change to existing practices |  | 0 | 0 | 0
| Option 2 | Split GLE013 to create a new feeder |  | -2.2566 | 1454.8502 | 1452.5936
| Option 3 | Build a new feeder from WPD zone substation |  | -4.1329 | 1454.8502 | 1450.7173
| Option 4 | 0
| Option 5 | 0
NPV
| Preferred option: |  |  | 2026-06-30
| Option 2 | Split GLE013 to create a new feeder |  | 1452.5936
PREFERRED OPTION
Preferred Option
Option 2
| Expenditure forecast | 2026-06-30 | 2026-27 | 2027-28 | 2028-29 | 2029-30 | 2030-31 |  | Total
| Capital expenditure |  | 3.9278 | 0 | 0 | 0 | 0 |  | 3.9278
| Operating expenditure |  | 0 | 0 | 0 | 0 | 0 |  | 0
CHART
| Capex and risk ($M, 2026) |  | Value of expected unserved energy ($M, 2026)
SENSITIVITIES
| Sensitivity | 2026-06-30 | Option 1 (base case) | Option 2 | Option 3 | Option 4 | Option 5 |  | Preferred option
| None |  | 0 | 1452.5936 | 1450.7173 |  |  |  | Option 2
| Capex 10% higher |  | 0 | 1452.3679 | 1450.304 |  |  |  | Option 2
| Capex 10% lower |  | 0 | 1452.8193 | 1451.1306 |  |  |  | Option 2
| Total benefits 10% higher |  | 0 | 1598.0786 | 1596.2023 |  |  |  | Option 2
| Total benefits 10% lower |  | 0 | 1307.1086 | 1305.2323 |  |  |  | Option 2
| Capex 10% higher & Total benefits 10% lower |  | 0 | 1306.8829 | 1304.819 |  |  |  | Option 2
0
| 0 | [6 empty] | 0
0
0

## Assumptions
Powercor
Geelong feeder: GLE013
Project
|  | Business: |  | Powercor
|  | Descripton: |  | Geelong feeder: GLE013
|  | Date of cost inputs: |  | December |  | 2023
|  | Option |  | Description
|  | Option 1 (base case) |  | No change to existing practices
|  | Option 2 |  | Split GLE013 to create a new feeder
|  | Option 3 |  | Build a new feeder from WPD zone substation
Option 4
Option 5
|  | Compliance project |  | No
|  | Expenditure starts |  | 2026-27 | [start]
Timing & WACC
|  | Input dollars |  |  |  | 2023-12-31 | [input_dollars]
|  | Pre-tax real WACC |  |  |  | 3.5% | [real_disc]
|  | VCR date |  |  |  | 2024-12-31 | [vcr_date]
|  | Analysis period (years) |  |  |  | 20 | [years]\
|  | Output dollars |  |  |  | 2026-06-30 | [output_dollars]
|  | Other benefits date |  |  |  | 2023-12-31 | [custval_date]
|  | Value of CO2 reductions input date |  |  |  | 2023-06-30
VCR
|  | Enter ZSS code >> | eg. AR | Geelong East |  | GLE | 43313.65 | 2024 VCR ($/MWh)
Risks
SAFETY
|  | Value of statistical life |  |  |  | 5400000 | 2023-06-30
|  | Value of injury |  |  |  | 0 | 2023-12-31
Disproportionate factors applied to various bushfire and other risk valuations
|  | Harm to property from network |  |  |  | 1
|  | Harm to property from bushfire |  |  |  | 1
|  | Harm to environment |  |  |  | 1
|  | Safety - Public trespass |  |  |  | 1
|  | Safety - Single fatality or serious injury ^ |  |  |  | 3
|  | Safety from bushfire in HBRA |  |  |  | 3
|  | Safety - Multiple fatality or serious injury ^ |  |  |  | 6
|  | Safety from bushfire (REFCL declared areas) |  |  |  | 6
|  | Safety from bushfire (electric line construction areas) |  |  |  | 10
^ Public or employee
|  | Incident type |  |  |  | Value | Probability | DF selected | Description/comment
|  | Safety (fatality) |  |  |  | 5607473.5197 | 0 | 0 | 0
|  | Safety (injury) |  |  |  | 0 | 0 | 0 | 0
UNPLANNED REPLACEMENT/REPAIR
|  | Major failure (replace) |  |  |  | 0 | 2023-12-31
|  | Minor failure (repair) |  |  |  | 0 | 2023-12-31
|  | Premium for failure |  |  |  | 20%
Other benefits
| ENVIRONMENTAL | [8 empty] | 2026-27 | 2027-28 | 2028-29 | 2029-30 | 2030-31 | 2031-32
|  | Value of CO2 reductions |  |  |  |  | 2023-06-30 | $/kWh |  | 0.02473 | 0.022341 | 0.020196 | 0.018063 | 0.015913 | 0.013715
| CUSTOMER VALUE |  |  |  |  | Value
|  | Reliability in worst-served areas |  |  |  | 151432.8174 | 2023-12-31 | per MWh
|  | Network resilience |  |  |  | 24590 | 2023-12-31 | per MWh
|  | Enabling solar exports |  |  |  | 88.3577 | 2023-12-31 | per MWh
|  | Aesthetics |  |  |  | 0 | 2023-12-31 | per customer
|  | Customer value of time - residential |  |  |  | 0.35181 | 2023-12-31 | per customer minute
|  | Customer value of time - business |  |  |  | 0.35181 | 2023-12-31 | per customer minute
|  | Communication |  |  |  | 0 | 2023-12-31 | per customer
|  | Information accessibility |  |  |  | 0 | 2023-12-31 | per customer
Sensitivities
[6 empty] | Capex | Total benefits
| 1 | Capex 10% higher |  |  |  | 10% | 0%
| 2 | Capex 10% lower |  |  |  | -10% | 0%
| 3 | Total benefits 10% higher |  |  |  | 0% | 10%
| 4 | Total benefits 10% lower |  |  |  | 0% | -10%
| 5 | Capex 10% higher & Total benefits 10% lower |  |  |  | 10% | -10%

## Option1 (base case)
Powercor
Geelong feeder: GLE013
OPTION 1 (base case)
Count |  |  |  |  | 0 | 1 | 2 | 3 | 4 | 5 | 6 | 7 | 8 | 9 | 10 | 11 | 12 | 13 | 14 | 15 | 16 | 17 | 18 | 19 | 20 | 21 | 22 | 23 | 24 | 25
Value of CO2 reductions |  |  |  | $/MWh |  | 24.7305 | 22.3407 | 20.1963 | 18.0629 | 15.9134 | 13.7151 | 13.7151 | 13.7151 | 13.7151 | 13.7151 | 13.7151 | 13.7151 | 13.7151 | 13.7151 | 13.7151 | 13.7151 | 13.7151 | 13.7151 | 13.7151 | 13.7151 | 13.7151 | 13.7151 | 13.7151 | 13.7151 | 13.7151
|  |  |  | Units | 2026-06-30 | 2026-27 | 2027-28 | 2028-29 | 2029-30 | 2030-31 | 2031-32 | 2032-33 | 2033-34 | 2034-35 | 2035-36 | 2036-37 | 2037-38 | 2038-39 | 2039-40 | 2040-41 | 2041-42 | 2042-43 | 2043-44 | 2044-45 | 2045-46 | 2046-47 | 2047-48 | 2048-49 | 2049-50 | 2050-51
INVESTMENT & OPERATING COST
| Capex |  | Asset life (yrs)
| < Enter description > |  | 0 | 2023-12-31 |  | 0 | 0 | 0 | 0 | 0 | 0 | 0 | 0 | 0 | 0 | 0 | 0 | 0 | 0 | 0 | 0 | 0 | 0 | 0 | 0 | 0 | 0 | 0 | 0 | 0
| < Enter description > |  | 0 | 2023-12-31 |  | 0 | 0 | 0 | 0 | 0 | 0 | 0 | 0 | 0 | 0 | 0 | 0 | 0 | 0 | 0 | 0 | 0 | 0 | 0 | 0 | 0 | 0 | 0 | 0 | 0
| < Enter description > |  | 0 | 2023-12-31 |  | 0 | 0 | 0 | 0 | 0 | 0 | 0 | 0 | 0 | 0 | 0 | 0 | 0 | 0 | 0 | 0 | 0 | 0 | 0 | 0 | 0 | 0 | 0 | 0 | 0
| Capital expenditure |  |  | 2023-12-31 |  | 0 | 0 | 0 | 0 | 0 | 0 | 0 | 0 | 0 | 0 | 0 | 0 | 0 | 0 | 0 | 0 | 0 | 0 | 0 | 0 | 0 | 0 | 0 | 0 | 0
| Operating expenditure |  |  | 2023-12-31 |  | 0 | 0 | 0 | 0 | 0 | 0 | 0 | 0 | 0 | 0 | 0 | 0 | 0 | 0 | 0 | 0 | 0 | 0 | 0 | 0 | 0 | 0 | 0 | 0 | 0
RISK ASSUMPTIONS
| PoF (major) |  |  |  |  | 0 | 0 | 0 | 0 | 0 | 0 | 0 | 0 | 0 | 0 | 0 | 0 | 0 | 0 | 0 | 0 | 0 | 0 | 0 | 0 | 0 | 0 | 0 | 0 | 0
| PoF (reparable) |  |  |  |  | 0 | 0 | 0 | 0 | 0 | 0 | 0 | 0 | 0 | 0 | 0 | 0 | 0 | 0 | 0 | 0 | 0 | 0 | 0 | 0 | 0 | 0 | 0 | 0 | 0
| Energy at risk 10% PoE |  | 30% | MWh |  | 106.5945 | 312.3335 | 692.6992 | 1234.0245 | 1993.9138 | 3049.9074 | 4335.8392 | 5669.6849 | 7012.0327 | 7012.0327 | 7012.0327 | 7012.0327 | 7012.0327 | 7012.0327 | 7012.0327 | 7012.0327 | 7012.0327 | 7012.0327 | 7012.0327 | 7012.0327 | 7012.0327 | 7012.0327 | 7012.0327 | 7012.0327 | 7012.0327
| Energy at risk 50% PoE |  | 70% | MWh |  | 0.97733 | 6.2108 | 26.4696 | 90.9797 | 241.1833 | 523.7919 | 942.3946 | 1440.1753 | 1993.371 | 1993.371 | 1993.371 | 1993.371 | 1993.371 | 1993.371 | 1993.371 | 1993.371 | 1993.371 | 1993.371 | 1993.371 | 1993.371 | 1993.371 | 1993.371 | 1993.371 | 1993.371 | 1993.371
| Energy at risk (weighted) |  |  | MWh |  | 32.6625 | 98.0476 | 226.3385 | 433.8932 | 767.0025 | 1281.6266 | 1960.428 | 2709.0282 | 3498.9695 | 3498.9695 | 3498.9695 | 3498.9695 | 3498.9695 | 3498.9695 | 3498.9695 | 3498.9695 | 3498.9695 | 3498.9695 | 3498.9695 | 3498.9695 | 3498.9695 | 3498.9695 | 3498.9695 | 3498.9695 | 3498.9695
| Energy at risk value | $/MWh | 40890.8484 | 2023-12-31 |  | 1335596.5681 | 4009251.5388 | 9255173.0929 | 17742259.3381 | 31363381.2778 | 52406797.9902 | 80163562.0582 | 110774461.5711 | 143075831.7949 | 143075831.7949 | 143075831.7949 | 143075831.7949 | 143075831.7949 | 143075831.7949 | 143075831.7949 | 143075831.7949 | 143075831.7949 | 143075831.7949 | 143075831.7949 | 143075831.7949 | 143075831.7949 | 143075831.7949 | 143075831.7949 | 143075831.7949 | 143075831.7949
| Safety consequence | (after DF) |  | 2023-12-31 |  | 0 | 0 | 0 | 0 | 0 | 0 | 0 | 0 | 0 | 0 | 0 | 0 | 0 | 0 | 0 | 0 | 0 | 0 | 0 | 0 | 0 | 0 | 0 | 0 | 0
| Unplanned replacements |  |  | 2023-12-31 |  | 0 | 0 | 0 | 0 | 0 | 0 | 0 | 0 | 0 | 0 | 0 | 0 | 0 | 0 | 0 | 0 | 0 | 0 | 0 | 0 | 0 | 0 | 0 | 0 | 0
| Environmental consequence | (after DF) |  | 2023-12-31 |  | 0 | 0 | 0 | 0 | 0 | 0 | 0 | 0 | 0 | 0 | 0 | 0 | 0 | 0 | 0 | 0 | 0 | 0 | 0 | 0 | 0 | 0 | 0 | 0 | 0
| < Other risk - enter description > |  |  | 2023-12-31 |  | 0 | 0 | 0 | 0 | 0 | 0 | 0 | 0 | 0 | 0 | 0 | 0 | 0 | 0 | 0 | 0 | 0 | 0 | 0 | 0 | 0 | 0 | 0 | 0 | 0
| < Other risk - enter description > |  |  | 2023-12-31 |  | 0 | 0 | 0 | 0 | 0 | 0 | 0 | 0 | 0 | 0 | 0 | 0 | 0 | 0 | 0 | 0 | 0 | 0 | 0 | 0 | 0 | 0 | 0 | 0 | 0
| Total risk cost |  |  |  |  | 1335596.5681 | 4009251.5388 | 9255173.0929 | 17742259.3381 | 31363381.2778 | 52406797.9902 | 80163562.0582 | 110774461.5711 | 143075831.7949 | 143075831.7949 | 143075831.7949 | 143075831.7949 | 143075831.7949 | 143075831.7949 | 143075831.7949 | 143075831.7949 | 143075831.7949 | 143075831.7949 | 143075831.7949 | 143075831.7949 | 143075831.7949 | 143075831.7949 | 143075831.7949 | 143075831.7949 | 143075831.7949
OTHER BENEFITS
| Reduction in CO2 emissions |  |  | MWh |  | 0 | 0 | 0 | 0 | 0 | 0 | 0 | 0 | 0 | 0 | 0 | 0 | 0 | 0 | 0 | 0 | 0 | 0 | 0 | 0 | 0 | 0 | 0 | 0 | 0
| Value of reduction in CO2 emissions |  |  | $ |  | 0 | 0 | 0 | 0 | 0 | 0 | 0 | 0 | 0 | 0 | 0 | 0 | 0 | 0 | 0 | 0 | 0 | 0 | 0 | 0 | 0 | 0 | 0 | 0 | 0
| Reliability in worst-served areas | $/MWh | 151432.8174 | MWh |  | 0 | 0 | 0 | 0 | 0 | 0 | 0 | 0 | 0 | 0 | 0 | 0 | 0 | 0 | 0 | 0 | 0 | 0 | 0 | 0 | 0 | 0 | 0 | 0 | 0
| Network resilience | $/MWh | 24590 | MWh |  | 0 | 0 | 0 | 0 | 0 | 0 | 0 | 0 | 0 | 0 | 0 | 0 | 0 | 0 | 0 | 0 | 0 | 0 | 0 | 0 | 0 | 0 | 0 | 0 | 0
| Enabling solar exports | $/MWh | 88.3577 | MWh |  | 0 | 0 | 0 | 0 | 0 | 0 | 0 | 0 | 0 | 0 | 0 | 0 | 0 | 0 | 0 | 0 | 0 | 0 | 0 | 0 | 0 | 0 | 0 | 0 | 0
| Aesthetics | $/customer | 0 | customers |  | 0 | 0 | 0 | 0 | 0 | 0 | 0 | 0 | 0 | 0 | 0 | 0 | 0 | 0 | 0 | 0 | 0 | 0 | 0 | 0 | 0 | 0 | 0 | 0 | 0
| Customer value of time (res) | $/customer min | 0.35181 | mins |  | 0 | 0 | 0 | 0 | 0 | 0 | 0 | 0 | 0 | 0 | 0 | 0 | 0 | 0 | 0 | 0 | 0 | 0 | 0 | 0 | 0 | 0 | 0 | 0 | 0
| Customer value of time (bus) | $/customer min | 0.35181 | mins |  | 0 | 0 | 0 | 0 | 0 | 0 | 0 | 0 | 0 | 0 | 0 | 0 | 0 | 0 | 0 | 0 | 0 | 0 | 0 | 0 | 0 | 0 | 0 | 0 | 0
| Communication | $/customer | 0 | customers |  | 0 | 0 | 0 | 0 | 0 | 0 | 0 | 0 | 0 | 0 | 0 | 0 | 0 | 0 | 0 | 0 | 0 | 0 | 0 | 0 | 0 | 0 | 0 | 0 | 0
| Information accessibility | $/customer | 0 | customers |  | 0 | 0 | 0 | 0 | 0 | 0 | 0 | 0 | 0 | 0 | 0 | 0 | 0 | 0 | 0 | 0 | 0 | 0 | 0 | 0 | 0 | 0 | 0 | 0 | 0
| Other benefits 1 |  |  | 2023-12-31 |  | 0 | 0 | 0 | 0 | 0 | 0 | 0 | 0 | 0 | 0 | 0 | 0 | 0 | 0 | 0 | 0 | 0 | 0 | 0 | 0 | 0 | 0 | 0 | 0 | 0
| Other benefits 2 |  |  | 2023-12-31 |  | 0 | 0 | 0 | 0 | 0 | 0 | 0 | 0 | 0 | 0 | 0 | 0 | 0 | 0 | 0 | 0 | 0 | 0 | 0 | 0 | 0 | 0 | 0 | 0 | 0
| Total other benefits |  |  | 2023-12-31 |  | 0 | 0 | 0 | 0 | 0 | 0 | 0 | 0 | 0 | 0 | 0 | 0 | 0 | 0 | 0 | 0 | 0 | 0 | 0 | 0 | 0 | 0 | 0 | 0 | 0
SUMMARY
| Risks mitigated vs base case |  |  | 2023-12-31
Capital expenditure
| < Enter description > |  |  | 2023-12-31 |  | 0 | 0 | 0 | 0 | 0 | 0 | 0 | 0 | 0 | 0 | 0 | 0 | 0 | 0 | 0 | 0 | 0 | 0 | 0 | 0 | 0 | 0 | 0 | 0 | 0
| < Enter description > |  |  | 2023-12-31 |  | 0 | 0 | 0 | 0 | 0 | 0 | 0 | 0 | 0 | 0 | 0 | 0 | 0 | 0 | 0 | 0 | 0 | 0 | 0 | 0 | 0 | 0 | 0 | 0 | 0
| < Enter description > |  |  | 2023-12-31 |  | 0 | 0 | 0 | 0 | 0 | 0 | 0 | 0 | 0 | 0 | 0 | 0 | 0 | 0 | 0 | 0 | 0 | 0 | 0 | 0 | 0 | 0 | 0 | 0 | 0
Cumulative capex
| < Enter description > |  |  | 2023-12-31 |  | 0 | 0 | 0 | 0 | 0 | 0 | 0 | 0 | 0 | 0 | 0 | 0 | 0 | 0 | 0 | 0 | 0 | 0 | 0 | 0 | 0 | 0 | 0 | 0 | 0
| < Enter description > |  |  | 2023-12-31 |  | 0 | 0 | 0 | 0 | 0 | 0 | 0 | 0 | 0 | 0 | 0 | 0 | 0 | 0 | 0 | 0 | 0 | 0 | 0 | 0 | 0 | 0 | 0 | 0 | 0
| < Enter description > |  |  | 2023-12-31 |  | 0 | 0 | 0 | 0 | 0 | 0 | 0 | 0 | 0 | 0 | 0 | 0 | 0 | 0 | 0 | 0 | 0 | 0 | 0 | 0 | 0 | 0 | 0 | 0 | 0
Annualised capex
| Annualised capex - < Enter description > |  |  | 2023-12-31 |  | 0 | 0 | 0 | 0 | 0 | 0 | 0 | 0 | 0 | 0 | 0 | 0 | 0 | 0 | 0 | 0 | 0 | 0 | 0 | 0 | 0 | 0 | 0 | 0 | 0
| Annualised capex - < Enter description > |  |  | 2023-12-31 |  | 0 | 0 | 0 | 0 | 0 | 0 | 0 | 0 | 0 | 0 | 0 | 0 | 0 | 0 | 0 | 0 | 0 | 0 | 0 | 0 | 0 | 0 | 0 | 0 | 0
| Annualised capex - < Enter description > |  |  | 2023-12-31 |  | 0 | 0 | 0 | 0 | 0 | 0 | 0 | 0 | 0 | 0 | 0 | 0 | 0 | 0 | 0 | 0 | 0 | 0 | 0 | 0 | 0 | 0 | 0 | 0 | 0
| Total annualised capex |  |  | 2023-12-31 |  | 0 | 0 | 0 | 0 | 0 | 0 | 0 | 0 | 0 | 0 | 0 | 0 | 0 | 0 | 0 | 0 | 0 | 0 | 0 | 0 | 0 | 0 | 0 | 0 | 0
| Annualised capex |  |  | 2023-12-31 |  | 0 | 0 | 0 | 0 | 0 | 0 | 0 | 0 | 0 | 0 | 0 | 0 | 0 | 0 | 0 | 0 | 0 | 0 | 0 | 0 | 0 | 0 | 0 | 0 | 0
| Operating expenditure |  |  | 2023-12-31 |  | 0 | 0 | 0 | 0 | 0 | 0 | 0 | 0 | 0 | 0 | 0 | 0 | 0 | 0 | 0 | 0 | 0 | 0 | 0 | 0 | 0 | 0 | 0 | 0 | 0
| Risk mitigated |  |  | 2023-12-31 |  | 0 | 0 | 0 | 0 | 0 | 0 | 0 | 0 | 0 | 0 | 0 | 0 | 0 | 0 | 0 | 0 | 0 | 0 | 0 | 0 | 0 | 0 | 0 | 0 | 0
| Other benefits value |  |  | 2023-12-31 |  | 0 | 0 | 0 | 0 | 0 | 0 | 0 | 0 | 0 | 0 | 0 | 0 | 0 | 0 | 0 | 0 | 0 | 0 | 0 | 0 | 0 | 0 | 0 | 0 | 0
| Net benefits |  |  | 2023-12-31 |  | 0 | 0 | 0 | 0 | 0 | 0 | 0 | 0 | 0 | 0 | 0 | 0 | 0 | 0 | 0 | 0 | 0 | 0 | 0 | 0 | 0 | 0 | 0 | 0 | 0
SENSITIVITIES
NPV | Net benefits |  |  | Option 1 (Base Case)NPV |  | 0 | 0 | 0 | 0 | 0 | 0 | 0 | 0 | 0 | 0 | 0 | 0 | 0 | 0 | 0 | 0 | 0 | 0 | 0 | 0 | 0 | 0 | 0 | 0 | 0
| Total annualised capex |  |  |  |  | 0 | 0 | 0 | 0 | 0 | 0 | 0 | 0 | 0 | 0 | 0 | 0 | 0 | 0 | 0 | 0 | 0 | 0 | 0 | 0 | 0 | 0 | 0 | 0 | 0
| Total benefits |  |  |  |  | 0 | 0 | 0 | 0 | 0 | 0 | 0 | 0 | 0 | 0 | 0 | 0 | 0 | 0 | 0 | 0 | 0 | 0 | 0 | 0 | 0 | 0 | 0 | 0 | 0
|  | Capex | Total benefits
sens1 | Capex 10% higher | 10% | 0% | Option 1 (Base Case)sens1 |  | 0 | 0 | 0 | 0 | 0 | 0 | 0 | 0 | 0 | 0 | 0 | 0 | 0 | 0 | 0 | 0 | 0 | 0 | 0 | 0 | 0 | 0 | 0 | 0 | 0
sens2 | Capex 10% lower | -10% | 0% | Option 1 (Base Case)sens2 |  | 0 | 0 | 0 | 0 | 0 | 0 | 0 | 0 | 0 | 0 | 0 | 0 | 0 | 0 | 0 | 0 | 0 | 0 | 0 | 0 | 0 | 0 | 0 | 0 | 0
sens3 | Total benefits 10% higher | 0% | 10% | Option 1 (Base Case)sens3 |  | 0 | 0 | 0 | 0 | 0 | 0 | 0 | 0 | 0 | 0 | 0 | 0 | 0 | 0 | 0 | 0 | 0 | 0 | 0 | 0 | 0 | 0 | 0 | 0 | 0
sens4 | Total benefits 10% lower | 0% | -10% | Option 1 (Base Case)sens4 |  | 0 | 0 | 0 | 0 | 0 | 0 | 0 | 0 | 0 | 0 | 0 | 0 | 0 | 0 | 0 | 0 | 0 | 0 | 0 | 0 | 0 | 0 | 0 | 0 | 0
sens5 | Capex 10% higher & Total benefits 10% lower | 10% | -10% | Option 1 (Base Case)sens5 |  | 0 | 0 | 0 | 0 | 0 | 0 | 0 | 0 | 0 | 0 | 0 | 0 | 0 | 0 | 0 | 0 | 0 | 0 | 0 | 0 | 0 | 0 | 0 | 0 | 0
sens | 0 | 0% | 0% | Option 1 (Base Case)sens |  | 0 | 0 | 0 | 0 | 0 | 0 | 0 | 0 | 0 | 0 | 0 | 0 | 0 | 0 | 0 | 0 | 0 | 0 | 0 | 0 | 0 | 0 | 0 | 0 | 0
sens | 0 | 0% | 0% | Option 1 (Base Case)sens |  | 0 | 0 | 0 | 0 | 0 | 0 | 0 | 0 | 0 | 0 | 0 | 0 | 0 | 0 | 0 | 0 | 0 | 0 | 0 | 0 | 0 | 0 | 0 | 0 | 0
sens | 0 | 0% | 0% | Option 1 (Base Case)sens |  | 0 | 0 | 0 | 0 | 0 | 0 | 0 | 0 | 0 | 0 | 0 | 0 | 0 | 0 | 0 | 0 | 0 | 0 | 0 | 0 | 0 | 0 | 0 | 0 | 0

## Option2
Powercor
Geelong feeder: GLE013
OPTION 2 | Split GLE013 to create a new feeder
Count |  |  |  |  | 1 | 2 | 3 | 4 | 5 | 6 | 7 | 8 | 9 | 10 | 11 | 12 | 13 | 14 | 15 | 16 | 17 | 18 | 19 | 20 | 21 | 22 | 23 | 24 | 25
Value of CO2 reductions |  |  |  | $/MWh | 24.7305 | 22.3407 | 20.1963 | 18.0629 | 15.9134 | 13.7151 | 13.7151 | 13.7151 | 13.7151 | 13.7151 | 13.7151 | 13.7151 | 13.7151 | 13.7151 | 13.7151 | 13.7151 | 13.7151 | 13.7151 | 13.7151 | 13.7151 | 13.7151 | 13.7151 | 13.7151 | 13.7151 | 13.7151
[5 empty] | 2027 | 2028 | 2029 | 2030 | 2031 | 2032 | 2033 | 2034 | 2035 | 2036 | 2037 | 2038 | 2039 | 2040 | 2041 | 2042 | 2043 | 2044 | 2045 | 2046 | 2047 | 2048 | 2049 | 2050 | 2051
|  |  |  | Units | 2026-27 | 2027-28 | 2028-29 | 2029-30 | 2030-31 | 2031-32 | 2032-33 | 2033-34 | 2034-35 | 2035-36 | 2036-37 | 2037-38 | 2038-39 | 2039-40 | 2040-41 | 2041-42 | 2042-43 | 2043-44 | 2044-45 | 2045-46 | 2046-47 | 2047-48 | 2048-49 | 2049-50 | 2050-51
INVESTMENT & OPERATING COST
| Capex |  | Asset life (yrs)
| Split GLE013 to create a new feeder |  | 50 | 2023-12-31 | 3549091.0538 | 0 | 0 | 0 | 0 | 0 | 0 | 0 | 0 | 0 | 0 | 0 | 0 | 0 | 0 | 0 | 0 | 0 | 0 | 0 | 0 | 0 | 0 | 0 | 0
|  |  | 0 | 2023-12-31 | 0 | 0 | 0 | 0 | 0 | 0 | 0 | 0 | 0 | 0 | 0 | 0 | 0 | 0 | 0 | 0 | 0 | 0 | 0 | 0 | 0 | 0 | 0 | 0 | 0
|  |  | 0 | 2023-12-31 | 0 | 0 | 0 | 0 | 0 | 0 | 0 | 0 | 0 | 0 | 0 | 0 | 0 | 0 | 0 | 0 | 0 | 0 | 0 | 0 | 0 | 0 | 0 | 0 | 0
| Capital expenditure |  |  | 2023-12-31 | 3549091.0538 | 0 | 0 | 0 | 0 | 0 | 0 | 0 | 0 | 0 | 0 | 0 | 0 | 0 | 0 | 0 | 0 | 0 | 0 | 0 | 0 | 0 | 0 | 0 | 0
| Operating expenditure |  |  | 2023-12-31 | 0 | 0 | 0 | 0 | 0 | 0 | 0 | 0 | 0 | 0 | 0 | 0 | 0 | 0 | 0 | 0 | 0 | 0 | 0 | 0 | 0 | 0 | 0 | 0 | 0
RISK ASSUMPTIONS
| PoF (major) |  |  |  | 0 | 0 | 0 | 0 | 0 | 0 | 0 | 0 | 0 | 0 | 0 | 0 | 0 | 0 | 0 | 0 | 0 | 0 | 0 | 0 | 0 | 0 | 0 | 0 | 0
| PoF (reparable) |  |  |  | 0 | 0 | 0 | 0 | 0 | 0 | 0 | 0 | 0 | 0 | 0 | 0 | 0 | 0 | 0 | 0 | 0 | 0 | 0 | 0 | 0 | 0 | 0 | 0 | 0
| Const end date |  | 2027
| Energy at risk 10% PoE |  | 30% | MWh | 106.5945 | 0 | 0 | 0 | 0 | 0 | 0 | 2.2368 | 16.516 | 16.516 | 16.516 | 16.516 | 16.516 | 16.516 | 16.516 | 16.516 | 16.516 | 16.516 | 16.516 | 16.516 | 16.516 | 16.516 | 16.516 | 16.516 | 16.516
| Energy at risk 50% PoE |  | 70% | MWh | 0.97733 | 0 | 0 | 0 | 0 | 0 | 0 | 0 | 0 | 0 | 0 | 0 | 0 | 0 | 0 | 0 | 0 | 0 | 0 | 0 | 0 | 0 | 0 | 0 | 0
| Energy at risk (weighted) |  |  | MWh | 32.6625 | 0 | 0 | 0 | 0 | 0 | 0 | 0.67104 | 4.9548 | 4.9548 | 4.9548 | 4.9548 | 4.9548 | 4.9548 | 4.9548 | 4.9548 | 4.9548 | 4.9548 | 4.9548 | 4.9548 | 4.9548 | 4.9548 | 4.9548 | 4.9548 | 4.9548
| Energy at risk value | $/MWh | 40890.8484 | 2023-12-31 | 1335596.5681 | 0 | 0 | 0 | 0 | 0 | 0 | 27439.272 | 202606.1332 | 202606.1332 | 202606.1332 | 202606.1332 | 202606.1332 | 202606.1332 | 202606.1332 | 202606.1332 | 202606.1332 | 202606.1332 | 202606.1332 | 202606.1332 | 202606.1332 | 202606.1332 | 202606.1332 | 202606.1332 | 202606.1332
| Safety consequence | (after DF) |  | 2023-12-31 | 0 | 0 | 0 | 0 | 0 | 0 | 0 | 0 | 0 | 0 | 0 | 0 | 0 | 0 | 0 | 0 | 0 | 0 | 0 | 0 | 0 | 0 | 0 | 0 | 0
| Unplanned replacements |  |  | 2023-12-31 | 0 | 0 | 0 | 0 | 0 | 0 | 0 | 0 | 0 | 0 | 0 | 0 | 0 | 0 | 0 | 0 | 0 | 0 | 0 | 0 | 0 | 0 | 0 | 0 | 0
| Environmental consequence | (after DF) |  | 2023-12-31 | 0 | 0 | 0 | 0 | 0 | 0 | 0 | 0 | 0 | 0 | 0 | 0 | 0 | 0 | 0 | 0 | 0 | 0 | 0 | 0 | 0 | 0 | 0 | 0 | 0
| < Other risk - enter description > |  |  | 2023-12-31 | 0 | 0 | 0 | 0 | 0 | 0 | 0 | 0 | 0 | 0 | 0 | 0 | 0 | 0 | 0 | 0 | 0 | 0 | 0 | 0 | 0 | 0 | 0 | 0 | 0
| < Other risk - enter description > |  |  | 2023-12-31 | 0 | 0 | 0 | 0 | 0 | 0 | 0 | 0 | 0 | 0 | 0 | 0 | 0 | 0 | 0 | 0 | 0 | 0 | 0 | 0 | 0 | 0 | 0 | 0 | 0
| Total risk cost |  |  |  | 1335596.5681 | 0 | 0 | 0 | 0 | 0 | 0 | 27439.272 | 202606.1332 | 202606.1332 | 202606.1332 | 202606.1332 | 202606.1332 | 202606.1332 | 202606.1332 | 202606.1332 | 202606.1332 | 202606.1332 | 202606.1332 | 202606.1332 | 202606.1332 | 202606.1332 | 202606.1332 | 202606.1332 | 202606.1332
OTHER BENEFITS
| Reduction in CO2 emissions |  |  | MWh | 0 | 0 | 0 | 0 | 0 | 0 | 0 | 0 | 0 | 0 | 0 | 0 | 0 | 0 | 0 | 0 | 0 | 0 | 0 | 0 | 0 | 0 | 0 | 0 | 0
| Value of reduction in CO2 emissions |  |  | $ | 0 | 0 | 0 | 0 | 0 | 0 | 0 | 0 | 0 | 0 | 0 | 0 | 0 | 0 | 0 | 0 | 0 | 0 | 0 | 0 | 0 | 0 | 0 | 0 | 0
| Reliability in worst-served areas | $/MWh | 151432.8174 | MWh | 0 | 0 | 0 | 0 | 0 | 0 | 0 | 0 | 0 | 0 | 0 | 0 | 0 | 0 | 0 | 0 | 0 | 0 | 0 | 0 | 0 | 0 | 0 | 0 | 0
| Network resilience | $/MWh | 24590 | MWh | 0 | 0 | 0 | 0 | 0 | 0 | 0 | 0 | 0 | 0 | 0 | 0 | 0 | 0 | 0 | 0 | 0 | 0 | 0 | 0 | 0 | 0 | 0 | 0 | 0
| Enabling solar exports | $/MWh | 88.3577 | MWh | 0 | 0 | 0 | 0 | 0 | 0 | 0 | 0 | 0 | 0 | 0 | 0 | 0 | 0 | 0 | 0 | 0 | 0 | 0 | 0 | 0 | 0 | 0 | 0 | 0
| Aesthetics | $/customer | 0 | customers | 0 | 0 | 0 | 0 | 0 | 0 | 0 | 0 | 0 | 0 | 0 | 0 | 0 | 0 | 0 | 0 | 0 | 0 | 0 | 0 | 0 | 0 | 0 | 0 | 0
| Customer value of time - residential | $/customer min | 0.35181 | mins | 0 | 0 | 0 | 0 | 0 | 0 | 0 | 0 | 0 | 0 | 0 | 0 | 0 | 0 | 0 | 0 | 0 | 0 | 0 | 0 | 0 | 0 | 0 | 0 | 0
| Customer value of time - business | $/customer min | 0.35181 | mins | 0 | 0 | 0 | 0 | 0 | 0 | 0 | 0 | 0 | 0 | 0 | 0 | 0 | 0 | 0 | 0 | 0 | 0 | 0 | 0 | 0 | 0 | 0 | 0 | 0
| Communication | $/customer | 0 | customers | 0 | 0 | 0 | 0 | 0 | 0 | 0 | 0 | 0 | 0 | 0 | 0 | 0 | 0 | 0 | 0 | 0 | 0 | 0 | 0 | 0 | 0 | 0 | 0 | 0
| Information accessibility | $/customer | 0 | customers | 0 | 0 | 0 | 0 | 0 | 0 | 0 | 0 | 0 | 0 | 0 | 0 | 0 | 0 | 0 | 0 | 0 | 0 | 0 | 0 | 0 | 0 | 0 | 0 | 0
| Other benefits 1 |  |  | 2023-12-31 | 0 | 0 | 0 | 0 | 0 | 0 | 0 | 0 | 0 | 0 | 0 | 0 | 0 | 0 | 0 | 0 | 0 | 0 | 0 | 0 | 0 | 0 | 0 | 0 | 0
| Other benefits 2 |  |  | 2023-12-31 | 0 | 0 | 0 | 0 | 0 | 0 | 0 | 0 | 0 | 0 | 0 | 0 | 0 | 0 | 0 | 0 | 0 | 0 | 0 | 0 | 0 | 0 | 0 | 0 | 0
| Total other benefits |  |  | 2023-12-31 | 0 | 0 | 0 | 0 | 0 | 0 | 0 | 0 | 0 | 0 | 0 | 0 | 0 | 0 | 0 | 0 | 0 | 0 | 0 | 0 | 0 | 0 | 0 | 0 | 0
SUMMARY
| Risks mitigated vs base case |  |  | 2023-12-31 | 0 | 4009251.5388 | 9255173.0929 | 17742259.3381 | 31363381.2778 | 52406797.9902 | 80163562.0582 | 110747022.2991 | 142873225.6617 | 142873225.6617 | 142873225.6617 | 142873225.6617 | 142873225.6617 | 142873225.6617 | 142873225.6617 | 142873225.6617 | 142873225.6617 | 142873225.6617 | 142873225.6617 | 142873225.6617 | 142873225.6617 | 142873225.6617 | 142873225.6617 | 142873225.6617 | 142873225.6617
Capital expenditure
| Split GLE013 to create a new feeder |  |  | 2023-12-31 | -3549091.0538 | 0 | 0 | 0 | 0 | 0 | 0 | 0 | 0 | 0 | 0 | 0 | 0 | 0 | 0 | 0 | 0 | 0 | 0 | 0 | 0 | 0 | 0 | 0 | 0
| 0 |  |  | 2023-12-31 | 0 | 0 | 0 | 0 | 0 | 0 | 0 | 0 | 0 | 0 | 0 | 0 | 0 | 0 | 0 | 0 | 0 | 0 | 0 | 0 | 0 | 0 | 0 | 0 | 0
| 0 |  |  | 2023-12-31 | 0 | 0 | 0 | 0 | 0 | 0 | 0 | 0 | 0 | 0 | 0 | 0 | 0 | 0 | 0 | 0 | 0 | 0 | 0 | 0 | 0 | 0 | 0 | 0 | 0
Cumulative capex
| Split GLE013 to create a new feeder |  |  | 2023-12-31 | -3549091.0538 | -3549091.0538 | -3549091.0538 | -3549091.0538 | -3549091.0538 | -3549091.0538 | -3549091.0538 | -3549091.0538 | -3549091.0538 | -3549091.0538 | -3549091.0538 | -3549091.0538 | -3549091.0538 | -3549091.0538 | -3549091.0538 | -3549091.0538 | -3549091.0538 | -3549091.0538 | -3549091.0538 | -3549091.0538 | -3549091.0538 | -3549091.0538 | -3549091.0538 | -3549091.0538 | -3549091.0538
| 0 |  |  | 2023-12-31 | 0 | 0 | 0 | 0 | 0 | 0 | 0 | 0 | 0 | 0 | 0 | 0 | 0 | 0 | 0 | 0 | 0 | 0 | 0 | 0 | 0 | 0 | 0 | 0 | 0
| 0 |  |  | 2023-12-31 | 0 | 0 | 0 | 0 | 0 | 0 | 0 | 0 | 0 | 0 | 0 | 0 | 0 | 0 | 0 | 0 | 0 | 0 | 0 | 0 | 0 | 0 | 0 | 0 | 0
Annualised capex
| Annualised capex - Split GLE013 to create a new feeder |  |  | 2023-12-31 | 0 | -151310.9172 | -151310.9172 | -151310.9172 | -151310.9172 | -151310.9172 | -151310.9172 | -151310.9172 | -151310.9172 | -151310.9172 | -151310.9172 | -151310.9172 | -151310.9172 | -151310.9172 | -151310.9172 | -151310.9172 | -151310.9172 | -151310.9172 | -151310.9172 | -151310.9172 | -151310.9172 | -151310.9172 | -151310.9172 | -151310.9172 | -151310.9172
| Annualised capex - |  |  | 2023-12-31 | 0 | 0 | 0 | 0 | 0 | 0 | 0 | 0 | 0 | 0 | 0 | 0 | 0 | 0 | 0 | 0 | 0 | 0 | 0 | 0 | 0 | 0 | 0 | 0 | 0
| Annualised capex - |  |  | 2023-12-31 | 0 | 0 | 0 | 0 | 0 | 0 | 0 | 0 | 0 | 0 | 0 | 0 | 0 | 0 | 0 | 0 | 0 | 0 | 0 | 0 | 0 | 0 | 0 | 0 | 0
| Total annualised capex |  |  | 2023-12-31 | 0 | -151310.9172 | -151310.9172 | -151310.9172 | -151310.9172 | -151310.9172 | -151310.9172 | -151310.9172 | -151310.9172 | -151310.9172 | -151310.9172 | -151310.9172 | -151310.9172 | -151310.9172 | -151310.9172 | -151310.9172 | -151310.9172 | -151310.9172 | -151310.9172 | -151310.9172 | -151310.9172 | -151310.9172 | -151310.9172 | -151310.9172 | -151310.9172
| Annualised capex |  |  | 2023-12-31 | 0 | -151310.9172 | -151310.9172 | -151310.9172 | -151310.9172 | -151310.9172 | -151310.9172 | -151310.9172 | -151310.9172 | -151310.9172 | -151310.9172 | -151310.9172 | -151310.9172 | -151310.9172 | -151310.9172 | -151310.9172 | -151310.9172 | -151310.9172 | -151310.9172 | -151310.9172 | -151310.9172 | -151310.9172 | -151310.9172 | -151310.9172 | -151310.9172
| Operating expenditure |  |  | 2023-12-31 | 0 | 0 | 0 | 0 | 0 | 0 | 0 | 0 | 0 | 0 | 0 | 0 | 0 | 0 | 0 | 0 | 0 | 0 | 0 | 0 | 0 | 0 | 0 | 0 | 0
| Risk mitigated |  |  | 2023-12-31 | 0 | 4009251.5388 | 9255173.0929 | 17742259.3381 | 31363381.2778 | 52406797.9902 | 80163562.0582 | 110747022.2991 | 142873225.6617 | 142873225.6617 | 142873225.6617 | 142873225.6617 | 142873225.6617 | 142873225.6617 | 142873225.6617 | 142873225.6617 | 142873225.6617 | 142873225.6617 | 142873225.6617 | 142873225.6617 | 142873225.6617 | 142873225.6617 | 142873225.6617 | 142873225.6617 | 142873225.6617
| Other benefits value |  |  | 2023-12-31 | 0 | 0 | 0 | 0 | 0 | 0 | 0 | 0 | 0 | 0 | 0 | 0 | 0 | 0 | 0 | 0 | 0 | 0 | 0 | 0 | 0 | 0 | 0 | 0 | 0
| Net benefits |  |  | 2023-12-31 | 0 | 3857940.6216 | 9103862.1757 | 17590948.4209 | 31212070.3606 | 52255487.073 | 80012251.1409 | 110595711.3819 | 142721914.7445 | 142721914.7445 | 142721914.7445 | 142721914.7445 | 142721914.7445 | 142721914.7445 | 142721914.7445 | 142721914.7445 | 142721914.7445 | 142721914.7445 | 142721914.7445 | 142721914.7445 | 142721914.7445 | 142721914.7445 | 142721914.7445 | 142721914.7445 | 142721914.7445
| First capex year |  |  | 1
| First year |  |  | 1
SENSITIVITIES
NPV | Net benefits |  |  | Option 2NPV | 0 | 3857940.6216 | 9103862.1757 | 17590948.4209 | 31212070.3606 | 52255487.073 | 80012251.1409 | 110595711.3819 | 142721914.7445 | 142721914.7445 | 142721914.7445 | 142721914.7445 | 142721914.7445 | 142721914.7445 | 142721914.7445 | 142721914.7445 | 142721914.7445 | 142721914.7445 | 142721914.7445 | 142721914.7445 | 142721914.7445 | 142721914.7445 | 142721914.7445 | 142721914.7445 | 142721914.7445
| Total annualised capex |  |  |  | 0 | -151310.9172 | -151310.9172 | -151310.9172 | -151310.9172 | -151310.9172 | -151310.9172 | -151310.9172 | -151310.9172 | -151310.9172 | -151310.9172 | -151310.9172 | -151310.9172 | -151310.9172 | -151310.9172 | -151310.9172 | -151310.9172 | -151310.9172 | -151310.9172 | -151310.9172 | -151310.9172 | -151310.9172 | -151310.9172 | -151310.9172 | -151310.9172
| Total benefits |  |  |  | 0 | 4009251.5388 | 9255173.0929 | 17742259.3381 | 31363381.2778 | 52406797.9902 | 80163562.0582 | 110747022.2991 | 142873225.6617 | 142873225.6617 | 142873225.6617 | 142873225.6617 | 142873225.6617 | 142873225.6617 | 142873225.6617 | 142873225.6617 | 142873225.6617 | 142873225.6617 | 142873225.6617 | 142873225.6617 | 142873225.6617 | 142873225.6617 | 142873225.6617 | 142873225.6617 | 142873225.6617
|  | Capex | Total benefits
sens1 | Capex 10% higher | 10% | 0% | Option 2sens1 | 0 | 3842809.5299 | 9088731.084 | 17575817.3291 | 31196939.2689 | 52240355.9812 | 79997120.0492 | 110580580.2902 | 142706783.6528 | 142706783.6528 | 142706783.6528 | 142706783.6528 | 142706783.6528 | 142706783.6528 | 142706783.6528 | 142706783.6528 | 142706783.6528 | 142706783.6528 | 142706783.6528 | 142706783.6528 | 142706783.6528 | 142706783.6528 | 142706783.6528 | 142706783.6528 | 142706783.6528
sens2 | Capex 10% lower | -10% | 0% | Option 2sens2 | 0 | 3873071.7133 | 9118993.2674 | 17606079.5126 | 31227201.4523 | 52270618.1647 | 80027382.2327 | 110610842.4736 | 142737045.8362 | 142737045.8362 | 142737045.8362 | 142737045.8362 | 142737045.8362 | 142737045.8362 | 142737045.8362 | 142737045.8362 | 142737045.8362 | 142737045.8362 | 142737045.8362 | 142737045.8362 | 142737045.8362 | 142737045.8362 | 142737045.8362 | 142737045.8362 | 142737045.8362
sens3 | Total benefits 10% higher | 0% | 10% | Option 2sens3 | 0 | 4258865.7755 | 10029379.485 | 19365174.3547 | 34348408.4884 | 57496166.872 | 88028607.3468 | 121670413.6118 | 157009237.3107 | 157009237.3107 | 157009237.3107 | 157009237.3107 | 157009237.3107 | 157009237.3107 | 157009237.3107 | 157009237.3107 | 157009237.3107 | 157009237.3107 | 157009237.3107 | 157009237.3107 | 157009237.3107 | 157009237.3107 | 157009237.3107 | 157009237.3107 | 157009237.3107
sens4 | Total benefits 10% lower | 0% | -10% | Option 2sens4 | 0 | 3457015.4677 | 8178344.8664 | 15816722.4871 | 28075732.2328 | 47014807.2739 | 71995894.9351 | 99521009.152 | 128434592.1783 | 128434592.1783 | 128434592.1783 | 128434592.1783 | 128434592.1783 | 128434592.1783 | 128434592.1783 | 128434592.1783 | 128434592.1783 | 128434592.1783 | 128434592.1783 | 128434592.1783 | 128434592.1783 | 128434592.1783 | 128434592.1783 | 128434592.1783 | 128434592.1783
sens5 | Capex 10% higher & Total benefits 10% lower | 10% | -10% | Option 2sens5 | 0 | 3441884.376 | 8163213.7747 | 15801591.3953 | 28060601.1411 | 46999676.1822 | 71980763.8434 | 99505878.0603 | 128419461.0866 | 128419461.0866 | 128419461.0866 | 128419461.0866 | 128419461.0866 | 128419461.0866 | 128419461.0866 | 128419461.0866 | 128419461.0866 | 128419461.0866 | 128419461.0866 | 128419461.0866 | 128419461.0866 | 128419461.0866 | 128419461.0866 | 128419461.0866 | 128419461.0866
sens | 0 | 0% | 0% | Option 2sens | 0 | 3857940.6216 | 9103862.1757 | 17590948.4209 | 31212070.3606 | 52255487.073 | 80012251.1409 | 110595711.3819 | 142721914.7445 | 142721914.7445 | 142721914.7445 | 142721914.7445 | 142721914.7445 | 142721914.7445 | 142721914.7445 | 142721914.7445 | 142721914.7445 | 142721914.7445 | 142721914.7445 | 142721914.7445 | 142721914.7445 | 142721914.7445 | 142721914.7445 | 142721914.7445 | 142721914.7445
sens | 0 | 0% | 0% | Option 2sens | 0 | 3857940.6216 | 9103862.1757 | 17590948.4209 | 31212070.3606 | 52255487.073 | 80012251.1409 | 110595711.3819 | 142721914.7445 | 142721914.7445 | 142721914.7445 | 142721914.7445 | 142721914.7445 | 142721914.7445 | 142721914.7445 | 142721914.7445 | 142721914.7445 | 142721914.7445 | 142721914.7445 | 142721914.7445 | 142721914.7445 | 142721914.7445 | 142721914.7445 | 142721914.7445 | 142721914.7445
sens | 0 | 0% | 0% | Option 2sens | 0 | 3857940.6216 | 9103862.1757 | 17590948.4209 | 31212070.3606 | 52255487.073 | 80012251.1409 | 110595711.3819 | 142721914.7445 | 142721914.7445 | 142721914.7445 | 142721914.7445 | 142721914.7445 | 142721914.7445 | 142721914.7445 | 142721914.7445 | 142721914.7445 | 142721914.7445 | 142721914.7445 | 142721914.7445 | 142721914.7445 | 142721914.7445 | 142721914.7445 | 142721914.7445 | 142721914.7445

## Option3
Powercor
Geelong feeder: GLE013
OPTION 3 | Build a new feeder from WPD zone substation
Count |  |  |  |  | 1 | 2 | 3 | 4 | 5 | 6 | 7 | 8 | 9 | 10 | 11 | 12 | 13 | 14 | 15 | 16 | 17 | 18 | 19 | 20 | 21 | 22 | 23 | 24 | 25
Value of CO2 reductions |  |  |  | $/MWh | 24.7305 | 22.3407 | 20.1963 | 18.0629 | 15.9134 | 13.7151 | 13.7151 | 13.7151 | 13.7151 | 13.7151 | 13.7151 | 13.7151 | 13.7151 | 13.7151 | 13.7151 | 13.7151 | 13.7151 | 13.7151 | 13.7151 | 13.7151 | 13.7151 | 13.7151 | 13.7151 | 13.7151 | 13.7151
[5 empty] | 2027 | 2028 | 2029 | 2030 | 2031 | 2032 | 2033 | 2034 | 2035 | 2036 | 2037 | 2038 | 2039 | 2040 | 2041 | 2042 | 2043 | 2044 | 2045 | 2046 | 2047 | 2048 | 2049 | 2050 | 2051
|  |  |  | Units | 2026-27 | 2027-28 | 2028-29 | 2029-30 | 2030-31 | 2031-32 | 2032-33 | 2033-34 | 2034-35 | 2035-36 | 2036-37 | 2037-38 | 2038-39 | 2039-40 | 2040-41 | 2041-42 | 2042-43 | 2043-44 | 2044-45 | 2045-46 | 2046-47 | 2047-48 | 2048-49 | 2049-50 | 2050-51
INVESTMENT & OPERATING COST
| Capex |  | Asset life (yrs)
| Build a new feeder from WPD zone substation |  | 50 | 2023-12-31 | 6500000 | 0 | 0 | 0 | 0 | 0 | 0 | 0 | 0 | 0 | 0 | 0 | 0 | 0 | 0 | 0 | 0 | 0 | 0 | 0 | 0 | 0 | 0 | 0 | 0
| < Enter description > |  | 0 | 2023-12-31 | 0 | 0 | 0 | 0 | 0 | 0 | 0 | 0 | 0 | 0 | 0 | 0 | 0 | 0 | 0 | 0 | 0 | 0 | 0 | 0 | 0 | 0 | 0 | 0 | 0
| < Enter description > |  | 0 | 2023-12-31 | 0 | 0 | 0 | 0 | 0 | 0 | 0 | 0 | 0 | 0 | 0 | 0 | 0 | 0 | 0 | 0 | 0 | 0 | 0 | 0 | 0 | 0 | 0 | 0 | 0
| Capital expenditure |  |  | 2023-12-31 | 6500000 | 0 | 0 | 0 | 0 | 0 | 0 | 0 | 0 | 0 | 0 | 0 | 0 | 0 | 0 | 0 | 0 | 0 | 0 | 0 | 0 | 0 | 0 | 0 | 0
| Operating expenditure |  |  | 2023-12-31 | 0 | 0 | 0 | 0 | 0 | 0 | 0 | 0 | 0 | 0 | 0 | 0 | 0 | 0 | 0 | 0 | 0 | 0 | 0 | 0 | 0 | 0 | 0 | 0 | 0
RISK ASSUMPTIONS
| PoF (major) |  |  |  | 0 | 0 | 0 | 0 | 0 | 0 | 0 | 0 | 0 | 0 | 0 | 0 | 0 | 0 | 0 | 0 | 0 | 0 | 0 | 0 | 0 | 0 | 0 | 0 | 0
| PoF (reparable) |  |  |  | 0 | 0 | 0 | 0 | 0 | 0 | 0 | 0 | 0 | 0 | 0 | 0 | 0 | 0 | 0 | 0 | 0 | 0 | 0 | 0 | 0 | 0 | 0 | 0 | 0
| Const end date |  | 2027
| Energy at risk 10% PoE |  | 30% | MWh | 106.5945 | 0 | 0 | 0 | 0 | 0 | 0 | 2.2368 | 16.516 | 16.516 | 16.516 | 16.516 | 16.516 | 16.516 | 16.516 | 16.516 | 16.516 | 16.516 | 16.516 | 16.516 | 16.516 | 16.516 | 16.516 | 16.516 | 16.516
| Energy at risk 50% PoE |  | 70% | MWh | 0.97733 | 0 | 0 | 0 | 0 | 0 | 0 | 0 | 0 | 0 | 0 | 0 | 0 | 0 | 0 | 0 | 0 | 0 | 0 | 0 | 0 | 0 | 0 | 0 | 0
| Energy at risk (weighted) |  |  | MWh | 32.6625 | 0 | 0 | 0 | 0 | 0 | 0 | 0.67104 | 4.9548 | 4.9548 | 4.9548 | 4.9548 | 4.9548 | 4.9548 | 4.9548 | 4.9548 | 4.9548 | 4.9548 | 4.9548 | 4.9548 | 4.9548 | 4.9548 | 4.9548 | 4.9548 | 4.9548
| Energy at risk value | $/MWh | 40890.8484 | 2023-12-31 | 1335596.5681 | 0 | 0 | 0 | 0 | 0 | 0 | 27439.272 | 202606.1332 | 202606.1332 | 202606.1332 | 202606.1332 | 202606.1332 | 202606.1332 | 202606.1332 | 202606.1332 | 202606.1332 | 202606.1332 | 202606.1332 | 202606.1332 | 202606.1332 | 202606.1332 | 202606.1332 | 202606.1332 | 202606.1332
| Safety consequence | (after DF) |  | 2023-12-31 | 0 | 0 | 0 | 0 | 0 | 0 | 0 | 0 | 0 | 0 | 0 | 0 | 0 | 0 | 0 | 0 | 0 | 0 | 0 | 0 | 0 | 0 | 0 | 0 | 0
| Unplanned replacements |  |  | 2023-12-31 | 0 | 0 | 0 | 0 | 0 | 0 | 0 | 0 | 0 | 0 | 0 | 0 | 0 | 0 | 0 | 0 | 0 | 0 | 0 | 0 | 0 | 0 | 0 | 0 | 0
| Environmental consequence | (after DF) |  | 2023-12-31 | 0 | 0 | 0 | 0 | 0 | 0 | 0 | 0 | 0 | 0 | 0 | 0 | 0 | 0 | 0 | 0 | 0 | 0 | 0 | 0 | 0 | 0 | 0 | 0 | 0
| < Other risk - enter description > |  |  | 2023-12-31 | 0 | 0 | 0 | 0 | 0 | 0 | 0 | 0 | 0 | 0 | 0 | 0 | 0 | 0 | 0 | 0 | 0 | 0 | 0 | 0 | 0 | 0 | 0 | 0 | 0
| < Other risk - enter description > |  |  | 2023-12-31 | 0 | 0 | 0 | 0 | 0 | 0 | 0 | 0 | 0 | 0 | 0 | 0 | 0 | 0 | 0 | 0 | 0 | 0 | 0 | 0 | 0 | 0 | 0 | 0 | 0
| Total risk cost |  |  |  | 1335596.5681 | 0 | 0 | 0 | 0 | 0 | 0 | 27439.272 | 202606.1332 | 202606.1332 | 202606.1332 | 202606.1332 | 202606.1332 | 202606.1332 | 202606.1332 | 202606.1332 | 202606.1332 | 202606.1332 | 202606.1332 | 202606.1332 | 202606.1332 | 202606.1332 | 202606.1332 | 202606.1332 | 202606.1332
OTHER BENEFITS
| Reduction in CO2 emissions |  |  | MWh | 0 | 0 | 0 | 0 | 0 | 0 | 0 | 0 | 0 | 0 | 0 | 0 | 0 | 0 | 0 | 0 | 0 | 0 | 0 | 0 | 0 | 0 | 0 | 0 | 0
| Value of reduction in CO2 emissions |  |  | $ | 0 | 0 | 0 | 0 | 0 | 0 | 0 | 0 | 0 | 0 | 0 | 0 | 0 | 0 | 0 | 0 | 0 | 0 | 0 | 0 | 0 | 0 | 0 | 0 | 0
| Reliability in worst-served areas | $/MWh | 151432.8174 | MWh | 0 | 0 | 0 | 0 | 0 | 0 | 0 | 0 | 0 | 0 | 0 | 0 | 0 | 0 | 0 | 0 | 0 | 0 | 0 | 0 | 0 | 0 | 0 | 0 | 0
| Network resilience | $/MWh | 24590 | MWh | 0 | 0 | 0 | 0 | 0 | 0 | 0 | 0 | 0 | 0 | 0 | 0 | 0 | 0 | 0 | 0 | 0 | 0 | 0 | 0 | 0 | 0 | 0 | 0 | 0
| Enabling solar exports | $/MWh | 88.3577 | MWh | 0 | 0 | 0 | 0 | 0 | 0 | 0 | 0 | 0 | 0 | 0 | 0 | 0 | 0 | 0 | 0 | 0 | 0 | 0 | 0 | 0 | 0 | 0 | 0 | 0
| Aesthetics | $/customer | 0 | customers | 0 | 0 | 0 | 0 | 0 | 0 | 0 | 0 | 0 | 0 | 0 | 0 | 0 | 0 | 0 | 0 | 0 | 0 | 0 | 0 | 0 | 0 | 0 | 0 | 0
| Customer value of time (res) | $/customer min | 0.35181 | mins | 0 | 0 | 0 | 0 | 0 | 0 | 0 | 0 | 0 | 0 | 0 | 0 | 0 | 0 | 0 | 0 | 0 | 0 | 0 | 0 | 0 | 0 | 0 | 0 | 0
| Customer value of time (bus) | $/customer min | 0.35181 | mins | 0 | 0 | 0 | 0 | 0 | 0 | 0 | 0 | 0 | 0 | 0 | 0 | 0 | 0 | 0 | 0 | 0 | 0 | 0 | 0 | 0 | 0 | 0 | 0 | 0
| Communication | $/customer | 0 | customers | 0 | 0 | 0 | 0 | 0 | 0 | 0 | 0 | 0 | 0 | 0 | 0 | 0 | 0 | 0 | 0 | 0 | 0 | 0 | 0 | 0 | 0 | 0 | 0 | 0
| Information accessibility | $/customer | 0 | customers | 0 | 0 | 0 | 0 | 0 | 0 | 0 | 0 | 0 | 0 | 0 | 0 | 0 | 0 | 0 | 0 | 0 | 0 | 0 | 0 | 0 | 0 | 0 | 0 | 0
| Other benefits 1 |  |  | 2023-12-31 | 0 | 0 | 0 | 0 | 0 | 0 | 0 | 0 | 0 | 0 | 0 | 0 | 0 | 0 | 0 | 0 | 0 | 0 | 0 | 0 | 0 | 0 | 0 | 0 | 0
| Other benefits 2 |  |  | 2023-12-31 | 0 | 0 | 0 | 0 | 0 | 0 | 0 | 0 | 0 | 0 | 0 | 0 | 0 | 0 | 0 | 0 | 0 | 0 | 0 | 0 | 0 | 0 | 0 | 0 | 0
| Total other benefits |  |  | 2023-12-31 | 0 | 0 | 0 | 0 | 0 | 0 | 0 | 0 | 0 | 0 | 0 | 0 | 0 | 0 | 0 | 0 | 0 | 0 | 0 | 0 | 0 | 0 | 0 | 0 | 0
SUMMARY
| Risks mitigated vs base case |  |  | 2023-12-31 | 0 | 4009251.5388 | 9255173.0929 | 17742259.3381 | 31363381.2778 | 52406797.9902 | 80163562.0582 | 110747022.2991 | 142873225.6617 | 142873225.6617 | 142873225.6617 | 142873225.6617 | 142873225.6617 | 142873225.6617 | 142873225.6617 | 142873225.6617 | 142873225.6617 | 142873225.6617 | 142873225.6617 | 142873225.6617 | 142873225.6617 | 142873225.6617 | 142873225.6617 | 142873225.6617 | 142873225.6617
Capital expenditure
| Build a new feeder from WPD zone substation |  |  | 2023-12-31 | -6500000 | 0 | 0 | 0 | 0 | 0 | 0 | 0 | 0 | 0 | 0 | 0 | 0 | 0 | 0 | 0 | 0 | 0 | 0 | 0 | 0 | 0 | 0 | 0 | 0
| < Enter description > |  |  | 2023-12-31 | 0 | 0 | 0 | 0 | 0 | 0 | 0 | 0 | 0 | 0 | 0 | 0 | 0 | 0 | 0 | 0 | 0 | 0 | 0 | 0 | 0 | 0 | 0 | 0 | 0
| < Enter description > |  |  | 2023-12-31 | 0 | 0 | 0 | 0 | 0 | 0 | 0 | 0 | 0 | 0 | 0 | 0 | 0 | 0 | 0 | 0 | 0 | 0 | 0 | 0 | 0 | 0 | 0 | 0 | 0
Cumulative capex
| Build a new feeder from WPD zone substation |  |  | 2023-12-31 | -6500000 | -6500000 | -6500000 | -6500000 | -6500000 | -6500000 | -6500000 | -6500000 | -6500000 | -6500000 | -6500000 | -6500000 | -6500000 | -6500000 | -6500000 | -6500000 | -6500000 | -6500000 | -6500000 | -6500000 | -6500000 | -6500000 | -6500000 | -6500000 | -6500000
| < Enter description > |  |  | 2023-12-31 | 0 | 0 | 0 | 0 | 0 | 0 | 0 | 0 | 0 | 0 | 0 | 0 | 0 | 0 | 0 | 0 | 0 | 0 | 0 | 0 | 0 | 0 | 0 | 0 | 0
| < Enter description > |  |  | 2023-12-31 | 0 | 0 | 0 | 0 | 0 | 0 | 0 | 0 | 0 | 0 | 0 | 0 | 0 | 0 | 0 | 0 | 0 | 0 | 0 | 0 | 0 | 0 | 0 | 0 | 0
Annualised capex
| Annualised capex - Build a new feeder from WPD zone substation |  |  | 2023-12-31 | 0 | -277119.1122 | -277119.1122 | -277119.1122 | -277119.1122 | -277119.1122 | -277119.1122 | -277119.1122 | -277119.1122 | -277119.1122 | -277119.1122 | -277119.1122 | -277119.1122 | -277119.1122 | -277119.1122 | -277119.1122 | -277119.1122 | -277119.1122 | -277119.1122 | -277119.1122 | -277119.1122 | -277119.1122 | -277119.1122 | -277119.1122 | -277119.1122
| Annualised capex - < Enter description > |  |  | 2023-12-31 | 0 | 0 | 0 | 0 | 0 | 0 | 0 | 0 | 0 | 0 | 0 | 0 | 0 | 0 | 0 | 0 | 0 | 0 | 0 | 0 | 0 | 0 | 0 | 0 | 0
| Annualised capex - < Enter description > |  |  | 2023-12-31 | 0 | 0 | 0 | 0 | 0 | 0 | 0 | 0 | 0 | 0 | 0 | 0 | 0 | 0 | 0 | 0 | 0 | 0 | 0 | 0 | 0 | 0 | 0 | 0 | 0
| Total annualised capex |  |  | 2023-12-31 | 0 | -277119.1122 | -277119.1122 | -277119.1122 | -277119.1122 | -277119.1122 | -277119.1122 | -277119.1122 | -277119.1122 | -277119.1122 | -277119.1122 | -277119.1122 | -277119.1122 | -277119.1122 | -277119.1122 | -277119.1122 | -277119.1122 | -277119.1122 | -277119.1122 | -277119.1122 | -277119.1122 | -277119.1122 | -277119.1122 | -277119.1122 | -277119.1122
| Annualised capex |  |  | 2023-12-31 | 0 | -277119.1122 | -277119.1122 | -277119.1122 | -277119.1122 | -277119.1122 | -277119.1122 | -277119.1122 | -277119.1122 | -277119.1122 | -277119.1122 | -277119.1122 | -277119.1122 | -277119.1122 | -277119.1122 | -277119.1122 | -277119.1122 | -277119.1122 | -277119.1122 | -277119.1122 | -277119.1122 | -277119.1122 | -277119.1122 | -277119.1122 | -277119.1122
| Operating expenditure |  |  | 2023-12-31 | 0 | 0 | 0 | 0 | 0 | 0 | 0 | 0 | 0 | 0 | 0 | 0 | 0 | 0 | 0 | 0 | 0 | 0 | 0 | 0 | 0 | 0 | 0 | 0 | 0
| Risk mitigated |  |  | 2023-12-31 | 0 | 4009251.5388 | 9255173.0929 | 17742259.3381 | 31363381.2778 | 52406797.9902 | 80163562.0582 | 110747022.2991 | 142873225.6617 | 142873225.6617 | 142873225.6617 | 142873225.6617 | 142873225.6617 | 142873225.6617 | 142873225.6617 | 142873225.6617 | 142873225.6617 | 142873225.6617 | 142873225.6617 | 142873225.6617 | 142873225.6617 | 142873225.6617 | 142873225.6617 | 142873225.6617 | 142873225.6617
| Other benefits value |  |  | 2023-12-31 | 0 | 0 | 0 | 0 | 0 | 0 | 0 | 0 | 0 | 0 | 0 | 0 | 0 | 0 | 0 | 0 | 0 | 0 | 0 | 0 | 0 | 0 | 0 | 0 | 0
| Net benefits |  |  | 2023-12-31 | 0 | 3732132.4267 | 8978053.9807 | 17465140.2259 | 31086262.1656 | 52129678.878 | 79886442.946 | 110469903.1869 | 142596106.5495 | 142596106.5495 | 142596106.5495 | 142596106.5495 | 142596106.5495 | 142596106.5495 | 142596106.5495 | 142596106.5495 | 142596106.5495 | 142596106.5495 | 142596106.5495 | 142596106.5495 | 142596106.5495 | 142596106.5495 | 142596106.5495 | 142596106.5495 | 142596106.5495
| First capex year |  |  | 1
| First year |  |  | 1
SENSITIVITIES
NPV | Net benefits |  |  | Option 3NPV | 0 | 3732132.4267 | 8978053.9807 | 17465140.2259 | 31086262.1656 | 52129678.878 | 79886442.946 | 110469903.1869 | 142596106.5495 | 142596106.5495 | 142596106.5495 | 142596106.5495 | 142596106.5495 | 142596106.5495 | 142596106.5495 | 142596106.5495 | 142596106.5495 | 142596106.5495 | 142596106.5495 | 142596106.5495 | 142596106.5495 | 142596106.5495 | 142596106.5495 | 142596106.5495 | 142596106.5495
| Total annualised capex |  |  |  | 0 | -277119.1122 | -277119.1122 | -277119.1122 | -277119.1122 | -277119.1122 | -277119.1122 | -277119.1122 | -277119.1122 | -277119.1122 | -277119.1122 | -277119.1122 | -277119.1122 | -277119.1122 | -277119.1122 | -277119.1122 | -277119.1122 | -277119.1122 | -277119.1122 | -277119.1122 | -277119.1122 | -277119.1122 | -277119.1122 | -277119.1122 | -277119.1122
| Total benefits |  |  |  | 0 | 4009251.5388 | 9255173.0929 | 17742259.3381 | 31363381.2778 | 52406797.9902 | 80163562.0582 | 110747022.2991 | 142873225.6617 | 142873225.6617 | 142873225.6617 | 142873225.6617 | 142873225.6617 | 142873225.6617 | 142873225.6617 | 142873225.6617 | 142873225.6617 | 142873225.6617 | 142873225.6617 | 142873225.6617 | 142873225.6617 | 142873225.6617 | 142873225.6617 | 142873225.6617 | 142873225.6617
|  | Capex | Total benefits
sens1 | Capex 10% higher | 10% | 0% | Option 3sens1 | 0 | 3704420.5154 | 8950342.0695 | 17437428.3147 | 31058550.2544 | 52101966.9668 | 79858731.0348 | 110442191.2757 | 142568394.6383 | 142568394.6383 | 142568394.6383 | 142568394.6383 | 142568394.6383 | 142568394.6383 | 142568394.6383 | 142568394.6383 | 142568394.6383 | 142568394.6383 | 142568394.6383 | 142568394.6383 | 142568394.6383 | 142568394.6383 | 142568394.6383 | 142568394.6383 | 142568394.6383
sens2 | Capex 10% lower | -10% | 0% | Option 3sens2 | 0 | 3759844.3379 | 9005765.8919 | 17492852.1371 | 31113974.0769 | 52157390.7892 | 79914154.8572 | 110497615.0981 | 142623818.4607 | 142623818.4607 | 142623818.4607 | 142623818.4607 | 142623818.4607 | 142623818.4607 | 142623818.4607 | 142623818.4607 | 142623818.4607 | 142623818.4607 | 142623818.4607 | 142623818.4607 | 142623818.4607 | 142623818.4607 | 142623818.4607 | 142623818.4607 | 142623818.4607
sens3 | Total benefits 10% higher | 0% | 10% | Option 3sens3 | 0 | 4133057.5805 | 9903571.29 | 19239366.1597 | 34222600.2934 | 57370358.677 | 87902799.1518 | 121544605.4168 | 156883429.1157 | 156883429.1157 | 156883429.1157 | 156883429.1157 | 156883429.1157 | 156883429.1157 | 156883429.1157 | 156883429.1157 | 156883429.1157 | 156883429.1157 | 156883429.1157 | 156883429.1157 | 156883429.1157 | 156883429.1157 | 156883429.1157 | 156883429.1157 | 156883429.1157
sens4 | Total benefits 10% lower | 0% | -10% | Option 3sens4 | 0 | 3331207.2728 | 8052536.6714 | 15690914.2921 | 27949924.0379 | 46888999.079 | 71870086.7402 | 99395200.957 | 128308783.9833 | 128308783.9833 | 128308783.9833 | 128308783.9833 | 128308783.9833 | 128308783.9833 | 128308783.9833 | 128308783.9833 | 128308783.9833 | 128308783.9833 | 128308783.9833 | 128308783.9833 | 128308783.9833 | 128308783.9833 | 128308783.9833 | 128308783.9833 | 128308783.9833
sens5 | Capex 10% higher & Total benefits 10% lower | 10% | -10% | Option 3sens5 | 0 | 3303495.3616 | 8024824.7602 | 15663202.3809 | 27922212.1266 | 46861287.1678 | 71842374.8289 | 99367489.0458 | 128281072.0721 | 128281072.0721 | 128281072.0721 | 128281072.0721 | 128281072.0721 | 128281072.0721 | 128281072.0721 | 128281072.0721 | 128281072.0721 | 128281072.0721 | 128281072.0721 | 128281072.0721 | 128281072.0721 | 128281072.0721 | 128281072.0721 | 128281072.0721 | 128281072.0721
sens | 0 | 0% | 0% | Option 3sens | 0 | 3732132.4267 | 8978053.9807 | 17465140.2259 | 31086262.1656 | 52129678.878 | 79886442.946 | 110469903.1869 | 142596106.5495 | 142596106.5495 | 142596106.5495 | 142596106.5495 | 142596106.5495 | 142596106.5495 | 142596106.5495 | 142596106.5495 | 142596106.5495 | 142596106.5495 | 142596106.5495 | 142596106.5495 | 142596106.5495 | 142596106.5495 | 142596106.5495 | 142596106.5495 | 142596106.5495
sens | 0 | 0% | 0% | Option 3sens | 0 | 3732132.4267 | 8978053.9807 | 17465140.2259 | 31086262.1656 | 52129678.878 | 79886442.946 | 110469903.1869 | 142596106.5495 | 142596106.5495 | 142596106.5495 | 142596106.5495 | 142596106.5495 | 142596106.5495 | 142596106.5495 | 142596106.5495 | 142596106.5495 | 142596106.5495 | 142596106.5495 | 142596106.5495 | 142596106.5495 | 142596106.5495 | 142596106.5495 | 142596106.5495 | 142596106.5495
sens | 0 | 0% | 0% | Option 3sens | 0 | 3732132.4267 | 8978053.9807 | 17465140.2259 | 31086262.1656 | 52129678.878 | 79886442.946 | 110469903.1869 | 142596106.5495 | 142596106.5495 | 142596106.5495 | 142596106.5495 | 142596106.5495 | 142596106.5495 | 142596106.5495 | 142596106.5495 | 142596106.5495 | 142596106.5495 | 142596106.5495 | 142596106.5495 | 142596106.5495 | 142596106.5495 | 142596106.5495 | 142596106.5495 | 142596106.5495

## Option4
Powercor
Geelong feeder: GLE013
OPTION 4 | 0
Not used
Count |  |  |  |  | 1 | 2 | 3 | 4 | 5 | 6 | 7 | 8 | 9 | 10 | 11 | 12 | 13 | 14 | 15 | 16 | 17 | 18 | 19 | 20 | 21 | 22 | 23 | 24 | 25
Value of CO2 reductions |  |  |  | $/MWh | 24.7305 | 22.3407 | 20.1963 | 18.0629 | 15.9134 | 13.7151 | 13.7151 | 13.7151 | 13.7151 | 13.7151 | 13.7151 | 13.7151 | 13.7151 | 13.7151 | 13.7151 | 13.7151 | 13.7151 | 13.7151 | 13.7151 | 13.7151 | 13.7151 | 13.7151 | 13.7151 | 13.7151 | 13.7151
[5 empty] | 2027 | 2028 | 2029 | 2030 | 2031 | 2032 | 2033 | 2034 | 2035 | 2036 | 2037 | 2038 | 2039 | 2040 | 2041 | 2042 | 2043 | 2044 | 2045 | 2046 | 2047 | 2048 | 2049 | 2050 | 2051
|  |  |  | Units | 2026-27 | 2027-28 | 2028-29 | 2029-30 | 2030-31 | 2031-32 | 2032-33 | 2033-34 | 2034-35 | 2035-36 | 2036-37 | 2037-38 | 2038-39 | 2039-40 | 2040-41 | 2041-42 | 2042-43 | 2043-44 | 2044-45 | 2045-46 | 2046-47 | 2047-48 | 2048-49 | 2049-50 | 2050-51
INVESTMENT & OPERATING COST
| Capex |  | Asset life (yrs)
| 0 |  | 0 | 2023-12-31 | 0 | 0 | 0 | 0 | 0 | 0 | 0 | 0 | 0 | 0 | 0 | 0 | 0 | 0 | 0 | 0 | 0 | 0 | 0 | 0 | 0 | 0 | 0 | 0 | 0
| < Enter description > |  | 0 | 2023-12-31 | 0 | 0 | 0 | 0 | 0 | 0 | 0 | 0 | 0 | 0 | 0 | 0 | 0 | 0 | 0 | 0 | 0 | 0 | 0 | 0 | 0 | 0 | 0 | 0 | 0
| < Enter description > |  | 0 | 2023-12-31 | 0 | 0 | 0 | 0 | 0 | 0 | 0 | 0 | 0 | 0 | 0 | 0 | 0 | 0 | 0 | 0 | 0 | 0 | 0 | 0 | 0 | 0 | 0 | 0 | 0
| Capital expenditure |  |  | 2023-12-31 | 0 | 0 | 0 | 0 | 0 | 0 | 0 | 0 | 0 | 0 | 0 | 0 | 0 | 0 | 0 | 0 | 0 | 0 | 0 | 0 | 0 | 0 | 0 | 0 | 0
| Operating expenditure |  |  | 2023-12-31 | 0 | 0 | 0 | 0 | 0 | 0 | 0 | 0 | 0 | 0 | 0 | 0 | 0 | 0 | 0 | 0 | 0 | 0 | 0 | 0 | 0 | 0 | 0 | 0 | 0
RISK ASSUMPTIONS
| PoF (major) |  |  |  | 0 | 0 | 0 | 0 | 0 | 0 | 0 | 0 | 0 | 0 | 0 | 0 | 0 | 0 | 0 | 0 | 0 | 0 | 0 | 0 | 0 | 0 | 0 | 0 | 0
| PoF (reparable) |  |  |  | 0 | 0 | 0 | 0 | 0 | 0 | 0 | 0 | 0 | 0 | 0 | 0 | 0 | 0 | 0 | 0 | 0 | 0 | 0 | 0 | 0 | 0 | 0 | 0 | 0
Const end date
| Energy at risk 10% PoE |  | 30% | MWh | 0 | 0 | 0 | 0 | 0 | 0 | 0 | 0 | 0 | 0 | 0 | 0 | 0 | 0 | 0 | 0 | 0 | 0 | 0 | 0 | 0 | 0 | 0 | 0 | 0
| Energy at risk 50% PoE |  | 70% | MWh | 0 | 0 | 0 | 0 | 0 | 0 | 0 | 0 | 0 | 0 | 0 | 0 | 0 | 0 | 0 | 0 | 0 | 0 | 0 | 0 | 0 | 0 | 0 | 0 | 0
| Energy at risk (weighted) |  |  | MWh | 0 | 0 | 0 | 0 | 0 | 0 | 0 | 0 | 0 | 0 | 0 | 0 | 0 | 0 | 0 | 0 | 0 | 0 | 0 | 0 | 0 | 0 | 0 | 0 | 0
| Energy at risk value | $/MWh | 40890.8484 | 2023-12-31 | 0 | 0 | 0 | 0 | 0 | 0 | 0 | 0 | 0 | 0 | 0 | 0 | 0 | 0 | 0 | 0 | 0 | 0 | 0 | 0 | 0 | 0 | 0 | 0 | 0
| Safety consequence | (after DF) |  | 2023-12-31 | 0 | 0 | 0 | 0 | 0 | 0 | 0 | 0 | 0 | 0 | 0 | 0 | 0 | 0 | 0 | 0 | 0 | 0 | 0 | 0 | 0 | 0 | 0 | 0 | 0
| Unplanned replacements |  |  | 2023-12-31 | 0 | 0 | 0 | 0 | 0 | 0 | 0 | 0 | 0 | 0 | 0 | 0 | 0 | 0 | 0 | 0 | 0 | 0 | 0 | 0 | 0 | 0 | 0 | 0 | 0
| Environmental consequence | (after DF) |  | 2023-12-31 | 0 | 0 | 0 | 0 | 0 | 0 | 0 | 0 | 0 | 0 | 0 | 0 | 0 | 0 | 0 | 0 | 0 | 0 | 0 | 0 | 0 | 0 | 0 | 0 | 0
| < Other risk - enter description > |  |  | 2023-12-31 | 0 | 0 | 0 | 0 | 0 | 0 | 0 | 0 | 0 | 0 | 0 | 0 | 0 | 0 | 0 | 0 | 0 | 0 | 0 | 0 | 0 | 0 | 0 | 0 | 0
| < Other risk - enter description > |  |  | 2023-12-31 | 0 | 0 | 0 | 0 | 0 | 0 | 0 | 0 | 0 | 0 | 0 | 0 | 0 | 0 | 0 | 0 | 0 | 0 | 0 | 0 | 0 | 0 | 0 | 0 | 0
| Total risk cost |  |  |  | 0 | 0 | 0 | 0 | 0 | 0 | 0 | 0 | 0 | 0 | 0 | 0 | 0 | 0 | 0 | 0 | 0 | 0 | 0 | 0 | 0 | 0 | 0 | 0 | 0
OTHER BENEFITS
| Reduction in CO2 emissions |  |  | MWh | 0 | 0 | 0 | 0 | 0 | 0 | 0 | 0 | 0 | 0 | 0 | 0 | 0 | 0 | 0 | 0 | 0 | 0 | 0 | 0 | 0 | 0 | 0 | 0 | 0
| Value of reduction in CO2 emissions |  |  | $ | 0 | 0 | 0 | 0 | 0 | 0 | 0 | 0 | 0 | 0 | 0 | 0 | 0 | 0 | 0 | 0 | 0 | 0 | 0 | 0 | 0 | 0 | 0 | 0 | 0
| Reliability in worst-served areas | $/MWh | 151432.8174 | MWh | 0 | 0 | 0 | 0 | 0 | 0 | 0 | 0 | 0 | 0 | 0 | 0 | 0 | 0 | 0 | 0 | 0 | 0 | 0 | 0 | 0 | 0 | 0 | 0 | 0
| Network resilience | $/MWh | 24590 | MWh | 0 | 0 | 0 | 0 | 0 | 0 | 0 | 0 | 0 | 0 | 0 | 0 | 0 | 0 | 0 | 0 | 0 | 0 | 0 | 0 | 0 | 0 | 0 | 0 | 0
| Enabling solar exports | $/MWh | 88.3577 | MWh | 0 | 0 | 0 | 0 | 0 | 0 | 0 | 0 | 0 | 0 | 0 | 0 | 0 | 0 | 0 | 0 | 0 | 0 | 0 | 0 | 0 | 0 | 0 | 0 | 0
| Aesthetics | $/customer | 0 | customers | 0 | 0 | 0 | 0 | 0 | 0 | 0 | 0 | 0 | 0 | 0 | 0 | 0 | 0 | 0 | 0 | 0 | 0 | 0 | 0 | 0 | 0 | 0 | 0 | 0
| Customer value of time (res) | $/customer min | 0.35181 | mins | 0 | 0 | 0 | 0 | 0 | 0 | 0 | 0 | 0 | 0 | 0 | 0 | 0 | 0 | 0 | 0 | 0 | 0 | 0 | 0 | 0 | 0 | 0 | 0 | 0
| Customer value of time (bus) | $/customer min | 0.35181 | mins | 0 | 0 | 0 | 0 | 0 | 0 | 0 | 0 | 0 | 0 | 0 | 0 | 0 | 0 | 0 | 0 | 0 | 0 | 0 | 0 | 0 | 0 | 0 | 0 | 0
| Communication | $/customer | 0 | customers | 0 | 0 | 0 | 0 | 0 | 0 | 0 | 0 | 0 | 0 | 0 | 0 | 0 | 0 | 0 | 0 | 0 | 0 | 0 | 0 | 0 | 0 | 0 | 0 | 0
| Information accessibility | $/customer | 0 | customers | 0 | 0 | 0 | 0 | 0 | 0 | 0 | 0 | 0 | 0 | 0 | 0 | 0 | 0 | 0 | 0 | 0 | 0 | 0 | 0 | 0 | 0 | 0 | 0 | 0
| Other benefits 1 |  |  | 2023-12-31 | 0 | 0 | 0 | 0 | 0 | 0 | 0 | 0 | 0 | 0 | 0 | 0 | 0 | 0 | 0 | 0 | 0 | 0 | 0 | 0 | 0 | 0 | 0 | 0 | 0
| Other benefits 2 |  |  | 2023-12-31 | 0 | 0 | 0 | 0 | 0 | 0 | 0 | 0 | 0 | 0 | 0 | 0 | 0 | 0 | 0 | 0 | 0 | 0 | 0 | 0 | 0 | 0 | 0 | 0 | 0
| Total other benefits |  |  | 2023-12-31 | 0 | 0 | 0 | 0 | 0 | 0 | 0 | 0 | 0 | 0 | 0 | 0 | 0 | 0 | 0 | 0 | 0 | 0 | 0 | 0 | 0 | 0 | 0 | 0 | 0
SUMMARY
| Risks mitigated vs base case |  |  | 2023-12-31 | 0 | 0 | 0 | 0 | 0 | 0 | 0 | 0 | 0 | 0 | 0 | 0 | 0 | 0 | 0 | 0 | 0 | 0 | 0 | 0 | 0 | 0 | 0 | 0 | 0
Capital expenditure
| 0 |  |  | 2023-12-31 | 0 | 0 | 0 | 0 | 0 | 0 | 0 | 0 | 0 | 0 | 0 | 0 | 0 | 0 | 0 | 0 | 0 | 0 | 0 | 0 | 0 | 0 | 0 | 0 | 0
| < Enter description > |  |  | 2023-12-31 | 0 | 0 | 0 | 0 | 0 | 0 | 0 | 0 | 0 | 0 | 0 | 0 | 0 | 0 | 0 | 0 | 0 | 0 | 0 | 0 | 0 | 0 | 0 | 0 | 0
| < Enter description > |  |  | 2023-12-31 | 0 | 0 | 0 | 0 | 0 | 0 | 0 | 0 | 0 | 0 | 0 | 0 | 0 | 0 | 0 | 0 | 0 | 0 | 0 | 0 | 0 | 0 | 0 | 0 | 0
Cumulative capex
| 0 |  |  | 2023-12-31 | 0 | 0 | 0 | 0 | 0 | 0 | 0 | 0 | 0 | 0 | 0 | 0 | 0 | 0 | 0 | 0 | 0 | 0 | 0 | 0 | 0 | 0 | 0 | 0 | 0
| < Enter description > |  |  | 2023-12-31 | 0 | 0 | 0 | 0 | 0 | 0 | 0 | 0 | 0 | 0 | 0 | 0 | 0 | 0 | 0 | 0 | 0 | 0 | 0 | 0 | 0 | 0 | 0 | 0 | 0
| < Enter description > |  |  | 2023-12-31 | 0 | 0 | 0 | 0 | 0 | 0 | 0 | 0 | 0 | 0 | 0 | 0 | 0 | 0 | 0 | 0 | 0 | 0 | 0 | 0 | 0 | 0 | 0 | 0 | 0
Annualised capex
| Annualised capex - 0 |  |  | 2023-12-31 | 0 | 0 | 0 | 0 | 0 | 0 | 0 | 0 | 0 | 0 | 0 | 0 | 0 | 0 | 0 | 0 | 0 | 0 | 0 | 0 | 0 | 0 | 0 | 0 | 0
| Annualised capex - < Enter description > |  |  | 2023-12-31 | 0 | 0 | 0 | 0 | 0 | 0 | 0 | 0 | 0 | 0 | 0 | 0 | 0 | 0 | 0 | 0 | 0 | 0 | 0 | 0 | 0 | 0 | 0 | 0 | 0
| Annualised capex - < Enter description > |  |  | 2023-12-31 | 0 | 0 | 0 | 0 | 0 | 0 | 0 | 0 | 0 | 0 | 0 | 0 | 0 | 0 | 0 | 0 | 0 | 0 | 0 | 0 | 0 | 0 | 0 | 0 | 0
| Total annualised capex |  |  | 2023-12-31 | 0 | 0 | 0 | 0 | 0 | 0 | 0 | 0 | 0 | 0 | 0 | 0 | 0 | 0 | 0 | 0 | 0 | 0 | 0 | 0 | 0 | 0 | 0 | 0 | 0
| Annualised capex |  |  | 2023-12-31 | 0 | 0 | 0 | 0 | 0 | 0 | 0 | 0 | 0 | 0 | 0 | 0 | 0 | 0 | 0 | 0 | 0 | 0 | 0 | 0 | 0 | 0 | 0 | 0 | 0
| Operating expenditure |  |  | 2023-12-31 | 0 | 0 | 0 | 0 | 0 | 0 | 0 | 0 | 0 | 0 | 0 | 0 | 0 | 0 | 0 | 0 | 0 | 0 | 0 | 0 | 0 | 0 | 0 | 0 | 0
| Risk mitigated |  |  | 2023-12-31 | 0 | 0 | 0 | 0 | 0 | 0 | 0 | 0 | 0 | 0 | 0 | 0 | 0 | 0 | 0 | 0 | 0 | 0 | 0 | 0 | 0 | 0 | 0 | 0 | 0
| Other benefits value |  |  | 2023-12-31 | 0 | 0 | 0 | 0 | 0 | 0 | 0 | 0 | 0 | 0 | 0 | 0 | 0 | 0 | 0 | 0 | 0 | 0 | 0 | 0 | 0 | 0 | 0 | 0 | 0
| Net benefits |  |  | 2023-12-31 | 0 | 0 | 0 | 0 | 0 | 0 | 0 | 0 | 0 | 0 | 0 | 0 | 0 | 0 | 0 | 0 | 0 | 0 | 0 | 0 | 0 | 0 | 0 | 0 | 0
| First capex year |  |  | 0
| First year |  |  | Not used
SENSITIVITIES
NPV | Net benefits |  |  | Option 4NPV | 0 | 0 | 0 | 0 | 0 | 0 | 0 | 0 | 0 | 0 | 0 | 0 | 0 | 0 | 0 | 0 | 0 | 0 | 0 | 0 | 0 | 0 | 0 | 0 | 0
| Total annualised capex |  |  |  | 0 | 0 | 0 | 0 | 0 | 0 | 0 | 0 | 0 | 0 | 0 | 0 | 0 | 0 | 0 | 0 | 0 | 0 | 0 | 0 | 0 | 0 | 0 | 0 | 0
| Total benefits |  |  |  | 0 | 0 | 0 | 0 | 0 | 0 | 0 | 0 | 0 | 0 | 0 | 0 | 0 | 0 | 0 | 0 | 0 | 0 | 0 | 0 | 0 | 0 | 0 | 0 | 0
|  | Capex | Total benefits
sens1 | Capex 10% higher | 10% | 0% | Option 4sens1 | 0 | 0 | 0 | 0 | 0 | 0 | 0 | 0 | 0 | 0 | 0 | 0 | 0 | 0 | 0 | 0 | 0 | 0 | 0 | 0 | 0 | 0 | 0 | 0 | 0
sens2 | Capex 10% lower | -10% | 0% | Option 4sens2 | 0 | 0 | 0 | 0 | 0 | 0 | 0 | 0 | 0 | 0 | 0 | 0 | 0 | 0 | 0 | 0 | 0 | 0 | 0 | 0 | 0 | 0 | 0 | 0 | 0
sens3 | Total benefits 10% higher | 0% | 10% | Option 4sens3 | 0 | 0 | 0 | 0 | 0 | 0 | 0 | 0 | 0 | 0 | 0 | 0 | 0 | 0 | 0 | 0 | 0 | 0 | 0 | 0 | 0 | 0 | 0 | 0 | 0
sens4 | Total benefits 10% lower | 0% | -10% | Option 4sens4 | 0 | 0 | 0 | 0 | 0 | 0 | 0 | 0 | 0 | 0 | 0 | 0 | 0 | 0 | 0 | 0 | 0 | 0 | 0 | 0 | 0 | 0 | 0 | 0 | 0
sens5 | Capex 10% higher & Total benefits 10% lower | 10% | -10% | Option 4sens5 | 0 | 0 | 0 | 0 | 0 | 0 | 0 | 0 | 0 | 0 | 0 | 0 | 0 | 0 | 0 | 0 | 0 | 0 | 0 | 0 | 0 | 0 | 0 | 0 | 0
sens | 0 | 0% | 0% | Option 4sens | 0 | 0 | 0 | 0 | 0 | 0 | 0 | 0 | 0 | 0 | 0 | 0 | 0 | 0 | 0 | 0 | 0 | 0 | 0 | 0 | 0 | 0 | 0 | 0 | 0
sens | 0 | 0% | 0% | Option 4sens | 0 | 0 | 0 | 0 | 0 | 0 | 0 | 0 | 0 | 0 | 0 | 0 | 0 | 0 | 0 | 0 | 0 | 0 | 0 | 0 | 0 | 0 | 0 | 0 | 0
sens | 0 | 0% | 0% | Option 4sens | 0 | 0 | 0 | 0 | 0 | 0 | 0 | 0 | 0 | 0 | 0 | 0 | 0 | 0 | 0 | 0 | 0 | 0 | 0 | 0 | 0 | 0 | 0 | 0 | 0

## Option5
Powercor
Geelong feeder: GLE013
OPTION 5 | 0
Not used
Count |  |  |  |  | 1 | 2 | 3 | 4 | 5 | 6 | 7 | 8 | 9 | 10 | 11 | 12 | 13 | 14 | 15 | 16 | 17 | 18 | 19 | 20 | 21 | 22 | 23 | 24 | 25
Value of CO2 reductions |  |  |  | $/MWh | 24.7305 | 22.3407 | 20.1963 | 18.0629 | 15.9134 | 13.7151 | 13.7151 | 13.7151 | 13.7151 | 13.7151 | 13.7151 | 13.7151 | 13.7151 | 13.7151 | 13.7151 | 13.7151 | 13.7151 | 13.7151 | 13.7151 | 13.7151 | 13.7151 | 13.7151 | 13.7151 | 13.7151 | 13.7151
[5 empty] | 2027 | 2028 | 2029 | 2030 | 2031 | 2032 | 2033 | 2034 | 2035 | 2036 | 2037 | 2038 | 2039 | 2040 | 2041 | 2042 | 2043 | 2044 | 2045 | 2046 | 2047 | 2048 | 2049 | 2050 | 2051
|  |  |  | Units | 2026-27 | 2027-28 | 2028-29 | 2029-30 | 2030-31 | 2031-32 | 2032-33 | 2033-34 | 2034-35 | 2035-36 | 2036-37 | 2037-38 | 2038-39 | 2039-40 | 2040-41 | 2041-42 | 2042-43 | 2043-44 | 2044-45 | 2045-46 | 2046-47 | 2047-48 | 2048-49 | 2049-50 | 2050-51
INVESTMENT & OPERATING COST
| Capex |  | Asset life (yrs)
| 0 |  | 0 | 2023-12-31 | 0 | 0 | 0 | 0 | 0 | 0 | 0 | 0 | 0 | 0 | 0 | 0 | 0 | 0 | 0 | 0 | 0 | 0 | 0 | 0 | 0 | 0 | 0 | 0 | 0
| < Enter description > |  | 0 | 2023-12-31 | 0 | 0 | 0 | 0 | 0 | 0 | 0 | 0 | 0 | 0 | 0 | 0 | 0 | 0 | 0 | 0 | 0 | 0 | 0 | 0 | 0 | 0 | 0 | 0 | 0
| < Enter description > |  | 0 | 2023-12-31 | 0 | 0 | 0 | 0 | 0 | 0 | 0 | 0 | 0 | 0 | 0 | 0 | 0 | 0 | 0 | 0 | 0 | 0 | 0 | 0 | 0 | 0 | 0 | 0 | 0
| Capital expenditure |  |  | 2023-12-31 | 0 | 0 | 0 | 0 | 0 | 0 | 0 | 0 | 0 | 0 | 0 | 0 | 0 | 0 | 0 | 0 | 0 | 0 | 0 | 0 | 0 | 0 | 0 | 0 | 0
| Operating expenditure |  |  | 2023-12-31 | 0 | 0 | 0 | 0 | 0 | 0 | 0 | 0 | 0 | 0 | 0 | 0 | 0 | 0 | 0 | 0 | 0 | 0 | 0 | 0 | 0 | 0 | 0 | 0 | 0
RISK ASSUMPTIONS
| PoF (major) |  |  |  | 0 | 0 | 0 | 0 | 0 | 0 | 0 | 0 | 0 | 0 | 0 | 0 | 0 | 0 | 0 | 0 | 0 | 0 | 0 | 0 | 0 | 0 | 0 | 0 | 0
| PoF (reparable) |  |  |  | 0 | 0 | 0 | 0 | 0 | 0 | 0 | 0 | 0 | 0 | 0 | 0 | 0 | 0 | 0 | 0 | 0 | 0 | 0 | 0 | 0 | 0 | 0 | 0 | 0
Const end date
| Energy at risk 10% PoE |  | 30% | MWh | 0 | 0 | 0 | 0 | 0 | 0 | 0 | 0 | 0 | 0 | 0 | 0 | 0 | 0 | 0 | 0 | 0 | 0 | 0 | 0 | 0 | 0 | 0 | 0 | 0
| Energy at risk 50% PoE |  | 70% | MWh | 0 | 0 | 0 | 0 | 0 | 0 | 0 | 0 | 0 | 0 | 0 | 0 | 0 | 0 | 0 | 0 | 0 | 0 | 0 | 0 | 0 | 0 | 0 | 0 | 0
| Energy at risk (weighted) |  |  | MWh | 0 | 0 | 0 | 0 | 0 | 0 | 0 | 0 | 0 | 0 | 0 | 0 | 0 | 0 | 0 | 0 | 0 | 0 | 0 | 0 | 0 | 0 | 0 | 0 | 0
| Energy at risk value | $/MWh | 40890.8484 | 2023-12-31 | 0 | 0 | 0 | 0 | 0 | 0 | 0 | 0 | 0 | 0 | 0 | 0 | 0 | 0 | 0 | 0 | 0 | 0 | 0 | 0 | 0 | 0 | 0 | 0 | 0
| Safety consequence | (after DF) |  | 2023-12-31 | 0 | 0 | 0 | 0 | 0 | 0 | 0 | 0 | 0 | 0 | 0 | 0 | 0 | 0 | 0 | 0 | 0 | 0 | 0 | 0 | 0 | 0 | 0 | 0 | 0
| Unplanned replacements |  |  | 2023-12-31 | 0 | 0 | 0 | 0 | 0 | 0 | 0 | 0 | 0 | 0 | 0 | 0 | 0 | 0 | 0 | 0 | 0 | 0 | 0 | 0 | 0 | 0 | 0 | 0 | 0
| Environmental consequence | (after DF) |  | 2023-12-31 | 0 | 0 | 0 | 0 | 0 | 0 | 0 | 0 | 0 | 0 | 0 | 0 | 0 | 0 | 0 | 0 | 0 | 0 | 0 | 0 | 0 | 0 | 0 | 0 | 0
| < Other risk - enter description > |  |  | 2023-12-31 | 0 | 0 | 0 | 0 | 0 | 0 | 0 | 0 | 0 | 0 | 0 | 0 | 0 | 0 | 0 | 0 | 0 | 0 | 0 | 0 | 0 | 0 | 0 | 0 | 0
| < Other risk - enter description > |  |  | 2023-12-31 | 0 | 0 | 0 | 0 | 0 | 0 | 0 | 0 | 0 | 0 | 0 | 0 | 0 | 0 | 0 | 0 | 0 | 0 | 0 | 0 | 0 | 0 | 0 | 0 | 0
| Total risk cost |  |  |  | 0 | 0 | 0 | 0 | 0 | 0 | 0 | 0 | 0 | 0 | 0 | 0 | 0 | 0 | 0 | 0 | 0 | 0 | 0 | 0 | 0 | 0 | 0 | 0 | 0
OTHER BENEFITS
| Reduction in CO2 emissions |  |  | MWh | 0 | 0 | 0 | 0 | 0 | 0 | 0 | 0 | 0 | 0 | 0 | 0 | 0 | 0 | 0 | 0 | 0 | 0 | 0 | 0 | 0 | 0 | 0 | 0 | 0
| Value of reduction in CO2 emissions |  |  | $ | 0 | 0 | 0 | 0 | 0 | 0 | 0 | 0 | 0 | 0 | 0 | 0 | 0 | 0 | 0 | 0 | 0 | 0 | 0 | 0 | 0 | 0 | 0 | 0 | 0
| Reliability in worst-served areas | $/MWh | 151432.8174 | MWh | 0 | 0 | 0 | 0 | 0 | 0 | 0 | 0 | 0 | 0 | 0 | 0 | 0 | 0 | 0 | 0 | 0 | 0 | 0 | 0 | 0 | 0 | 0 | 0 | 0
| Network resilience | $/MWh | 24590 | MWh | 0 | 0 | 0 | 0 | 0 | 0 | 0 | 0 | 0 | 0 | 0 | 0 | 0 | 0 | 0 | 0 | 0 | 0 | 0 | 0 | 0 | 0 | 0 | 0 | 0
| Enabling solar exports | $/MWh | 88.3577 | MWh | 0 | 0 | 0 | 0 | 0 | 0 | 0 | 0 | 0 | 0 | 0 | 0 | 0 | 0 | 0 | 0 | 0 | 0 | 0 | 0 | 0 | 0 | 0 | 0 | 0
| Aesthetics | $/customer | 0 | customers | 0 | 0 | 0 | 0 | 0 | 0 | 0 | 0 | 0 | 0 | 0 | 0 | 0 | 0 | 0 | 0 | 0 | 0 | 0 | 0 | 0 | 0 | 0 | 0 | 0
| Customer value of time (res) | $/customer min | 0.35181 | mins | 0 | 0 | 0 | 0 | 0 | 0 | 0 | 0 | 0 | 0 | 0 | 0 | 0 | 0 | 0 | 0 | 0 | 0 | 0 | 0 | 0 | 0 | 0 | 0 | 0
| Customer value of time (bus) | $/customer min | 0.35181 | mins | 0 | 0 | 0 | 0 | 0 | 0 | 0 | 0 | 0 | 0 | 0 | 0 | 0 | 0 | 0 | 0 | 0 | 0 | 0 | 0 | 0 | 0 | 0 | 0 | 0
| Communication | $/customer | 0 | customers | 0 | 0 | 0 | 0 | 0 | 0 | 0 | 0 | 0 | 0 | 0 | 0 | 0 | 0 | 0 | 0 | 0 | 0 | 0 | 0 | 0 | 0 | 0 | 0 | 0
| Information accessibility | $/customer | 0 | customers | 0 | 0 | 0 | 0 | 0 | 0 | 0 | 0 | 0 | 0 | 0 | 0 | 0 | 0 | 0 | 0 | 0 | 0 | 0 | 0 | 0 | 0 | 0 | 0 | 0
| Other benefits 1 |  |  | 2023-12-31 | 0 | 0 | 0 | 0 | 0 | 0 | 0 | 0 | 0 | 0 | 0 | 0 | 0 | 0 | 0 | 0 | 0 | 0 | 0 | 0 | 0 | 0 | 0 | 0 | 0
| Other benefits 2 |  |  | 2023-12-31 | 0 | 0 | 0 | 0 | 0 | 0 | 0 | 0 | 0 | 0 | 0 | 0 | 0 | 0 | 0 | 0 | 0 | 0 | 0 | 0 | 0 | 0 | 0 | 0 | 0
| Total other benefits |  |  | 2023-12-31 | 0 | 0 | 0 | 0 | 0 | 0 | 0 | 0 | 0 | 0 | 0 | 0 | 0 | 0 | 0 | 0 | 0 | 0 | 0 | 0 | 0 | 0 | 0 | 0 | 0
SUMMARY
| Risks mitigated vs base case |  |  | 2023-12-31 | 0 | 0 | 0 | 0 | 0 | 0 | 0 | 0 | 0 | 0 | 0 | 0 | 0 | 0 | 0 | 0 | 0 | 0 | 0 | 0 | 0 | 0 | 0 | 0 | 0
Capital expenditure
| 0 |  |  | 2023-12-31 | 0 | 0 | 0 | 0 | 0 | 0 | 0 | 0 | 0 | 0 | 0 | 0 | 0 | 0 | 0 | 0 | 0 | 0 | 0 | 0 | 0 | 0 | 0 | 0 | 0
| < Enter description > |  |  | 2023-12-31 | 0 | 0 | 0 | 0 | 0 | 0 | 0 | 0 | 0 | 0 | 0 | 0 | 0 | 0 | 0 | 0 | 0 | 0 | 0 | 0 | 0 | 0 | 0 | 0 | 0
| < Enter description > |  |  | 2023-12-31 | 0 | 0 | 0 | 0 | 0 | 0 | 0 | 0 | 0 | 0 | 0 | 0 | 0 | 0 | 0 | 0 | 0 | 0 | 0 | 0 | 0 | 0 | 0 | 0 | 0
Cumulative capex
| 0 |  |  | 2023-12-31 | 0 | 0 | 0 | 0 | 0 | 0 | 0 | 0 | 0 | 0 | 0 | 0 | 0 | 0 | 0 | 0 | 0 | 0 | 0 | 0 | 0 | 0 | 0 | 0 | 0
| < Enter description > |  |  | 2023-12-31 | 0 | 0 | 0 | 0 | 0 | 0 | 0 | 0 | 0 | 0 | 0 | 0 | 0 | 0 | 0 | 0 | 0 | 0 | 0 | 0 | 0 | 0 | 0 | 0 | 0
| < Enter description > |  |  | 2023-12-31 | 0 | 0 | 0 | 0 | 0 | 0 | 0 | 0 | 0 | 0 | 0 | 0 | 0 | 0 | 0 | 0 | 0 | 0 | 0 | 0 | 0 | 0 | 0 | 0 | 0
Annualised capex
| Annualised capex - 0 |  |  | 2023-12-31 | 0 | 0 | 0 | 0 | 0 | 0 | 0 | 0 | 0 | 0 | 0 | 0 | 0 | 0 | 0 | 0 | 0 | 0 | 0 | 0 | 0 | 0 | 0 | 0 | 0
| Annualised capex - < Enter description > |  |  | 2023-12-31 | 0 | 0 | 0 | 0 | 0 | 0 | 0 | 0 | 0 | 0 | 0 | 0 | 0 | 0 | 0 | 0 | 0 | 0 | 0 | 0 | 0 | 0 | 0 | 0 | 0
| Annualised capex - < Enter description > |  |  | 2023-12-31 | 0 | 0 | 0 | 0 | 0 | 0 | 0 | 0 | 0 | 0 | 0 | 0 | 0 | 0 | 0 | 0 | 0 | 0 | 0 | 0 | 0 | 0 | 0 | 0 | 0
| Total annualised capex |  |  | 2023-12-31 | 0 | 0 | 0 | 0 | 0 | 0 | 0 | 0 | 0 | 0 | 0 | 0 | 0 | 0 | 0 | 0 | 0 | 0 | 0 | 0 | 0 | 0 | 0 | 0 | 0
| Annualised capex |  |  | 2023-12-31 | 0 | 0 | 0 | 0 | 0 | 0 | 0 | 0 | 0 | 0 | 0 | 0 | 0 | 0 | 0 | 0 | 0 | 0 | 0 | 0 | 0 | 0 | 0 | 0 | 0
| Operating expenditure |  |  | 2023-12-31 | 0 | 0 | 0 | 0 | 0 | 0 | 0 | 0 | 0 | 0 | 0 | 0 | 0 | 0 | 0 | 0 | 0 | 0 | 0 | 0 | 0 | 0 | 0 | 0 | 0
| Risk mitigated |  |  | 2023-12-31 | 0 | 0 | 0 | 0 | 0 | 0 | 0 | 0 | 0 | 0 | 0 | 0 | 0 | 0 | 0 | 0 | 0 | 0 | 0 | 0 | 0 | 0 | 0 | 0 | 0
| Other benefits value |  |  | 2023-12-31 | 0 | 0 | 0 | 0 | 0 | 0 | 0 | 0 | 0 | 0 | 0 | 0 | 0 | 0 | 0 | 0 | 0 | 0 | 0 | 0 | 0 | 0 | 0 | 0 | 0
| Net benefits |  |  | 2023-12-31 | 0 | 0 | 0 | 0 | 0 | 0 | 0 | 0 | 0 | 0 | 0 | 0 | 0 | 0 | 0 | 0 | 0 | 0 | 0 | 0 | 0 | 0 | 0 | 0 | 0
| First capex year |  |  | 0
| First year |  |  | Not used
SENSITIVITIES
NPV | Net benefits |  |  | Option 5NPV | 0 | 0 | 0 | 0 | 0 | 0 | 0 | 0 | 0 | 0 | 0 | 0 | 0 | 0 | 0 | 0 | 0 | 0 | 0 | 0 | 0 | 0 | 0 | 0 | 0
| Total annualised capex |  |  |  | 0 | 0 | 0 | 0 | 0 | 0 | 0 | 0 | 0 | 0 | 0 | 0 | 0 | 0 | 0 | 0 | 0 | 0 | 0 | 0 | 0 | 0 | 0 | 0 | 0
| Total benefits |  |  |  | 0 | 0 | 0 | 0 | 0 | 0 | 0 | 0 | 0 | 0 | 0 | 0 | 0 | 0 | 0 | 0 | 0 | 0 | 0 | 0 | 0 | 0 | 0 | 0 | 0
|  | Capex | Total benefits
sens1 | Capex 10% higher | 10% | 0% | Option 5sens1 | 0 | 0 | 0 | 0 | 0 | 0 | 0 | 0 | 0 | 0 | 0 | 0 | 0 | 0 | 0 | 0 | 0 | 0 | 0 | 0 | 0 | 0 | 0 | 0 | 0
sens2 | Capex 10% lower | -10% | 0% | Option 5sens2 | 0 | 0 | 0 | 0 | 0 | 0 | 0 | 0 | 0 | 0 | 0 | 0 | 0 | 0 | 0 | 0 | 0 | 0 | 0 | 0 | 0 | 0 | 0 | 0 | 0
sens3 | Total benefits 10% higher | 0% | 10% | Option 5sens3 | 0 | 0 | 0 | 0 | 0 | 0 | 0 | 0 | 0 | 0 | 0 | 0 | 0 | 0 | 0 | 0 | 0 | 0 | 0 | 0 | 0 | 0 | 0 | 0 | 0
sens4 | Total benefits 10% lower | 0% | -10% | Option 5sens4 | 0 | 0 | 0 | 0 | 0 | 0 | 0 | 0 | 0 | 0 | 0 | 0 | 0 | 0 | 0 | 0 | 0 | 0 | 0 | 0 | 0 | 0 | 0 | 0 | 0
sens5 | Capex 10% higher & Total benefits 10% lower | 10% | -10% | Option 5sens5 | 0 | 0 | 0 | 0 | 0 | 0 | 0 | 0 | 0 | 0 | 0 | 0 | 0 | 0 | 0 | 0 | 0 | 0 | 0 | 0 | 0 | 0 | 0 | 0 | 0
sens | 0 | 0% | 0% | Option 5sens | 0 | 0 | 0 | 0 | 0 | 0 | 0 | 0 | 0 | 0 | 0 | 0 | 0 | 0 | 0 | 0 | 0 | 0 | 0 | 0 | 0 | 0 | 0 | 0 | 0
sens | 0 | 0% | 0% | Option 5sens | 0 | 0 | 0 | 0 | 0 | 0 | 0 | 0 | 0 | 0 | 0 | 0 | 0 | 0 | 0 | 0 | 0 | 0 | 0 | 0 | 0 | 0 | 0 | 0 | 0
sens | 0 | 0% | 0% | Option 5sens | 0 | 0 | 0 | 0 | 0 | 0 | 0 | 0 | 0 | 0 | 0 | 0 | 0 | 0 | 0 | 0 | 0 | 0 | 0 | 0 | 0 | 0 | 0 | 0 | 0

## Consol
Powercor
Geelong feeder: GLE013
CONSOLIDATED
Discount factor |  |  |  |  | 0 | 0.98295 | 0.94971 | 0.91759 | 0.88656 | 0.85658 | 0.82761 | 0.79963 | 0.77259 | 0.74646 | 0.72122 | 0.69683 | 0.67326 | 0.6505 | 0.6285 | 0.60725 | 0.58671 | 0.56687 | 0.5477 | 0.52918 | 0.51129 | 0.494 | 0.47729 | 0.46115 | 0.44556 | 0.43049
Count |  |  |  |  | 0 | 1 | 2 | 3 | 4 | 5 | 6 | 7 | 8 | 9 | 10 | 11 | 12 | 13 | 14 | 15 | 16 | 17 | 18 | 19 | 20 | 21 | 22 | 23 | 24 | 25
Analysis period |  |  |  |  | TRUE | TRUE | TRUE | TRUE | TRUE | TRUE | TRUE | TRUE | TRUE | TRUE | TRUE | TRUE | TRUE | TRUE | TRUE | TRUE | TRUE | TRUE | TRUE | TRUE | TRUE | FALSE | FALSE | FALSE | FALSE | FALSE
[5 empty] | 2026-06-30 | 2026-27 | 2027-28 | 2028-29 | 2029-30 | 2030-31 | 2031-32 | 2032-33 | 2033-34 | 2034-35 | 2035-36 | 2036-37 | 2037-38 | 2038-39 | 2039-40 | 2040-41 | 2041-42 | 2042-43 | 2043-44 | 2044-45 | 2045-46 | 2046-47 | 2047-48 | 2048-49 | 2049-50 | 2050-51
COSTS |  |  | PV
Option 1 (base case) | Energy at risk value | Option 1 (base case)Energy at risk value | 1823528663.3615 | 2026-06-30 |  | 1478099.9278 | 4437024.2867 | 10242666.8403 | 19635294.7233 | 34709741.4807 | 57998415.2205 | 88716726.3811 | 122593698.9938 | 158341509.474 | 158341509.474 | 158341509.474 | 158341509.474 | 158341509.474 | 158341509.474 | 158341509.474 | 158341509.474 | 158341509.474 | 158341509.474 | 158341509.474 | 158341509.474 | 158341509.474 | 158341509.474 | 158341509.474 | 158341509.474 | 158341509.474
Option 1 (base case) | Capital expenditure | Option 1 (base case)Capital expenditure | 0 | 2026-06-30 |  | 0 | 0 | 0 | 0 | 0 | 0 | 0 | 0 | 0 | 0 | 0 | 0 | 0 | 0 | 0 | 0 | 0 | 0 | 0 | 0 | 0 | 0 | 0 | 0 | 0
Option 1 (base case) | Total risk cost | Option 1 (base case)Total risk cost | 1458000577.348 | 2026-06-30 |  | 1478099.9278 | 4437024.2867 | 10242666.8403 | 19635294.7233 | 34709741.4807 | 57998415.2205 | 88716726.3811 | 122593698.9938 | 158341509.474 | 158341509.474 | 158341509.474 | 158341509.474 | 158341509.474 | 158341509.474 | 158341509.474 | 158341509.474 | 158341509.474 | 158341509.474 | 158341509.474 | 158341509.474 | 158341509.474 | 158341509.474 | 158341509.474 | 158341509.474 | 158341509.474
Option 1 (base case) |  | Option 1 (base case)
Option 1 (base case) | Annualised capex | Option 1 (base case)Annualised capex | 0 | 2026-06-30 |  | 0 | 0 | 0 | 0 | 0 | 0 | 0 | 0 | 0 | 0 | 0 | 0 | 0 | 0 | 0 | 0 | 0 | 0 | 0 | 0 | 0 | 0 | 0 | 0 | 0
Option 1 (base case) | Operating expenditure | Option 1 (base case)Operating expenditure | 0 | 2026-06-30 |  | 0 | 0 | 0 | 0 | 0 | 0 | 0 | 0 | 0 | 0 | 0 | 0 | 0 | 0 | 0 | 0 | 0 | 0 | 0 | 0 | 0 | 0 | 0 | 0 | 0
Option 1 (base case) | Risk mitigated | Option 1 (base case)Risk mitigated | 0 | 2026-06-30 |  | 0 | 0 | 0 | 0 | 0 | 0 | 0 | 0 | 0 | 0 | 0 | 0 | 0 | 0 | 0 | 0 | 0 | 0 | 0 | 0 | 0 | 0 | 0 | 0 | 0
Option 1 (base case) | Other benefits value | Option 1 (base case)Other benefits value | 0 | 2026-06-30 |  | 0 | 0 | 0 | 0 | 0 | 0 | 0 | 0 | 0 | 0 | 0 | 0 | 0 | 0 | 0 | 0 | 0 | 0 | 0 | 0 | 0 | 0 | 0 | 0 | 0
Option 1 (base case) | Net benefits | Option 1 (base case)Net benefits |  | 2026-06-30 |  | 0 | 0 | 0 | 0 | 0 | 0 | 0 | 0 | 0 | 0 | 0 | 0 | 0 | 0 | 0 | 0 | 0 | 0 | 0 | 0 | 0 | 0 | 0 | 0 | 0
Option 1 (base case) | NPV | Option 1 (base case)NPV | 0 | 2026-06-30
Option 1 (base case) | PV of costs | Option 1 (base case)PV of costs | 0 | 2026-06-30
Option 1 (base case) | PV of benefits | Option 1 (base case)PV of benefits | 0 | 2026-06-30
Option 2 | Energy at risk value | Option 2Energy at risk value | 3667969.3859 | 2026-06-30 |  | 1478099.9278 | 0 | 0 | 0 | 0 | 0 | 0 | 30366.9439 | 224223.4803 | 224223.4803 | 224223.4803 | 224223.4803 | 224223.4803 | 224223.4803 | 224223.4803 | 224223.4803 | 224223.4803 | 224223.4803 | 224223.4803 | 224223.4803 | 224223.4803 | 224223.4803 | 224223.4803 | 224223.4803 | 224223.4803
Option 2 | Capital expenditure | Option 2Capital expenditure | -3860783.6732 | 2026-06-30 |  | -3927766.3297 | 0 | 0 | 0 | 0 | 0 | 0 | 0 | 0 | 0 | 0 | 0 | 0 | 0 | 0 | 0 | 0 | 0 | 0 | 0 | 0 | 0 | 0 | 0 | 0
Option 2 | Total risk cost | Option 2Total risk cost | 3150354.1385 | 2026-06-30 |  | 1478099.9278 | 0 | 0 | 0 | 0 | 0 | 0 | 30366.9439 | 224223.4803 | 224223.4803 | 224223.4803 | 224223.4803 | 224223.4803 | 224223.4803 | 224223.4803 | 224223.4803 | 224223.4803 | 224223.4803 | 224223.4803 | 224223.4803 | 0 | 0 | 0 | 0 | 0
Option 2 |  | Option 2
Option 2 | Annualised capex | Option 2Annualised capex | -2256632.7928 | 2026-06-30 |  | 0 | -167455.2489 | -167455.2489 | -167455.2489 | -167455.2489 | -167455.2489 | -167455.2489 | -167455.2489 | -167455.2489 | -167455.2489 | -167455.2489 | -167455.2489 | -167455.2489 | -167455.2489 | -167455.2489 | -167455.2489 | -167455.2489 | -167455.2489 | -167455.2489 | -167455.2489 | 0 | 0 | 0 | 0 | 0
Option 2 | Operating expenditure | Option 2Operating expenditure | 0 | 2026-06-30 |  | 0 | 0 | 0 | 0 | 0 | 0 | 0 | 0 | 0 | 0 | 0 | 0 | 0 | 0 | 0 | 0 | 0 | 0 | 0 | 0 | 0 | 0 | 0 | 0 | 0
Option 2 | Risk mitigated | Option 2Risk mitigated | 1454850223.2095 | 2026-06-30 |  | 0 | 4437024.2867 | 10242666.8403 | 19635294.7233 | 34709741.4807 | 57998415.2205 | 88716726.3811 | 122563332.0499 | 158117285.9937 | 158117285.9937 | 158117285.9937 | 158117285.9937 | 158117285.9937 | 158117285.9937 | 158117285.9937 | 158117285.9937 | 158117285.9937 | 158117285.9937 | 158117285.9937 | 158117285.9937 | 0 | 0 | 0 | 0 | 0
Option 2 | Other benefits value | Option 2Other benefits value | 0 | 2026-06-30 |  | 0 | 0 | 0 | 0 | 0 | 0 | 0 | 0 | 0 | 0 | 0 | 0 | 0 | 0 | 0 | 0 | 0 | 0 | 0 | 0 | 0 | 0 | 0 | 0 | 0
Option 2 | Net benefits | Option 2Net benefits |  | 2026-06-30 |  | 0 | 4269569.0378 | 10075211.5913 | 19467839.4743 | 34542286.2318 | 57830959.9716 | 88549271.1322 | 122395876.8009 | 157949830.7447 | 157949830.7447 | 157949830.7447 | 157949830.7447 | 157949830.7447 | 157949830.7447 | 157949830.7447 | 157949830.7447 | 157949830.7447 | 157949830.7447 | 157949830.7447 | 157949830.7447 | 0 | 0 | 0 | 0 | 0
Option 2 | NPV | Option 2NPV | 1452593590.4167 | 2026-06-30
Option 2 | PV of costs | Option 2PV of costs | -2256632.7928 | 2026-06-30
Option 2 | PV of benefits | Option 2PV of benefits | 1454850223.2095 | 2026-06-30
Option 3 | Energy at risk value | Option 3Energy at risk value | 3667969.3859 | 2026-06-30 |  | 1478099.9278 | 0 | 0 | 0 | 0 | 0 | 0 | 30366.9439 | 224223.4803 | 224223.4803 | 224223.4803 | 224223.4803 | 224223.4803 | 224223.4803 | 224223.4803 | 224223.4803 | 224223.4803 | 224223.4803 | 224223.4803 | 224223.4803 | 224223.4803 | 224223.4803 | 224223.4803 | 224223.4803 | 224223.4803
Option 3 | Capital expenditure | Option 3Capital expenditure | -7070850.9573 | 2026-06-30 |  | -7193526.6681 | 0 | 0 | 0 | 0 | 0 | 0 | 0 | 0 | 0 | 0 | 0 | 0 | 0 | 0 | 0 | 0 | 0 | 0 | 0 | 0 | 0 | 0 | 0 | 0
Option 3 | Total risk cost | Option 3Total risk cost | 3150354.1385 | 2026-06-30 |  | 1478099.9278 | 0 | 0 | 0 | 0 | 0 | 0 | 30366.9439 | 224223.4803 | 224223.4803 | 224223.4803 | 224223.4803 | 224223.4803 | 224223.4803 | 224223.4803 | 224223.4803 | 224223.4803 | 224223.4803 | 224223.4803 | 224223.4803 | 0 | 0 | 0 | 0 | 0
Option 3
Option 3 | Annualised capex | Option 3Annualised capex | -4132921.0581 | 2026-06-30 |  | 0 | -306686.7267 | -306686.7267 | -306686.7267 | -306686.7267 | -306686.7267 | -306686.7267 | -306686.7267 | -306686.7267 | -306686.7267 | -306686.7267 | -306686.7267 | -306686.7267 | -306686.7267 | -306686.7267 | -306686.7267 | -306686.7267 | -306686.7267 | -306686.7267 | -306686.7267 | 0 | 0 | 0 | 0 | 0
Option 3 | Operating expenditure | Option 3Operating expenditure | 0 | 2026-06-30 |  | 0 | 0 | 0 | 0 | 0 | 0 | 0 | 0 | 0 | 0 | 0 | 0 | 0 | 0 | 0 | 0 | 0 | 0 | 0 | 0 | 0 | 0 | 0 | 0 | 0
Option 3 | Risk mitigated | Option 3Risk mitigated | 1454850223.2095 | 2026-06-30 |  | 0 | 4437024.2867 | 10242666.8403 | 19635294.7233 | 34709741.4807 | 57998415.2205 | 88716726.3811 | 122563332.0499 | 158117285.9937 | 158117285.9937 | 158117285.9937 | 158117285.9937 | 158117285.9937 | 158117285.9937 | 158117285.9937 | 158117285.9937 | 158117285.9937 | 158117285.9937 | 158117285.9937 | 158117285.9937 | 0 | 0 | 0 | 0 | 0
Option 3 | Other benefits value | Option 3Other benefits value | 0 | 2026-06-30 |  | 0 | 0 | 0 | 0 | 0 | 0 | 0 | 0 | 0 | 0 | 0 | 0 | 0 | 0 | 0 | 0 | 0 | 0 | 0 | 0 | 0 | 0 | 0 | 0 | 0
Option 3 | Net benefits | Option 3Net benefits |  | 2026-06-30 |  | 0 | 4130337.56 | 9935980.1136 | 19328607.9966 | 34403054.754 | 57691728.4938 | 88410039.6544 | 122256645.3232 | 157810599.2669 | 157810599.2669 | 157810599.2669 | 157810599.2669 | 157810599.2669 | 157810599.2669 | 157810599.2669 | 157810599.2669 | 157810599.2669 | 157810599.2669 | 157810599.2669 | 157810599.2669 | 0 | 0 | 0 | 0 | 0
Option 3 | NPV | Option 3NPV | 1450717302.1514 | 2026-06-30
Option 3 | PV of costs | Option 3PV of costs | -4132921.0581 | 2026-06-30
Option 3 | PV of benefits | Option 3PV of benefits | 1454850223.2095 | 2026-06-30
Option 4 | Energy at risk value | Option 4Energy at risk value | 0 | 2026-06-30 |  | 0 | 0 | 0 | 0 | 0 | 0 | 0 | 0 | 0 | 0 | 0 | 0 | 0 | 0 | 0 | 0 | 0 | 0 | 0 | 0 | 0 | 0 | 0 | 0 | 0
Option 4 | Capital expenditure | Option 4Capital expenditure | 0 | 2026-06-30 |  | 0 | 0 | 0 | 0 | 0 | 0 | 0 | 0 | 0 | 0 | 0 | 0 | 0 | 0 | 0 | 0 | 0 | 0 | 0 | 0 | 0 | 0 | 0 | 0 | 0
Option 4 | Total risk cost | Option 4Total risk cost | 0 | 2026-06-30 |  | 0 | 0 | 0 | 0 | 0 | 0 | 0 | 0 | 0 | 0 | 0 | 0 | 0 | 0 | 0 | 0 | 0 | 0 | 0 | 0 | 0 | 0 | 0 | 0 | 0
Option 4 |  | Option 4
Option 4 | Annualised capex | Option 4Annualised capex | 0 | 2026-06-30 |  | 0 | 0 | 0 | 0 | 0 | 0 | 0 | 0 | 0 | 0 | 0 | 0 | 0 | 0 | 0 | 0 | 0 | 0 | 0 | 0 | 0 | 0 | 0 | 0 | 0
Option 4 | Operating expenditure | Option 4Operating expenditure | 0 | 2026-06-30 |  | 0 | 0 | 0 | 0 | 0 | 0 | 0 | 0 | 0 | 0 | 0 | 0 | 0 | 0 | 0 | 0 | 0 | 0 | 0 | 0 | 0 | 0 | 0 | 0 | 0
Option 4 | Risk mitigated | Option 4Risk mitigated | 0 | 2026-06-30 |  | 0 | 0 | 0 | 0 | 0 | 0 | 0 | 0 | 0 | 0 | 0 | 0 | 0 | 0 | 0 | 0 | 0 | 0 | 0 | 0 | 0 | 0 | 0 | 0 | 0
Option 4 | Other benefits value | Option 4Other benefits value | 0 | 2026-06-30 |  | 0 | 0 | 0 | 0 | 0 | 0 | 0 | 0 | 0 | 0 | 0 | 0 | 0 | 0 | 0 | 0 | 0 | 0 | 0 | 0 | 0 | 0 | 0 | 0 | 0
Option 4 | Net benefits | Option 4Net benefits |  | 2026-06-30 |  | 0 | 0 | 0 | 0 | 0 | 0 | 0 | 0 | 0 | 0 | 0 | 0 | 0 | 0 | 0 | 0 | 0 | 0 | 0 | 0 | 0 | 0 | 0 | 0 | 0
Option 4 | NPV | Option 4NPV | 0 | 2026-06-30
Option 4 | PV of costs | Option 4PV of costs | 0 | 2026-06-30
Option 4 | PV of benefits | Option 4PV of benefits | 0 | 2026-06-30
Option 5 | Energy at risk value | Option 5Energy at risk value | 0 | 2026-06-30 |  | 0 | 0 | 0 | 0 | 0 | 0 | 0 | 0 | 0 | 0 | 0 | 0 | 0 | 0 | 0 | 0 | 0 | 0 | 0 | 0 | 0 | 0 | 0 | 0 | 0
Option 5 | Capital expenditure | Option 5Capital expenditure | 0 | 2026-06-30 |  | 0 | 0 | 0 | 0 | 0 | 0 | 0 | 0 | 0 | 0 | 0 | 0 | 0 | 0 | 0 | 0 | 0 | 0 | 0 | 0 | 0 | 0 | 0 | 0 | 0
Option 5 | Total risk cost | Option 5Total risk cost | 0 | 2026-06-30 |  | 0 | 0 | 0 | 0 | 0 | 0 | 0 | 0 | 0 | 0 | 0 | 0 | 0 | 0 | 0 | 0 | 0 | 0 | 0 | 0 | 0 | 0 | 0 | 0 | 0
Option 5 |  | Option 5
Option 5 | Annualised capex | Option 5Annualised capex | 0 | 2026-06-30 |  | 0 | 0 | 0 | 0 | 0 | 0 | 0 | 0 | 0 | 0 | 0 | 0 | 0 | 0 | 0 | 0 | 0 | 0 | 0 | 0 | 0 | 0 | 0 | 0 | 0
Option 5 | Operating expenditure | Option 5Operating expenditure | 0 | 2026-06-30 |  | 0 | 0 | 0 | 0 | 0 | 0 | 0 | 0 | 0 | 0 | 0 | 0 | 0 | 0 | 0 | 0 | 0 | 0 | 0 | 0 | 0 | 0 | 0 | 0 | 0
Option 5 | Risk mitigated | Option 5Risk mitigated | 0 | 2026-06-30 |  | 0 | 0 | 0 | 0 | 0 | 0 | 0 | 0 | 0 | 0 | 0 | 0 | 0 | 0 | 0 | 0 | 0 | 0 | 0 | 0 | 0 | 0 | 0 | 0 | 0
Option 5 | Other benefits value | Option 5Other benefits value | 0 | 2026-06-30 |  | 0 | 0 | 0 | 0 | 0 | 0 | 0 | 0 | 0 | 0 | 0 | 0 | 0 | 0 | 0 | 0 | 0 | 0 | 0 | 0 | 0 | 0 | 0 | 0 | 0
Option 5 | Net benefits | Option 5Net benefits |  | 2026-06-30 |  | 0 | 0 | 0 | 0 | 0 | 0 | 0 | 0 | 0 | 0 | 0 | 0 | 0 | 0 | 0 | 0 | 0 | 0 | 0 | 0 | 0 | 0 | 0 | 0 | 0
Option 5 | NPV | Option 5NPV | 0 | 2026-06-30
Option 5 | PV of costs | Option 5PV of costs | 0 | 2026-06-30
Option 5 | PV of benefits | Option 5PV of benefits | 0 | 2026-06-30
CHART DATA | [5 empty] | FY27 | FY28 | FY29 | FY30 | FY31 | FY32 | FY33 | FY34 | FY35 | FY36 | FY37 | FY38 | FY39 | FY40 | FY41 | FY42 | FY43 | FY44 | FY45 | FY46 | FY47 | FY48 | FY49 | FY50 | FY51
Option 2 | Annualised capex | -1 |  |  | Option 2 annualised capex | 0.16746 | 0.16746 | 0.16746 | 0.16746 | 0.16746 | 0.16746 | 0.16746 | 0.16746 | 0.16746 | 0.16746 | 0.16746 | 0.16746 | 0.16746 | 0.16746 | 0.16746 | 0.16746 | 0.16746 | 0.16746 | 0.16746 | 0.16746 | 0 | 0 | 0 | 0 | 0
Option 1 (base case) | Total risk cost | 1 |  |  | Option 1 (base case) risk cost | 1.4781 | 4.437 | 10.2427 | 19.6353 | 34.7097 | 57.9984 | 88.7167 | 122.5937 | 158.3415 | 158.3415 | 158.3415 | 158.3415 | 158.3415 | 158.3415 | 158.3415 | 158.3415 | 158.3415 | 158.3415 | 158.3415 | 158.3415 | 158.3415 | 158.3415 | 158.3415 | 158.3415 | 158.3415
[6 empty] | FY27 | FY28 | FY29 | FY30 | FY31 | FY32 | FY33 | FY34 | FY35 | FY36 | FY37 | FY38 | FY39 | FY40 | FY41 | FY42 | FY43 | FY44 | FY45 | FY46 | FY47 | FY48 | FY49 | FY50 | FY51
Energy at risk | Energy at risk (weighted) | 3498.9695 |  |  | Energy at risk energy at risk (weighted) | 32.6625 | 98.0476 | 226.3385 | 433.8932 | 767.0025 | 1281.6266 | 1960.428 | 2709.0282 | 3498.9695 | 3498.9695 | 3498.9695 | 3498.9695 | 3498.9695 | 3498.9695 | 3498.9695 | 3498.9695 | 3498.9695 | 3498.9695 | 3498.9695 | 3498.9695 | 3498.9695 | 3498.9695 | 3498.9695 | 3498.9695 | 3498.9695
Option 1 (base case) | Energy at risk value | 143.0758 |  |  | Option 1 (base case) risk cost | 1.3356 | 4.0093 | 9.2552 | 17.7423 | 31.3634 | 52.4068 | 80.1636 | 110.7745 | 143.0758 | 143.0758 | 143.0758 | 143.0758 | 143.0758 | 143.0758 | 143.0758 | 143.0758 | 143.0758 | 143.0758 | 143.0758 | 143.0758 | 143.0758 | 143.0758 | 143.0758 | 143.0758 | 143.0758

## EaR GLE013
Powercor
GLE013
PAL
OUTPUT
Do nothing |  |  |  |  | 2024 | 2025 | 2026 | 2027 | 2028 | 2029 | 2030 | 2031 | 2032 | 2033 | 2034 | 2035 | 2036 | 2037 | 2038 | 2039 | 2040 | 2041 | 2042 | 2043 | 2044 | 2045 | 2046 | 2047 | 2048 | 2049 | 2050
50% PoE |  |  |  |  | 0 | 0 | 0 | 0.97733 | 6.2108 | 26.4696 | 90.9797 | 241.1833 | 523.7919 | 942.3946 | 1440.1753 | 1993.371 | 1993.371 | 1993.371 | 1993.371 | 1993.371 | 1993.371 | 1993.371 | 1993.371 | 1993.371 | 1993.371 | 1993.371 | 1993.371 | 1993.371 | 1993.371 | 1993.371 | 1993.371
10% PoE |  |  |  |  | 0.042123 | 1.5264 | 17.1158 | 106.5945 | 312.3335 | 692.6992 | 1234.0245 | 1993.9138 | 3049.9074 | 4335.8392 | 5669.6849 | 7012.0327 | 7012.0327 | 7012.0327 | 7012.0327 | 7012.0327 | 7012.0327 | 7012.0327 | 7012.0327 | 7012.0327 | 7012.0327 | 7012.0327 | 7012.0327 | 7012.0327 | 7012.0327 | 7012.0327 | 7012.0327
OPTION 2 |  |  |  |  | 2024 | 2025 | 2026 | 2027 | 2028 | 2029 | 2030 | 2031 | 2032 | 2033 | 2034 | 2035 | 2036 | 2037 | 2038 | 2039 | 2040 | 2041 | 2042 | 2043 | 2044 | 2045 | 2046 | 2047 | 2048 | 2049 | 2050
50% PoE |  |  |  |  | 0 | 0 | 0 | 0.97733 | 0 | 0 | 0 | 0 | 0 | 0 | 0 | 0 | 0 | 0 | 0 | 0 | 0 | 0 | 0 | 0 | 0 | 0 | 0 | 0 | 0 | 0 | 0
10% PoE |  |  |  |  | 0.042123 | 1.5264 | 17.1158 | 106.5945 | 0 | 0 | 0 | 0 | 0 | 0 | 2.2368 | 16.516 | 16.516 | 16.516 | 16.516 | 16.516 | 16.516 | 16.516 | 16.516 | 16.516 | 16.516 | 16.516 | 16.516 | 16.516 | 16.516 | 16.516 | 16.516
INPUT DATA
| ZSS/TS/Line |  |  |  | 2024: GLE013
No Tx/Line | bar: 2024
[5 empty] | N Rating | N-1 Rating | Load Tan Phi (actual) | Load Tan Phi (forecast) | 10%/50% POE | Cap Bank (actual) | Cap Bank (forecast) | 2024 MVAR
| S |  |  |  | 2024: 14.48; 2025: 14.48; 2026: -0.10069; 2027: -0.10069; 2028: 1.2544; 2029: 0; 2030: 0; 2031: -1.17
| W |  |  |  | 2024: 14.67; 2025: 14.67; 2026: -0.2058; 2027: -0.2058; 2028: 1.2671; 2029: 0; 2030: 0; 2031: -2.2
| Interval |  |  |  | 2024: 15m
| Exposure |  |  |  | 2024: 3.744%
Do Nothing - 50% PoE Load Forecast |  |  |  |  | 2024 | 2025 | 2026 | 2027 | 2028 | 2029 | 2030 | 2031 | 2032 | 2033 | 2034 | 2035 | 2036 | 2037 | 2038 | 2039 | 2040 | 2041 | 2042 | 2043 | 2044 | 2045 | 2046 | 2047 | 2048 | 2049 | 2050
GLE013 | S (MW) |  |  |  | 11.62 | 12.57 | 14.29 | 15.32 | 16.08 | 16.96 | 17.64 | 18.43 | 19.33 | 20.3 | 21.06 | 21.74 | 21.74 | 21.74 | 21.74 | 21.74 | 21.74 | 21.74 | 21.74 | 21.74 | 21.74 | 21.74 | 21.74 | 21.74 | 21.74 | 21.74 | 21.74
| W (MW) |  |  |  | 10.69 | 11.55 | 13.165 | 14.925 | 16.23 | 17.57 | 18.87 | 20.225 | 21.7 | 23.17 | 24.495 | 25.695 | 25.695 | 25.695 | 25.695 | 25.695 | 25.695 | 25.695 | 25.695 | 25.695 | 25.695 | 25.695 | 25.695 | 25.695 | 25.695 | 25.695 | 25.695
Transfers | S (MW) |  |  |  | 0 | 0 | 0 | 0 | 0 | 0 | 0 | 0 | 0 | 0 | 0 | 0 | 0 | 0 | 0 | 0 | 0 | 0 | 0 | 0 | 0 | 0 | 0 | 0 | 0 | 0 | 0
| W (MW) |  |  |  | 0 | 0 | 0 | 0 | 0 | 0 | 0 | 0 | 0 | 0 | 0 | 0 | 0 | 0 | 0 | 0 | 0 | 0 | 0 | 0 | 0 | 0 | 0 | 0 | 0 | 0 | 0
After TFs | S (MW) |  |  |  | 11.62 | 12.57 | 14.29 | 15.32 | 16.08 | 16.96 | 17.64 | 18.43 | 19.33 | 20.3 | 21.06 | 21.74 | 21.74 | 21.74 | 21.74 | 21.74 | 21.74 | 21.74 | 21.74 | 21.74 | 21.74 | 21.74 | 21.74 | 21.74 | 21.74 | 21.74 | 21.74
| W (MW) |  |  |  | 10.69 | 11.55 | 13.165 | 14.925 | 16.23 | 17.57 | 18.87 | 20.225 | 21.7 | 23.17 | 24.495 | 25.695 | 25.695 | 25.695 | 25.695 | 25.695 | 25.695 | 25.695 | 25.695 | 25.695 | 25.695 | 25.695 | 25.695 | 25.695 | 25.695 | 25.695 | 25.695
Option 1 - 50% PoE Load Forecast |  |  |  |  | 2024 | 2025 | 2026 | 2027 | 2028 | 2029 | 2030 | 2031 | 2032 | 2033 | 2034 | 2035 | 2036 | 2037 | 2038 | 2039 | 2040 | 2041 | 2042 | 2043 | 2044 | 2045 | 2046 | 2047 | 2048 | 2049 | 2050
GLE013 | S (MW) |  |  |  | 11.62 | 12.57 | 14.29 | 15.32 | 16.08 | 16.96 | 17.64 | 18.43 | 19.33 | 20.3 | 21.06 | 21.74 | 21.74 | 21.74 | 21.74 | 21.74 | 21.74 | 21.74 | 21.74 | 21.74 | 21.74 | 21.74 | 21.74 | 21.74 | 21.74 | 21.74 | 21.74
| W (MW) |  |  |  | 10.69 | 11.55 | 13.165 | 14.925 | 16.23 | 17.57 | 18.87 | 20.225 | 21.7 | 23.17 | 24.495 | 25.695 | 25.695 | 25.695 | 25.695 | 25.695 | 25.695 | 25.695 | 25.695 | 25.695 | 25.695 | 25.695 | 25.695 | 25.695 | 25.695 | 25.695 | 25.695
Transfers | S (MW) |  |  |  | 0 | 0 | 0 | 0 | 12 | 12 | 12 | 12 | 12 | 12 | 12 | 12 | 12 | 12 | 12 | 12 | 12 | 12 | 12 | 12 | 12 | 12 | 12 | 12 | 12 | 12 | 12
| W (MW) |  |  |  | 0 | 0 | 0 | 0 | 12 | 12 | 12 | 12 | 12 | 12 | 12 | 12 | 12 | 12 | 12 | 12 | 12 | 12 | 12 | 12 | 12 | 12 | 12 | 12 | 12 | 12 | 12
After TFs | S (MW) |  |  |  | 11.62 | 12.57 | 14.29 | 15.32 | 4.08 | 4.96 | 5.64 | 6.43 | 7.33 | 8.3 | 9.06 | 9.74 | 9.74 | 9.74 | 9.74 | 9.74 | 9.74 | 9.74 | 9.74 | 9.74 | 9.74 | 9.74 | 9.74 | 9.74 | 9.74 | 9.74 | 9.74
| W (MW) |  |  |  | 10.69 | 11.55 | 13.165 | 14.925 | 4.23 | 5.57 | 6.87 | 8.225 | 9.7 | 11.17 | 12.495 | 13.695 | 13.695 | 13.695 | 13.695 | 13.695 | 13.695 | 13.695 | 13.695 | 13.695 | 13.695 | 13.695 | 13.695 | 13.695 | 13.695 | 13.695 | 13.695
Option 1 - Augmentation Details
N Rating | S (MVA) |  |  |  | 14.48 | 14.48 | 14.48 | 14.48 | 14.48 | 14.48 | 14.48 | 14.48 | 14.48 | 14.48 | 14.48 | 14.48 | 14.48 | 14.48 | 14.48 | 14.48 | 14.48 | 14.48 | 14.48 | 14.48 | 14.48 | 14.48 | 14.48 | 14.48 | 14.48 | 14.48 | 14.48
N-1 Rating | S (MVA) |  |  |  | 14.48 | 14.48 | 14.48 | 14.48 | 14.48 | 14.48 | 14.48 | 14.48 | 14.48 | 14.48 | 14.48 | 14.48 | 14.48 | 14.48 | 14.48 | 14.48 | 14.48 | 14.48 | 14.48 | 14.48 | 14.48 | 14.48 | 14.48 | 14.48 | 14.48 | 14.48 | 14.48
N Rating | W (MVA) |  |  |  | 14.67 | 14.67 | 14.67 | 14.67 | 14.67 | 14.67 | 14.67 | 14.67 | 14.67 | 14.67 | 14.67 | 14.67 | 14.67 | 14.67 | 14.67 | 14.67 | 14.67 | 14.67 | 14.67 | 14.67 | 14.67 | 14.67 | 14.67 | 14.67 | 14.67 | 14.67 | 14.67
N-1 Rating | W (MVA) |  |  |  | 14.67 | 14.67 | 14.67 | 14.67 | 14.67 | 14.67 | 14.67 | 14.67 | 14.67 | 14.67 | 14.67 | 14.67 | 14.67 | 14.67 | 14.67 | 14.67 | 14.67 | 14.67 | 14.67 | 14.67 | 14.67 | 14.67 | 14.67 | 14.67 | 14.67 | 14.67 | 14.67
No. Transformers/Lines | bar: 2024 to 2050
ENERGY AT RISK: DO NOTHING
[5 empty] | 2024 | 2025 | 2026 | 2027 | 2028 | 2029 | 2030 | 2031 | 2032 | 2033 | 2034 | 2035 | 2036 | 2037 | 2038 | 2039 | 2040 | 2041 | 2042 | 2043 | 2044 | 2045 | 2046 | 2047 | 2048 | 2049 | 2050
Summary
50% PoE | N |  |  | Total EatR, MWhrs | 0 | 0 | 0 | 0.97733 | 6.2108 | 26.4696 | 90.9797 | 241.1833 | 523.7919 | 942.3946 | 1440.1753 | 1993.371 | 1993.371 | 1993.371 | 1993.371 | 1993.371 | 1993.371 | 1993.371 | 1993.371 | 1993.371 | 1993.371 | 1993.371 | 1993.371 | 1993.371 | 1993.371 | 1993.371 | 1993.371
50% PoE | N-1 |  |  | Total EatR, MWhrs | 0 | 0 | 0 | 0 | 0 | 0 | 0 | 0 | 0 | 0 | 0 | 0 | 0 | 0 | 0 | 0 | 0 | 0 | 0 | 0 | 0 | 0 | 0 | 0 | 0 | 0 | 0
10% LAR | N |  |  | Total EatR, MWhrs | 0.042123 | 1.5264 | 17.1158 | 106.5945 | 312.3335 | 692.6992 | 1234.0245 | 1993.9138 | 3049.9074 | 4335.8392 | 5669.6849 | 7012.0327 | 7012.0327 | 7012.0327 | 7012.0327 | 7012.0327 | 7012.0327 | 7012.0327 | 7012.0327 | 7012.0327 | 7012.0327 | 7012.0327 | 7012.0327 | 7012.0327 | 7012.0327 | 7012.0327 | 7012.0327
10% LAR | N-1 |  |  | Total EatR, MWhrs | 0.00021299 | 0.0093692 | 0.20038 | 1.903 | 6.0238 | 13.6969 | 24.7515 | 40.2772 | 61.8666 | 88.0766 | 115.3194 | 142.6878 | 142.6878 | 142.6878 | 142.6878 | 142.6878 | 142.6878 | 142.6878 | 142.6878 | 142.6878 | 142.6878 | 142.6878 | 142.6878 | 142.6878 | 142.6878 | 142.6878 | 142.6878
50% PoE | N |  |  | Total EEatR, MWhrs | 0 | 0 | 0 | 0.97733 | 6.2108 | 26.4696 | 90.9797 | 241.1833 | 523.7919 | 942.3946 | 1440.1753 | 1993.371 | 1993.371 | 1993.371 | 1993.371 | 1993.371 | 1993.371 | 1993.371 | 1993.371 | 1993.371 | 1993.371 | 1993.371 | 1993.371 | 1993.371 | 1993.371 | 1993.371 | 1993.371
50% PoE | N-1 |  |  | Total EEatR, MWhrs | 0 | 0 | 0 | 0 | 0 | 0 | 0 | 0 | 0 | 0 | 0 | 0 | 0 | 0 | 0 | 0 | 0 | 0 | 0 | 0 | 0 | 0 | 0 | 0 | 0 | 0 | 0
10% LAR | N |  |  | Total EEatR, MWhrs | 0.042123 | 1.5264 | 17.1158 | 106.5945 | 312.3335 | 692.6992 | 1234.0245 | 1993.9138 | 3049.9074 | 4335.8392 | 5669.6849 | 7012.0327 | 7012.0327 | 7012.0327 | 7012.0327 | 7012.0327 | 7012.0327 | 7012.0327 | 7012.0327 | 7012.0327 | 7012.0327 | 7012.0327 | 7012.0327 | 7012.0327 | 7012.0327 | 7012.0327 | 7012.0327
10% LAR | N-1 |  |  | Total EEatR, MWhrs | 7.9749e-06 | 0.00035081 | 0.0075029 | 0.071253 | 0.22555 | 0.51285 | 0.92677 | 1.5081 | 2.3165 | 3.2978 | 4.3179 | 5.3426 | 5.3426 | 5.3426 | 5.3426 | 5.3426 | 5.3426 | 5.3426 | 5.3426 | 5.3426 | 5.3426 | 5.3426 | 5.3426 | 5.3426 | 5.3426 | 5.3426 | 5.3426
3.744%
Transfers | ON
MLN021 | 50% PoE | 5.86% |  | MW | 11.62 | 12.57 | 14.29 | 15.32 | 16.08 | 16.96 | 17.64 | 18.43 | 19.33 | 20.3 | 21.06 | 21.74 | 21.74 | 21.74 | 21.74 | 21.74 | 21.74 | 21.74 | 21.74 | 21.74 | 21.74 | 21.74 | 21.74 | 21.74 | 21.74 | 21.74 | 21.74
Summer | load pf | 0.99497 |  | MVAr | -1.17 | -1.2657 | -1.4388 | -1.5425 | -1.6191 | -1.7077 | -1.7761 | -1.8557 | -1.9463 | -2.044 | -2.1205 | -2.189 | -2.189 | -2.189 | -2.189 | -2.189 | -2.189 | -2.189 | -2.189 | -2.189 | -2.189 | -2.189 | -2.189 | -2.189 | -2.189 | -2.189 | -2.189
|  |  |  | MVA | 11.6788 | 12.6336 | 14.3623 | 15.3975 | 16.1613 | 17.0458 | 17.7292 | 18.5232 | 19.4277 | 20.4026 | 21.1665 | 21.8499 | 21.8499 | 21.8499 | 21.8499 | 21.8499 | 21.8499 | 21.8499 | 21.8499 | 21.8499 | 21.8499 | 21.8499 | 21.8499 | 21.8499 | 21.8499 | 21.8499 | 21.8499
|  |  |  | MVA | 11.6788 | 12.6336 | 14.3623 | 15.3975 | 16.1613 | 17.0458 | 17.7292 | 18.5232 | 19.4277 | 20.4026 | 21.1665 | 21.8499 | 21.8499 | 21.8499 | 21.8499 | 21.8499 | 21.8499 | 21.8499 | 21.8499 | 21.8499 | 21.8499 | 21.8499 | 21.8499 | 21.8499 | 21.8499 | 21.8499 | 21.8499
50% PoE | N | CR |  | MVA | 14.48 | 14.48 | 14.48 | 14.48 | 14.48 | 14.48 | 14.48 | 14.48 | 14.48 | 14.48 | 14.48 | 14.48 | 14.48 | 14.48 | 14.48 | 14.48 | 14.48 | 14.48 | 14.48 | 14.48 | 14.48 | 14.48 | 14.48 | 14.48 | 14.48 | 14.48 | 14.48
50% PoE | N-1 | CR |  | MVA | 14.48 | 14.48 | 14.48 | 14.48 | 14.48 | 14.48 | 14.48 | 14.48 | 14.48 | 14.48 | 14.48 | 14.48 | 14.48 | 14.48 | 14.48 | 14.48 | 14.48 | 14.48 | 14.48 | 14.48 | 14.48 | 14.48 | 14.48 | 14.48 | 14.48 | 14.48 | 14.48
50% LAR | N |  |  | Ratio Rating/Load | 1.2398 | 1.1462 | 1.0082 | 0.94041 | 0.89596 | 0.84947 | 0.81673 | 0.78172 | 0.74532 | 0.70971 | 0.6841 | 0.6627 | 0.6627 | 0.6627 | 0.6627 | 0.6627 | 0.6627 | 0.6627 | 0.6627 | 0.6627 | 0.6627 | 0.6627 | 0.6627 | 0.6627 | 0.6627 | 0.6627 | 0.6627
50% LAR | N-1 |  |  | Ratio Rating/Load | 1.2398 | 1.1462 | 1.0082 | 0.94041 | 0.89596 | 0.84947 | 0.81673 | 0.78172 | 0.74532 | 0.70971 | 0.6841 | 0.6627 | 0.6627 | 0.6627 | 0.6627 | 0.6627 | 0.6627 | 0.6627 | 0.6627 | 0.6627 | 0.6627 | 0.6627 | 0.6627 | 0.6627 | 0.6627 | 0.6627 | 0.6627
Load tan Phi |  | -0.10069 |  |  | -0.10069 | -0.10069 | -0.10069 | -0.10069 | -0.10069 | -0.10069 | -0.10069 | -0.10069 | -0.10069 | -0.10069 | -0.10069 | -0.10069 | -0.10069 | -0.10069 | -0.10069 | -0.10069 | -0.10069 | -0.10069 | -0.10069 | -0.10069 | -0.10069 | -0.10069 | -0.10069 | -0.10069 | -0.10069 | -0.10069 | -0.10069
Cap |  | 0 |  | MVAr | 0 | 0 | 0 | 0 | 0 | 0 | 0 | 0 | 0 | 0 | 0 | 0 | 0 | 0 | 0 | 0 | 0 | 0 | 0 | 0 | 0 | 0 | 0 | 0 | 0 | 0 | 0
10% PoE | 10%/50% | 1.2544 |  | MVA | 14.6493 | 15.8469 | 18.0153 | 19.3138 | 20.2719 | 21.3814 | 22.2386 | 23.2346 | 24.3692 | 25.5921 | 26.5502 | 27.4075 | 27.4075 | 27.4075 | 27.4075 | 27.4075 | 27.4075 | 27.4075 | 27.4075 | 27.4075 | 27.4075 | 27.4075 | 27.4075 | 27.4075 | 27.4075 | 27.4075 | 27.4075
10% PoE | N | CR |  | MVA | 14.48 | 14.48 | 14.48 | 14.48 | 14.48 | 14.48 | 14.48 | 14.48 | 14.48 | 14.48 | 14.48 | 14.48 | 14.48 | 14.48 | 14.48 | 14.48 | 14.48 | 14.48 | 14.48 | 14.48 | 14.48 | 14.48 | 14.48 | 14.48 | 14.48 | 14.48 | 14.48
10% PoE | N-1 | CR |  | MVA | 14.48 | 14.48 | 14.48 | 14.48 | 14.48 | 14.48 | 14.48 | 14.48 | 14.48 | 14.48 | 14.48 | 14.48 | 14.48 | 14.48 | 14.48 | 14.48 | 14.48 | 14.48 | 14.48 | 14.48 | 14.48 | 14.48 | 14.48 | 14.48 | 14.48 | 14.48 | 14.48
10% LAR | N |  |  | Ratio Rating/Load | 0.98844 | 0.91374 | 0.80376 | 0.74972 | 0.71428 | 0.67722 | 0.65111 | 0.6232 | 0.59419 | 0.5658 | 0.54538 | 0.52832 | 0.52832 | 0.52832 | 0.52832 | 0.52832 | 0.52832 | 0.52832 | 0.52832 | 0.52832 | 0.52832 | 0.52832 | 0.52832 | 0.52832 | 0.52832 | 0.52832 | 0.52832
10% LAR | N-1 |  |  | Ratio Rating/Load | 0.98844 | 0.91374 | 0.80376 | 0.74972 | 0.71428 | 0.67722 | 0.65111 | 0.6232 | 0.59419 | 0.5658 | 0.54538 | 0.52832 | 0.52832 | 0.52832 | 0.52832 | 0.52832 | 0.52832 | 0.52832 | 0.52832 | 0.52832 | 0.52832 | 0.52832 | 0.52832 | 0.52832 | 0.52832 | 0.52832 | 0.52832
50% PoE | N |  |  | EatR, MWhrs | 0 | 0 | 0 | 2.4589 | 8.7367 | 20.3434 | 33.1014 | 53.9844 | 88.1482 | 138.9423 | 190.0555 | 244.5806 | 244.5806 | 244.5806 | 244.5806 | 244.5806 | 244.5806 | 244.5806 | 244.5806 | 244.5806 | 244.5806 | 244.5806 | 244.5806 | 244.5806 | 244.5806 | 244.5806 | 244.5806
50% PoE | N-1 |  |  | EatR, MWhrs | 0 | 0 | 0 | 0 | 0 | 0 | 0 | 0 | 0 | 0 | 0 | 0 | 0 | 0 | 0 | 0 | 0 | 0 | 0 | 0 | 0 | 0 | 0 | 0 | 0 | 0 | 0
10% LAR | N |  |  | EatR, MWhrs | 0.16849 | 5.6902 | 39.826 | 83.2546 | 131.2733 | 206.3013 | 279.2745 | 379.762 | 515.913 | 701.9483 | 880.7463 | 1072.8145 | 1072.8145 | 1072.8145 | 1072.8145 | 1072.8145 | 1072.8145 | 1072.8145 | 1072.8145 | 1072.8145 | 1072.8145 | 1072.8145 | 1072.8145 | 1072.8145 | 1072.8145 | 1072.8145 | 1072.8145
10% LAR | N-1 |  |  | EatR, MWhrs | 0.00085195 | 0.028771 | 0.20137 | 0.42096 | 0.66376 | 1.0431 | 1.4121 | 1.9202 | 2.6086 | 3.5493 | 4.4533 | 5.4245 | 5.4245 | 5.4245 | 5.4245 | 5.4245 | 5.4245 | 5.4245 | 5.4245 | 5.4245 | 5.4245 | 5.4245 | 5.4245 | 5.4245 | 5.4245 | 5.4245 | 5.4245
No of Tx | bar: 2024 to 2050
50% PoE | N | 1 |  | EEatR, MWhrs | 0 | 0 | 0 | 2.4589 | 8.7367 | 20.3434 | 33.1014 | 53.9844 | 88.1482 | 138.9423 | 190.0555 | 244.5806 | 244.5806 | 244.5806 | 244.5806 | 244.5806 | 244.5806 | 244.5806 | 244.5806 | 244.5806 | 244.5806 | 244.5806 | 244.5806 | 244.5806 | 244.5806 | 244.5806 | 244.5806
50% PoE | N-1 |  |  | EEatR, MWhrs | 0 | 0 | 0 | 0 | 0 | 0 | 0 | 0 | 0 | 0 | 0 | 0 | 0 | 0 | 0 | 0 | 0 | 0 | 0 | 0 | 0 | 0 | 0 | 0 | 0 | 0 | 0
10% LAR | N | 1 |  | EEatR, MWhrs | 0.16849 | 5.6902 | 39.826 | 83.2546 | 131.2733 | 206.3013 | 279.2745 | 379.762 | 515.913 | 701.9483 | 880.7463 | 1072.8145 | 1072.8145 | 1072.8145 | 1072.8145 | 1072.8145 | 1072.8145 | 1072.8145 | 1072.8145 | 1072.8145 | 1072.8145 | 1072.8145 | 1072.8145 | 1072.8145 | 1072.8145 | 1072.8145 | 1072.8145
10% LAR | N-1 | 3.744% |  | EEatR, MWhrs | 3.19e-05 | 0.0010773 | 0.00754 | 0.015762 | 0.024853 | 0.039058 | 0.052873 | 0.071898 | 0.097674 | 0.13289 | 0.16675 | 0.20311 | 0.20311 | 0.20311 | 0.20311 | 0.20311 | 0.20311 | 0.20311 | 0.20311 | 0.20311 | 0.20311 | 0.20311 | 0.20311 | 0.20311 | 0.20311 | 0.20311 | 0.20311
MLN021 | 50% PoE | 8.299% |  | MW | 10.69 | 11.55 | 13.165 | 14.925 | 16.23 | 17.57 | 18.87 | 20.225 | 21.7 | 23.17 | 24.495 | 25.695 | 25.695 | 25.695 | 25.695 | 25.695 | 25.695 | 25.695 | 25.695 | 25.695 | 25.695 | 25.695 | 25.695 | 25.695 | 25.695 | 25.695 | 25.695
Winter | load pf | 0.97947 |  | MVAr | -2.2 | -2.377 | -2.7094 | -3.0716 | -3.3401 | -3.6159 | -3.8834 | -4.1623 | -4.4659 | -4.7684 | -5.0411 | -5.288 | -5.288 | -5.288 | -5.288 | -5.288 | -5.288 | -5.288 | -5.288 | -5.288 | -5.288 | -5.288 | -5.288 | -5.288 | -5.288 | -5.288 | -5.288
|  |  |  | MVA | 10.914 | 11.7921 | 13.4409 | 15.2378 | 16.5701 | 17.9382 | 19.2655 | 20.6489 | 22.1548 | 23.6556 | 25.0083 | 26.2335 | 26.2335 | 26.2335 | 26.2335 | 26.2335 | 26.2335 | 26.2335 | 26.2335 | 26.2335 | 26.2335 | 26.2335 | 26.2335 | 26.2335 | 26.2335 | 26.2335 | 26.2335
|  |  |  | MVA | 10.914 | 11.7921 | 13.4409 | 15.2378 | 16.5701 | 17.9382 | 19.2655 | 20.6489 | 22.1548 | 23.6556 | 25.0083 | 26.2335 | 26.2335 | 26.2335 | 26.2335 | 26.2335 | 26.2335 | 26.2335 | 26.2335 | 26.2335 | 26.2335 | 26.2335 | 26.2335 | 26.2335 | 26.2335 | 26.2335 | 26.2335
50% PoE | N | CR |  | MVA | 14.67 | 14.67 | 14.67 | 14.67 | 14.67 | 14.67 | 14.67 | 14.67 | 14.67 | 14.67 | 14.67 | 14.67 | 14.67 | 14.67 | 14.67 | 14.67 | 14.67 | 14.67 | 14.67 | 14.67 | 14.67 | 14.67 | 14.67 | 14.67 | 14.67 | 14.67 | 14.67
50% PoE | N-1 | CR |  | MVA | 14.67 | 14.67 | 14.67 | 14.67 | 14.67 | 14.67 | 14.67 | 14.67 | 14.67 | 14.67 | 14.67 | 14.67 | 14.67 | 14.67 | 14.67 | 14.67 | 14.67 | 14.67 | 14.67 | 14.67 | 14.67 | 14.67 | 14.67 | 14.67 | 14.67 | 14.67 | 14.67
50% LAR | N |  |  | Ratio Rating/Load | 1.3441 | 1.2441 | 1.0914 | 0.96273 | 0.88532 | 0.8178 | 0.76146 | 0.71045 | 0.66215 | 0.62014 | 0.5866 | 0.5592 | 0.5592 | 0.5592 | 0.5592 | 0.5592 | 0.5592 | 0.5592 | 0.5592 | 0.5592 | 0.5592 | 0.5592 | 0.5592 | 0.5592 | 0.5592 | 0.5592 | 0.5592
50% LAR | N-1 |  |  | Ratio Rating/Load | 1.3441 | 1.2441 | 1.0914 | 0.96273 | 0.88532 | 0.8178 | 0.76146 | 0.71045 | 0.66215 | 0.62014 | 0.5866 | 0.5592 | 0.5592 | 0.5592 | 0.5592 | 0.5592 | 0.5592 | 0.5592 | 0.5592 | 0.5592 | 0.5592 | 0.5592 | 0.5592 | 0.5592 | 0.5592 | 0.5592 | 0.5592
Load tan Phi |  | -0.2058 |  | MVA | -0.2058 | -0.2058 | -0.2058 | -0.2058 | -0.2058 | -0.2058 | -0.2058 | -0.2058 | -0.2058 | -0.2058 | -0.2058 | -0.2058 | -0.2058 | -0.2058 | -0.2058 | -0.2058 | -0.2058 | -0.2058 | -0.2058 | -0.2058 | -0.2058 | -0.2058 | -0.2058 | -0.2058 | -0.2058 | -0.2058 | -0.2058
Cap |  | 0 |  | MVAr | 0 | 0 | 0 | 0 | 0 | 0 | 0 | 0 | 0 | 0 | 0 | 0 | 0 | 0 | 0 | 0 | 0 | 0 | 0 | 0 | 0 | 0 | 0 | 0 | 0 | 0 | 0
10% PoE | 10%/50% | 1.2671 |  | MVA | 13.8292 | 14.9417 | 17.0309 | 19.3078 | 20.996 | 22.7295 | 24.4112 | 26.1641 | 28.0723 | 29.9739 | 31.688 | 33.2404 | 33.2404 | 33.2404 | 33.2404 | 33.2404 | 33.2404 | 33.2404 | 33.2404 | 33.2404 | 33.2404 | 33.2404 | 33.2404 | 33.2404 | 33.2404 | 33.2404 | 33.2404
10% PoE | N | CR |  | MVA | 14.67 | 14.67 | 14.67 | 14.67 | 14.67 | 14.67 | 14.67 | 14.67 | 14.67 | 14.67 | 14.67 | 14.67 | 14.67 | 14.67 | 14.67 | 14.67 | 14.67 | 14.67 | 14.67 | 14.67 | 14.67 | 14.67 | 14.67 | 14.67 | 14.67 | 14.67 | 14.67
10% PoE | N-1 | CR |  | MVA | 14.67 | 14.67 | 14.67 | 14.67 | 14.67 | 14.67 | 14.67 | 14.67 | 14.67 | 14.67 | 14.67 | 14.67 | 14.67 | 14.67 | 14.67 | 14.67 | 14.67 | 14.67 | 14.67 | 14.67 | 14.67 | 14.67 | 14.67 | 14.67 | 14.67 | 14.67 | 14.67
10% LAR | N |  |  | Ratio Rating/Load | 1.0608 | 0.98181 | 0.86137 | 0.75979 | 0.6987 | 0.64541 | 0.60095 | 0.56069 | 0.52257 | 0.48942 | 0.46295 | 0.44133 | 0.44133 | 0.44133 | 0.44133 | 0.44133 | 0.44133 | 0.44133 | 0.44133 | 0.44133 | 0.44133 | 0.44133 | 0.44133 | 0.44133 | 0.44133 | 0.44133 | 0.44133
10% LAR | N-1 |  |  | Ratio Rating/Load | 1.0608 | 0.98181 | 0.86137 | 0.75979 | 0.6987 | 0.64541 | 0.60095 | 0.56069 | 0.52257 | 0.48942 | 0.46295 | 0.44133 | 0.44133 | 0.44133 | 0.44133 | 0.44133 | 0.44133 | 0.44133 | 0.44133 | 0.44133 | 0.44133 | 0.44133 | 0.44133 | 0.44133 | 0.44133 | 0.44133 | 0.44133
50% PoE | N |  |  | EatR, MWhrs | 0 | 0 | 0 | 1.4505 | 16.1067 | 85.5351 | 330.8175 | 910.7488 | 2007.0195 | 3630.636 | 5570.6459 | 7728.9034 | 7728.9034 | 7728.9034 | 7728.9034 | 7728.9034 | 7728.9034 | 7728.9034 | 7728.9034 | 7728.9034 | 7728.9034 | 7728.9034 | 7728.9034 | 7728.9034 | 7728.9034 | 7728.9034 | 7728.9034
50% PoE | N-1 |  |  | EatR, MWhrs | 0 | 0 | 0 | 0 | 0 | 0 | 0 | 0 | 0 | 0 | 0 | 0 | 0 | 0 | 0 | 0 | 0 | 0 | 0 | 0 | 0 | 0 | 0 | 0 | 0 | 0 | 0
10% LAR | N |  |  | EatR, MWhrs | 0 | 0.41539 | 28.6374 | 343.1233 | 1118.0608 | 2564.4953 | 4656.8235 | 7595.8933 | 11683.7167 | 16641.4085 | 21797.9932 | 26975.3165 | 26975.3165 | 26975.3165 | 26975.3165 | 26975.3165 | 26975.3165 | 26975.3165 | 26975.3165 | 26975.3165 | 26975.3165 | 26975.3165 | 26975.3165 | 26975.3165 | 26975.3165 | 26975.3165 | 26975.3165
10% LAR | N-1 |  |  | EatR, MWhrs | 0 | 0.0087054 | 0.60016 | 7.1909 | 23.4314 | 53.7446 | 97.5939 | 159.1885 | 244.8578 | 348.757 | 456.8245 | 565.3266 | 565.3266 | 565.3266 | 565.3266 | 565.3266 | 565.3266 | 565.3266 | 565.3266 | 565.3266 | 565.3266 | 565.3266 | 565.3266 | 565.3266 | 565.3266 | 565.3266 | 565.3266
No of Tx | bar: 2024 to 2050
50% PoE | N | 1 |  | EEatR, MWhrs | 0 | 0 | 0 | 1.4505 | 16.1067 | 85.5351 | 330.8175 | 910.7488 | 2007.0195 | 3630.636 | 5570.6459 | 7728.9034 | 7728.9034 | 7728.9034 | 7728.9034 | 7728.9034 | 7728.9034 | 7728.9034 | 7728.9034 | 7728.9034 | 7728.9034 | 7728.9034 | 7728.9034 | 7728.9034 | 7728.9034 | 7728.9034 | 7728.9034
50% PoE | N-1 | 3.744% |  | EEatR, MWhrs | 0 | 0 | 0 | 0 | 0 | 0 | 0 | 0 | 0 | 0 | 0 | 0 | 0 | 0 | 0 | 0 | 0 | 0 | 0 | 0 | 0 | 0 | 0 | 0 | 0 | 0 | 0
10% LAR | N | 1 |  | EEatR, MWhrs | 0 | 0.41539 | 28.6374 | 343.1233 | 1118.0608 | 2564.4953 | 4656.8235 | 7595.8933 | 11683.7167 | 16641.4085 | 21797.9932 | 26975.3165 | 26975.3165 | 26975.3165 | 26975.3165 | 26975.3165 | 26975.3165 | 26975.3165 | 26975.3165 | 26975.3165 | 26975.3165 | 26975.3165 | 26975.3165 | 26975.3165 | 26975.3165 | 26975.3165 | 26975.3165
10% LAR | N-1 | 3.744% |  | EEatR, MWhrs | 0 | 0.00032596 | 0.022472 | 0.26925 | 0.87734 | 2.0124 | 3.6542 | 5.9605 | 9.1682 | 13.0585 | 17.1048 | 21.1675 | 21.1675 | 21.1675 | 21.1675 | 21.1675 | 21.1675 | 21.1675 | 21.1675 | 21.1675 | 21.1675 | 21.1675 | 21.1675 | 21.1675 | 21.1675 | 21.1675 | 21.1675
ENERGY AT RISK: PAL
[5 empty] | 2024 | 2025 | 2026 | 2027 | 2028 | 2029 | 2030 | 2031 | 2032 | 2033 | 2034 | 2035 | 2036 | 2037 | 2038 | 2039 | 2040 | 2041 | 2042 | 2043 | 2044 | 2045 | 2046 | 2047 | 2048 | 2049 | 2050
Summary
50% PoE | N |  |  | Total EatR, MWhrs | 0 | 0 | 0 | 0.97733 | 0 | 0 | 0 | 0 | 0 | 0 | 0 | 0 | 0 | 0 | 0 | 0 | 0 | 0 | 0 | 0 | 0 | 0 | 0 | 0 | 0 | 0 | 0
50% PoE | N-1 |  |  | Total EatR, MWhrs | 0 | 0 | 0 | 0 | 0 | 0 | 0 | 0 | 0 | 0 | 0 | 0 | 0 | 0 | 0 | 0 | 0 | 0 | 0 | 0 | 0 | 0 | 0 | 0 | 0 | 0 | 0
10% LAR | N |  |  | Total EatR, MWhrs | 0.042123 | 1.5264 | 17.1158 | 106.5945 | 0 | 0 | 0 | 0 | 0 | 0 | 2.2368 | 16.516 | 16.516 | 16.516 | 16.516 | 16.516 | 16.516 | 16.516 | 16.516 | 16.516 | 16.516 | 16.516 | 16.516 | 16.516 | 16.516 | 16.516 | 16.516
10% LAR | N-1 |  |  | Total EatR, MWhrs | 0.00021299 | 0.0093692 | 0.20038 | 1.903 | 0 | 0 | 0 | 0 | 0 | 0 | 0.046877 | 0.34613 | 0.34613 | 0.34613 | 0.34613 | 0.34613 | 0.34613 | 0.34613 | 0.34613 | 0.34613 | 0.34613 | 0.34613 | 0.34613 | 0.34613 | 0.34613 | 0.34613 | 0.34613
50% PoE | N |  |  | Total EEatR, MWhrs | 0 | 0 | 0 | 0.97733 | 0 | 0 | 0 | 0 | 0 | 0 | 0 | 0 | 0 | 0 | 0 | 0 | 0 | 0 | 0 | 0 | 0 | 0 | 0 | 0 | 0 | 0 | 0
50% PoE | N-1 |  |  | Total EEatR, MWhrs | 0 | 0 | 0 | 0 | 0 | 0 | 0 | 0 | 0 | 0 | 0 | 0 | 0 | 0 | 0 | 0 | 0 | 0 | 0 | 0 | 0 | 0 | 0 | 0 | 0 | 0 | 0
10% LAR | N |  |  | Total EEatR, MWhrs | 0.042123 | 1.5264 | 17.1158 | 106.5945 | 0 | 0 | 0 | 0 | 0 | 0 | 2.2368 | 16.516 | 16.516 | 16.516 | 16.516 | 16.516 | 16.516 | 16.516 | 16.516 | 16.516 | 16.516 | 16.516 | 16.516 | 16.516 | 16.516 | 16.516 | 16.516
10% LAR | N-1 |  |  | Total EEatR, MWhrs | 7.9749e-06 | 0.00035081 | 0.0075029 | 0.071253 | 0 | 0 | 0 | 0 | 0 | 0 | 0.0017552 | 0.01296 | 0.01296 | 0.01296 | 0.01296 | 0.01296 | 0.01296 | 0.01296 | 0.01296 | 0.01296 | 0.01296 | 0.01296 | 0.01296 | 0.01296 | 0.01296 | 0.01296 | 0.01296
3.744%
Transfers | ON
MLN021 | 50% PoE | -1.592% |  | MW | 11.62 | 12.57 | 14.29 | 15.32 | 4.08 | 4.96 | 5.64 | 6.43 | 7.33 | 8.3 | 9.06 | 9.74 | 9.74 | 9.74 | 9.74 | 9.74 | 9.74 | 9.74 | 9.74 | 9.74 | 9.74 | 9.74 | 9.74 | 9.74 | 9.74 | 9.74 | 9.74
Summer | load pf | 0.99497 |  | MVAr | -1.17 | -1.2657 | -1.4388 | -1.5425 | -0.41081 | -0.49941 | -0.56788 | -0.64743 | -0.73805 | -0.83571 | -0.91224 | -0.98071 | -0.98071 | -0.98071 | -0.98071 | -0.98071 | -0.98071 | -0.98071 | -0.98071 | -0.98071 | -0.98071 | -0.98071 | -0.98071 | -0.98071 | -0.98071 | -0.98071 | -0.98071
|  |  |  | MVA | 11.6788 | 12.6336 | 14.3623 | 15.3975 | 4.1006 | 4.9851 | 5.6685 | 6.4625 | 7.3671 | 8.342 | 9.1058 | 9.7892 | 9.7892 | 9.7892 | 9.7892 | 9.7892 | 9.7892 | 9.7892 | 9.7892 | 9.7892 | 9.7892 | 9.7892 | 9.7892 | 9.7892 | 9.7892 | 9.7892 | 9.7892
|  |  |  | MVA | 11.6788 | 12.6336 | 14.3623 | 15.3975 | 4.1006 | 4.9851 | 5.6685 | 6.4625 | 7.3671 | 8.342 | 9.1058 | 9.7892 | 9.7892 | 9.7892 | 9.7892 | 9.7892 | 9.7892 | 9.7892 | 9.7892 | 9.7892 | 9.7892 | 9.7892 | 9.7892 | 9.7892 | 9.7892 | 9.7892 | 9.7892
50% PoE | N | CR |  | MVA | 14.48 | 14.48 | 14.48 | 14.48 | 14.48 | 14.48 | 14.48 | 14.48 | 14.48 | 14.48 | 14.48 | 14.48 | 14.48 | 14.48 | 14.48 | 14.48 | 14.48 | 14.48 | 14.48 | 14.48 | 14.48 | 14.48 | 14.48 | 14.48 | 14.48 | 14.48 | 14.48
50% PoE | N-1 | CR |  | MVA | 14.48 | 14.48 | 14.48 | 14.48 | 14.48 | 14.48 | 14.48 | 14.48 | 14.48 | 14.48 | 14.48 | 14.48 | 14.48 | 14.48 | 14.48 | 14.48 | 14.48 | 14.48 | 14.48 | 14.48 | 14.48 | 14.48 | 14.48 | 14.48 | 14.48 | 14.48 | 14.48
50% LAR | N |  |  | Ratio Rating/Load | 1.2398 | 1.1462 | 1.0082 | 0.94041 | 3.5312 | 2.9047 | 2.5545 | 2.2406 | 1.9655 | 1.7358 | 1.5902 | 1.4792 | 1.4792 | 1.4792 | 1.4792 | 1.4792 | 1.4792 | 1.4792 | 1.4792 | 1.4792 | 1.4792 | 1.4792 | 1.4792 | 1.4792 | 1.4792 | 1.4792 | 1.4792
50% LAR | N-1 |  |  | Ratio Rating/Load | 1.2398 | 1.1462 | 1.0082 | 0.94041 | 3.5312 | 2.9047 | 2.5545 | 2.2406 | 1.9655 | 1.7358 | 1.5902 | 1.4792 | 1.4792 | 1.4792 | 1.4792 | 1.4792 | 1.4792 | 1.4792 | 1.4792 | 1.4792 | 1.4792 | 1.4792 | 1.4792 | 1.4792 | 1.4792 | 1.4792 | 1.4792
Load tan Phi |  | -0.10069 |  |  | -0.10069 | -0.10069 | -0.10069 | -0.10069 | -0.10069 | -0.10069 | -0.10069 | -0.10069 | -0.10069 | -0.10069 | -0.10069 | -0.10069 | -0.10069 | -0.10069 | -0.10069 | -0.10069 | -0.10069 | -0.10069 | -0.10069 | -0.10069 | -0.10069 | -0.10069 | -0.10069 | -0.10069 | -0.10069 | -0.10069 | -0.10069
Cap |  | 0 |  | MVAr | 0 | 0 | 0 | 0 | 0 | 0 | 0 | 0 | 0 | 0 | 0 | 0 | 0 | 0 | 0 | 0 | 0 | 0 | 0 | 0 | 0 | 0 | 0 | 0 | 0 | 0 | 0
10% PoE | 10%/50% | 1.2544 |  | MVA | 14.6493 | 15.8469 | 18.0153 | 19.3138 | 5.1436 | 6.253 | 7.1103 | 8.1063 | 9.2409 | 10.4638 | 11.4219 | 12.2791 | 12.2791 | 12.2791 | 12.2791 | 12.2791 | 12.2791 | 12.2791 | 12.2791 | 12.2791 | 12.2791 | 12.2791 | 12.2791 | 12.2791 | 12.2791 | 12.2791 | 12.2791
10% PoE | N | CR |  | MVA | 14.48 | 14.48 | 14.48 | 14.48 | 14.48 | 14.48 | 14.48 | 14.48 | 14.48 | 14.48 | 14.48 | 14.48 | 14.48 | 14.48 | 14.48 | 14.48 | 14.48 | 14.48 | 14.48 | 14.48 | 14.48 | 14.48 | 14.48 | 14.48 | 14.48 | 14.48 | 14.48
10% PoE | N-1 | CR |  | MVA | 14.48 | 14.48 | 14.48 | 14.48 | 14.48 | 14.48 | 14.48 | 14.48 | 14.48 | 14.48 | 14.48 | 14.48 | 14.48 | 14.48 | 14.48 | 14.48 | 14.48 | 14.48 | 14.48 | 14.48 | 14.48 | 14.48 | 14.48 | 14.48 | 14.48 | 14.48 | 14.48
10% LAR | N |  |  | Ratio Rating/Load | 0.98844 | 0.91374 | 0.80376 | 0.74972 | 2.8151 | 2.3157 | 2.0365 | 1.7863 | 1.567 | 1.3838 | 1.2677 | 1.1792 | 1.1792 | 1.1792 | 1.1792 | 1.1792 | 1.1792 | 1.1792 | 1.1792 | 1.1792 | 1.1792 | 1.1792 | 1.1792 | 1.1792 | 1.1792 | 1.1792 | 1.1792
10% LAR | N-1 |  |  | Ratio Rating/Load | 0.98844 | 0.91374 | 0.80376 | 0.74972 | 2.8151 | 2.3157 | 2.0365 | 1.7863 | 1.567 | 1.3838 | 1.2677 | 1.1792 | 1.1792 | 1.1792 | 1.1792 | 1.1792 | 1.1792 | 1.1792 | 1.1792 | 1.1792 | 1.1792 | 1.1792 | 1.1792 | 1.1792 | 1.1792 | 1.1792 | 1.1792
50% PoE | N |  |  | EatR, MWhrs | 0 | 0 | 0 | 2.4589 | 0 | 0 | 0 | 0 | 0 | 0 | 0 | 0 | 0 | 0 | 0 | 0 | 0 | 0 | 0 | 0 | 0 | 0 | 0 | 0 | 0 | 0 | 0
50% PoE | N-1 |  |  | EatR, MWhrs | 0 | 0 | 0 | 0 | 0 | 0 | 0 | 0 | 0 | 0 | 0 | 0 | 0 | 0 | 0 | 0 | 0 | 0 | 0 | 0 | 0 | 0 | 0 | 0 | 0 | 0 | 0
10% LAR | N |  |  | EatR, MWhrs | 0.16849 | 5.6902 | 39.826 | 83.2546 | 0 | 0 | 0 | 0 | 0 | 0 | 0 | 0 | 0 | 0 | 0 | 0 | 0 | 0 | 0 | 0 | 0 | 0 | 0 | 0 | 0 | 0 | 0
10% LAR | N-1 |  |  | EatR, MWhrs | 0.00085195 | 0.028771 | 0.20137 | 0.42096 | 0 | 0 | 0 | 0 | 0 | 0 | 0 | 0 | 0 | 0 | 0 | 0 | 0 | 0 | 0 | 0 | 0 | 0 | 0 | 0 | 0 | 0 | 0
No of Tx | bar: 2024 to 2050
50% PoE | N | 1 |  | EEatR, MWhrs | 0 | 0 | 0 | 2.4589 | 0 | 0 | 0 | 0 | 0 | 0 | 0 | 0 | 0 | 0 | 0 | 0 | 0 | 0 | 0 | 0 | 0 | 0 | 0 | 0 | 0 | 0 | 0
50% PoE | N-1 |  |  | EEatR, MWhrs | 0 | 0 | 0 | 0 | 0 | 0 | 0 | 0 | 0 | 0 | 0 | 0 | 0 | 0 | 0 | 0 | 0 | 0 | 0 | 0 | 0 | 0 | 0 | 0 | 0 | 0 | 0
10% LAR | N | 1 |  | EEatR, MWhrs | 0.16849 | 5.6902 | 39.826 | 83.2546 | 0 | 0 | 0 | 0 | 0 | 0 | 0 | 0 | 0 | 0 | 0 | 0 | 0 | 0 | 0 | 0 | 0 | 0 | 0 | 0 | 0 | 0 | 0
10% LAR | N-1 | 3.744% |  | EEatR, MWhrs | 3.19e-05 | 0.0010773 | 0.00754 | 0.015762 | 0 | 0 | 0 | 0 | 0 | 0 | 0 | 0 | 0 | 0 | 0 | 0 | 0 | 0 | 0 | 0 | 0 | 0 | 0 | 0 | 0 | 0 | 0
MLN021 | 50% PoE | 2.278% |  | MW | 10.69 | 11.55 | 13.165 | 14.925 | 4.23 | 5.57 | 6.87 | 8.225 | 9.7 | 11.17 | 12.495 | 13.695 | 13.695 | 13.695 | 13.695 | 13.695 | 13.695 | 13.695 | 13.695 | 13.695 | 13.695 | 13.695 | 13.695 | 13.695 | 13.695 | 13.695 | 13.695
Winter | load pf | 0.97947 |  | MVAr | -2.2 | -2.377 | -2.7094 | -3.0716 | -0.87053 | -1.1463 | -1.4138 | -1.6927 | -1.9963 | -2.2988 | -2.5715 | -2.8184 | -2.8184 | -2.8184 | -2.8184 | -2.8184 | -2.8184 | -2.8184 | -2.8184 | -2.8184 | -2.8184 | -2.8184 | -2.8184 | -2.8184 | -2.8184 | -2.8184 | -2.8184
|  |  |  | MVA | 10.914 | 11.7921 | 13.4409 | 15.2378 | 4.3186 | 5.6867 | 7.014 | 8.3974 | 9.9033 | 11.4041 | 12.7569 | 13.982 | 13.982 | 13.982 | 13.982 | 13.982 | 13.982 | 13.982 | 13.982 | 13.982 | 13.982 | 13.982 | 13.982 | 13.982 | 13.982 | 13.982 | 13.982
|  |  |  | MVA | 10.914 | 11.7921 | 13.4409 | 15.2378 | 4.3186 | 5.6867 | 7.014 | 8.3974 | 9.9033 | 11.4041 | 12.7569 | 13.982 | 13.982 | 13.982 | 13.982 | 13.982 | 13.982 | 13.982 | 13.982 | 13.982 | 13.982 | 13.982 | 13.982 | 13.982 | 13.982 | 13.982 | 13.982
50% PoE | N | CR |  | MVA | 14.67 | 14.67 | 14.67 | 14.67 | 14.67 | 14.67 | 14.67 | 14.67 | 14.67 | 14.67 | 14.67 | 14.67 | 14.67 | 14.67 | 14.67 | 14.67 | 14.67 | 14.67 | 14.67 | 14.67 | 14.67 | 14.67 | 14.67 | 14.67 | 14.67 | 14.67 | 14.67
50% PoE | N-1 | CR |  | MVA | 14.67 | 14.67 | 14.67 | 14.67 | 14.67 | 14.67 | 14.67 | 14.67 | 14.67 | 14.67 | 14.67 | 14.67 | 14.67 | 14.67 | 14.67 | 14.67 | 14.67 | 14.67 | 14.67 | 14.67 | 14.67 | 14.67 | 14.67 | 14.67 | 14.67 | 14.67 | 14.67
50% LAR | N |  |  | Ratio Rating/Load | 1.3441 | 1.2441 | 1.0914 | 0.96273 | 3.3969 | 2.5797 | 2.0915 | 1.747 | 1.4813 | 1.2864 | 1.15 | 1.0492 | 1.0492 | 1.0492 | 1.0492 | 1.0492 | 1.0492 | 1.0492 | 1.0492 | 1.0492 | 1.0492 | 1.0492 | 1.0492 | 1.0492 | 1.0492 | 1.0492 | 1.0492
50% LAR | N-1 |  |  | Ratio Rating/Load | 1.3441 | 1.2441 | 1.0914 | 0.96273 | 3.3969 | 2.5797 | 2.0915 | 1.747 | 1.4813 | 1.2864 | 1.15 | 1.0492 | 1.0492 | 1.0492 | 1.0492 | 1.0492 | 1.0492 | 1.0492 | 1.0492 | 1.0492 | 1.0492 | 1.0492 | 1.0492 | 1.0492 | 1.0492 | 1.0492 | 1.0492
Load tan Phi |  | -0.2058 |  | MVA | -0.2058 | -0.2058 | -0.2058 | -0.2058 | -0.2058 | -0.2058 | -0.2058 | -0.2058 | -0.2058 | -0.2058 | -0.2058 | -0.2058 | -0.2058 | -0.2058 | -0.2058 | -0.2058 | -0.2058 | -0.2058 | -0.2058 | -0.2058 | -0.2058 | -0.2058 | -0.2058 | -0.2058 | -0.2058 | -0.2058 | -0.2058
Cap |  | 0 |  | MVAr | 0 | 0 | 0 | 0 | 0 | 0 | 0 | 0 | 0 | 0 | 0 | 0 | 0 | 0 | 0 | 0 | 0 | 0 | 0 | 0 | 0 | 0 | 0 | 0 | 0 | 0 | 0
10% PoE | 10%/50% | 1.2671 |  | MVA | 13.8292 | 14.9417 | 17.0309 | 19.3078 | 5.4722 | 7.2056 | 8.8874 | 10.6403 | 12.5484 | 14.4501 | 16.1642 | 17.7166 | 17.7166 | 17.7166 | 17.7166 | 17.7166 | 17.7166 | 17.7166 | 17.7166 | 17.7166 | 17.7166 | 17.7166 | 17.7166 | 17.7166 | 17.7166 | 17.7166 | 17.7166
10% PoE | N | CR |  | MVA | 14.67 | 14.67 | 14.67 | 14.67 | 14.67 | 14.67 | 14.67 | 14.67 | 14.67 | 14.67 | 14.67 | 14.67 | 14.67 | 14.67 | 14.67 | 14.67 | 14.67 | 14.67 | 14.67 | 14.67 | 14.67 | 14.67 | 14.67 | 14.67 | 14.67 | 14.67 | 14.67
10% PoE | N-1 | CR |  | MVA | 14.67 | 14.67 | 14.67 | 14.67 | 14.67 | 14.67 | 14.67 | 14.67 | 14.67 | 14.67 | 14.67 | 14.67 | 14.67 | 14.67 | 14.67 | 14.67 | 14.67 | 14.67 | 14.67 | 14.67 | 14.67 | 14.67 | 14.67 | 14.67 | 14.67 | 14.67 | 14.67
10% LAR | N |  |  | Ratio Rating/Load | 1.0608 | 0.98181 | 0.86137 | 0.75979 | 2.6808 | 2.0359 | 1.6506 | 1.3787 | 1.1691 | 1.0152 | 0.90756 | 0.82803 | 0.82803 | 0.82803 | 0.82803 | 0.82803 | 0.82803 | 0.82803 | 0.82803 | 0.82803 | 0.82803 | 0.82803 | 0.82803 | 0.82803 | 0.82803 | 0.82803 | 0.82803
10% LAR | N-1 |  |  | Ratio Rating/Load | 1.0608 | 0.98181 | 0.86137 | 0.75979 | 2.6808 | 2.0359 | 1.6506 | 1.3787 | 1.1691 | 1.0152 | 0.90756 | 0.82803 | 0.82803 | 0.82803 | 0.82803 | 0.82803 | 0.82803 | 0.82803 | 0.82803 | 0.82803 | 0.82803 | 0.82803 | 0.82803 | 0.82803 | 0.82803 | 0.82803 | 0.82803
50% PoE | N |  |  | EatR, MWhrs | 0 | 0 | 0 | 1.4505 | 0 | 0 | 0 | 0 | 0 | 0 | 0 | 0 | 0 | 0 | 0 | 0 | 0 | 0 | 0 | 0 | 0 | 0 | 0 | 0 | 0 | 0 | 0
50% PoE | N-1 |  |  | EatR, MWhrs | 0 | 0 | 0 | 0 | 0 | 0 | 0 | 0 | 0 | 0 | 0 | 0 | 0 | 0 | 0 | 0 | 0 | 0 | 0 | 0 | 0 | 0 | 0 | 0 | 0 | 0 | 0
10% LAR | N |  |  | EatR, MWhrs | 0 | 0.41539 | 28.6374 | 343.1233 | 0 | 0 | 0 | 0 | 0 | 0 | 8.9472 | 66.0641 | 66.0641 | 66.0641 | 66.0641 | 66.0641 | 66.0641 | 66.0641 | 66.0641 | 66.0641 | 66.0641 | 66.0641 | 66.0641 | 66.0641 | 66.0641 | 66.0641 | 66.0641
10% LAR | N-1 |  |  | EatR, MWhrs | 0 | 0.0087054 | 0.60016 | 7.1909 | 0 | 0 | 0 | 0 | 0 | 0 | 0.18751 | 1.3845 | 1.3845 | 1.3845 | 1.3845 | 1.3845 | 1.3845 | 1.3845 | 1.3845 | 1.3845 | 1.3845 | 1.3845 | 1.3845 | 1.3845 | 1.3845 | 1.3845 | 1.3845
No of Tx | bar: 2024 to 2050
50% PoE | N | 1 |  | EEatR, MWhrs | 0 | 0 | 0 | 1.4505 | 0 | 0 | 0 | 0 | 0 | 0 | 0 | 0 | 0 | 0 | 0 | 0 | 0 | 0 | 0 | 0 | 0 | 0 | 0 | 0 | 0 | 0 | 0
50% PoE | N-1 | 3.744% |  | EEatR, MWhrs | 0 | 0 | 0 | 0 | 0 | 0 | 0 | 0 | 0 | 0 | 0 | 0 | 0 | 0 | 0 | 0 | 0 | 0 | 0 | 0 | 0 | 0 | 0 | 0 | 0 | 0 | 0
10% LAR | N | 1 |  | EEatR, MWhrs | 0 | 0.41539 | 28.6374 | 343.1233 | 0 | 0 | 0 | 0 | 0 | 0 | 8.9472 | 66.0641 | 66.0641 | 66.0641 | 66.0641 | 66.0641 | 66.0641 | 66.0641 | 66.0641 | 66.0641 | 66.0641 | 66.0641 | 66.0641 | 66.0641 | 66.0641 | 66.0641 | 66.0641
10% LAR | N-1 | 3.744% |  | EEatR, MWhrs | 0 | 0.00032596 | 0.022472 | 0.26925 | 0 | 0 | 0 | 0 | 0 | 0 | 0.0070208 | 0.05184 | 0.05184 | 0.05184 | 0.05184 | 0.05184 | 0.05184 | 0.05184 | 0.05184 | 0.05184 | 0.05184 | 0.05184 | 0.05184 | 0.05184 | 0.05184 | 0.05184 | 0.05184
LDC
Summer (Oct to Mar) |  | Winter (Apr to Sep)
MW pu | MVA pu | MW pu | MVA pu
1 |  | 1
0.98003 |  | 0.99177
0.97065 |  | 0.98204
0.96274 |  | 0.97429
0.94913 |  | 0.95506
0.9403 |  | 0.94552
0.93253 |  | 0.93991
0.92593 |  | 0.93774
0.92324 |  | 0.93382
0.90965 |  | 0.92812
0.90469 |  | 0.92344
0.89529 |  | 0.92011
0.88914 |  | 0.91646
0.88371 |  | 0.91509
0.8664 |  | 0.91326
0.85759 |  | 0.90944
0.84797 |  | 0.90419
0.8446 |  | 0.90199
0.84071 |  | 0.89793
0.83666 |  | 0.89463
0.83322 |  | 0.89213
0.83054 |  | 0.89023
0.82908 |  | 0.88759
0.82287 |  | 0.88389
0.81807 |  | 0.88261
0.81239 |  | 0.88116
0.80944 |  | 0.87976
0.80834 |  | 0.87804
0.80598 |  | 0.87718
0.80109 |  | 0.87547
0.79608 |  | 0.87155
0.79418 |  | 0.86873
0.79123 |  | 0.8684
0.78795 |  | 0.86698
0.78608 |  | 0.86656
0.78358 |  | 0.86542
0.78121 |  | 0.86427
0.78017 |  | 0.86315
0.77839 |  | 0.86224
0.77437 |  | 0.86138
0.77231 |  | 0.85978
0.77062 |  | 0.85935
0.76808 |  | 0.85752
0.76589 |  | 0.85662
0.76393 |  | 0.8563
0.76274 |  | 0.85535
0.76046 |  | 0.85402
0.75846 |  | 0.85342
0.75665 |  | 0.85313
0.75319 |  | 0.85227
0.75059 |  | 0.85177
0.7478 |  | 0.8511
0.74619 |  | 0.85048
0.74381 |  | 0.85019
0.74226 |  | 0.84956
0.7411 |  | 0.84902
0.7388 |  | 0.84823
0.73803 |  | 0.84778
0.73664 |  | 0.84705
0.73445 |  | 0.84622
0.73263 |  | 0.84547
0.73193 |  | 0.84498
0.73075 |  | 0.84391
0.72911 |  | 0.84283
0.72702 |  | 0.84213
0.72605 |  | 0.8417
0.72422 |  | 0.84145
0.72299 |  | 0.84091
0.72125 |  | 0.84037
0.71946 |  | 0.8398
0.71827 |  | 0.839
0.7156 |  | 0.83839
0.7132 |  | 0.83792
0.71231 |  | 0.83782
0.71047 |  | 0.83732
0.70991 |  | 0.83657
0.70885 |  | 0.83615
0.70641 |  | 0.8358
0.70579 |  | 0.83523
0.70466 |  | 0.83471
0.70306 |  | 0.83434
0.70051 |  | 0.8333
0.70001 |  | 0.83285
0.69879 |  | 0.83244
0.69747 |  | 0.83197
0.69689 |  | 0.83176
0.6962 |  | 0.83132
0.69417 |  | 0.83018
0.69265 |  | 0.82958
0.69135 |  | 0.82876
0.6893 |  | 0.82819
0.68762 |  | 0.82754
0.68669 |  | 0.82754
0.68603 |  | 0.82703
0.68512 |  | 0.82653
0.68401 |  | 0.82593
0.6833 |  | 0.8257
0.68057 |  | 0.82523
0.67943 |  | 0.82501
0.67814 |  | 0.82437
0.67678 |  | 0.82422
0.67624 |  | 0.82337
0.67537 |  | 0.82302
0.67463 |  | 0.82275
0.67388 |  | 0.82254
0.67273 |  | 0.82217
0.67233 |  | 0.82217
0.66875 |  | 0.82159
0.66757 |  | 0.82125
0.66638 |  | 0.82052
0.66528 |  | 0.82034
0.66327 |  | 0.82009
0.66252 |  | 0.81979
0.66155 |  | 0.81908
0.66045 |  | 0.81878
0.65928 |  | 0.8184
0.65875 |  | 0.81808
0.65815 |  | 0.81767
0.65691 |  | 0.81734
0.65544 |  | 0.81705
0.65484 |  | 0.81679
0.65433 |  | 0.81621
0.65225 |  | 0.81591
0.65209 |  | 0.81583
0.64994 |  | 0.81543
0.64861 |  | 0.81512
0.64751 |  | 0.81479
0.64629 |  | 0.81446
0.64542 |  | 0.81446
0.64416 |  | 0.81385
0.64338 |  | 0.81317
0.64281 |  | 0.81317
0.64196 |  | 0.81292
0.6403 |  | 0.81192
0.6397 |  | 0.8117
0.63815 |  | 0.81133
0.6376 |  | 0.81125
0.63655 |  | 0.81114
0.635 |  | 0.81096
0.63316 |  | 0.8106
0.63182 |  | 0.81023
0.63076 |  | 0.81016
0.6298 |  | 0.80983
0.62866 |  | 0.80952
0.62799 |  | 0.80941
0.62694 |  | 0.80897
0.62642 |  | 0.80875
0.62606 |  | 0.80831
0.6254 |  | 0.80796
0.62376 |  | 0.80771
0.62296 |  | 0.80726
0.62106 |  | 0.80726
0.61901 |  | 0.80703
0.61869 |  | 0.80678
0.61772 |  | 0.80645
0.61723 |  | 0.80645
0.61612 |  | 0.80586
0.61516 |  | 0.80578
0.61455 |  | 0.80578
0.61388 |  | 0.80534
0.6124 |  | 0.80501
0.61133 |  | 0.8048
0.61077 |  | 0.80443
0.61029 |  | 0.80408
0.60938 |  | 0.80372
0.60902 |  | 0.80348
0.60775 |  | 0.80315
0.60739 |  | 0.8029
0.60709 |  | 0.80225
0.60597 |  | 0.80225
0.60559 |  | 0.8018
0.60478 |  | 0.80168
0.60406 |  | 0.80145
0.60389 |  | 0.80121
0.60324 |  | 0.80101
0.6027 |  | 0.80079
0.60238 |  | 0.80061
0.60184 |  | 0.80005
0.60101 |  | 0.80005
0.60042 |  | 0.7996
0.59961 |  | 0.79938
0.59884 |  | 0.79908
0.59777 |  | 0.79897
0.59731 |  | 0.79848
0.59683 |  | 0.79827
0.5964 |  | 0.79815
0.59625 |  | 0.79778
0.59568 |  | 0.7974
0.59525 |  | 0.7974
0.59471 |  | 0.797
0.59438 |  | 0.79663
0.59383 |  | 0.79631
0.59365 |  | 0.79583
0.59345 |  | 0.79575
0.59301 |  | 0.79517
0.59196 |  | 0.79509
0.59163 |  | 0.79475
0.59122 |  | 0.79475
0.59074 |  | 0.79429
0.59042 |  | 0.79399
0.58965 |  | 0.79389
0.58915 |  | 0.79365
0.58879 |  | 0.79322
0.58843 |  | 0.79296
0.58799 |  | 0.79296
0.58719 |  | 0.79259
0.58673 |  | 0.79248
0.58655 |  | 0.79238
0.58616 |  | 0.79205
0.58547 |  | 0.79205
0.58525 |  | 0.79113
0.58462 |  | 0.79102
0.58371 |  | 0.79043
0.58322 |  | 0.79012
0.58261 |  | 0.79012
0.58207 |  | 0.78979
0.5817 |  | 0.78979
0.5813 |  | 0.78967
0.58038 |  | 0.78949
0.58022 |  | 0.78928
0.57988 |  | 0.78917
0.57976 |  | 0.78905
0.5792 |  | 0.78842
0.57893 |  | 0.78831
0.57804 |  | 0.78831
0.57771 |  | 0.78777
0.57745 |  | 0.78744
0.57707 |  | 0.78715
0.57651 |  | 0.7868
0.5762 |  | 0.78657
0.57564 |  | 0.78635
0.57529 |  | 0.78613
0.57466 |  | 0.78594
0.57421 |  | 0.78575
0.57404 |  | 0.78564
0.57378 |  | 0.78527
0.57378 |  | 0.7849
0.57333 |  | 0.7848
0.57278 |  | 0.7846
0.572 |  | 0.78449
0.57162 |  | 0.78423
0.57107 |  | 0.78423
0.57072 |  | 0.78373
0.57018 |  | 0.78365
0.56973 |  | 0.78328
0.5691 |  | 0.78317
0.56852 |  | 0.78299
0.56829 |  | 0.78279
0.56784 |  | 0.78279
0.56748 |  | 0.7822
0.56698 |  | 0.78206
0.56677 |  | 0.78206
0.5664 |  | 0.78186
0.56613 |  | 0.78175
0.56573 |  | 0.78142
0.56527 |  | 0.78112
0.56507 |  | 0.78112
0.56458 |  | 0.78063
0.56426 |  | 0.78042
0.56354 |  | 0.78018
0.56312 |  | 0.77996
0.56236 |  | 0.77977
0.56192 |  | 0.77967
0.56131 |  | 0.77967
0.56087 |  | 0.7793
0.56077 |  | 0.77905
0.56027 |  | 0.77878
0.55972 |  | 0.77831
0.55965 |  | 0.77831
0.55935 |  | 0.77805
0.55919 |  | 0.77794
0.55901 |  | 0.77772
0.55872 |  | 0.77764
0.5584 |  | 0.77738
0.55816 |  | 0.77731
0.55765 |  | 0.77709
0.55745 |  | 0.7769
0.55719 |  | 0.77682
0.55651 |  | 0.77654
0.55616 |  | 0.77631
0.55575 |  | 0.77617
0.55575 |  | 0.77586
0.55517 |  | 0.77568
0.55517 |  | 0.77568
0.55481 |  | 0.77532
0.55452 |  | 0.77521
0.55418 |  | 0.77473
0.55395 |  | 0.77465
0.55375 |  | 0.77444
0.55347 |  | 0.77424
0.55327 |  | 0.7739
0.55281 |  | 0.7739
0.55251 |  | 0.77355
0.55243 |  | 0.77344
0.55161 |  | 0.77303
0.55121 |  | 0.77273
0.55121 |  | 0.77253
0.55075 |  | 0.77242
0.55017 |  | 0.77219
0.54983 |  | 0.77208
0.54963 |  | 0.77178
0.54939 |  | 0.77156
0.54931 |  | 0.77112
0.54881 |  | 0.77079
0.54881 |  | 0.77067
0.54839 |  | 0.77045
0.54817 |  | 0.77033
0.54776 |  | 0.77026
0.54756 |  | 0.77004
0.54722 |  | 0.76981
0.54673 |  | 0.76967
0.54651 |  | 0.76967
0.54643 |  | 0.76919
0.54608 |  | 0.76911
0.54572 |  | 0.76889
0.54543 |  | 0.76878
0.54505 |  | 0.76856
0.54482 |  | 0.76856
0.54474 |  | 0.76845
0.54425 |  | 0.76809
0.54425 |  | 0.76789
0.54397 |  | 0.76778
0.54369 |  | 0.76766
0.54356 |  | 0.76756
0.54331 |  | 0.76734
0.54307 |  | 0.76734
0.54276 |  | 0.76722
0.54255 |  | 0.76711
0.54215 |  | 0.76678
0.5419 |  | 0.76666
0.54151 |  | 0.76659
0.54139 |  | 0.7664
0.54129 |  | 0.76626
0.54069 |  | 0.76604
0.54051 |  | 0.76596
0.54027 |  | 0.76596
0.5398 |  | 0.7656
0.53972 |  | 0.76539
0.53945 |  | 0.76531
0.53929 |  | 0.76519
0.53921 |  | 0.76505
0.53893 |  | 0.76483
0.53867 |  | 0.76483
0.53841 |  | 0.76475
0.53811 |  | 0.76465
0.53783 |  | 0.7644
0.53775 |  | 0.76429
0.53745 |  | 0.76384
0.53737 |  | 0.76363
0.53709 |  | 0.76352
0.53683 |  | 0.76338
0.53662 |  | 0.76315
0.53662 |  | 0.76288
0.53646 |  | 0.76277
0.53616 |  | 0.76255
0.5358 |  | 0.76244
0.53558 |  | 0.76233
0.53537 |  | 0.76223
0.53517 |  | 0.76211
0.53497 |  | 0.76182
0.53471 |  | 0.76167
0.53451 |  | 0.76156
0.53426 |  | 0.76145
0.53392 |  | 0.76099
0.53392 |  | 0.76077
0.53372 |  | 0.76077
0.53356 |  | 0.76077
0.53336 |  | 0.7604
0.53298 |  | 0.76033
0.53278 |  | 0.76021
0.53262 |  | 0.75991
0.53231 |  | 0.75991
0.53191 |  | 0.75991
0.53163 |  | 0.75977
0.53163 |  | 0.75941
0.53147 |  | 0.75923
0.53129 |  | 0.75909
0.53117 |  | 0.75881
0.53074 |  | 0.7586
0.53074 |  | 0.7584
0.53067 |  | 0.75828
0.53029 |  | 0.75817
0.53019 |  | 0.75806
0.5299 |  | 0.75774
0.5297 |  | 0.75751
0.5297 |  | 0.7574
0.52954 |  | 0.7574
0.52914 |  | 0.75696
0.52904 |  | 0.75696
0.52888 |  | 0.75684
0.52868 |  | 0.75673
0.5284 |  | 0.7565
0.5284 |  | 0.75628
0.52816 |  | 0.75618
0.52798 |  | 0.75574
0.52773 |  | 0.75562
0.52765 |  | 0.75562
0.52765 |  | 0.75537
0.5274 |  | 0.75517
0.52715 |  | 0.75474
0.52689 |  | 0.75474
0.52647 |  | 0.75474
0.5264 |  | 0.75443
0.52636 |  | 0.75432
0.52607 |  | 0.75422
0.52607 |  | 0.75414
0.52591 |  | 0.75395
0.52563 |  | 0.75362
0.52517 |  | 0.75351
0.52482 |  | 0.75351
0.52474 |  | 0.75351
0.52454 |  | 0.75329
0.52424 |  | 0.75319
0.52416 |  | 0.75307
0.52396 |  | 0.75262
0.52384 |  | 0.75262
0.52374 |  | 0.75222
0.52366 |  | 0.75203
0.52348 |  | 0.75188
0.52335 |  | 0.75158
0.52327 |  | 0.75158
0.52307 |  | 0.75121
0.52291 |  | 0.7511
0.52284 |  | 0.7511
0.52254 |  | 0.75091
0.52241 |  | 0.75091
0.52195 |  | 0.75068
0.52183 |  | 0.75054
0.52183 |  | 0.75054
0.52149 |  | 0.75012
0.52129 |  | 0.75012
0.52091 |  | 0.75012
0.52091 |  | 0.74997
0.52091 |  | 0.74971
0.52045 |  | 0.74949
0.52019 |  | 0.74949
0.52001 |  | 0.74939
0.51989 |  | 0.74939
0.51971 |  | 0.74931
0.51951 |  | 0.7492
0.51941 |  | 0.74909
0.51941 |  | 0.74909
0.51921 |  | 0.74871
0.51893 |  | 0.74857
0.51875 |  | 0.74847
0.51867 |  | 0.74839
0.51842 |  | 0.74828
0.51804 |  | 0.74802
0.51796 |  | 0.74783
0.51796 |  | 0.74769
0.51776 |  | 0.74769
0.51756 |  | 0.74758
0.5174 |  | 0.74729
0.51707 |  | 0.74715
0.51695 |  | 0.74715
0.51687 |  | 0.74695
0.51677 |  | 0.7467
0.51645 |  | 0.74659
0.51621 |  | 0.74659
0.51601 |  | 0.74651
0.51571 |  | 0.74651
0.51571 |  | 0.74616
0.51531 |  | 0.74604
0.51515 |  | 0.74585
0.51497 |  | 0.74566
0.5146 |  | 0.74541
0.51452 |  | 0.74541
0.51432 |  | 0.74541
0.51402 |  | 0.74516
0.51389 |  | 0.74504
0.51371 |  | 0.74475
0.51371 |  | 0.7445
0.51355 |  | 0.74438
0.51343 |  | 0.74438
0.51318 |  | 0.74413
0.51305 |  | 0.74402
0.51273 |  | 0.74394
0.51265 |  | 0.74384
0.51245 |  | 0.74372
0.51227 |  | 0.74358
0.51206 |  | 0.74358
0.51206 |  | 0.74358
0.51206 |  | 0.74339
0.51186 |  | 0.74328
0.51173 |  | 0.74316
0.51165 |  | 0.74316
0.51137 |  | 0.74298
0.51128 |  | 0.74298
0.51128 |  | 0.74275
0.51107 |  | 0.74249
0.51077 |  | 0.74229
0.51077 |  | 0.74229
0.51077 |  | 0.74219
0.51052 |  | 0.74185
0.51044 |  | 0.74171
0.51044 |  | 0.74148
0.51024 |  | 0.74137
0.51014 |  | 0.74119
0.51006 |  | 0.74099
0.50991 |  | 0.74088
0.5097 |  | 0.74037
0.50933 |  | 0.74037
0.50918 |  | 0.74029
0.50918 |  | 0.74029
0.50883 |  | 0.73996
0.50863 |  | 0.73974
0.50847 |  | 0.73952
0.50839 |  | 0.73952
0.50813 |  | 0.73952
0.50797 |  | 0.7393
0.50769 |  | 0.73908
0.50749 |  | 0.73908
0.50749 |  | 0.73897
0.50706 |  | 0.7386
0.50706 |  | 0.7386
0.50676 |  | 0.73849
0.50668 |  | 0.73829
0.50652 |  | 0.73811
0.50632 |  | 0.73797
0.50632 |  | 0.73797
0.50607 |  | 0.73774
0.50582 |  | 0.73774
0.50557 |  | 0.73737
0.50532 |  | 0.73737
0.50519 |  | 0.73729
0.50511 |  | 0.73729
0.50499 |  | 0.73706
0.50491 |  | 0.73706
0.50491 |  | 0.73674
0.5045 |  | 0.73662
0.5044 |  | 0.73662
0.50428 |  | 0.73643
0.50412 |  | 0.73636
0.5039 |  | 0.73636
0.50374 |  | 0.73624
0.50362 |  | 0.73609
0.50354 |  | 0.7358
0.50346 |  | 0.73546
0.50299 |  | 0.73535
0.50291 |  | 0.73501
0.50283 |  | 0.73501
0.50273 |  | 0.7349
0.50257 |  | 0.73478
0.50257 |  | 0.7346
0.50244 |  | 0.73437
0.50223 |  | 0.73437
0.50214 |  | 0.73407
0.50207 |  | 0.73395
0.50186 |  | 0.73376
0.50178 |  | 0.73365
0.50161 |  | 0.73343
0.50149 |  | 0.73343
0.50128 |  | 0.73324
0.50128 |  | 0.7331
0.5012 |  | 0.73299
0.50112 |  | 0.73299
0.5009 |  | 0.73289
0.50082 |  | 0.7327
0.50074 |  | 0.73233
0.50033 |  | 0.73222
0.50033 |  | 0.73211
0.50025 |  | 0.73204
0.49993 |  | 0.73192
0.49988 |  | 0.7317
0.49983 |  | 0.73145
0.49959 |  | 0.73145
0.49947 |  | 0.73137
0.49939 |  | 0.73114
0.49927 |  | 0.73085
0.49909 |  | 0.73085
0.49901 |  | 0.73073
0.49873 |  | 0.73065
0.49865 |  | 0.73065
0.49855 |  | 0.7304
0.49847 |  | 0.73017
0.49839 |  | 0.73003
0.49817 |  | 0.72995
0.49797 |  | 0.72988
0.49797 |  | 0.72954
0.49789 |  | 0.72954
0.49746 |  | 0.7294
0.49736 |  | 0.7294
0.49736 |  | 0.72932
0.49716 |  | 0.72932
0.49716 |  | 0.72907
0.49706 |  | 0.72899
0.49698 |  | 0.72877
0.49658 |  | 0.72877
0.49646 |  | 0.72877
0.4963 |  | 0.72877
0.49608 |  | 0.72862
0.49575 |  | 0.72843
0.49575 |  | 0.72832
0.49559 |  | 0.72813
0.49549 |  | 0.72813
0.49549 |  | 0.72806
0.49529 |  | 0.72792
0.49529 |  | 0.7278
0.49521 |  | 0.7278
0.49503 |  | 0.72745
0.49483 |  | 0.72745
0.49483 |  | 0.72737
0.49475 |  | 0.72719
0.4946 |  | 0.72693
0.4943 |  | 0.72682
0.4943 |  | 0.72657
0.49387 |  | 0.72645
0.49371 |  | 0.72634
0.49359 |  | 0.72626
0.49343 |  | 0.72618
0.49323 |  | 0.72608
0.49313 |  | 0.72608
0.49297 |  | 0.72588
0.49277 |  | 0.72567
0.49269 |  | 0.72552
0.49247 |  | 0.7254
0.49219 |  | 0.7254
0.49209 |  | 0.72505
0.49197 |  | 0.72497
0.49189 |  | 0.72486
0.49179 |  | 0.72474
0.49171 |  | 0.72456
0.49159 |  | 0.7243
0.49136 |  | 0.72419
0.49116 |  | 0.72411
0.49084 |  | 0.72399
0.49076 |  | 0.72388
0.49064 |  | 0.72378
0.49056 |  | 0.72364
0.49046 |  | 0.72345
0.49013 |  | 0.72337
0.48993 |  | 0.72326
0.48993 |  | 0.72307
0.48993 |  | 0.72274
0.48985 |  | 0.72267
0.48968 |  | 0.72267
0.48968 |  | 0.72233
0.48946 |  | 0.72219
0.48925 |  | 0.72219
0.48917 |  | 0.72211
0.48905 |  | 0.72211
0.48889 |  | 0.72211
0.48879 |  | 0.72189
0.48871 |  | 0.72189
0.48848 |  | 0.7217
0.48835 |  | 0.72156
0.48823 |  | 0.72156
0.48815 |  | 0.72133
0.48803 |  | 0.72125
0.48773 |  | 0.72125
0.48773 |  | 0.72103
0.48773 |  | 0.72102
0.4876 |  | 0.72091
0.48753 |  | 0.72069
0.48723 |  | 0.72058
0.48682 |  | 0.72039
0.4867 |  | 0.72027
0.48642 |  | 0.71997
0.48642 |  | 0.71997
0.48622 |  | 0.7196
0.48614 |  | 0.71946
0.48572 |  | 0.71927
0.48572 |  | 0.71915
0.48564 |  | 0.71915
0.48552 |  | 0.71907
0.4853 |  | 0.71907
0.48522 |  | 0.7186
0.4851 |  | 0.7186
0.48501 |  | 0.7186
0.48489 |  | 0.7186
0.48481 |  | 0.71849
0.48471 |  | 0.71849
0.48463 |  | 0.71829
0.48451 |  | 0.71821
0.48439 |  | 0.71821
0.48439 |  | 0.71796
0.48408 |  | 0.71778
0.48408 |  | 0.71758
0.48399 |  | 0.7175
0.48391 |  | 0.7175
0.48371 |  | 0.7175
0.48371 |  | 0.7174
0.48371 |  | 0.71732
0.48358 |  | 0.7172
0.48328 |  | 0.71695
0.4832 |  | 0.71695
0.48304 |  | 0.71687
0.48304 |  | 0.71676
0.48282 |  | 0.71676
0.48262 |  | 0.7165
0.48249 |  | 0.71639
0.48249 |  | 0.71632
0.48249 |  | 0.7162
0.48249 |  | 0.7162
0.48237 |  | 0.71608
0.48229 |  | 0.71579
0.48229 |  | 0.71579
0.48229 |  | 0.71567
0.48187 |  | 0.71556
0.48187 |  | 0.71531
0.48167 |  | 0.71512
0.48151 |  | 0.71501
0.48143 |  | 0.71489
0.48131 |  | 0.71481
0.48109 |  | 0.7146
0.48081 |  | 0.7146
0.48068 |  | 0.71446
0.48056 |  | 0.71446
0.48047 |  | 0.71446
0.48034 |  | 0.71412
0.48006 |  | 0.71404
0.47994 |  | 0.71404
0.47986 |  | 0.71404
0.47966 |  | 0.71383
0.47956 |  | 0.71369
0.47948 |  | 0.71346
0.47935 |  | 0.71338
0.47935 |  | 0.71327
0.47903 |  | 0.71316
0.47885 |  | 0.71316
0.47873 |  | 0.71282
0.47865 |  | 0.7126
0.47865 |  | 0.71248
0.47857 |  | 0.71248
0.47857 |  | 0.71228
0.47857 |  | 0.71193
0.47857 |  | 0.71193
0.47847 |  | 0.71181
0.4783 |  | 0.71162
0.47797 |  | 0.71151
0.47797 |  | 0.71151
0.47789 |  | 0.71151
0.47789 |  | 0.71141
0.47789 |  | 0.7111
0.47781 |  | 0.7111
0.47781 |  | 0.71076
0.47759 |  | 0.71076
0.47743 |  | 0.71057
0.47743 |  | 0.71046
0.47727 |  | 0.71038
0.47715 |  | 0.71038
0.47697 |  | 0.71017
0.47685 |  | 0.71017
0.47677 |  | 0.71017
0.47659 |  | 0.71003
0.47647 |  | 0.70983
0.47634 |  | 0.70983
0.47626 |  | 0.70983
0.47626 |  | 0.70972
0.47626 |  | 0.70958
0.47618 |  | 0.70947
0.47618 |  | 0.70939
0.47606 |  | 0.70927
0.4759 |  | 0.70913
0.47567 |  | 0.70891
0.47558 |  | 0.7088
0.47558 |  | 0.70862
0.4755 |  | 0.7085
0.47542 |  | 0.70842
0.4753 |  | 0.70842
0.47507 |  | 0.70821
0.47499 |  | 0.70821
0.47479 |  | 0.7081
0.47479 |  | 0.70788
0.47453 |  | 0.70776
0.47441 |  | 0.70768
0.47441 |  | 0.70758
0.47441 |  | 0.70746
0.47421 |  | 0.70721
0.47413 |  | 0.7071
0.474 |  | 0.70692
0.47392 |  | 0.70692
0.47376 |  | 0.70692
0.47358 |  | 0.70692
0.47358 |  | 0.70661
0.47338 |  | 0.70628
0.47322 |  | 0.70617
0.473 |  | 0.70617
0.473 |  | 0.70607
0.4728 |  | 0.70599
0.4728 |  | 0.70599
0.4728 |  | 0.70587
0.4728 |  | 0.70569
0.47272 |  | 0.70558
0.47252 |  | 0.70558
0.47234 |  | 0.70544
0.47234 |  | 0.70536
0.47234 |  | 0.70525
0.47199 |  | 0.70513
0.47183 |  | 0.70495
0.47171 |  | 0.70495
0.47171 |  | 0.70484
0.47163 |  | 0.70473
0.4715 |  | 0.70447
0.47121 |  | 0.70447
0.47121 |  | 0.70439
0.47121 |  | 0.70429
0.47108 |  | 0.70409
0.47101 |  | 0.70409
0.47101 |  | 0.70401
0.47065 |  | 0.7039
0.47055 |  | 0.70378
0.47042 |  | 0.70346
0.47042 |  | 0.70346
0.47042 |  | 0.70346
0.4703 |  | 0.70335
0.47022 |  | 0.70315
0.4701 |  | 0.70315
0.46979 |  | 0.70315
0.46979 |  | 0.70315
0.46979 |  | 0.70301
0.46971 |  | 0.7029
0.46971 |  | 0.7029
0.46959 |  | 0.70271
0.46959 |  | 0.7026
0.46959 |  | 0.70237
0.46941 |  | 0.70237
0.46934 |  | 0.70215
0.46934 |  | 0.70215
0.46921 |  | 0.70215
0.46909 |  | 0.70208
0.46889 |  | 0.70174
0.46889 |  | 0.70174
0.46867 |  | 0.70174
0.46867 |  | 0.70156
0.46867 |  | 0.70144
0.46841 |  | 0.70133
0.46829 |  | 0.70107
0.46808 |  | 0.70107
0.46796 |  | 0.70107
0.46788 |  | 0.70099
0.46788 |  | 0.70077
0.46788 |  | 0.70063
0.46778 |  | 0.70052
0.4677 |  | 0.70029
0.4677 |  | 0.70015
0.46762 |  | 0.70004
0.46742 |  | 0.69986
0.46729 |  | 0.69986
0.4672 |  | 0.69974
0.46707 |  | 0.69966
0.467 |  | 0.69955
0.467 |  | 0.69929
0.46692 |  | 0.69918
0.46662 |  | 0.6991
0.46662 |  | 0.699
0.46662 |  | 0.699
0.4664 |  | 0.699
0.46627 |  | 0.69888
0.46601 |  | 0.69869
0.46601 |  | 0.69869
0.46589 |  | 0.69859
0.46581 |  | 0.69851
0.46569 |  | 0.69839
0.46561 |  | 0.69814
0.46561 |  | 0.69806
0.46561 |  | 0.69806
0.46531 |  | 0.69783
0.46531 |  | 0.69768
0.46518 |  | 0.69757
0.46498 |  | 0.69743
0.4649 |  | 0.69743
0.4649 |  | 0.69743
0.4647 |  | 0.69743
0.4647 |  | 0.69733
0.4644 |  | 0.69713
0.46425 |  | 0.69713
0.46425 |  | 0.69694
0.46412 |  | 0.6968
0.46392 |  | 0.69672
0.46392 |  | 0.69672
0.46392 |  | 0.69672
0.46382 |  | 0.69658
0.46382 |  | 0.69636
0.46362 |  | 0.69617
0.46352 |  | 0.69605
0.46332 |  | 0.69597
0.46332 |  | 0.69597
0.46332 |  | 0.69586
0.46332 |  | 0.69566
0.46312 |  | 0.69556
0.46312 |  | 0.69556
0.46286 |  | 0.69548
0.46273 |  | 0.69534
0.46273 |  | 0.69534
0.46261 |  | 0.69526
0.46252 |  | 0.69526
0.46252 |  | 0.69526
0.46244 |  | 0.69501
0.46228 |  | 0.69467
0.46228 |  | 0.69467
0.46218 |  | 0.69459
0.46218 |  | 0.69459
0.46206 |  | 0.69437
0.46206 |  | 0.69429
0.46206 |  | 0.69417
0.46206 |  | 0.69396
0.46185 |  | 0.69381
0.46175 |  | 0.69363
0.46163 |  | 0.69363
0.46163 |  | 0.69363
0.46155 |  | 0.69351
0.46147 |  | 0.69329
0.46147 |  | 0.69307
0.46147 |  | 0.69296
0.46122 |  | 0.69284
0.46114 |  | 0.69284
0.46114 |  | 0.69274
0.46114 |  | 0.69266
0.46105 |  | 0.69266
0.46085 |  | 0.69244
0.46077 |  | 0.69244
0.46077 |  | 0.69211
0.46064 |  | 0.69211
0.46064 |  | 0.69211
0.46064 |  | 0.69211
0.46052 |  | 0.69196
0.46052 |  | 0.69189
0.4604 |  | 0.69189
0.46028 |  | 0.69158
0.4602 |  | 0.69158
0.46008 |  | 0.69133
0.45987 |  | 0.69125
0.45977 |  | 0.69125
0.45977 |  | 0.69125
0.45965 |  | 0.69115
0.45953 |  | 0.69115
0.45935 |  | 0.69103
0.45923 |  | 0.69081
0.45923 |  | 0.6907
0.45923 |  | 0.69059
0.45915 |  | 0.69059
0.45915 |  | 0.6904
0.45915 |  | 0.6904
0.45895 |  | 0.69007
0.45879 |  | 0.68996
0.45867 |  | 0.68996
0.45857 |  | 0.68989
0.45837 |  | 0.68977
0.45837 |  | 0.68977
0.45837 |  | 0.68966
0.45825 |  | 0.68951
0.45825 |  | 0.68951
0.45825 |  | 0.68951
0.45825 |  | 0.68932
0.45817 |  | 0.68932
0.45796 |  | 0.68932
0.45774 |  | 0.68921
0.45774 |  | 0.68902
0.45754 |  | 0.68902
0.45754 |  | 0.68891
0.45747 |  | 0.68876
0.45726 |  | 0.68857
0.45692 |  | 0.68835
0.45692 |  | 0.68827
0.45692 |  | 0.68827
0.45676 |  | 0.68827
0.45676 |  | 0.68827
0.45664 |  | 0.68816
0.45656 |  | 0.68809
0.45634 |  | 0.68782
0.45634 |  | 0.68782
0.45606 |  | 0.68771
0.45593 |  | 0.6876
0.45593 |  | 0.6876
0.45593 |  | 0.68752
0.45581 |  | 0.68729
0.45573 |  | 0.68717
0.45573 |  | 0.68685
0.45556 |  | 0.68685
0.45548 |  | 0.68673
0.45535 |  | 0.68661
0.45515 |  | 0.6865
0.45493 |  | 0.6865
0.45493 |  | 0.6865
0.45485 |  | 0.68632
0.45473 |  | 0.68632
0.45465 |  | 0.68621
0.45465 |  | 0.68621
0.45453 |  | 0.68621
0.45445 |  | 0.68609
0.45445 |  | 0.68609
0.45435 |  | 0.68595
0.45435 |  | 0.6858
0.45414 |  | 0.68561
0.45394 |  | 0.6855
0.45394 |  | 0.6855
0.45394 |  | 0.6855
0.45382 |  | 0.6855
0.45382 |  | 0.68542
0.4537 |  | 0.68531
0.45352 |  | 0.68509
0.4534 |  | 0.68498
0.4534 |  | 0.68498
0.45324 |  | 0.68479
0.45312 |  | 0.68468
0.45302 |  | 0.68431
0.45302 |  | 0.68411
0.45302 |  | 0.684
0.45277 |  | 0.684
0.45261 |  | 0.684
0.45261 |  | 0.684
0.45261 |  | 0.68393
0.45253 |  | 0.68371
0.45231 |  | 0.68345
0.45231 |  | 0.68345
0.45223 |  | 0.68345
0.45215 |  | 0.68326
0.45215 |  | 0.68326
0.45215 |  | 0.68326
0.45215 |  | 0.68326
0.45203 |  | 0.68296
0.45191 |  | 0.68285
0.45191 |  | 0.68285
0.45173 |  | 0.68285
0.45153 |  | 0.68271
0.45153 |  | 0.68271
0.45141 |  | 0.68248
0.45131 |  | 0.6824
0.45131 |  | 0.68232
0.45131 |  | 0.68218
0.45123 |  | 0.68196
0.45111 |  | 0.68188
0.45111 |  | 0.68188
0.45111 |  | 0.68176
0.45111 |  | 0.68168
0.45103 |  | 0.68125
0.45095 |  | 0.68125
0.45083 |  | 0.68117
0.45083 |  | 0.68117
0.45063 |  | 0.68117
0.45063 |  | 0.68105
0.45063 |  | 0.68094
0.45063 |  | 0.6808
0.4505 |  | 0.68062
0.4505 |  | 0.68062
0.45028 |  | 0.6805
0.45028 |  | 0.68031
0.45012 |  | 0.68031
0.45012 |  | 0.6802
0.45012 |  | 0.68006
0.45012 |  | 0.68006
0.45012 |  | 0.68006
0.44992 |  | 0.67994
0.44972 |  | 0.67972
0.44972 |  | 0.67962
0.44964 |  | 0.67951
0.44964 |  | 0.67951
0.44942 |  | 0.67939
0.44942 |  | 0.67939
0.44909 |  | 0.67919
0.44909 |  | 0.67883
0.44901 |  | 0.67883
0.44889 |  | 0.67883
0.44889 |  | 0.67883
0.44877 |  | 0.67871
0.44877 |  | 0.67853
0.44855 |  | 0.67853
0.44847 |  | 0.67842
0.44835 |  | 0.67842
0.44835 |  | 0.67842
0.44835 |  | 0.67842
0.44827 |  | 0.67828
0.44784 |  | 0.67797
0.44784 |  | 0.67797
0.44776 |  | 0.67797
0.44776 |  | 0.67787
0.44764 |  | 0.67776
0.44744 |  | 0.67761
0.44744 |  | 0.67761
0.44744 |  | 0.67761
0.44744 |  | 0.67738
0.44734 |  | 0.67731
0.44734 |  | 0.67731
0.44726 |  | 0.67731
0.44726 |  | 0.67731
0.44726 |  | 0.67698
0.44718 |  | 0.67675
0.44698 |  | 0.67675
0.44686 |  | 0.67668
0.44673 |  | 0.6766
0.44673 |  | 0.67649
0.44657 |  | 0.67642
0.44657 |  | 0.67642
0.44645 |  | 0.67619
0.44635 |  | 0.67604
0.44635 |  | 0.67604
0.44623 |  | 0.67604
0.44623 |  | 0.67594
0.44623 |  | 0.67574
0.44615 |  | 0.67563
0.44595 |  | 0.67551
0.44595 |  | 0.67543
0.44585 |  | 0.67532
0.44565 |  | 0.67518
0.44565 |  | 0.67511
0.44565 |  | 0.67511
0.44553 |  | 0.675
0.44545 |  | 0.67486
0.44533 |  | 0.67474
0.44533 |  | 0.67463
0.44498 |  | 0.67455
0.44486 |  | 0.67455
0.44478 |  | 0.67455
0.44478 |  | 0.67455
0.44478 |  | 0.67444
0.4447 |  | 0.67434
0.44458 |  | 0.67407
0.44458 |  | 0.67407
0.44458 |  | 0.674
0.4445 |  | 0.67389
0.44428 |  | 0.67356
0.44428 |  | 0.67356
0.44408 |  | 0.67356
0.44408 |  | 0.67344
0.444 |  | 0.67344
0.44378 |  | 0.67344
0.44378 |  | 0.67336
0.44378 |  | 0.67325
0.4437 |  | 0.67314
0.44358 |  | 0.67303
0.44352 |  | 0.67289
0.4435 |  | 0.67289
0.4435 |  | 0.67281
0.44338 |  | 0.67281
0.44328 |  | 0.6727
0.44328 |  | 0.6725
0.44308 |  | 0.6725
0.44296 |  | 0.6724
0.44273 |  | 0.67207
0.44273 |  | 0.67207
0.44273 |  | 0.67207
0.44265 |  | 0.67195
0.44265 |  | 0.67195
0.44257 |  | 0.67195
0.44257 |  | 0.67195
0.44245 |  | 0.67176
0.44245 |  | 0.67166
0.44245 |  | 0.67166
0.44245 |  | 0.67154
0.44245 |  | 0.67129
0.44227 |  | 0.67129
0.44227 |  | 0.67121
0.44215 |  | 0.67121
0.44207 |  | 0.67121
0.44207 |  | 0.67113
0.44199 |  | 0.67099
0.44199 |  | 0.67076
0.44199 |  | 0.67076
0.44187 |  | 0.67051
0.44187 |  | 0.67051
0.44169 |  | 0.67043
0.44157 |  | 0.67032
0.44144 |  | 0.6702
0.44144 |  | 0.6702
0.44132 |  | 0.6702
0.4412 |  | 0.67009
0.44104 |  | 0.66998
0.44104 |  | 0.66976
0.44094 |  | 0.66976
0.44086 |  | 0.66976
0.44062 |  | 0.66965
0.44062 |  | 0.66951
0.44054 |  | 0.66943
0.44041 |  | 0.66943
0.44041 |  | 0.66943
0.44033 |  | 0.66943
0.44033 |  | 0.66931
0.44033 |  | 0.66931
0.44024 |  | 0.66931
0.44016 |  | 0.66911
0.44016 |  | 0.6689
0.44004 |  | 0.6689
0.44004 |  | 0.6689
0.43994 |  | 0.66868
0.43994 |  | 0.66856
0.43974 |  | 0.66845
0.43961 |  | 0.66845
0.43961 |  | 0.66837
0.43961 |  | 0.66827
0.43941 |  | 0.66815
0.43941 |  | 0.66804
0.43931 |  | 0.66782
0.43931 |  | 0.66771
0.43923 |  | 0.66771
0.43923 |  | 0.66771
0.43923 |  | 0.66771
0.43911 |  | 0.66771
0.43911 |  | 0.66759
0.43891 |  | 0.66724
0.43881 |  | 0.66724
0.43869 |  | 0.66716
0.43861 |  | 0.66716
0.43853 |  | 0.66704
0.43853 |  | 0.66693
0.43853 |  | 0.66693
0.43853 |  | 0.66693
0.43845 |  | 0.66686
0.43832 |  | 0.66671
0.43823 |  | 0.66648
0.43823 |  | 0.66641
0.43823 |  | 0.66641
0.43815 |  | 0.66641
0.43807 |  | 0.6663
0.43795 |  | 0.6663
0.43795 |  | 0.6663
0.43782 |  | 0.66605
0.43774 |  | 0.66593
0.43774 |  | 0.66593
0.43774 |  | 0.66575
0.4375 |  | 0.66575
0.4375 |  | 0.66563
0.43732 |  | 0.66552
0.43732 |  | 0.6653
0.43732 |  | 0.6653
0.43732 |  | 0.66518
0.43732 |  | 0.665
0.4372 |  | 0.665
0.4372 |  | 0.66488
0.43712 |  | 0.66488
0.43704 |  | 0.66488
0.43704 |  | 0.66473
0.43694 |  | 0.66455
0.43694 |  | 0.66444
0.43694 |  | 0.66432
0.43682 |  | 0.66418
0.43682 |  | 0.66407
0.43682 |  | 0.66407
0.43682 |  | 0.66407
0.43674 |  | 0.66407
0.43653 |  | 0.66387
0.43641 |  | 0.66387
0.43641 |  | 0.66377
0.43641 |  | 0.66366
0.43619 |  | 0.66358
0.43619 |  | 0.66358
0.43611 |  | 0.66344
0.43611 |  | 0.66344
0.43599 |  | 0.66333
0.43599 |  | 0.66321
0.43599 |  | 0.66314
0.43599 |  | 0.66303
0.43587 |  | 0.66303
0.43587 |  | 0.66303
0.43579 |  | 0.66303
0.43579 |  | 0.66288
0.43571 |  | 0.6627
0.43549 |  | 0.6627
0.43536 |  | 0.6627
0.43536 |  | 0.6627
0.43536 |  | 0.66258
0.43524 |  | 0.66247
0.43524 |  | 0.66247
0.43516 |  | 0.66225
0.43506 |  | 0.66225
0.43494 |  | 0.66225
0.43486 |  | 0.66217
0.43486 |  | 0.66203
0.43486 |  | 0.66203
0.43486 |  | 0.66169
0.43474 |  | 0.66169
0.43461 |  | 0.66161
0.43461 |  | 0.66147
0.43461 |  | 0.66147
0.43461 |  | 0.66136
0.43461 |  | 0.66114
0.43461 |  | 0.66114
0.43449 |  | 0.66095
0.43431 |  | 0.6607
0.43431 |  | 0.6607
0.43431 |  | 0.66058
0.43419 |  | 0.66051
0.43419 |  | 0.66051
0.43411 |  | 0.66051
0.43403 |  | 0.66043
0.43403 |  | 0.66029
0.43403 |  | 0.66018
0.43394 |  | 0.66018
0.43381 |  | 0.6601
0.43381 |  | 0.65998
0.43381 |  | 0.65987
0.43381 |  | 0.65977
0.43369 |  | 0.65969
0.43339 |  | 0.65955
0.43327 |  | 0.65955
0.43319 |  | 0.65943
0.43319 |  | 0.65924
0.43306 |  | 0.65924
0.43306 |  | 0.65917
0.43306 |  | 0.65917
0.43297 |  | 0.65902
0.43289 |  | 0.65902
0.43277 |  | 0.65902
0.43277 |  | 0.6588
0.43269 |  | 0.6588
0.43269 |  | 0.65869
0.43269 |  | 0.65869
0.43256 |  | 0.65861
0.43256 |  | 0.65861
0.43244 |  | 0.65853
0.43224 |  | 0.65827
0.43216 |  | 0.65816
0.43216 |  | 0.65806
0.43216 |  | 0.65806
0.43216 |  | 0.65806
0.43216 |  | 0.65794
0.43194 |  | 0.65786
0.43182 |  | 0.65786
0.43182 |  | 0.65761
0.43182 |  | 0.65749
0.43182 |  | 0.65738
0.43161 |  | 0.65738
0.43161 |  | 0.65716
0.43161 |  | 0.65716
0.43141 |  | 0.65706
0.43132 |  | 0.65695
0.43119 |  | 0.65695
0.43111 |  | 0.65695
0.43111 |  | 0.65683
0.43111 |  | 0.65664
0.43099 |  | 0.65664
0.43099 |  | 0.6565
0.43099 |  | 0.6565
0.43077 |  | 0.65639
0.43077 |  | 0.65639
0.43069 |  | 0.65628
0.43061 |  | 0.65598
0.43061 |  | 0.65583
0.43061 |  | 0.65583
0.43061 |  | 0.65583
0.43049 |  | 0.65583
0.43049 |  | 0.65562
0.43049 |  | 0.65536
0.43049 |  | 0.65536
0.43029 |  | 0.65528
0.43019 |  | 0.65517
0.43007 |  | 0.6551
0.43007 |  | 0.65498
0.42982 |  | 0.65498
0.42982 |  | 0.65498
0.42982 |  | 0.65498
0.4297 |  | 0.6549
0.42962 |  | 0.65478
0.42962 |  | 0.65468
0.42962 |  | 0.65453
0.42962 |  | 0.65441
0.42962 |  | 0.6543
0.4295 |  | 0.65423
0.42932 |  | 0.65423
0.42924 |  | 0.65397
0.42924 |  | 0.65387
0.42924 |  | 0.65387
0.42912 |  | 0.65387
0.42912 |  | 0.65387
0.429 |  | 0.65362
0.42887 |  | 0.6535
0.42887 |  | 0.65331
0.42887 |  | 0.65331
0.4288 |  | 0.65321
0.4288 |  | 0.65321
0.42867 |  | 0.65307
0.42845 |  | 0.65299
0.42837 |  | 0.65299
0.42837 |  | 0.65299
0.42837 |  | 0.65276
0.42825 |  | 0.65276
0.42825 |  | 0.65265
0.42817 |  | 0.65265
0.42817 |  | 0.65265
0.42817 |  | 0.65265
0.42807 |  | 0.65233
0.42799 |  | 0.65222
0.42799 |  | 0.6521
0.42799 |  | 0.6521
0.42787 |  | 0.6521
0.42774 |  | 0.6521
0.42774 |  | 0.65191
0.42762 |  | 0.65177
0.42762 |  | 0.65177
0.42762 |  | 0.65177
0.4275 |  | 0.65169
0.42734 |  | 0.65146
0.42724 |  | 0.65146
0.42724 |  | 0.65146
0.42712 |  | 0.65128
0.42712 |  | 0.65128
0.42712 |  | 0.6512
0.42712 |  | 0.65106
0.42712 |  | 0.65095
0.42712 |  | 0.65083
0.42684 |  | 0.65083
0.42674 |  | 0.65075
0.42674 |  | 0.65075
0.42662 |  | 0.65075
0.42662 |  | 0.65064
0.42662 |  | 0.65053
0.42662 |  | 0.65045
0.42662 |  | 0.65034
0.42649 |  | 0.65034
0.42649 |  | 0.65034
0.42629 |  | 0.6502
0.42629 |  | 0.6502
0.42621 |  | 0.64997
0.42621 |  | 0.64997
0.42609 |  | 0.64987
0.42599 |  | 0.64975
0.42587 |  | 0.64964
0.42579 |  | 0.64956
0.42579 |  | 0.64956
0.42579 |  | 0.64956
0.42579 |  | 0.64942
0.42567 |  | 0.64942
0.42567 |  | 0.64942
0.42554 |  | 0.64942
0.42546 |  | 0.64942
0.42546 |  | 0.64919
0.42546 |  | 0.64908
0.42546 |  | 0.649
0.42538 |  | 0.649
0.42516 |  | 0.649
0.42516 |  | 0.64893
0.42508 |  | 0.64878
0.42508 |  | 0.64878
0.42508 |  | 0.64848
0.42508 |  | 0.64848
0.42496 |  | 0.64848
0.42496 |  | 0.64829
0.42496 |  | 0.64818
0.42484 |  | 0.64806
0.42484 |  | 0.64806
0.42484 |  | 0.64791
0.42466 |  | 0.64791
0.42466 |  | 0.64772
0.42466 |  | 0.64772
0.42466 |  | 0.64736
0.42434 |  | 0.64736
0.42433 |  | 0.64736
0.42433 |  | 0.64736
0.42433 |  | 0.64728
0.42433 |  | 0.64728
0.42433 |  | 0.64714
0.42421 |  | 0.64703
0.42413 |  | 0.64692
0.42404 |  | 0.64692
0.42396 |  | 0.64692
0.42396 |  | 0.64692
0.42396 |  | 0.64692
0.42396 |  | 0.6468
0.42396 |  | 0.64669
0.42374 |  | 0.64655
0.42374 |  | 0.64644
0.42374 |  | 0.64636
0.42374 |  | 0.64636
0.42374 |  | 0.64636
0.42366 |  | 0.64636
0.42346 |  | 0.64624
0.42333 |  | 0.64599
0.42333 |  | 0.64588
0.42333 |  | 0.64588
0.42333 |  | 0.64581
0.42333 |  | 0.64581
0.42333 |  | 0.64581
0.42321 |  | 0.64562
0.42303 |  | 0.64562
0.42295 |  | 0.6455
0.42295 |  | 0.64539
0.42283 |  | 0.64525
0.42283 |  | 0.64496
0.42283 |  | 0.64496
0.42271 |  | 0.64496
0.42271 |  | 0.64496
0.42271 |  | 0.64496
0.42263 |  | 0.64496
0.42263 |  | 0.64476
0.42263 |  | 0.64466
0.42263 |  | 0.64443
0.42245 |  | 0.64443
0.42232 |  | 0.64443
0.4222 |  | 0.64421
0.4222 |  | 0.64421
0.42208 |  | 0.6441
0.422 |  | 0.6441
0.422 |  | 0.6441
0.42188 |  | 0.6441
0.42188 |  | 0.64376
0.42188 |  | 0.64365
0.42178 |  | 0.64365
0.42166 |  | 0.64365
0.42158 |  | 0.64358
0.42158 |  | 0.64358
0.42158 |  | 0.64358
0.42136 |  | 0.64358
0.42128 |  | 0.64336
0.42128 |  | 0.64324
0.4212 |  | 0.6431
0.4212 |  | 0.6431
0.4212 |  | 0.64302
0.4212 |  | 0.64279
0.42108 |  | 0.64279
0.42095 |  | 0.64279
0.42095 |  | 0.64279
0.42095 |  | 0.64279
0.42095 |  | 0.64279
0.42095 |  | 0.64268
0.42095 |  | 0.64268
0.42077 |  | 0.64268
0.42065 |  | 0.64249
0.42057 |  | 0.64234
0.42057 |  | 0.64234
0.42045 |  | 0.64211
0.42037 |  | 0.64211
0.42024 |  | 0.64211
0.42024 |  | 0.64211
0.42024 |  | 0.64204
0.42012 |  | 0.64193
0.42012 |  | 0.64193
0.42012 |  | 0.64193
0.42012 |  | 0.64193
0.42012 |  | 0.64193
0.42012 |  | 0.64179
0.42012 |  | 0.64156
0.41996 |  | 0.64149
0.41987 |  | 0.64138
0.41974 |  | 0.64138
0.41974 |  | 0.64138
0.41974 |  | 0.64118
0.41974 |  | 0.64107
0.41974 |  | 0.64096
0.41974 |  | 0.64096
0.41974 |  | 0.64096
0.41962 |  | 0.64082
0.41942 |  | 0.64082
0.41942 |  | 0.64082
0.41932 |  | 0.64061
0.41932 |  | 0.64061
0.4192 |  | 0.64049
0.41912 |  | 0.64027
0.41892 |  | 0.64027
0.41892 |  | 0.64027
0.41892 |  | 0.64027
0.41892 |  | 0.64016
0.41892 |  | 0.64004
0.41879 |  | 0.63982
0.41879 |  | 0.63975
0.41872 |  | 0.63975
0.41872 |  | 0.63975
0.41859 |  | 0.63964
0.41849 |  | 0.63949
0.41849 |  | 0.63949
0.41849 |  | 0.63937
0.41829 |  | 0.63937
0.41829 |  | 0.63937
0.41821 |  | 0.63915
0.41821 |  | 0.63907
0.41809 |  | 0.63907
0.41809 |  | 0.63893
0.41809 |  | 0.63893
0.41797 |  | 0.63862
0.41797 |  | 0.63862
0.41797 |  | 0.63862
0.41777 |  | 0.63862
0.41764 |  | 0.6385
0.41747 |  | 0.63839
0.41747 |  | 0.63839
0.41734 |  | 0.63829
0.41734 |  | 0.63815
0.41734 |  | 0.63803
0.41726 |  | 0.63795
0.41726 |  | 0.63795
0.41726 |  | 0.63784
0.41726 |  | 0.63784
0.41714 |  | 0.6377
0.41714 |  | 0.6377
0.41714 |  | 0.6375
0.41694 |  | 0.6375
0.41686 |  | 0.6374
0.41676 |  | 0.6374
0.41676 |  | 0.63729
0.41664 |  | 0.63729
0.41664 |  | 0.63718
0.41664 |  | 0.63704
0.41664 |  | 0.63692
0.41664 |  | 0.63684
0.41664 |  | 0.6367
0.41652 |  | 0.63659
0.41648 |  | 0.63659
0.41644 |  | 0.63636
0.41631 |  | 0.63636
0.41619 |  | 0.63636
0.41619 |  | 0.63625
0.41619 |  | 0.63625
0.41611 |  | 0.63618
0.41589 |  | 0.63618
0.41589 |  | 0.63618
0.41589 |  | 0.63595
0.41589 |  | 0.63595
0.41589 |  | 0.6358
0.41577 |  | 0.6357
0.41577 |  | 0.6357
0.41577 |  | 0.63562
0.41577 |  | 0.63551
0.41577 |  | 0.63551
0.41577 |  | 0.63551
0.41569 |  | 0.63539
0.41569 |  | 0.63539
0.41557 |  | 0.63539
0.41549 |  | 0.63528
0.41549 |  | 0.63514
0.41549 |  | 0.63506
0.41549 |  | 0.63506
0.41526 |  | 0.63496
0.41526 |  | 0.63484
0.41526 |  | 0.6347
0.41526 |  | 0.6347
0.41526 |  | 0.63459
0.41514 |  | 0.63451
0.41506 |  | 0.63451
0.41506 |  | 0.63451
0.41498 |  | 0.63451
0.41488 |  | 0.6344
0.41488 |  | 0.63422
0.41488 |  | 0.63395
0.41488 |  | 0.63395
0.41476 |  | 0.63381
0.41476 |  | 0.63381
0.41476 |  | 0.63381
0.41476 |  | 0.6337
0.41468 |  | 0.6336
0.41456 |  | 0.63348
0.41443 |  | 0.6334
0.41443 |  | 0.6334
0.41443 |  | 0.6334
0.41443 |  | 0.63326
0.41443 |  | 0.63326
0.41423 |  | 0.63315
0.41423 |  | 0.63303
0.41423 |  | 0.63295
0.41415 |  | 0.63295
0.41415 |  | 0.63295
0.41415 |  | 0.63259
0.41415 |  | 0.63259
0.41393 |  | 0.63247
0.41393 |  | 0.63247
0.41393 |  | 0.63247
0.41393 |  | 0.63247
0.41381 |  | 0.63247
0.41381 |  | 0.63237
0.41373 |  | 0.63225
0.41373 |  | 0.63217
0.41365 |  | 0.63217
0.41365 |  | 0.63217
0.41352 |  | 0.63217
0.4134 |  | 0.63206
0.4133 |  | 0.63198
0.4133 |  | 0.63188
0.4133 |  | 0.63162
0.4133 |  | 0.63162
0.41322 |  | 0.63151
0.41322 |  | 0.63143
0.41322 |  | 0.63132
0.41302 |  | 0.63132
0.41293 |  | 0.63118
0.41293 |  | 0.63118
0.41293 |  | 0.63118
0.41293 |  | 0.63092
0.41293 |  | 0.63092
0.41293 |  | 0.63084
0.41285 |  | 0.63084
0.41285 |  | 0.63074
0.41272 |  | 0.63074
0.4126 |  | 0.63063
0.4126 |  | 0.63063
0.4125 |  | 0.63063
0.4125 |  | 0.63063
0.4125 |  | 0.63029
0.4125 |  | 0.63029
0.4125 |  | 0.63022
0.4125 |  | 0.63022
0.41238 |  | 0.63022
0.4123 |  | 0.62997
0.41222 |  | 0.62997
0.41222 |  | 0.62985
0.41222 |  | 0.62985
0.4121 |  | 0.62985
0.4121 |  | 0.62985
0.4121 |  | 0.62974
0.412 |  | 0.62966
0.412 |  | 0.62966
0.41179 |  | 0.62952
0.41167 |  | 0.62944
0.41167 |  | 0.62933
0.41167 |  | 0.62923
0.41167 |  | 0.62923
0.41167 |  | 0.62911
0.41151 |  | 0.62911
0.41151 |  | 0.62911
0.41151 |  | 0.62896
0.41151 |  | 0.62875
0.41139 |  | 0.62867
0.41129 |  | 0.62867
0.41129 |  | 0.62867
0.41129 |  | 0.62855
0.41121 |  | 0.62844
0.41121 |  | 0.62844
0.41113 |  | 0.6283
0.41113 |  | 0.62819
0.41113 |  | 0.62812
0.41113 |  | 0.62812
0.41113 |  | 0.62812
0.41105 |  | 0.62812
0.41105 |  | 0.62812
0.41093 |  | 0.62812
0.41071 |  | 0.62789
0.41071 |  | 0.62775
0.41071 |  | 0.62756
0.41071 |  | 0.62756
0.41059 |  | 0.62756
0.41059 |  | 0.62746
0.41059 |  | 0.62746
0.41059 |  | 0.62735
0.41059 |  | 0.62712
0.41059 |  | 0.62705
0.41038 |  | 0.62705
0.41038 |  | 0.62705
0.41038 |  | 0.62678
0.41038 |  | 0.62678
0.41038 |  | 0.62671
0.4103 |  | 0.62671
0.41021 |  | 0.62649
0.41013 |  | 0.62649
0.41013 |  | 0.62649
0.41013 |  | 0.62649
0.41013 |  | 0.62629
0.41 |  | 0.62629
0.41 |  | 0.62629
0.40988 |  | 0.62619
0.40988 |  | 0.62605
0.4098 |  | 0.62605
0.4098 |  | 0.62597
0.4098 |  | 0.62586
0.4098 |  | 0.62586
0.40968 |  | 0.62563
0.4096 |  | 0.62563
0.4095 |  | 0.62541
0.4095 |  | 0.62541
0.4095 |  | 0.62541
0.4095 |  | 0.62541
0.4095 |  | 0.62541
0.40942 |  | 0.6253
0.40942 |  | 0.6253
0.4093 |  | 0.6253
0.4093 |  | 0.62519
0.4093 |  | 0.625
0.4093 |  | 0.62486
0.40905 |  | 0.62486
0.40905 |  | 0.62474
0.40893 |  | 0.62474
0.40893 |  | 0.62474
0.40893 |  | 0.62464
0.40885 |  | 0.62453
0.40885 |  | 0.62453
0.40885 |  | 0.62431
0.40877 |  | 0.62419
0.40877 |  | 0.62419
0.40865 |  | 0.62408
0.40865 |  | 0.62408
0.40865 |  | 0.62408
0.40865 |  | 0.62408
0.40865 |  | 0.62408
0.40865 |  | 0.62408
0.40865 |  | 0.62386
0.40843 |  | 0.62378
0.4083 |  | 0.62366
0.40822 |  | 0.62352
0.40822 |  | 0.62344
0.40822 |  | 0.62344
0.40822 |  | 0.62344
0.40822 |  | 0.62344
0.4081 |  | 0.62344
0.4081 |  | 0.62333
0.40802 |  | 0.62333
0.40792 |  | 0.62322
0.40784 |  | 0.62322
0.40784 |  | 0.62314
0.40784 |  | 0.62314
0.40784 |  | 0.623
0.40772 |  | 0.623
0.40772 |  | 0.623
0.40772 |  | 0.62281
0.40772 |  | 0.62269
0.40772 |  | 0.62269
0.40762 |  | 0.62244
0.40749 |  | 0.62244
0.40749 |  | 0.62244
0.40741 |  | 0.62244
0.40741 |  | 0.62233
0.40741 |  | 0.62233
0.40721 |  | 0.62223
0.40721 |  | 0.62189
0.40721 |  | 0.62189
0.40721 |  | 0.62166
0.40721 |  | 0.62155
0.40721 |  | 0.62155
0.40709 |  | 0.62155
0.40701 |  | 0.62155
0.40701 |  | 0.62155
0.40701 |  | 0.62147
0.40681 |  | 0.62136
0.40681 |  | 0.62136
0.40681 |  | 0.62136
0.40681 |  | 0.6211
0.40673 |  | 0.6211
0.40673 |  | 0.6211
0.40673 |  | 0.621
0.40661 |  | 0.621
0.40661 |  | 0.62081
0.40661 |  | 0.62069
0.40648 |  | 0.62055
0.40648 |  | 0.62055
0.40639 |  | 0.62044
0.40639 |  | 0.62044
0.40639 |  | 0.62044
0.40639 |  | 0.62037
0.40639 |  | 0.62037
0.40631 |  | 0.62025
0.40631 |  | 0.61999
0.40623 |  | 0.61992
0.40623 |  | 0.61981
0.40623 |  | 0.61981
0.40611 |  | 0.61981
0.40611 |  | 0.61981
0.40601 |  | 0.61967
0.40601 |  | 0.61967
0.40601 |  | 0.61967
0.40601 |  | 0.61967
0.40588 |  | 0.61967
0.40588 |  | 0.61936
0.40576 |  | 0.61936
0.40576 |  | 0.61936
0.40566 |  | 0.61926
0.40566 |  | 0.61926
0.4055 |  | 0.61912
0.4055 |  | 0.61912
0.4055 |  | 0.61912
0.40542 |  | 0.61912
0.40542 |  | 0.619
0.40542 |  | 0.61892
0.40542 |  | 0.61878
0.40542 |  | 0.61878
0.40542 |  | 0.61856
0.40542 |  | 0.61856
0.40532 |  | 0.61856
0.40532 |  | 0.61856
0.4052 |  | 0.61845
0.4052 |  | 0.61833
0.40512 |  | 0.61833
0.40512 |  | 0.61808
0.40499 |  | 0.61808
0.40492 |  | 0.61808
0.40492 |  | 0.61808
0.40492 |  | 0.61808
0.40492 |  | 0.61801
0.40492 |  | 0.61801
0.40492 |  | 0.61789
0.40492 |  | 0.61778
0.40479 |  | 0.6177
0.40479 |  | 0.61759
0.40479 |  | 0.61759
0.4047 |  | 0.61745
0.4047 |  | 0.61745
0.4047 |  | 0.61745
0.40457 |  | 0.61745
0.40457 |  | 0.61745
0.4045 |  | 0.61735
0.4045 |  | 0.61735
0.4045 |  | 0.61727
0.40437 |  | 0.61701
0.4042 |  | 0.61701
0.4042 |  | 0.61682
0.4042 |  | 0.61682
0.40407 |  | 0.61682
0.40399 |  | 0.61682
0.40399 |  | 0.61682
0.40399 |  | 0.6167
0.40399 |  | 0.61652
0.40399 |  | 0.61652
0.40399 |  | 0.61638
0.40387 |  | 0.61638
0.40387 |  | 0.61638
0.40387 |  | 0.61607
0.40387 |  | 0.61607
0.40387 |  | 0.61607
0.40379 |  | 0.61596
0.40379 |  | 0.61596
0.40369 |  | 0.61584
0.40369 |  | 0.61584
0.40361 |  | 0.61584
0.40361 |  | 0.61584
0.40349 |  | 0.6156
0.40349 |  | 0.61541
0.40349 |  | 0.61541
0.40349 |  | 0.61541
0.40349 |  | 0.61541
0.40349 |  | 0.61541
0.40336 |  | 0.61541
0.40324 |  | 0.61518
0.40306 |  | 0.61507
0.40306 |  | 0.61507
0.40306 |  | 0.61507
0.40306 |  | 0.61507
0.40306 |  | 0.615
0.40306 |  | 0.61474
0.40306 |  | 0.61474
0.40306 |  | 0.61474
0.40306 |  | 0.61474
0.40306 |  | 0.61452
0.40306 |  | 0.61452
0.40286 |  | 0.61444
0.40278 |  | 0.61444
0.40278 |  | 0.61444
0.40278 |  | 0.61444
0.40278 |  | 0.6143
0.40268 |  | 0.6143
0.40268 |  | 0.61407
0.40268 |  | 0.61407
0.40268 |  | 0.61407
0.40256 |  | 0.61407
0.40236 |  | 0.61407
0.40236 |  | 0.614
0.40236 |  | 0.61389
0.40236 |  | 0.61377
0.40236 |  | 0.61377
0.40227 |  | 0.61377
0.40227 |  | 0.61366
0.40227 |  | 0.61366
0.40227 |  | 0.61366
0.40227 |  | 0.61355
0.40227 |  | 0.61348
0.40227 |  | 0.61333
0.40207 |  | 0.61333
0.40198 |  | 0.61333
0.40198 |  | 0.61311
0.40198 |  | 0.61311
0.40198 |  | 0.61311
0.40198 |  | 0.61303
0.40198 |  | 0.61292
0.40198 |  | 0.61292
0.40198 |  | 0.61266
0.40198 |  | 0.61255
0.40198 |  | 0.61255
0.40185 |  | 0.61247
0.40185 |  | 0.61237
0.40185 |  | 0.61237
0.40178 |  | 0.61237
0.40178 |  | 0.61214
0.40157 |  | 0.612
0.40157 |  | 0.612
0.40157 |  | 0.612
0.40157 |  | 0.61192
0.40157 |  | 0.61192
0.40147 |  | 0.61192
0.40135 |  | 0.61158
0.40135 |  | 0.61158
0.40127 |  | 0.61158
0.40127 |  | 0.61158
0.40127 |  | 0.61158
0.40127 |  | 0.61132
0.40127 |  | 0.61122
0.40127 |  | 0.61122
0.40127 |  | 0.61122
0.40127 |  | 0.61122
0.40127 |  | 0.61122
0.40127 |  | 0.61114
0.40127 |  | 0.61103
0.40115 |  | 0.61091
0.40105 |  | 0.61091
0.40089 |  | 0.61091
0.40076 |  | 0.61091
0.40076 |  | 0.6108
0.40076 |  | 0.61073
0.40076 |  | 0.61058
0.40076 |  | 0.61047
0.40076 |  | 0.61047
0.40076 |  | 0.61035
0.40076 |  | 0.61021
0.40076 |  | 0.61021
0.40068 |  | 0.61021
0.40068 |  | 0.61011
0.40056 |  | 0.60992
0.40056 |  | 0.60992
0.40056 |  | 0.60992
0.40056 |  | 0.60992
0.40046 |  | 0.6098
0.40046 |  | 0.6098
0.40046 |  | 0.6098
0.40046 |  | 0.60966
0.40026 |  | 0.60966
0.40026 |  | 0.60966
0.40026 |  | 0.60958
0.40018 |  | 0.60946
0.40018 |  | 0.60946
0.40006 |  | 0.60936
0.40006 |  | 0.60936
0.40006 |  | 0.60936
0.40006 |  | 0.6091
0.40006 |  | 0.6091
0.40006 |  | 0.60892
0.39993 |  | 0.60892
0.39993 |  | 0.60892
0.39993 |  | 0.6088
0.39986 |  | 0.6087
0.39986 |  | 0.60855
0.39986 |  | 0.60848
0.39976 |  | 0.60848
0.39968 |  | 0.60848
0.39968 |  | 0.60848
0.39956 |  | 0.60848
0.39956 |  | 0.60848
0.39956 |  | 0.60848
0.39956 |  | 0.60833
0.39956 |  | 0.60833
0.39956 |  | 0.60796
0.39956 |  | 0.60796
0.39956 |  | 0.60789
0.39936 |  | 0.60789
0.39936 |  | 0.60789
0.39936 |  | 0.60778
0.39936 |  | 0.60764
0.39936 |  | 0.60764
0.39936 |  | 0.60764
0.39936 |  | 0.60741
0.39936 |  | 0.60741
0.39923 |  | 0.60741
0.39923 |  | 0.60733
0.39915 |  | 0.60719
0.39915 |  | 0.60719
0.39893 |  | 0.60719
0.39893 |  | 0.60708
0.39885 |  | 0.60708
0.39885 |  | 0.60708
0.39885 |  | 0.60708
0.39885 |  | 0.60696
0.39885 |  | 0.60685
0.39885 |  | 0.60685
0.39885 |  | 0.60685
0.39885 |  | 0.60685
0.39885 |  | 0.60671
0.39873 |  | 0.60661
0.39873 |  | 0.60661
0.39863 |  | 0.6065
0.39855 |  | 0.60642
0.39855 |  | 0.6063
0.39847 |  | 0.60616
0.39834 |  | 0.60616
0.39834 |  | 0.60616
0.39834 |  | 0.60616
0.39834 |  | 0.60605
0.39834 |  | 0.60605
0.39834 |  | 0.60605
0.39825 |  | 0.60593
0.39825 |  | 0.60593
0.39825 |  | 0.60593
0.39804 |  | 0.60593
0.39804 |  | 0.60571
0.39804 |  | 0.60571
0.39804 |  | 0.60561
0.39804 |  | 0.60561
0.39804 |  | 0.60561
0.39795 |  | 0.6055
0.39795 |  | 0.60538
0.39795 |  | 0.60524
0.39787 |  | 0.60524
0.39787 |  | 0.60524
0.39774 |  | 0.60516
0.39774 |  | 0.60516
0.39774 |  | 0.60505
0.39762 |  | 0.60505
0.39762 |  | 0.60505
0.39762 |  | 0.60505
0.39762 |  | 0.60494
0.39762 |  | 0.60494
0.39754 |  | 0.60482
0.39754 |  | 0.60482
0.39754 |  | 0.60482
0.39744 |  | 0.60472
0.39732 |  | 0.60464
0.39732 |  | 0.6045
0.39732 |  | 0.6045
0.39732 |  | 0.6045
0.39732 |  | 0.60439
0.39732 |  | 0.60439
0.39732 |  | 0.60439
0.39732 |  | 0.60439
0.39724 |  | 0.60439
0.39711 |  | 0.60439
0.39703 |  | 0.60431
0.39703 |  | 0.60406
0.39681 |  | 0.60406
0.39681 |  | 0.60394
0.39681 |  | 0.60376
0.39681 |  | 0.60376
0.39681 |  | 0.60376
0.39681 |  | 0.60376
0.39681 |  | 0.60351
0.39681 |  | 0.60339
0.39673 |  | 0.60339
0.39673 |  | 0.60331
0.39673 |  | 0.60331
0.39651 |  | 0.60331
0.39651 |  | 0.60308
0.39651 |  | 0.60294
0.39643 |  | 0.60284
0.39643 |  | 0.60284
0.39643 |  | 0.60276
0.39643 |  | 0.60276
0.39643 |  | 0.60265
0.39643 |  | 0.60265
0.39635 |  | 0.60251
0.39635 |  | 0.6024
0.39626 |  | 0.60232
0.39614 |  | 0.60232
0.39614 |  | 0.6022
0.39614 |  | 0.6022
0.39614 |  | 0.6022
0.39601 |  | 0.6022
0.39601 |  | 0.6022
0.39601 |  | 0.6021
0.39601 |  | 0.6021
0.39601 |  | 0.6021
0.39593 |  | 0.60202
0.39593 |  | 0.60188
0.39593 |  | 0.60176
0.39593 |  | 0.60165
0.39593 |  | 0.60165
0.39593 |  | 0.60165
0.39581 |  | 0.60154
0.39573 |  | 0.60154
0.39563 |  | 0.60154
0.39563 |  | 0.6014
0.39563 |  | 0.60132
0.39563 |  | 0.60122
0.39563 |  | 0.6011
0.39563 |  | 0.6011
0.39563 |  | 0.6011
0.39543 |  | 0.6011
0.3953 |  | 0.60099
0.3953 |  | 0.60099
0.3953 |  | 0.60081
0.3952 |  | 0.60081
0.3952 |  | 0.60054
0.3952 |  | 0.60054
0.3952 |  | 0.60054
0.3952 |  | 0.60054
0.3952 |  | 0.60044
0.39512 |  | 0.60032
0.39512 |  | 0.60032
0.39512 |  | 0.60018
0.395 |  | 0.6001
0.395 |  | 0.59999
0.395 |  | 0.59988
0.395 |  | 0.59988
0.395 |  | 0.59988
0.395 |  | 0.59988
0.395 |  | 0.59976
0.395 |  | 0.59976
0.39478 |  | 0.59976
0.39478 |  | 0.59976
0.39478 |  | 0.59962
0.39478 |  | 0.59962
0.39478 |  | 0.59952
0.39478 |  | 0.59941
0.39478 |  | 0.59941
0.3947 |  | 0.59929
0.39462 |  | 0.59921
0.3945 |  | 0.59921
0.3945 |  | 0.59907
0.3945 |  | 0.59907
0.3945 |  | 0.59907
0.3945 |  | 0.59907
0.3945 |  | 0.59896
0.3944 |  | 0.59896
0.3944 |  | 0.59896
0.3944 |  | 0.59871
0.39427 |  | 0.59851
0.39415 |  | 0.59851
0.39407 |  | 0.59841
0.39407 |  | 0.59841
0.39407 |  | 0.59841
0.39407 |  | 0.59841
0.39407 |  | 0.59841
0.39407 |  | 0.59841
0.39407 |  | 0.59841
0.39407 |  | 0.59833
0.39399 |  | 0.59819
0.39389 |  | 0.59808
0.39389 |  | 0.59797
0.39377 |  | 0.59797
0.39369 |  | 0.59785
0.39369 |  | 0.59785
0.39369 |  | 0.59771
0.39369 |  | 0.59763
0.39369 |  | 0.59763
0.39369 |  | 0.59763
0.39369 |  | 0.59763
0.39359 |  | 0.59752
0.39359 |  | 0.59752
0.39334 |  | 0.59741
0.39334 |  | 0.5973
0.39334 |  | 0.5973
0.39334 |  | 0.59722
0.39334 |  | 0.59708
0.39334 |  | 0.59708
0.39334 |  | 0.59708
0.39334 |  | 0.59696
0.39334 |  | 0.59696
0.39326 |  | 0.59696
0.39326 |  | 0.59686
0.39314 |  | 0.59686
0.39306 |  | 0.59675
0.39296 |  | 0.59675
0.39296 |  | 0.59663
0.39296 |  | 0.59663
0.39296 |  | 0.59663
0.39296 |  | 0.59663
0.39296 |  | 0.59663
0.39296 |  | 0.59648
0.39287 |  | 0.59638
0.39287 |  | 0.59638
0.39275 |  | 0.5963
0.39275 |  | 0.59619
0.39275 |  | 0.59619
0.39266 |  | 0.59607
0.39266 |  | 0.59607
0.39266 |  | 0.59607
0.39259 |  | 0.59607
0.39259 |  | 0.59607
0.39246 |  | 0.59593
0.39234 |  | 0.59593
0.39234 |  | 0.5957
0.39234 |  | 0.5957
0.39234 |  | 0.5957
0.39224 |  | 0.59559
0.39224 |  | 0.59547
0.39216 |  | 0.59547
0.39216 |  | 0.5954
0.39216 |  | 0.5954
0.39216 |  | 0.5954
0.39208 |  | 0.5954
0.39208 |  | 0.59526
0.39208 |  | 0.59526
0.39208 |  | 0.59526
0.39208 |  | 0.59515
0.39208 |  | 0.59515
0.39196 |  | 0.59515
0.39175 |  | 0.59496
0.39175 |  | 0.59496
0.39175 |  | 0.59496
0.39175 |  | 0.59496
0.39175 |  | 0.59484
0.39165 |  | 0.59484
0.39165 |  | 0.5947
0.39165 |  | 0.59462
0.39165 |  | 0.59452
0.39153 |  | 0.5944
0.39153 |  | 0.5944
0.39153 |  | 0.5944
0.39137 |  | 0.59429
0.39137 |  | 0.59415
0.39137 |  | 0.59415
0.39137 |  | 0.59407
0.39137 |  | 0.59407
0.39137 |  | 0.59384
0.39137 |  | 0.59384
0.39137 |  | 0.5937
0.39137 |  | 0.5937
0.39137 |  | 0.5937
0.39137 |  | 0.5937
0.39137 |  | 0.5937
0.39127 |  | 0.5936
0.39115 |  | 0.5936
0.39103 |  | 0.59337
0.39103 |  | 0.59329
0.39103 |  | 0.59315
0.39103 |  | 0.59315
0.39095 |  | 0.59315
0.39095 |  | 0.59315
0.39087 |  | 0.59315
0.39087 |  | 0.59307
0.39087 |  | 0.59307
0.39087 |  | 0.59307
0.39087 |  | 0.59307
0.39087 |  | 0.59296
0.39087 |  | 0.59285
0.39087 |  | 0.59271
0.39087 |  | 0.59271
0.39075 |  | 0.59259
0.39075 |  | 0.59259
0.39075 |  | 0.59259
0.39075 |  | 0.59259
0.39057 |  | 0.59241
0.39057 |  | 0.59241
0.39057 |  | 0.59241
0.39057 |  | 0.5923
0.39057 |  | 0.5923
0.39049 |  | 0.59216
0.39037 |  | 0.59204
0.39037 |  | 0.59204
0.39037 |  | 0.59204
0.39024 |  | 0.59204
0.39024 |  | 0.59196
0.39024 |  | 0.59196
0.39016 |  | 0.59196
0.39006 |  | 0.59196
0.39006 |  | 0.59196
0.39006 |  | 0.59184
0.39006 |  | 0.59163
0.39006 |  | 0.59141
0.38994 |  | 0.59141
0.38994 |  | 0.59141
0.38994 |  | 0.59129
0.38986 |  | 0.59129
0.38986 |  | 0.59129
0.38986 |  | 0.59129
0.38986 |  | 0.59129
0.38986 |  | 0.59129
0.38986 |  | 0.59118
0.38986 |  | 0.59107
0.38986 |  | 0.59099
0.38986 |  | 0.59099
0.38986 |  | 0.59099
0.38978 |  | 0.59073
0.38978 |  | 0.59073
0.38966 |  | 0.59073
0.38956 |  | 0.59073
0.38956 |  | 0.59063
0.38956 |  | 0.59063
0.38956 |  | 0.59055
0.38956 |  | 0.59055
0.38943 |  | 0.59041
0.38943 |  | 0.59041
0.38936 |  | 0.59041
0.38936 |  | 0.59041
0.38936 |  | 0.59029
0.38936 |  | 0.59018
0.38936 |  | 0.59007
0.38923 |  | 0.59007
0.38915 |  | 0.59
0.38915 |  | 0.59
0.38915 |  | 0.58985
0.38915 |  | 0.58985
0.38915 |  | 0.58985
0.38915 |  | 0.58985
0.38906 |  | 0.58985
0.38906 |  | 0.58985
0.38898 |  | 0.58978
0.38898 |  | 0.58966
0.38898 |  | 0.58955
0.38885 |  | 0.5893
0.38885 |  | 0.5893
0.38885 |  | 0.5893
0.38885 |  | 0.5893
0.38885 |  | 0.5893
0.38873 |  | 0.5893
0.38873 |  | 0.58908
0.38873 |  | 0.58908
0.38873 |  | 0.58886
0.38873 |  | 0.58886
0.38863 |  | 0.58875
0.38863 |  | 0.58875
0.38863 |  | 0.58875
0.38851 |  | 0.58863
0.38835 |  | 0.58848
0.38835 |  | 0.58841
0.38835 |  | 0.58841
0.38835 |  | 0.58841
0.38835 |  | 0.58841
0.38835 |  | 0.58841
0.38835 |  | 0.58841
0.38835 |  | 0.58829
0.38835 |  | 0.58818
0.38823 |  | 0.58818
0.38823 |  | 0.58818
0.38823 |  | 0.58818
0.38815 |  | 0.58804
0.38815 |  | 0.58796
0.38794 |  | 0.58785
0.38794 |  | 0.58785
0.38794 |  | 0.58785
0.38794 |  | 0.58785
0.38784 |  | 0.58775
0.38784 |  | 0.5876
0.38784 |  | 0.58753
0.38776 |  | 0.58742
0.38776 |  | 0.5873
0.38764 |  | 0.5873
0.38764 |  | 0.5873
0.38764 |  | 0.5873
0.38764 |  | 0.58719
0.38764 |  | 0.58719
0.38764 |  | 0.58719
0.38764 |  | 0.58705
0.38746 |  | 0.58705
0.38738 |  | 0.58685
0.38738 |  | 0.58685
0.38738 |  | 0.58685
0.38738 |  | 0.58674
0.38738 |  | 0.5866
0.38738 |  | 0.5866
0.38738 |  | 0.5866
0.38714 |  | 0.5866
0.38714 |  | 0.5865
0.38714 |  | 0.5865
0.38714 |  | 0.58642
0.38714 |  | 0.58628
0.38706 |  | 0.58616
0.38706 |  | 0.58616
0.38706 |  | 0.58616
0.38698 |  | 0.58605
0.38688 |  | 0.5859
0.38688 |  | 0.5859
0.38688 |  | 0.5858
0.38688 |  | 0.5858
0.38688 |  | 0.58572
0.38676 |  | 0.58572
0.38676 |  | 0.58572
0.38676 |  | 0.58572
0.38676 |  | 0.58572
0.38676 |  | 0.5856
0.38676 |  | 0.58535
0.38676 |  | 0.58535
0.38676 |  | 0.58527
0.38676 |  | 0.58527
0.38676 |  | 0.58527
0.38668 |  | 0.58517
0.38668 |  | 0.58517
0.38647 |  | 0.58517
0.38647 |  | 0.58517
0.38637 |  | 0.58517
0.38637 |  | 0.58505
0.38637 |  | 0.58505
0.38625 |  | 0.58505
0.38625 |  | 0.58491
0.38625 |  | 0.58491
0.38625 |  | 0.58491
0.38625 |  | 0.58483
0.38625 |  | 0.58472
0.38625 |  | 0.5846
0.38625 |  | 0.5846
0.38617 |  | 0.5846
0.38617 |  | 0.58435
0.38617 |  | 0.58435
0.38609 |  | 0.58435
0.38609 |  | 0.58435
0.38599 |  | 0.58435
0.38587 |  | 0.58427
0.38587 |  | 0.58427
0.38587 |  | 0.58413
0.38587 |  | 0.58401
0.38587 |  | 0.58391
0.38587 |  | 0.58391
0.38574 |  | 0.58391
0.38574 |  | 0.58391
0.38574 |  | 0.58391
0.38567 |  | 0.58368
0.38567 |  | 0.5836
0.38567 |  | 0.5836
0.38554 |  | 0.58346
0.38554 |  | 0.58346
0.38554 |  | 0.58335
0.38554 |  | 0.58335
0.38554 |  | 0.58327
0.38554 |  | 0.58317
0.38545 |  | 0.58305
0.38545 |  | 0.58305
0.38545 |  | 0.58305
0.38545 |  | 0.58297
0.38537 |  | 0.58286
0.38537 |  | 0.58272
0.38524 |  | 0.58272
0.38516 |  | 0.5826
0.38516 |  | 0.5826
0.38516 |  | 0.58249
0.38516 |  | 0.58249
0.38504 |  | 0.58249
0.38504 |  | 0.58241
0.38504 |  | 0.58241
0.38504 |  | 0.58241
0.38504 |  | 0.58231
0.38494 |  | 0.58231
0.38494 |  | 0.58219
0.38494 |  | 0.58219
0.38494 |  | 0.58219
0.38494 |  | 0.58211
0.38494 |  | 0.582
0.38486 |  | 0.58186
0.38486 |  | 0.58186
0.38486 |  | 0.58174
0.38486 |  | 0.58174
0.38474 |  | 0.58174
0.38474 |  | 0.58174
0.38474 |  | 0.58163
0.38466 |  | 0.58163
0.38466 |  | 0.58163
0.38456 |  | 0.58163
0.38443 |  | 0.58151
0.38435 |  | 0.58137
0.38435 |  | 0.58137
0.38435 |  | 0.58126
0.38435 |  | 0.58126
0.38435 |  | 0.58126
0.38435 |  | 0.58126
0.38435 |  | 0.58126
0.38435 |  | 0.58104
0.38435 |  | 0.58094
0.38435 |  | 0.58094
0.38435 |  | 0.58082
0.38423 |  | 0.58082
0.38423 |  | 0.58082
0.38406 |  | 0.58082
0.38406 |  | 0.58082
0.38406 |  | 0.58082
0.38406 |  | 0.58064
0.38406 |  | 0.58052
0.38406 |  | 0.58037
0.38406 |  | 0.58037
0.38406 |  | 0.58026
0.38398 |  | 0.58026
0.38398 |  | 0.58026
0.38398 |  | 0.58026
0.38398 |  | 0.58026
0.38398 |  | 0.58026
0.38398 |  | 0.58016
0.38385 |  | 0.58016
0.38385 |  | 0.57996
0.38373 |  | 0.57982
0.38365 |  | 0.57982
0.38355 |  | 0.57982
0.38355 |  | 0.57982
0.38355 |  | 0.57982
0.38355 |  | 0.57974
0.38355 |  | 0.57974
0.38355 |  | 0.5796
0.38355 |  | 0.57938
0.38355 |  | 0.57938
0.38355 |  | 0.57938
0.38355 |  | 0.57916
0.38347 |  | 0.57916
0.38347 |  | 0.57916
0.38335 |  | 0.57916
0.38335 |  | 0.57916
0.38335 |  | 0.57916
0.38335 |  | 0.57891
0.38335 |  | 0.57891
0.38335 |  | 0.5788
0.38317 |  | 0.5788
0.38317 |  | 0.5788
0.38317 |  | 0.57868
0.38317 |  | 0.57861
0.38317 |  | 0.57846
0.38317 |  | 0.57846
0.38317 |  | 0.57836
0.38317 |  | 0.57825
0.38317 |  | 0.57825
0.38309 |  | 0.57825
0.38299 |  | 0.57825
0.38299 |  | 0.57825
0.38287 |  | 0.57825
0.38274 |  | 0.57817
0.38274 |  | 0.57805
0.38274 |  | 0.57791
0.38274 |  | 0.5778
0.38274 |  | 0.5778
0.38274 |  | 0.57769
0.38274 |  | 0.57769
0.38274 |  | 0.57757
0.38274 |  | 0.57757
0.38274 |  | 0.57757
0.38274 |  | 0.57757
0.38274 |  | 0.57757
0.38274 |  | 0.57743
0.38266 |  | 0.57731
0.38254 |  | 0.57721
0.38254 |  | 0.57713
0.38244 |  | 0.57713
0.38237 |  | 0.57713
0.38224 |  | 0.57713
0.38224 |  | 0.57701
0.38224 |  | 0.57701
0.38224 |  | 0.57701
0.38224 |  | 0.57676
0.38224 |  | 0.57668
0.38224 |  | 0.57668
0.38224 |  | 0.57668
0.38224 |  | 0.57668
0.38224 |  | 0.57668
0.38224 |  | 0.57646
0.38224 |  | 0.57646
0.38224 |  | 0.57646
0.38224 |  | 0.57646
0.38224 |  | 0.57638
0.38214 |  | 0.57624
0.38202 |  | 0.57612
0.38194 |  | 0.57612
0.38194 |  | 0.57601
0.38194 |  | 0.57601
0.38186 |  | 0.57601
0.38186 |  | 0.57601
0.38186 |  | 0.57601
0.38186 |  | 0.5759
0.38186 |  | 0.5759
0.38186 |  | 0.5759
0.38186 |  | 0.5759
0.38186 |  | 0.57568
0.38186 |  | 0.57546
0.38186 |  | 0.57546
0.38165 |  | 0.57546
0.38165 |  | 0.57546
0.38156 |  | 0.57535
0.38156 |  | 0.57535
0.38148 |  | 0.57535
0.38148 |  | 0.57527
0.38148 |  | 0.57516
0.38135 |  | 0.57516
0.38135 |  | 0.57516
0.38127 |  | 0.57516
0.38127 |  | 0.57516
0.38127 |  | 0.57502
0.38127 |  | 0.57502
0.38127 |  | 0.57502
0.38127 |  | 0.57494
0.38127 |  | 0.57482
0.38127 |  | 0.57482
0.38127 |  | 0.57482
0.38127 |  | 0.57482
0.38127 |  | 0.57471
0.38127 |  | 0.57461
0.38127 |  | 0.57461
0.38127 |  | 0.57461
0.38127 |  | 0.57461
0.38118 |  | 0.57453
0.38105 |  | 0.57439
0.38098 |  | 0.57439
0.38085 |  | 0.57427
0.38085 |  | 0.57416
0.38085 |  | 0.57416
0.38085 |  | 0.57405
0.38085 |  | 0.57398
0.38085 |  | 0.57398
0.38085 |  | 0.57398
0.38085 |  | 0.57398
0.38085 |  | 0.57386
0.38085 |  | 0.57386
0.38085 |  | 0.57386
0.38085 |  | 0.57372
0.38085 |  | 0.57372
0.38069 |  | 0.57372
0.38069 |  | 0.57372
0.38069 |  | 0.57361
0.38047 |  | 0.57361
0.38047 |  | 0.57353
0.38047 |  | 0.57353
0.38047 |  | 0.57353
0.38047 |  | 0.57353
0.38047 |  | 0.57342
0.38047 |  | 0.57342
0.38034 |  | 0.5733
0.38034 |  | 0.57316
0.38034 |  | 0.57316
0.38034 |  | 0.57316
0.38034 |  | 0.57308
0.38034 |  | 0.57308
0.38034 |  | 0.57298
0.38026 |  | 0.57298
0.38026 |  | 0.57298
0.38026 |  | 0.57272
0.38026 |  | 0.57272
0.38018 |  | 0.57272
0.38018 |  | 0.57261
0.38018 |  | 0.57253
0.38009 |  | 0.57253
0.37996 |  | 0.57253
0.37996 |  | 0.57253
0.37996 |  | 0.57253
0.37996 |  | 0.57241
0.37988 |  | 0.57241
0.37988 |  | 0.57227
0.37988 |  | 0.57209
0.37988 |  | 0.57209
0.37988 |  | 0.57209
0.37988 |  | 0.57209
0.37988 |  | 0.57209
0.37988 |  | 0.57209
0.37976 |  | 0.57198
0.37976 |  | 0.57173
0.37968 |  | 0.57173
0.37956 |  | 0.57161
0.37956 |  | 0.57161
0.37956 |  | 0.57161
0.37956 |  | 0.57161
0.37956 |  | 0.57161
0.37946 |  | 0.57153
0.37946 |  | 0.57153
0.37946 |  | 0.57153
0.37946 |  | 0.57153
0.37938 |  | 0.57131
0.37938 |  | 0.57131
0.37938 |  | 0.57116
0.37938 |  | 0.57116
0.37938 |  | 0.57116
0.37938 |  | 0.57116
0.37926 |  | 0.57116
0.37926 |  | 0.57109
0.37926 |  | 0.57098
0.37918 |  | 0.57098
0.37905 |  | 0.57087
0.37905 |  | 0.57075
0.37897 |  | 0.57075
0.37897 |  | 0.57075
0.37897 |  | 0.57075
0.37897 |  | 0.57075
0.37887 |  | 0.57075
0.37887 |  | 0.57065
0.37887 |  | 0.5705
0.37887 |  | 0.57043
0.37887 |  | 0.57043
0.37887 |  | 0.57043
0.37875 |  | 0.57032
0.37867 |  | 0.57032
0.37867 |  | 0.57032
0.37867 |  | 0.57032
0.37867 |  | 0.57021
0.37867 |  | 0.57009
0.37867 |  | 0.57009
0.37867 |  | 0.57001
0.37867 |  | 0.57001
0.37867 |  | 0.57001
0.37867 |  | 0.56987
0.37867 |  | 0.56987
0.37857 |  | 0.56987
0.37857 |  | 0.56966
0.37857 |  | 0.56966
0.37845 |  | 0.56966
0.37845 |  | 0.56954
0.37824 |  | 0.56954
0.37817 |  | 0.56954
0.37817 |  | 0.56954
0.37807 |  | 0.56954
0.37807 |  | 0.56954
0.37807 |  | 0.56954
0.37807 |  | 0.56954
0.37807 |  | 0.56928
0.37807 |  | 0.56906
0.37807 |  | 0.56906
0.37799 |  | 0.56906
0.37799 |  | 0.56906
0.37799 |  | 0.56898
0.37799 |  | 0.56898
0.37799 |  | 0.56898
0.37799 |  | 0.56898
0.37799 |  | 0.56884
0.37799 |  | 0.56884
0.37799 |  | 0.56873
0.37799 |  | 0.56861
0.37781 |  | 0.56861
0.37781 |  | 0.56851
0.37761 |  | 0.56851
0.37761 |  | 0.56851
0.37761 |  | 0.56843
0.37761 |  | 0.56843
0.37748 |  | 0.56843
0.37748 |  | 0.56817
0.37748 |  | 0.56817
0.37748 |  | 0.56817
0.37748 |  | 0.56817
0.37748 |  | 0.56817
0.37748 |  | 0.56791
0.37748 |  | 0.56791
0.37738 |  | 0.5678
0.3773 |  | 0.5678
0.3773 |  | 0.5678
0.3773 |  | 0.56761
0.3773 |  | 0.56761
0.3773 |  | 0.56761
0.3773 |  | 0.56761
0.3773 |  | 0.56761
0.3773 |  | 0.56761
0.3771 |  | 0.56747
0.3771 |  | 0.56747
0.3771 |  | 0.56747
0.3771 |  | 0.56747
0.3771 |  | 0.56735
0.37702 |  | 0.56735
0.3769 |  | 0.56735
0.3768 |  | 0.56735
0.3768 |  | 0.56724
0.3768 |  | 0.56724
0.3768 |  | 0.56717
0.37672 |  | 0.56692
0.37672 |  | 0.56692
0.3766 |  | 0.56681
0.3766 |  | 0.56681
0.3766 |  | 0.56669
0.3766 |  | 0.56669
0.3766 |  | 0.56669
0.37639 |  | 0.56669
0.37639 |  | 0.56669
0.37639 |  | 0.56669
0.37639 |  | 0.56661
0.37621 |  | 0.5665
0.37621 |  | 0.5665
0.37621 |  | 0.5665
0.37621 |  | 0.56638
0.37621 |  | 0.56628
0.37621 |  | 0.56628
0.37621 |  | 0.56628
0.37621 |  | 0.56614
0.37621 |  | 0.56614
0.37621 |  | 0.56606
0.37621 |  | 0.56606
0.37621 |  | 0.56606
0.37621 |  | 0.56594
0.37621 |  | 0.56583
0.37621 |  | 0.56583
0.37613 |  | 0.56572
0.37604 |  | 0.56572
0.37591 |  | 0.56572
0.37583 |  | 0.56572
0.37583 |  | 0.56572
0.37583 |  | 0.56565
0.37583 |  | 0.56553
0.37583 |  | 0.56538
0.37583 |  | 0.56538
0.37561 |  | 0.56528
0.37561 |  | 0.56528
0.37561 |  | 0.56528
0.37561 |  | 0.56528
0.37561 |  | 0.56528
0.37561 |  | 0.56528
0.37561 |  | 0.56505
0.37561 |  | 0.56497
0.37561 |  | 0.56487
0.37553 |  | 0.56487
0.37553 |  | 0.56487
0.37553 |  | 0.56487
0.37553 |  | 0.56472
0.37553 |  | 0.56472
0.37553 |  | 0.56472
0.37553 |  | 0.56472
0.37545 |  | 0.56472
0.37545 |  | 0.56472
0.37545 |  | 0.5645
0.37535 |  | 0.5645
0.37523 |  | 0.56442
0.37523 |  | 0.56442
0.37523 |  | 0.56431
0.37515 |  | 0.56431
0.37515 |  | 0.56431
0.37515 |  | 0.56431
0.37515 |  | 0.56417
0.37515 |  | 0.56417
0.37502 |  | 0.56406
0.37502 |  | 0.56395
0.37502 |  | 0.56395
0.37502 |  | 0.56395
0.37502 |  | 0.56387
0.37502 |  | 0.56373
0.37502 |  | 0.56373
0.37502 |  | 0.56373
0.37502 |  | 0.56373
0.37502 |  | 0.56373
0.37482 |  | 0.56373
0.37482 |  | 0.56373
0.37482 |  | 0.56362
0.37482 |  | 0.56362
0.37474 |  | 0.56362
0.37474 |  | 0.56339
0.37465 |  | 0.56331
0.37452 |  | 0.56317
0.37452 |  | 0.56317
0.37452 |  | 0.56317
0.37452 |  | 0.56317
0.37452 |  | 0.56317
0.37452 |  | 0.56317
0.37452 |  | 0.56317
0.37452 |  | 0.56317
0.37444 |  | 0.56307
0.37444 |  | 0.56295
0.37444 |  | 0.56295
0.37444 |  | 0.56295
0.37444 |  | 0.5628
0.37444 |  | 0.5628
0.37444 |  | 0.5628
0.37444 |  | 0.56273
0.37434 |  | 0.56251
0.37422 |  | 0.56251
0.37414 |  | 0.56251
0.37414 |  | 0.56251
0.37414 |  | 0.56239
0.37406 |  | 0.56239
0.37406 |  | 0.56239
0.37393 |  | 0.56239
0.37393 |  | 0.56239
0.37393 |  | 0.56214
0.37393 |  | 0.56207
0.37393 |  | 0.56196
0.37383 |  | 0.56196
0.37383 |  | 0.56196
0.37383 |  | 0.56196
0.37383 |  | 0.56196
0.37376 |  | 0.56196
0.37376 |  | 0.56196
0.37376 |  | 0.56184
0.37355 |  | 0.56184
0.37355 |  | 0.56184
0.37355 |  | 0.56173
0.37355 |  | 0.5614
0.37347 |  | 0.5614
0.37347 |  | 0.5614
0.37347 |  | 0.5614
0.37347 |  | 0.5614
0.37347 |  | 0.56129
0.37347 |  | 0.56129
0.3734 |  | 0.56117
0.3734 |  | 0.56117
0.3734 |  | 0.5611
0.37327 |  | 0.56087
0.37327 |  | 0.56087
0.37317 |  | 0.56087
0.37317 |  | 0.56087
0.37317 |  | 0.56087
0.37317 |  | 0.56073
0.37317 |  | 0.56065
0.37297 |  | 0.56065
0.37297 |  | 0.56055
0.37297 |  | 0.56055
0.37289 |  | 0.56055
0.37289 |  | 0.56055
0.37289 |  | 0.56055
0.37289 |  | 0.56055
0.37289 |  | 0.56044
0.37289 |  | 0.56017
0.37289 |  | 0.56017
0.37289 |  | 0.56017
0.37289 |  | 0.56007
0.37289 |  | 0.55999
0.37279 |  | 0.55999
0.37271 |  | 0.55999
0.37271 |  | 0.55999
0.37271 |  | 0.55999
0.37271 |  | 0.55999
0.37271 |  | 0.55977
0.37271 |  | 0.55977
0.37259 |  | 0.55977
0.37251 |  | 0.55965
0.37251 |  | 0.55965
0.37251 |  | 0.55965
0.37251 |  | 0.55954
0.37238 |  | 0.55954
0.37238 |  | 0.55954
0.37229 |  | 0.55954
0.37229 |  | 0.5594
0.37229 |  | 0.5594
0.37229 |  | 0.55918
0.37229 |  | 0.5591
0.37229 |  | 0.5591
0.37229 |  | 0.5591
0.37229 |  | 0.55899
0.37229 |  | 0.55899
0.37229 |  | 0.55885
0.37229 |  | 0.55885
0.37213 |  | 0.55873
0.37213 |  | 0.55865
0.37213 |  | 0.55865
0.37213 |  | 0.55865
0.37203 |  | 0.55865
0.37203 |  | 0.55854
0.37191 |  | 0.55854
0.37191 |  | 0.55854
0.37191 |  | 0.55844
0.37191 |  | 0.55844
0.37191 |  | 0.5583
0.37191 |  | 0.5583
0.37173 |  | 0.5583
0.3716 |  | 0.55818
0.3716 |  | 0.55818
0.3716 |  | 0.55818
0.3716 |  | 0.5581
0.3716 |  | 0.55799
0.3716 |  | 0.55799
0.3716 |  | 0.55788
0.37152 |  | 0.55788
0.37152 |  | 0.55788
0.37144 |  | 0.55788
0.37144 |  | 0.55788
0.37144 |  | 0.55762
0.37144 |  | 0.55762
0.37144 |  | 0.55762
0.37144 |  | 0.55762
0.37132 |  | 0.55762
0.37132 |  | 0.55754
0.37132 |  | 0.55744
0.37132 |  | 0.55744
0.37132 |  | 0.55744
0.37124 |  | 0.55744
0.37124 |  | 0.55721
0.37124 |  | 0.55721
0.37114 |  | 0.55721
0.37114 |  | 0.55713
0.37106 |  | 0.55699
0.37106 |  | 0.55699
0.37106 |  | 0.55688
0.37106 |  | 0.55688
0.37106 |  | 0.55688
0.37106 |  | 0.55688
0.37094 |  | 0.55677
0.37094 |  | 0.55666
0.37094 |  | 0.55666
0.37094 |  | 0.55666
0.37086 |  | 0.55655
0.37076 |  | 0.55655
0.37076 |  | 0.55655
0.37064 |  | 0.55655
0.37064 |  | 0.55647
0.37056 |  | 0.55647
0.37056 |  | 0.55635
0.37056 |  | 0.55635
0.37056 |  | 0.55635
0.37056 |  | 0.55621
0.37056 |  | 0.55621
0.37056 |  | 0.55613
0.37056 |  | 0.55602
0.37056 |  | 0.5559
0.37056 |  | 0.5559
0.37056 |  | 0.5558
0.37048 |  | 0.55566
0.37048 |  | 0.55566
0.37036 |  | 0.55566
0.37036 |  | 0.55566
0.37036 |  | 0.55566
0.37026 |  | 0.55566
0.37026 |  | 0.55566
0.37026 |  | 0.55566
0.37026 |  | 0.55566
0.37018 |  | 0.55566
0.3701 |  | 0.55546
0.3701 |  | 0.55546
0.36997 |  | 0.55532
0.36997 |  | 0.55521
0.36997 |  | 0.55521
0.36997 |  | 0.55509
0.36997 |  | 0.55498
0.36997 |  | 0.55498
0.36997 |  | 0.55498
0.36997 |  | 0.55498
0.36987 |  | 0.55491
0.3698 |  | 0.55491
0.3698 |  | 0.55468
0.3698 |  | 0.55468
0.3698 |  | 0.55468
0.3698 |  | 0.55454
0.3698 |  | 0.55454
0.3698 |  | 0.55443
0.36967 |  | 0.55443
0.36967 |  | 0.55443
0.36967 |  | 0.55443
0.36959 |  | 0.55435
0.36959 |  | 0.55435
0.3695 |  | 0.55423
0.3695 |  | 0.55423
0.3695 |  | 0.55423
0.36929 |  | 0.55413
0.36929 |  | 0.55413
0.36929 |  | 0.55413
0.36929 |  | 0.55413
0.36929 |  | 0.55405
0.36929 |  | 0.5538
0.36929 |  | 0.5538
0.36929 |  | 0.5538
0.36929 |  | 0.5538
0.36929 |  | 0.5538
0.36929 |  | 0.55368
0.36917 |  | 0.55357
0.36917 |  | 0.55342
0.36907 |  | 0.55342
0.36907 |  | 0.55335
0.36907 |  | 0.55335
0.36907 |  | 0.55335
0.36907 |  | 0.55324
0.36907 |  | 0.55324
0.36907 |  | 0.55324
0.36899 |  | 0.55324
0.36899 |  | 0.55313
0.36891 |  | 0.55313
0.36881 |  | 0.55299
0.36881 |  | 0.55299
0.36881 |  | 0.55299
0.36881 |  | 0.55287
0.36869 |  | 0.55287
0.36869 |  | 0.55279
0.36869 |  | 0.55279
0.36869 |  | 0.55279
0.36856 |  | 0.55279
0.36856 |  | 0.55265
0.36848 |  | 0.55243
0.36848 |  | 0.55232
0.36848 |  | 0.55232
0.36848 |  | 0.55232
0.36848 |  | 0.55232
0.36848 |  | 0.55232
0.36848 |  | 0.55232
0.36831 |  | 0.55232
0.36831 |  | 0.55232
0.36831 |  | 0.55232
0.36831 |  | 0.55224
0.36831 |  | 0.55212
0.36831 |  | 0.55212
0.36831 |  | 0.55212
0.36831 |  | 0.55212
0.36823 |  | 0.55212
0.36823 |  | 0.55212
0.36823 |  | 0.55201
0.36823 |  | 0.55187
0.36823 |  | 0.55187
0.36813 |  | 0.55187
0.36813 |  | 0.55176
0.36813 |  | 0.55164
0.36801 |  | 0.55156
0.36801 |  | 0.55156
0.36788 |  | 0.55156
0.36788 |  | 0.55156
0.3678 |  | 0.55156
0.3678 |  | 0.55156
0.3678 |  | 0.55156
0.36772 |  | 0.55149
0.36772 |  | 0.55138
0.36772 |  | 0.55138
0.36772 |  | 0.55138
0.36772 |  | 0.55138
0.36772 |  | 0.55127
0.36762 |  | 0.55119
0.36762 |  | 0.55119
0.36762 |  | 0.55119
0.36754 |  | 0.55119
0.36754 |  | 0.55105
0.36754 |  | 0.55105
0.36754 |  | 0.55093
0.36742 |  | 0.55093
0.36734 |  | 0.55083
0.36734 |  | 0.55083
0.36734 |  | 0.55083
0.36734 |  | 0.55069
0.36724 |  | 0.55061
0.36724 |  | 0.55061
0.36724 |  | 0.55061
0.36712 |  | 0.55061
0.36712 |  | 0.55061
0.36712 |  | 0.55049
0.36704 |  | 0.55035
0.36696 |  | 0.55035
0.36696 |  | 0.55035
0.36696 |  | 0.55024
0.36696 |  | 0.55013
0.36696 |  | 0.55005
0.36696 |  | 0.55005
0.36696 |  | 0.55005
0.36696 |  | 0.55005
0.36686 |  | 0.55005
0.36686 |  | 0.54993
0.36686 |  | 0.54993
0.36674 |  | 0.54993
0.36666 |  | 0.54983
0.36666 |  | 0.54975
0.36666 |  | 0.54975
0.36666 |  | 0.54975
0.36653 |  | 0.54975
0.36653 |  | 0.54964
0.36653 |  | 0.54964
0.36653 |  | 0.54964
0.36653 |  | 0.54938
0.36645 |  | 0.54938
0.36645 |  | 0.54927
0.36645 |  | 0.54927
0.36635 |  | 0.54927
0.36635 |  | 0.54927
0.36627 |  | 0.54927
0.36627 |  | 0.5492
0.36627 |  | 0.5492
0.36627 |  | 0.5492
0.36627 |  | 0.54908
0.36627 |  | 0.54908
0.36619 |  | 0.54908
0.36619 |  | 0.54908
0.36619 |  | 0.54894
0.36619 |  | 0.54894
0.36619 |  | 0.54894
0.36619 |  | 0.54871
0.36607 |  | 0.5486
0.36607 |  | 0.54852
0.36597 |  | 0.54852
0.36585 |  | 0.54852
0.36585 |  | 0.54852
0.36585 |  | 0.54852
0.36585 |  | 0.54852
0.36585 |  | 0.54852
0.36577 |  | 0.54852
0.36577 |  | 0.54852
0.36577 |  | 0.54852
0.36577 |  | 0.54826
0.36577 |  | 0.54826
0.36577 |  | 0.54815
0.36577 |  | 0.54815
0.36577 |  | 0.54815
0.36577 |  | 0.54815
0.36569 |  | 0.54807
0.36569 |  | 0.54807
0.36569 |  | 0.54807
0.36569 |  | 0.54807
0.36559 |  | 0.54807
0.36559 |  | 0.54807
0.36551 |  | 0.54772
0.36551 |  | 0.54772
0.36551 |  | 0.54772
0.36551 |  | 0.5476
0.36551 |  | 0.5476
0.36538 |  | 0.5476
0.36538 |  | 0.5476
0.36538 |  | 0.5476
0.36538 |  | 0.54752
0.36526 |  | 0.54752
0.36526 |  | 0.54752
0.36526 |  | 0.54752
0.36516 |  | 0.54727
0.36516 |  | 0.54727
0.36516 |  | 0.54727
0.36509 |  | 0.54715
0.36509 |  | 0.54715
0.36509 |  | 0.54704
0.36509 |  | 0.54704
0.36501 |  | 0.54697
0.36501 |  | 0.54697
0.36501 |  | 0.54682
0.36501 |  | 0.54682
0.36491 |  | 0.54682
0.36491 |  | 0.54672
0.36491 |  | 0.54672
0.36491 |  | 0.54672
0.36491 |  | 0.54661
0.36483 |  | 0.54661
0.36483 |  | 0.54661
0.36483 |  | 0.54661
0.36483 |  | 0.54641
0.36473 |  | 0.54641
0.36473 |  | 0.54641
0.36461 |  | 0.54641
0.36461 |  | 0.54631
0.36448 |  | 0.54631
0.3644 |  | 0.54631
0.3644 |  | 0.54631
0.3644 |  | 0.54631
0.3644 |  | 0.5462
0.3644 |  | 0.54606
0.36432 |  | 0.54606
0.36432 |  | 0.54606
0.36432 |  | 0.54606
0.36432 |  | 0.54606
0.36422 |  | 0.54606
0.36422 |  | 0.54606
0.36422 |  | 0.54606
0.36422 |  | 0.54587
0.36422 |  | 0.54565
0.36422 |  | 0.54565
0.36422 |  | 0.5455
0.36422 |  | 0.5455
0.36414 |  | 0.5455
0.36406 |  | 0.5455
0.36406 |  | 0.5455
0.36394 |  | 0.5455
0.36394 |  | 0.5455
0.36394 |  | 0.5455
0.36394 |  | 0.5455
0.36385 |  | 0.54532
0.36385 |  | 0.54507
0.36372 |  | 0.54495
0.36372 |  | 0.54495
0.36372 |  | 0.54495
0.36372 |  | 0.54495
0.36372 |  | 0.54495
0.36372 |  | 0.54495
0.36372 |  | 0.54495
0.36372 |  | 0.54483
0.36354 |  | 0.54483
0.36354 |  | 0.54483
0.36354 |  | 0.54469
0.36354 |  | 0.54469
0.36354 |  | 0.54469
0.36346 |  | 0.54461
0.36346 |  | 0.54439
0.36346 |  | 0.54438
0.36334 |  | 0.54428
0.36334 |  | 0.54428
0.36334 |  | 0.54428
0.36326 |  | 0.54428
0.36326 |  | 0.54427
0.36326 |  | 0.54427
0.36316 |  | 0.54413
0.36316 |  | 0.54413
0.36316 |  | 0.54406
0.36316 |  | 0.54406
0.36316 |  | 0.54395
0.36303 |  | 0.54383
0.36303 |  | 0.54383
0.36303 |  | 0.54383
0.36303 |  | 0.54383
0.36296 |  | 0.54383
0.36296 |  | 0.54383
0.36296 |  | 0.54372
0.36296 |  | 0.54372
0.36296 |  | 0.54372
0.36283 |  | 0.54372
0.36283 |  | 0.54358
0.36275 |  | 0.54358
0.36275 |  | 0.54358
0.36275 |  | 0.54335
0.36275 |  | 0.54335
0.36275 |  | 0.54327
0.36266 |  | 0.54327
0.36266 |  | 0.54317
0.36253 |  | 0.54317
0.36253 |  | 0.54317
0.36253 |  | 0.54309
0.36253 |  | 0.54309
0.36245 |  | 0.54309
0.36245 |  | 0.54309
0.36245 |  | 0.54297
0.36245 |  | 0.54283
0.36245 |  | 0.54283
0.36245 |  | 0.54283
0.36245 |  | 0.54283
0.36245 |  | 0.54283
0.36235 |  | 0.54272
0.36207 |  | 0.54272
0.36207 |  | 0.54249
0.36207 |  | 0.54241
0.36207 |  | 0.54241
0.36207 |  | 0.54241
0.36207 |  | 0.54241
0.36207 |  | 0.54241
0.36207 |  | 0.54215
0.36207 |  | 0.54215
0.36207 |  | 0.54215
0.36207 |  | 0.54215
0.36199 |  | 0.54215
0.36199 |  | 0.54208
0.36199 |  | 0.54208
0.36186 |  | 0.54208
0.36186 |  | 0.54197
0.36186 |  | 0.54185
0.36186 |  | 0.54185
0.36186 |  | 0.54185
0.36177 |  | 0.5416
0.36177 |  | 0.54148
0.36177 |  | 0.5414
0.36177 |  | 0.5414
0.36177 |  | 0.5414
0.36169 |  | 0.5414
0.36169 |  | 0.5414
0.36169 |  | 0.5414
0.36149 |  | 0.5414
0.36149 |  | 0.5414
0.36149 |  | 0.5414
0.36149 |  | 0.5414
0.36149 |  | 0.54126
0.36149 |  | 0.54126
0.36149 |  | 0.54115
0.36149 |  | 0.54115
0.36131 |  | 0.54115
0.36131 |  | 0.54115
0.36131 |  | 0.54104
0.36131 |  | 0.54093
0.36131 |  | 0.54093
0.36131 |  | 0.54085
0.36118 |  | 0.54085
0.36118 |  | 0.54085
0.36118 |  | 0.54085
0.36118 |  | 0.54085
0.36118 |  | 0.54071
0.36108 |  | 0.54071
0.361 |  | 0.5406
0.361 |  | 0.54048
0.361 |  | 0.54037
0.361 |  | 0.54037
0.361 |  | 0.54029
0.361 |  | 0.54029
0.3608 |  | 0.54029
0.3608 |  | 0.54029
0.3608 |  | 0.54029
0.3608 |  | 0.54029
0.36072 |  | 0.54029
0.36072 |  | 0.54019
0.36072 |  | 0.54019
0.36072 |  | 0.54007
0.36072 |  | 0.53996
0.36072 |  | 0.53974
0.36072 |  | 0.53974
0.36072 |  | 0.53974
0.36063 |  | 0.53974
0.36063 |  | 0.53974
0.36063 |  | 0.53974
0.36063 |  | 0.53974
0.36063 |  | 0.53974
0.36055 |  | 0.5396
0.36055 |  | 0.5396
0.36055 |  | 0.53949
0.36055 |  | 0.53949
0.36047 |  | 0.53938
0.36047 |  | 0.5393
0.36034 |  | 0.5393
0.36025 |  | 0.5393
0.36025 |  | 0.5393
0.36004 |  | 0.5393
0.36004 |  | 0.5393
0.36004 |  | 0.5393
0.36004 |  | 0.53918
0.36004 |  | 0.53918
0.36004 |  | 0.53918
0.36004 |  | 0.53918
0.36004 |  | 0.53896
0.36004 |  | 0.53896
0.36004 |  | 0.53882
0.36004 |  | 0.53882
0.36004 |  | 0.53871
0.35994 |  | 0.53871
0.35994 |  | 0.53871
0.35982 |  | 0.53871
0.35982 |  | 0.53871
0.35966 |  | 0.53871
0.35966 |  | 0.53849
0.35966 |  | 0.53849
0.35966 |  | 0.53849
0.35966 |  | 0.53849
0.35966 |  | 0.53849
0.35966 |  | 0.53849
0.35966 |  | 0.53838
0.35966 |  | 0.53826
0.35966 |  | 0.53826
0.35958 |  | 0.53826
0.35945 |  | 0.53826
0.35945 |  | 0.53815
0.35945 |  | 0.53815
0.35945 |  | 0.53815
0.35936 |  | 0.53815
0.35936 |  | 0.53793
0.35936 |  | 0.53793
0.35928 |  | 0.53793
0.35928 |  | 0.53793
0.35928 |  | 0.53793
0.35916 |  | 0.53793
0.35908 |  | 0.53793
0.35908 |  | 0.53793
0.35908 |  | 0.53771
0.35898 |  | 0.5376
0.35898 |  | 0.53752
0.3589 |  | 0.53752
0.3589 |  | 0.53752
0.3589 |  | 0.53752
0.3589 |  | 0.53752
0.3589 |  | 0.53752
0.3589 |  | 0.53752
0.3589 |  | 0.53738
0.3589 |  | 0.5373
0.3589 |  | 0.5373
0.3589 |  | 0.5372
0.3589 |  | 0.5372
0.3588 |  | 0.53708
0.3586 |  | 0.53708
0.3586 |  | 0.53708
0.35852 |  | 0.53697
0.35852 |  | 0.53697
0.35839 |  | 0.53697
0.35839 |  | 0.53697
0.35839 |  | 0.53697
0.35839 |  | 0.53697
0.35839 |  | 0.53697
0.35839 |  | 0.53689
0.35839 |  | 0.53689
0.35839 |  | 0.53689
0.35831 |  | 0.53689
0.35831 |  | 0.53678
0.35822 |  | 0.53666
0.35822 |  | 0.53652
0.35822 |  | 0.53652
0.35822 |  | 0.53652
0.35822 |  | 0.53652
0.35809 |  | 0.53652
0.35801 |  | 0.53634
0.35801 |  | 0.53634
0.35801 |  | 0.53634
0.35801 |  | 0.53634
0.35793 |  | 0.53634
0.35793 |  | 0.53634
0.35793 |  | 0.53634
0.35793 |  | 0.53622
0.35771 |  | 0.53622
0.35771 |  | 0.53622
0.35771 |  | 0.536
0.35771 |  | 0.536
0.35771 |  | 0.536
0.35771 |  | 0.53589
0.35771 |  | 0.53589
0.35763 |  | 0.53589
0.35763 |  | 0.53589
0.35763 |  | 0.53589
0.35763 |  | 0.53578
0.35763 |  | 0.53578
0.35763 |  | 0.53578
0.35755 |  | 0.53578
0.35755 |  | 0.53558
0.35755 |  | 0.53548
0.35755 |  | 0.53548
0.35755 |  | 0.53548
0.35755 |  | 0.53534
0.35755 |  | 0.53534
0.35755 |  | 0.53534
0.35743 |  | 0.53534
0.35743 |  | 0.53511
0.35733 |  | 0.53511
0.35733 |  | 0.53503
0.35733 |  | 0.53503
0.35725 |  | 0.53492
0.35725 |  | 0.53492
0.35725 |  | 0.53492
0.35725 |  | 0.53492
0.35717 |  | 0.53492
0.35704 |  | 0.53485
0.35704 |  | 0.53473
0.35704 |  | 0.53459
0.35704 |  | 0.53459
0.35704 |  | 0.53459
0.35704 |  | 0.53459
0.35704 |  | 0.53459
0.35704 |  | 0.53448
0.35704 |  | 0.53448
0.35695 |  | 0.53448
0.35695 |  | 0.53448
0.35695 |  | 0.53425
0.35695 |  | 0.53425
0.35687 |  | 0.53417
0.35687 |  | 0.53417
0.3568 |  | 0.53417
0.35674 |  | 0.53417
0.35674 |  | 0.53417
0.35662 |  | 0.53417
0.35654 |  | 0.53417
0.35654 |  | 0.53417
0.35644 |  | 0.53391
0.35644 |  | 0.53383
0.35644 |  | 0.53372
0.35644 |  | 0.53372
0.35644 |  | 0.53372
0.35644 |  | 0.53372
0.35644 |  | 0.53372
0.35644 |  | 0.5336
0.35644 |  | 0.5336
0.35644 |  | 0.5336
0.35636 |  | 0.5336
0.35636 |  | 0.53353
0.35636 |  | 0.53353
0.35636 |  | 0.53339
0.35636 |  | 0.53339
0.35616 |  | 0.53328
0.35616 |  | 0.53328
0.35606 |  | 0.53328
0.35606 |  | 0.53328
0.35593 |  | 0.53317
0.35593 |  | 0.53317
0.35593 |  | 0.53317
0.35593 |  | 0.53317
0.35585 |  | 0.53317
0.35585 |  | 0.53303
0.35585 |  | 0.53295
0.35585 |  | 0.53295
0.35585 |  | 0.53283
0.35585 |  | 0.53283
0.35578 |  | 0.53283
0.35578 |  | 0.53283
0.35578 |  | 0.53273
0.35557 |  | 0.53265
0.35557 |  | 0.53265
0.35557 |  | 0.53265
0.35557 |  | 0.53265
0.35548 |  | 0.53253
0.35548 |  | 0.53242
0.35548 |  | 0.53228
0.3554 |  | 0.53228
0.3554 |  | 0.53217
0.3554 |  | 0.53217
0.3554 |  | 0.53217
0.3554 |  | 0.53217
0.35527 |  | 0.53217
0.35527 |  | 0.53217
0.35527 |  | 0.53217
0.35509 |  | 0.53217
0.35509 |  | 0.53209
0.35509 |  | 0.53197
0.35509 |  | 0.53186
0.35501 |  | 0.53186
0.35501 |  | 0.53186
0.35501 |  | 0.53186
0.35501 |  | 0.53186
0.35501 |  | 0.53186
0.35501 |  | 0.53162
0.35489 |  | 0.5315
0.35489 |  | 0.5315
0.35489 |  | 0.5315
0.35489 |  | 0.5315
0.35489 |  | 0.5315
0.35489 |  | 0.5315
0.35489 |  | 0.5313
0.35489 |  | 0.5313
0.35481 |  | 0.5313
0.35481 |  | 0.5313
0.35481 |  | 0.53119
0.35471 |  | 0.53119
0.35463 |  | 0.53119
0.35463 |  | 0.53119
0.35463 |  | 0.53105
0.35451 |  | 0.53097
0.35451 |  | 0.53097
0.35451 |  | 0.53085
0.35443 |  | 0.53085
0.35443 |  | 0.53085
0.35443 |  | 0.53085
0.35443 |  | 0.53075
0.35443 |  | 0.53075
0.35443 |  | 0.53075
0.35443 |  | 0.53067
0.35443 |  | 0.53067
0.35433 |  | 0.53067
0.35425 |  | 0.53067
0.35425 |  | 0.53041
0.35425 |  | 0.53041
0.35425 |  | 0.53041
0.35405 |  | 0.53041
0.35405 |  | 0.53041
0.35405 |  | 0.53041
0.35405 |  | 0.53041
0.35405 |  | 0.53041
0.35397 |  | 0.53033
0.35397 |  | 0.5301
0.35397 |  | 0.52999
0.35397 |  | 0.52999
0.35397 |  | 0.52999
0.35387 |  | 0.52999
0.35379 |  | 0.52999
0.35379 |  | 0.52999
0.35379 |  | 0.52999
0.35366 |  | 0.52999
0.35366 |  | 0.52999
0.35366 |  | 0.52985
0.35366 |  | 0.52985
0.35366 |  | 0.52985
0.35358 |  | 0.52978
0.35358 |  | 0.52978
0.35358 |  | 0.52978
0.35358 |  | 0.52978
0.35358 |  | 0.52966
0.35358 |  | 0.52966
0.35358 |  | 0.52966
0.35358 |  | 0.52955
0.35338 |  | 0.52936
0.35338 |  | 0.52936
0.35338 |  | 0.52936
0.35338 |  | 0.52922
0.35329 |  | 0.52922
0.35329 |  | 0.52922
0.35329 |  | 0.52922
0.35329 |  | 0.52922
0.35329 |  | 0.52902
0.35329 |  | 0.52902
0.35329 |  | 0.52902
0.35329 |  | 0.52892
0.35329 |  | 0.52892
0.35329 |  | 0.52867
0.35329 |  | 0.52867
0.35321 |  | 0.52867
0.35313 |  | 0.52855
0.35313 |  | 0.52855
0.3529 |  | 0.52847
0.35278 |  | 0.52847
0.35278 |  | 0.52847
0.35278 |  | 0.52847
0.35278 |  | 0.52847
0.35278 |  | 0.52824
0.35278 |  | 0.52813
0.35278 |  | 0.52813
0.35278 |  | 0.52799
0.35278 |  | 0.52799
0.35278 |  | 0.52799
0.35278 |  | 0.52799
0.35278 |  | 0.52799
0.3527 |  | 0.52787
0.35252 |  | 0.52787
0.35252 |  | 0.5278
0.35252 |  | 0.5278
0.35252 |  | 0.5278
0.35252 |  | 0.5278
0.35252 |  | 0.52765
0.35252 |  | 0.52744
0.35252 |  | 0.52744
0.35227 |  | 0.52744
0.35227 |  | 0.52744
0.35227 |  | 0.52732
0.35227 |  | 0.52732
0.35227 |  | 0.52732
0.35227 |  | 0.52732
0.35227 |  | 0.52732
0.35227 |  | 0.52724
0.35219 |  | 0.52724
0.35219 |  | 0.52724
0.3521 |  | 0.5271
0.35202 |  | 0.5271
0.35202 |  | 0.5271
0.35202 |  | 0.52699
0.35202 |  | 0.52699
0.35202 |  | 0.52699
0.35202 |  | 0.52676
0.35202 |  | 0.52676
0.35202 |  | 0.52676
0.35202 |  | 0.52676
0.35202 |  | 0.52676
0.35202 |  | 0.52676
0.35181 |  | 0.52669
0.35171 |  | 0.52669
0.35159 |  | 0.52669
0.35159 |  | 0.52669
0.35159 |  | 0.52632
0.35159 |  | 0.52632
0.35159 |  | 0.52632
0.35159 |  | 0.52632
0.35151 |  | 0.52632
0.35151 |  | 0.52621
0.35143 |  | 0.52621
0.35143 |  | 0.52621
0.35143 |  | 0.52613
0.35143 |  | 0.52613
0.35143 |  | 0.52613
0.35143 |  | 0.52613
0.35143 |  | 0.52613
0.35133 |  | 0.52613
0.35133 |  | 0.52613
0.35133 |  | 0.52613
0.35133 |  | 0.52613
0.35133 |  | 0.52601
0.35125 |  | 0.52601
0.35113 |  | 0.52583
0.35113 |  | 0.52568
0.351 |  | 0.52568
0.351 |  | 0.52568
0.351 |  | 0.52568
0.351 |  | 0.52568
0.351 |  | 0.52568
0.351 |  | 0.52568
0.351 |  | 0.52568
0.351 |  | 0.52561
0.351 |  | 0.5255
0.351 |  | 0.5255
0.351 |  | 0.5255
0.35093 |  | 0.52538
0.35093 |  | 0.52538
0.35085 |  | 0.52527
0.35085 |  | 0.52527
0.35085 |  | 0.52517
0.35085 |  | 0.52517
0.35085 |  | 0.52517
0.35085 |  | 0.52517
0.35085 |  | 0.52517
0.35075 |  | 0.52502
0.35067 |  | 0.5249
0.35067 |  | 0.5249
0.35067 |  | 0.5249
0.35055 |  | 0.5249
0.35055 |  | 0.5249
0.35055 |  | 0.5249
0.35042 |  | 0.52483
0.35042 |  | 0.52483
0.35042 |  | 0.52483
0.35042 |  | 0.52483
0.35042 |  | 0.52483
0.35042 |  | 0.52483
0.35034 |  | 0.52483
0.35026 |  | 0.52472
0.35026 |  | 0.52472
0.35026 |  | 0.52472
0.35026 |  | 0.52452
0.35026 |  | 0.52441
0.35026 |  | 0.52427
0.35026 |  | 0.52427
0.35026 |  | 0.52427
0.35014 |  | 0.52427
0.35014 |  | 0.52427
0.35014 |  | 0.52427
0.35014 |  | 0.52427
0.35014 |  | 0.52427
0.35014 |  | 0.52409
0.35006 |  | 0.52409
0.34996 |  | 0.52409
0.34996 |  | 0.52398
0.34996 |  | 0.52398
0.34983 |  | 0.52386
0.34975 |  | 0.52386
0.34975 |  | 0.52386
0.34975 |  | 0.52386
0.34975 |  | 0.52386
0.34975 |  | 0.52386
0.34975 |  | 0.52372
0.34975 |  | 0.52372
0.34963 |  | 0.52372
0.34955 |  | 0.52353
0.34955 |  | 0.52353
0.34955 |  | 0.52339
0.34946 |  | 0.52327
0.34946 |  | 0.52316
0.34946 |  | 0.52316
0.34946 |  | 0.52316
0.34937 |  | 0.52316
0.34937 |  | 0.52316
0.34937 |  | 0.52316
0.34937 |  | 0.52316
0.34937 |  | 0.52316
0.34937 |  | 0.52309
0.3493 |  | 0.52309
0.3493 |  | 0.52309
0.34917 |  | 0.52309
0.34917 |  | 0.52283
0.34908 |  | 0.52283
0.34908 |  | 0.52283
0.34908 |  | 0.52283
0.34908 |  | 0.52253
0.34908 |  | 0.52253
0.34908 |  | 0.52253
0.34908 |  | 0.52253
0.349 |  | 0.52253
0.34887 |  | 0.52253
0.34887 |  | 0.52242
0.34887 |  | 0.52242
0.34879 |  | 0.52242
0.34879 |  | 0.52242
0.34879 |  | 0.52242
0.34869 |  | 0.52234
0.34869 |  | 0.52234
0.34857 |  | 0.5222
0.34857 |  | 0.5221
0.34857 |  | 0.5221
0.34857 |  | 0.5221
0.34857 |  | 0.5221
0.34857 |  | 0.5221
0.34849 |  | 0.52198
0.34849 |  | 0.5219
0.34849 |  | 0.52179
0.34849 |  | 0.52179
0.34849 |  | 0.52179
0.34849 |  | 0.52179
0.34849 |  | 0.52179
0.34849 |  | 0.52179
0.34849 |  | 0.52179
0.34849 |  | 0.52179
0.34849 |  | 0.52167
0.34849 |  | 0.52153
0.34849 |  | 0.52134
0.34849 |  | 0.52124
0.34836 |  | 0.52124
0.34816 |  | 0.52124
0.34807 |  | 0.52124
0.34798 |  | 0.52124
0.34798 |  | 0.52124
0.34798 |  | 0.52124
0.34798 |  | 0.52124
0.34798 |  | 0.52112
0.34798 |  | 0.52112
0.34798 |  | 0.52112
0.34798 |  | 0.52112
0.34798 |  | 0.52104
0.34798 |  | 0.5209
0.34791 |  | 0.5209
0.34791 |  | 0.5209
0.34781 |  | 0.5209
0.34781 |  | 0.5209
0.34781 |  | 0.5209
0.34781 |  | 0.5209
0.34781 |  | 0.52067
0.34781 |  | 0.52067
0.34781 |  | 0.52056
0.34769 |  | 0.52042
0.34761 |  | 0.52034
0.34761 |  | 0.52034
0.34761 |  | 0.52034
0.34761 |  | 0.52034
0.34761 |  | 0.52034
0.34761 |  | 0.52034
0.34753 |  | 0.52034
0.34753 |  | 0.52034
0.34753 |  | 0.52022
0.34753 |  | 0.52011
0.34753 |  | 0.52004
0.34753 |  | 0.52004
0.34743 |  | 0.52004
0.34743 |  | 0.51989
0.34743 |  | 0.51989
0.3473 |  | 0.51989
0.34722 |  | 0.51979
0.34722 |  | 0.51979
0.34714 |  | 0.51979
0.34714 |  | 0.51979
0.34714 |  | 0.51979
0.34714 |  | 0.51979
0.34714 |  | 0.51979
0.34714 |  | 0.51979
0.34714 |  | 0.51979
0.34714 |  | 0.51967
0.34702 |  | 0.51959
0.34702 |  | 0.51959
0.34702 |  | 0.51945
0.34702 |  | 0.51934
0.34702 |  | 0.51934
0.34694 |  | 0.51934
0.34694 |  | 0.51934
0.34684 |  | 0.51923
0.34684 |  | 0.51923
0.34684 |  | 0.51923
0.34684 |  | 0.51923
0.34676 |  | 0.51911
0.34676 |  | 0.51911
0.34676 |  | 0.51904
0.34676 |  | 0.51904
0.34676 |  | 0.51893
0.34668 |  | 0.51893
0.34668 |  | 0.51879
0.34668 |  | 0.51879
0.34668 |  | 0.51879
0.34656 |  | 0.51879
0.34656 |  | 0.51879
0.34656 |  | 0.51879
0.34656 |  | 0.51879
0.34656 |  | 0.51879
0.34648 |  | 0.51856
0.3464 |  | 0.51848
0.3463 |  | 0.51837
0.3463 |  | 0.51837
0.3463 |  | 0.51837
0.3463 |  | 0.51837
0.34618 |  | 0.51823
0.34618 |  | 0.51823
0.34618 |  | 0.51811
0.34618 |  | 0.51811
0.34618 |  | 0.51811
0.34618 |  | 0.51811
0.34618 |  | 0.51811
0.3461 |  | 0.51803
0.3461 |  | 0.51793
0.34602 |  | 0.51793
0.34602 |  | 0.51793
0.34602 |  | 0.51793
0.34602 |  | 0.51793
0.34602 |  | 0.51782
0.34602 |  | 0.51774
0.34602 |  | 0.51774
0.34602 |  | 0.51762
0.34602 |  | 0.51762
0.34589 |  | 0.51762
0.34589 |  | 0.51762
0.34589 |  | 0.51762
0.34579 |  | 0.51757
0.34579 |  | 0.51737
0.34567 |  | 0.51737
0.34567 |  | 0.51726
0.34559 |  | 0.51719
0.34559 |  | 0.51719
0.34551 |  | 0.51719
0.34551 |  | 0.51719
0.34551 |  | 0.51719
0.34551 |  | 0.51719
0.34551 |  | 0.51693
0.34551 |  | 0.51693
0.34551 |  | 0.51693
0.34543 |  | 0.51682
0.34543 |  | 0.51682
0.34534 |  | 0.51663
0.34534 |  | 0.51663
0.34534 |  | 0.51663
0.34534 |  | 0.51663
0.34521 |  | 0.51663
0.34521 |  | 0.51663
0.34521 |  | 0.51663
0.34513 |  | 0.51649
0.34513 |  | 0.51649
0.34513 |  | 0.51649
0.34513 |  | 0.51637
0.34513 |  | 0.51632
0.34513 |  | 0.51626
0.34504 |  | 0.51626
0.34504 |  | 0.51626
0.34496 |  | 0.51608
0.34496 |  | 0.51608
0.34496 |  | 0.51608
0.34496 |  | 0.51608
0.34484 |  | 0.51594
0.34484 |  | 0.51594
0.34484 |  | 0.51594
0.34484 |  | 0.51594
0.34484 |  | 0.51582
0.34484 |  | 0.51582
0.34471 |  | 0.51574
0.34463 |  | 0.51574
0.34455 |  | 0.51574
0.34455 |  | 0.51574
0.34455 |  | 0.51552
0.34455 |  | 0.51552
0.34455 |  | 0.51552
0.34455 |  | 0.51552
0.34455 |  | 0.51552
0.34455 |  | 0.51545
0.34445 |  | 0.51545
0.34445 |  | 0.5153
0.34445 |  | 0.5153
0.34437 |  | 0.5153
0.34437 |  | 0.5153
0.34437 |  | 0.5153
0.34437 |  | 0.51518
0.34437 |  | 0.51518
0.34437 |  | 0.51518
0.34437 |  | 0.51507
0.34437 |  | 0.51507
0.34437 |  | 0.51489
0.34417 |  | 0.51489
0.34417 |  | 0.51489
0.34417 |  | 0.51489
0.34407 |  | 0.51489
0.34407 |  | 0.51489
0.34407 |  | 0.51489
0.34399 |  | 0.51489
0.34399 |  | 0.51489
0.34387 |  | 0.51475
0.34387 |  | 0.51464
0.34387 |  | 0.51452
0.34387 |  | 0.51452
0.34387 |  | 0.51452
0.34387 |  | 0.51445
0.34379 |  | 0.51445
0.34379 |  | 0.51445
0.34379 |  | 0.51445
0.34379 |  | 0.51445
0.34379 |  | 0.51434
0.34369 |  | 0.5142
0.34357 |  | 0.5142
0.34357 |  | 0.51408
0.34357 |  | 0.51408
0.34357 |  | 0.51408
0.34357 |  | 0.51408
0.34357 |  | 0.514
0.34357 |  | 0.514
0.34357 |  | 0.51389
0.34349 |  | 0.51389
0.34349 |  | 0.51389
0.34349 |  | 0.51389
0.34336 |  | 0.51389
0.34328 |  | 0.51389
0.34328 |  | 0.51377
0.34328 |  | 0.51377
0.34328 |  | 0.51377
0.34328 |  | 0.51366
0.34328 |  | 0.51366
0.34328 |  | 0.51366
0.34328 |  | 0.51352
0.34328 |  | 0.51352
0.34328 |  | 0.51352
0.34328 |  | 0.51342
0.34328 |  | 0.51342
0.34306 |  | 0.5133
0.34306 |  | 0.5133
0.34306 |  | 0.51322
0.34306 |  | 0.51322
0.34298 |  | 0.51322
0.34298 |  | 0.51322
0.34298 |  | 0.51322
0.34298 |  | 0.51311
0.34298 |  | 0.51311
0.3429 |  | 0.51311
0.3429 |  | 0.51311
0.3429 |  | 0.51274
0.3429 |  | 0.51274
0.3429 |  | 0.51266
0.3429 |  | 0.51266
0.3429 |  | 0.51266
0.3429 |  | 0.51266
0.3428 |  | 0.51266
0.3428 |  | 0.51266
0.34268 |  | 0.51266
0.3426 |  | 0.51266
0.3426 |  | 0.51266
0.3426 |  | 0.51266
0.3426 |  | 0.51259
0.34248 |  | 0.51248
0.34248 |  | 0.51248
0.34248 |  | 0.51222
0.34248 |  | 0.51222
0.34248 |  | 0.51222
0.3424 |  | 0.51211
0.3424 |  | 0.51211
0.3424 |  | 0.51211
0.3424 |  | 0.51211
0.3424 |  | 0.51211
0.3424 |  | 0.51211
0.34232 |  | 0.51211
0.34232 |  | 0.51211
0.34232 |  | 0.51211
0.34232 |  | 0.51191
0.34232 |  | 0.51191
0.34222 |  | 0.51191
0.34222 |  | 0.51191
0.34222 |  | 0.5118
0.34209 |  | 0.5118
0.34209 |  | 0.51166
0.34197 |  | 0.51166
0.34197 |  | 0.51166
0.34197 |  | 0.51166
0.34189 |  | 0.51166
0.34189 |  | 0.51154
0.34181 |  | 0.51154
0.34181 |  | 0.51154
0.34181 |  | 0.51146
0.34181 |  | 0.51146
0.34181 |  | 0.51135
0.34181 |  | 0.51135
0.34171 |  | 0.51135
0.34171 |  | 0.51135
0.34171 |  | 0.51135
0.34171 |  | 0.51135
0.34171 |  | 0.51135
0.34171 |  | 0.51123
0.34163 |  | 0.51123
0.34163 |  | 0.51113
0.34155 |  | 0.51113
0.34155 |  | 0.51099
0.34155 |  | 0.51099
0.34143 |  | 0.51099
0.34143 |  | 0.51091
0.34143 |  | 0.51091
0.34143 |  | 0.51091
0.34143 |  | 0.51091
0.34143 |  | 0.51091
0.34143 |  | 0.51091
0.34143 |  | 0.5108
0.34125 |  | 0.5108
0.34113 |  | 0.5106
0.34113 |  | 0.5105
0.34113 |  | 0.5105
0.34113 |  | 0.5105
0.34113 |  | 0.5105
0.34113 |  | 0.5105
0.34105 |  | 0.5105
0.34105 |  | 0.5105
0.34105 |  | 0.51036
0.34105 |  | 0.51024
0.34105 |  | 0.51024
0.34105 |  | 0.51016
0.34105 |  | 0.51016
0.34105 |  | 0.51016
0.34105 |  | 0.51005
0.34105 |  | 0.51005
0.34082 |  | 0.51005
0.34074 |  | 0.50994
0.34074 |  | 0.50994
0.34074 |  | 0.50994
0.34074 |  | 0.50994
0.34074 |  | 0.50994
0.34074 |  | 0.50972
0.34074 |  | 0.50972
0.34074 |  | 0.50972
0.34074 |  | 0.50972
0.34066 |  | 0.50972
0.34066 |  | 0.5096
0.34066 |  | 0.5096
0.34066 |  | 0.5096
0.34058 |  | 0.50949
0.34048 |  | 0.50949
0.34048 |  | 0.50949
0.34048 |  | 0.50939
0.34036 |  | 0.50939
0.34036 |  | 0.50939
0.34036 |  | 0.50931
0.34036 |  | 0.50931
0.34036 |  | 0.50931
0.34028 |  | 0.50917
0.34028 |  | 0.50906
0.34028 |  | 0.50894
0.34028 |  | 0.50894
0.34028 |  | 0.50886
0.34028 |  | 0.50886
0.34028 |  | 0.50886
0.34008 |  | 0.50886
0.34008 |  | 0.50886
0.34008 |  | 0.50886
0.34008 |  | 0.50886
0.34008 |  | 0.50872
0.34008 |  | 0.50872
0.33998 |  | 0.50864
0.33998 |  | 0.50864
0.33998 |  | 0.50864
0.33998 |  | 0.50854
0.33986 |  | 0.50854
0.33986 |  | 0.50843
0.33978 |  | 0.50843
0.33978 |  | 0.50831
0.33978 |  | 0.50831
0.33978 |  | 0.50831
0.33978 |  | 0.50817
0.33978 |  | 0.50817
0.33978 |  | 0.50809
0.33978 |  | 0.50809
0.33978 |  | 0.50809
0.33978 |  | 0.50809
0.3397 |  | 0.50809
0.3397 |  | 0.50809
0.3396 |  | 0.50801
0.3396 |  | 0.5079
0.3396 |  | 0.50778
0.3396 |  | 0.50778
0.3396 |  | 0.50768
0.3396 |  | 0.50768
0.3396 |  | 0.50768
0.3396 |  | 0.50768
0.3396 |  | 0.5076
0.3395 |  | 0.5076
0.33938 |  | 0.50746
0.3393 |  | 0.50746
0.3393 |  | 0.50746
0.33917 |  | 0.50746
0.33909 |  | 0.50734
0.33909 |  | 0.50734
0.33909 |  | 0.50726
0.33909 |  | 0.50726
0.33909 |  | 0.50726
0.33909 |  | 0.50726
0.33909 |  | 0.50726
0.33909 |  | 0.50715
0.33909 |  | 0.50715
0.33909 |  | 0.50704
0.33901 |  | 0.5069
0.33893 |  | 0.5069
0.33893 |  | 0.5069
0.33893 |  | 0.5069
0.33893 |  | 0.5069
0.33884 |  | 0.5069
0.33884 |  | 0.50678
0.33884 |  | 0.50678
0.33884 |  | 0.50667
0.33884 |  | 0.50667
0.33884 |  | 0.5066
0.33884 |  | 0.5066
0.33876 |  | 0.5066
0.33876 |  | 0.5066
0.33876 |  | 0.50645
0.33876 |  | 0.5064
0.33876 |  | 0.50623
0.33864 |  | 0.50623
0.33864 |  | 0.50623
0.33864 |  | 0.50623
0.33864 |  | 0.50623
0.33856 |  | 0.50623
0.33843 |  | 0.50623
0.33843 |  | 0.50612
0.33843 |  | 0.50612
0.33843 |  | 0.50604
0.33843 |  | 0.50604
0.33835 |  | 0.50604
0.33835 |  | 0.5059
0.33825 |  | 0.5059
0.33825 |  | 0.5059
0.33825 |  | 0.5059
0.33825 |  | 0.50567
0.33825 |  | 0.5056
0.33825 |  | 0.5056
0.33825 |  | 0.5056
0.33825 |  | 0.5056
0.33825 |  | 0.5056
0.33825 |  | 0.5056
0.33825 |  | 0.5056
0.33825 |  | 0.50546
0.33813 |  | 0.50523
0.33813 |  | 0.50523
0.33805 |  | 0.50523
0.33797 |  | 0.50512
0.33797 |  | 0.50512
0.33797 |  | 0.50512
0.33797 |  | 0.50512
0.33797 |  | 0.50504
0.33797 |  | 0.50504
0.33797 |  | 0.50504
0.33797 |  | 0.50504
0.33797 |  | 0.50504
0.33797 |  | 0.50504
0.33787 |  | 0.50504
0.33787 |  | 0.50492
0.33787 |  | 0.50492
0.33779 |  | 0.50492
0.33779 |  | 0.50482
0.33754 |  | 0.50482
0.33754 |  | 0.50474
0.33754 |  | 0.50474
0.33754 |  | 0.50474
0.33746 |  | 0.50474
0.33746 |  | 0.50474
0.33746 |  | 0.50474
0.33746 |  | 0.50474
0.33738 |  | 0.50474
0.33738 |  | 0.50448
0.33738 |  | 0.50437
0.33738 |  | 0.50437
0.33738 |  | 0.50437
0.33729 |  | 0.50437
0.33729 |  | 0.50437
0.33729 |  | 0.50437
0.33729 |  | 0.50429
0.33729 |  | 0.50419
0.33729 |  | 0.50419
0.33729 |  | 0.50419
0.33729 |  | 0.50419
0.33729 |  | 0.50407
0.33721 |  | 0.50407
0.33721 |  | 0.50407
0.33721 |  | 0.50407
0.33709 |  | 0.50407
0.33709 |  | 0.50388
0.33709 |  | 0.50388
0.33709 |  | 0.50388
0.33701 |  | 0.50388
0.33701 |  | 0.50374
0.33701 |  | 0.50362
0.33701 |  | 0.50362
0.33701 |  | 0.50362
0.33701 |  | 0.50351
0.33701 |  | 0.50351
0.33701 |  | 0.50343
0.33701 |  | 0.50343
0.33678 |  | 0.50343
0.33678 |  | 0.50343
0.33678 |  | 0.50333
0.3367 |  | 0.50333
0.3367 |  | 0.50333
0.33658 |  | 0.50333
0.33658 |  | 0.50333
0.3365 |  | 0.50321
0.3365 |  | 0.50321
0.3365 |  | 0.5031
0.3365 |  | 0.5031
0.3365 |  | 0.5031
0.3365 |  | 0.50302
0.3365 |  | 0.50288
0.3365 |  | 0.50288
0.3365 |  | 0.50288
0.3365 |  | 0.50288
0.3365 |  | 0.50288
0.3364 |  | 0.50288
0.3364 |  | 0.50288
0.3364 |  | 0.50288
0.3364 |  | 0.50288
0.3364 |  | 0.50288
0.3364 |  | 0.50288
0.3364 |  | 0.50288
0.3364 |  | 0.50276
0.3362 |  | 0.50268
0.3362 |  | 0.50247
0.33612 |  | 0.50233
0.33612 |  | 0.50233
0.33612 |  | 0.50233
0.33612 |  | 0.50227
0.33612 |  | 0.50221
0.33612 |  | 0.50221
0.33612 |  | 0.50221
0.33612 |  | 0.50213
0.33612 |  | 0.50213
0.33612 |  | 0.50213
0.33599 |  | 0.50213
0.3359 |  | 0.50213
0.3359 |  | 0.50202
0.3359 |  | 0.50202
0.33582 |  | 0.50188
0.33582 |  | 0.50176
0.33582 |  | 0.50176
0.33582 |  | 0.50176
0.33582 |  | 0.50168
0.33582 |  | 0.50168
0.33582 |  | 0.50168
0.3357 |  | 0.50168
0.3357 |  | 0.50168
0.33561 |  | 0.50168
0.33552 |  | 0.50157
0.33552 |  | 0.50157
0.33552 |  | 0.50157
0.33544 |  | 0.50157
0.33544 |  | 0.50157
0.33544 |  | 0.50157
0.33544 |  | 0.5015
0.33544 |  | 0.50138
0.33544 |  | 0.50138
0.33544 |  | 0.50138
0.33544 |  | 0.50138
0.33544 |  | 0.50138
0.33531 |  | 0.50138
0.33531 |  | 0.50138
0.33521 |  | 0.50113
0.33521 |  | 0.50102
0.33521 |  | 0.50102
0.33521 |  | 0.50102
0.33513 |  | 0.50094
0.33501 |  | 0.50094
0.33501 |  | 0.50094
0.33501 |  | 0.50094
0.33501 |  | 0.50082
0.33501 |  | 0.50082
0.33501 |  | 0.50082
0.33501 |  | 0.50082
0.33501 |  | 0.50082
0.33493 |  | 0.50082
0.33493 |  | 0.50082
0.33493 |  | 0.50082
0.33493 |  | 0.50082
0.33493 |  | 0.50082
0.33493 |  | 0.50075
0.33493 |  | 0.5006
0.33493 |  | 0.5005
0.33483 |  | 0.50039
0.33483 |  | 0.50027
0.33475 |  | 0.50027
0.33475 |  | 0.50027
0.33475 |  | 0.50019
0.33475 |  | 0.50019
0.33467 |  | 0.50019
0.33467 |  | 0.50019
0.33467 |  | 0.50019
0.33445 |  | 0.50019
0.33445 |  | 0.50019
0.33445 |  | 0.49993
0.33445 |  | 0.49993
0.33433 |  | 0.49993
0.33433 |  | 0.49993
0.33433 |  | 0.49993
0.33433 |  | 0.49993
0.33433 |  | 0.49993
0.33433 |  | 0.49993
0.33433 |  | 0.49982
0.33417 |  | 0.49974
0.33417 |  | 0.49974
0.33417 |  | 0.49974
0.33417 |  | 0.4996
0.33417 |  | 0.4995
0.33407 |  | 0.4995
0.33407 |  | 0.4995
0.33407 |  | 0.49938
0.33407 |  | 0.49938
0.33407 |  | 0.49938
0.33395 |  | 0.49938
0.33395 |  | 0.4993
0.33382 |  | 0.4993
0.33374 |  | 0.4993
0.33374 |  | 0.4993
0.33374 |  | 0.4993
0.33366 |  | 0.49907
0.33366 |  | 0.49907
0.33366 |  | 0.49907
0.33366 |  | 0.49907
0.33366 |  | 0.49899
0.33366 |  | 0.49885
0.33366 |  | 0.49885
0.33366 |  | 0.49885
0.33358 |  | 0.49885
0.33348 |  | 0.49874
0.33348 |  | 0.49874
0.33348 |  | 0.49862
0.33348 |  | 0.49862
0.3334 |  | 0.49862
0.3334 |  | 0.49862
0.3334 |  | 0.49855
0.3334 |  | 0.49855
0.3334 |  | 0.49844
0.3334 |  | 0.49844
0.3334 |  | 0.49844
0.3334 |  | 0.4983
0.33328 |  | 0.4983
0.33328 |  | 0.4983
0.33328 |  | 0.4983
0.33328 |  | 0.49819
0.33328 |  | 0.49819
0.33328 |  | 0.49819
0.33311 |  | 0.49811
0.33311 |  | 0.49811
0.33311 |  | 0.49799
0.33311 |  | 0.49788
0.33311 |  | 0.49788
0.33311 |  | 0.49788
0.33311 |  | 0.49788
0.33303 |  | 0.49774
0.33303 |  | 0.49774
0.33303 |  | 0.49774
0.3329 |  | 0.49774
0.3329 |  | 0.49774
0.33282 |  | 0.49774
0.33282 |  | 0.49764
0.33282 |  | 0.49764
0.33282 |  | 0.49753
0.33282 |  | 0.49753
0.33282 |  | 0.49741
0.33282 |  | 0.49726
0.33282 |  | 0.49726
0.33282 |  | 0.49726
0.3327 |  | 0.49726
0.3326 |  | 0.49719
0.33252 |  | 0.49719
0.33252 |  | 0.49719
0.33252 |  | 0.49719
0.33252 |  | 0.49719
0.33252 |  | 0.49719
0.33252 |  | 0.49719
0.33252 |  | 0.49719
0.33252 |  | 0.49708
0.33252 |  | 0.49708
0.33244 |  | 0.49694
0.33244 |  | 0.49686
0.33244 |  | 0.49686
0.33244 |  | 0.49686
0.33244 |  | 0.49686
0.33231 |  | 0.49686
0.33231 |  | 0.49686
0.33231 |  | 0.49674
0.33223 |  | 0.49674
0.33223 |  | 0.49663
0.33213 |  | 0.49663
0.33213 |  | 0.49655
0.33213 |  | 0.49655
0.33201 |  | 0.49655
0.33201 |  | 0.49655
0.33201 |  | 0.49655
0.33193 |  | 0.49655
0.33193 |  | 0.49655
0.33193 |  | 0.49631
0.33193 |  | 0.49631
0.33193 |  | 0.49619
0.33193 |  | 0.49608
0.33193 |  | 0.496
0.33193 |  | 0.496
0.33193 |  | 0.496
0.33193 |  | 0.496
0.33193 |  | 0.496
0.33193 |  | 0.496
0.33193 |  | 0.496
0.33193 |  | 0.49589
0.33193 |  | 0.49589
0.33193 |  | 0.49589
0.33193 |  | 0.49589
0.33185 |  | 0.49589
0.33155 |  | 0.4957
0.33155 |  | 0.4957
0.33155 |  | 0.4957
0.33143 |  | 0.4957
0.33143 |  | 0.49559
0.33143 |  | 0.49559
0.33143 |  | 0.49559
0.33143 |  | 0.49559
0.33143 |  | 0.49548
0.33143 |  | 0.49536
0.33143 |  | 0.49522
0.33143 |  | 0.49522
0.33143 |  | 0.49522
0.33143 |  | 0.49522
0.33133 |  | 0.49522
0.33125 |  | 0.49522
0.33125 |  | 0.49522
0.33125 |  | 0.49522
0.33117 |  | 0.49514
0.33117 |  | 0.49503
0.33104 |  | 0.49493
0.33104 |  | 0.49493
0.33104 |  | 0.49493
0.33104 |  | 0.49493
0.33092 |  | 0.49479
0.33092 |  | 0.49467
0.33092 |  | 0.49467
0.33092 |  | 0.49467
0.33092 |  | 0.49467
0.33084 |  | 0.49467
0.33084 |  | 0.49467
0.33084 |  | 0.49467
0.33084 |  | 0.49467
0.33084 |  | 0.49459
0.33076 |  | 0.49459
0.33076 |  | 0.49459
0.33076 |  | 0.49459
0.33076 |  | 0.49459
0.33066 |  | 0.49434
0.33066 |  | 0.49434
0.33066 |  | 0.49426
0.33066 |  | 0.49426
0.33066 |  | 0.49415
0.33066 |  | 0.49415
0.33054 |  | 0.49403
0.33034 |  | 0.49403
0.33034 |  | 0.49403
0.33034 |  | 0.49403
0.33026 |  | 0.49403
0.33026 |  | 0.49403
0.33026 |  | 0.49403
0.33026 |  | 0.49403
0.33026 |  | 0.49403
0.33026 |  | 0.49382
0.33026 |  | 0.49382
0.33026 |  | 0.49371
0.33026 |  | 0.49371
0.33026 |  | 0.49348
0.33026 |  | 0.49348
0.33026 |  | 0.49348
0.33026 |  | 0.49348
0.33026 |  | 0.49348
0.33026 |  | 0.49348
0.33018 |  | 0.49348
0.33018 |  | 0.49348
0.33018 |  | 0.49348
0.33018 |  | 0.49348
0.32988 |  | 0.4934
0.32988 |  | 0.4934
0.32975 |  | 0.49328
0.32975 |  | 0.49328
0.32975 |  | 0.49328
0.32975 |  | 0.49317
0.32975 |  | 0.49317
0.32975 |  | 0.49303
0.32975 |  | 0.49303
0.32975 |  | 0.49303
0.32975 |  | 0.49303
0.32967 |  | 0.49303
0.32967 |  | 0.49293
0.32959 |  | 0.49293
0.32959 |  | 0.49293
0.32959 |  | 0.49285
0.32959 |  | 0.49262
0.32959 |  | 0.49262
0.32959 |  | 0.49262
0.32959 |  | 0.49262
0.32947 |  | 0.49262
0.32947 |  | 0.49262
0.32947 |  | 0.49262
0.32947 |  | 0.49262
0.32947 |  | 0.49262
0.32937 |  | 0.49251
0.32937 |  | 0.49251
0.32924 |  | 0.4924
0.32924 |  | 0.49226
0.32916 |  | 0.49226
0.32916 |  | 0.49214
0.32908 |  | 0.49206
0.32908 |  | 0.49206
0.32908 |  | 0.49206
0.32908 |  | 0.49206
0.32908 |  | 0.49206
0.32908 |  | 0.49206
0.32908 |  | 0.49206
0.32908 |  | 0.49206
0.32908 |  | 0.49206
0.32908 |  | 0.49206
0.32908 |  | 0.49181
0.32896 |  | 0.49181
0.32896 |  | 0.49181
0.32896 |  | 0.49169
0.32888 |  | 0.49169
0.32888 |  | 0.49159
0.32888 |  | 0.49151
0.32876 |  | 0.49151
0.32876 |  | 0.49151
0.32876 |  | 0.49151
0.32866 |  | 0.49151
0.32858 |  | 0.49151
0.32858 |  | 0.49151
0.32858 |  | 0.49151
0.32858 |  | 0.49151
0.32858 |  | 0.4914
0.32858 |  | 0.49129
0.32858 |  | 0.49129
0.32858 |  | 0.49115
0.32858 |  | 0.49115
0.32846 |  | 0.49115
0.32846 |  | 0.49108
0.32846 |  | 0.49108
0.32838 |  | 0.49108
0.32838 |  | 0.49108
0.32838 |  | 0.49108
0.32838 |  | 0.49108
0.32838 |  | 0.49096
0.32838 |  | 0.49096
0.3283 |  | 0.49096
0.3283 |  | 0.49096
0.3283 |  | 0.49096
0.32807 |  | 0.4907
0.32807 |  | 0.49063
0.32807 |  | 0.49063
0.32807 |  | 0.49052
0.32807 |  | 0.49052
0.32807 |  | 0.49052
0.32807 |  | 0.49052
0.32807 |  | 0.4904
0.32807 |  | 0.4904
0.32807 |  | 0.4904
0.32807 |  | 0.4904
0.32795 |  | 0.4904
0.32787 |  | 0.4904
0.32787 |  | 0.49029
0.32787 |  | 0.49029
0.32787 |  | 0.49029
0.32787 |  | 0.49029
0.32779 |  | 0.49029
0.32769 |  | 0.49029
0.32769 |  | 0.49029
0.32769 |  | 0.49021
0.32769 |  | 0.49009
0.32769 |  | 0.48995
0.32769 |  | 0.48995
0.32769 |  | 0.48995
0.32769 |  | 0.48995
0.32769 |  | 0.48995
0.32769 |  | 0.48995
0.32757 |  | 0.48984
0.32744 |  | 0.48984
0.32744 |  | 0.48984
0.32744 |  | 0.48974
0.32744 |  | 0.48974
0.32744 |  | 0.48966
0.32728 |  | 0.48966
0.32728 |  | 0.48954
0.32728 |  | 0.48954
0.32728 |  | 0.48954
0.32719 |  | 0.48954
0.32719 |  | 0.48954
0.32719 |  | 0.48954
0.32719 |  | 0.48954
0.32719 |  | 0.48943
0.32719 |  | 0.48943
0.32719 |  | 0.48943
0.32719 |  | 0.48929
0.32719 |  | 0.48921
0.32719 |  | 0.48921
0.32719 |  | 0.48921
0.32711 |  | 0.48921
0.32711 |  | 0.48921
0.32711 |  | 0.48921
0.32711 |  | 0.4888
0.32711 |  | 0.4888
0.32699 |  | 0.4888
0.32699 |  | 0.4888
0.32691 |  | 0.4888
0.32681 |  | 0.4888
0.32681 |  | 0.4888
0.32681 |  | 0.4888
0.32681 |  | 0.4888
0.32681 |  | 0.4888
0.32681 |  | 0.4888
0.32681 |  | 0.48869
0.32681 |  | 0.48857
0.32668 |  | 0.48843
0.32668 |  | 0.48843
0.32668 |  | 0.48824
0.3266 |  | 0.48824
0.3266 |  | 0.48824
0.3266 |  | 0.48824
0.3266 |  | 0.48824
0.3266 |  | 0.48824
0.3266 |  | 0.48824
0.3266 |  | 0.48824
0.3266 |  | 0.48824
0.3266 |  | 0.48817
0.3266 |  | 0.48806
0.32656 |  | 0.48806
0.32652 |  | 0.48806
0.3264 |  | 0.48806
0.3264 |  | 0.48806
0.3264 |  | 0.48806
0.3263 |  | 0.48792
0.3263 |  | 0.48792
0.3263 |  | 0.4878
0.3263 |  | 0.4878
0.3263 |  | 0.4878
0.32617 |  | 0.4878
0.3261 |  | 0.48772
0.3261 |  | 0.48772
0.3261 |  | 0.48772
0.3261 |  | 0.48772
0.3261 |  | 0.48772
0.3261 |  | 0.48772
0.3261 |  | 0.48761
0.3261 |  | 0.48761
0.32602 |  | 0.48743
0.32592 |  | 0.48743
0.32592 |  | 0.48743
0.32592 |  | 0.48743
0.32592 |  | 0.48728
0.32584 |  | 0.48716
0.32584 |  | 0.48716
0.32584 |  | 0.48716
0.32584 |  | 0.48716
0.32572 |  | 0.48716
0.32572 |  | 0.48716
0.32572 |  | 0.48716
0.32572 |  | 0.48709
0.32564 |  | 0.48709
0.32564 |  | 0.48709
0.32564 |  | 0.48709
0.32551 |  | 0.48698
0.32551 |  | 0.48687
0.32551 |  | 0.48687
0.32551 |  | 0.48687
0.32551 |  | 0.4868
0.32551 |  | 0.48673
0.32543 |  | 0.48673
0.32543 |  | 0.48665
0.32543 |  | 0.48665
0.32543 |  | 0.48665
0.32543 |  | 0.48653
0.32525 |  | 0.48643
0.32525 |  | 0.48643
0.32513 |  | 0.48643
0.32513 |  | 0.48632
0.32513 |  | 0.48632
0.32513 |  | 0.48632
0.32513 |  | 0.48624
0.32513 |  | 0.48624
0.32513 |  | 0.48624
0.32513 |  | 0.48624
0.32513 |  | 0.4861
0.32513 |  | 0.4861
0.32513 |  | 0.4861
0.32513 |  | 0.4861
0.32513 |  | 0.4861
0.32505 |  | 0.4861
0.32505 |  | 0.4861
0.32505 |  | 0.48598
0.32505 |  | 0.48598
0.32505 |  | 0.4859
0.32497 |  | 0.48579
0.32497 |  | 0.48568
0.32484 |  | 0.48568
0.32484 |  | 0.48568
0.32484 |  | 0.48568
0.32475 |  | 0.48568
0.32454 |  | 0.48554
0.32454 |  | 0.48554
0.32454 |  | 0.48554
0.32454 |  | 0.48554
0.32454 |  | 0.48554
0.32454 |  | 0.48547
0.32454 |  | 0.48535
0.32446 |  | 0.48535
0.32446 |  | 0.48535
0.32446 |  | 0.48535
0.32446 |  | 0.48535
0.32446 |  | 0.48524
0.32446 |  | 0.48524
0.32446 |  | 0.48524
0.32446 |  | 0.48524
0.32439 |  | 0.48509
0.32439 |  | 0.48502
0.32439 |  | 0.48502
0.32439 |  | 0.48502
0.32439 |  | 0.48502
0.32429 |  | 0.48502
0.32429 |  | 0.48479
0.32421 |  | 0.48479
0.32413 |  | 0.48479
0.32401 |  | 0.48479
0.32401 |  | 0.48479
0.32401 |  | 0.48479
0.32401 |  | 0.48479
0.32401 |  | 0.48468
0.32401 |  | 0.4846
0.32401 |  | 0.4846
0.32388 |  | 0.48448
0.32388 |  | 0.48448
0.32388 |  | 0.48448
0.32388 |  | 0.48448
0.32388 |  | 0.48448
0.32388 |  | 0.48434
0.32388 |  | 0.48424
0.32388 |  | 0.48424
0.32388 |  | 0.48416
0.3238 |  | 0.48416
0.3238 |  | 0.48416
0.3238 |  | 0.48404
0.3238 |  | 0.48404
0.32372 |  | 0.48393
0.32372 |  | 0.48393
0.32372 |  | 0.48393
0.32372 |  | 0.48393
0.32372 |  | 0.48393
0.3236 |  | 0.48393
0.3235 |  | 0.48393
0.3235 |  | 0.48393
0.3235 |  | 0.48393
0.3235 |  | 0.48371
0.3235 |  | 0.48371
0.32337 |  | 0.48371
0.32337 |  | 0.48356
0.32337 |  | 0.48356
0.32337 |  | 0.48356
0.32329 |  | 0.48349
0.32329 |  | 0.48349
0.32329 |  | 0.48349
0.32321 |  | 0.48349
0.32321 |  | 0.48349
0.32321 |  | 0.48349
0.32321 |  | 0.48349
0.32321 |  | 0.48337
0.32309 |  | 0.48337
0.32309 |  | 0.48329
0.32309 |  | 0.48307
0.32309 |  | 0.48307
0.32309 |  | 0.48307
0.32301 |  | 0.48307
0.32301 |  | 0.48307
0.32301 |  | 0.48307
0.32301 |  | 0.48295
0.32292 |  | 0.48295
0.32292 |  | 0.48295
0.32279 |  | 0.48295
0.32279 |  | 0.48288
0.32279 |  | 0.48288
0.32279 |  | 0.48273
0.32271 |  | 0.48273
0.32271 |  | 0.48273
0.32271 |  | 0.48273
0.32271 |  | 0.48273
0.32271 |  | 0.48273
0.32271 |  | 0.48273
0.32271 |  | 0.48251
0.32263 |  | 0.48243
0.32263 |  | 0.48243
0.32251 |  | 0.48232
0.32251 |  | 0.48232
0.32241 |  | 0.48232
0.32241 |  | 0.48232
0.32241 |  | 0.48232
0.32241 |  | 0.48232
0.32241 |  | 0.48232
0.32241 |  | 0.48232
0.3222 |  | 0.4821
0.3222 |  | 0.48198
0.3222 |  | 0.48198
0.3222 |  | 0.48198
0.3222 |  | 0.48198
0.3222 |  | 0.48198
0.32208 |  | 0.48198
0.32208 |  | 0.48191
0.32208 |  | 0.4818
0.3219 |  | 0.4818
0.3219 |  | 0.48169
0.3219 |  | 0.48169
0.3219 |  | 0.48157
0.3219 |  | 0.48157
0.3219 |  | 0.48157
0.3219 |  | 0.48157
0.3219 |  | 0.48157
0.32182 |  | 0.48143
0.32182 |  | 0.48124
0.32182 |  | 0.48124
0.32174 |  | 0.48124
0.32174 |  | 0.48124
0.32174 |  | 0.48114
0.32174 |  | 0.48102
0.32174 |  | 0.48102
0.32174 |  | 0.48102
0.32174 |  | 0.48102
0.32174 |  | 0.48102
0.32174 |  | 0.48094
0.32162 |  | 0.48094
0.32154 |  | 0.48082
0.32154 |  | 0.48082
0.32154 |  | 0.48068
0.32154 |  | 0.48068
0.32154 |  | 0.48068
0.32154 |  | 0.48057
0.32136 |  | 0.48057
0.32136 |  | 0.48046
0.32136 |  | 0.48046
0.32136 |  | 0.48046
0.32136 |  | 0.48039
0.32136 |  | 0.48039
0.32136 |  | 0.48039
0.32124 |  | 0.48039
0.32124 |  | 0.48027
0.32124 |  | 0.48027
0.32124 |  | 0.48002
0.32124 |  | 0.48002
0.32124 |  | 0.47991
0.32116 |  | 0.47991
0.32104 |  | 0.47991
0.32104 |  | 0.47991
0.32104 |  | 0.47991
0.32104 |  | 0.47991
0.32104 |  | 0.47983
0.32104 |  | 0.47983
0.32104 |  | 0.47983
0.32104 |  | 0.47983
0.32104 |  | 0.47971
0.32094 |  | 0.47971
0.32086 |  | 0.47971
0.32086 |  | 0.47971
0.32086 |  | 0.47971
0.32086 |  | 0.47957
0.32086 |  | 0.47957
0.32086 |  | 0.47946
0.32086 |  | 0.47946
0.32086 |  | 0.47946
0.32078 |  | 0.47935
0.32078 |  | 0.47935
0.32078 |  | 0.47935
0.32065 |  | 0.47935
0.32065 |  | 0.47935
0.32065 |  | 0.47916
0.32065 |  | 0.47916
0.32065 |  | 0.47916
0.32065 |  | 0.47916
0.32053 |  | 0.47916
0.32053 |  | 0.47905
0.32053 |  | 0.47905
0.32053 |  | 0.47905
0.32053 |  | 0.47905
0.32045 |  | 0.47905
0.32045 |  | 0.47897
0.32035 |  | 0.47897
0.32035 |  | 0.47897
0.32035 |  | 0.47885
0.32035 |  | 0.47874
0.32035 |  | 0.47874
0.32027 |  | 0.4786
0.32027 |  | 0.4786
0.32027 |  | 0.4786
0.32027 |  | 0.4786
0.32027 |  | 0.4786
0.32027 |  | 0.4786
0.32027 |  | 0.4786
0.32015 |  | 0.47849
0.32015 |  | 0.47837
0.32015 |  | 0.47827
0.32015 |  | 0.47819
0.32015 |  | 0.47819
0.32002 |  | 0.47819
0.32002 |  | 0.47819
0.32002 |  | 0.47819
0.32002 |  | 0.47819
0.31993 |  | 0.47819
0.31993 |  | 0.47819
0.31993 |  | 0.47819
0.31985 |  | 0.47819
0.31977 |  | 0.47819
0.31977 |  | 0.47808
0.31977 |  | 0.47774
0.31977 |  | 0.47774
0.31977 |  | 0.47774
0.31977 |  | 0.47774
0.31977 |  | 0.47774
0.31977 |  | 0.47774
0.31965 |  | 0.47774
0.31965 |  | 0.47774
0.31965 |  | 0.47774
0.31955 |  | 0.47774
0.31955 |  | 0.47764
0.31955 |  | 0.47764
0.31955 |  | 0.47749
0.31955 |  | 0.47749
0.31955 |  | 0.47746
0.31947 |  | 0.4773
0.31939 |  | 0.4773
0.31939 |  | 0.4773
0.31926 |  | 0.47719
0.31926 |  | 0.47719
0.31926 |  | 0.47719
0.31926 |  | 0.47719
0.31926 |  | 0.47719
0.31926 |  | 0.47719
0.31926 |  | 0.47719
0.31926 |  | 0.47704
0.31926 |  | 0.47704
0.31926 |  | 0.47704
0.31926 |  | 0.47704
0.31906 |  | 0.47704
0.31906 |  | 0.47704
0.31906 |  | 0.47693
0.31906 |  | 0.47693
0.31906 |  | 0.47675
0.31906 |  | 0.47663
0.31906 |  | 0.47663
0.31906 |  | 0.47663
0.31906 |  | 0.47663
0.31896 |  | 0.47663
0.31896 |  | 0.47663
0.31896 |  | 0.47656
0.31896 |  | 0.47641
0.31896 |  | 0.47641
0.31888 |  | 0.47641
0.31888 |  | 0.47641
0.3188 |  | 0.4763
0.3188 |  | 0.4763
0.31868 |  | 0.4763
0.31868 |  | 0.47618
0.31868 |  | 0.47618
0.31868 |  | 0.47618
0.31868 |  | 0.47618
0.31855 |  | 0.47608
0.31855 |  | 0.47608
0.31855 |  | 0.47608
0.31855 |  | 0.47608
0.31855 |  | 0.476
0.31855 |  | 0.476
0.31855 |  | 0.476
0.31855 |  | 0.476
0.31846 |  | 0.476
0.31846 |  | 0.476
0.3183 |  | 0.47577
0.3183 |  | 0.47577
0.3183 |  | 0.47577
0.3183 |  | 0.47577
0.3183 |  | 0.47577
0.3183 |  | 0.47563
0.3183 |  | 0.47563
0.3183 |  | 0.47552
0.3183 |  | 0.47552
0.3183 |  | 0.47552
0.31817 |  | 0.47545
0.31805 |  | 0.47545
0.31805 |  | 0.47533
0.31805 |  | 0.47533
0.31805 |  | 0.47533
0.31805 |  | 0.47533
0.31805 |  | 0.47533
0.31805 |  | 0.47533
0.31797 |  | 0.47533
0.31797 |  | 0.47533
0.31797 |  | 0.47525
0.31787 |  | 0.47525
0.31787 |  | 0.47525
0.31787 |  | 0.47514
0.31787 |  | 0.475
0.31787 |  | 0.475
0.31779 |  | 0.475
0.31779 |  | 0.475
0.31779 |  | 0.475
0.31771 |  | 0.4748
0.31771 |  | 0.4747
0.31771 |  | 0.4747
0.31771 |  | 0.4747
0.31759 |  | 0.4747
0.31759 |  | 0.47459
0.31759 |  | 0.47459
0.31759 |  | 0.47459
0.31751 |  | 0.47459
0.31751 |  | 0.47459
0.31751 |  | 0.47459
0.31751 |  | 0.47459
0.31751 |  | 0.47459
0.31738 |  | 0.47459
0.31738 |  | 0.47459
0.31726 |  | 0.47459
0.31726 |  | 0.47444
0.31726 |  | 0.47432
0.31716 |  | 0.47403
0.31716 |  | 0.47403
0.31716 |  | 0.47403
0.31708 |  | 0.47403
0.31708 |  | 0.47403
0.31708 |  | 0.47403
0.31708 |  | 0.47403
0.31708 |  | 0.47403
0.31708 |  | 0.47403
0.31708 |  | 0.47389
0.31708 |  | 0.47389
0.317 |  | 0.47377
0.31688 |  | 0.47377
0.31688 |  | 0.47377
0.31688 |  | 0.47369
0.31688 |  | 0.47359
0.31688 |  | 0.47359
0.31688 |  | 0.47348
0.31688 |  | 0.47348
0.31688 |  | 0.47348
0.31688 |  | 0.47348
0.31688 |  | 0.47348
0.31688 |  | 0.47348
0.31688 |  | 0.47348
0.31688 |  | 0.47348
0.31688 |  | 0.47336
0.31688 |  | 0.47328
0.31688 |  | 0.47328
0.31668 |  | 0.47328
0.3166 |  | 0.47328
0.31638 |  | 0.47328
0.31638 |  | 0.47314
0.31638 |  | 0.47314
0.31638 |  | 0.47314
0.31638 |  | 0.47314
0.31638 |  | 0.47314
0.31638 |  | 0.47292
0.31638 |  | 0.47292
0.3163 |  | 0.47292
0.3163 |  | 0.47284
0.3163 |  | 0.47284
0.3163 |  | 0.47284
0.3163 |  | 0.47273
0.3163 |  | 0.47273
0.3163 |  | 0.47273
0.3163 |  | 0.47273
0.3163 |  | 0.47273
0.3163 |  | 0.47273
0.3163 |  | 0.47262
0.31622 |  | 0.47262
0.31622 |  | 0.47262
0.31622 |  | 0.47254
0.31612 |  | 0.4724
0.31612 |  | 0.4724
0.31604 |  | 0.4724
0.31604 |  | 0.47217
0.31592 |  | 0.47217
0.31579 |  | 0.47217
0.31579 |  | 0.47217
0.31579 |  | 0.47217
0.31579 |  | 0.47217
0.31579 |  | 0.47207
0.31579 |  | 0.47207
0.31579 |  | 0.47207
0.31579 |  | 0.47207
0.31579 |  | 0.47207
0.31579 |  | 0.47207
0.31579 |  | 0.47199
0.31579 |  | 0.47199
0.31579 |  | 0.47199
0.31579 |  | 0.47188
0.31579 |  | 0.47188
0.31579 |  | 0.47188
0.31571 |  | 0.47188
0.31563 |  | 0.47176
0.31553 |  | 0.47176
0.31553 |  | 0.47165
0.31553 |  | 0.47151
0.31553 |  | 0.47151
0.31553 |  | 0.47151
0.31553 |  | 0.47151
0.31553 |  | 0.47143
0.31541 |  | 0.47143
0.31541 |  | 0.47143
0.31541 |  | 0.47143
0.31541 |  | 0.47143
0.31541 |  | 0.47131
0.31541 |  | 0.4712
0.31541 |  | 0.4712
0.31541 |  | 0.4712
0.31541 |  | 0.4712
0.31541 |  | 0.47096
0.31541 |  | 0.47096
0.31521 |  | 0.47096
0.31521 |  | 0.47096
0.31521 |  | 0.47096
0.31521 |  | 0.47096
0.31521 |  | 0.47096
0.31512 |  | 0.47088
0.31512 |  | 0.47088
0.31512 |  | 0.47088
0.31512 |  | 0.47088
0.315 |  | 0.47088
0.315 |  | 0.47088
0.315 |  | 0.47088
0.315 |  | 0.47088
0.315 |  | 0.47088
0.31483 |  | 0.47065
0.31483 |  | 0.47065
0.31483 |  | 0.47065
0.31483 |  | 0.47065
0.31483 |  | 0.47054
0.31483 |  | 0.47047
0.31483 |  | 0.47032
0.31483 |  | 0.47032
0.31483 |  | 0.47032
0.31483 |  | 0.47032
0.31475 |  | 0.47032
0.31475 |  | 0.47032
0.31475 |  | 0.47032
0.31462 |  | 0.47032
0.31462 |  | 0.47032
0.31462 |  | 0.47021
0.31462 |  | 0.47021
0.3145 |  | 0.47021
0.3145 |  | 0.46999
0.3145 |  | 0.46991
0.3145 |  | 0.46991
0.31442 |  | 0.46991
0.31442 |  | 0.46991
0.31442 |  | 0.46991
0.31442 |  | 0.46991
0.31442 |  | 0.46979
0.31442 |  | 0.46965
0.31442 |  | 0.46965
0.31442 |  | 0.46965
0.31442 |  | 0.46965
0.31442 |  | 0.46965
0.31442 |  | 0.46946
0.3143 |  | 0.46946
0.3143 |  | 0.46946
0.31422 |  | 0.46946
0.31422 |  | 0.46946
0.31422 |  | 0.46946
0.31422 |  | 0.46946
0.31422 |  | 0.46946
0.31412 |  | 0.46936
0.31412 |  | 0.46936
0.31412 |  | 0.46936
0.31404 |  | 0.46936
0.31404 |  | 0.46924
0.31404 |  | 0.46924
0.31404 |  | 0.46916
0.31404 |  | 0.46916
0.31404 |  | 0.46902
0.31404 |  | 0.46902
0.31379 |  | 0.46902
0.31379 |  | 0.46902
0.31379 |  | 0.46902
0.31379 |  | 0.46902
0.31379 |  | 0.46902
0.31379 |  | 0.46902
0.31371 |  | 0.46902
0.31371 |  | 0.46902
0.31371 |  | 0.46891
0.31371 |  | 0.46891
0.31371 |  | 0.4688
0.31371 |  | 0.46866
0.31371 |  | 0.46854
0.31361 |  | 0.46846
0.31361 |  | 0.46846
0.31353 |  | 0.46846
0.31353 |  | 0.46846
0.31353 |  | 0.46846
0.31353 |  | 0.46846
0.31353 |  | 0.46846
0.31353 |  | 0.46846
0.31341 |  | 0.46846
0.31341 |  | 0.46835
0.31341 |  | 0.46835
0.31341 |  | 0.46835
0.31341 |  | 0.46824
0.31341 |  | 0.46816
0.31333 |  | 0.46805
0.31333 |  | 0.46791
0.3132 |  | 0.46791
0.3132 |  | 0.46791
0.3132 |  | 0.46791
0.3132 |  | 0.46791
0.3132 |  | 0.46791
0.3132 |  | 0.46791
0.3132 |  | 0.46791
0.31312 |  | 0.46791
0.31312 |  | 0.46791
0.31312 |  | 0.46779
0.31303 |  | 0.46771
0.31303 |  | 0.4676
0.31303 |  | 0.4676
0.31303 |  | 0.4676
0.31303 |  | 0.4676
0.31291 |  | 0.4676
0.31291 |  | 0.46746
0.31283 |  | 0.46746
0.31283 |  | 0.46746
0.31283 |  | 0.46746
0.31283 |  | 0.46746
0.31283 |  | 0.46738
0.31283 |  | 0.46738
0.31283 |  | 0.46738
0.31283 |  | 0.46726
0.31283 |  | 0.46726
0.3127 |  | 0.46726
0.3127 |  | 0.46705
0.3127 |  | 0.46705
0.3127 |  | 0.46705
0.3127 |  | 0.46705
0.3126 |  | 0.46705
0.3126 |  | 0.46683
0.31252 |  | 0.46683
0.31252 |  | 0.46683
0.31244 |  | 0.46683
0.31244 |  | 0.46683
0.31244 |  | 0.46683
0.31232 |  | 0.46683
0.31232 |  | 0.46683
0.31232 |  | 0.46683
0.31232 |  | 0.46672
0.31232 |  | 0.46672
0.31232 |  | 0.46672
0.31232 |  | 0.46672
0.31232 |  | 0.46672
0.31232 |  | 0.46664
0.31232 |  | 0.46654
0.31232 |  | 0.46654
0.31232 |  | 0.46642
0.31219 |  | 0.46642
0.31219 |  | 0.46628
0.31219 |  | 0.46628
0.31211 |  | 0.46628
0.31211 |  | 0.46628
0.31211 |  | 0.46628
0.31211 |  | 0.46628
0.31211 |  | 0.46628
0.31203 |  | 0.4662
0.31193 |  | 0.46609
0.31193 |  | 0.46609
0.31193 |  | 0.46609
0.31193 |  | 0.46609
0.31181 |  | 0.46609
0.31181 |  | 0.46597
0.31181 |  | 0.46597
0.31181 |  | 0.46597
0.31181 |  | 0.46586
0.31181 |  | 0.46586
0.31181 |  | 0.46586
0.31181 |  | 0.46586
0.31181 |  | 0.46553
0.31181 |  | 0.46553
0.31181 |  | 0.46553
0.31181 |  | 0.46553
0.31181 |  | 0.46553
0.31181 |  | 0.46553
0.31169 |  | 0.46553
0.31169 |  | 0.46553
0.31156 |  | 0.46553
0.31148 |  | 0.46553
0.31148 |  | 0.46541
0.31148 |  | 0.46541
0.3114 |  | 0.46534
0.3114 |  | 0.46534
0.3114 |  | 0.46523
0.3114 |  | 0.46523
0.3114 |  | 0.46523
0.3114 |  | 0.46509
0.31131 |  | 0.46498
0.31131 |  | 0.46498
0.31131 |  | 0.46498
0.31131 |  | 0.46498
0.31131 |  | 0.46498
0.31131 |  | 0.46498
0.31118 |  | 0.46498
0.31118 |  | 0.46498
0.31118 |  | 0.46475
0.31118 |  | 0.46475
0.31118 |  | 0.46475
0.31118 |  | 0.46467
0.31118 |  | 0.46467
0.31118 |  | 0.46467
0.31111 |  | 0.46467
0.31111 |  | 0.46467
0.31111 |  | 0.46467
0.31103 |  | 0.46467
0.31103 |  | 0.46467
0.31103 |  | 0.46444
0.31103 |  | 0.4643
0.31103 |  | 0.4643
0.3109 |  | 0.4643
0.3109 |  | 0.4643
0.3109 |  | 0.4643
0.3109 |  | 0.4643
0.3109 |  | 0.4642
0.31082 |  | 0.46412
0.31082 |  | 0.46412
0.31082 |  | 0.46412
0.31082 |  | 0.46412
0.3107 |  | 0.46412
0.3107 |  | 0.46412
0.31062 |  | 0.46412
0.31062 |  | 0.46412
0.31062 |  | 0.46401
0.31052 |  | 0.46401
0.31052 |  | 0.46401
0.31052 |  | 0.46387
0.31052 |  | 0.46379
0.31044 |  | 0.46379
0.31044 |  | 0.46367
0.31044 |  | 0.46356
0.31044 |  | 0.46356
0.31044 |  | 0.46356
0.31044 |  | 0.46356
0.31044 |  | 0.46356
0.31044 |  | 0.46356
0.31044 |  | 0.46356
0.31032 |  | 0.46356
0.31032 |  | 0.46356
0.31032 |  | 0.46356
0.31032 |  | 0.46349
0.31032 |  | 0.46349
0.31032 |  | 0.46312
0.31032 |  | 0.46312
0.31032 |  | 0.46312
0.31032 |  | 0.46312
0.31024 |  | 0.46312
0.31024 |  | 0.46312
0.31024 |  | 0.46312
0.31011 |  | 0.46301
0.31011 |  | 0.46301
0.31011 |  | 0.46301
0.31001 |  | 0.46301
0.31001 |  | 0.46301
0.31001 |  | 0.46301
0.30993 |  | 0.46301
0.30993 |  | 0.46287
0.30993 |  | 0.46287
0.30993 |  | 0.46287
0.30993 |  | 0.46287
0.30993 |  | 0.46256
0.30993 |  | 0.46256
0.30993 |  | 0.46256
0.30981 |  | 0.46256
0.30981 |  | 0.46256
0.30973 |  | 0.46256
0.30973 |  | 0.46256
0.30973 |  | 0.46256
0.30973 |  | 0.46248
0.30973 |  | 0.46248
0.30973 |  | 0.46248
0.30973 |  | 0.46238
0.30973 |  | 0.46238
0.30955 |  | 0.46224
0.30955 |  | 0.46224
0.30955 |  | 0.46212
0.30943 |  | 0.46212
0.30943 |  | 0.46212
0.30943 |  | 0.46201
0.30943 |  | 0.46201
0.30943 |  | 0.46193
0.30935 |  | 0.46193
0.30935 |  | 0.46182
0.30935 |  | 0.4617
0.30935 |  | 0.4617
0.30935 |  | 0.4617
0.30923 |  | 0.4617
0.30923 |  | 0.4617
0.30923 |  | 0.4617
0.30923 |  | 0.4617
0.30923 |  | 0.4617
0.30923 |  | 0.46163
0.30923 |  | 0.46163
0.30923 |  | 0.46151
0.30923 |  | 0.46151
0.30923 |  | 0.46151
0.30923 |  | 0.46151
0.30923 |  | 0.46151
0.30915 |  | 0.46151
0.30905 |  | 0.46126
0.30893 |  | 0.46126
0.3088 |  | 0.46126
0.3088 |  | 0.46126
0.3088 |  | 0.46126
0.3088 |  | 0.46126
0.3088 |  | 0.46126
0.3088 |  | 0.46118
0.3088 |  | 0.46107
0.3088 |  | 0.46107
0.3088 |  | 0.46107
0.3088 |  | 0.46107
0.3088 |  | 0.46107
0.3088 |  | 0.46107
0.3088 |  | 0.46107
0.3088 |  | 0.46096
0.3086 |  | 0.46084
0.3086 |  | 0.4607
0.3086 |  | 0.4607
0.3086 |  | 0.4607
0.3086 |  | 0.4607
0.3086 |  | 0.4607
0.3086 |  | 0.4607
0.3086 |  | 0.4607
0.3085 |  | 0.46062
0.30842 |  | 0.46062
0.30842 |  | 0.46062
0.30842 |  | 0.46062
0.30842 |  | 0.46062
0.30842 |  | 0.46052
0.30842 |  | 0.46052
0.30842 |  | 0.46038
0.30842 |  | 0.46038
0.30842 |  | 0.46038
0.30842 |  | 0.46038
0.30829 |  | 0.46015
0.30829 |  | 0.46015
0.30829 |  | 0.46015
0.30829 |  | 0.46007
0.30812 |  | 0.46007
0.30812 |  | 0.46007
0.30812 |  | 0.46007
0.30812 |  | 0.46007
0.30799 |  | 0.45995
0.30799 |  | 0.45995
0.30791 |  | 0.45995
0.30791 |  | 0.45995
0.30791 |  | 0.45995
0.30791 |  | 0.45995
0.30791 |  | 0.45995
0.30791 |  | 0.45984
0.30791 |  | 0.45976
0.30791 |  | 0.45966
0.30791 |  | 0.45951
0.30791 |  | 0.45951
0.30791 |  | 0.45951
0.30791 |  | 0.45951
0.30791 |  | 0.45951
0.30791 |  | 0.45939
0.30791 |  | 0.45939
0.30791 |  | 0.45939
0.30791 |  | 0.45939
0.30791 |  | 0.45939
0.30791 |  | 0.45939
0.30771 |  | 0.45939
0.30771 |  | 0.45939
0.30763 |  | 0.45932
0.30741 |  | 0.45932
0.30741 |  | 0.45932
0.30741 |  | 0.45932
0.30741 |  | 0.45932
0.30741 |  | 0.45921
0.30741 |  | 0.4591
0.30741 |  | 0.45896
0.30741 |  | 0.45896
0.30741 |  | 0.45888
0.30741 |  | 0.45888
0.30741 |  | 0.45888
0.30741 |  | 0.45888
0.30741 |  | 0.45888
0.30741 |  | 0.45888
0.30741 |  | 0.45888
0.30741 |  | 0.45888
0.30741 |  | 0.45876
0.30741 |  | 0.45876
0.30741 |  | 0.45865
0.30733 |  | 0.45865
0.30733 |  | 0.45865
0.30733 |  | 0.45865
0.30725 |  | 0.45851
0.30725 |  | 0.45851
0.30725 |  | 0.45843
0.30725 |  | 0.45833
0.30725 |  | 0.45833
0.30725 |  | 0.45821
0.30713 |  | 0.45821
0.30703 |  | 0.45821
0.30703 |  | 0.45802
0.30703 |  | 0.45802
0.30703 |  | 0.45802
0.30703 |  | 0.45802
0.30703 |  | 0.45802
0.30703 |  | 0.45802
0.30703 |  | 0.45802
0.30703 |  | 0.45802
0.30703 |  | 0.45802
0.3069 |  | 0.45802
0.3069 |  | 0.45802
0.3069 |  | 0.45802
0.30682 |  | 0.45802
0.30682 |  | 0.45802
0.30682 |  | 0.45802
0.30682 |  | 0.45802
0.30682 |  | 0.45784
0.30682 |  | 0.45761
0.30682 |  | 0.45747
0.30674 |  | 0.45747
0.30674 |  | 0.45747
0.30674 |  | 0.45747
0.30674 |  | 0.45747
0.30662 |  | 0.45747
0.30662 |  | 0.45747
0.30662 |  | 0.45747
0.30652 |  | 0.45747
0.30652 |  | 0.45739
0.30652 |  | 0.45739
0.30652 |  | 0.45739
0.30652 |  | 0.45739
0.30644 |  | 0.45739
0.30644 |  | 0.45739
0.30644 |  | 0.45739
0.30644 |  | 0.45716
0.30644 |  | 0.45716
0.30644 |  | 0.45716
0.30636 |  | 0.45705
0.30624 |  | 0.45691
0.30624 |  | 0.45691
0.30624 |  | 0.45691
0.30624 |  | 0.45691
0.30624 |  | 0.45691
0.30611 |  | 0.45691
0.30611 |  | 0.45679
0.30611 |  | 0.45679
0.30611 |  | 0.45668
0.30611 |  | 0.45661
0.30602 |  | 0.45661
0.30602 |  | 0.45661
0.30602 |  | 0.45661
0.30594 |  | 0.45661
0.30594 |  | 0.45649
0.30594 |  | 0.45649
0.30594 |  | 0.45649
0.30594 |  | 0.45649
0.30594 |  | 0.45638
0.30594 |  | 0.45613
0.30594 |  | 0.45613
0.30594 |  | 0.45613
0.30586 |  | 0.45613
0.30586 |  | 0.45613
0.30573 |  | 0.45613
0.30565 |  | 0.45601
0.30565 |  | 0.45601
0.30565 |  | 0.45601
0.30565 |  | 0.45593
0.30553 |  | 0.45582
0.30553 |  | 0.45582
0.30553 |  | 0.45572
0.30553 |  | 0.45572
0.30553 |  | 0.45572
0.30553 |  | 0.45572
0.30553 |  | 0.45572
0.30553 |  | 0.45572
0.30553 |  | 0.45572
0.30553 |  | 0.45572
0.30553 |  | 0.45572
0.30553 |  | 0.45572
0.30553 |  | 0.45557
0.30545 |  | 0.4555
0.30537 |  | 0.45538
0.30537 |  | 0.45538
0.30527 |  | 0.45527
0.30527 |  | 0.45527
0.30527 |  | 0.45527
0.30527 |  | 0.45527
0.30514 |  | 0.45527
0.30514 |  | 0.45516
0.30514 |  | 0.45516
0.30502 |  | 0.45516
0.30502 |  | 0.45516
0.30502 |  | 0.45516
0.30502 |  | 0.45509
0.30502 |  | 0.45494
0.30502 |  | 0.45494
0.30502 |  | 0.45494
0.30502 |  | 0.45494
0.30494 |  | 0.45494
0.30494 |  | 0.45494
0.30494 |  | 0.45494
0.30486 |  | 0.45482
0.30486 |  | 0.45482
0.30486 |  | 0.45471
0.30486 |  | 0.45471
0.30486 |  | 0.45471
0.30486 |  | 0.45464
0.30473 |  | 0.45453
0.30473 |  | 0.45453
0.30473 |  | 0.45453
0.30473 |  | 0.45453
0.30473 |  | 0.45439
0.30473 |  | 0.45439
0.30473 |  | 0.45439
0.30473 |  | 0.45439
0.30473 |  | 0.45439
0.30473 |  | 0.45439
0.30464 |  | 0.45427
0.30464 |  | 0.45427
0.30456 |  | 0.45427
0.30456 |  | 0.45416
0.30456 |  | 0.45408
0.30456 |  | 0.45408
0.30444 |  | 0.45398
0.30436 |  | 0.45398
0.30436 |  | 0.45398
0.30436 |  | 0.45398
0.30436 |  | 0.4539
0.30436 |  | 0.4539
0.30436 |  | 0.4539
0.30436 |  | 0.4539
0.30423 |  | 0.4539
0.30423 |  | 0.4539
0.30423 |  | 0.4539
0.30423 |  | 0.45376
0.30423 |  | 0.45364
0.30423 |  | 0.45364
0.30423 |  | 0.45356
0.30423 |  | 0.45345
0.30423 |  | 0.45345
0.30423 |  | 0.45345
0.30423 |  | 0.45345
0.30423 |  | 0.45345
0.30413 |  | 0.45345
0.30413 |  | 0.45345
0.30413 |  | 0.45334
0.30405 |  | 0.45334
0.30405 |  | 0.45334
0.30405 |  | 0.45334
0.30405 |  | 0.45312
0.30397 |  | 0.45304
0.30385 |  | 0.45304
0.30385 |  | 0.45304
0.30385 |  | 0.45304
0.30385 |  | 0.45304
0.30385 |  | 0.45304
0.30372 |  | 0.4529
0.30372 |  | 0.4529
0.30372 |  | 0.4529
0.30372 |  | 0.4529
0.30372 |  | 0.45279
0.30362 |  | 0.45271
0.30362 |  | 0.4526
0.30362 |  | 0.4526
0.30362 |  | 0.45248
0.30362 |  | 0.45248
0.30362 |  | 0.45248
0.30362 |  | 0.45248
0.30362 |  | 0.45248
0.30362 |  | 0.45248
0.30354 |  | 0.45248
0.30354 |  | 0.45248
0.30347 |  | 0.45234
0.30347 |  | 0.45234
0.30347 |  | 0.45215
0.30334 |  | 0.45215
0.30334 |  | 0.45215
0.30334 |  | 0.45215
0.30334 |  | 0.45215
0.30334 |  | 0.45215
0.30334 |  | 0.45215
0.30334 |  | 0.45215
0.30334 |  | 0.45215
0.30334 |  | 0.45205
0.30325 |  | 0.45185
0.30312 |  | 0.45185
0.30312 |  | 0.45185
0.30312 |  | 0.45185
0.30312 |  | 0.45185
0.30312 |  | 0.45185
0.30312 |  | 0.45185
0.30304 |  | 0.45174
0.30292 |  | 0.45174
0.30292 |  | 0.45174
0.30292 |  | 0.45174
0.30284 |  | 0.4516
0.30284 |  | 0.4516
0.30284 |  | 0.4516
0.30284 |  | 0.4516
0.30284 |  | 0.4514
0.30284 |  | 0.4514
0.30284 |  | 0.4514
0.30284 |  | 0.4514
0.30271 |  | 0.4514
0.30271 |  | 0.4514
0.30271 |  | 0.4514
0.30271 |  | 0.4513
0.30271 |  | 0.4513
0.30271 |  | 0.4513
0.30271 |  | 0.4513
0.30271 |  | 0.4513
0.30271 |  | 0.45119
0.30259 |  | 0.45119
0.30249 |  | 0.45119
0.30249 |  | 0.45111
0.30233 |  | 0.45111
0.30233 |  | 0.45111
0.30233 |  | 0.45097
0.30233 |  | 0.45097
0.30233 |  | 0.45097
0.30233 |  | 0.45097
0.30233 |  | 0.45085
0.30233 |  | 0.45085
0.30233 |  | 0.45085
0.30233 |  | 0.45074
0.30233 |  | 0.45074
0.30233 |  | 0.45074
0.30233 |  | 0.45063
0.30233 |  | 0.45056
0.3022 |  | 0.45056
0.3022 |  | 0.45056
0.3022 |  | 0.45056
0.3022 |  | 0.45056
0.3022 |  | 0.45056
0.3022 |  | 0.45056
0.3022 |  | 0.45056
0.3022 |  | 0.45056
0.30203 |  | 0.45044
0.30203 |  | 0.45044
0.30203 |  | 0.45029
0.30195 |  | 0.45029
0.30195 |  | 0.45029
0.30195 |  | 0.45029
0.30195 |  | 0.45029
0.30182 |  | 0.45029
0.30182 |  | 0.45029
0.30182 |  | 0.45011
0.30182 |  | 0.45011
0.30182 |  | 0.45011
0.30182 |  | 0.45011
0.30182 |  | 0.45
0.30182 |  | 0.45
0.30182 |  | 0.45
0.30182 |  | 0.45
0.30182 |  | 0.45
0.3017 |  | 0.44988
0.3017 |  | 0.44988
0.3017 |  | 0.44974
0.30162 |  | 0.44974
0.30162 |  | 0.44974
0.30162 |  | 0.44974
0.30162 |  | 0.44974
0.30162 |  | 0.44974
0.3015 |  | 0.44956
0.3015 |  | 0.44956
0.30142 |  | 0.44956
0.30142 |  | 0.44956
0.30142 |  | 0.44945
0.30142 |  | 0.44945
0.30132 |  | 0.44945
0.30132 |  | 0.44933
0.30132 |  | 0.44925
0.30132 |  | 0.44925
0.30132 |  | 0.44925
0.30132 |  | 0.44911
0.30132 |  | 0.44911
0.30132 |  | 0.44911
0.30124 |  | 0.44911
0.30124 |  | 0.44905
0.30124 |  | 0.44888
0.30124 |  | 0.44888
0.30124 |  | 0.44888
0.30124 |  | 0.44888
0.30111 |  | 0.44888
0.30111 |  | 0.44888
0.30111 |  | 0.44877
0.30111 |  | 0.44877
0.30099 |  | 0.44877
0.30099 |  | 0.4487
0.30099 |  | 0.4487
0.30099 |  | 0.4487
0.30091 |  | 0.4487
0.30091 |  | 0.44859
0.30091 |  | 0.44859
0.30091 |  | 0.44847
0.30091 |  | 0.44832
0.30091 |  | 0.44832
0.30091 |  | 0.44832
0.30091 |  | 0.44832
0.30091 |  | 0.44825
0.30091 |  | 0.44825
0.30073 |  | 0.44825
0.30073 |  | 0.44825
0.30073 |  | 0.44825
0.30073 |  | 0.44825
0.30073 |  | 0.44825
0.30061 |  | 0.44825
0.30061 |  | 0.44814
0.30061 |  | 0.44794
0.30053 |  | 0.44794
0.30053 |  | 0.44783
0.30053 |  | 0.44783
0.3004 |  | 0.44783
0.3004 |  | 0.44783
0.3004 |  | 0.44769
0.3004 |  | 0.44769
0.3004 |  | 0.44769
0.3004 |  | 0.44769
0.3004 |  | 0.44757
0.3004 |  | 0.44757
0.3004 |  | 0.44757
0.30033 |  | 0.4475
0.30033 |  | 0.44739
0.30023 |  | 0.44739
0.30023 |  | 0.44739
0.30023 |  | 0.44739
0.30015 |  | 0.44739
0.30003 |  | 0.44728
0.30003 |  | 0.44728
0.30003 |  | 0.44728
0.30003 |  | 0.44728
0.30003 |  | 0.44714
0.30003 |  | 0.44714
0.30003 |  | 0.44714
0.30003 |  | 0.44714
0.30003 |  | 0.44714
0.30003 |  | 0.44702
0.30003 |  | 0.44691
0.30003 |  | 0.44691
0.2999 |  | 0.44691
0.2999 |  | 0.44691
0.29978 |  | 0.44691
0.29978 |  | 0.44691
0.29978 |  | 0.44691
0.29978 |  | 0.44683
0.2997 |  | 0.44673
0.2997 |  | 0.44673
0.29962 |  | 0.44673
0.29962 |  | 0.44673
0.29962 |  | 0.44673
0.29962 |  | 0.44673
0.29962 |  | 0.44673
0.2995 |  | 0.44673
0.2995 |  | 0.44673
0.2995 |  | 0.44673
0.2994 |  | 0.44673
0.2994 |  | 0.44673
0.2994 |  | 0.44665
0.2994 |  | 0.4464
0.2994 |  | 0.44628
0.2994 |  | 0.44628
0.2994 |  | 0.44628
0.2994 |  | 0.44628
0.2994 |  | 0.44628
0.2994 |  | 0.44628
0.2994 |  | 0.44628
0.29928 |  | 0.44617
0.29928 |  | 0.44617
0.29928 |  | 0.44617
0.2992 |  | 0.44617
0.29907 |  | 0.44617
0.29907 |  | 0.44617
0.29899 |  | 0.44617
0.29899 |  | 0.44617
0.29899 |  | 0.44609
0.29899 |  | 0.44609
0.29899 |  | 0.44598
0.29899 |  | 0.44586
0.29899 |  | 0.44586
0.29899 |  | 0.44586
0.29889 |  | 0.44586
0.29889 |  | 0.44572
0.29889 |  | 0.44572
0.29889 |  | 0.44572
0.29889 |  | 0.44572
0.29889 |  | 0.44572
0.29889 |  | 0.44565
0.29889 |  | 0.44565
0.29889 |  | 0.44565
0.29889 |  | 0.44542
0.29889 |  | 0.44542
0.29889 |  | 0.44542
0.29889 |  | 0.44542
0.29869 |  | 0.44542
0.29869 |  | 0.44542
0.29861 |  | 0.44542
0.29861 |  | 0.44542
0.29861 |  | 0.44542
0.29861 |  | 0.44542
0.29861 |  | 0.44542
0.29848 |  | 0.44531
0.29848 |  | 0.44531
0.29848 |  | 0.44517
0.29848 |  | 0.44517
0.29848 |  | 0.44517
0.29848 |  | 0.44509
0.29848 |  | 0.44509
0.29848 |  | 0.44509
0.29848 |  | 0.44509
0.29839 |  | 0.44509
0.29839 |  | 0.44497
0.29839 |  | 0.44487
0.29839 |  | 0.44487
0.29839 |  | 0.44487
0.29839 |  | 0.44487
0.2983 |  | 0.44487
0.2983 |  | 0.44487
0.2983 |  | 0.44487
0.29818 |  | 0.44476
0.29818 |  | 0.44476
0.2981 |  | 0.44476
0.2981 |  | 0.44468
0.2981 |  | 0.44468
0.2981 |  | 0.44468
0.2981 |  | 0.44468
0.2981 |  | 0.44468
0.2981 |  | 0.44468
0.2981 |  | 0.44468
0.2981 |  | 0.44468
0.2981 |  | 0.44454
0.29798 |  | 0.44454
0.29798 |  | 0.44454
0.29798 |  | 0.44443
0.29798 |  | 0.44443
0.2979 |  | 0.44443
0.2979 |  | 0.44431
0.2979 |  | 0.44431
0.29782 |  | 0.44423
0.29772 |  | 0.44412
0.2976 |  | 0.44412
0.2976 |  | 0.44412
0.2976 |  | 0.44412
0.2976 |  | 0.44412
0.2976 |  | 0.44412
0.2976 |  | 0.44412
0.2976 |  | 0.44412
0.2976 |  | 0.44412
0.2976 |  | 0.44401
0.2976 |  | 0.44401
0.2976 |  | 0.44401
0.2976 |  | 0.44401
0.2976 |  | 0.44401
0.29752 |  | 0.44387
0.29752 |  | 0.44375
0.29752 |  | 0.44375
0.29752 |  | 0.44368
0.29752 |  | 0.44368
0.29752 |  | 0.44368
0.29752 |  | 0.44368
0.29739 |  | 0.44357
0.29727 |  | 0.44357
0.29719 |  | 0.44357
0.29719 |  | 0.44357
0.29719 |  | 0.44357
0.29709 |  | 0.44357
0.29709 |  | 0.44357
0.29709 |  | 0.44357
0.29709 |  | 0.44345
0.29709 |  | 0.44345
0.29709 |  | 0.44337
0.29709 |  | 0.44323
0.29709 |  | 0.44323
0.29689 |  | 0.44312
0.29689 |  | 0.44312
0.29689 |  | 0.44312
0.29689 |  | 0.44312
0.29689 |  | 0.44312
0.29689 |  | 0.44302
0.29681 |  | 0.44302
0.29681 |  | 0.44302
0.29681 |  | 0.44302
0.29681 |  | 0.44302
0.29681 |  | 0.44302
0.29673 |  | 0.44302
0.29673 |  | 0.44302
0.29673 |  | 0.44279
0.29673 |  | 0.44271
0.29673 |  | 0.44271
0.29673 |  | 0.44257
0.29673 |  | 0.44257
0.29673 |  | 0.44257
0.29673 |  | 0.44257
0.29673 |  | 0.44257
0.29673 |  | 0.44257
0.29663 |  | 0.44257
0.29638 |  | 0.44257
0.29638 |  | 0.44246
0.29638 |  | 0.44246
0.29638 |  | 0.44235
0.29638 |  | 0.44235
0.29638 |  | 0.44227
0.29638 |  | 0.44227
0.29638 |  | 0.44227
0.2963 |  | 0.44213
0.2963 |  | 0.44201
0.2963 |  | 0.44201
0.2963 |  | 0.44201
0.2963 |  | 0.44201
0.2963 |  | 0.44201
0.2963 |  | 0.44201
0.29622 |  | 0.44201
0.29622 |  | 0.44201
0.29622 |  | 0.44193
0.29622 |  | 0.44193
0.29622 |  | 0.44182
0.29622 |  | 0.44182
0.29622 |  | 0.44171
0.2961 |  | 0.44171
0.29598 |  | 0.44171
0.29598 |  | 0.4416
0.29598 |  | 0.4416
0.29598 |  | 0.4416
0.29598 |  | 0.4416
0.29598 |  | 0.4416
0.29598 |  | 0.4416
0.29598 |  | 0.4416
0.29598 |  | 0.4416
0.2959 |  | 0.4416
0.2959 |  | 0.44152
0.2959 |  | 0.44152
0.2959 |  | 0.44152
0.2959 |  | 0.44152
0.29582 |  | 0.44126
0.29582 |  | 0.44126
0.29582 |  | 0.44126
0.29582 |  | 0.44116
0.29582 |  | 0.44116
0.29582 |  | 0.44116
0.29572 |  | 0.44116
0.29572 |  | 0.44116
0.29572 |  | 0.44105
0.29572 |  | 0.44105
0.2956 |  | 0.44105
0.2956 |  | 0.44105
0.2956 |  | 0.44097
0.2956 |  | 0.44097
0.2956 |  | 0.44097
0.2956 |  | 0.44097
0.2956 |  | 0.44074
0.2956 |  | 0.44074
0.2956 |  | 0.44074
0.29552 |  | 0.4406
0.29552 |  | 0.4406
0.29552 |  | 0.4406
0.29552 |  | 0.4406
0.29552 |  | 0.4406
0.29552 |  | 0.4406
0.29552 |  | 0.4406
0.29539 |  | 0.4406
0.29539 |  | 0.4406
0.29539 |  | 0.4404
0.29539 |  | 0.4404
0.29519 |  | 0.4404
0.29519 |  | 0.4404
0.29519 |  | 0.44029
0.29519 |  | 0.44029
0.29519 |  | 0.44029
0.29519 |  | 0.44019
0.29509 |  | 0.44005
0.29509 |  | 0.44005
0.29509 |  | 0.44005
0.29501 |  | 0.44005
0.29501 |  | 0.43997
0.29501 |  | 0.43997
0.29501 |  | 0.43997
0.29501 |  | 0.43997
0.29501 |  | 0.43997
0.29501 |  | 0.43997
0.29501 |  | 0.43997
0.29501 |  | 0.43997
0.29501 |  | 0.43997
0.29493 |  | 0.43997
0.29493 |  | 0.43974
0.29493 |  | 0.43974
0.29493 |  | 0.43974
0.29481 |  | 0.43966
0.29481 |  | 0.43966
0.29481 |  | 0.43966
0.29481 |  | 0.43966
0.29481 |  | 0.43966
0.29481 |  | 0.43966
0.29481 |  | 0.43966
0.29481 |  | 0.43956
0.29481 |  | 0.43956
0.29473 |  | 0.43956
0.29473 |  | 0.43956
0.29473 |  | 0.43956
0.29473 |  | 0.43956
0.29463 |  | 0.43941
0.29463 |  | 0.4393
0.29463 |  | 0.4393
0.29463 |  | 0.43919
0.29463 |  | 0.43911
0.29438 |  | 0.43911
0.29438 |  | 0.43911
0.2943 |  | 0.43911
0.2943 |  | 0.43911
0.2943 |  | 0.43911
0.2943 |  | 0.43911
0.2943 |  | 0.43911
0.2943 |  | 0.439
0.29422 |  | 0.439
0.29422 |  | 0.439
0.29422 |  | 0.43889
0.29422 |  | 0.43889
0.29422 |  | 0.43882
0.29422 |  | 0.43882
0.29422 |  | 0.43882
0.29422 |  | 0.43882
0.29422 |  | 0.43882
0.29422 |  | 0.43882
0.29422 |  | 0.43882
0.29422 |  | 0.43882
0.29422 |  | 0.43882
0.29422 |  | 0.4387
0.29422 |  | 0.43844
0.29413 |  | 0.43844
0.29405 |  | 0.43844
0.29405 |  | 0.43834
0.29392 |  | 0.43826
0.29392 |  | 0.43826
0.29392 |  | 0.43826
0.29392 |  | 0.43826
0.29392 |  | 0.43826
0.29392 |  | 0.43826
0.29392 |  | 0.43826
0.29384 |  | 0.4382
0.29384 |  | 0.43814
0.29384 |  | 0.43814
0.29384 |  | 0.43814
0.29372 |  | 0.43814
0.29372 |  | 0.43814
0.29372 |  | 0.43803
0.29372 |  | 0.43803
0.29372 |  | 0.43803
0.29372 |  | 0.43803
0.29372 |  | 0.43803
0.29372 |  | 0.43803
0.2936 |  | 0.43803
0.2936 |  | 0.43793
0.2936 |  | 0.43793
0.29352 |  | 0.43785
0.29352 |  | 0.43771
0.29352 |  | 0.43771
0.29352 |  | 0.43771
0.29344 |  | 0.43771
0.29339 |  | 0.43771
0.29334 |  | 0.43771
0.29334 |  | 0.43771
0.29334 |  | 0.43771
0.29334 |  | 0.43759
0.29334 |  | 0.43748
0.29334 |  | 0.43748
0.29322 |  | 0.4374
0.29309 |  | 0.4374
0.29309 |  | 0.4374
0.29309 |  | 0.4374
0.29309 |  | 0.4374
0.29309 |  | 0.4374
0.29309 |  | 0.4374
0.29309 |  | 0.4374
0.29309 |  | 0.4374
0.29309 |  | 0.4374
0.29309 |  | 0.43726
0.29301 |  | 0.43707
0.29301 |  | 0.43696
0.29301 |  | 0.43685
0.29301 |  | 0.43685
0.29301 |  | 0.43685
0.29301 |  | 0.43685
0.29293 |  | 0.43685
0.29293 |  | 0.43685
0.29293 |  | 0.43685
0.29293 |  | 0.43685
0.29281 |  | 0.43685
0.29281 |  | 0.43677
0.29281 |  | 0.43677
0.29281 |  | 0.43677
0.29273 |  | 0.43666
0.29273 |  | 0.43666
0.29273 |  | 0.43666
0.29263 |  | 0.43652
0.29263 |  | 0.4364
0.2925 |  | 0.43629
0.2925 |  | 0.43629
0.2925 |  | 0.43629
0.2925 |  | 0.43629
0.2925 |  | 0.43629
0.2925 |  | 0.43629
0.2925 |  | 0.43629
0.2925 |  | 0.43629
0.2925 |  | 0.43621
0.2925 |  | 0.43621
0.2925 |  | 0.43621
0.2925 |  | 0.43621
0.29238 |  | 0.43621
0.29238 |  | 0.43621
0.29238 |  | 0.43621
0.2923 |  | 0.43621
0.2923 |  | 0.43621
0.29222 |  | 0.43607
0.29222 |  | 0.43596
0.29222 |  | 0.43586
0.29222 |  | 0.43574
0.29222 |  | 0.43574
0.29222 |  | 0.43574
0.29222 |  | 0.43574
0.29212 |  | 0.43574
0.29212 |  | 0.43574
0.29212 |  | 0.43574
0.29212 |  | 0.43574
0.29212 |  | 0.43566
0.29212 |  | 0.43566
0.292 |  | 0.43566
0.292 |  | 0.43566
0.29192 |  | 0.43541
0.29192 |  | 0.43529
0.29192 |  | 0.43529
0.29192 |  | 0.43529
0.29179 |  | 0.43529
0.29179 |  | 0.43529
0.29179 |  | 0.43529
0.29179 |  | 0.43529
0.29179 |  | 0.43529
0.29179 |  | 0.43529
0.29179 |  | 0.43517
0.29179 |  | 0.43517
0.29179 |  | 0.43517
0.29172 |  | 0.43509
0.29162 |  | 0.43509
0.29162 |  | 0.43499
0.29162 |  | 0.43499
0.29162 |  | 0.43499
0.29162 |  | 0.43499
0.29162 |  | 0.43499
0.29162 |  | 0.43499
0.2915 |  | 0.43488
0.29142 |  | 0.43488
0.29142 |  | 0.43488
0.29142 |  | 0.43488
0.29142 |  | 0.43488
0.29142 |  | 0.43488
0.29142 |  | 0.43476
0.29129 |  | 0.43476
0.29129 |  | 0.43476
0.29129 |  | 0.43476
0.29129 |  | 0.43476
0.29129 |  | 0.43465
0.29129 |  | 0.43465
0.29117 |  | 0.43465
0.29117 |  | 0.43465
0.29117 |  | 0.43451
0.29117 |  | 0.43451
0.29117 |  | 0.43443
0.29109 |  | 0.43432
0.29109 |  | 0.43432
0.29099 |  | 0.43432
0.29099 |  | 0.43432
0.29099 |  | 0.43432
0.29099 |  | 0.43432
0.29099 |  | 0.43432
0.29099 |  | 0.43432
0.29099 |  | 0.43432
0.29099 |  | 0.43432
0.29091 |  | 0.4342
0.29091 |  | 0.4342
0.29091 |  | 0.4342
0.29091 |  | 0.43391
0.29091 |  | 0.43391
0.29079 |  | 0.43391
0.29066 |  | 0.43391
0.29066 |  | 0.43391
0.29066 |  | 0.43391
0.29058 |  | 0.43379
0.29058 |  | 0.43379
0.29058 |  | 0.43379
0.29058 |  | 0.43379
0.29058 |  | 0.43379
0.29058 |  | 0.43379
0.29058 |  | 0.43371
0.29058 |  | 0.43357
0.29058 |  | 0.43357
0.29058 |  | 0.43357
0.29058 |  | 0.43357
0.2904 |  | 0.43357
0.2904 |  | 0.43357
0.2904 |  | 0.43345
0.2904 |  | 0.43345
0.2904 |  | 0.43345
0.2904 |  | 0.43345
0.2904 |  | 0.43334
0.2904 |  | 0.43334
0.2904 |  | 0.43334
0.2904 |  | 0.43323
0.2904 |  | 0.43316
0.2904 |  | 0.43316
0.2904 |  | 0.43316
0.29028 |  | 0.43316
0.29028 |  | 0.43316
0.29028 |  | 0.43316
0.29028 |  | 0.43316
0.2902 |  | 0.43316
0.2902 |  | 0.43302
0.29007 |  | 0.43302
0.29 |  | 0.43302
0.29 |  | 0.43302
0.29 |  | 0.43294
0.29 |  | 0.43282
0.29 |  | 0.43282
0.29 |  | 0.43271
0.29 |  | 0.43271
0.2899 |  | 0.43271
0.2899 |  | 0.43271
0.2899 |  | 0.43271
0.28977 |  | 0.4326
0.28977 |  | 0.4326
0.28977 |  | 0.4326
0.28977 |  | 0.4326
0.28977 |  | 0.4326
0.28977 |  | 0.43253
0.28977 |  | 0.43253
0.28977 |  | 0.43242
0.28977 |  | 0.43227
0.28969 |  | 0.43227
0.28969 |  | 0.43227
0.28969 |  | 0.43215
0.28961 |  | 0.43215
0.28961 |  | 0.43215
0.28961 |  | 0.43215
0.28961 |  | 0.43215
0.28961 |  | 0.43215
0.28961 |  | 0.43208
0.28949 |  | 0.43197
0.28949 |  | 0.43197
0.28949 |  | 0.43197
0.28949 |  | 0.43197
0.28949 |  | 0.43197
0.28949 |  | 0.43186
0.28949 |  | 0.43186
0.28949 |  | 0.43186
0.28949 |  | 0.43186
0.28949 |  | 0.43186
0.28949 |  | 0.43186
0.28941 |  | 0.43186
0.28928 |  | 0.43186
0.28928 |  | 0.43172
0.28928 |  | 0.43149
0.28928 |  | 0.43149
0.2892 |  | 0.43149
0.2892 |  | 0.43149
0.2891 |  | 0.43141
0.2891 |  | 0.43131
0.2891 |  | 0.43131
0.2891 |  | 0.43131
0.28898 |  | 0.43131
0.28898 |  | 0.43131
0.28898 |  | 0.43131
0.28898 |  | 0.43131
0.28898 |  | 0.43131
0.28898 |  | 0.43131
0.28898 |  | 0.43131
0.28898 |  | 0.43116
0.28898 |  | 0.43116
0.28898 |  | 0.43086
0.28898 |  | 0.43086
0.28898 |  | 0.43086
0.28898 |  | 0.43075
0.28898 |  | 0.43075
0.28878 |  | 0.43075
0.28857 |  | 0.43075
0.28857 |  | 0.43075
0.28857 |  | 0.43075
0.28857 |  | 0.43075
0.28857 |  | 0.43075
0.28857 |  | 0.43061
0.28857 |  | 0.43061
0.28857 |  | 0.43061
0.28857 |  | 0.43061
0.28857 |  | 0.43061
0.28857 |  | 0.43053
0.28857 |  | 0.43053
0.28849 |  | 0.43053
0.28849 |  | 0.43053
0.28849 |  | 0.43053
0.2884 |  | 0.43041
0.2884 |  | 0.43041
0.2884 |  | 0.4303
0.2884 |  | 0.4303
0.28827 |  | 0.4302
0.28827 |  | 0.4302
0.28827 |  | 0.4302
0.28827 |  | 0.4302
0.28827 |  | 0.4302
0.28815 |  | 0.43012
0.28815 |  | 0.43012
0.28815 |  | 0.43012
0.28807 |  | 0.43012
0.28807 |  | 0.43012
0.28807 |  | 0.43012
0.28807 |  | 0.43012
0.28807 |  | 0.43012
0.28807 |  | 0.42998
0.28807 |  | 0.42998
0.28807 |  | 0.42987
0.28807 |  | 0.42987
0.28807 |  | 0.42987
0.28807 |  | 0.42979
0.28807 |  | 0.42957
0.28799 |  | 0.42957
0.28787 |  | 0.42957
0.28787 |  | 0.42957
0.28787 |  | 0.42957
0.28787 |  | 0.42957
0.28787 |  | 0.42957
0.28787 |  | 0.42957
0.28787 |  | 0.42957
0.28787 |  | 0.42943
0.28787 |  | 0.42938
0.28774 |  | 0.42938
0.28774 |  | 0.42938
0.28774 |  | 0.42924
0.28774 |  | 0.42924
0.28774 |  | 0.42924
0.28774 |  | 0.42924
0.28764 |  | 0.42924
0.28756 |  | 0.42924
0.28756 |  | 0.42924
0.28748 |  | 0.42924
0.28748 |  | 0.42912
0.28748 |  | 0.42901
0.28736 |  | 0.42901
0.28736 |  | 0.42901
0.28736 |  | 0.42901
0.28736 |  | 0.42901
0.28736 |  | 0.42901
0.28736 |  | 0.42901
0.28736 |  | 0.42901
0.28736 |  | 0.4289
0.28736 |  | 0.4289
0.28736 |  | 0.4289
0.28736 |  | 0.42878
0.28736 |  | 0.42878
0.28736 |  | 0.42878
0.28736 |  | 0.42878
0.28736 |  | 0.42864
0.28736 |  | 0.42864
0.28736 |  | 0.42864
0.28736 |  | 0.42856
0.28728 |  | 0.42856
0.2872 |  | 0.42856
0.2872 |  | 0.42856
0.28695 |  | 0.42856
0.28695 |  | 0.42856
0.28685 |  | 0.42844
0.28685 |  | 0.42844
0.28685 |  | 0.42833
0.28685 |  | 0.42833
0.28685 |  | 0.42833
0.28685 |  | 0.42833
0.28685 |  | 0.42833
0.28685 |  | 0.42833
0.28685 |  | 0.42833
0.28685 |  | 0.42833
0.28685 |  | 0.42833
0.28685 |  | 0.42815
0.28685 |  | 0.42815
0.28685 |  | 0.42815
0.28685 |  | 0.42815
0.28685 |  | 0.42815
0.28685 |  | 0.42815
0.28677 |  | 0.42815
0.28677 |  | 0.42804
0.28669 |  | 0.42804
0.28657 |  | 0.42804
0.28657 |  | 0.4279
0.28657 |  | 0.4279
0.28657 |  | 0.4279
0.28657 |  | 0.42778
0.28645 |  | 0.42778
0.28645 |  | 0.42778
0.28645 |  | 0.4277
0.28645 |  | 0.4277
0.28645 |  | 0.42759
0.28645 |  | 0.42759
0.28637 |  | 0.42759
0.28637 |  | 0.42749
0.28637 |  | 0.42737
0.28637 |  | 0.42729
0.28637 |  | 0.42729
0.28637 |  | 0.42715
0.28637 |  | 0.42715
0.28637 |  | 0.42715
0.28624 |  | 0.42715
0.28624 |  | 0.42715
0.28624 |  | 0.42715
0.28624 |  | 0.42715
0.28624 |  | 0.42715
0.28624 |  | 0.42715
0.28624 |  | 0.42715
0.28624 |  | 0.42715
0.28624 |  | 0.42715
0.28607 |  | 0.42715
0.28607 |  | 0.42715
0.28607 |  | 0.42715
0.28607 |  | 0.42696
0.28607 |  | 0.42696
0.28607 |  | 0.42696
0.28595 |  | 0.42696
0.28595 |  | 0.42682
0.28595 |  | 0.42682
0.28595 |  | 0.4267
0.28595 |  | 0.4267
0.28574 |  | 0.4267
0.28574 |  | 0.4267
0.28574 |  | 0.4267
0.28574 |  | 0.4267
0.28574 |  | 0.42659
0.28574 |  | 0.42659
0.28574 |  | 0.42659
0.28574 |  | 0.42648
0.28574 |  | 0.42648
0.28574 |  | 0.42648
0.28574 |  | 0.42648
0.28574 |  | 0.42648
0.28574 |  | 0.42648
0.28574 |  | 0.42648
0.28574 |  | 0.42629
0.28574 |  | 0.42629
0.28574 |  | 0.42629
0.28566 |  | 0.42614
0.28544 |  | 0.42614
0.28544 |  | 0.42614
0.28536 |  | 0.42614
0.28536 |  | 0.42614
0.28536 |  | 0.42614
0.28536 |  | 0.42614
0.28536 |  | 0.42604
0.28536 |  | 0.42604
0.28523 |  | 0.42604
0.28523 |  | 0.42604
0.28523 |  | 0.42604
0.28523 |  | 0.42596
0.28523 |  | 0.42585
0.28523 |  | 0.42585
0.28523 |  | 0.42559
0.28523 |  | 0.42559
0.28523 |  | 0.42559
0.28523 |  | 0.42559
0.28523 |  | 0.42559
0.28523 |  | 0.42559
0.28523 |  | 0.42559
0.28523 |  | 0.42559
0.28515 |  | 0.42559
0.28507 |  | 0.42559
0.28507 |  | 0.42559
0.28507 |  | 0.42559
0.28507 |  | 0.42559
0.28507 |  | 0.42559
0.28507 |  | 0.42547
0.28495 |  | 0.42536
0.28495 |  | 0.42528
0.28495 |  | 0.42518
0.28495 |  | 0.42518
0.28495 |  | 0.42518
0.28485 |  | 0.42518
0.28485 |  | 0.42504
0.28485 |  | 0.42504
0.28485 |  | 0.42504
0.28485 |  | 0.42504
0.28485 |  | 0.42504
0.28485 |  | 0.42504
0.28485 |  | 0.42504
0.28485 |  | 0.42504
0.28485 |  | 0.42504
0.28473 |  | 0.42504
0.28473 |  | 0.42504
0.28465 |  | 0.42492
0.28457 |  | 0.42481
0.28457 |  | 0.42462
0.28457 |  | 0.42462
0.28457 |  | 0.42462
0.28457 |  | 0.42462
0.28444 |  | 0.42462
0.28444 |  | 0.42462
0.28444 |  | 0.42462
0.28444 |  | 0.42448
0.28444 |  | 0.42448
0.28435 |  | 0.42448
0.28435 |  | 0.42448
0.28435 |  | 0.42448
0.28435 |  | 0.42448
0.28435 |  | 0.42448
0.28435 |  | 0.42448
0.28435 |  | 0.42437
0.28427 |  | 0.42437
0.28427 |  | 0.42437
0.28427 |  | 0.42437
0.28427 |  | 0.42425
0.28427 |  | 0.42407
0.28414 |  | 0.42407
0.28402 |  | 0.42407
0.28402 |  | 0.42407
0.28402 |  | 0.42407
0.28402 |  | 0.42407
0.28402 |  | 0.42393
0.28402 |  | 0.42393
0.28402 |  | 0.42382
0.28394 |  | 0.42382
0.28394 |  | 0.42382
0.28394 |  | 0.42382
0.28394 |  | 0.42382
0.28394 |  | 0.42371
0.28394 |  | 0.42371
0.28394 |  | 0.42371
0.28394 |  | 0.42363
0.28394 |  | 0.42363
0.28394 |  | 0.42351
0.28394 |  | 0.42351
0.28394 |  | 0.42351
0.28394 |  | 0.42351
0.28394 |  | 0.42351
0.28394 |  | 0.42351
0.28381 |  | 0.42351
0.28364 |  | 0.42351
0.28364 |  | 0.42351
0.28364 |  | 0.42351
0.28364 |  | 0.42351
0.28364 |  | 0.42337
0.28364 |  | 0.42326
0.28351 |  | 0.42326
0.28351 |  | 0.42326
0.28351 |  | 0.42316
0.28351 |  | 0.42316
0.28351 |  | 0.42316
0.28351 |  | 0.42304
0.28351 |  | 0.42304
0.28343 |  | 0.42304
0.28343 |  | 0.42296
0.28343 |  | 0.42296
0.28343 |  | 0.42296
0.28343 |  | 0.42296
0.28343 |  | 0.42296
0.28343 |  | 0.42296
0.28343 |  | 0.42285
0.28343 |  | 0.42285
0.28343 |  | 0.42285
0.28343 |  | 0.42285
0.28343 |  | 0.42271
0.28343 |  | 0.42271
0.28343 |  | 0.42271
0.28333 |  | 0.42271
0.28333 |  | 0.42271
0.28325 |  | 0.42259
0.28325 |  | 0.42248
0.28325 |  | 0.42241
0.28325 |  | 0.42241
0.28313 |  | 0.42241
0.28313 |  | 0.42241
0.28313 |  | 0.42241
0.28313 |  | 0.42241
0.28313 |  | 0.4223
0.28293 |  | 0.4223
0.28293 |  | 0.4223
0.28293 |  | 0.4223
0.28293 |  | 0.4223
0.28293 |  | 0.4223
0.28293 |  | 0.4223
0.28293 |  | 0.42222
0.28293 |  | 0.42222
0.28293 |  | 0.4221
0.28293 |  | 0.42199
0.28293 |  | 0.42199
0.28293 |  | 0.42185
0.28293 |  | 0.42185
0.28283 |  | 0.42185
0.28283 |  | 0.42185
0.28283 |  | 0.42185
0.28283 |  | 0.42185
0.28283 |  | 0.42185
0.28283 |  | 0.42174
0.28283 |  | 0.42174
0.28283 |  | 0.42166
0.28275 |  | 0.42166
0.28275 |  | 0.42166
0.28275 |  | 0.42166
0.28267 |  | 0.42166
0.28267 |  | 0.42166
0.28267 |  | 0.42166
0.28255 |  | 0.42166
0.28255 |  | 0.42154
0.28255 |  | 0.42154
0.28242 |  | 0.42154
0.28242 |  | 0.42147
0.28242 |  | 0.42136
0.28242 |  | 0.42136
0.28242 |  | 0.42125
0.28242 |  | 0.42125
0.28242 |  | 0.42125
0.28242 |  | 0.42125
0.28242 |  | 0.42125
0.28242 |  | 0.42125
0.28232 |  | 0.42125
0.28232 |  | 0.42111
0.28232 |  | 0.42111
0.28232 |  | 0.42111
0.28232 |  | 0.42111
0.2822 |  | 0.42111
0.2822 |  | 0.42099
0.2822 |  | 0.42099
0.2822 |  | 0.42099
0.2822 |  | 0.42099
0.2822 |  | 0.42099
0.2822 |  | 0.42091
0.2822 |  | 0.4208
0.2822 |  | 0.42066
0.28212 |  | 0.42066
0.28212 |  | 0.42066
0.28204 |  | 0.42066
0.28204 |  | 0.42056
0.28204 |  | 0.42056
0.28191 |  | 0.42056
0.28191 |  | 0.42056
0.28191 |  | 0.42056
0.28191 |  | 0.42056
0.28191 |  | 0.42036
0.28191 |  | 0.42036
0.28191 |  | 0.42036
0.28191 |  | 0.42036
0.28191 |  | 0.42036
0.28191 |  | 0.42036
0.28191 |  | 0.42036
0.28179 |  | 0.42036
0.28179 |  | 0.42025
0.28179 |  | 0.42025
0.28179 |  | 0.42025
0.28179 |  | 0.42025
0.28169 |  | 0.42025
0.28169 |  | 0.42025
0.28161 |  | 0.42025
0.28161 |  | 0.42017
0.28161 |  | 0.42017
0.28161 |  | 0.42017
0.28161 |  | 0.42017
0.28161 |  | 0.42017
0.28161 |  | 0.42007
0.28161 |  | 0.42007
0.28161 |  | 0.41992
0.28161 |  | 0.4198
0.28161 |  | 0.4198
0.28149 |  | 0.41969
0.28149 |  | 0.41969
0.28149 |  | 0.41969
0.28149 |  | 0.41969
0.28149 |  | 0.41969
0.28141 |  | 0.41969
0.28141 |  | 0.41969
0.28141 |  | 0.41969
0.28141 |  | 0.41969
0.28141 |  | 0.41969
0.28141 |  | 0.41969
0.28141 |  | 0.41962
0.28129 |  | 0.41962
0.28121 |  | 0.41962
0.28121 |  | 0.41962
0.28121 |  | 0.41939
0.28121 |  | 0.41928
0.28121 |  | 0.41928
0.28121 |  | 0.41928
0.28121 |  | 0.41928
0.28121 |  | 0.41928
0.28108 |  | 0.41928
0.28108 |  | 0.41928
0.28108 |  | 0.41914
0.28108 |  | 0.41914
0.28108 |  | 0.41914
0.28108 |  | 0.41914
0.28108 |  | 0.41914
0.28099 |  | 0.41914
0.28099 |  | 0.41914
0.28099 |  | 0.41914
0.28099 |  | 0.41914
0.28099 |  | 0.41903
0.28099 |  | 0.41903
0.28091 |  | 0.41903
0.28083 |  | 0.41895
0.28083 |  | 0.41895
0.28083 |  | 0.41873
0.28083 |  | 0.41873
0.28083 |  | 0.41873
0.28083 |  | 0.41873
0.2807 |  | 0.41873
0.2807 |  | 0.41873
0.2807 |  | 0.41873
0.2807 |  | 0.41873
0.2807 |  | 0.41873
0.2807 |  | 0.41873
0.2807 |  | 0.41873
0.28058 |  | 0.41862
0.28058 |  | 0.41854
0.28058 |  | 0.4184
0.28058 |  | 0.4184
0.28048 |  | 0.41828
0.28048 |  | 0.41828
0.28048 |  | 0.41828
0.28048 |  | 0.41828
0.28048 |  | 0.41828
0.28048 |  | 0.41828
0.28048 |  | 0.41817
0.28048 |  | 0.41817
0.28048 |  | 0.41817
0.28048 |  | 0.41817
0.28048 |  | 0.41817
0.2804 |  | 0.41817
0.2804 |  | 0.41817
0.2804 |  | 0.41817
0.2804 |  | 0.41806
0.2804 |  | 0.41806
0.28032 |  | 0.41806
0.2802 |  | 0.41806
0.2802 |  | 0.41799
0.2802 |  | 0.41799
0.2802 |  | 0.41799
0.2802 |  | 0.41799
0.28007 |  | 0.41787
0.28007 |  | 0.41787
0.28007 |  | 0.41772
0.28007 |  | 0.41772
0.28007 |  | 0.41772
0.28007 |  | 0.41772
0.28007 |  | 0.41772
0.28007 |  | 0.41772
0.27999 |  | 0.41772
0.27999 |  | 0.41762
0.27999 |  | 0.41751
0.27999 |  | 0.41751
0.27999 |  | 0.41751
0.27999 |  | 0.41751
0.27999 |  | 0.41739
0.27999 |  | 0.41739
0.27989 |  | 0.41731
0.27989 |  | 0.41731
0.27989 |  | 0.41731
0.27977 |  | 0.41731
0.27969 |  | 0.41731
0.27969 |  | 0.41717
0.27969 |  | 0.41717
0.27969 |  | 0.41706
0.27969 |  | 0.41706
0.27969 |  | 0.41695
0.27969 |  | 0.41695
0.27969 |  | 0.41695
0.27969 |  | 0.41695
0.27957 |  | 0.41695
0.27948 |  | 0.41695
0.27948 |  | 0.41695
0.27948 |  | 0.41683
0.27948 |  | 0.41683
0.27948 |  | 0.41683
0.27948 |  | 0.41683
0.27936 |  | 0.41683
0.27936 |  | 0.41683
0.27936 |  | 0.41683
0.27936 |  | 0.41658
0.27936 |  | 0.41658
0.27936 |  | 0.41658
0.27936 |  | 0.4164
0.27928 |  | 0.4164
0.27928 |  | 0.4164
0.27928 |  | 0.4164
0.27928 |  | 0.41628
0.27928 |  | 0.41628
0.27928 |  | 0.41628
0.27928 |  | 0.41628
0.27928 |  | 0.41628
0.27928 |  | 0.41628
0.2792 |  | 0.41628
0.27908 |  | 0.41628
0.27908 |  | 0.41617
0.27908 |  | 0.41617
0.27908 |  | 0.41617
0.27908 |  | 0.41617
0.27908 |  | 0.41617
0.27898 |  | 0.41617
0.27898 |  | 0.41617
0.27898 |  | 0.41617
0.27898 |  | 0.41597
0.27886 |  | 0.41597
0.27886 |  | 0.41597
0.27886 |  | 0.41597
0.27886 |  | 0.41597
0.27886 |  | 0.41597
0.27878 |  | 0.41597
0.27878 |  | 0.41587
0.27878 |  | 0.41587
0.27878 |  | 0.41587
0.27878 |  | 0.41587
0.27878 |  | 0.41573
0.27878 |  | 0.41561
0.27878 |  | 0.41561
0.27878 |  | 0.41561
0.27878 |  | 0.41561
0.27878 |  | 0.41561
0.27878 |  | 0.4155
0.2787 |  | 0.41542
0.2787 |  | 0.41542
0.2787 |  | 0.41542
0.2787 |  | 0.41542
0.2787 |  | 0.41542
0.2787 |  | 0.41528
0.27858 |  | 0.41528
0.27858 |  | 0.41528
0.27858 |  | 0.41528
0.27858 |  | 0.41528
0.27858 |  | 0.41517
0.27858 |  | 0.41517
0.27858 |  | 0.41506
0.27845 |  | 0.41506
0.27845 |  | 0.41506
0.27837 |  | 0.41506
0.27837 |  | 0.41498
0.27837 |  | 0.41486
0.27827 |  | 0.41486
0.27827 |  | 0.41486
0.27827 |  | 0.41486
0.27819 |  | 0.41486
0.27819 |  | 0.41486
0.27819 |  | 0.41486
0.27819 |  | 0.41472
0.27819 |  | 0.41472
0.27819 |  | 0.41472
0.27807 |  | 0.41472
0.27807 |  | 0.41472
0.27807 |  | 0.41472
0.27807 |  | 0.41472
0.27807 |  | 0.41465
0.27807 |  | 0.41454
0.27807 |  | 0.41443
0.27807 |  | 0.41443
0.27807 |  | 0.41443
0.27807 |  | 0.41443
0.27807 |  | 0.41443
0.27807 |  | 0.41431
0.27807 |  | 0.41431
0.27807 |  | 0.41431
0.27807 |  | 0.41431
0.27807 |  | 0.41431
0.27807 |  | 0.41431
0.27807 |  | 0.41431
0.27807 |  | 0.41431
0.27787 |  | 0.4142
0.27787 |  | 0.41412
0.27787 |  | 0.41412
0.27787 |  | 0.41412
0.27787 |  | 0.41412
0.27777 |  | 0.41412
0.27777 |  | 0.41412
0.27777 |  | 0.41412
0.27777 |  | 0.414
0.27764 |  | 0.414
0.27764 |  | 0.41386
0.27764 |  | 0.41386
0.27756 |  | 0.41386
0.27756 |  | 0.41376
0.27756 |  | 0.41376
0.27756 |  | 0.41376
0.27756 |  | 0.41376
0.27756 |  | 0.41376
0.27756 |  | 0.41376
0.27756 |  | 0.41376
0.27756 |  | 0.41376
0.27756 |  | 0.41376
0.27756 |  | 0.41365
0.27756 |  | 0.41357
0.27756 |  | 0.41357
0.27756 |  | 0.41357
0.27756 |  | 0.41357
0.27756 |  | 0.41334
0.27736 |  | 0.41334
0.27736 |  | 0.41334
0.27736 |  | 0.4132
0.27736 |  | 0.4132
0.27736 |  | 0.4132
0.27736 |  | 0.4132
0.27736 |  | 0.4132
0.27736 |  | 0.4132
0.27736 |  | 0.4132
0.27736 |  | 0.4132
0.27736 |  | 0.4132
0.27736 |  | 0.4132
0.27736 |  | 0.41312
0.27736 |  | 0.41301
0.27736 |  | 0.41301
0.27736 |  | 0.41301
0.27728 |  | 0.4129
0.27728 |  | 0.4129
0.27728 |  | 0.4129
0.27716 |  | 0.4129
0.27716 |  | 0.4129
0.27706 |  | 0.41279
0.27706 |  | 0.41265
0.27706 |  | 0.41265
0.27706 |  | 0.41265
0.27706 |  | 0.41265
0.27698 |  | 0.41257
0.27698 |  | 0.41257
0.27698 |  | 0.41257
0.27698 |  | 0.41257
0.27698 |  | 0.41257
0.27698 |  | 0.41257
0.27686 |  | 0.41257
0.27686 |  | 0.41257
0.27686 |  | 0.41257
0.27686 |  | 0.41257
0.27686 |  | 0.41243
0.27686 |  | 0.41231
0.27686 |  | 0.41209
0.27678 |  | 0.41209
0.27678 |  | 0.41209
0.27678 |  | 0.41209
0.27678 |  | 0.41209
0.2767 |  | 0.41202
0.2767 |  | 0.41202
0.2767 |  | 0.41202
0.2767 |  | 0.41202
0.2767 |  | 0.41202
0.27657 |  | 0.41202
0.27648 |  | 0.41202
0.27648 |  | 0.41202
0.27648 |  | 0.41202
0.27648 |  | 0.41202
0.27648 |  | 0.41182
0.27648 |  | 0.41182
0.27648 |  | 0.41182
0.27648 |  | 0.41182
0.27648 |  | 0.41171
0.2764 |  | 0.41171
0.2764 |  | 0.41171
0.2764 |  | 0.41171
0.2764 |  | 0.41171
0.27632 |  | 0.4116
0.27632 |  | 0.41146
0.27619 |  | 0.41146
0.27619 |  | 0.41146
0.27619 |  | 0.41146
0.27619 |  | 0.41146
0.27619 |  | 0.41138
0.27619 |  | 0.41138
0.27619 |  | 0.41138
0.27619 |  | 0.41138
0.27619 |  | 0.41138
0.27619 |  | 0.41138
0.27619 |  | 0.41126
0.27619 |  | 0.41112
0.27619 |  | 0.41102
0.27619 |  | 0.41102
0.27619 |  | 0.41102
0.27619 |  | 0.41102
0.27607 |  | 0.41102
0.27607 |  | 0.41102
0.27599 |  | 0.41094
0.27599 |  | 0.41094
0.27599 |  | 0.41094
0.27589 |  | 0.41083
0.27589 |  | 0.41083
0.27589 |  | 0.41083
0.27589 |  | 0.41083
0.27589 |  | 0.41083
0.27589 |  | 0.41083
0.27589 |  | 0.41083
0.27589 |  | 0.41083
0.27589 |  | 0.41069
0.27589 |  | 0.41057
0.27589 |  | 0.41057
0.27589 |  | 0.41057
0.27589 |  | 0.41057
0.27573 |  | 0.41057
0.2756 |  | 0.41046
0.2756 |  | 0.41038
0.2756 |  | 0.41038
0.2756 |  | 0.41038
0.2756 |  | 0.41038
0.27548 |  | 0.41038
0.27548 |  | 0.41024
0.27548 |  | 0.41013
0.27548 |  | 0.41013
0.27548 |  | 0.41013
0.27548 |  | 0.41013
0.27548 |  | 0.41001
0.27548 |  | 0.41001
0.27548 |  | 0.41001
0.27548 |  | 0.41001
0.27548 |  | 0.41001
0.27548 |  | 0.41001
0.27538 |  | 0.41001
0.27538 |  | 0.40991
0.27538 |  | 0.40991
0.27538 |  | 0.40991
0.27538 |  | 0.40991
0.27538 |  | 0.40983
0.27538 |  | 0.40972
0.27538 |  | 0.40972
0.27531 |  | 0.40972
0.27531 |  | 0.40972
0.27531 |  | 0.40972
0.27522 |  | 0.40972
0.2751 |  | 0.40972
0.2751 |  | 0.40958
0.2751 |  | 0.40958
0.2751 |  | 0.40958
0.2751 |  | 0.4095
0.2751 |  | 0.4095
0.27498 |  | 0.40938
0.27498 |  | 0.40938
0.27498 |  | 0.40938
0.27498 |  | 0.40938
0.27498 |  | 0.40938
0.27498 |  | 0.40928
0.27488 |  | 0.40928
0.27488 |  | 0.40917
0.27488 |  | 0.40917
0.27488 |  | 0.40917
0.27488 |  | 0.40917
0.27488 |  | 0.40917
0.27488 |  | 0.40917
0.27488 |  | 0.40902
0.27488 |  | 0.40902
0.27488 |  | 0.40902
0.27488 |  | 0.40892
0.27488 |  | 0.40892
0.27488 |  | 0.40892
0.2748 |  | 0.40892
0.2748 |  | 0.40884
0.2748 |  | 0.40884
0.2748 |  | 0.40884
0.2748 |  | 0.40872
0.2748 |  | 0.40872
0.27472 |  | 0.40872
0.27472 |  | 0.40872
0.27472 |  | 0.40872
0.2746 |  | 0.40872
0.2746 |  | 0.40872
0.2746 |  | 0.40872
0.27447 |  | 0.40861
0.27447 |  | 0.40861
0.27447 |  | 0.40861
0.27447 |  | 0.40861
0.27447 |  | 0.40847
0.27447 |  | 0.40847
0.27447 |  | 0.40847
0.27447 |  | 0.40847
0.27447 |  | 0.40847
0.27439 |  | 0.40847
0.27439 |  | 0.40847
0.27439 |  | 0.40827
0.27429 |  | 0.40827
0.27429 |  | 0.40817
0.27429 |  | 0.40817
0.27429 |  | 0.40817
0.27429 |  | 0.40817
0.27429 |  | 0.40817
0.27429 |  | 0.40817
0.27417 |  | 0.40817
0.27417 |  | 0.40806
0.27417 |  | 0.40806
0.27417 |  | 0.40806
0.27417 |  | 0.40806
0.27417 |  | 0.40794
0.27417 |  | 0.40794
0.27417 |  | 0.40786
0.27417 |  | 0.40786
0.27417 |  | 0.40786
0.27409 |  | 0.40786
0.27409 |  | 0.40786
0.27409 |  | 0.40772
0.27388 |  | 0.40772
0.27388 |  | 0.40772
0.27388 |  | 0.40772
0.27388 |  | 0.40772
0.27388 |  | 0.40761
0.27388 |  | 0.40761
0.27388 |  | 0.40761
0.27388 |  | 0.40761
0.27388 |  | 0.40761
0.27388 |  | 0.40761
0.27388 |  | 0.40749
0.27388 |  | 0.40749
0.27388 |  | 0.40742
0.27388 |  | 0.40731
0.27388 |  | 0.40731
0.27376 |  | 0.40731
0.27376 |  | 0.40731
0.27376 |  | 0.40731
0.27376 |  | 0.40716
0.27376 |  | 0.40716
0.27366 |  | 0.40716
0.27366 |  | 0.40716
0.27366 |  | 0.40716
0.27366 |  | 0.40716
0.27358 |  | 0.40716
0.27358 |  | 0.40706
0.27358 |  | 0.40706
0.27358 |  | 0.40706
0.27358 |  | 0.40694
0.27358 |  | 0.40694
0.27358 |  | 0.40694
0.27358 |  | 0.40683
0.27358 |  | 0.40675
0.27358 |  | 0.40675
0.27346 |  | 0.40675
0.27346 |  | 0.40675
0.27346 |  | 0.40675
0.27346 |  | 0.40675
0.27346 |  | 0.40675
0.27346 |  | 0.40675
0.27346 |  | 0.40675
0.27346 |  | 0.40661
0.27333 |  | 0.40661
0.27333 |  | 0.40661
0.27326 |  | 0.40661
0.27326 |  | 0.40653
0.27326 |  | 0.40653
0.27326 |  | 0.40641
0.27318 |  | 0.40641
0.27318 |  | 0.40641
0.27313 |  | 0.40641
0.27308 |  | 0.40631
0.27308 |  | 0.40631
0.27308 |  | 0.40631
0.27308 |  | 0.40631
0.27308 |  | 0.40631
0.27308 |  | 0.40631
0.27295 |  | 0.4062
0.27295 |  | 0.4062
0.27295 |  | 0.4062
0.27295 |  | 0.4062
0.27295 |  | 0.40608
0.27295 |  | 0.40594
0.27295 |  | 0.40594
0.27295 |  | 0.40594
0.27295 |  | 0.40586
0.27295 |  | 0.40586
0.27295 |  | 0.40586
0.27295 |  | 0.40586
0.27295 |  | 0.40575
0.27295 |  | 0.40575
0.27295 |  | 0.40575
0.27295 |  | 0.40575
0.27283 |  | 0.40564
0.27283 |  | 0.40564
0.27283 |  | 0.40564
0.27275 |  | 0.40564
0.27275 |  | 0.40564
0.27267 |  | 0.40564
0.27267 |  | 0.40564
0.27267 |  | 0.40552
0.27267 |  | 0.40552
0.27267 |  | 0.40552
0.27267 |  | 0.40552
0.27257 |  | 0.40552
0.27257 |  | 0.40545
0.27257 |  | 0.40545
0.27257 |  | 0.40545
0.27244 |  | 0.4052
0.27244 |  | 0.4052
0.27244 |  | 0.4052
0.27244 |  | 0.4052
0.27244 |  | 0.40509
0.27244 |  | 0.40509
0.27232 |  | 0.40509
0.27232 |  | 0.40509
0.27232 |  | 0.40509
0.27232 |  | 0.40509
0.27232 |  | 0.40509
0.27232 |  | 0.40509
0.27232 |  | 0.40509
0.27232 |  | 0.40497
0.27232 |  | 0.40497
0.27232 |  | 0.40497
0.27232 |  | 0.40489
0.27232 |  | 0.40489
0.27232 |  | 0.40489
0.27224 |  | 0.40489
0.27224 |  | 0.40489
0.27224 |  | 0.40489
0.27224 |  | 0.40479
0.27224 |  | 0.40479
0.27224 |  | 0.40464
0.27224 |  | 0.40464
0.27216 |  | 0.40464
0.27216 |  | 0.40441
0.27216 |  | 0.40441
0.27194 |  | 0.40434
0.27194 |  | 0.40434
0.27182 |  | 0.40434
0.27182 |  | 0.40434
0.27182 |  | 0.40434
0.27182 |  | 0.40434
0.27182 |  | 0.40434
0.27182 |  | 0.40434
0.27182 |  | 0.40434
0.27182 |  | 0.40434
0.27182 |  | 0.40434
0.27182 |  | 0.40423
0.27174 |  | 0.40423
0.27174 |  | 0.40423
0.27174 |  | 0.40423
0.27174 |  | 0.40412
0.27174 |  | 0.40398
0.27174 |  | 0.4039
0.27174 |  | 0.4039
0.27174 |  | 0.40378
0.27174 |  | 0.40378
0.27174 |  | 0.40378
0.27174 |  | 0.40378
0.27174 |  | 0.40378
0.27174 |  | 0.40378
0.27174 |  | 0.40378
0.27174 |  | 0.40378
0.27174 |  | 0.40378
0.27161 |  | 0.40378
0.27156 |  | 0.40378
0.27152 |  | 0.40378
0.27144 |  | 0.40378
0.27144 |  | 0.40378
0.27144 |  | 0.40368
0.27144 |  | 0.40354
0.27144 |  | 0.40354
0.27144 |  | 0.40354
0.27136 |  | 0.40354
0.27136 |  | 0.40335
0.27136 |  | 0.40335
0.27136 |  | 0.40335
0.27136 |  | 0.40323
0.27136 |  | 0.40323
0.27123 |  | 0.40323
0.27123 |  | 0.40323
0.27123 |  | 0.40323
0.27123 |  | 0.40323
0.27123 |  | 0.40323
0.27123 |  | 0.40323
0.27123 |  | 0.40323
0.27123 |  | 0.40323
0.27123 |  | 0.40323
0.27123 |  | 0.40323
0.27123 |  | 0.40323
0.27123 |  | 0.40303
0.27123 |  | 0.40278
0.27123 |  | 0.40278
0.27123 |  | 0.40278
0.27111 |  | 0.40278
0.27111 |  | 0.40278
0.27111 |  | 0.40278
0.27103 |  | 0.40267
0.27103 |  | 0.40267
0.27103 |  | 0.40267
0.27093 |  | 0.4026
0.27093 |  | 0.4026
0.27093 |  | 0.4026
0.27093 |  | 0.4026
0.27085 |  | 0.4026
0.27085 |  | 0.40249
0.27072 |  | 0.40249
0.27072 |  | 0.40249
0.27072 |  | 0.40249
0.27072 |  | 0.40249
0.27072 |  | 0.40249
0.27072 |  | 0.40249
0.27072 |  | 0.40249
0.27072 |  | 0.40249
0.27072 |  | 0.40237
0.27072 |  | 0.40229
0.27072 |  | 0.40229
0.27072 |  | 0.40229
0.27072 |  | 0.40229
0.27072 |  | 0.40229
0.27072 |  | 0.40229
0.27072 |  | 0.40204
0.27072 |  | 0.40204
0.27064 |  | 0.40204
0.27064 |  | 0.40204
0.27064 |  | 0.40204
0.27064 |  | 0.40204
0.27064 |  | 0.40204
0.27064 |  | 0.40204
0.27064 |  | 0.40204
0.27064 |  | 0.40204
0.27052 |  | 0.40204
0.27052 |  | 0.40204
0.27052 |  | 0.40204
0.27052 |  | 0.40204
0.27052 |  | 0.40204
0.27052 |  | 0.40192
0.27044 |  | 0.40182
0.27034 |  | 0.40182
0.27034 |  | 0.40171
0.27034 |  | 0.40171
0.27034 |  | 0.40163
0.27034 |  | 0.40163
0.27034 |  | 0.40163
0.27034 |  | 0.40163
0.27034 |  | 0.40163
0.27034 |  | 0.40163
0.27027 |  | 0.40163
0.27014 |  | 0.40163
0.27014 |  | 0.40163
0.27014 |  | 0.40149
0.27014 |  | 0.40149
0.27014 |  | 0.40149
0.27014 |  | 0.40149
0.27014 |  | 0.40149
0.27014 |  | 0.40149
0.27014 |  | 0.40149
0.27014 |  | 0.40149
0.27006 |  | 0.40149
0.27006 |  | 0.40138
0.27006 |  | 0.40127
0.27006 |  | 0.40127
0.27006 |  | 0.40115
0.27006 |  | 0.40115
0.27006 |  | 0.40108
0.27006 |  | 0.40108
0.27006 |  | 0.40108
0.27006 |  | 0.40108
0.27006 |  | 0.40108
0.26996 |  | 0.40108
0.26996 |  | 0.40108
0.26996 |  | 0.40108
0.26996 |  | 0.40108
0.26996 |  | 0.40108
0.26996 |  | 0.40108
0.26996 |  | 0.40108
0.26996 |  | 0.40108
0.26988 |  | 0.40093
0.2698 |  | 0.40093
0.2698 |  | 0.40081
0.2698 |  | 0.40081
0.2698 |  | 0.40081
0.26967 |  | 0.40081
0.26967 |  | 0.40081
0.26967 |  | 0.40081
0.26967 |  | 0.40063
0.26967 |  | 0.40063
0.26967 |  | 0.40063
0.26967 |  | 0.40063
0.26967 |  | 0.40063
0.26955 |  | 0.40052
0.26955 |  | 0.40052
0.26955 |  | 0.40052
0.26955 |  | 0.40052
0.26955 |  | 0.40052
0.26955 |  | 0.40052
0.26955 |  | 0.40052
0.26955 |  | 0.4004
0.26955 |  | 0.4004
0.26955 |  | 0.4004
0.26955 |  | 0.40032
0.26955 |  | 0.40018
0.26947 |  | 0.40018
0.26937 |  | 0.40018
0.26937 |  | 0.40018
0.26937 |  | 0.40008
0.26937 |  | 0.40008
0.26937 |  | 0.40008
0.26937 |  | 0.39997
0.26937 |  | 0.39997
0.26937 |  | 0.39997
0.26937 |  | 0.39997
0.26937 |  | 0.39997
0.26937 |  | 0.39989
0.26929 |  | 0.39989
0.26929 |  | 0.39977
0.26917 |  | 0.39977
0.26917 |  | 0.39977
0.26917 |  | 0.39977
0.26904 |  | 0.39977
0.26904 |  | 0.39977
0.26904 |  | 0.39977
0.26904 |  | 0.39977
0.26904 |  | 0.39977
0.26904 |  | 0.39977
0.26904 |  | 0.39977
0.26904 |  | 0.39977
0.26904 |  | 0.39963
0.26904 |  | 0.39963
0.26904 |  | 0.39963
0.26904 |  | 0.39963
0.26904 |  | 0.39963
0.26904 |  | 0.39963
0.26904 |  | 0.39944
0.26904 |  | 0.39934
0.26896 |  | 0.39922
0.26896 |  | 0.39922
0.26896 |  | 0.39922
0.26896 |  | 0.39922
0.26896 |  | 0.39922
0.26884 |  | 0.39922
0.26884 |  | 0.39907
0.26884 |  | 0.39907
0.26884 |  | 0.39907
0.26884 |  | 0.39907
0.26884 |  | 0.39907
0.26875 |  | 0.39907
0.26875 |  | 0.39897
0.26875 |  | 0.39897
0.26875 |  | 0.39889
0.26875 |  | 0.39889
0.26875 |  | 0.39889
0.26854 |  | 0.39889
0.26854 |  | 0.39889
0.26854 |  | 0.39878
0.26854 |  | 0.39878
0.26854 |  | 0.39878
0.26854 |  | 0.39866
0.26854 |  | 0.39866
0.26842 |  | 0.39866
0.26842 |  | 0.39866
0.26842 |  | 0.39866
0.26842 |  | 0.39858
0.26842 |  | 0.39844
0.26834 |  | 0.39844
0.26834 |  | 0.39844
0.26834 |  | 0.39844
0.26834 |  | 0.39834
0.26834 |  | 0.39834
0.26834 |  | 0.39834
0.26834 |  | 0.39834
0.26834 |  | 0.39834
0.26834 |  | 0.39811
0.26834 |  | 0.39811
0.26834 |  | 0.39811
0.26834 |  | 0.39811
0.26834 |  | 0.39811
0.26834 |  | 0.39811
0.26834 |  | 0.39811
0.26834 |  | 0.39811
0.26834 |  | 0.39811
0.26834 |  | 0.39803
0.26834 |  | 0.39803
0.26834 |  | 0.39789
0.26834 |  | 0.39789
0.26822 |  | 0.39789
0.26804 |  | 0.39789
0.26783 |  | 0.39778
0.26783 |  | 0.39778
0.26783 |  | 0.39778
0.26783 |  | 0.39778
0.26783 |  | 0.39767
0.26783 |  | 0.39755
0.26783 |  | 0.39755
0.26783 |  | 0.39748
0.26783 |  | 0.39748
0.26783 |  | 0.39748
0.26783 |  | 0.39748
0.26783 |  | 0.39748
0.26783 |  | 0.39748
0.26783 |  | 0.39748
0.26783 |  | 0.39748
0.26783 |  | 0.39748
0.26783 |  | 0.39733
0.26783 |  | 0.39733
0.26783 |  | 0.39733
0.26783 |  | 0.39733
0.26783 |  | 0.39726
0.26783 |  | 0.39726
0.26783 |  | 0.39715
0.26783 |  | 0.39715
0.26783 |  | 0.39703
0.26783 |  | 0.39692
0.26775 |  | 0.39692
0.26767 |  | 0.39692
0.26755 |  | 0.39692
0.26755 |  | 0.39692
0.26755 |  | 0.39692
0.26742 |  | 0.39692
0.26742 |  | 0.39692
0.26742 |  | 0.39692
0.26742 |  | 0.39684
0.26742 |  | 0.3967
0.26732 |  | 0.3967
0.26732 |  | 0.3967
0.26732 |  | 0.3967
0.26732 |  | 0.3967
0.26732 |  | 0.39658
0.26732 |  | 0.39658
0.26732 |  | 0.39658
0.26732 |  | 0.39648
0.26732 |  | 0.39648
0.26732 |  | 0.39648
0.26732 |  | 0.39648
0.26732 |  | 0.39637
0.26732 |  | 0.39637
0.26732 |  | 0.39637
0.2672 |  | 0.39637
0.2672 |  | 0.39637
0.2672 |  | 0.39637
0.2672 |  | 0.39637
0.2672 |  | 0.39637
0.2672 |  | 0.39637
0.2672 |  | 0.39615
0.26712 |  | 0.39615
0.26712 |  | 0.39615
0.26712 |  | 0.39615
0.26712 |  | 0.39615
0.26712 |  | 0.39592
0.26712 |  | 0.39592
0.26712 |  | 0.39592
0.26712 |  | 0.39592
0.26712 |  | 0.39581
0.267 |  | 0.39581
0.267 |  | 0.39581
0.2669 |  | 0.39581
0.2669 |  | 0.39581
0.2669 |  | 0.39581
0.2669 |  | 0.39581
0.2669 |  | 0.39581
0.2669 |  | 0.39581
0.2669 |  | 0.39581
0.2669 |  | 0.39581
0.2669 |  | 0.39581
0.26682 |  | 0.39581
0.26682 |  | 0.39581
0.26682 |  | 0.39581
0.26682 |  | 0.39581
0.26682 |  | 0.39581
0.26682 |  | 0.39573
0.26682 |  | 0.39573
0.26682 |  | 0.39562
0.26662 |  | 0.39547
0.26662 |  | 0.39547
0.26662 |  | 0.39536
0.26662 |  | 0.39536
0.26662 |  | 0.39526
0.26662 |  | 0.39526
0.26662 |  | 0.39526
0.26662 |  | 0.39526
0.26662 |  | 0.39526
0.26662 |  | 0.39526
0.26662 |  | 0.39526
0.26662 |  | 0.39526
0.26649 |  | 0.39518
0.26639 |  | 0.39518
0.26639 |  | 0.39518
0.26639 |  | 0.39518
0.26639 |  | 0.39518
0.26639 |  | 0.39506
0.26639 |  | 0.39506
0.26639 |  | 0.39506
0.26639 |  | 0.39492
0.26639 |  | 0.39492
0.26639 |  | 0.39492
0.26627 |  | 0.39492
0.26627 |  | 0.39481
0.26627 |  | 0.39481
0.26627 |  | 0.39481
0.26619 |  | 0.39481
0.26619 |  | 0.39481
0.26619 |  | 0.39481
0.26619 |  | 0.3947
0.26619 |  | 0.3947
0.26619 |  | 0.3947
0.26611 |  | 0.3947
0.26611 |  | 0.39463
0.26611 |  | 0.39448
0.26611 |  | 0.39448
0.26611 |  | 0.39448
0.26611 |  | 0.39448
0.26611 |  | 0.39448
0.26611 |  | 0.39448
0.26611 |  | 0.39448
0.26611 |  | 0.39448
0.26611 |  | 0.39448
0.26611 |  | 0.39441
0.26611 |  | 0.39441
0.26611 |  | 0.3943
0.26611 |  | 0.3943
0.26611 |  | 0.39418
0.26611 |  | 0.39418
0.26611 |  | 0.39418
0.26586 |  | 0.39418
0.26576 |  | 0.39418
0.26576 |  | 0.39404
0.26576 |  | 0.39404
0.26576 |  | 0.39404
0.26576 |  | 0.39393
0.26576 |  | 0.39393
0.26576 |  | 0.39393
0.26576 |  | 0.39393
0.26576 |  | 0.39393
0.26576 |  | 0.39393
0.26576 |  | 0.39393
0.26568 |  | 0.39381
0.26568 |  | 0.39373
0.26568 |  | 0.39373
0.26568 |  | 0.39373
0.26568 |  | 0.39359
0.26568 |  | 0.39348
0.26568 |  | 0.39337
0.26556 |  | 0.39337
0.26556 |  | 0.39337
0.26548 |  | 0.39337
0.26548 |  | 0.39337
0.26548 |  | 0.39337
0.26548 |  | 0.39337
0.26548 |  | 0.39337
0.26548 |  | 0.39337
0.26548 |  | 0.39337
0.26548 |  | 0.39337
0.26548 |  | 0.39337
0.26548 |  | 0.39318
0.26548 |  | 0.39318
0.26548 |  | 0.39318
0.26548 |  | 0.39318
0.26548 |  | 0.39318
0.26548 |  | 0.39318
0.26548 |  | 0.39318
0.26536 |  | 0.39318
0.26536 |  | 0.39318
0.26535 |  | 0.39318
0.26535 |  | 0.39318
0.26527 |  | 0.39318
0.26527 |  | 0.39296
0.26527 |  | 0.39296
0.26527 |  | 0.39296
0.26527 |  | 0.39296
0.26527 |  | 0.39284
0.26518 |  | 0.39262
0.26506 |  | 0.39262
0.26506 |  | 0.39262
0.26506 |  | 0.39262
0.26506 |  | 0.39262
0.26506 |  | 0.39262
0.26506 |  | 0.39262
0.26506 |  | 0.39262
0.26506 |  | 0.39262
0.26506 |  | 0.39262
0.26506 |  | 0.39262
0.26506 |  | 0.39262
0.26506 |  | 0.39262
0.26506 |  | 0.39262
0.26506 |  | 0.39262
0.26506 |  | 0.39251
0.26506 |  | 0.39251
0.26498 |  | 0.39251
0.26498 |  | 0.39244
0.26498 |  | 0.39244
0.26498 |  | 0.39244
0.26498 |  | 0.39244
0.26498 |  | 0.39244
0.26498 |  | 0.39229
0.26485 |  | 0.39229
0.26485 |  | 0.39229
0.26485 |  | 0.39217
0.26485 |  | 0.39217
0.26477 |  | 0.39217
0.26477 |  | 0.39217
0.26477 |  | 0.39217
0.26465 |  | 0.39217
0.26465 |  | 0.39217
0.26455 |  | 0.39217
0.26455 |  | 0.39207
0.26455 |  | 0.39207
0.26455 |  | 0.39207
0.26455 |  | 0.39207
0.26455 |  | 0.39196
0.26455 |  | 0.39196
0.26455 |  | 0.39196
0.26455 |  | 0.39188
0.26455 |  | 0.39188
0.26455 |  | 0.39176
0.26455 |  | 0.39176
0.26455 |  | 0.39176
0.26455 |  | 0.39176
0.26455 |  | 0.39176
0.26455 |  | 0.39176
0.26455 |  | 0.39176
0.26455 |  | 0.39176
0.26455 |  | 0.39151
0.26455 |  | 0.39151
0.26455 |  | 0.39151
0.26455 |  | 0.39144
0.26455 |  | 0.39144
0.26455 |  | 0.39144
0.26443 |  | 0.39144
0.26443 |  | 0.39144
0.26435 |  | 0.39132
0.26435 |  | 0.39132
0.26431 |  | 0.39132
0.26427 |  | 0.39132
0.26427 |  | 0.39132
0.26427 |  | 0.39121
0.26427 |  | 0.39121
0.26427 |  | 0.39121
0.26427 |  | 0.39121
0.26427 |  | 0.39121
0.26427 |  | 0.39121
0.26427 |  | 0.39121
0.26427 |  | 0.39121
0.26417 |  | 0.39107
0.26404 |  | 0.39095
0.26404 |  | 0.39095
0.26404 |  | 0.39095
0.26404 |  | 0.39095
0.26404 |  | 0.39076
0.26404 |  | 0.39076
0.26404 |  | 0.39076
0.26404 |  | 0.39076
0.26404 |  | 0.39076
0.26404 |  | 0.39076
0.26404 |  | 0.39076
0.26404 |  | 0.39076
0.26404 |  | 0.39062
0.26396 |  | 0.39062
0.26396 |  | 0.39062
0.26396 |  | 0.39062
0.26396 |  | 0.39062
0.26396 |  | 0.39062
0.26396 |  | 0.39062
0.26396 |  | 0.3905
0.26388 |  | 0.3905
0.26388 |  | 0.39039
0.26388 |  | 0.39039
0.26388 |  | 0.39039
0.26388 |  | 0.39039
0.26379 |  | 0.39039
0.26379 |  | 0.39031
0.26366 |  | 0.39031
0.26366 |  | 0.39021
0.26366 |  | 0.39021
0.26366 |  | 0.39021
0.26366 |  | 0.39021
0.26366 |  | 0.39021
0.26366 |  | 0.39021
0.26366 |  | 0.39021
0.26366 |  | 0.39021
0.26366 |  | 0.39021
0.26366 |  | 0.39021
0.26366 |  | 0.39021
0.26366 |  | 0.39021
0.26366 |  | 0.39009
0.26358 |  | 0.38995
0.26358 |  | 0.38995
0.26358 |  | 0.38995
0.26346 |  | 0.38987
0.26346 |  | 0.38976
0.26346 |  | 0.38976
0.26346 |  | 0.38976
0.26346 |  | 0.38976
0.26346 |  | 0.38965
0.26346 |  | 0.38965
0.26346 |  | 0.38965
0.26346 |  | 0.38965
0.26346 |  | 0.38965
0.26346 |  | 0.38965
0.26346 |  | 0.38965
0.26338 |  | 0.38965
0.26338 |  | 0.38958
0.26338 |  | 0.38958
0.26338 |  | 0.38958
0.26338 |  | 0.38958
0.26338 |  | 0.38946
0.26328 |  | 0.38946
0.26328 |  | 0.38946
0.26328 |  | 0.38946
0.26328 |  | 0.38946
0.26328 |  | 0.38946
0.26328 |  | 0.38935
0.26328 |  | 0.38935
0.26328 |  | 0.38924
0.26315 |  | 0.38924
0.26315 |  | 0.38924
0.26315 |  | 0.3891
0.26315 |  | 0.3891
0.26315 |  | 0.3891
0.26315 |  | 0.3891
0.26315 |  | 0.3891
0.26303 |  | 0.3891
0.26303 |  | 0.38898
0.26303 |  | 0.38898
0.26295 |  | 0.3889
0.26295 |  | 0.3889
0.26295 |  | 0.3889
0.26295 |  | 0.3889
0.26295 |  | 0.3889
0.26295 |  | 0.3889
0.26295 |  | 0.38876
0.26295 |  | 0.38876
0.26295 |  | 0.38866
0.26295 |  | 0.38866
0.26295 |  | 0.38866
0.26285 |  | 0.38866
0.26285 |  | 0.38866
0.26285 |  | 0.38866
0.26277 |  | 0.38866
0.26277 |  | 0.38855
0.26277 |  | 0.38855
0.26277 |  | 0.38847
0.26277 |  | 0.38847
0.26277 |  | 0.38847
0.26277 |  | 0.38847
0.26277 |  | 0.38841
0.26277 |  | 0.38835
0.26277 |  | 0.38835
0.26277 |  | 0.38835
0.26277 |  | 0.38835
0.26277 |  | 0.38835
0.26265 |  | 0.38821
0.26265 |  | 0.38821
0.26265 |  | 0.38821
0.26252 |  | 0.3881
0.26252 |  | 0.3881
0.26252 |  | 0.3881
0.26252 |  | 0.3881
0.26252 |  | 0.3881
0.26244 |  | 0.38802
0.26244 |  | 0.38802
0.26244 |  | 0.38802
0.26236 |  | 0.38802
0.26236 |  | 0.38802
0.26236 |  | 0.3879
0.26236 |  | 0.38779
0.26236 |  | 0.38779
0.26236 |  | 0.38779
0.26236 |  | 0.38779
0.26236 |  | 0.38765
0.26236 |  | 0.38765
0.26236 |  | 0.38765
0.26236 |  | 0.38765
0.26236 |  | 0.38765
0.26236 |  | 0.38765
0.26236 |  | 0.38765
0.26236 |  | 0.38765
0.26227 |  | 0.38755
0.26227 |  | 0.38755
0.26227 |  | 0.38743
0.26219 |  | 0.38735
0.26219 |  | 0.38724
0.26219 |  | 0.38724
0.26219 |  | 0.38724
0.26219 |  | 0.38724
0.26219 |  | 0.38724
0.26219 |  | 0.3871
0.26206 |  | 0.3871
0.26206 |  | 0.3871
0.26194 |  | 0.3871
0.26194 |  | 0.3871
0.26194 |  | 0.3871
0.26194 |  | 0.3871
0.26194 |  | 0.3871
0.26194 |  | 0.3871
0.26194 |  | 0.3871
0.26194 |  | 0.38698
0.26186 |  | 0.3868
0.26186 |  | 0.3868
0.26186 |  | 0.3868
0.26186 |  | 0.3868
0.26186 |  | 0.3868
0.26186 |  | 0.3868
0.26186 |  | 0.3868
0.26186 |  | 0.3868
0.26186 |  | 0.3868
0.26186 |  | 0.3868
0.26186 |  | 0.3868
0.26186 |  | 0.3868
0.26186 |  | 0.3868
0.26186 |  | 0.3868
0.26186 |  | 0.38669
0.26186 |  | 0.38669
0.26186 |  | 0.38654
0.26178 |  | 0.38654
0.26166 |  | 0.38654
0.26166 |  | 0.38654
0.26166 |  | 0.38654
0.26166 |  | 0.38642
0.26156 |  | 0.38642
0.26156 |  | 0.38642
0.26156 |  | 0.38635
0.26156 |  | 0.38635
0.26156 |  | 0.38635
0.26156 |  | 0.38635
0.26143 |  | 0.38635
0.26143 |  | 0.38635
0.26143 |  | 0.38635
0.26143 |  | 0.38635
0.26143 |  | 0.38624
0.26143 |  | 0.38624
0.26143 |  | 0.38613
0.26135 |  | 0.38613
0.26135 |  | 0.38599
0.26135 |  | 0.38599
0.26135 |  | 0.38599
0.26135 |  | 0.38599
0.26135 |  | 0.38599
0.26135 |  | 0.38599
0.26135 |  | 0.38599
0.26135 |  | 0.38591
0.26127 |  | 0.38591
0.26115 |  | 0.38591
0.26115 |  | 0.38591
0.26115 |  | 0.38591
0.26115 |  | 0.38591
0.26115 |  | 0.38591
0.26115 |  | 0.38579
0.26115 |  | 0.38579
0.26115 |  | 0.38579
0.26115 |  | 0.38579
0.26115 |  | 0.38579
0.26105 |  | 0.38558
0.26105 |  | 0.38558
0.26093 |  | 0.38558
0.26093 |  | 0.38558
0.26093 |  | 0.38558
0.26093 |  | 0.38558
0.26093 |  | 0.38558
0.26093 |  | 0.38558
0.26093 |  | 0.38558
0.26093 |  | 0.38558
0.26093 |  | 0.38558
0.26093 |  | 0.38558
0.26093 |  | 0.38558
0.26093 |  | 0.38558
0.26085 |  | 0.38543
0.26085 |  | 0.38536
0.26085 |  | 0.38536
0.26085 |  | 0.38536
0.26085 |  | 0.38536
0.26085 |  | 0.38524
0.26085 |  | 0.38524
0.26072 |  | 0.38524
0.26072 |  | 0.38524
0.26064 |  | 0.38513
0.26064 |  | 0.38513
0.26064 |  | 0.38513
0.26064 |  | 0.38513
0.26064 |  | 0.38513
0.26064 |  | 0.38502
0.26064 |  | 0.38488
0.26064 |  | 0.38488
0.26064 |  | 0.38488
0.26064 |  | 0.38488
0.26064 |  | 0.38488
0.26052 |  | 0.38488
0.26052 |  | 0.38488
0.26052 |  | 0.3848
0.26052 |  | 0.3848
0.26052 |  | 0.3848
0.26052 |  | 0.3848
0.26052 |  | 0.3848
0.26052 |  | 0.38469
0.26052 |  | 0.38469
0.26052 |  | 0.38469
0.26052 |  | 0.38469
0.26052 |  | 0.38469
0.26052 |  | 0.38469
0.26052 |  | 0.38457
0.26052 |  | 0.38457
0.2604 |  | 0.38457
0.2604 |  | 0.38443
0.2604 |  | 0.38443
0.2604 |  | 0.38443
0.2604 |  | 0.38443
0.2604 |  | 0.38425
0.26032 |  | 0.38425
0.26032 |  | 0.38425
0.26032 |  | 0.38425
0.26032 |  | 0.38425
0.26032 |  | 0.38425
0.26032 |  | 0.38425
0.26032 |  | 0.38425
0.26032 |  | 0.38425
0.26032 |  | 0.38425
0.26032 |  | 0.38414
0.26024 |  | 0.38414
0.26024 |  | 0.38414
0.26024 |  | 0.38414
0.26011 |  | 0.38414
0.26011 |  | 0.38414
0.26011 |  | 0.38414
0.26002 |  | 0.38414
0.26002 |  | 0.38402
0.26002 |  | 0.38402
0.26002 |  | 0.38388
0.26002 |  | 0.38388
0.26002 |  | 0.38388
0.26002 |  | 0.38388
0.26002 |  | 0.38388
0.26002 |  | 0.38388
0.26002 |  | 0.38388
0.26002 |  | 0.38388
0.26002 |  | 0.3838
0.26002 |  | 0.38369
0.25981 |  | 0.38369
0.25981 |  | 0.38369
0.25981 |  | 0.38358
0.25981 |  | 0.38358
0.25981 |  | 0.38358
0.25981 |  | 0.38358
0.25981 |  | 0.38358
0.25981 |  | 0.38358
0.25981 |  | 0.38358
0.25981 |  | 0.38358
0.25969 |  | 0.38358
0.25969 |  | 0.38347
0.25969 |  | 0.38339
0.25969 |  | 0.38339
0.25969 |  | 0.38339
0.25969 |  | 0.38339
0.25969 |  | 0.38328
0.25969 |  | 0.38328
0.25969 |  | 0.38328
0.25969 |  | 0.38328
0.25969 |  | 0.38328
0.25969 |  | 0.38328
0.25969 |  | 0.38328
0.25969 |  | 0.38328
0.25969 |  | 0.38328
0.25969 |  | 0.38314
0.25969 |  | 0.38314
0.25969 |  | 0.38303
0.25961 |  | 0.38283
0.25961 |  | 0.38283
0.25938 |  | 0.38283
0.25938 |  | 0.38283
0.25938 |  | 0.38283
0.25938 |  | 0.38283
0.25938 |  | 0.38283
0.25938 |  | 0.38283
0.25938 |  | 0.38283
0.25938 |  | 0.38283
0.25938 |  | 0.38283
0.25938 |  | 0.38283
0.2593 |  | 0.38283
0.25918 |  | 0.38283
0.25918 |  | 0.38283
0.25918 |  | 0.38283
0.25918 |  | 0.38283
0.25918 |  | 0.38273
0.25918 |  | 0.38273
0.25918 |  | 0.38273
0.25918 |  | 0.38273
0.25918 |  | 0.38273
0.25918 |  | 0.38262
0.25918 |  | 0.3825
0.25918 |  | 0.3825
0.25918 |  | 0.3825
0.25918 |  | 0.38236
0.25918 |  | 0.38236
0.25918 |  | 0.38236
0.25918 |  | 0.38236
0.25918 |  | 0.38228
0.25918 |  | 0.38228
0.25918 |  | 0.38228
0.25918 |  | 0.38228
0.25918 |  | 0.38228
0.25918 |  | 0.38228
0.25918 |  | 0.38228
0.25918 |  | 0.38228
0.2591 |  | 0.38228
0.2591 |  | 0.38228
0.2591 |  | 0.38228
0.2591 |  | 0.38217
0.2591 |  | 0.38217
0.2591 |  | 0.38217
0.2591 |  | 0.38217
0.25889 |  | 0.38217
0.25889 |  | 0.38217
0.2588 |  | 0.38217
0.2588 |  | 0.38205
0.25867 |  | 0.38191
0.25867 |  | 0.38191
0.25867 |  | 0.38183
0.25867 |  | 0.38183
0.25867 |  | 0.38172
0.25867 |  | 0.38172
0.25867 |  | 0.38172
0.25867 |  | 0.38172
0.25867 |  | 0.38172
0.25867 |  | 0.38172
0.25867 |  | 0.38172
0.25867 |  | 0.38172
0.25867 |  | 0.38172
0.25867 |  | 0.38172
0.25867 |  | 0.38172
0.25867 |  | 0.38172
0.25867 |  | 0.38165
0.25867 |  | 0.38154
0.25867 |  | 0.38154
0.25859 |  | 0.38154
0.25859 |  | 0.38154
0.25859 |  | 0.38154
0.25859 |  | 0.38154
0.25859 |  | 0.38154
0.25859 |  | 0.3814
0.25847 |  | 0.3814
0.25847 |  | 0.38117
0.25847 |  | 0.38117
0.25835 |  | 0.38117
0.25835 |  | 0.38117
0.25835 |  | 0.38117
0.25835 |  | 0.38117
0.25835 |  | 0.38117
0.25835 |  | 0.38117
0.25825 |  | 0.38117
0.25825 |  | 0.38117
0.25817 |  | 0.38106
0.25817 |  | 0.38106
0.25817 |  | 0.38106
0.25817 |  | 0.38106
0.25817 |  | 0.38099
0.25817 |  | 0.38099
0.25817 |  | 0.38099
0.25817 |  | 0.38087
0.25817 |  | 0.38087
0.25817 |  | 0.38087
0.25817 |  | 0.38087
0.25817 |  | 0.38087
0.25817 |  | 0.38076
0.25817 |  | 0.38076
0.25817 |  | 0.38076
0.25817 |  | 0.38076
0.25817 |  | 0.38076
0.25817 |  | 0.38068
0.25817 |  | 0.38054
0.25817 |  | 0.38054
0.25817 |  | 0.38054
0.25804 |  | 0.38054
0.25804 |  | 0.38054
0.25804 |  | 0.38043
0.25804 |  | 0.38043
0.25804 |  | 0.38043
0.25784 |  | 0.38043
0.25774 |  | 0.38043
0.25774 |  | 0.38043
0.25774 |  | 0.38043
0.25774 |  | 0.38043
0.25774 |  | 0.38043
0.25774 |  | 0.38043
0.25774 |  | 0.38036
0.25774 |  | 0.38025
0.25774 |  | 0.38025
0.25774 |  | 0.38013
0.25774 |  | 0.38013
0.25774 |  | 0.38013
0.25774 |  | 0.38013
0.25774 |  | 0.38013
0.25774 |  | 0.38013
0.25774 |  | 0.38013
0.25774 |  | 0.38013
0.25774 |  | 0.38013
0.25774 |  | 0.38013
0.25774 |  | 0.38005
0.25766 |  | 0.38005
0.25766 |  | 0.38005
0.25766 |  | 0.38005
0.25766 |  | 0.38005
0.25766 |  | 0.38005
0.25766 |  | 0.37991
0.25766 |  | 0.37991
0.25766 |  | 0.37991
0.25758 |  | 0.3798
0.25758 |  | 0.3798
0.25758 |  | 0.3798
0.25746 |  | 0.37969
0.25746 |  | 0.37969
0.25746 |  | 0.37969
0.25746 |  | 0.37969
0.25733 |  | 0.37969
0.25733 |  | 0.37957
0.25733 |  | 0.37957
0.25733 |  | 0.37957
0.25733 |  | 0.37949
0.25733 |  | 0.37949
0.25733 |  | 0.37949
0.25733 |  | 0.37949
0.25733 |  | 0.37949
0.25733 |  | 0.37949
0.25723 |  | 0.37949
0.25723 |  | 0.37949
0.25723 |  | 0.37949
0.25723 |  | 0.37949
0.25723 |  | 0.37949
0.25723 |  | 0.37923
0.25723 |  | 0.37912
0.25723 |  | 0.37912
0.25723 |  | 0.37902
0.25723 |  | 0.37902
0.25723 |  | 0.37902
0.25723 |  | 0.37902
0.25723 |  | 0.37902
0.25723 |  | 0.37902
0.25723 |  | 0.37902
0.25723 |  | 0.37902
0.25723 |  | 0.37902
0.25723 |  | 0.37902
0.25716 |  | 0.37902
0.25703 |  | 0.37894
0.25703 |  | 0.37894
0.25695 |  | 0.37894
0.25695 |  | 0.37894
0.25695 |  | 0.37883
0.25695 |  | 0.37883
0.25695 |  | 0.37883
0.25683 |  | 0.37883
0.25683 |  | 0.37858
0.25683 |  | 0.37858
0.25683 |  | 0.37846
0.25683 |  | 0.37846
0.25683 |  | 0.37839
0.25683 |  | 0.37839
0.25673 |  | 0.37839
0.25673 |  | 0.37839
0.25673 |  | 0.37839
0.25673 |  | 0.37839
0.25673 |  | 0.37839
0.25673 |  | 0.37839
0.25673 |  | 0.37839
0.25673 |  | 0.37839
0.25673 |  | 0.37839
0.25673 |  | 0.37839
0.25673 |  | 0.37839
0.25673 |  | 0.37839
0.25673 |  | 0.37839
0.25673 |  | 0.37839
0.25673 |  | 0.37839
0.25673 |  | 0.37839
0.25673 |  | 0.37839
0.25673 |  | 0.37827
0.25673 |  | 0.37816
0.25673 |  | 0.37805
0.25673 |  | 0.37805
0.25673 |  | 0.37801
0.25673 |  | 0.37783
0.25673 |  | 0.37783
0.25673 |  | 0.37783
0.2566 |  | 0.37783
0.2566 |  | 0.37783
0.2566 |  | 0.37783
0.25652 |  | 0.37783
0.25652 |  | 0.37783
0.25652 |  | 0.37783
0.25652 |  | 0.37783
0.25652 |  | 0.37783
0.25652 |  | 0.37783
0.25652 |  | 0.37783
0.25652 |  | 0.37783
0.25652 |  | 0.37783
0.25652 |  | 0.37783
0.25652 |  | 0.37783
0.25634 |  | 0.37783
0.25634 |  | 0.37783
0.25634 |  | 0.37761
0.25634 |  | 0.37761
0.25622 |  | 0.37761
0.25622 |  | 0.37761
0.25622 |  | 0.37749
0.25622 |  | 0.37739
0.25622 |  | 0.37728
0.25622 |  | 0.37728
0.25622 |  | 0.37728
0.25622 |  | 0.37728
0.25622 |  | 0.37728
0.25622 |  | 0.37728
0.25622 |  | 0.37728
0.2561 |  | 0.37728
0.2561 |  | 0.37728
0.2561 |  | 0.37728
0.2561 |  | 0.37728
0.2561 |  | 0.37728
0.2561 |  | 0.37728
0.2561 |  | 0.37728
0.25601 |  | 0.37728
0.25601 |  | 0.37728
0.25601 |  | 0.37728
0.25601 |  | 0.37728
0.25601 |  | 0.37728
0.25601 |  | 0.37713
0.25601 |  | 0.37706
0.25601 |  | 0.37706
0.25601 |  | 0.37706
0.25601 |  | 0.37683
0.25601 |  | 0.37683
0.25601 |  | 0.37683
0.25601 |  | 0.37683
0.25601 |  | 0.37683
0.25601 |  | 0.37683
0.25601 |  | 0.37683
0.25589 |  | 0.37672
0.2558 |  | 0.37672
0.2558 |  | 0.37672
0.2558 |  | 0.37672
0.2558 |  | 0.37672
0.2558 |  | 0.37672
0.2558 |  | 0.37672
0.25572 |  | 0.37672
0.25572 |  | 0.37672
0.25559 |  | 0.37672
0.25559 |  | 0.37665
0.25559 |  | 0.37653
0.25559 |  | 0.37653
0.25559 |  | 0.37642
0.25559 |  | 0.37627
0.25559 |  | 0.37627
0.25559 |  | 0.37627
0.25551 |  | 0.37627
0.25551 |  | 0.37627
0.25551 |  | 0.37627
0.25551 |  | 0.37627
0.25551 |  | 0.37627
0.25551 |  | 0.37627
0.25551 |  | 0.37627
0.25551 |  | 0.37627
0.25551 |  | 0.37627
0.25551 |  | 0.37617
0.25551 |  | 0.37609
0.25539 |  | 0.37609
0.25539 |  | 0.37597
0.25539 |  | 0.37597
0.25539 |  | 0.37597
0.25539 |  | 0.37597
0.25539 |  | 0.37586
0.25539 |  | 0.37586
0.25539 |  | 0.37586
0.25539 |  | 0.37586
0.25539 |  | 0.37572
0.25539 |  | 0.37572
0.25539 |  | 0.37572
0.25539 |  | 0.37572
0.25539 |  | 0.37572
0.25539 |  | 0.37572
0.25529 |  | 0.37572
0.25529 |  | 0.37572
0.25529 |  | 0.37572
0.25529 |  | 0.37572
0.25529 |  | 0.37572
0.25529 |  | 0.37572
0.25521 |  | 0.37561
0.25521 |  | 0.37561
0.25521 |  | 0.37561
0.25521 |  | 0.37554
0.255 |  | 0.37554
0.255 |  | 0.37543
0.255 |  | 0.37543
0.255 |  | 0.37543
0.255 |  | 0.37528
0.255 |  | 0.37528
0.255 |  | 0.37528
0.255 |  | 0.37528
0.25488 |  | 0.37528
0.25488 |  | 0.37528
0.25488 |  | 0.37528
0.25488 |  | 0.37528
0.25488 |  | 0.37528
0.25488 |  | 0.37516
0.25488 |  | 0.37516
0.25488 |  | 0.37509
0.25488 |  | 0.37509
0.25488 |  | 0.37509
0.25488 |  | 0.37509
0.25488 |  | 0.37509
0.25488 |  | 0.37509
0.25488 |  | 0.37503
0.25488 |  | 0.37487
0.25488 |  | 0.37487
0.2548 |  | 0.37487
0.2548 |  | 0.37487
0.2548 |  | 0.37487
0.2548 |  | 0.37487
0.2548 |  | 0.37487
0.2548 |  | 0.37473
0.2548 |  | 0.37465
0.25467 |  | 0.37465
0.25467 |  | 0.37465
0.25467 |  | 0.37465
0.25458 |  | 0.37465
0.25458 |  | 0.37465
0.25458 |  | 0.37465
0.25458 |  | 0.37465
0.25458 |  | 0.37453
0.25445 |  | 0.37453
0.25445 |  | 0.37453
0.25445 |  | 0.37442
0.25445 |  | 0.37442
0.25445 |  | 0.37442
0.25445 |  | 0.37442
0.25445 |  | 0.37442
0.25445 |  | 0.37442
0.25445 |  | 0.37442
0.25445 |  | 0.37442
0.25437 |  | 0.37442
0.25437 |  | 0.37442
0.25437 |  | 0.37442
0.25437 |  | 0.37442
0.25437 |  | 0.37442
0.25437 |  | 0.3742
0.25437 |  | 0.3741
0.25437 |  | 0.3741
0.25437 |  | 0.3741
0.25437 |  | 0.3741
0.25437 |  | 0.3741
0.25437 |  | 0.3741
0.25429 |  | 0.3741
0.25429 |  | 0.37399
0.25429 |  | 0.37387
0.25429 |  | 0.37387
0.25429 |  | 0.37387
0.25429 |  | 0.37387
0.25429 |  | 0.37387
0.25417 |  | 0.37387
0.25417 |  | 0.37387
0.25417 |  | 0.37387
0.25417 |  | 0.37387
0.25417 |  | 0.37387
0.25417 |  | 0.37369
0.25405 |  | 0.37369
0.25405 |  | 0.37369
0.25405 |  | 0.37369
0.25395 |  | 0.37369
0.25395 |  | 0.37369
0.25395 |  | 0.37369
0.25395 |  | 0.37369
0.25395 |  | 0.37369
0.25387 |  | 0.37369
0.25387 |  | 0.37369
0.25387 |  | 0.37369
0.25387 |  | 0.37354
0.25387 |  | 0.37354
0.25387 |  | 0.37354
0.25387 |  | 0.37354
0.25387 |  | 0.37342
0.25379 |  | 0.37342
0.25379 |  | 0.37342
0.25379 |  | 0.37342
0.25379 |  | 0.37342
0.25379 |  | 0.37335
0.25379 |  | 0.37324
0.25379 |  | 0.37324
0.25379 |  | 0.37324
0.25379 |  | 0.37324
0.25367 |  | 0.37313
0.25367 |  | 0.37313
0.25367 |  | 0.37313
0.25367 |  | 0.37313
0.25354 |  | 0.37313
0.25354 |  | 0.37313
0.25354 |  | 0.37313
0.25354 |  | 0.37313
0.25354 |  | 0.37299
0.25354 |  | 0.37299
0.25354 |  | 0.37299
0.25354 |  | 0.37299
0.25354 |  | 0.37299
0.25354 |  | 0.37287
0.25354 |  | 0.37279
0.25344 |  | 0.37279
0.25344 |  | 0.37279
0.25344 |  | 0.37279
0.25344 |  | 0.37268
0.25344 |  | 0.37258
0.25344 |  | 0.37258
0.25344 |  | 0.37258
0.25344 |  | 0.37258
0.25344 |  | 0.37258
0.25344 |  | 0.37258
0.25336 |  | 0.37258
0.25328 |  | 0.37258
0.25328 |  | 0.37258
0.25328 |  | 0.37258
0.25328 |  | 0.37244
0.25328 |  | 0.37244
0.25328 |  | 0.37244
0.25316 |  | 0.37244
0.25316 |  | 0.37232
0.25316 |  | 0.37232
0.25316 |  | 0.37232
0.25316 |  | 0.37232
0.25316 |  | 0.37232
0.25316 |  | 0.37224
0.25316 |  | 0.37224
0.25316 |  | 0.37224
0.25316 |  | 0.37224
0.25316 |  | 0.37224
0.25303 |  | 0.37224
0.25303 |  | 0.37224
0.25303 |  | 0.37224
0.25303 |  | 0.37224
0.25303 |  | 0.37224
0.25303 |  | 0.37213
0.25303 |  | 0.37213
0.25303 |  | 0.37202
0.25303 |  | 0.37202
0.25293 |  | 0.37202
0.25293 |  | 0.37202
0.25281 |  | 0.37202
0.25281 |  | 0.37202
0.25281 |  | 0.3719
0.25273 |  | 0.3719
0.25273 |  | 0.37176
0.25273 |  | 0.37176
0.25273 |  | 0.37176
0.25273 |  | 0.37176
0.25273 |  | 0.37176
0.25273 |  | 0.37176
0.25273 |  | 0.37168
0.25265 |  | 0.37168
0.25265 |  | 0.37168
0.25265 |  | 0.37168
0.25265 |  | 0.37168
0.25265 |  | 0.37168
0.25265 |  | 0.37168
0.25265 |  | 0.37168
0.25265 |  | 0.37168
0.25265 |  | 0.37156
0.25265 |  | 0.37145
0.25265 |  | 0.37145
0.25265 |  | 0.37145
0.25265 |  | 0.37145
0.25265 |  | 0.37145
0.25253 |  | 0.37145
0.25253 |  | 0.37145
0.25253 |  | 0.37145
0.25253 |  | 0.37145
0.25253 |  | 0.37145
0.25253 |  | 0.37135
0.25253 |  | 0.37135
0.25253 |  | 0.37135
0.25232 |  | 0.37135
0.25232 |  | 0.37135
0.25232 |  | 0.37135
0.25232 |  | 0.37127
0.25232 |  | 0.37127
0.25232 |  | 0.37127
0.25232 |  | 0.37127
0.25232 |  | 0.37102
0.25232 |  | 0.37102
0.25232 |  | 0.3709
0.25232 |  | 0.3709
0.25232 |  | 0.3709
0.25232 |  | 0.3709
0.25232 |  | 0.3709
0.25232 |  | 0.3709
0.25232 |  | 0.3709
0.25232 |  | 0.37079
0.25232 |  | 0.37079
0.25232 |  | 0.37079
0.25232 |  | 0.37079
0.25232 |  | 0.37079
0.25232 |  | 0.37079
0.25232 |  | 0.37079
0.25232 |  | 0.37079
0.25225 |  | 0.37079
0.25225 |  | 0.37079
0.25225 |  | 0.37079
0.25225 |  | 0.37079
0.25225 |  | 0.37072
0.25225 |  | 0.37072
0.25217 |  | 0.37072
0.25217 |  | 0.37072
0.25194 |  | 0.37072
0.25194 |  | 0.37072
0.25194 |  | 0.37072
0.25194 |  | 0.37072
0.25194 |  | 0.37061
0.25182 |  | 0.37061
0.25182 |  | 0.37061
0.25182 |  | 0.37036
0.25182 |  | 0.37024
0.25182 |  | 0.37024
0.25182 |  | 0.37024
0.25182 |  | 0.37024
0.25182 |  | 0.37024
0.25182 |  | 0.37024
0.25182 |  | 0.37016
0.25182 |  | 0.37016
0.25182 |  | 0.37016
0.25182 |  | 0.37016
0.25182 |  | 0.37016
0.25182 |  | 0.37016
0.25182 |  | 0.37016
0.25182 |  | 0.37016
0.25182 |  | 0.37004
0.25182 |  | 0.37004
0.25182 |  | 0.36993
0.25182 |  | 0.36993
0.25182 |  | 0.36993
0.25182 |  | 0.36993
0.25182 |  | 0.36993
0.25182 |  | 0.36986
0.25182 |  | 0.36986
0.25182 |  | 0.36986
0.25162 |  | 0.36986
0.25162 |  | 0.36986
0.25162 |  | 0.36986
0.25162 |  | 0.36986
0.25162 |  | 0.36975
0.25162 |  | 0.36975
0.25162 |  | 0.36975
0.25162 |  | 0.36975
0.25162 |  | 0.36975
0.25141 |  | 0.36975
0.25141 |  | 0.36975
0.25141 |  | 0.36967
0.25141 |  | 0.36967
0.25141 |  | 0.36967
0.25141 |  | 0.36955
0.25141 |  | 0.36955
0.25141 |  | 0.36955
0.25141 |  | 0.36955
0.25141 |  | 0.36941
0.25141 |  | 0.36941
0.25141 |  | 0.36941
0.25141 |  | 0.36941
0.25141 |  | 0.36941
0.25141 |  | 0.36941
0.25141 |  | 0.36941
0.25129 |  | 0.3693
0.25129 |  | 0.3693
0.25129 |  | 0.36922
0.25129 |  | 0.36922
0.25129 |  | 0.36922
0.25129 |  | 0.36922
0.25129 |  | 0.3691
0.25129 |  | 0.3691
0.25129 |  | 0.3691
0.25129 |  | 0.3691
0.25129 |  | 0.3691
0.25129 |  | 0.3691
0.25129 |  | 0.3691
0.25129 |  | 0.369
0.25129 |  | 0.369
0.25121 |  | 0.369
0.25121 |  | 0.369
0.251 |  | 0.369
0.251 |  | 0.369
0.251 |  | 0.369
0.251 |  | 0.369
0.251 |  | 0.369
0.251 |  | 0.369
0.2509 |  | 0.36875
0.2509 |  | 0.36875
0.2509 |  | 0.36875
0.2509 |  | 0.36863
0.2509 |  | 0.36863
0.2509 |  | 0.36855
0.2509 |  | 0.36855
0.2509 |  | 0.36855
0.2509 |  | 0.36855
0.2509 |  | 0.36844
0.2509 |  | 0.36844
0.2509 |  | 0.36844
0.2509 |  | 0.36844
0.25078 |  | 0.36844
0.25078 |  | 0.36844
0.25078 |  | 0.36844
0.25078 |  | 0.36844
0.25078 |  | 0.36844
0.25078 |  | 0.36844
0.25078 |  | 0.36844
0.25078 |  | 0.36844
0.25078 |  | 0.36844
0.25066 |  | 0.36833
0.25066 |  | 0.36833
0.25066 |  | 0.36833
0.25057 |  | 0.36833
0.25057 |  | 0.36833
0.25057 |  | 0.36833
0.25057 |  | 0.36833
0.2505 |  | 0.36833
0.2505 |  | 0.36833
0.2505 |  | 0.36807
0.2505 |  | 0.368
0.2505 |  | 0.368
0.2505 |  | 0.36789
0.2505 |  | 0.36789
0.2505 |  | 0.36789
0.2505 |  | 0.36789
0.2505 |  | 0.36789
0.2505 |  | 0.36789
0.2505 |  | 0.36789
0.2505 |  | 0.36789
0.2505 |  | 0.36789
0.2505 |  | 0.36789
0.25037 |  | 0.36789
0.25037 |  | 0.36789
0.25037 |  | 0.36789
0.25037 |  | 0.36789
0.25037 |  | 0.36789
0.25037 |  | 0.36778
0.25037 |  | 0.36778
0.25037 |  | 0.36778
0.25037 |  | 0.3677
0.25037 |  | 0.3677
0.25037 |  | 0.3677
0.25037 |  | 0.3677
0.25029 |  | 0.3677
0.25029 |  | 0.3677
0.25029 |  | 0.3677
0.25029 |  | 0.3677
0.25029 |  | 0.3676
0.25017 |  | 0.3676
0.25017 |  | 0.36748
0.25017 |  | 0.36748
0.25017 |  | 0.36748
0.25017 |  | 0.36734
0.25017 |  | 0.36734
0.25017 |  | 0.36734
0.25007 |  | 0.36734
0.25007 |  | 0.36734
0.25007 |  | 0.36734
0.25007 |  | 0.36734
0.25007 |  | 0.36726
0.25007 |  | 0.36726
0.25007 |  | 0.36726
0.25007 |  | 0.36726
0.25007 |  | 0.36715
0.24999 |  | 0.36715
0.24999 |  | 0.36715
0.24999 |  | 0.36715
0.24999 |  | 0.36715
0.24999 |  | 0.36715
0.24999 |  | 0.36715
0.24999 |  | 0.36715
0.24999 |  | 0.36715
0.24999 |  | 0.36715
0.24999 |  | 0.36704
0.24999 |  | 0.36704
0.24999 |  | 0.36704
0.24999 |  | 0.36704
0.24987 |  | 0.36704
0.24987 |  | 0.36692
0.24987 |  | 0.36692
0.24987 |  | 0.36692
0.24979 |  | 0.36678
0.24979 |  | 0.36678
0.24966 |  | 0.36678
0.24966 |  | 0.36678
0.24966 |  | 0.3667
0.24966 |  | 0.3667
0.24966 |  | 0.3667
0.24966 |  | 0.3667
0.24966 |  | 0.3667
0.24966 |  | 0.3667
0.24966 |  | 0.3667
0.24966 |  | 0.36659
0.24966 |  | 0.36659
0.24966 |  | 0.36659
0.24966 |  | 0.36659
0.24966 |  | 0.36659
0.24966 |  | 0.36659
0.24966 |  | 0.36659
0.24966 |  | 0.36659
0.24966 |  | 0.36659
0.24966 |  | 0.36649
0.24966 |  | 0.36649
0.24966 |  | 0.36637
0.24966 |  | 0.36637
0.24966 |  | 0.36637
0.24966 |  | 0.36637
0.24956 |  | 0.36637
0.24948 |  | 0.36623
0.24936 |  | 0.36623
0.24936 |  | 0.36623
0.24936 |  | 0.36623
0.24936 |  | 0.36623
0.24936 |  | 0.36615
0.24936 |  | 0.36615
0.24928 |  | 0.36615
0.24928 |  | 0.36615
0.24928 |  | 0.36604
0.24928 |  | 0.36604
0.24928 |  | 0.36604
0.24928 |  | 0.36604
0.24915 |  | 0.36604
0.24915 |  | 0.36604
0.24915 |  | 0.36593
0.24915 |  | 0.36593
0.24915 |  | 0.36593
0.24915 |  | 0.36593
0.24915 |  | 0.36593
0.24915 |  | 0.36593
0.24915 |  | 0.36593
0.24915 |  | 0.36586
0.24915 |  | 0.36586
0.24915 |  | 0.36586
0.24915 |  | 0.36574
0.24915 |  | 0.36574
0.24915 |  | 0.36574
0.24915 |  | 0.36574
0.24915 |  | 0.36574
0.24915 |  | 0.36574
0.24915 |  | 0.36563
0.24915 |  | 0.36549
0.24915 |  | 0.36549
0.24915 |  | 0.36549
0.24915 |  | 0.36549
0.24915 |  | 0.36549
0.24915 |  | 0.36549
0.24903 |  | 0.36549
0.24895 |  | 0.36549
0.24895 |  | 0.36541
0.24887 |  | 0.36541
0.24887 |  | 0.3653
0.24887 |  | 0.3653
0.24887 |  | 0.3653
0.24887 |  | 0.3653
0.24887 |  | 0.3653
0.24887 |  | 0.3653
0.24887 |  | 0.3653
0.24887 |  | 0.36519
0.24875 |  | 0.36519
0.24875 |  | 0.36519
0.24875 |  | 0.36519
0.24875 |  | 0.36519
0.24875 |  | 0.36519
0.24875 |  | 0.36519
0.24875 |  | 0.36507
0.24865 |  | 0.36507
0.24865 |  | 0.36507
0.24865 |  | 0.36497
0.24865 |  | 0.36497
0.24865 |  | 0.36497
0.24865 |  | 0.36497
0.24865 |  | 0.36497
0.24865 |  | 0.36483
0.24865 |  | 0.36475
0.24865 |  | 0.36475
0.24865 |  | 0.36475
0.24865 |  | 0.36475
0.24865 |  | 0.36475
0.24865 |  | 0.36475
0.24865 |  | 0.36475
0.24865 |  | 0.36475
0.24865 |  | 0.36475
0.24845 |  | 0.36475
0.24845 |  | 0.36475
0.24845 |  | 0.36475
0.24845 |  | 0.36463
0.24845 |  | 0.36452
0.24845 |  | 0.36452
0.24832 |  | 0.36452
0.24832 |  | 0.36452
0.24832 |  | 0.36444
0.24832 |  | 0.36434
0.24832 |  | 0.36434
0.24832 |  | 0.36434
0.24832 |  | 0.36434
0.24832 |  | 0.36434
0.24832 |  | 0.36434
0.24832 |  | 0.36419
0.24832 |  | 0.36419
0.24832 |  | 0.36419
0.24824 |  | 0.36419
0.24824 |  | 0.36419
0.24824 |  | 0.36419
0.24824 |  | 0.36419
0.24824 |  | 0.36419
0.24824 |  | 0.36419
0.24824 |  | 0.36408
0.24812 |  | 0.36408
0.24812 |  | 0.36408
0.24812 |  | 0.36398
0.24812 |  | 0.36398
0.24812 |  | 0.36398
0.24812 |  | 0.36398
0.24812 |  | 0.36398
0.24812 |  | 0.36398
0.24802 |  | 0.36398
0.24802 |  | 0.36378
0.24794 |  | 0.36378
0.24794 |  | 0.36378
0.24794 |  | 0.36378
0.24794 |  | 0.36378
0.24794 |  | 0.36378
0.24794 |  | 0.36378
0.24794 |  | 0.36378
0.24794 |  | 0.36378
0.24794 |  | 0.36378
0.24781 |  | 0.36368
0.24781 |  | 0.36368
0.24781 |  | 0.36368
0.24781 |  | 0.36368
0.24781 |  | 0.36368
0.24781 |  | 0.36353
0.24781 |  | 0.36353
0.24781 |  | 0.36353
0.24781 |  | 0.36342
0.24781 |  | 0.36342
0.24781 |  | 0.36342
0.24769 |  | 0.3633
0.24769 |  | 0.3633
0.24769 |  | 0.3633
0.24769 |  | 0.3633
0.24769 |  | 0.3633
0.24769 |  | 0.3633
0.24769 |  | 0.3633
0.24769 |  | 0.3633
0.24769 |  | 0.36323
0.24769 |  | 0.36323
0.24769 |  | 0.36323
0.24769 |  | 0.36323
0.24769 |  | 0.36323
0.24769 |  | 0.36323
0.24769 |  | 0.36323
0.24769 |  | 0.36323
0.24769 |  | 0.36312
0.24769 |  | 0.36312
0.24769 |  | 0.363
0.24769 |  | 0.363
0.24761 |  | 0.363
0.24761 |  | 0.36289
0.24753 |  | 0.36289
0.24753 |  | 0.36289
0.24753 |  | 0.36289
0.24753 |  | 0.36289
0.24753 |  | 0.36289
0.24753 |  | 0.36289
0.24753 |  | 0.36289
0.24753 |  | 0.36275
0.24743 |  | 0.36275
0.24743 |  | 0.36267
0.24743 |  | 0.36267
0.24743 |  | 0.36267
0.24743 |  | 0.36267
0.24731 |  | 0.36267
0.24731 |  | 0.36267
0.24731 |  | 0.36267
0.24718 |  | 0.36256
0.24718 |  | 0.36256
0.24718 |  | 0.36256
0.24718 |  | 0.36256
0.24718 |  | 0.36256
0.24718 |  | 0.36246
0.24718 |  | 0.36246
0.24718 |  | 0.36246
0.24718 |  | 0.36246
0.24718 |  | 0.36246
0.24718 |  | 0.36234
0.24718 |  | 0.36234
0.24718 |  | 0.36234
0.24718 |  | 0.36234
0.24718 |  | 0.36234
0.2471 |  | 0.36234
0.2471 |  | 0.36234
0.2471 |  | 0.36226
0.2471 |  | 0.36212
0.2471 |  | 0.36212
0.2471 |  | 0.36212
0.2471 |  | 0.36212
0.24698 |  | 0.36212
0.24698 |  | 0.36212
0.24698 |  | 0.36212
0.24698 |  | 0.36201
0.24698 |  | 0.36201
0.24698 |  | 0.36201
0.24698 |  | 0.36201
0.24698 |  | 0.36201
0.24698 |  | 0.36201
0.2469 |  | 0.3619
0.2469 |  | 0.3619
0.2469 |  | 0.3619
0.2469 |  | 0.3619
0.24678 |  | 0.36183
0.24678 |  | 0.36171
0.24678 |  | 0.36171
0.24678 |  | 0.36171
0.24678 |  | 0.36171
0.24678 |  | 0.36171
0.24668 |  | 0.36171
0.24668 |  | 0.36171
0.24668 |  | 0.36171
0.24668 |  | 0.36171
0.24668 |  | 0.36171
0.24668 |  | 0.36171
0.24668 |  | 0.36171
0.24668 |  | 0.36171
0.24668 |  | 0.36171
0.24668 |  | 0.36171
0.24668 |  | 0.36156
0.24668 |  | 0.36146
0.24668 |  | 0.36146
0.24668 |  | 0.36135
0.24668 |  | 0.36123
0.24668 |  | 0.36123
0.2466 |  | 0.36123
0.2466 |  | 0.36115
0.2466 |  | 0.36115
0.2466 |  | 0.36115
0.24647 |  | 0.36115
0.24647 |  | 0.36115
0.24647 |  | 0.36115
0.24647 |  | 0.36115
0.24647 |  | 0.36115
0.24647 |  | 0.36115
0.24647 |  | 0.36115
0.24647 |  | 0.36115
0.24647 |  | 0.36115
0.24647 |  | 0.36115
0.24647 |  | 0.36115
0.24647 |  | 0.36115
0.24647 |  | 0.36115
0.24647 |  | 0.36115
0.24647 |  | 0.36105
0.24647 |  | 0.36105
0.24635 |  | 0.36093
0.24635 |  | 0.36093
0.24627 |  | 0.36082
0.24627 |  | 0.36074
0.24627 |  | 0.36074
0.24627 |  | 0.36074
0.24627 |  | 0.3606
0.24627 |  | 0.3606
0.24627 |  | 0.3606
0.24627 |  | 0.3606
0.24627 |  | 0.3606
0.24627 |  | 0.3606
0.24627 |  | 0.3606
0.24627 |  | 0.3606
0.24627 |  | 0.3606
0.24627 |  | 0.3606
0.24627 |  | 0.3606
0.24627 |  | 0.3606
0.24606 |  | 0.3606
0.24606 |  | 0.36052
0.24606 |  | 0.36052
0.24606 |  | 0.36052
0.24594 |  | 0.3603
0.24594 |  | 0.3603
0.24594 |  | 0.3603
0.24594 |  | 0.3603
0.24594 |  | 0.3603
0.24594 |  | 0.3603
0.24594 |  | 0.3603
0.24589 |  | 0.3603
0.24584 |  | 0.3603
0.24584 |  | 0.3603
0.24584 |  | 0.36016
0.24584 |  | 0.36016
0.24584 |  | 0.36016
0.24584 |  | 0.36016
0.24584 |  | 0.36016
0.24584 |  | 0.36016
0.24584 |  | 0.36004
0.24584 |  | 0.36004
0.24584 |  | 0.36004
0.24584 |  | 0.36004
0.24584 |  | 0.36004
0.24584 |  | 0.36004
0.24584 |  | 0.36004
0.24584 |  | 0.35997
0.24584 |  | 0.35997
0.24584 |  | 0.35986
0.24584 |  | 0.35986
0.24576 |  | 0.35986
0.24568 |  | 0.35986
0.24568 |  | 0.35986
0.24568 |  | 0.35986
0.24568 |  | 0.35975
0.24556 |  | 0.35975
0.24556 |  | 0.35975
0.24556 |  | 0.35975
0.24556 |  | 0.35975
0.24556 |  | 0.35975
0.24556 |  | 0.35975
0.24556 |  | 0.35975
0.24556 |  | 0.35975
0.24556 |  | 0.35975
0.24556 |  | 0.35967
0.24556 |  | 0.35967
0.24556 |  | 0.35967
0.24543 |  | 0.35967
0.24543 |  | 0.35967
0.24543 |  | 0.35956
0.24543 |  | 0.35956
0.24543 |  | 0.35956
0.24543 |  | 0.35956
0.24543 |  | 0.35956
0.24543 |  | 0.35942
0.24543 |  | 0.3593
0.24543 |  | 0.3593
0.24543 |  | 0.3593
0.24543 |  | 0.3593
0.24543 |  | 0.3593
0.24543 |  | 0.3593
0.24531 |  | 0.3593
0.24531 |  | 0.3593
0.24531 |  | 0.3593
0.24531 |  | 0.35922
0.24531 |  | 0.35912
0.24531 |  | 0.35912
0.24531 |  | 0.35912
0.24531 |  | 0.35912
0.24531 |  | 0.35912
0.24531 |  | 0.35912
0.24531 |  | 0.35912
0.24522 |  | 0.35912
0.24513 |  | 0.35901
0.24513 |  | 0.35901
0.24513 |  | 0.35901
0.24501 |  | 0.35901
0.24501 |  | 0.35901
0.24501 |  | 0.35901
0.24501 |  | 0.35901
0.24501 |  | 0.35901
0.24501 |  | 0.35901
0.24501 |  | 0.35879
0.24493 |  | 0.35879
0.24493 |  | 0.35879
0.24493 |  | 0.35879
0.24493 |  | 0.35879
0.24493 |  | 0.35867
0.24493 |  | 0.35867
0.24493 |  | 0.35867
0.24493 |  | 0.35867
0.24493 |  | 0.35867
0.24493 |  | 0.35867
0.24493 |  | 0.35867
0.24493 |  | 0.35867
0.24493 |  | 0.35856
0.24493 |  | 0.35856
0.24493 |  | 0.35856
0.24493 |  | 0.35856
0.24493 |  | 0.35856
0.24481 |  | 0.35856
0.24481 |  | 0.35856
0.24481 |  | 0.35856
0.24481 |  | 0.35856
0.24481 |  | 0.35856
0.24481 |  | 0.35856
0.24481 |  | 0.35849
0.24481 |  | 0.35849
0.24481 |  | 0.35838
0.24481 |  | 0.35838
0.24473 |  | 0.35838
0.24473 |  | 0.35838
0.24473 |  | 0.35838
0.24473 |  | 0.35838
0.2446 |  | 0.35826
0.2446 |  | 0.35826
0.2446 |  | 0.35826
0.2446 |  | 0.35826
0.2446 |  | 0.35826
0.2446 |  | 0.35826
0.2446 |  | 0.35826
0.2446 |  | 0.35811
0.2446 |  | 0.35811
0.2446 |  | 0.35811
0.2446 |  | 0.35811
0.2446 |  | 0.35811
0.2445 |  | 0.35801
0.24442 |  | 0.35793
0.24442 |  | 0.35793
0.24442 |  | 0.35793
0.24442 |  | 0.35782
0.2443 |  | 0.35782
0.2443 |  | 0.35782
0.2443 |  | 0.35782
0.2443 |  | 0.35782
0.2443 |  | 0.35782
0.2443 |  | 0.35782
0.24422 |  | 0.35782
0.24422 |  | 0.35782
0.24422 |  | 0.35782
0.24422 |  | 0.35782
0.24422 |  | 0.35782
0.24422 |  | 0.35782
0.24422 |  | 0.35782
0.24422 |  | 0.35782
0.24422 |  | 0.3577
0.24422 |  | 0.3577
0.24422 |  | 0.3577
0.24422 |  | 0.3577
0.24422 |  | 0.3577
0.24422 |  | 0.3577
0.24422 |  | 0.3576
0.24422 |  | 0.3576
0.24422 |  | 0.3576
0.24409 |  | 0.3576
0.24409 |  | 0.3576
0.24409 |  | 0.35749
0.24409 |  | 0.35749
0.24409 |  | 0.35741
0.24409 |  | 0.35727
0.24409 |  | 0.35727
0.24409 |  | 0.35727
0.24409 |  | 0.35727
0.24409 |  | 0.35727
0.24409 |  | 0.35727
0.24397 |  | 0.35727
0.24397 |  | 0.35715
0.24397 |  | 0.35715
0.24397 |  | 0.35715
0.24389 |  | 0.35715
0.24389 |  | 0.35715
0.24389 |  | 0.35715
0.24389 |  | 0.35715
0.24389 |  | 0.35704
0.24389 |  | 0.35704
0.24389 |  | 0.35704
0.24389 |  | 0.35704
0.24381 |  | 0.35704
0.24381 |  | 0.35704
0.24381 |  | 0.35704
0.24381 |  | 0.35696
0.24381 |  | 0.35696
0.24381 |  | 0.35696
0.24381 |  | 0.35696
0.24371 |  | 0.35696
0.24371 |  | 0.35696
0.24371 |  | 0.35686
0.24371 |  | 0.35671
0.24371 |  | 0.35671
0.24371 |  | 0.35671
0.24371 |  | 0.35671
0.24359 |  | 0.35671
0.24359 |  | 0.35671
0.24359 |  | 0.35671
0.24359 |  | 0.35671
0.24359 |  | 0.35671
0.24359 |  | 0.35671
0.24359 |  | 0.35671
0.24359 |  | 0.35671
0.24359 |  | 0.35671
0.24359 |  | 0.35671
0.24359 |  | 0.35671
0.24359 |  | 0.35664
0.24359 |  | 0.35664
0.24359 |  | 0.35664
0.24359 |  | 0.35664
0.24359 |  | 0.35664
0.24359 |  | 0.35653
0.24359 |  | 0.35641
0.24359 |  | 0.3563
0.24359 |  | 0.3563
0.24359 |  | 0.3563
0.24359 |  | 0.3563
0.24359 |  | 0.3563
0.24359 |  | 0.3563
0.24359 |  | 0.3563
0.24351 |  | 0.3563
0.24351 |  | 0.3563
0.24351 |  | 0.35616
0.24351 |  | 0.35616
0.24343 |  | 0.35616
0.24343 |  | 0.35616
0.24343 |  | 0.35608
0.24343 |  | 0.35608
0.24343 |  | 0.35608
0.24343 |  | 0.35608
0.24343 |  | 0.35608
0.24343 |  | 0.35608
0.24343 |  | 0.35608
0.24343 |  | 0.35608
0.24343 |  | 0.35608
0.24343 |  | 0.35608
0.24343 |  | 0.35608
0.24343 |  | 0.35598
0.24343 |  | 0.35587
0.24343 |  | 0.35575
0.24343 |  | 0.35575
0.2433 |  | 0.35575
0.2433 |  | 0.35575
0.2433 |  | 0.35575
0.2433 |  | 0.35567
0.2433 |  | 0.35567
0.2433 |  | 0.35567
0.24318 |  | 0.35567
0.24318 |  | 0.35567
0.24318 |  | 0.35567
0.24318 |  | 0.35567
0.24318 |  | 0.35567
0.24318 |  | 0.35567
0.24318 |  | 0.35567
0.24318 |  | 0.35567
0.2431 |  | 0.35567
0.243 |  | 0.35567
0.243 |  | 0.35567
0.243 |  | 0.35567
0.243 |  | 0.35567
0.243 |  | 0.35553
0.243 |  | 0.35542
0.243 |  | 0.35531
0.243 |  | 0.35531
0.243 |  | 0.35519
0.243 |  | 0.35511
0.243 |  | 0.35511
0.243 |  | 0.35511
0.243 |  | 0.35511
0.24287 |  | 0.35511
0.24287 |  | 0.35511
0.24287 |  | 0.35511
0.24287 |  | 0.35511
0.24287 |  | 0.35511
0.24287 |  | 0.35511
0.24287 |  | 0.35511
0.24287 |  | 0.35511
0.24287 |  | 0.35511
0.24287 |  | 0.35511
0.24287 |  | 0.35511
0.24287 |  | 0.355
0.24275 |  | 0.355
0.24275 |  | 0.355
0.24275 |  | 0.35478
0.24267 |  | 0.35478
0.24267 |  | 0.35478
0.24267 |  | 0.35478
0.24267 |  | 0.35478
0.24259 |  | 0.35478
0.24259 |  | 0.35478
0.24259 |  | 0.35478
0.24259 |  | 0.35478
0.24259 |  | 0.35464
0.24259 |  | 0.35456
0.24259 |  | 0.35456
0.24259 |  | 0.35456
0.24259 |  | 0.35456
0.24259 |  | 0.35456
0.24259 |  | 0.35456
0.24259 |  | 0.35456
0.24259 |  | 0.35456
0.24259 |  | 0.35456
0.24259 |  | 0.35456
0.24259 |  | 0.35456
0.24259 |  | 0.35456
0.24259 |  | 0.35445
0.24247 |  | 0.35445
0.24234 |  | 0.35445
0.24234 |  | 0.35445
0.24234 |  | 0.35433
0.24234 |  | 0.35433
0.24234 |  | 0.35425
0.24234 |  | 0.35425
0.24234 |  | 0.35425
0.24234 |  | 0.35415
0.24234 |  | 0.35415
0.24234 |  | 0.35415
0.24234 |  | 0.35415
0.24234 |  | 0.35415
0.24234 |  | 0.35415
0.24234 |  | 0.35415
0.24234 |  | 0.35415
0.24234 |  | 0.35415
0.24234 |  | 0.35401
0.24234 |  | 0.35401
0.24234 |  | 0.35401
0.24234 |  | 0.35401
0.24234 |  | 0.35401
0.24234 |  | 0.35401
0.24216 |  | 0.35401
0.24216 |  | 0.35401
0.24209 |  | 0.35381
0.24209 |  | 0.35381
0.24209 |  | 0.35381
0.24209 |  | 0.35381
0.24209 |  | 0.35381
0.24209 |  | 0.35381
0.24209 |  | 0.35381
0.24209 |  | 0.3537
0.24209 |  | 0.3537
0.24209 |  | 0.35359
0.24209 |  | 0.35359
0.24209 |  | 0.35359
0.24209 |  | 0.35359
0.24209 |  | 0.35359
0.24209 |  | 0.35345
0.24209 |  | 0.35345
0.24209 |  | 0.35345
0.24209 |  | 0.35345
0.24196 |  | 0.35337
0.24184 |  | 0.35337
0.24184 |  | 0.35337
0.24184 |  | 0.35337
0.24184 |  | 0.35337
0.24184 |  | 0.35337
0.24184 |  | 0.35337
0.24184 |  | 0.35337
0.24184 |  | 0.35337
0.24176 |  | 0.35337
0.24176 |  | 0.35337
0.24176 |  | 0.35337
0.24176 |  | 0.35337
0.24176 |  | 0.35326
0.24176 |  | 0.35326
0.24176 |  | 0.35326
0.24176 |  | 0.35316
0.24176 |  | 0.35316
0.24176 |  | 0.35316
0.24176 |  | 0.35316
0.24176 |  | 0.35316
0.24176 |  | 0.35316
0.24176 |  | 0.35316
0.24176 |  | 0.35316
0.24176 |  | 0.35304
0.24176 |  | 0.35304
0.24176 |  | 0.35296
0.24176 |  | 0.35296
0.24176 |  | 0.35296
0.24176 |  | 0.35282
0.24176 |  | 0.35282
0.24176 |  | 0.35271
0.24176 |  | 0.35271
0.24176 |  | 0.35271
0.24176 |  | 0.35271
0.24176 |  | 0.35271
0.24163 |  | 0.35271
0.24163 |  | 0.35271
0.24155 |  | 0.35271
0.24155 |  | 0.35271
0.24155 |  | 0.3526
0.24155 |  | 0.3526
0.24147 |  | 0.3526
0.24147 |  | 0.3526
0.24135 |  | 0.3526
0.24135 |  | 0.3526
0.24135 |  | 0.35253
0.24135 |  | 0.35253
0.24125 |  | 0.35242
0.24125 |  | 0.35242
0.24125 |  | 0.35242
0.24125 |  | 0.3523
0.24125 |  | 0.3523
0.24125 |  | 0.3523
0.24125 |  | 0.3523
0.24125 |  | 0.3523
0.24125 |  | 0.3523
0.24125 |  | 0.3523
0.24125 |  | 0.3523
0.24125 |  | 0.3523
0.24125 |  | 0.3523
0.24125 |  | 0.35219
0.24125 |  | 0.35219
0.24125 |  | 0.35219
0.24125 |  | 0.35208
0.24125 |  | 0.35208
0.24125 |  | 0.35208
0.24125 |  | 0.35208
0.24125 |  | 0.35194
0.24125 |  | 0.35194
0.24125 |  | 0.35194
0.24125 |  | 0.35194
0.24125 |  | 0.35174
0.24125 |  | 0.35174
0.24125 |  | 0.35174
0.24113 |  | 0.35174
0.24113 |  | 0.35174
0.24113 |  | 0.35174
0.241 |  | 0.35174
0.241 |  | 0.35174
0.241 |  | 0.35174
0.24092 |  | 0.35174
0.24092 |  | 0.35174
0.24092 |  | 0.35174
0.24092 |  | 0.35174
0.24092 |  | 0.35174
0.24092 |  | 0.35174
0.24092 |  | 0.35156
0.24092 |  | 0.35156
0.24092 |  | 0.35156
0.24092 |  | 0.35156
0.24092 |  | 0.35156
0.24092 |  | 0.35156
0.24092 |  | 0.35156
0.24092 |  | 0.35145
0.24092 |  | 0.35145
0.24084 |  | 0.35145
0.24084 |  | 0.35145
0.24084 |  | 0.35145
0.24084 |  | 0.35145
0.24084 |  | 0.35145
0.24084 |  | 0.35131
0.24084 |  | 0.35131
0.24084 |  | 0.35119
0.24084 |  | 0.35111
0.24084 |  | 0.35111
0.24084 |  | 0.35111
0.24084 |  | 0.35111
0.24076 |  | 0.35111
0.24076 |  | 0.35101
0.24076 |  | 0.35101
0.24076 |  | 0.35101
0.24066 |  | 0.35101
0.24054 |  | 0.35101
0.24054 |  | 0.35101
0.24054 |  | 0.35101
0.24054 |  | 0.3509
0.24041 |  | 0.3509
0.24041 |  | 0.3509
0.24041 |  | 0.3509
0.24041 |  | 0.3509
0.24041 |  | 0.3509
0.24041 |  | 0.3509
0.24041 |  | 0.3509
0.24041 |  | 0.3509
0.24041 |  | 0.3509
0.24041 |  | 0.3509
0.24041 |  | 0.3509
0.24041 |  | 0.3509
0.24041 |  | 0.3509
0.24041 |  | 0.3509
0.24041 |  | 0.3509
0.24041 |  | 0.3509
0.24041 |  | 0.3509
0.24041 |  | 0.3509
0.24041 |  | 0.35071
0.24041 |  | 0.35071
0.24041 |  | 0.35071
0.24041 |  | 0.35071
0.24041 |  | 0.35071
0.24041 |  | 0.3506
0.24041 |  | 0.35046
0.24033 |  | 0.35046
0.24026 |  | 0.35046
0.24026 |  | 0.35046
0.24026 |  | 0.35034
0.24026 |  | 0.35034
0.24026 |  | 0.35034
0.24026 |  | 0.35034
0.24026 |  | 0.35034
0.24026 |  | 0.35034
0.24026 |  | 0.35034
0.24026 |  | 0.35034
0.24026 |  | 0.35026
0.24026 |  | 0.35026
0.24026 |  | 0.35026
0.24001 |  | 0.35016
0.24001 |  | 0.35016
0.24001 |  | 0.35005
0.24001 |  | 0.35005
0.24001 |  | 0.35005
0.24001 |  | 0.35005
0.24001 |  | 0.35005
0.24001 |  | 0.35005
0.24001 |  | 0.35005
0.24001 |  | 0.35005
0.24001 |  | 0.35005
0.24001 |  | 0.35005
0.24001 |  | 0.35005
0.24001 |  | 0.35005
0.24001 |  | 0.35005
0.23993 |  | 0.34991
0.23993 |  | 0.34991
0.23993 |  | 0.34991
0.23993 |  | 0.34991
0.23993 |  | 0.34991
0.23993 |  | 0.34991
0.23993 |  | 0.34991
0.23993 |  | 0.34979
0.23993 |  | 0.34979
0.23993 |  | 0.34979
0.23993 |  | 0.34979
0.23993 |  | 0.34971
0.23993 |  | 0.34971
0.23993 |  | 0.34971
0.23993 |  | 0.3496
0.23993 |  | 0.34949
0.23993 |  | 0.34949
0.23993 |  | 0.34949
0.23993 |  | 0.34949
0.23993 |  | 0.34949
0.23993 |  | 0.34949
0.23993 |  | 0.34949
0.2398 |  | 0.34949
0.2398 |  | 0.34949
0.2398 |  | 0.34949
0.2398 |  | 0.34949
0.2398 |  | 0.34949
0.2398 |  | 0.34949
0.2398 |  | 0.34949
0.2398 |  | 0.34949
0.23968 |  | 0.34942
0.23968 |  | 0.34942
0.2396 |  | 0.34942
0.2396 |  | 0.34942
0.2396 |  | 0.34942
0.2396 |  | 0.34942
0.23952 |  | 0.34942
0.23952 |  | 0.34919
0.23952 |  | 0.34919
0.23952 |  | 0.34919
0.23952 |  | 0.34908
0.23952 |  | 0.34894
0.23952 |  | 0.34894
0.23952 |  | 0.34894
0.23952 |  | 0.34894
0.23952 |  | 0.34894
0.23952 |  | 0.34894
0.23952 |  | 0.34894
0.23952 |  | 0.34894
0.23952 |  | 0.34894
0.23952 |  | 0.34894
0.23952 |  | 0.34894
0.23952 |  | 0.34894
0.23952 |  | 0.34894
0.23952 |  | 0.34894
0.23952 |  | 0.34894
0.23952 |  | 0.34894
0.23952 |  | 0.34894
0.23952 |  | 0.34886
0.2394 |  | 0.34875
0.2394 |  | 0.34875
0.23927 |  | 0.34875
0.23927 |  | 0.34875
0.23927 |  | 0.34875
0.23927 |  | 0.34875
0.23927 |  | 0.34875
0.23919 |  | 0.34875
0.23919 |  | 0.34853
0.23919 |  | 0.34853
0.23919 |  | 0.34853
0.23919 |  | 0.34853
0.23919 |  | 0.34853
0.23919 |  | 0.34853
0.23919 |  | 0.34853
0.23919 |  | 0.34853
0.23919 |  | 0.34853
0.23919 |  | 0.34853
0.23919 |  | 0.34845
0.23919 |  | 0.34845
0.23919 |  | 0.34845
0.23919 |  | 0.34831
0.23919 |  | 0.34831
0.23919 |  | 0.34831
0.23919 |  | 0.34831
0.23919 |  | 0.34831
0.23919 |  | 0.34831
0.23919 |  | 0.3482
0.23919 |  | 0.3482
0.23919 |  | 0.3482
0.23919 |  | 0.3482
0.23919 |  | 0.3482
0.23909 |  | 0.3482
0.23909 |  | 0.3482
0.23909 |  | 0.3482
0.23909 |  | 0.34812
0.23901 |  | 0.34812
0.23889 |  | 0.34812
0.23881 |  | 0.34812
0.23881 |  | 0.34812
0.23881 |  | 0.34802
0.23868 |  | 0.34802
0.23868 |  | 0.34802
0.23868 |  | 0.34802
0.23868 |  | 0.34802
0.23868 |  | 0.34802
0.23868 |  | 0.3479
0.23868 |  | 0.3479
0.23868 |  | 0.3479
0.23868 |  | 0.3479
0.23868 |  | 0.3479
0.23868 |  | 0.34779
0.23868 |  | 0.34779
0.23868 |  | 0.34779
0.23868 |  | 0.34779
0.23868 |  | 0.34779
0.23868 |  | 0.34779
0.23868 |  | 0.34779
0.23868 |  | 0.34771
0.23868 |  | 0.34771
0.23868 |  | 0.34771
0.23868 |  | 0.34757
0.23868 |  | 0.34757
0.23855 |  | 0.34757
0.23855 |  | 0.34757
0.23855 |  | 0.34757
0.23855 |  | 0.34746
0.23855 |  | 0.34746
0.23855 |  | 0.34741
0.23855 |  | 0.34735
0.23855 |  | 0.34735
0.23855 |  | 0.34735
0.23847 |  | 0.34723
0.23847 |  | 0.34723
0.23847 |  | 0.34723
0.23847 |  | 0.34723
0.23847 |  | 0.34723
0.23847 |  | 0.34723
0.23847 |  | 0.34723
0.23835 |  | 0.34723
0.23835 |  | 0.34715
0.23835 |  | 0.34715
0.23835 |  | 0.34715
0.23835 |  | 0.34715
0.23835 |  | 0.34715
0.23835 |  | 0.34715
0.23835 |  | 0.34715
0.23835 |  | 0.34705
0.23835 |  | 0.34705
0.23835 |  | 0.34705
0.23835 |  | 0.34705
0.23835 |  | 0.34691
0.23835 |  | 0.34691
0.23835 |  | 0.34691
0.23835 |  | 0.34691
0.23835 |  | 0.34683
0.23835 |  | 0.34683
0.23835 |  | 0.34683
0.23835 |  | 0.34683
0.23835 |  | 0.34672
0.23835 |  | 0.34672
0.23835 |  | 0.34672
0.23835 |  | 0.3466
0.23835 |  | 0.3466
0.23823 |  | 0.3466
0.23823 |  | 0.3466
0.23815 |  | 0.3466
0.23815 |  | 0.3466
0.23815 |  | 0.3466
0.23815 |  | 0.3466
0.23815 |  | 0.3466
0.23815 |  | 0.3466
0.23802 |  | 0.34649
0.23802 |  | 0.34649
0.23802 |  | 0.34649
0.23802 |  | 0.34649
0.23802 |  | 0.34649
0.23802 |  | 0.34642
0.23794 |  | 0.34642
0.23794 |  | 0.34642
0.23794 |  | 0.34642
0.23794 |  | 0.34642
0.23794 |  | 0.34642
0.23794 |  | 0.34642
0.23785 |  | 0.34642
0.23785 |  | 0.34627
0.23785 |  | 0.34616
0.23785 |  | 0.34616
0.23785 |  | 0.34616
0.23785 |  | 0.34616
0.23785 |  | 0.34616
0.23785 |  | 0.34616
0.23785 |  | 0.34616
0.23785 |  | 0.34616
0.23785 |  | 0.34616
0.23785 |  | 0.34616
0.23777 |  | 0.34616
0.23777 |  | 0.34616
0.23777 |  | 0.34616
0.23777 |  | 0.34605
0.23777 |  | 0.34605
0.23777 |  | 0.34605
0.23777 |  | 0.34605
0.23777 |  | 0.34605
0.23777 |  | 0.34583
0.23764 |  | 0.34583
0.23764 |  | 0.34583
0.23764 |  | 0.34583
0.23764 |  | 0.34583
0.23764 |  | 0.34575
0.23764 |  | 0.34575
0.23764 |  | 0.34575
0.23764 |  | 0.34575
0.23764 |  | 0.34575
0.23764 |  | 0.34575
0.23764 |  | 0.34575
0.23764 |  | 0.34575
0.23764 |  | 0.34575
0.23758 |  | 0.34575
0.23752 |  | 0.34561
0.23752 |  | 0.34561
0.23752 |  | 0.34561
0.23752 |  | 0.34561
0.23752 |  | 0.34561
0.23752 |  | 0.34561
0.23752 |  | 0.3455
0.23752 |  | 0.3455
0.23752 |  | 0.3455
0.23744 |  | 0.3455
0.23744 |  | 0.3455
0.23744 |  | 0.3455
0.23731 |  | 0.34538
0.23731 |  | 0.34538
0.23731 |  | 0.34538
0.23731 |  | 0.3453
0.23731 |  | 0.3453
0.23731 |  | 0.3453
0.23731 |  | 0.3453
0.23731 |  | 0.3452
0.23731 |  | 0.3452
0.23731 |  | 0.3452
0.23731 |  | 0.3452
0.23731 |  | 0.3452
0.23731 |  | 0.3452
0.23731 |  | 0.3452
0.23731 |  | 0.3452
0.23731 |  | 0.3452
0.23731 |  | 0.3452
0.23731 |  | 0.3452
0.23731 |  | 0.3452
0.23731 |  | 0.34509
0.23731 |  | 0.34495
0.23723 |  | 0.34495
0.23723 |  | 0.34495
0.23723 |  | 0.34495
0.23723 |  | 0.34495
0.23723 |  | 0.34487
0.23723 |  | 0.34487
0.23723 |  | 0.34487
0.23713 |  | 0.34487
0.23713 |  | 0.34487
0.23713 |  | 0.34487
0.23713 |  | 0.34487
0.23705 |  | 0.34487
0.23705 |  | 0.34487
0.23693 |  | 0.34487
0.23693 |  | 0.34476
0.2368 |  | 0.34476
0.2368 |  | 0.34476
0.2368 |  | 0.34464
0.2368 |  | 0.34464
0.2368 |  | 0.34464
0.2368 |  | 0.34464
0.2368 |  | 0.34464
0.2368 |  | 0.34464
0.2368 |  | 0.34453
0.2368 |  | 0.34453
0.2368 |  | 0.34453
0.2368 |  | 0.34446
0.2368 |  | 0.34446
0.2368 |  | 0.34446
0.2368 |  | 0.34446
0.2368 |  | 0.34446
0.2368 |  | 0.34431
0.2368 |  | 0.34431
0.2368 |  | 0.34431
0.2368 |  | 0.34431
0.2368 |  | 0.34431
0.2368 |  | 0.34431
0.2368 |  | 0.34431
0.2368 |  | 0.34431
0.2368 |  | 0.34421
0.2368 |  | 0.34421
0.2368 |  | 0.34421
0.2368 |  | 0.34421
0.2368 |  | 0.34421
0.2368 |  | 0.34421
0.2368 |  | 0.34421
0.23672 |  | 0.34421
0.2366 |  | 0.34409
0.2366 |  | 0.34398
0.2366 |  | 0.34398
0.2366 |  | 0.34398
0.2366 |  | 0.34398
0.2366 |  | 0.34398
0.2366 |  | 0.34398
0.2366 |  | 0.3439
0.2366 |  | 0.3439
0.2366 |  | 0.3439
0.2366 |  | 0.3439
0.2366 |  | 0.3439
0.2366 |  | 0.3439
0.2366 |  | 0.3439
0.2366 |  | 0.3439
0.2366 |  | 0.3439
0.2366 |  | 0.3439
0.2366 |  | 0.3439
0.2366 |  | 0.3439
0.2366 |  | 0.3439
0.2366 |  | 0.34376
0.2366 |  | 0.34365
0.2366 |  | 0.34354
0.2366 |  | 0.34354
0.2366 |  | 0.34354
0.2366 |  | 0.34347
0.2366 |  | 0.34347
0.2366 |  | 0.34347
0.2366 |  | 0.34347
0.23652 |  | 0.34347
0.23634 |  | 0.34347
0.23634 |  | 0.34347
0.23634 |  | 0.34347
0.23634 |  | 0.34347
0.23634 |  | 0.34347
0.23621 |  | 0.34335
0.23621 |  | 0.34335
0.23621 |  | 0.34335
0.23621 |  | 0.34335
0.23621 |  | 0.34335
0.23621 |  | 0.34327
0.23621 |  | 0.34327
0.23621 |  | 0.34327
0.23621 |  | 0.34327
0.23621 |  | 0.34327
0.23621 |  | 0.34327
0.23621 |  | 0.34327
0.23621 |  | 0.34327
0.23621 |  | 0.34327
0.23621 |  | 0.34316
0.23621 |  | 0.34316
0.23621 |  | 0.34316
0.23621 |  | 0.34316
0.23621 |  | 0.34316
0.23621 |  | 0.34302
0.23621 |  | 0.34302
0.23621 |  | 0.34291
0.23621 |  | 0.34291
0.23621 |  | 0.34291
0.23608 |  | 0.34291
0.23608 |  | 0.34291
0.23608 |  | 0.34291
0.236 |  | 0.34284
0.236 |  | 0.34284
0.23588 |  | 0.34284
0.23588 |  | 0.34272
0.23588 |  | 0.34272
0.23588 |  | 0.34272
0.23588 |  | 0.34272
0.23588 |  | 0.34272
0.2358 |  | 0.34272
0.2358 |  | 0.34272
0.2358 |  | 0.34272
0.2358 |  | 0.34272
0.2358 |  | 0.34272
0.2358 |  | 0.34272
0.2358 |  | 0.34272
0.2358 |  | 0.34272
0.2358 |  | 0.34272
0.2358 |  | 0.34261
0.2358 |  | 0.34261
0.2358 |  | 0.34261
0.2358 |  | 0.34261
0.2358 |  | 0.34261
0.2358 |  | 0.34261
0.2358 |  | 0.34261
0.2358 |  | 0.34261
0.2358 |  | 0.34236
0.2358 |  | 0.34228
0.23572 |  | 0.34228
0.23572 |  | 0.34228
0.23572 |  | 0.34228
0.23572 |  | 0.34228
0.23572 |  | 0.34228
0.23572 |  | 0.34228
0.23572 |  | 0.34228
0.23572 |  | 0.34216
0.23572 |  | 0.34216
0.23572 |  | 0.34216
0.2356 |  | 0.34216
0.2356 |  | 0.34216
0.2356 |  | 0.34216
0.2356 |  | 0.34216
0.2356 |  | 0.34216
0.2356 |  | 0.34216
0.2356 |  | 0.34216
0.2356 |  | 0.34216
0.2356 |  | 0.34216
0.2356 |  | 0.34216
0.2356 |  | 0.34206
0.2356 |  | 0.34195
0.2356 |  | 0.34195
0.2356 |  | 0.34195
0.23552 |  | 0.34195
0.23542 |  | 0.34187
0.23542 |  | 0.34187
0.23542 |  | 0.34187
0.23542 |  | 0.34187
0.23542 |  | 0.34187
0.23542 |  | 0.34187
0.23542 |  | 0.34187
0.23542 |  | 0.34187
0.23542 |  | 0.34175
0.23542 |  | 0.34175
0.23542 |  | 0.34175
0.23534 |  | 0.34161
0.23522 |  | 0.34161
0.23522 |  | 0.34161
0.23522 |  | 0.34161
0.23522 |  | 0.34161
0.23509 |  | 0.34161
0.23509 |  | 0.34161
0.23509 |  | 0.34161
0.23509 |  | 0.34161
0.23509 |  | 0.34161
0.23509 |  | 0.34161
0.23509 |  | 0.34161
0.23509 |  | 0.34161
0.23509 |  | 0.34161
0.23509 |  | 0.34161
0.23509 |  | 0.34153
0.23509 |  | 0.34142
0.23509 |  | 0.34142
0.23501 |  | 0.34131
0.23501 |  | 0.34131
0.23501 |  | 0.34131
0.23501 |  | 0.34131
0.23501 |  | 0.34131
0.23501 |  | 0.34131
0.23501 |  | 0.34131
0.23501 |  | 0.34131
0.23501 |  | 0.34131
0.23501 |  | 0.34131
0.23501 |  | 0.34131
0.23501 |  | 0.34131
0.23501 |  | 0.34117
0.23501 |  | 0.34117
0.23501 |  | 0.34117
0.23501 |  | 0.34109
0.23501 |  | 0.34109
0.23501 |  | 0.34109
0.23501 |  | 0.34109
0.23501 |  | 0.34109
0.23501 |  | 0.34109
0.23501 |  | 0.34099
0.23501 |  | 0.34099
0.23501 |  | 0.34099
0.23501 |  | 0.34087
0.23481 |  | 0.34087
0.23468 |  | 0.34076
0.23468 |  | 0.34076
0.23468 |  | 0.34076
0.23468 |  | 0.34076
0.23468 |  | 0.34076
0.23468 |  | 0.34076
0.2346 |  | 0.34068
0.2346 |  | 0.34068
0.2346 |  | 0.34068
0.2346 |  | 0.34068
0.2346 |  | 0.34068
0.2346 |  | 0.34068
0.2346 |  | 0.34068
0.2346 |  | 0.34068
0.2346 |  | 0.34068
0.2346 |  | 0.34068
0.2346 |  | 0.34068
0.2346 |  | 0.34068
0.2345 |  | 0.34068
0.2345 |  | 0.34068
0.2345 |  | 0.34068
0.2345 |  | 0.34068
0.2345 |  | 0.34068
0.2345 |  | 0.34068
0.2345 |  | 0.34056
0.2345 |  | 0.34056
0.2345 |  | 0.34049
0.2345 |  | 0.34049
0.2345 |  | 0.34023
0.2345 |  | 0.34013
0.2345 |  | 0.34013
0.2345 |  | 0.34013
0.23442 |  | 0.34013
0.23442 |  | 0.34013
0.23429 |  | 0.34013
0.23429 |  | 0.34013
0.23429 |  | 0.34013
0.23429 |  | 0.34013
0.23429 |  | 0.34013
0.23429 |  | 0.34013
0.23429 |  | 0.34013
0.23429 |  | 0.34013
0.23429 |  | 0.34013
0.23429 |  | 0.34013
0.23429 |  | 0.34013
0.23429 |  | 0.34013
0.23429 |  | 0.34002
0.23429 |  | 0.34002
0.23429 |  | 0.34002
0.23429 |  | 0.33994
0.23429 |  | 0.33994
0.23417 |  | 0.33982
0.23417 |  | 0.33982
0.23417 |  | 0.33982
0.23417 |  | 0.33982
0.23417 |  | 0.33982
0.23417 |  | 0.33982
0.23409 |  | 0.33982
0.23409 |  | 0.33982
0.23401 |  | 0.33972
0.23401 |  | 0.33972
0.23401 |  | 0.33972
0.23401 |  | 0.33972
0.23401 |  | 0.33972
0.23401 |  | 0.33972
0.23401 |  | 0.33972
0.23401 |  | 0.33972
0.23401 |  | 0.33972
0.23401 |  | 0.33972
0.23401 |  | 0.33972
0.23401 |  | 0.33972
0.23401 |  | 0.33972
0.23401 |  | 0.33957
0.23401 |  | 0.33946
0.23401 |  | 0.33946
0.23401 |  | 0.33946
0.23401 |  | 0.33946
0.23389 |  | 0.33946
0.23389 |  | 0.33946
0.23389 |  | 0.33946
0.23381 |  | 0.33946
0.23381 |  | 0.33946
0.23371 |  | 0.33946
0.23371 |  | 0.33939
0.23371 |  | 0.33928
0.23371 |  | 0.33928
0.23371 |  | 0.33928
0.23371 |  | 0.33928
0.23371 |  | 0.33928
0.23371 |  | 0.33916
0.23371 |  | 0.33916
0.23371 |  | 0.33916
0.23371 |  | 0.33916
0.23371 |  | 0.33916
0.23371 |  | 0.33916
0.23371 |  | 0.33916
0.23371 |  | 0.33916
0.23359 |  | 0.33916
0.23359 |  | 0.33916
0.23359 |  | 0.33916
0.23359 |  | 0.33916
0.23359 |  | 0.33916
0.23359 |  | 0.33916
0.23359 |  | 0.33916
0.23359 |  | 0.33916
0.23359 |  | 0.33916
0.23346 |  | 0.33916
0.23346 |  | 0.33916
0.23346 |  | 0.33906
0.23346 |  | 0.33906
0.23346 |  | 0.33887
0.23346 |  | 0.33887
0.23346 |  | 0.33887
0.23346 |  | 0.33887
0.23346 |  | 0.33887
0.23346 |  | 0.33887
0.23338 |  | 0.33887
0.23338 |  | 0.33887
0.23338 |  | 0.33887
0.2333 |  | 0.33887
0.2333 |  | 0.33873
0.2333 |  | 0.33861
0.2333 |  | 0.33861
0.2333 |  | 0.33861
0.2333 |  | 0.33861
0.2333 |  | 0.33861
0.2333 |  | 0.33861
0.2333 |  | 0.33861
0.2333 |  | 0.33861
0.2333 |  | 0.33861
0.2333 |  | 0.33861
0.2333 |  | 0.33861
0.2333 |  | 0.33861
0.2333 |  | 0.33842
0.2333 |  | 0.33842
0.2333 |  | 0.33842
0.2333 |  | 0.33831
0.2333 |  | 0.33831
0.2333 |  | 0.33831
0.2333 |  | 0.33831
0.2332 |  | 0.33831
0.2332 |  | 0.33831
0.2332 |  | 0.33831
0.2332 |  | 0.33831
0.2332 |  | 0.33831
0.23307 |  | 0.33831
0.23307 |  | 0.33831
0.23295 |  | 0.33831
0.23295 |  | 0.33831
0.23295 |  | 0.33831
0.23295 |  | 0.33831
0.23295 |  | 0.33831
0.23295 |  | 0.33831
0.23295 |  | 0.33831
0.23295 |  | 0.33819
0.23295 |  | 0.33812
0.23287 |  | 0.33812
0.23287 |  | 0.33812
0.23287 |  | 0.33812
0.23287 |  | 0.33812
0.23287 |  | 0.33812
0.23287 |  | 0.33812
0.23287 |  | 0.33801
0.23287 |  | 0.3379
0.23287 |  | 0.3379
0.23287 |  | 0.3379
0.23279 |  | 0.33776
0.23279 |  | 0.33776
0.23279 |  | 0.33776
0.23279 |  | 0.33776
0.23279 |  | 0.33776
0.23279 |  | 0.33776
0.23279 |  | 0.33776
0.23279 |  | 0.33768
0.23279 |  | 0.33768
0.23279 |  | 0.33768
0.23279 |  | 0.33768
0.23267 |  | 0.33768
0.23267 |  | 0.33768
0.23267 |  | 0.33768
0.23267 |  | 0.33768
0.23267 |  | 0.33768
0.23267 |  | 0.33768
0.23267 |  | 0.33768
0.23267 |  | 0.33768
0.23267 |  | 0.33768
0.23259 |  | 0.33756
0.23259 |  | 0.33756
0.23259 |  | 0.33756
0.23259 |  | 0.33756
0.23259 |  | 0.33749
0.23259 |  | 0.33738
0.23259 |  | 0.33738
0.23259 |  | 0.33738
0.23259 |  | 0.33738
0.23259 |  | 0.33738
0.23259 |  | 0.33738
0.23259 |  | 0.33738
0.23246 |  | 0.33738
0.23246 |  | 0.33727
0.23246 |  | 0.33727
0.23246 |  | 0.33727
0.23234 |  | 0.33727
0.23234 |  | 0.33727
0.23224 |  | 0.33727
0.23224 |  | 0.33727
0.23224 |  | 0.33727
0.23224 |  | 0.33727
0.23224 |  | 0.33727
0.23224 |  | 0.33727
0.23224 |  | 0.33727
0.23224 |  | 0.33713
0.23216 |  | 0.33713
0.23216 |  | 0.33713
0.23216 |  | 0.33713
0.23208 |  | 0.33713
0.23208 |  | 0.33713
0.23208 |  | 0.3369
0.23208 |  | 0.33682
0.23208 |  | 0.33682
0.23208 |  | 0.33672
0.23208 |  | 0.33672
0.23208 |  | 0.33672
0.23208 |  | 0.33672
0.23208 |  | 0.33672
0.23208 |  | 0.33672
0.23208 |  | 0.33672
0.23208 |  | 0.33672
0.23208 |  | 0.33672
0.23208 |  | 0.33672
0.23208 |  | 0.33672
0.23208 |  | 0.33672
0.23208 |  | 0.33672
0.23208 |  | 0.33672
0.23208 |  | 0.33672
0.23208 |  | 0.33672
0.23195 |  | 0.33672
0.23195 |  | 0.33672
0.23195 |  | 0.33672
0.23195 |  | 0.33672
0.23195 |  | 0.33672
0.23195 |  | 0.33672
0.23195 |  | 0.3366
0.23195 |  | 0.3366
0.23195 |  | 0.3366
0.23195 |  | 0.33649
0.23187 |  | 0.33649
0.23175 |  | 0.33649
0.23175 |  | 0.33641
0.23175 |  | 0.33641
0.23175 |  | 0.33641
0.23175 |  | 0.33616
0.23175 |  | 0.33616
0.23175 |  | 0.33616
0.23175 |  | 0.33616
0.23175 |  | 0.33616
0.23175 |  | 0.33616
0.23175 |  | 0.33616
0.23175 |  | 0.33616
0.23175 |  | 0.33616
0.23175 |  | 0.33616
0.23175 |  | 0.33616
0.23175 |  | 0.33616
0.23162 |  | 0.33616
0.23162 |  | 0.33616
0.23162 |  | 0.33616
0.23162 |  | 0.33616
0.23162 |  | 0.33608
0.23162 |  | 0.33608
0.23162 |  | 0.33597
0.23162 |  | 0.33597
0.23162 |  | 0.33587
0.23162 |  | 0.33587
0.23162 |  | 0.33587
0.23162 |  | 0.33587
0.23162 |  | 0.33587
0.23162 |  | 0.33587
0.23162 |  | 0.33575
0.23162 |  | 0.33567
0.23162 |  | 0.33567
0.23162 |  | 0.33567
0.23154 |  | 0.33567
0.23154 |  | 0.33567
0.23145 |  | 0.33567
0.23145 |  | 0.33567
0.23145 |  | 0.33567
0.23145 |  | 0.33567
0.23145 |  | 0.33567
0.23145 |  | 0.33567
0.23145 |  | 0.33556
0.23137 |  | 0.33542
0.23124 |  | 0.33542
0.23124 |  | 0.33542
0.23124 |  | 0.33542
0.23124 |  | 0.33542
0.23124 |  | 0.33542
0.23124 |  | 0.33542
0.23124 |  | 0.33542
0.23124 |  | 0.33531
0.23124 |  | 0.33524
0.23124 |  | 0.33524
0.23124 |  | 0.33524
0.23112 |  | 0.33524
0.23112 |  | 0.33524
0.23112 |  | 0.33524
0.23112 |  | 0.33524
0.23112 |  | 0.33524
0.23112 |  | 0.33512
0.23112 |  | 0.33512
0.23099 |  | 0.33512
0.23099 |  | 0.33512
0.23091 |  | 0.33512
0.23091 |  | 0.33512
0.23091 |  | 0.33512
0.23091 |  | 0.33512
0.23091 |  | 0.33512
0.23091 |  | 0.33501
0.23091 |  | 0.33501
0.23091 |  | 0.33501
0.23091 |  | 0.33501
0.23091 |  | 0.33501
0.23091 |  | 0.33501
0.23091 |  | 0.33493
0.23091 |  | 0.33493
0.23091 |  | 0.33493
0.23091 |  | 0.33493
0.23091 |  | 0.33493
0.23091 |  | 0.33493
0.23091 |  | 0.33493
0.23091 |  | 0.33493
0.23091 |  | 0.33493
0.23091 |  | 0.33482
0.23091 |  | 0.33482
0.23091 |  | 0.33482
0.23091 |  | 0.33482
0.23091 |  | 0.33468
0.23091 |  | 0.33468
0.23091 |  | 0.33468
0.23091 |  | 0.33468
0.23091 |  | 0.3346
0.23091 |  | 0.3346
0.23091 |  | 0.3346
0.23083 |  | 0.3346
0.2307 |  | 0.33448
0.2307 |  | 0.33448
0.2306 |  | 0.33438
0.2306 |  | 0.33438
0.2306 |  | 0.33427
0.2306 |  | 0.33427
0.2306 |  | 0.33427
0.2306 |  | 0.33427
0.2306 |  | 0.33427
0.2306 |  | 0.33427
0.23048 |  | 0.33427
0.23048 |  | 0.33427
0.2304 |  | 0.33427
0.2304 |  | 0.33427
0.2304 |  | 0.33427
0.2304 |  | 0.33427
0.2304 |  | 0.33427
0.2304 |  | 0.33419
0.2304 |  | 0.33419
0.2304 |  | 0.33419
0.2304 |  | 0.33419
0.2304 |  | 0.33419
0.2304 |  | 0.33419
0.2304 |  | 0.33419
0.2304 |  | 0.33419
0.23032 |  | 0.33419
0.23032 |  | 0.33419
0.23032 |  | 0.33419
0.23032 |  | 0.33419
0.2302 |  | 0.33419
0.2302 |  | 0.33419
0.2302 |  | 0.33419
0.2302 |  | 0.33419
0.2302 |  | 0.33394
0.2302 |  | 0.33394
0.2302 |  | 0.33394
0.2302 |  | 0.33394
0.2302 |  | 0.33394
0.2302 |  | 0.33376
0.2302 |  | 0.33376
0.2302 |  | 0.33364
0.2302 |  | 0.33364
0.2302 |  | 0.33364
0.2302 |  | 0.33364
0.2302 |  | 0.33364
0.2302 |  | 0.33364
0.2302 |  | 0.33364
0.2302 |  | 0.33364
0.2302 |  | 0.33364
0.2302 |  | 0.33364
0.2302 |  | 0.33364
0.23007 |  | 0.33364
0.23007 |  | 0.33364
0.22999 |  | 0.33364
0.22999 |  | 0.33356
0.22999 |  | 0.33356
0.22999 |  | 0.33356
0.22999 |  | 0.33345
0.22999 |  | 0.33345
0.22999 |  | 0.33345
0.22999 |  | 0.33345
0.22999 |  | 0.33345
0.22999 |  | 0.33345
0.22999 |  | 0.33345
0.22999 |  | 0.33345
0.22999 |  | 0.33345
0.22987 |  | 0.33345
0.22987 |  | 0.33334
0.22987 |  | 0.33334
0.22987 |  | 0.33334
0.22987 |  | 0.33334
0.22979 |  | 0.33334
0.22979 |  | 0.33334
0.22979 |  | 0.33323
0.22979 |  | 0.33323
0.22979 |  | 0.33315
0.22979 |  | 0.33315
0.22979 |  | 0.33308
0.22979 |  | 0.3329
0.22979 |  | 0.3329
0.22971 |  | 0.3329
0.22961 |  | 0.3329
0.22961 |  | 0.3329
0.22961 |  | 0.3329
0.22948 |  | 0.3329
0.22948 |  | 0.3329
0.22948 |  | 0.3329
0.22948 |  | 0.3329
0.22948 |  | 0.3329
0.22948 |  | 0.3329
0.22948 |  | 0.3329
0.22948 |  | 0.3329
0.22948 |  | 0.3329
0.22948 |  | 0.3329
0.22948 |  | 0.3329
0.22948 |  | 0.3329
0.22948 |  | 0.3329
0.22948 |  | 0.3329
0.22948 |  | 0.3329
0.22948 |  | 0.3329
0.22948 |  | 0.3329
0.22948 |  | 0.33279
0.2294 |  | 0.33271
0.2294 |  | 0.33271
0.2294 |  | 0.3326
0.2294 |  | 0.3326
0.2294 |  | 0.3326
0.2294 |  | 0.3326
0.2294 |  | 0.3326
0.2294 |  | 0.3326
0.2294 |  | 0.3326
0.2294 |  | 0.3326
0.2294 |  | 0.3326
0.2294 |  | 0.3326
0.22927 |  | 0.3326
0.22927 |  | 0.3326
0.22927 |  | 0.33248
0.22927 |  | 0.33248
0.22927 |  | 0.33248
0.22927 |  | 0.33234
0.22927 |  | 0.33234
0.22927 |  | 0.33234
0.22927 |  | 0.33226
0.22919 |  | 0.33226
0.22919 |  | 0.33226
0.22919 |  | 0.33215
0.22919 |  | 0.33215
0.22919 |  | 0.33215
0.22919 |  | 0.33215
0.22919 |  | 0.33215
0.22919 |  | 0.33205
0.22907 |  | 0.33205
0.22907 |  | 0.33205
0.22907 |  | 0.33205
0.22907 |  | 0.33205
0.22907 |  | 0.33205
0.22907 |  | 0.33205
0.22907 |  | 0.33205
0.22907 |  | 0.33205
0.22907 |  | 0.33197
0.22894 |  | 0.33197
0.22894 |  | 0.33197
0.22887 |  | 0.33197
0.22887 |  | 0.33197
0.22887 |  | 0.33197
0.22879 |  | 0.33197
0.22879 |  | 0.33197
0.22879 |  | 0.33197
0.22879 |  | 0.33197
0.22879 |  | 0.33197
0.22879 |  | 0.33197
0.22879 |  | 0.33197
0.22879 |  | 0.33186
0.22879 |  | 0.33186
0.22879 |  | 0.33186
0.22879 |  | 0.33186
0.22879 |  | 0.33186
0.22879 |  | 0.33172
0.22879 |  | 0.33152
0.22879 |  | 0.33152
0.22879 |  | 0.33152
0.22879 |  | 0.33152
0.22879 |  | 0.33152
0.22879 |  | 0.33152
0.22879 |  | 0.33152
0.22866 |  | 0.33152
0.22866 |  | 0.33142
0.22866 |  | 0.33142
0.22866 |  | 0.33142
0.22866 |  | 0.33142
0.22866 |  | 0.33142
0.22866 |  | 0.33142
0.22866 |  | 0.33142
0.22858 |  | 0.33142
0.22858 |  | 0.33142
0.22858 |  | 0.33142
0.22858 |  | 0.33142
0.22848 |  | 0.33142
0.22848 |  | 0.33134
0.22848 |  | 0.33134
0.22848 |  | 0.33134
0.22848 |  | 0.33123
0.22848 |  | 0.33123
0.22848 |  | 0.33123
0.22848 |  | 0.33123
0.22848 |  | 0.33123
0.22848 |  | 0.33123
0.22848 |  | 0.33123
0.22835 |  | 0.33123
0.22835 |  | 0.33123
0.22835 |  | 0.33123
0.22835 |  | 0.33123
0.22835 |  | 0.33123
0.22827 |  | 0.33111
0.22827 |  | 0.33111
0.22827 |  | 0.33097
0.22827 |  | 0.33086
0.22827 |  | 0.33086
0.22815 |  | 0.33086
0.22815 |  | 0.33086
0.22815 |  | 0.33086
0.22815 |  | 0.33079
0.22815 |  | 0.33079
0.22815 |  | 0.33079
0.22815 |  | 0.33068
0.22815 |  | 0.33068
0.22815 |  | 0.33068
0.22815 |  | 0.33068
0.22815 |  | 0.33068
0.22807 |  | 0.33068
0.22807 |  | 0.33068
0.22807 |  | 0.33068
0.22807 |  | 0.33068
0.22807 |  | 0.33068
0.22807 |  | 0.33068
0.22807 |  | 0.33068
0.22807 |  | 0.3306
0.22807 |  | 0.3306
0.22794 |  | 0.3306
0.22794 |  | 0.3306
0.22794 |  | 0.3306
0.22794 |  | 0.3306
0.22794 |  | 0.3306
0.22794 |  | 0.3306
0.22794 |  | 0.3306
0.22794 |  | 0.3306
0.22786 |  | 0.33038
0.22786 |  | 0.33038
0.22786 |  | 0.33038
0.22786 |  | 0.33038
0.22786 |  | 0.33038
0.22786 |  | 0.33038
0.22786 |  | 0.33038
0.22786 |  | 0.33038
0.22786 |  | 0.33031
0.22786 |  | 0.33031
0.22786 |  | 0.33031
0.22786 |  | 0.33019
0.22786 |  | 0.33019
0.22786 |  | 0.33019
0.22786 |  | 0.33004
0.22786 |  | 0.33004
0.22786 |  | 0.33004
0.22786 |  | 0.33004
0.22786 |  | 0.33004
0.22786 |  | 0.33004
0.22774 |  | 0.33004
0.22774 |  | 0.33004
0.22774 |  | 0.33004
0.22774 |  | 0.32997
0.22774 |  | 0.32997
0.22774 |  | 0.32997
0.22774 |  | 0.32997
0.22774 |  | 0.32997
0.22774 |  | 0.32997
0.22774 |  | 0.32997
0.22766 |  | 0.32986
0.22766 |  | 0.32986
0.22766 |  | 0.32986
0.22766 |  | 0.32975
0.22766 |  | 0.32975
0.22766 |  | 0.32975
0.22766 |  | 0.32975
0.22761 |  | 0.32975
0.22756 |  | 0.32975
0.22756 |  | 0.32963
0.22756 |  | 0.32963
0.22756 |  | 0.32963
0.22756 |  | 0.32963
0.22756 |  | 0.32963
0.22756 |  | 0.32963
0.22756 |  | 0.32963
0.22756 |  | 0.32963
0.22756 |  | 0.32963
0.22756 |  | 0.32963
0.22737 |  | 0.32955
0.22731 |  | 0.32955
0.22731 |  | 0.32955
0.22731 |  | 0.32955
0.22731 |  | 0.32955
0.22731 |  | 0.32955
0.22731 |  | 0.32941
0.22723 |  | 0.32941
0.22723 |  | 0.32941
0.22723 |  | 0.32941
0.22723 |  | 0.3293
0.22723 |  | 0.3293
0.22723 |  | 0.3293
0.22723 |  | 0.3293
0.22723 |  | 0.3293
0.22723 |  | 0.3293
0.22723 |  | 0.3293
0.22723 |  | 0.3293
0.22723 |  | 0.3292
0.22723 |  | 0.3292
0.22723 |  | 0.3292
0.22723 |  | 0.3292
0.22723 |  | 0.3292
0.22723 |  | 0.3292
0.22723 |  | 0.3292
0.22723 |  | 0.3292
0.22723 |  | 0.32908
0.2271 |  | 0.32908
0.2271 |  | 0.32908
0.2271 |  | 0.329
0.2271 |  | 0.329
0.2271 |  | 0.329
0.2271 |  | 0.329
0.2271 |  | 0.329
0.2271 |  | 0.329
0.22702 |  | 0.329
0.22702 |  | 0.329
0.22702 |  | 0.32889
0.22694 |  | 0.32889
0.22694 |  | 0.32889
0.22694 |  | 0.32889
0.22694 |  | 0.32889
0.22694 |  | 0.32889
0.22694 |  | 0.32889
0.22694 |  | 0.32889
0.22694 |  | 0.32889
0.22694 |  | 0.32881
0.22694 |  | 0.32871
0.22694 |  | 0.32871
0.22681 |  | 0.32871
0.22681 |  | 0.32871
0.22681 |  | 0.32856
0.22681 |  | 0.32856
0.22681 |  | 0.32856
0.22681 |  | 0.32856
0.22681 |  | 0.32856
0.22681 |  | 0.32856
0.22681 |  | 0.32856
0.22681 |  | 0.32856
0.22681 |  | 0.32856
0.22681 |  | 0.32856
0.22681 |  | 0.32856
0.22681 |  | 0.32856
0.22681 |  | 0.32845
0.22681 |  | 0.32834
0.22681 |  | 0.32834
0.22672 |  | 0.32834
0.22672 |  | 0.32834
0.22672 |  | 0.32834
0.22672 |  | 0.32826
0.22672 |  | 0.32826
0.22659 |  | 0.32826
0.22659 |  | 0.32826
0.22659 |  | 0.32826
0.22651 |  | 0.32826
0.22651 |  | 0.32826
0.22651 |  | 0.32815
0.22651 |  | 0.32815
0.22651 |  | 0.32815
0.22651 |  | 0.32804
0.22651 |  | 0.32804
0.22651 |  | 0.32804
0.22651 |  | 0.32804
0.22639 |  | 0.32804
0.22639 |  | 0.32804
0.22639 |  | 0.32804
0.22639 |  | 0.32797
0.22631 |  | 0.32797
0.22631 |  | 0.32797
0.22631 |  | 0.32797
0.22631 |  | 0.32797
0.22631 |  | 0.32797
0.22631 |  | 0.32785
0.22623 |  | 0.32785
0.22623 |  | 0.32785
0.22623 |  | 0.32785
0.2261 |  | 0.32785
0.2261 |  | 0.32785
0.2261 |  | 0.32785
0.2261 |  | 0.3277
0.2261 |  | 0.3277
0.2261 |  | 0.3277
0.2261 |  | 0.32763
0.2261 |  | 0.32752
0.2261 |  | 0.32752
0.2261 |  | 0.32752
0.2261 |  | 0.32741
0.2261 |  | 0.32741
0.2261 |  | 0.32741
0.2261 |  | 0.32741
0.2261 |  | 0.32741
0.2261 |  | 0.32741
0.2261 |  | 0.32741
0.2261 |  | 0.32741
0.2261 |  | 0.32741
0.2261 |  | 0.32741
0.2261 |  | 0.32741
0.2261 |  | 0.32733
0.22602 |  | 0.32733
0.22602 |  | 0.32733
0.22589 |  | 0.32733
0.22589 |  | 0.32733
0.22589 |  | 0.32733
0.22589 |  | 0.32733
0.22589 |  | 0.32733
0.22589 |  | 0.32733
0.22589 |  | 0.32721
0.22589 |  | 0.32721
0.22589 |  | 0.32714
0.22589 |  | 0.32714
0.22589 |  | 0.32714
0.22589 |  | 0.32714
0.22589 |  | 0.32714
0.22589 |  | 0.32703
0.22589 |  | 0.32703
0.22589 |  | 0.32703
0.22589 |  | 0.32703
0.22589 |  | 0.32703
0.22589 |  | 0.32703
0.22581 |  | 0.32703
0.22573 |  | 0.32703
0.22573 |  | 0.32692
0.22573 |  | 0.32692
0.22573 |  | 0.32692
0.22573 |  | 0.32692
0.22573 |  | 0.32692
0.22573 |  | 0.32692
0.22573 |  | 0.32692
0.22573 |  | 0.32684
0.22573 |  | 0.32684
0.22573 |  | 0.32684
0.22573 |  | 0.32673
0.22561 |  | 0.32673
0.22561 |  | 0.32673
0.22561 |  | 0.32673
0.22561 |  | 0.32673
0.22561 |  | 0.32673
0.22561 |  | 0.32673
0.22561 |  | 0.32673
0.22561 |  | 0.32673
0.22561 |  | 0.32673
0.22561 |  | 0.32659
0.22553 |  | 0.32659
0.22553 |  | 0.32659
0.22553 |  | 0.32659
0.22553 |  | 0.32659
0.22553 |  | 0.32647
0.22553 |  | 0.32647
0.22553 |  | 0.32647
0.22553 |  | 0.32647
0.22553 |  | 0.32647
0.22553 |  | 0.32647
0.22553 |  | 0.32647
0.22553 |  | 0.32647
0.22553 |  | 0.32647
0.22553 |  | 0.32639
0.22553 |  | 0.32639
0.2254 |  | 0.32639
0.2254 |  | 0.32639
0.2254 |  | 0.32628
0.2254 |  | 0.32618
0.2254 |  | 0.32618
0.2254 |  | 0.32618
0.2254 |  | 0.32618
0.22532 |  | 0.32618
0.22532 |  | 0.32618
0.22532 |  | 0.32618
0.22532 |  | 0.32618
0.22532 |  | 0.32618
0.22532 |  | 0.32618
0.22532 |  | 0.32618
0.22532 |  | 0.32618
0.22532 |  | 0.32606
0.22532 |  | 0.32606
0.22532 |  | 0.32598
0.22532 |  | 0.32598
0.22532 |  | 0.32598
0.22532 |  | 0.32598
0.22511 |  | 0.32587
0.22511 |  | 0.32587
0.22511 |  | 0.32587
0.22511 |  | 0.32587
0.22511 |  | 0.32587
0.22511 |  | 0.32587
0.22511 |  | 0.32587
0.22511 |  | 0.32587
0.22511 |  | 0.32577
0.22511 |  | 0.32577
0.22511 |  | 0.32577
0.22511 |  | 0.32577
0.22503 |  | 0.32577
0.22503 |  | 0.32577
0.22503 |  | 0.32577
0.22503 |  | 0.32569
0.22503 |  | 0.32569
0.22503 |  | 0.32569
0.22503 |  | 0.32569
0.22503 |  | 0.32555
0.22503 |  | 0.32555
0.22503 |  | 0.32555
0.22503 |  | 0.32555
0.22503 |  | 0.32544
0.22503 |  | 0.32544
0.22503 |  | 0.32544
0.22503 |  | 0.32544
0.22503 |  | 0.32544
0.22503 |  | 0.32544
0.22503 |  | 0.32544
0.22503 |  | 0.32524
0.22481 |  | 0.32524
0.22481 |  | 0.32524
0.22481 |  | 0.32524
0.22481 |  | 0.32524
0.22481 |  | 0.32524
0.22473 |  | 0.32524
0.22473 |  | 0.32524
0.22473 |  | 0.32524
0.22473 |  | 0.32524
0.22473 |  | 0.32524
0.22473 |  | 0.32514
0.22473 |  | 0.32514
0.22473 |  | 0.32514
0.22473 |  | 0.32514
0.22473 |  | 0.32514
0.22473 |  | 0.32514
0.2246 |  | 0.32514
0.2246 |  | 0.32506
0.22448 |  | 0.32506
0.2244 |  | 0.32495
0.2244 |  | 0.32495
0.2244 |  | 0.32495
0.2244 |  | 0.32495
0.2244 |  | 0.32495
0.2244 |  | 0.32495
0.2244 |  | 0.32495
0.2244 |  | 0.32495
0.22432 |  | 0.32495
0.22432 |  | 0.32495
0.22432 |  | 0.32495
0.22432 |  | 0.32495
0.22432 |  | 0.32495
0.22432 |  | 0.32495
0.22432 |  | 0.32495
0.22424 |  | 0.32458
0.22424 |  | 0.32458
0.22424 |  | 0.32458
0.22424 |  | 0.32458
0.22424 |  | 0.32458
0.22424 |  | 0.32458
0.22424 |  | 0.32458
0.22424 |  | 0.32458
0.22424 |  | 0.32458
0.22424 |  | 0.32458
0.22424 |  | 0.32453
0.22424 |  | 0.32447
0.22411 |  | 0.32447
0.22411 |  | 0.32447
0.22411 |  | 0.32447
0.22411 |  | 0.32447
0.22411 |  | 0.32439
0.22411 |  | 0.32439
0.22411 |  | 0.32439
0.22403 |  | 0.32439
0.22403 |  | 0.32439
0.22403 |  | 0.32439
0.22403 |  | 0.32439
0.22403 |  | 0.32439
0.22403 |  | 0.32439
0.22403 |  | 0.32439
0.22403 |  | 0.32439
0.22403 |  | 0.32439
0.22403 |  | 0.32439
0.22403 |  | 0.32439
0.22403 |  | 0.32439
0.22403 |  | 0.32439
0.22403 |  | 0.32429
0.2239 |  | 0.32429
0.2239 |  | 0.32406
0.2239 |  | 0.32406
0.22382 |  | 0.32406
0.22382 |  | 0.32406
0.22382 |  | 0.32406
0.22382 |  | 0.32398
0.22382 |  | 0.32398
0.22372 |  | 0.32398
0.22364 |  | 0.32398
0.22364 |  | 0.32398
0.22364 |  | 0.32398
0.22364 |  | 0.32398
0.22364 |  | 0.32398
0.22364 |  | 0.32384
0.22364 |  | 0.32384
0.22364 |  | 0.32384
0.22364 |  | 0.32384
0.22364 |  | 0.32384
0.22364 |  | 0.32384
0.22364 |  | 0.32384
0.22364 |  | 0.32384
0.22364 |  | 0.32384
0.22364 |  | 0.32373
0.22364 |  | 0.32373
0.22364 |  | 0.32373
0.22364 |  | 0.32373
0.22364 |  | 0.32365
0.22364 |  | 0.32365
0.22352 |  | 0.32365
0.22344 |  | 0.32365
0.22344 |  | 0.32365
0.22344 |  | 0.32365
0.22344 |  | 0.32365
0.22344 |  | 0.32355
0.22344 |  | 0.32355
0.22344 |  | 0.32355
0.22344 |  | 0.32355
0.22332 |  | 0.32355
0.22332 |  | 0.32355
0.22332 |  | 0.32355
0.22332 |  | 0.32355
0.22332 |  | 0.32355
0.22332 |  | 0.32355
0.22323 |  | 0.32344
0.22323 |  | 0.32344
0.22323 |  | 0.32344
0.22323 |  | 0.32332
0.22323 |  | 0.32332
0.22323 |  | 0.32332
0.22323 |  | 0.32332
0.22323 |  | 0.32324
0.22323 |  | 0.32324
0.22311 |  | 0.32324
0.22311 |  | 0.32324
0.22303 |  | 0.32324
0.22303 |  | 0.32324
0.22303 |  | 0.32324
0.22303 |  | 0.32324
0.22303 |  | 0.32324
0.22303 |  | 0.3231
0.22303 |  | 0.3231
0.22303 |  | 0.3231
0.22303 |  | 0.32288
0.22303 |  | 0.32288
0.22303 |  | 0.32288
0.22295 |  | 0.32288
0.22295 |  | 0.32288
0.22295 |  | 0.32288
0.22295 |  | 0.32288
0.22285 |  | 0.32288
0.22285 |  | 0.3228
0.22285 |  | 0.3228
0.22285 |  | 0.3228
0.22285 |  | 0.3228
0.22285 |  | 0.3228
0.22285 |  | 0.3228
0.22285 |  | 0.3228
0.22285 |  | 0.3228
0.22285 |  | 0.3228
0.22277 |  | 0.3228
0.22277 |  | 0.32269
0.22277 |  | 0.32269
0.22277 |  | 0.32269
0.22277 |  | 0.32258
0.22277 |  | 0.3225
0.22277 |  | 0.32239
0.22277 |  | 0.32239
0.22264 |  | 0.32239
0.22264 |  | 0.32239
0.22264 |  | 0.32239
0.22264 |  | 0.32239
0.22264 |  | 0.32239
0.22264 |  | 0.32239
0.22264 |  | 0.32239
0.22264 |  | 0.32239
0.22264 |  | 0.32239
0.22264 |  | 0.32239
0.22264 |  | 0.32225
0.22264 |  | 0.32225
0.22264 |  | 0.32225
0.22264 |  | 0.32225
0.22264 |  | 0.32217
0.22264 |  | 0.32206
0.22264 |  | 0.32206
0.22264 |  | 0.32206
0.22256 |  | 0.32206
0.22256 |  | 0.32206
0.22243 |  | 0.32206
0.22236 |  | 0.32206
0.22236 |  | 0.32206
0.22236 |  | 0.32206
0.22236 |  | 0.32206
0.22236 |  | 0.32206
0.22236 |  | 0.32206
0.22236 |  | 0.32206
0.22236 |  | 0.32196
0.22236 |  | 0.32196
0.22223 |  | 0.32196
0.22223 |  | 0.32188
0.22223 |  | 0.32176
0.22223 |  | 0.32176
0.22223 |  | 0.32176
0.22223 |  | 0.32165
0.22211 |  | 0.32165
0.22211 |  | 0.32165
0.22211 |  | 0.32165
0.22211 |  | 0.32165
0.22211 |  | 0.32165
0.22211 |  | 0.32165
0.22203 |  | 0.32165
0.22203 |  | 0.32151
0.22203 |  | 0.32151
0.22203 |  | 0.32151
0.22203 |  | 0.32151
0.22203 |  | 0.3214
0.22203 |  | 0.3214
0.22203 |  | 0.3214
0.22203 |  | 0.3214
0.22203 |  | 0.3214
0.22203 |  | 0.3214
0.22203 |  | 0.3214
0.22203 |  | 0.32129
0.22203 |  | 0.32129
0.22203 |  | 0.32129
0.22193 |  | 0.32122
0.22193 |  | 0.32122
0.22193 |  | 0.32122
0.22193 |  | 0.32122
0.22193 |  | 0.32122
0.22172 |  | 0.32122
0.22172 |  | 0.3211
0.22172 |  | 0.3211
0.22172 |  | 0.3211
0.22172 |  | 0.3211
0.22172 |  | 0.3211
0.22172 |  | 0.3211
0.22164 |  | 0.3211
0.22164 |  | 0.3211
0.22164 |  | 0.3211
0.22164 |  | 0.3211
0.22164 |  | 0.3211
0.22164 |  | 0.3211
0.22164 |  | 0.32102
0.22164 |  | 0.32102
0.22164 |  | 0.32102
0.22164 |  | 0.32091
0.22156 |  | 0.32091
0.22156 |  | 0.32091
0.22156 |  | 0.3208
0.22156 |  | 0.3208
0.22156 |  | 0.3208
0.22156 |  | 0.3208
0.22156 |  | 0.3208
0.22156 |  | 0.3208
0.22156 |  | 0.32066
0.22156 |  | 0.32066
0.22156 |  | 0.32066
0.22156 |  | 0.32066
0.22143 |  | 0.32066
0.22143 |  | 0.32066
0.22143 |  | 0.32066
0.22143 |  | 0.32066
0.22143 |  | 0.32066
0.22143 |  | 0.32066
0.22131 |  | 0.32066
0.22131 |  | 0.32066
0.22123 |  | 0.32058
0.22123 |  | 0.32058
0.22123 |  | 0.32046
0.22123 |  | 0.32046
0.22123 |  | 0.32035
0.22123 |  | 0.32035
0.22115 |  | 0.32025
0.22115 |  | 0.32025
0.22115 |  | 0.32025
0.22115 |  | 0.32025
0.22115 |  | 0.32025
0.22103 |  | 0.32025
0.22103 |  | 0.32025
0.22103 |  | 0.32025
0.22095 |  | 0.32025
0.22095 |  | 0.32025
0.22095 |  | 0.32025
0.22095 |  | 0.32017
0.22085 |  | 0.32006
0.22085 |  | 0.31992
0.22085 |  | 0.31992
0.22085 |  | 0.31992
0.22085 |  | 0.31992
0.22085 |  | 0.31992
0.22085 |  | 0.31992
0.22085 |  | 0.31992
0.22085 |  | 0.31992
0.22085 |  | 0.31992
0.22085 |  | 0.31992
0.22085 |  | 0.31992
0.22085 |  | 0.3198
0.22085 |  | 0.3198
0.22077 |  | 0.31972
0.22077 |  | 0.31972
0.22077 |  | 0.31972
0.22077 |  | 0.31972
0.22077 |  | 0.31972
0.22064 |  | 0.31962
0.22064 |  | 0.31962
0.22064 |  | 0.31962
0.22064 |  | 0.31962
0.22064 |  | 0.31962
0.22064 |  | 0.31962
0.22064 |  | 0.31962
0.22064 |  | 0.31962
0.22064 |  | 0.31962
0.22056 |  | 0.31951
0.22056 |  | 0.31951
0.22056 |  | 0.31951
0.22056 |  | 0.31951
0.22048 |  | 0.31951
0.22048 |  | 0.31951
0.22035 |  | 0.31951
0.22035 |  | 0.31937
0.22035 |  | 0.31937
0.22035 |  | 0.31937
0.22023 |  | 0.31929
0.22023 |  | 0.31929
0.22023 |  | 0.31929
0.22023 |  | 0.31929
0.22023 |  | 0.31929
0.22023 |  | 0.31929
0.22023 |  | 0.31929
0.22023 |  | 0.31929
0.22023 |  | 0.31929
0.22023 |  | 0.31929
0.22023 |  | 0.31929
0.22023 |  | 0.31918
0.22023 |  | 0.31918
0.22023 |  | 0.31918
0.22015 |  | 0.31918
0.22015 |  | 0.31918
0.22015 |  | 0.31907
0.22015 |  | 0.31907
0.22015 |  | 0.31907
0.22015 |  | 0.319
0.22015 |  | 0.319
0.22005 |  | 0.319
0.22005 |  | 0.319
0.22005 |  | 0.319
0.22005 |  | 0.319
0.22005 |  | 0.31888
0.22005 |  | 0.31888
0.21993 |  | 0.31888
0.21993 |  | 0.31888
0.21993 |  | 0.31888
0.21993 |  | 0.31888
0.21993 |  | 0.31888
0.21993 |  | 0.31888
0.21985 |  | 0.31888
0.21977 |  | 0.31888
0.21977 |  | 0.31888
0.21977 |  | 0.31888
0.21977 |  | 0.31888
0.21977 |  | 0.3188
0.21977 |  | 0.3188
0.21977 |  | 0.31866
0.21977 |  | 0.31866
0.21977 |  | 0.31866
0.21977 |  | 0.31855
0.21977 |  | 0.31844
0.21977 |  | 0.31844
0.21964 |  | 0.31844
0.21964 |  | 0.31844
0.21964 |  | 0.31844
0.21964 |  | 0.31844
0.21952 |  | 0.31844
0.21952 |  | 0.31844
0.21952 |  | 0.31844
0.21952 |  | 0.31844
0.21952 |  | 0.31844
0.21952 |  | 0.31833
0.21944 |  | 0.31833
0.21944 |  | 0.31825
0.21944 |  | 0.31825
0.21944 |  | 0.31825
0.21931 |  | 0.31825
0.21931 |  | 0.31825
0.21931 |  | 0.31813
0.21931 |  | 0.31813
0.21931 |  | 0.31813
0.21931 |  | 0.31813
0.21931 |  | 0.31813
0.21931 |  | 0.31813
0.21931 |  | 0.31813
0.21931 |  | 0.31813
0.21931 |  | 0.31803
0.21931 |  | 0.31803
0.21931 |  | 0.31803
0.21923 |  | 0.31803
0.21915 |  | 0.31803
0.21915 |  | 0.31803
0.21915 |  | 0.31803
0.21915 |  | 0.31803
0.21902 |  | 0.31795
0.21893 |  | 0.31784
0.21893 |  | 0.31784
0.21893 |  | 0.31784
0.21893 |  | 0.31784
0.21893 |  | 0.31784
0.21893 |  | 0.3177
0.21884 |  | 0.3177
0.21884 |  | 0.3177
0.21884 |  | 0.3177
0.21884 |  | 0.3177
0.21884 |  | 0.3177
0.21884 |  | 0.3177
0.21884 |  | 0.3177
0.21884 |  | 0.3177
0.21884 |  | 0.3177
0.21884 |  | 0.3177
0.21884 |  | 0.3177
0.21872 |  | 0.31762
0.21872 |  | 0.31762
0.21872 |  | 0.31752
0.21872 |  | 0.31752
0.21872 |  | 0.31752
0.21872 |  | 0.31752
0.21872 |  | 0.3174
0.21872 |  | 0.31729
0.21872 |  | 0.31729
0.21872 |  | 0.31729
0.21872 |  | 0.31729
0.21864 |  | 0.31729
0.21864 |  | 0.31729
0.21864 |  | 0.31729
0.21864 |  | 0.31729
0.21864 |  | 0.31721
0.21864 |  | 0.31721
0.21852 |  | 0.31721
0.21852 |  | 0.31721
0.21852 |  | 0.31721
0.21839 |  | 0.31721
0.21839 |  | 0.31721
0.21839 |  | 0.31707
0.21839 |  | 0.31707
0.21831 |  | 0.31707
0.21831 |  | 0.31707
0.21831 |  | 0.31707
0.21831 |  | 0.31707
0.21823 |  | 0.31707
0.21823 |  | 0.31707
0.21823 |  | 0.31707
0.21823 |  | 0.31707
0.21823 |  | 0.31699
0.21823 |  | 0.31699
0.21823 |  | 0.31699
0.21823 |  | 0.31687
0.21823 |  | 0.31687
0.21823 |  | 0.31676
0.21823 |  | 0.31666
0.21823 |  | 0.31666
0.2181 |  | 0.31666
0.2181 |  | 0.31666
0.2181 |  | 0.31666
0.2181 |  | 0.31666
0.21802 |  | 0.31666
0.21802 |  | 0.31666
0.21802 |  | 0.31666
0.21792 |  | 0.31666
0.21792 |  | 0.31666
0.21792 |  | 0.31658
0.21792 |  | 0.31658
0.21792 |  | 0.31658
0.21792 |  | 0.31658
0.2178 |  | 0.31658
0.2178 |  | 0.31658
0.2178 |  | 0.31658
0.2178 |  | 0.31658
0.2178 |  | 0.31647
0.2178 |  | 0.31647
0.2178 |  | 0.31633
0.2178 |  | 0.31633
0.2178 |  | 0.31633
0.2178 |  | 0.31622
0.2178 |  | 0.31622
0.21767 |  | 0.31622
0.21767 |  | 0.31622
0.21767 |  | 0.31622
0.21767 |  | 0.31622
0.21767 |  | 0.31622
0.21767 |  | 0.31622
0.21767 |  | 0.3161
0.21767 |  | 0.3161
0.21767 |  | 0.3161
0.21759 |  | 0.3161
0.21759 |  | 0.31602
0.21759 |  | 0.31602
0.21751 |  | 0.31602
0.21751 |  | 0.31602
0.21751 |  | 0.31602
0.21751 |  | 0.31602
0.21751 |  | 0.31602
0.21738 |  | 0.31591
0.21738 |  | 0.31591
0.21738 |  | 0.31591
0.21738 |  | 0.31591
0.21738 |  | 0.31591
0.21738 |  | 0.31591
0.21738 |  | 0.31591
0.21726 |  | 0.31579
0.21726 |  | 0.31579
0.21726 |  | 0.31579
0.21726 |  | 0.31579
0.21705 |  | 0.31579
0.21705 |  | 0.31579
0.21705 |  | 0.31579
0.21705 |  | 0.31579
0.21705 |  | 0.31579
0.21705 |  | 0.31572
0.21705 |  | 0.31572
0.21705 |  | 0.31561
0.21705 |  | 0.31561
0.21705 |  | 0.31561
0.21705 |  | 0.31561
0.21705 |  | 0.31561
0.21705 |  | 0.31561
0.21695 |  | 0.31561
0.21695 |  | 0.31561
0.21695 |  | 0.31561
0.21695 |  | 0.31561
0.21695 |  | 0.3155
0.21695 |  | 0.3155
0.21695 |  | 0.3155
0.21687 |  | 0.3155
0.21687 |  | 0.3155
0.21687 |  | 0.31536
0.21687 |  | 0.31528
0.21687 |  | 0.31528
0.21687 |  | 0.31528
0.21687 |  | 0.31528
0.21687 |  | 0.31528
0.21687 |  | 0.31528
0.21687 |  | 0.31528
0.21687 |  | 0.31528
0.21675 |  | 0.31528
0.21675 |  | 0.31528
0.21675 |  | 0.31505
0.21675 |  | 0.31505
0.21675 |  | 0.31505
0.21675 |  | 0.31505
0.21675 |  | 0.31505
0.21667 |  | 0.31505
0.21667 |  | 0.31505
0.21667 |  | 0.31497
0.21659 |  | 0.31497
0.21659 |  | 0.31497
0.21659 |  | 0.31497
0.21659 |  | 0.31497
0.21659 |  | 0.31497
0.21659 |  | 0.31497
0.21659 |  | 0.31497
0.21659 |  | 0.31487
0.21659 |  | 0.31487
0.21646 |  | 0.31487
0.21646 |  | 0.31487
0.21634 |  | 0.31487
0.21634 |  | 0.31487
0.21634 |  | 0.31487
0.21634 |  | 0.31487
0.21634 |  | 0.31487
0.21634 |  | 0.31487
0.21634 |  | 0.31479
0.21634 |  | 0.31479
0.21634 |  | 0.31479
0.21626 |  | 0.31479
0.21626 |  | 0.31479
0.21626 |  | 0.31479
0.21626 |  | 0.31479
0.21626 |  | 0.31479
0.21613 |  | 0.31468
0.21613 |  | 0.31468
0.21613 |  | 0.31468
0.21613 |  | 0.31454
0.21613 |  | 0.31442
0.21613 |  | 0.31442
0.21603 |  | 0.31442
0.21603 |  | 0.31442
0.21603 |  | 0.31442
0.21595 |  | 0.31431
0.21595 |  | 0.31431
0.21595 |  | 0.31431
0.21595 |  | 0.31431
0.21595 |  | 0.31431
0.21595 |  | 0.31431
0.21595 |  | 0.31431
0.21587 |  | 0.31431
0.21587 |  | 0.31431
0.21587 |  | 0.31431
0.21587 |  | 0.31431
0.21575 |  | 0.31424
0.21575 |  | 0.31424
0.21575 |  | 0.31424
0.21575 |  | 0.31424
0.21575 |  | 0.31424
0.21567 |  | 0.31424
0.21567 |  | 0.31424
0.21567 |  | 0.31413
0.21567 |  | 0.31413
0.21567 |  | 0.31413
0.21567 |  | 0.31413
0.21567 |  | 0.31413
0.21567 |  | 0.31413
0.21567 |  | 0.31413
0.21567 |  | 0.31413
0.21567 |  | 0.31401
0.21567 |  | 0.31401
0.21567 |  | 0.31401
0.21567 |  | 0.31401
0.21567 |  | 0.31401
0.21559 |  | 0.31401
0.21559 |  | 0.31393
0.21538 |  | 0.31393
0.21538 |  | 0.31393
0.21538 |  | 0.31382
0.21526 |  | 0.31372
0.21526 |  | 0.31372
0.21526 |  | 0.31372
0.21526 |  | 0.31372
0.21526 |  | 0.31372
0.21526 |  | 0.31372
0.21526 |  | 0.31372
0.21526 |  | 0.31372
0.21526 |  | 0.31372
0.21526 |  | 0.31357
0.21526 |  | 0.31346
0.21526 |  | 0.31346
0.21518 |  | 0.31346
0.21518 |  | 0.31346
0.21518 |  | 0.31339
0.21505 |  | 0.31339
0.21505 |  | 0.31339
0.21505 |  | 0.31339
0.21505 |  | 0.31339
0.21505 |  | 0.31339
0.21505 |  | 0.31327
0.21505 |  | 0.31327
0.21505 |  | 0.31327
0.21505 |  | 0.31327
0.21505 |  | 0.31327
0.21505 |  | 0.31319
0.21505 |  | 0.31319
0.21495 |  | 0.31319
0.21482 |  | 0.31319
0.21482 |  | 0.31308
0.21482 |  | 0.31297
0.21482 |  | 0.31297
0.21474 |  | 0.31297
0.21474 |  | 0.31297
0.21474 |  | 0.31297
0.21474 |  | 0.31297
0.21466 |  | 0.31297
0.21466 |  | 0.31297
0.21466 |  | 0.31297
0.21466 |  | 0.31297
0.21466 |  | 0.31297
0.21466 |  | 0.31297
0.21466 |  | 0.31297
0.21466 |  | 0.31297
0.21466 |  | 0.31297
0.21454 |  | 0.31286
0.21454 |  | 0.31279
0.21454 |  | 0.31279
0.21454 |  | 0.31279
0.21454 |  | 0.31279
0.21446 |  | 0.31279
0.21446 |  | 0.31279
0.21446 |  | 0.31279
0.21446 |  | 0.31279
0.21446 |  | 0.31279
0.21446 |  | 0.31279
0.21446 |  | 0.31267
0.21446 |  | 0.31267
0.21446 |  | 0.31267
0.21446 |  | 0.31252
0.21446 |  | 0.31252
0.21446 |  | 0.31252
0.21434 |  | 0.31252
0.21434 |  | 0.31252
0.21413 |  | 0.31242
0.21413 |  | 0.31242
0.21413 |  | 0.31242
0.21413 |  | 0.31242
0.21413 |  | 0.31242
0.21413 |  | 0.31242
0.21413 |  | 0.31242
0.21413 |  | 0.31223
0.21413 |  | 0.31223
0.21413 |  | 0.31223
0.21413 |  | 0.31223
0.21413 |  | 0.31223
0.21405 |  | 0.31223
0.21405 |  | 0.31223
0.21405 |  | 0.31223
0.21405 |  | 0.31223
0.21405 |  | 0.31223
0.21405 |  | 0.31223
0.21405 |  | 0.31223
0.21405 |  | 0.31223
0.21405 |  | 0.31223
0.21392 |  | 0.31223
0.21392 |  | 0.31223
0.21392 |  | 0.31223
0.21392 |  | 0.31223
0.21392 |  | 0.31223
0.21392 |  | 0.31223
0.21384 |  | 0.31223
0.21384 |  | 0.31223
0.21384 |  | 0.31223
0.21384 |  | 0.31223
0.21376 |  | 0.31204
0.21376 |  | 0.31204
0.21366 |  | 0.31204
0.21366 |  | 0.31204
0.21366 |  | 0.31194
0.21366 |  | 0.31194
0.21354 |  | 0.3118
0.21354 |  | 0.3118
0.21354 |  | 0.3118
0.21354 |  | 0.3118
0.21354 |  | 0.3118
0.21354 |  | 0.3118
0.21354 |  | 0.3118
0.21354 |  | 0.3118
0.21354 |  | 0.3118
0.21354 |  | 0.3118
0.21346 |  | 0.3118
0.21346 |  | 0.3118
0.21346 |  | 0.3118
0.21333 |  | 0.31169
0.21321 |  | 0.31157
0.21321 |  | 0.31157
0.21321 |  | 0.31157
0.21321 |  | 0.31157
0.21321 |  | 0.31149
0.21321 |  | 0.31149
0.21321 |  | 0.31149
0.21321 |  | 0.31149
0.21321 |  | 0.31149
0.21313 |  | 0.31149
0.21313 |  | 0.31149
0.21313 |  | 0.31149
0.21313 |  | 0.31149
0.21313 |  | 0.31149
0.21313 |  | 0.31149
0.21292 |  | 0.31149
0.21292 |  | 0.31149
0.21292 |  | 0.31149
0.21292 |  | 0.31138
0.21292 |  | 0.31127
0.21292 |  | 0.31127
0.21292 |  | 0.31127
0.21292 |  | 0.31127
0.21292 |  | 0.31127
0.21271 |  | 0.31127
0.21271 |  | 0.31127
0.21271 |  | 0.31113
0.21271 |  | 0.31113
0.21271 |  | 0.31113
0.21271 |  | 0.31113
0.21263 |  | 0.31113
0.21263 |  | 0.31113
0.21263 |  | 0.31106
0.21263 |  | 0.31106
0.21263 |  | 0.31106
0.21263 |  | 0.31095
0.21263 |  | 0.31095
0.21263 |  | 0.31095
0.21263 |  | 0.31095
0.21263 |  | 0.31095
0.21263 |  | 0.31095
0.21254 |  | 0.31095
0.21254 |  | 0.31095
0.21254 |  | 0.31083
0.21254 |  | 0.31083
0.21254 |  | 0.31072
0.21254 |  | 0.31072
0.21254 |  | 0.31072
0.21241 |  | 0.31072
0.21241 |  | 0.31064
0.21233 |  | 0.31064
0.21233 |  | 0.31064
0.21233 |  | 0.31064
0.21233 |  | 0.31053
0.21233 |  | 0.31053
0.21233 |  | 0.31053
0.21225 |  | 0.31053
0.21225 |  | 0.31053
0.21225 |  | 0.31053
0.21212 |  | 0.31053
0.21212 |  | 0.31053
0.212 |  | 0.31053
0.212 |  | 0.31043
0.212 |  | 0.31043
0.212 |  | 0.31043
0.212 |  | 0.31043
0.21192 |  | 0.31031
0.21179 |  | 0.31031
0.21179 |  | 0.31017
0.21179 |  | 0.31017
0.21179 |  | 0.31017
0.21179 |  | 0.31009
0.21179 |  | 0.31009
0.21179 |  | 0.31009
0.21171 |  | 0.31009
0.21171 |  | 0.31009
0.21171 |  | 0.30998
0.21171 |  | 0.30998
0.21159 |  | 0.30998
0.21159 |  | 0.30998
0.21159 |  | 0.30998
0.21159 |  | 0.30998
0.21159 |  | 0.30998
0.21151 |  | 0.30998
0.21151 |  | 0.30998
0.21151 |  | 0.30998
0.21151 |  | 0.3099
0.21151 |  | 0.3099
0.21143 |  | 0.3099
0.21143 |  | 0.3099
0.21143 |  | 0.3099
0.21143 |  | 0.30979
0.2113 |  | 0.30967
0.2113 |  | 0.30967
0.2113 |  | 0.30967
0.2112 |  | 0.30967
0.2112 |  | 0.30967
0.2112 |  | 0.30967
0.2112 |  | 0.30967
0.2112 |  | 0.30967
0.2112 |  | 0.30957
0.2112 |  | 0.30957
0.2112 |  | 0.30957
0.21107 |  | 0.30942
0.21107 |  | 0.30942
0.21099 |  | 0.30942
0.21091 |  | 0.30942
0.21091 |  | 0.30942
0.21091 |  | 0.30942
0.21091 |  | 0.30935
0.21091 |  | 0.30935
0.21091 |  | 0.30935
0.21091 |  | 0.30935
0.21091 |  | 0.30935
0.21091 |  | 0.30935
0.21091 |  | 0.30924
0.21079 |  | 0.30924
0.21079 |  | 0.30924
0.21079 |  | 0.30924
0.21079 |  | 0.30924
0.21079 |  | 0.30924
0.21079 |  | 0.30924
0.21071 |  | 0.30924
0.21071 |  | 0.30924
0.21059 |  | 0.30913
0.21051 |  | 0.30905
0.21051 |  | 0.30893
0.21051 |  | 0.30893
0.21051 |  | 0.30893
0.21051 |  | 0.30893
0.21038 |  | 0.30893
0.21038 |  | 0.30893
0.21038 |  | 0.30893
0.21038 |  | 0.30893
0.21038 |  | 0.30893
0.21038 |  | 0.30893
0.21038 |  | 0.30893
0.21038 |  | 0.30893
0.21038 |  | 0.30893
0.2103 |  | 0.30893
0.2103 |  | 0.30893
0.2103 |  | 0.30893
0.2103 |  | 0.30882
0.21017 |  | 0.30882
0.21009 |  | 0.30875
0.21009 |  | 0.30861
0.21001 |  | 0.30861
0.21001 |  | 0.30861
0.21001 |  | 0.30861
0.21001 |  | 0.30861
0.21001 |  | 0.30861
0.21001 |  | 0.30861
0.21001 |  | 0.30861
0.21001 |  | 0.30861
0.21001 |  | 0.30861
0.21001 |  | 0.30861
0.21001 |  | 0.30861
0.20989 |  | 0.30861
0.20973 |  | 0.30861
0.20963 |  | 0.30861
0.20963 |  | 0.30861
0.20963 |  | 0.30861
0.20963 |  | 0.3085
0.20963 |  | 0.3085
0.20963 |  | 0.3085
0.20963 |  | 0.3085
0.20963 |  | 0.3085
0.20963 |  | 0.30827
0.20963 |  | 0.30827
0.20963 |  | 0.30827
0.20963 |  | 0.30819
0.20963 |  | 0.30819
0.20955 |  | 0.30819
0.20955 |  | 0.30819
0.20955 |  | 0.30819
0.20955 |  | 0.30819
0.20955 |  | 0.30819
0.20955 |  | 0.30819
0.20955 |  | 0.30819
0.20942 |  | 0.30819
0.20926 |  | 0.30819
0.20926 |  | 0.30819
0.20926 |  | 0.30805
0.20926 |  | 0.30805
0.20926 |  | 0.30805
0.20926 |  | 0.30805
0.20926 |  | 0.30794
0.20926 |  | 0.30794
0.20926 |  | 0.30786
0.20926 |  | 0.30786
0.20913 |  | 0.30786
0.20906 |  | 0.30774
0.20898 |  | 0.30774
0.20898 |  | 0.30774
0.20898 |  | 0.30774
0.20898 |  | 0.30774
0.20898 |  | 0.30774
0.20898 |  | 0.30774
0.20898 |  | 0.30763
0.20898 |  | 0.30763
0.2089 |  | 0.30763
0.2089 |  | 0.30763
0.2089 |  | 0.30763
0.2089 |  | 0.30753
0.2089 |  | 0.30753
0.20877 |  | 0.30753
0.20869 |  | 0.30753
0.20869 |  | 0.30753
0.20869 |  | 0.30753
0.20869 |  | 0.30753
0.20869 |  | 0.30745
0.20869 |  | 0.30745
0.20869 |  | 0.30745
0.20857 |  | 0.30745
0.20849 |  | 0.30745
0.20849 |  | 0.30745
0.20849 |  | 0.30731
0.20849 |  | 0.30731
0.20849 |  | 0.30731
0.20849 |  | 0.30731
0.20849 |  | 0.30731
0.20836 |  | 0.30731
0.20828 |  | 0.3072
0.20818 |  | 0.3072
0.20818 |  | 0.3072
0.20818 |  | 0.3072
0.20818 |  | 0.3072
0.20818 |  | 0.3072
0.2081 |  | 0.30708
0.2081 |  | 0.30708
0.2081 |  | 0.30708
0.20798 |  | 0.30697
0.20798 |  | 0.30697
0.20798 |  | 0.30697
0.20782 |  | 0.3069
0.20782 |  | 0.3069
0.20782 |  | 0.3069
0.20782 |  | 0.3069
0.20782 |  | 0.3069
0.20769 |  | 0.3069
0.20769 |  | 0.3069
0.20769 |  | 0.30679
0.20769 |  | 0.30679
0.20769 |  | 0.30679
0.20769 |  | 0.30679
0.20769 |  | 0.30679
0.20769 |  | 0.30679
0.20761 |  | 0.30679
0.20761 |  | 0.30679
0.20761 |  | 0.30679
0.20753 |  | 0.30671
0.20753 |  | 0.30671
0.20753 |  | 0.30657
0.20753 |  | 0.30657
0.20753 |  | 0.30657
0.2074 |  | 0.30657
0.2074 |  | 0.30645
0.2074 |  | 0.30645
0.2074 |  | 0.30634
0.20732 |  | 0.30634
0.20732 |  | 0.30634
0.20732 |  | 0.30623
0.20724 |  | 0.30623
0.20724 |  | 0.30623
0.20724 |  | 0.30623
0.20724 |  | 0.30623
0.20724 |  | 0.30623
0.20712 |  | 0.30623
0.20712 |  | 0.30623
0.20704 |  | 0.30616
0.20696 |  | 0.30616
0.20696 |  | 0.30616
0.20696 |  | 0.30616
0.20696 |  | 0.30605
0.20696 |  | 0.30605
0.20696 |  | 0.30605
0.20696 |  | 0.30605
0.20696 |  | 0.30605
0.20696 |  | 0.30593
0.20696 |  | 0.30593
0.20688 |  | 0.30593
0.20667 |  | 0.30593
0.20667 |  | 0.30593
0.20667 |  | 0.30593
0.20657 |  | 0.30593
0.20657 |  | 0.30582
0.20657 |  | 0.30582
0.20657 |  | 0.30574
0.20657 |  | 0.30574
0.20657 |  | 0.30563
0.20649 |  | 0.30563
0.20637 |  | 0.30563
0.20637 |  | 0.30563
0.20629 |  | 0.30549
0.20629 |  | 0.30549
0.20629 |  | 0.30549
0.20629 |  | 0.30549
0.20629 |  | 0.30549
0.20629 |  | 0.30549
0.20608 |  | 0.30549
0.20608 |  | 0.30549
0.20608 |  | 0.30549
0.20608 |  | 0.30549
0.20596 |  | 0.30549
0.20596 |  | 0.30549
0.20596 |  | 0.30549
0.20588 |  | 0.30549
0.20588 |  | 0.30541
0.20588 |  | 0.30541
0.20588 |  | 0.30541
0.20588 |  | 0.30541
0.20588 |  | 0.3053
0.20588 |  | 0.3053
0.20575 |  | 0.3052
0.20567 |  | 0.3052
0.20567 |  | 0.30508
0.20567 |  | 0.30508
0.20567 |  | 0.30508
0.20559 |  | 0.30508
0.20559 |  | 0.30508
0.20559 |  | 0.30508
0.20559 |  | 0.30508
0.20559 |  | 0.305
0.20559 |  | 0.305
0.20546 |  | 0.305
0.20537 |  | 0.305
0.20537 |  | 0.305
0.20529 |  | 0.305
0.20529 |  | 0.305
0.20529 |  | 0.30486
0.20529 |  | 0.30486
0.20508 |  | 0.30486
0.20508 |  | 0.30486
0.20508 |  | 0.30486
0.205 |  | 0.30486
0.205 |  | 0.30486
0.205 |  | 0.30475
0.205 |  | 0.30475
0.20487 |  | 0.30455
0.20487 |  | 0.30455
0.20487 |  | 0.30455
0.20487 |  | 0.30455
0.20487 |  | 0.30455
0.20471 |  | 0.30455
0.20471 |  | 0.30455
0.20471 |  | 0.30455
0.20471 |  | 0.30455
0.20471 |  | 0.30455
0.20471 |  | 0.30455
0.20471 |  | 0.30445
0.20459 |  | 0.30445
0.20445 |  | 0.30426
0.20439 |  | 0.30426
0.20439 |  | 0.30426
0.20439 |  | 0.30426
0.20439 |  | 0.30426
0.20439 |  | 0.30426
0.20439 |  | 0.30426
0.20429 |  | 0.30426
0.20429 |  | 0.30426
0.20408 |  | 0.30415
0.20408 |  | 0.30415
0.204 |  | 0.30415
0.204 |  | 0.30415
0.204 |  | 0.30415
0.204 |  | 0.30415
0.204 |  | 0.30401
0.204 |  | 0.30393
0.204 |  | 0.30393
0.204 |  | 0.30393
0.20379 |  | 0.30393
0.20379 |  | 0.30393
0.20371 |  | 0.30393
0.20371 |  | 0.30393
0.20371 |  | 0.30393
0.20371 |  | 0.30393
0.20371 |  | 0.30382
0.20371 |  | 0.30382
0.20371 |  | 0.30382
0.20351 |  | 0.30382
0.20351 |  | 0.30382
0.20351 |  | 0.3037
0.20351 |  | 0.3036
0.20351 |  | 0.3036
0.20351 |  | 0.3036
0.20351 |  | 0.3036
0.20351 |  | 0.3036
0.20343 |  | 0.30352
0.20322 |  | 0.30352
0.20322 |  | 0.30352
0.20322 |  | 0.30341
0.20322 |  | 0.30341
0.20322 |  | 0.30341
0.20322 |  | 0.30341
0.20322 |  | 0.30341
0.20322 |  | 0.30341
0.2031 |  | 0.30341
0.20302 |  | 0.30341
0.20302 |  | 0.30341
0.20302 |  | 0.30341
0.20302 |  | 0.30341
0.20292 |  | 0.30341
0.20271 |  | 0.30341
0.20264 |  | 0.30341
0.20264 |  | 0.30319
0.20264 |  | 0.30319
0.20264 |  | 0.30319
0.20264 |  | 0.30319
0.20264 |  | 0.30308
0.20264 |  | 0.30308
0.20264 |  | 0.30308
0.20264 |  | 0.30297
0.20264 |  | 0.30297
0.20243 |  | 0.30297
0.20235 |  | 0.30297
0.20235 |  | 0.30297
0.20235 |  | 0.30297
0.20235 |  | 0.30285
0.20235 |  | 0.30285
0.20235 |  | 0.30285
0.20214 |  | 0.30285
0.20214 |  | 0.30285
0.20214 |  | 0.30278
0.20214 |  | 0.30278
0.20206 |  | 0.30278
0.20206 |  | 0.30267
0.20206 |  | 0.30267
0.20206 |  | 0.30267
0.20206 |  | 0.30267
0.20206 |  | 0.30267
0.20178 |  | 0.30267
0.20166 |  | 0.30267
0.20166 |  | 0.30267
0.20166 |  | 0.30267
0.20166 |  | 0.30267
0.20166 |  | 0.30267
0.20153 |  | 0.30267
0.20153 |  | 0.30259
0.20145 |  | 0.30259
0.20145 |  | 0.30259
0.20145 |  | 0.30259
0.20132 |  | 0.30259
0.20124 |  | 0.30259
0.20124 |  | 0.30248
0.20114 |  | 0.30248
0.20114 |  | 0.30248
0.20114 |  | 0.30237
0.20114 |  | 0.30237
0.20114 |  | 0.30237
0.20102 |  | 0.30237
0.20102 |  | 0.30237
0.20102 |  | 0.30237
0.20102 |  | 0.30237
0.20102 |  | 0.30237
0.20094 |  | 0.30237
0.20086 |  | 0.30237
0.20086 |  | 0.30225
0.20073 |  | 0.30218
0.20065 |  | 0.30218
0.20065 |  | 0.30207
0.20065 |  | 0.30207
0.20065 |  | 0.30207
0.20052 |  | 0.30207
0.20044 |  | 0.30207
0.20044 |  | 0.30207
0.20044 |  | 0.30207
0.20036 |  | 0.30207
0.20036 |  | 0.30207
0.20036 |  | 0.30207
0.20024 |  | 0.30207
0.20024 |  | 0.30207
0.20011 |  | 0.30207
0.20003 |  | 0.30207
0.20003 |  | 0.30207
0.20003 |  | 0.30196
0.20003 |  | 0.30196
0.20003 |  | 0.30196
0.20003 |  | 0.30196
0.20003 |  | 0.30196
0.19991 |  | 0.30196
0.19991 |  | 0.30182
0.19991 |  | 0.30174
0.19983 |  | 0.30174
0.19973 |  | 0.30174
0.19965 |  | 0.30174
0.19965 |  | 0.30174
0.19965 |  | 0.30174
0.19952 |  | 0.30174
0.19952 |  | 0.30163
0.19952 |  | 0.30163
0.19952 |  | 0.30163
0.19952 |  | 0.30163
0.19952 |  | 0.30158
0.19952 |  | 0.30153
0.19936 |  | 0.30153
0.19936 |  | 0.30153
0.19936 |  | 0.30153
0.19936 |  | 0.30153
0.19924 |  | 0.30153
0.19911 |  | 0.30153
0.19911 |  | 0.30145
0.19911 |  | 0.30145
0.19911 |  | 0.30145
0.19904 |  | 0.30145
0.19904 |  | 0.30145
0.19904 |  | 0.30145
0.19904 |  | 0.30145
0.19904 |  | 0.30145
0.19904 |  | 0.30145
0.19904 |  | 0.30145
0.19895 |  | 0.30145
0.19895 |  | 0.30145
0.19895 |  | 0.30145
0.19875 |  | 0.30134
0.19875 |  | 0.30122
0.19865 |  | 0.30122
0.19865 |  | 0.30122
0.19865 |  | 0.30122
0.19865 |  | 0.30122
0.19865 |  | 0.30122
0.19865 |  | 0.30122
0.19865 |  | 0.30111
0.19865 |  | 0.30111
0.19865 |  | 0.30104
0.19844 |  | 0.30104
0.19836 |  | 0.30104
0.19836 |  | 0.30104
0.19836 |  | 0.30104
0.19836 |  | 0.30104
0.19836 |  | 0.30104
0.19836 |  | 0.30089
0.19827 |  | 0.30089
0.19827 |  | 0.30089
0.19827 |  | 0.30089
0.19814 |  | 0.30078
0.19806 |  | 0.30078
0.19806 |  | 0.30078
0.19806 |  | 0.30078
0.19798 |  | 0.30078
0.19786 |  | 0.30078
0.19786 |  | 0.30071
0.19773 |  | 0.30071
0.19773 |  | 0.30071
0.19773 |  | 0.30071
0.19765 |  | 0.30071
0.19765 |  | 0.30071
0.19765 |  | 0.30071
0.19765 |  | 0.30071
0.19765 |  | 0.30071
0.19765 |  | 0.3006
0.19752 |  | 0.3006
0.19752 |  | 0.3006
0.19752 |  | 0.3006
0.19724 |  | 0.3006
0.19724 |  | 0.3006
0.19714 |  | 0.3006
0.19714 |  | 0.3006
0.19714 |  | 0.3006
0.19714 |  | 0.3006
0.19714 |  | 0.3003
0.19689 |  | 0.3003
0.19689 |  | 0.3003
0.19689 |  | 0.3003
0.19689 |  | 0.3003
0.19689 |  | 0.3003
0.19689 |  | 0.3003
0.1966 |  | 0.3003
0.1966 |  | 0.3003
0.1966 |  | 0.3003
0.1966 |  | 0.3003
0.1966 |  | 0.30015
0.1966 |  | 0.30015
0.19652 |  | 0.30008
0.19643 |  | 0.30008
0.19643 |  | 0.30008
0.1963 |  | 0.30008
0.1963 |  | 0.30008
0.1963 |  | 0.30008
0.1963 |  | 0.29997
0.19622 |  | 0.29997
0.19622 |  | 0.29997
0.19614 |  | 0.29997
0.19614 |  | 0.29986
0.19614 |  | 0.29986
0.19614 |  | 0.29986
0.19614 |  | 0.29986
0.19601 |  | 0.29986
0.19601 |  | 0.29986
0.19601 |  | 0.29978
0.19593 |  | 0.29978
0.19581 |  | 0.29978
0.19581 |  | 0.29978
0.19568 |  | 0.29978
0.19551 |  | 0.29978
0.19551 |  | 0.29966
0.19551 |  | 0.29966
0.19551 |  | 0.29966
0.1953 |  | 0.29966
0.1953 |  | 0.29966
0.1953 |  | 0.29955
0.1953 |  | 0.29955
0.1953 |  | 0.29955
0.1953 |  | 0.29955
0.19517 |  | 0.29955
0.19517 |  | 0.29955
0.19509 |  | 0.29955
0.19509 |  | 0.29955
0.19501 |  | 0.29955
0.19501 |  | 0.29955
0.19501 |  | 0.29955
0.19481 |  | 0.29955
0.19481 |  | 0.29922
0.19481 |  | 0.29912
0.19481 |  | 0.29912
0.19471 |  | 0.29912
0.19471 |  | 0.29912
0.19463 |  | 0.29912
0.1945 |  | 0.29912
0.1945 |  | 0.29912
0.19442 |  | 0.29912
0.19442 |  | 0.29912
0.19442 |  | 0.29912
0.19442 |  | 0.29912
0.19434 |  | 0.29912
0.19422 |  | 0.29901
0.19422 |  | 0.29893
0.19422 |  | 0.29893
0.19422 |  | 0.29893
0.19422 |  | 0.29893
0.19409 |  | 0.29893
0.19393 |  | 0.29893
0.19393 |  | 0.29893
0.19393 |  | 0.29893
0.19393 |  | 0.29893
0.19393 |  | 0.29893
0.19384 |  | 0.29893
0.19384 |  | 0.29893
0.19384 |  | 0.29893
0.19384 |  | 0.29893
0.19363 |  | 0.29893
0.19363 |  | 0.29874
0.19363 |  | 0.29862
0.19363 |  | 0.29862
0.19363 |  | 0.29862
0.19355 |  | 0.29862
0.19347 |  | 0.29852
0.19347 |  | 0.29852
0.19347 |  | 0.29852
0.19347 |  | 0.29852
0.19347 |  | 0.29852
0.19322 |  | 0.29852
0.19322 |  | 0.29852
0.19322 |  | 0.29852
0.19322 |  | 0.29852
0.19322 |  | 0.29852
0.19322 |  | 0.29838
0.19312 |  | 0.29838
0.19304 |  | 0.29838
0.19284 |  | 0.2983
0.19284 |  | 0.2983
0.19284 |  | 0.2983
0.19284 |  | 0.2983
0.19284 |  | 0.29819
0.19284 |  | 0.29819
0.19284 |  | 0.29819
0.19271 |  | 0.29819
0.19271 |  | 0.29819
0.19263 |  | 0.29808
0.19263 |  | 0.29808
0.19263 |  | 0.29808
0.19255 |  | 0.29808
0.19255 |  | 0.29808
0.19255 |  | 0.29808
0.19255 |  | 0.29808
0.19242 |  | 0.29808
0.1923 |  | 0.29808
0.19212 |  | 0.29808
0.19212 |  | 0.29808
0.19212 |  | 0.29808
0.19212 |  | 0.29796
0.19212 |  | 0.29796
0.19204 |  | 0.29785
0.19192 |  | 0.29785
0.19184 |  | 0.29785
0.19184 |  | 0.29785
0.19184 |  | 0.29785
0.19184 |  | 0.29785
0.19174 |  | 0.29785
0.19174 |  | 0.29785
0.19174 |  | 0.29785
0.19174 |  | 0.29785
0.19161 |  | 0.29775
0.19161 |  | 0.29767
0.19161 |  | 0.29767
0.19161 |  | 0.29767
0.19161 |  | 0.29767
0.19153 |  | 0.29767
0.19145 |  | 0.29756
0.19145 |  | 0.29756
0.19123 |  | 0.29756
0.19123 |  | 0.29742
0.19123 |  | 0.29742
0.19123 |  | 0.29742
0.19123 |  | 0.29742
0.19123 |  | 0.29742
0.19115 |  | 0.29742
0.19115 |  | 0.29742
0.19115 |  | 0.29734
0.19115 |  | 0.29734
0.19103 |  | 0.29734
0.19082 |  | 0.29734
0.19082 |  | 0.29734
0.19082 |  | 0.29734
0.19082 |  | 0.29734
0.19072 |  | 0.29722
0.19064 |  | 0.29722
0.19056 |  | 0.29722
0.19056 |  | 0.29722
0.19056 |  | 0.29711
0.19056 |  | 0.29711
0.19056 |  | 0.29711
0.19056 |  | 0.29711
0.19043 |  | 0.29711
0.19035 |  | 0.29711
0.19035 |  | 0.29711
0.19027 |  | 0.29711
0.19027 |  | 0.29704
0.19027 |  | 0.29704
0.19027 |  | 0.29704
0.19005 |  | 0.29693
0.19005 |  | 0.29693
0.18997 |  | 0.29693
0.18997 |  | 0.29693
0.18997 |  | 0.29682
0.18977 |  | 0.29682
0.18977 |  | 0.29682
0.18977 |  | 0.29682
0.18977 |  | 0.29682
0.18967 |  | 0.29682
0.18967 |  | 0.29668
0.18967 |  | 0.29668
0.18967 |  | 0.29656
0.18959 |  | 0.29656
0.18951 |  | 0.29656
0.18951 |  | 0.29656
0.18951 |  | 0.29648
0.18951 |  | 0.29648
0.18929 |  | 0.29648
0.18929 |  | 0.29648
0.18929 |  | 0.29648
0.18921 |  | 0.29648
0.18908 |  | 0.29637
0.189 |  | 0.29637
0.189 |  | 0.29637
0.18888 |  | 0.29637
0.18888 |  | 0.29637
0.1888 |  | 0.29637
0.1888 |  | 0.29627
0.1888 |  | 0.29627
0.1888 |  | 0.29627
0.1888 |  | 0.29627
0.1887 |  | 0.29627
0.1887 |  | 0.29627
0.18849 |  | 0.29619
0.18849 |  | 0.29619
0.18849 |  | 0.29619
0.18849 |  | 0.29619
0.18849 |  | 0.29608
0.18849 |  | 0.29608
0.18841 |  | 0.29608
0.18841 |  | 0.29608
0.18833 |  | 0.29608
0.18833 |  | 0.29608
0.18833 |  | 0.29608
0.18821 |  | 0.29608
0.18821 |  | 0.29608
0.18821 |  | 0.29594
0.18809 |  | 0.29574
0.18809 |  | 0.29574
0.18788 |  | 0.29574
0.18788 |  | 0.29574
0.18778 |  | 0.29574
0.18778 |  | 0.29574
0.18778 |  | 0.29563
0.18778 |  | 0.29563
0.18778 |  | 0.29563
0.18778 |  | 0.29552
0.18762 |  | 0.29552
0.18762 |  | 0.29552
0.18737 |  | 0.29552
0.18737 |  | 0.29552
0.18737 |  | 0.29545
0.18727 |  | 0.29545
0.1872 |  | 0.29545
0.1872 |  | 0.29545
0.1872 |  | 0.29545
0.1872 |  | 0.29545
0.1872 |  | 0.29545
0.18699 |  | 0.29545
0.18699 |  | 0.29545
0.18699 |  | 0.29545
0.18699 |  | 0.29537
0.18691 |  | 0.29537
0.18679 |  | 0.29537
0.18669 |  | 0.29526
0.18669 |  | 0.29526
0.18656 |  | 0.29526
0.18656 |  | 0.29526
0.18656 |  | 0.29514
0.18656 |  | 0.29514
0.18643 |  | 0.29514
0.18636 |  | 0.29514
0.18628 |  | 0.29514
0.18628 |  | 0.29514
0.18618 |  | 0.29489
0.18606 |  | 0.29489
0.18606 |  | 0.29482
0.18593 |  | 0.29482
0.18585 |  | 0.29471
0.18585 |  | 0.29471
0.18585 |  | 0.29471
0.18577 |  | 0.29471
0.18577 |  | 0.29471
0.18567 |  | 0.29471
0.18567 |  | 0.29471
0.18567 |  | 0.29471
0.18567 |  | 0.29471
0.18567 |  | 0.29471
0.18559 |  | 0.29471
0.18549 |  | 0.29471
0.18541 |  | 0.29471
0.18541 |  | 0.29471
0.18516 |  | 0.2946
0.18516 |  | 0.2946
0.18516 |  | 0.2946
0.18516 |  | 0.2946
0.18516 |  | 0.29448
0.18516 |  | 0.29448
0.18509 |  | 0.29448
0.18509 |  | 0.29448
0.18496 |  | 0.2944
0.18486 |  | 0.2944
0.18486 |  | 0.2944
0.18486 |  | 0.2944
0.18486 |  | 0.2944
0.1847 |  | 0.29429
0.18458 |  | 0.29429
0.18458 |  | 0.29429
0.18458 |  | 0.29429
0.18458 |  | 0.29429
0.1845 |  | 0.29429
0.1845 |  | 0.29429
0.18427 |  | 0.29429
0.18427 |  | 0.29429
0.18427 |  | 0.29429
0.18419 |  | 0.29429
0.18419 |  | 0.29429
0.18419 |  | 0.29411
0.18419 |  | 0.29411
0.18411 |  | 0.29411
0.18404 |  | 0.29411
0.18404 |  | 0.29411
0.18404 |  | 0.29411
0.18391 |  | 0.29411
0.18391 |  | 0.29411
0.18369 |  | 0.29396
0.18369 |  | 0.29396
0.18369 |  | 0.29384
0.18348 |  | 0.29384
0.18338 |  | 0.29384
0.18338 |  | 0.29374
0.1833 |  | 0.29374
0.1833 |  | 0.29374
0.18318 |  | 0.29366
0.18305 |  | 0.29355
0.18305 |  | 0.29355
0.18305 |  | 0.29355
0.18298 |  | 0.29355
0.18298 |  | 0.29355
0.1829 |  | 0.29355
0.1829 |  | 0.29355
0.18265 |  | 0.29355
0.18265 |  | 0.29355
0.18265 |  | 0.29355
0.18265 |  | 0.29355
0.18265 |  | 0.29355
0.18255 |  | 0.29347
0.18255 |  | 0.29347
0.18255 |  | 0.29347
0.18239 |  | 0.29347
0.18226 |  | 0.29347
0.18226 |  | 0.29347
0.18226 |  | 0.29326
0.18226 |  | 0.29326
0.18216 |  | 0.29326
0.18216 |  | 0.29326
0.18208 |  | 0.29326
0.18196 |  | 0.29326
0.18184 |  | 0.29326
0.18184 |  | 0.29326
0.18184 |  | 0.29326
0.18184 |  | 0.29326
0.18184 |  | 0.29326
0.18176 |  | 0.29326
0.18176 |  | 0.29318
0.18176 |  | 0.29318
0.18168 |  | 0.29318
0.18145 |  | 0.29318
0.18145 |  | 0.29292
0.18145 |  | 0.29292
0.18129 |  | 0.29281
0.18129 |  | 0.29281
0.18117 |  | 0.29281
0.18117 |  | 0.29281
0.18117 |  | 0.29281
0.18095 |  | 0.29281
0.18095 |  | 0.29281
0.18095 |  | 0.29281
0.18087 |  | 0.29281
0.18087 |  | 0.2927
0.18087 |  | 0.29263
0.18087 |  | 0.29263
0.18067 |  | 0.29263
0.18067 |  | 0.29263
0.18054 |  | 0.29263
0.18044 |  | 0.29263
0.18044 |  | 0.29263
0.18044 |  | 0.29263
0.18036 |  | 0.29263
0.18036 |  | 0.29252
0.18036 |  | 0.29252
0.18036 |  | 0.29252
0.18011 |  | 0.29252
0.18003 |  | 0.29252
0.17993 |  | 0.29248
0.17993 |  | 0.29244
0.17986 |  | 0.29244
0.17986 |  | 0.29244
0.17986 |  | 0.29244
0.17986 |  | 0.29244
0.17973 |  | 0.29244
0.17973 |  | 0.29244
0.17965 |  | 0.29232
0.17965 |  | 0.29218
0.17965 |  | 0.29218
0.17965 |  | 0.29218
0.17953 |  | 0.29218
0.17953 |  | 0.29218
0.17932 |  | 0.29218
0.17922 |  | 0.29218
0.17922 |  | 0.29218
0.17922 |  | 0.29199
0.17922 |  | 0.29199
0.17914 |  | 0.29199
0.17914 |  | 0.29189
0.17902 |  | 0.29189
0.17894 |  | 0.29189
0.17884 |  | 0.29189
0.17872 |  | 0.29189
0.17864 |  | 0.29189
0.17864 |  | 0.29189
0.17864 |  | 0.29189
0.17864 |  | 0.29189
0.17864 |  | 0.29189
0.17841 |  | 0.29189
0.17833 |  | 0.29189
0.17833 |  | 0.29189
0.17833 |  | 0.29189
0.17825 |  | 0.29178
0.17813 |  | 0.29166
0.17813 |  | 0.29166
0.17813 |  | 0.29151
0.17813 |  | 0.29151
0.17803 |  | 0.29151
0.17782 |  | 0.29151
0.17782 |  | 0.29133
0.17775 |  | 0.29133
0.17775 |  | 0.29133
0.17775 |  | 0.29133
0.17775 |  | 0.29133
0.17775 |  | 0.29133
0.17775 |  | 0.29133
0.17755 |  | 0.29133
0.17755 |  | 0.29133
0.17737 |  | 0.29133
0.17737 |  | 0.29133
0.17737 |  | 0.29133
0.17724 |  | 0.29133
0.17724 |  | 0.29133
0.17712 |  | 0.29122
0.17712 |  | 0.29122
0.17712 |  | 0.2911
0.17694 |  | 0.2911
0.17694 |  | 0.29102
0.17694 |  | 0.29102
0.17673 |  | 0.29102
0.17665 |  | 0.29102
0.17665 |  | 0.29102
0.17653 |  | 0.29102
0.17653 |  | 0.29102
0.17653 |  | 0.29102
0.17653 |  | 0.29102
0.17643 |  | 0.29102
0.17643 |  | 0.29102
0.17643 |  | 0.29095
0.17623 |  | 0.29095
0.17615 |  | 0.29095
0.17615 |  | 0.29095
0.17615 |  | 0.29095
0.17615 |  | 0.29095
0.17593 |  | 0.29095
0.17572 |  | 0.29084
0.17572 |  | 0.29059
0.17564 |  | 0.29059
0.17564 |  | 0.29059
0.17564 |  | 0.29059
0.17564 |  | 0.29051
0.17564 |  | 0.29051
0.17564 |  | 0.29051
0.17544 |  | 0.29051
0.17526 |  | 0.29051
0.17514 |  | 0.29051
0.17514 |  | 0.29051
0.17514 |  | 0.29051
0.17514 |  | 0.29051
0.17506 |  | 0.29051
0.17506 |  | 0.29051
0.17506 |  | 0.29051
0.17496 |  | 0.29051
0.17496 |  | 0.29051
0.17488 |  | 0.29039
0.17463 |  | 0.29039
0.17455 |  | 0.29039
0.17455 |  | 0.29039
0.17455 |  | 0.29039
0.17455 |  | 0.29039
0.17445 |  | 0.29039
0.17445 |  | 0.29028
0.17445 |  | 0.29018
0.17445 |  | 0.29018
0.17437 |  | 0.2901
0.17437 |  | 0.2901
0.17425 |  | 0.2901
0.17417 |  | 0.2901
0.17417 |  | 0.2901
0.17404 |  | 0.2901
0.17404 |  | 0.2901
0.17404 |  | 0.2901
0.17397 |  | 0.2901
0.17387 |  | 0.2901
0.17375 |  | 0.28996
0.17375 |  | 0.28996
0.17367 |  | 0.28996
0.17354 |  | 0.28996
0.17354 |  | 0.28996
0.17354 |  | 0.28988
0.17346 |  | 0.28977
0.17346 |  | 0.28977
0.17336 |  | 0.28977
0.17336 |  | 0.28977
0.17336 |  | 0.28977
0.17336 |  | 0.28971
0.17328 |  | 0.28965
0.17315 |  | 0.28965
0.17307 |  | 0.28965
0.17307 |  | 0.28965
0.17295 |  | 0.28965
0.17285 |  | 0.28965
0.17265 |  | 0.28965
0.17265 |  | 0.28965
0.17265 |  | 0.28957
0.17265 |  | 0.28957
0.17252 |  | 0.28957
0.17252 |  | 0.28957
0.17252 |  | 0.28947
0.17234 |  | 0.28947
0.17222 |  | 0.28936
0.17214 |  | 0.28936
0.17214 |  | 0.28936
0.17214 |  | 0.28936
0.17206 |  | 0.28936
0.17198 |  | 0.28936
0.17188 |  | 0.28936
0.17176 |  | 0.28936
0.17176 |  | 0.28936
0.17176 |  | 0.28936
0.17176 |  | 0.28936
0.17176 |  | 0.28936
0.1716 |  | 0.28936
0.1716 |  | 0.28936
0.17147 |  | 0.28936
0.17147 |  | 0.28936
0.17147 |  | 0.28916
0.17147 |  | 0.28905
0.17122 |  | 0.28905
0.17112 |  | 0.28905
0.17112 |  | 0.28905
0.17104 |  | 0.28905
0.17104 |  | 0.28905
0.17096 |  | 0.28905
0.17084 |  | 0.28905
0.17084 |  | 0.28905
0.17084 |  | 0.28905
0.17062 |  | 0.28905
0.17062 |  | 0.28905
0.17062 |  | 0.28905
0.17041 |  | 0.28905
0.17041 |  | 0.28905
0.17041 |  | 0.28905
0.17021 |  | 0.28897
0.17021 |  | 0.28887
0.17021 |  | 0.28873
0.17021 |  | 0.28873
0.17008 |  | 0.28873
0.17 |  | 0.28873
0.16992 |  | 0.28873
0.16982 |  | 0.28873
0.16982 |  | 0.28873
0.16982 |  | 0.28873
0.16982 |  | 0.28862
0.16982 |  | 0.28862
0.16962 |  | 0.28862
0.16962 |  | 0.28862
0.16954 |  | 0.2885
0.16946 |  | 0.28842
0.16946 |  | 0.28842
0.16934 |  | 0.28842
0.16934 |  | 0.28842
0.16921 |  | 0.28842
0.16921 |  | 0.28842
0.16921 |  | 0.28842
0.16921 |  | 0.28842
0.16903 |  | 0.28842
0.16895 |  | 0.28842
0.16895 |  | 0.28842
0.16895 |  | 0.28842
0.16895 |  | 0.28842
0.16882 |  | 0.28842
0.16875 |  | 0.28823
0.16875 |  | 0.28823
0.16875 |  | 0.28823
0.16875 |  | 0.28823
0.16865 |  | 0.28823
0.16832 |  | 0.28823
0.16824 |  | 0.28813
0.16824 |  | 0.28813
0.16824 |  | 0.28813
0.16824 |  | 0.28813
0.16824 |  | 0.28813
0.16824 |  | 0.28813
0.16824 |  | 0.28813
0.16816 |  | 0.28813
0.16816 |  | 0.28813
0.16808 |  | 0.28802
0.16808 |  | 0.28802
0.16796 |  | 0.2878
0.16783 |  | 0.28768
0.16783 |  | 0.28768
0.16765 |  | 0.28768
0.16765 |  | 0.28768
0.16765 |  | 0.28768
0.16757 |  | 0.28768
0.16757 |  | 0.28768
0.16757 |  | 0.28768
0.16757 |  | 0.28768
0.16745 |  | 0.28768
0.16715 |  | 0.28768
0.16715 |  | 0.28768
0.16715 |  | 0.28768
0.16707 |  | 0.28768
0.16707 |  | 0.2876
0.16694 |  | 0.28749
0.16694 |  | 0.28749
0.16694 |  | 0.28749
0.16684 |  | 0.28749
0.16672 |  | 0.28749
0.16672 |  | 0.28749
0.16664 |  | 0.28749
0.16656 |  | 0.28738
0.16656 |  | 0.28738
0.16635 |  | 0.28738
0.16635 |  | 0.28738
0.16635 |  | 0.28727
0.16635 |  | 0.28727
0.16627 |  | 0.28719
0.16627 |  | 0.28719
0.16627 |  | 0.28719
0.16627 |  | 0.28719
0.16618 |  | 0.28719
0.16605 |  | 0.28719
0.16605 |  | 0.28719
0.16577 |  | 0.28719
0.16577 |  | 0.28719
0.16577 |  | 0.28719
0.16577 |  | 0.28719
0.16577 |  | 0.28719
0.16564 |  | 0.28711
0.16564 |  | 0.28711
0.16546 |  | 0.28711
0.16546 |  | 0.287
0.16546 |  | 0.287
0.16546 |  | 0.287
0.16526 |  | 0.28686
0.16513 |  | 0.28686
0.16513 |  | 0.28674
0.16505 |  | 0.28674
0.16505 |  | 0.28663
0.16496 |  | 0.28663
0.16496 |  | 0.28663
0.16484 |  | 0.28663
0.16484 |  | 0.28656
0.16484 |  | 0.28656
0.16484 |  | 0.28656
0.16471 |  | 0.28656
0.16471 |  | 0.28656
0.16471 |  | 0.28656
0.16471 |  | 0.28656
0.16455 |  | 0.28656
0.1643 |  | 0.28656
0.1642 |  | 0.28645
0.1642 |  | 0.28645
0.1642 |  | 0.28645
0.1642 |  | 0.28645
0.16399 |  | 0.28637
0.16399 |  | 0.28637
0.16391 |  | 0.28637
0.16391 |  | 0.28626
0.16391 |  | 0.28626
0.16391 |  | 0.28626
0.16382 |  | 0.28614
0.16361 |  | 0.28614
0.16361 |  | 0.28614
0.16341 |  | 0.28614
0.16328 |  | 0.28614
0.16328 |  | 0.28614
0.16328 |  | 0.28614
0.16328 |  | 0.28614
0.16315 |  | 0.28614
0.16293 |  | 0.28614
0.16293 |  | 0.28603
0.16285 |  | 0.28596
0.16285 |  | 0.28596
0.16265 |  | 0.28596
0.16265 |  | 0.28596
0.16265 |  | 0.28596
0.16265 |  | 0.28596
0.16265 |  | 0.28596
0.16265 |  | 0.28596
0.16256 |  | 0.28581
0.16243 |  | 0.28581
0.16227 |  | 0.28581
0.16227 |  | 0.28581
0.16227 |  | 0.28581
0.16202 |  | 0.28581
0.16202 |  | 0.28571
0.16194 |  | 0.28571
0.16194 |  | 0.28571
0.16194 |  | 0.28571
0.16186 |  | 0.28563
0.16173 |  | 0.28552
0.16173 |  | 0.28552
0.16163 |  | 0.28552
0.16151 |  | 0.28552
0.16143 |  | 0.28552
0.16143 |  | 0.28552
0.16143 |  | 0.28552
0.16143 |  | 0.2854
0.16143 |  | 0.2854
0.16127 |  | 0.2854
0.16119 |  | 0.2854
0.16109 |  | 0.2854
0.16096 |  | 0.2854
0.16096 |  | 0.2854
0.16084 |  | 0.2854
0.16084 |  | 0.2854
0.16071 |  | 0.2854
0.16071 |  | 0.2854
0.16071 |  | 0.28529
0.16059 |  | 0.28529
0.16059 |  | 0.28521
0.16041 |  | 0.28521
0.16033 |  | 0.28521
0.16033 |  | 0.28521
0.16033 |  | 0.28521
0.16033 |  | 0.28521
0.16033 |  | 0.28511
0.1602 |  | 0.28511
0.1602 |  | 0.28511
0.16008 |  | 0.28499
0.1599 |  | 0.28499
0.15982 |  | 0.28499
0.15982 |  | 0.28499
0.15982 |  | 0.28499
0.1597 |  | 0.28499
0.1597 |  | 0.28499
0.15962 |  | 0.28499
0.15962 |  | 0.28499
0.15949 |  | 0.28499
0.15919 |  | 0.28485
0.15919 |  | 0.28485
0.15911 |  | 0.28485
0.15911 |  | 0.28474
0.15898 |  | 0.28474
0.15898 |  | 0.28474
0.15898 |  | 0.28466
0.15898 |  | 0.28466
0.1589 |  | 0.28466
0.1589 |  | 0.28466
0.15873 |  | 0.28466
0.15873 |  | 0.28466
0.15873 |  | 0.28466
0.15873 |  | 0.28466
0.15852 |  | 0.28466
0.15852 |  | 0.28466
0.15852 |  | 0.28466
0.1584 |  | 0.28466
0.15832 |  | 0.28447
0.15832 |  | 0.28425
0.15832 |  | 0.28425
0.15822 |  | 0.28425
0.1581 |  | 0.28425
0.1581 |  | 0.28425
0.15802 |  | 0.28425
0.15781 |  | 0.28425
0.15781 |  | 0.28425
0.15781 |  | 0.28425
0.15781 |  | 0.28425
0.15781 |  | 0.28425
0.15751 |  | 0.28425
0.15751 |  | 0.28425
0.15751 |  | 0.28425
0.15743 |  | 0.28414
0.15735 |  | 0.28406
0.15723 |  | 0.28406
0.15715 |  | 0.28406
0.15705 |  | 0.28406
0.15705 |  | 0.28406
0.15705 |  | 0.28406
0.15705 |  | 0.28406
0.15697 |  | 0.28406
0.15684 |  | 0.28406
0.15672 |  | 0.28406
0.15664 |  | 0.28392
0.15664 |  | 0.28392
0.15651 |  | 0.28392
0.15651 |  | 0.2838
0.15643 |  | 0.2838
0.15643 |  | 0.28372
0.15643 |  | 0.28372
0.15618 |  | 0.28361
0.15618 |  | 0.28351
0.15618 |  | 0.28351
0.1561 |  | 0.28351
0.15597 |  | 0.28351
0.15585 |  | 0.28351
0.15585 |  | 0.28351
0.15585 |  | 0.28351
0.15577 |  | 0.28351
0.15554 |  | 0.28351
0.15554 |  | 0.28343
0.15554 |  | 0.28343
0.15546 |  | 0.28343
0.15534 |  | 0.28343
0.15534 |  | 0.28343
0.15534 |  | 0.28343
0.15517 |  | 0.28343
0.15517 |  | 0.28343
0.15517 |  | 0.28343
0.15504 |  | 0.28343
0.15504 |  | 0.28343
0.15504 |  | 0.28332
0.15504 |  | 0.28332
0.15496 |  | 0.28318
0.15484 |  | 0.28318
0.15484 |  | 0.28318
0.15471 |  | 0.28299
0.15463 |  | 0.28299
0.15463 |  | 0.28299
0.15453 |  | 0.28287
0.15445 |  | 0.28287
0.15437 |  | 0.28287
0.15437 |  | 0.28287
0.15425 |  | 0.28287
0.15425 |  | 0.28287
0.15425 |  | 0.28287
0.15404 |  | 0.28287
0.15404 |  | 0.28287
0.15404 |  | 0.28287
0.15404 |  | 0.28287
0.15404 |  | 0.28287
0.15382 |  | 0.28276
0.15382 |  | 0.28276
0.15366 |  | 0.28276
0.15366 |  | 0.28276
0.15366 |  | 0.28276
0.15366 |  | 0.28269
0.15366 |  | 0.28269
0.15366 |  | 0.28269
0.15366 |  | 0.28269
0.15366 |  | 0.28269
0.15346 |  | 0.28255
0.15338 |  | 0.28255
0.15338 |  | 0.28255
0.15325 |  | 0.28255
0.15325 |  | 0.28244
0.15315 |  | 0.28244
0.15315 |  | 0.28244
0.15307 |  | 0.28236
0.15307 |  | 0.28224
0.15287 |  | 0.28224
0.15287 |  | 0.28224
0.15287 |  | 0.28224
0.15287 |  | 0.28213
0.15275 |  | 0.28213
0.15275 |  | 0.28213
0.15257 |  | 0.28213
0.15257 |  | 0.28213
0.15249 |  | 0.28213
0.15249 |  | 0.28213
0.15236 |  | 0.28213
0.15236 |  | 0.28206
0.15236 |  | 0.28206
0.15236 |  | 0.28206
0.15228 |  | 0.28206
0.15216 |  | 0.28206
0.15206 |  | 0.28206
0.15206 |  | 0.28206
0.15198 |  | 0.28206
0.15198 |  | 0.28206
0.15185 |  | 0.28206
0.15185 |  | 0.28195
0.15178 |  | 0.28195
0.15178 |  | 0.28195
0.15178 |  | 0.28195
0.15143 |  | 0.28195
0.15135 |  | 0.28195
0.15135 |  | 0.28195
0.15127 |  | 0.28176
0.15127 |  | 0.28162
0.15094 |  | 0.28162
0.15094 |  | 0.2815
0.15094 |  | 0.2815
0.15094 |  | 0.2815
0.15084 |  | 0.2815
0.15076 |  | 0.2815
0.15064 |  | 0.2815
0.15056 |  | 0.2815
0.15044 |  | 0.2815
0.15044 |  | 0.2815
0.15044 |  | 0.2815
0.15031 |  | 0.2815
0.15031 |  | 0.2815
0.15023 |  | 0.2815
0.15023 |  | 0.2815
0.15013 |  | 0.2814
0.15013 |  | 0.2814
0.15 |  | 0.2814
0.14988 |  | 0.2814
0.14988 |  | 0.28132
0.14988 |  | 0.28132
0.14972 |  | 0.28132
0.14972 |  | 0.28121
0.14959 |  | 0.28121
0.14959 |  | 0.28121
0.14947 |  | 0.28121
0.14947 |  | 0.28121
0.14927 |  | 0.28121
0.14927 |  | 0.28121
0.14909 |  | 0.28121
0.14909 |  | 0.28121
0.14901 |  | 0.28121
0.14901 |  | 0.28121
0.14878 |  | 0.28113
0.14866 |  | 0.28113
0.14866 |  | 0.28113
0.14866 |  | 0.28113
0.14858 |  | 0.28101
0.14858 |  | 0.28087
0.14858 |  | 0.28087
0.1485 |  | 0.28087
0.14841 |  | 0.28087
0.14828 |  | 0.28076
0.14828 |  | 0.28069
0.1482 |  | 0.28069
0.14808 |  | 0.28069
0.14808 |  | 0.28069
0.148 |  | 0.28069
0.14777 |  | 0.28058
0.14767 |  | 0.28058
0.14767 |  | 0.28058
0.14755 |  | 0.28058
0.14755 |  | 0.28058
0.14747 |  | 0.2805
0.14747 |  | 0.2805
0.14747 |  | 0.2805
0.14739 |  | 0.2805
0.14739 |  | 0.2805
0.14739 |  | 0.2805
0.14727 |  | 0.28039
0.14727 |  | 0.28039
0.14719 |  | 0.28039
0.14706 |  | 0.28039
0.14706 |  | 0.28039
0.14699 |  | 0.28027
0.14689 |  | 0.28027
0.14681 |  | 0.28027
0.14681 |  | 0.28027
0.14681 |  | 0.28016
0.14681 |  | 0.28016
0.14668 |  | 0.28016
0.14656 |  | 0.28016
0.14656 |  | 0.28002
0.14638 |  | 0.28002
0.14638 |  | 0.27994
0.14617 |  | 0.27994
0.14617 |  | 0.27994
0.14617 |  | 0.27994
0.14617 |  | 0.27994
0.14617 |  | 0.27994
0.14605 |  | 0.27984
0.14595 |  | 0.27984
0.14587 |  | 0.27984
0.14587 |  | 0.27984
0.14567 |  | 0.27976
0.14567 |  | 0.27976
0.14559 |  | 0.27976
0.14559 |  | 0.27976
0.14559 |  | 0.27976
0.14546 |  | 0.27976
0.14546 |  | 0.27976
0.14538 |  | 0.27965
0.14538 |  | 0.27965
0.14495 |  | 0.27965
0.14495 |  | 0.27965
0.14495 |  | 0.27965
0.14495 |  | 0.27953
0.14486 |  | 0.27946
0.14486 |  | 0.27946
0.14478 |  | 0.27946
0.14478 |  | 0.27946
0.1447 |  | 0.27946
0.14457 |  | 0.27946
0.14457 |  | 0.27946
0.14445 |  | 0.27946
0.14445 |  | 0.27946
0.14445 |  | 0.27946
0.14445 |  | 0.27946
0.14445 |  | 0.27924
0.14414 |  | 0.27924
0.14406 |  | 0.27924
0.14406 |  | 0.27924
0.14381 |  | 0.27916
0.14381 |  | 0.27916
0.14381 |  | 0.27902
0.14381 |  | 0.27902
0.14364 |  | 0.27902
0.14364 |  | 0.27902
0.14351 |  | 0.27902
0.14351 |  | 0.27902
0.14351 |  | 0.27902
0.14351 |  | 0.27902
0.14339 |  | 0.27902
0.14339 |  | 0.27902
0.14339 |  | 0.27902
0.14329 |  | 0.27894
0.14329 |  | 0.27871
0.143 |  | 0.27871
0.143 |  | 0.27871
0.14288 |  | 0.27871
0.14288 |  | 0.27871
0.1427 |  | 0.27871
0.14262 |  | 0.27871
0.14254 |  | 0.27871
0.14254 |  | 0.27871
0.14241 |  | 0.27871
0.14229 |  | 0.27871
0.14229 |  | 0.27861
0.14229 |  | 0.27861
0.14229 |  | 0.27861
0.14213 |  | 0.27861
0.14213 |  | 0.27861
0.14213 |  | 0.27847
0.14203 |  | 0.27847
0.14183 |  | 0.27839
0.14183 |  | 0.27839
0.1417 |  | 0.27828
0.14163 |  | 0.27828
0.14163 |  | 0.27828
0.14163 |  | 0.27828
0.14163 |  | 0.27828
0.14163 |  | 0.27828
0.14147 |  | 0.27828
0.14137 |  | 0.27828
0.14125 |  | 0.27828
0.14125 |  | 0.27828
0.14112 |  | 0.27816
0.14099 |  | 0.27816
0.14091 |  | 0.27816
0.14091 |  | 0.27816
0.14091 |  | 0.27816
0.14071 |  | 0.27816
0.14061 |  | 0.27808
0.14061 |  | 0.27808
0.14061 |  | 0.27798
0.14061 |  | 0.27798
0.14053 |  | 0.27798
0.14032 |  | 0.27798
0.1402 |  | 0.27798
0.1401 |  | 0.27787
0.1401 |  | 0.27787
0.14002 |  | 0.27787
0.14002 |  | 0.27787
0.13981 |  | 0.27772
0.13981 |  | 0.27772
0.13981 |  | 0.27772
0.13981 |  | 0.27772
0.13981 |  | 0.27772
0.13981 |  | 0.27765
0.13969 |  | 0.27753
0.13944 |  | 0.27753
0.13944 |  | 0.27753
0.13944 |  | 0.27753
0.13944 |  | 0.27753
0.13944 |  | 0.27753
0.13944 |  | 0.27753
0.13944 |  | 0.27753
0.13944 |  | 0.27742
0.13923 |  | 0.27731
0.13923 |  | 0.27731
0.13911 |  | 0.27723
0.13911 |  | 0.27723
0.13885 |  | 0.27723
0.13885 |  | 0.27723
0.13877 |  | 0.27723
0.13856 |  | 0.27723
0.13856 |  | 0.27723
0.13856 |  | 0.27723
0.13856 |  | 0.27723
0.13844 |  | 0.27723
0.13844 |  | 0.27723
0.13834 |  | 0.27723
0.13834 |  | 0.27723
0.13826 |  | 0.27712
0.13826 |  | 0.27701
0.13818 |  | 0.27693
0.13806 |  | 0.27693
0.13796 |  | 0.27693
0.13796 |  | 0.27693
0.13784 |  | 0.27679
0.13776 |  | 0.27679
0.13763 |  | 0.27668
0.13763 |  | 0.27668
0.13758 |  | 0.27668
0.13753 |  | 0.27668
0.13753 |  | 0.27668
0.13741 |  | 0.27668
0.13733 |  | 0.27668
0.13733 |  | 0.27668
0.13733 |  | 0.27668
0.1372 |  | 0.27668
0.13708 |  | 0.27668
0.13708 |  | 0.2766
0.13682 |  | 0.2766
0.13682 |  | 0.2766
0.13682 |  | 0.2766
0.13669 |  | 0.27649
0.13656 |  | 0.27649
0.13656 |  | 0.27649
0.13649 |  | 0.27649
0.13636 |  | 0.27637
0.13626 |  | 0.27637
0.13626 |  | 0.27627
0.13614 |  | 0.27627
0.13614 |  | 0.27619
0.13606 |  | 0.27619
0.13598 |  | 0.27619
0.13585 |  | 0.27619
0.13585 |  | 0.27619
0.13575 |  | 0.27619
0.13575 |  | 0.27619
0.13555 |  | 0.27619
0.13543 |  | 0.27619
0.13543 |  | 0.27619
0.13543 |  | 0.27619
0.13535 |  | 0.27619
0.13535 |  | 0.27619
0.13535 |  | 0.27619
0.13504 |  | 0.27619
0.13504 |  | 0.27608
0.13492 |  | 0.276
0.13484 |  | 0.276
0.13484 |  | 0.276
0.13474 |  | 0.276
0.13466 |  | 0.276
0.13458 |  | 0.27588
0.13441 |  | 0.27588
0.13433 |  | 0.27588
0.13433 |  | 0.27588
0.13433 |  | 0.27588
0.13433 |  | 0.27588
0.13421 |  | 0.27578
0.13421 |  | 0.27578
0.13421 |  | 0.27578
0.13405 |  | 0.27567
0.13395 |  | 0.27567
0.13395 |  | 0.27567
0.13395 |  | 0.27567
0.13387 |  | 0.27567
0.13362 |  | 0.27567
0.13354 |  | 0.27567
0.13354 |  | 0.27559
0.13354 |  | 0.27545
0.13344 |  | 0.27533
0.13336 |  | 0.27533
0.13336 |  | 0.27533
0.13316 |  | 0.27533
0.13316 |  | 0.27533
0.13306 |  | 0.27533
0.13306 |  | 0.27522
0.13294 |  | 0.27522
0.13294 |  | 0.27522
0.13294 |  | 0.27522
0.13294 |  | 0.27522
0.13286 |  | 0.27514
0.13278 |  | 0.27514
0.13265 |  | 0.27514
0.13265 |  | 0.27514
0.13255 |  | 0.27514
0.13255 |  | 0.27491
0.13255 |  | 0.27481
0.13242 |  | 0.27481
0.13222 |  | 0.27481
0.13214 |  | 0.27481
0.13214 |  | 0.27481
0.13214 |  | 0.27481
0.13206 |  | 0.27481
0.13196 |  | 0.27481
0.13196 |  | 0.27481
0.13176 |  | 0.27481
0.13176 |  | 0.27473
0.13176 |  | 0.27473
0.13176 |  | 0.27473
0.13168 |  | 0.27473
0.13168 |  | 0.27473
0.13148 |  | 0.27462
0.13148 |  | 0.27462
0.13148 |  | 0.27451
0.13148 |  | 0.27451
0.13148 |  | 0.27451
0.13125 |  | 0.27444
0.13112 |  | 0.27444
0.13105 |  | 0.27432
0.13105 |  | 0.27432
0.13105 |  | 0.27432
0.13092 |  | 0.27432
0.13076 |  | 0.27432
0.13064 |  | 0.27427
0.13064 |  | 0.27418
0.13064 |  | 0.27418
0.13046 |  | 0.27418
0.13033 |  | 0.27418
0.13033 |  | 0.27418
0.13033 |  | 0.27418
0.13025 |  | 0.27407
0.13025 |  | 0.27399
0.13 |  | 0.27388
0.13 |  | 0.27388
0.13 |  | 0.27388
0.13 |  | 0.27388
0.1297 |  | 0.27388
0.1297 |  | 0.27388
0.1297 |  | 0.27376
0.1297 |  | 0.27376
0.1297 |  | 0.27376
0.12949 |  | 0.27376
0.12949 |  | 0.27376
0.12939 |  | 0.27376
0.12939 |  | 0.27376
0.12931 |  | 0.27376
0.12919 |  | 0.27376
0.12911 |  | 0.27376
0.12911 |  | 0.27376
0.12911 |  | 0.27369
0.12899 |  | 0.27358
0.12899 |  | 0.27358
0.12881 |  | 0.27358
0.12881 |  | 0.27344
0.12881 |  | 0.27333
0.12873 |  | 0.27333
0.12865 |  | 0.27333
0.12865 |  | 0.27333
0.12865 |  | 0.27333
0.12852 |  | 0.27333
0.12852 |  | 0.27333
0.12852 |  | 0.27333
0.12852 |  | 0.27333
0.12834 |  | 0.27333
0.12814 |  | 0.27325
0.12814 |  | 0.27325
0.12801 |  | 0.27325
0.12801 |  | 0.27325
0.12801 |  | 0.27313
0.12794 |  | 0.27313
0.12784 |  | 0.27313
0.12784 |  | 0.27313
0.12784 |  | 0.27313
0.12764 |  | 0.27302
0.12764 |  | 0.27302
0.12743 |  | 0.27292
0.12743 |  | 0.27292
0.12733 |  | 0.27292
0.12721 |  | 0.27292
0.12713 |  | 0.27292
0.12713 |  | 0.27292
0.12713 |  | 0.27284
0.12713 |  | 0.27284
0.12713 |  | 0.27284
0.12713 |  | 0.27284
0.12705 |  | 0.27284
0.12692 |  | 0.27284
0.12672 |  | 0.27284
0.12664 |  | 0.27284
0.12664 |  | 0.27284
0.12634 |  | 0.27284
0.12634 |  | 0.2727
0.12634 |  | 0.27259
0.12626 |  | 0.27259
0.12614 |  | 0.27259
0.12614 |  | 0.27259
0.12614 |  | 0.27248
0.12601 |  | 0.27236
0.12601 |  | 0.27228
0.12593 |  | 0.27228
0.12571 |  | 0.27228
0.12571 |  | 0.27228
0.12558 |  | 0.27228
0.12558 |  | 0.27228
0.12558 |  | 0.27228
0.12558 |  | 0.27228
0.1254 |  | 0.27228
0.1254 |  | 0.27228
0.12533 |  | 0.27228
0.1252 |  | 0.27217
0.12508 |  | 0.27217
0.12508 |  | 0.27217
0.12508 |  | 0.27217
0.12508 |  | 0.27207
0.12498 |  | 0.27207
0.12498 |  | 0.27207
0.12498 |  | 0.27207
0.1249 |  | 0.27207
0.12482 |  | 0.27207
0.12469 |  | 0.27199
0.12469 |  | 0.27185
0.12457 |  | 0.27185
0.12447 |  | 0.27185
0.12439 |  | 0.27185
0.12439 |  | 0.27185
0.12439 |  | 0.27185
0.12439 |  | 0.27185
0.12427 |  | 0.27185
0.12419 |  | 0.27185
0.12406 |  | 0.27177
0.12386 |  | 0.27166
0.12376 |  | 0.27166
0.12376 |  | 0.27166
0.12376 |  | 0.27166
0.12376 |  | 0.27154
0.12376 |  | 0.27144
0.12376 |  | 0.27144
0.12368 |  | 0.27144
0.12337 |  | 0.27144
0.12337 |  | 0.27144
0.12337 |  | 0.27144
0.12337 |  | 0.27144
0.12337 |  | 0.27144
0.1233 |  | 0.27136
0.1233 |  | 0.27136
0.1231 |  | 0.27136
0.12302 |  | 0.27136
0.12302 |  | 0.27136
0.12292 |  | 0.27125
0.12292 |  | 0.27125
0.12279 |  | 0.27111
0.12279 |  | 0.27111
0.12279 |  | 0.27111
0.12271 |  | 0.27111
0.12271 |  | 0.27103
0.12253 |  | 0.27103
0.12253 |  | 0.27103
0.12253 |  | 0.27103
0.1224 |  | 0.27103
0.12228 |  | 0.27103
0.12228 |  | 0.27103
0.12228 |  | 0.27092
0.12228 |  | 0.27092
0.1222 |  | 0.27092
0.12212 |  | 0.27092
0.12212 |  | 0.27092
0.12203 |  | 0.27092
0.12178 |  | 0.27081
0.1217 |  | 0.27081
0.1217 |  | 0.27081
0.1217 |  | 0.27081
0.12149 |  | 0.27062
0.12149 |  | 0.27062
0.12149 |  | 0.27062
0.12139 |  | 0.27062
0.12127 |  | 0.27062
0.12119 |  | 0.27062
0.12098 |  | 0.27062
0.12098 |  | 0.27062
0.12098 |  | 0.27051
0.12098 |  | 0.27051
0.12098 |  | 0.27037
0.12098 |  | 0.27037
0.12098 |  | 0.27037
0.12081 |  | 0.27029
0.12081 |  | 0.27029
0.12073 |  | 0.27029
0.12073 |  | 0.27018
0.12048 |  | 0.27018
0.12038 |  | 0.27018
0.12038 |  | 0.27018
0.12038 |  | 0.27018
0.1202 |  | 0.27018
0.1202 |  | 0.27018
0.12 |  | 0.27018
0.12 |  | 0.27018
0.12 |  | 0.26999
0.12 |  | 0.26999
0.11987 |  | 0.26999
0.11979 |  | 0.26999
0.11979 |  | 0.26999
0.11979 |  | 0.26999
0.11971 |  | 0.26999
0.11971 |  | 0.26999
0.11971 |  | 0.26999
0.11962 |  | 0.26999
0.11962 |  | 0.26988
0.11962 |  | 0.26988
0.11941 |  | 0.2698
0.11941 |  | 0.2698
0.11941 |  | 0.26966
0.11941 |  | 0.26966
0.11941 |  | 0.26955
0.11929 |  | 0.26955
0.11921 |  | 0.26955
0.11911 |  | 0.26955
0.11911 |  | 0.26947
0.11911 |  | 0.26947
0.11898 |  | 0.26947
0.11898 |  | 0.26947
0.1189 |  | 0.26947
0.11874 |  | 0.26924
0.11874 |  | 0.26924
0.11862 |  | 0.26924
0.11862 |  | 0.26924
0.11862 |  | 0.26924
0.11849 |  | 0.26924
0.11833 |  | 0.26924
0.11833 |  | 0.26914
0.11833 |  | 0.26914
0.11811 |  | 0.26914
0.11811 |  | 0.26914
0.11803 |  | 0.26906
0.11803 |  | 0.26906
0.11782 |  | 0.26906
0.1177 |  | 0.26892
0.1177 |  | 0.26892
0.1177 |  | 0.26892
0.1177 |  | 0.26892
0.1177 |  | 0.26892
0.11762 |  | 0.26881
0.11732 |  | 0.26881
0.11732 |  | 0.26873
0.11707 |  | 0.26873
0.11707 |  | 0.26861
0.11699 |  | 0.26861
0.11699 |  | 0.26861
0.11699 |  | 0.26851
0.11691 |  | 0.26851
0.11681 |  | 0.26851
0.11681 |  | 0.26851
0.11681 |  | 0.26843
0.11648 |  | 0.26843
0.11648 |  | 0.26843
0.11648 |  | 0.26843
0.11648 |  | 0.26843
0.11648 |  | 0.26843
0.11638 |  | 0.26832
0.1163 |  | 0.26832
0.1161 |  | 0.26832
0.1161 |  | 0.26824
0.11602 |  | 0.26824
0.11602 |  | 0.26824
0.11582 |  | 0.26824
0.11582 |  | 0.26824
0.11582 |  | 0.26824
0.11574 |  | 0.26824
0.11574 |  | 0.26824
0.11561 |  | 0.26824
0.11551 |  | 0.26824
0.11538 |  | 0.26814
0.11523 |  | 0.26814
0.11523 |  | 0.26803
0.11523 |  | 0.26803
0.11516 |  | 0.26777
0.1151 |  | 0.26777
0.11503 |  | 0.26777
0.11493 |  | 0.26777
0.1148 |  | 0.26769
0.1148 |  | 0.26769
0.1148 |  | 0.26769
0.11472 |  | 0.26769
0.11462 |  | 0.26769
0.11454 |  | 0.26769
0.11454 |  | 0.26769
0.11454 |  | 0.26769
0.11454 |  | 0.26769
0.11446 |  | 0.26769
0.11446 |  | 0.26769
0.11421 |  | 0.26758
0.11412 |  | 0.26747
0.11412 |  | 0.26747
0.11412 |  | 0.26747
0.11404 |  | 0.26735
0.11404 |  | 0.26735
0.11396 |  | 0.26728
0.11383 |  | 0.26728
0.11383 |  | 0.26728
0.11383 |  | 0.26728
0.11365 |  | 0.26728
0.11353 |  | 0.26713
0.11353 |  | 0.26713
0.11353 |  | 0.26713
0.11345 |  | 0.26713
0.11335 |  | 0.26713
0.11335 |  | 0.26713
0.11322 |  | 0.26702
0.11322 |  | 0.26702
0.11322 |  | 0.26695
0.11322 |  | 0.26695
0.11314 |  | 0.26695
0.11306 |  | 0.26684
0.11306 |  | 0.26684
0.11294 |  | 0.26684
0.11282 |  | 0.26684
0.11274 |  | 0.26672
0.11274 |  | 0.26672
0.11264 |  | 0.26672
0.11264 |  | 0.26672
0.11264 |  | 0.26672
0.11256 |  | 0.26664
0.11256 |  | 0.26664
0.11256 |  | 0.26664
0.11248 |  | 0.26664
0.11248 |  | 0.26664
0.11213 |  | 0.26664
0.11213 |  | 0.26653
0.11192 |  | 0.26653
0.11192 |  | 0.26653
0.11192 |  | 0.26639
0.11192 |  | 0.26639
0.11192 |  | 0.26639
0.11184 |  | 0.26639
0.11184 |  | 0.26639
0.11172 |  | 0.26629
0.11152 |  | 0.26621
0.11152 |  | 0.26609
0.11144 |  | 0.26598
0.11144 |  | 0.26598
0.11131 |  | 0.26598
0.11121 |  | 0.26598
0.11121 |  | 0.26598
0.11121 |  | 0.26598
0.11121 |  | 0.26598
0.11121 |  | 0.26598
0.11113 |  | 0.2659
0.11113 |  | 0.2659
0.11113 |  | 0.2659
0.11113 |  | 0.26579
0.11083 |  | 0.26579
0.11083 |  | 0.26579
0.11083 |  | 0.26579
0.1107 |  | 0.26579
0.1107 |  | 0.26579
0.11063 |  | 0.26569
0.11063 |  | 0.26554
0.11055 |  | 0.26554
0.11055 |  | 0.26554
0.11055 |  | 0.26554
0.11055 |  | 0.26535
0.11045 |  | 0.26535
0.11032 |  | 0.26535
0.11016 |  | 0.26535
0.11004 |  | 0.26524
0.11004 |  | 0.26524
0.11004 |  | 0.26524
0.10996 |  | 0.26524
0.10996 |  | 0.26524
0.10996 |  | 0.26524
0.10996 |  | 0.26524
0.10988 |  | 0.26524
0.10965 |  | 0.26524
0.10953 |  | 0.26524
0.10953 |  | 0.26524
0.10945 |  | 0.26524
0.10933 |  | 0.26516
0.10933 |  | 0.26504
0.10925 |  | 0.26504
0.10925 |  | 0.26504
0.10915 |  | 0.26504
0.10915 |  | 0.26494
0.10903 |  | 0.26483
0.10874 |  | 0.26483
0.10874 |  | 0.26483
0.10874 |  | 0.26483
0.10861 |  | 0.26483
0.10851 |  | 0.26483
0.10851 |  | 0.26468
0.10843 |  | 0.26468
0.10843 |  | 0.26468
0.10843 |  | 0.26468
0.10836 |  | 0.26468
0.10836 |  | 0.26468
0.10823 |  | 0.26457
0.10823 |  | 0.2645
0.10815 |  | 0.2645
0.10785 |  | 0.2645
0.10773 |  | 0.2645
0.10773 |  | 0.26438
0.10773 |  | 0.26438
0.10773 |  | 0.26438
0.10773 |  | 0.26438
0.10763 |  | 0.26438
0.10755 |  | 0.26427
0.10747 |  | 0.26427
0.10747 |  | 0.26427
0.10747 |  | 0.26416
0.10725 |  | 0.26416
0.10704 |  | 0.26416
0.10704 |  | 0.26416
0.10704 |  | 0.26416
0.10696 |  | 0.26416
0.10696 |  | 0.26408
0.10696 |  | 0.26408
0.10687 |  | 0.26408
0.10687 |  | 0.26408
0.10679 |  | 0.26394
0.10679 |  | 0.26394
0.10666 |  | 0.26384
0.10666 |  | 0.26384
0.10646 |  | 0.26384
0.10646 |  | 0.26384
0.10646 |  | 0.26384
0.10646 |  | 0.26376
0.10636 |  | 0.26376
0.10636 |  | 0.26376
0.10623 |  | 0.26353
0.10615 |  | 0.26353
0.10615 |  | 0.26353
0.10615 |  | 0.26353
0.10615 |  | 0.26353
0.10597 |  | 0.26353
0.10597 |  | 0.26335
0.10589 |  | 0.26335
0.10565 |  | 0.26335
0.10565 |  | 0.26335
0.10557 |  | 0.26335
0.10557 |  | 0.26335
0.10557 |  | 0.26335
0.10549 |  | 0.26335
0.10531 |  | 0.26335
0.10531 |  | 0.26335
0.10523 |  | 0.26335
0.10523 |  | 0.26335
0.10523 |  | 0.26335
0.10502 |  | 0.26324
0.10502 |  | 0.26313
0.10502 |  | 0.26313
0.10502 |  | 0.26313
0.10502 |  | 0.26313
0.10461 |  | 0.26313
0.10452 |  | 0.26279
0.10452 |  | 0.26279
0.10452 |  | 0.26279
0.10444 |  | 0.26279
0.10444 |  | 0.26268
0.10444 |  | 0.26268
0.10444 |  | 0.26268
0.10444 |  | 0.26261
0.10423 |  | 0.26261
0.10403 |  | 0.2625
0.10393 |  | 0.2625
0.10393 |  | 0.2625
0.10385 |  | 0.2625
0.10385 |  | 0.2625
0.10372 |  | 0.2625
0.10372 |  | 0.2625
0.10364 |  | 0.2625
0.10364 |  | 0.2625
0.10364 |  | 0.26242
0.10364 |  | 0.26242
0.10352 |  | 0.26231
0.1033 |  | 0.26231
0.10322 |  | 0.26231
0.10322 |  | 0.26223
0.10314 |  | 0.26223
0.10314 |  | 0.26213
0.10314 |  | 0.26213
0.10314 |  | 0.26201
0.10298 |  | 0.26201
0.10285 |  | 0.26187
0.10277 |  | 0.26187
0.10277 |  | 0.26187
0.10277 |  | 0.26179
0.10267 |  | 0.26179
0.10239 |  | 0.26179
0.10239 |  | 0.26179
0.10239 |  | 0.26179
0.10226 |  | 0.26179
0.10226 |  | 0.26168
0.10218 |  | 0.26168
0.10218 |  | 0.26168
0.10218 |  | 0.26157
0.10197 |  | 0.2615
0.10197 |  | 0.2615
0.10197 |  | 0.2615
0.10197 |  | 0.2615
0.10189 |  | 0.2615
0.10181 |  | 0.2615
0.10181 |  | 0.2615
0.10181 |  | 0.2615
0.10156 |  | 0.2615
0.10156 |  | 0.2615
0.10138 |  | 0.26142
0.10138 |  | 0.26142
0.10138 |  | 0.26142
0.10138 |  | 0.26142
0.10113 |  | 0.26142
0.10095 |  | 0.26142
0.10095 |  | 0.26131
0.10095 |  | 0.26117
0.10095 |  | 0.26117
0.10095 |  | 0.26117
0.10095 |  | 0.26117
0.10087 |  | 0.26117
0.10087 |  | 0.26117
0.10087 |  | 0.26105
0.1007 |  | 0.26097
0.10057 |  | 0.26087
0.10057 |  | 0.26087
0.10057 |  | 0.26087
0.10037 |  | 0.26087
0.10037 |  | 0.26087
0.10037 |  | 0.26087
0.10029 |  | 0.26087
0.10019 |  | 0.26087
0.10019 |  | 0.26087
0.10019 |  | 0.26087
0.10011 |  | 0.26087
0.10011 |  | 0.26076
0.10011 |  | 0.26061
0.099908 |  | 0.26061
0.099828 |  | 0.26061
0.099828 |  | 0.26061
0.099748 |  | 0.26061
0.09965 |  | 0.26061
0.099522 |  | 0.26061
0.099522 |  | 0.26054
0.099522 |  | 0.26042
0.099424 |  | 0.26042
0.099424 |  | 0.26031
0.099424 |  | 0.26031
0.099344 |  | 0.26031
0.099344 |  | 0.26023
0.099144 |  | 0.26023
0.099144 |  | 0.26012
0.099144 |  | 0.26012
0.099016 |  | 0.26012
0.099016 |  | 0.26012
0.098936 |  | 0.26012
0.098936 |  | 0.26012
0.098857 |  | 0.26012
0.098857 |  | 0.26012
0.098759 |  | 0.26012
0.09868 |  | 0.26012
0.098552 |  | 0.26012
0.098552 |  | 0.26005
0.098552 |  | 0.26005
0.098473 |  | 0.26005
0.098352 |  | 0.25994
0.098254 |  | 0.25983
0.098254 |  | 0.25983
0.098174 |  | 0.25983
0.098174 |  | 0.25983
0.098095 |  | 0.25983
0.097967 |  | 0.25957
0.097967 |  | 0.25957
0.097967 |  | 0.25957
0.097967 |  | 0.25957
0.097967 |  | 0.25949
0.097888 |  | 0.25938
0.097588 |  | 0.25938
0.097588 |  | 0.25938
0.097588 |  | 0.25938
0.097588 |  | 0.25938
0.097588 |  | 0.25938
0.097461 |  | 0.25931
0.097461 |  | 0.25931
0.097461 |  | 0.25908
0.097204 |  | 0.25908
0.097082 |  | 0.25908
0.097082 |  | 0.25908
0.097082 |  | 0.25908
0.096984 |  | 0.25908
0.096905 |  | 0.25908
0.096778 |  | 0.25908
0.096697 |  | 0.25897
0.096697 |  | 0.25883
0.096697 |  | 0.25883
0.096697 |  | 0.25883
0.096697 |  | 0.25871
0.096618 |  | 0.25863
0.096618 |  | 0.25863
0.09652 |  | 0.25863
0.09652 |  | 0.25853
0.096399 |  | 0.25853
0.096112 |  | 0.25853
0.096112 |  | 0.25853
0.096112 |  | 0.25853
0.096112 |  | 0.25853
0.096112 |  | 0.25845
0.096032 |  | 0.25845
0.095953 |  | 0.25845
0.095953 |  | 0.25845
0.095953 |  | 0.25833
0.095751 |  | 0.25833
0.095751 |  | 0.25822
0.095672 |  | 0.25822
0.095574 |  | 0.25822
0.095494 |  | 0.25814
0.095396 |  | 0.25814
0.095396 |  | 0.25814
0.095268 |  | 0.25804
0.095268 |  | 0.25804
0.095189 |  | 0.25796
0.095109 |  | 0.25796
0.095109 |  | 0.25796
0.095109 |  | 0.25796
0.094762 |  | 0.25785
0.094762 |  | 0.25785
0.094683 |  | 0.25785
0.094683 |  | 0.25759
0.094683 |  | 0.25759
0.094683 |  | 0.25759
0.094683 |  | 0.25759
0.094683 |  | 0.25759
0.094256 |  | 0.25759
0.094177 |  | 0.25759
0.094177 |  | 0.25759
0.094177 |  | 0.25759
0.094177 |  | 0.25759
0.094098 |  | 0.25748
0.094098 |  | 0.25737
0.093872 |  | 0.25737
0.093872 |  | 0.25737
0.093872 |  | 0.25729
0.093713 |  | 0.25729
0.093713 |  | 0.25729
0.093713 |  | 0.25729
0.093592 |  | 0.25729
0.093592 |  | 0.25729
0.093494 |  | 0.25729
0.093413 |  | 0.25729
0.093413 |  | 0.25729
0.093286 |  | 0.25722
0.093207 |  | 0.25711
0.093207 |  | 0.25688
0.093127 |  | 0.25688
0.093127 |  | 0.25688
0.093029 |  | 0.25688
0.092901 |  | 0.25674
0.092901 |  | 0.25674
0.09278 |  | 0.25674
0.09278 |  | 0.25674
0.09278 |  | 0.25674
0.092699 |  | 0.25674
0.092699 |  | 0.25663
0.092699 |  | 0.25655
0.092699 |  | 0.25655
0.092699 |  | 0.25655
0.092522 |  | 0.25655
0.092522 |  | 0.25643
0.092321 |  | 0.25643
0.092321 |  | 0.25633
0.092193 |  | 0.25633
0.092095 |  | 0.25633
0.092095 |  | 0.25622
0.092095 |  | 0.25614
0.092016 |  | 0.25614
0.091936 |  | 0.25614
0.091936 |  | 0.25614
0.091936 |  | 0.25614
0.091936 |  | 0.25614
0.09171 |  | 0.25614
0.09171 |  | 0.25614
0.091302 |  | 0.25614
0.091302 |  | 0.25614
0.091302 |  | 0.25614
0.091302 |  | 0.256
0.091222 |  | 0.256
0.091222 |  | 0.25582
0.091124 |  | 0.25582
0.091124 |  | 0.25571
0.091044 |  | 0.25571
0.091044 |  | 0.25571
0.090965 |  | 0.25571
0.090843 |  | 0.25559
0.090763 |  | 0.25559
0.090763 |  | 0.25559
0.090635 |  | 0.25559
0.090635 |  | 0.25559
0.090635 |  | 0.25551
0.090635 |  | 0.25551
0.090635 |  | 0.25551
0.090555 |  | 0.25551
0.090434 |  | 0.25551
0.090355 |  | 0.25551
0.090257 |  | 0.25551
0.090257 |  | 0.25551
0.090257 |  | 0.25551
0.090049 |  | 0.25529
0.090049 |  | 0.25529
0.090049 |  | 0.25529
0.08997 |  | 0.25529
0.08997 |  | 0.25515
0.08997 |  | 0.25515
0.08997 |  | 0.25515
0.089623 |  | 0.25495
0.089623 |  | 0.25495
0.089623 |  | 0.25495
0.089464 |  | 0.25495
0.089464 |  | 0.25495
0.089464 |  | 0.2549
0.089383 |  | 0.25485
0.089383 |  | 0.25485
0.089383 |  | 0.25485
0.089383 |  | 0.25474
0.089256 |  | 0.25474
0.089176 |  | 0.25474
0.088999 |  | 0.25474
0.088999 |  | 0.25474
0.088877 |  | 0.25466
0.088877 |  | 0.25466
0.088877 |  | 0.25454
0.088877 |  | 0.25454
0.088877 |  | 0.2544
0.088877 |  | 0.25429
0.088669 |  | 0.25429
0.08859 |  | 0.25429
0.08859 |  | 0.25422
0.088492 |  | 0.25422
0.088492 |  | 0.25422
0.088492 |  | 0.25422
0.088412 |  | 0.25422
0.088212 |  | 0.25422
0.088212 |  | 0.25411
0.088084 |  | 0.25411
0.088084 |  | 0.25411
0.088084 |  | 0.25411
0.088004 |  | 0.25411
0.087906 |  | 0.25403
0.087827 |  | 0.25403
0.087827 |  | 0.25403
0.087827 |  | 0.25403
0.087827 |  | 0.25403
0.087827 |  | 0.25403
0.087827 |  | 0.25392
0.087827 |  | 0.25381
0.087747 |  | 0.25381
0.087667 |  | 0.25381
0.08757 |  | 0.25369
0.087321 |  | 0.25369
0.087321 |  | 0.25369
0.087321 |  | 0.25355
0.087321 |  | 0.25355
0.087321 |  | 0.25355
0.087321 |  | 0.25348
0.087113 |  | 0.25348
0.087113 |  | 0.25348
0.087015 |  | 0.25326
0.087015 |  | 0.25326
0.086936 |  | 0.25326
0.086814 |  | 0.25326
0.086814 |  | 0.25326
0.086814 |  | 0.25326
0.086814 |  | 0.25326
0.086636 |  | 0.25318
0.086557 |  | 0.25318
0.086357 |  | 0.25318
0.086357 |  | 0.25318
0.086357 |  | 0.25304
0.086229 |  | 0.25292
0.086229 |  | 0.25271
0.086149 |  | 0.25271
0.086051 |  | 0.25271
0.086051 |  | 0.25271
0.08585 |  | 0.25271
0.085723 |  | 0.25263
0.085723 |  | 0.25263
0.085723 |  | 0.25263
0.085723 |  | 0.25263
0.085723 |  | 0.25263
0.085595 |  | 0.25252
0.085595 |  | 0.25252
0.085595 |  | 0.25252
0.085417 |  | 0.25252
0.085417 |  | 0.25244
0.085338 |  | 0.25233
0.085338 |  | 0.25233
0.085338 |  | 0.25233
0.084991 |  | 0.25233
0.084991 |  | 0.25233
0.084991 |  | 0.25233
0.084991 |  | 0.25233
0.084991 |  | 0.25233
0.084912 |  | 0.25233
0.08471 |  | 0.25233
0.08471 |  | 0.25211
0.084612 |  | 0.25189
0.084533 |  | 0.25189
0.084533 |  | 0.25189
0.084533 |  | 0.25189
0.084533 |  | 0.25189
0.084406 |  | 0.25178
0.084327 |  | 0.25178
0.084247 |  | 0.25178
0.084247 |  | 0.25178
0.084125 |  | 0.2517
0.084125 |  | 0.2517
0.084125 |  | 0.2517
0.084027 |  | 0.2517
0.084027 |  | 0.2517
0.083948 |  | 0.2517
0.083868 |  | 0.25159
0.08374 |  | 0.25159
0.083619 |  | 0.25159
0.083619 |  | 0.25159
0.083521 |  | 0.25152
0.083442 |  | 0.25141
0.083442 |  | 0.25141
0.083442 |  | 0.25141
0.083314 |  | 0.25141
0.083234 |  | 0.25141
0.083234 |  | 0.25129
0.083155 |  | 0.25129
0.083155 |  | 0.25129
0.083057 |  | 0.25096
0.083057 |  | 0.25096
0.082977 |  | 0.25086
0.082849 |  | 0.25086
0.082728 |  | 0.25086
0.082649 |  | 0.25086
0.082649 |  | 0.25086
0.082649 |  | 0.25086
0.082569 |  | 0.25078
0.082441 |  | 0.25078
0.082441 |  | 0.25078
0.082343 |  | 0.25078
0.082343 |  | 0.25078
0.082264 |  | 0.25078
0.082185 |  | 0.25078
0.082185 |  | 0.25078
0.082058 |  | 0.25078
0.081936 |  | 0.25067
0.081936 |  | 0.25067
0.081856 |  | 0.25067
0.081679 |  | 0.25044
0.081599 |  | 0.25044
0.081599 |  | 0.25037
0.081599 |  | 0.25037
0.081599 |  | 0.25037
0.081599 |  | 0.25037
0.081477 |  | 0.25022
0.081477 |  | 0.25011
0.081271 |  | 0.25011
0.081271 |  | 0.25011
0.081271 |  | 0.25011
0.081173 |  | 0.25011
0.081092 |  | 0.25001
0.081092 |  | 0.25001
0.081012 |  | 0.25001
0.081012 |  | 0.24993
0.081012 |  | 0.24993
0.080933 |  | 0.24993
0.080933 |  | 0.24993
0.080806 |  | 0.24982
0.080806 |  | 0.24972
0.080806 |  | 0.24972
0.080506 |  | 0.24972
0.080506 |  | 0.24972
0.080506 |  | 0.2496
0.080378 |  | 0.2496
0.080219 |  | 0.2496
0.080219 |  | 0.2496
0.080121 |  | 0.24952
0.080121 |  | 0.24952
0.080041 |  | 0.24952
0.080041 |  | 0.24952
0.079962 |  | 0.24952
0.079962 |  | 0.24938
0.079962 |  | 0.24938
0.079962 |  | 0.24927
0.079864 |  | 0.24927
0.079742 |  | 0.24927
0.079663 |  | 0.24904
0.079536 |  | 0.24904
0.079456 |  | 0.24904
0.079456 |  | 0.24904
0.079456 |  | 0.24904
0.07923 |  | 0.24893
0.07923 |  | 0.24893
0.07923 |  | 0.24893
0.07903 |  | 0.24885
0.07903 |  | 0.24885
0.07903 |  | 0.24885
0.078851 |  | 0.24885
0.078724 |  | 0.24885
0.078724 |  | 0.24885
0.078724 |  | 0.24885
0.078724 |  | 0.24885
0.078724 |  | 0.24878
0.078724 |  | 0.24867
0.078626 |  | 0.24853
0.078418 |  | 0.24853
0.078418 |  | 0.24853
0.078339 |  | 0.24853
0.078339 |  | 0.24841
0.078339 |  | 0.24841
0.078339 |  | 0.2483
0.078039 |  | 0.2483
0.078039 |  | 0.2483
0.078039 |  | 0.24822
0.077912 |  | 0.24822
0.077912 |  | 0.24822
0.077912 |  | 0.24822
0.077753 |  | 0.24822
0.077631 |  | 0.24822
0.077631 |  | 0.24822
0.077631 |  | 0.24822
0.077631 |  | 0.24811
0.077453 |  | 0.24804
0.077325 |  | 0.24793
0.077325 |  | 0.24793
0.077204 |  | 0.24793
0.077204 |  | 0.24793
0.077125 |  | 0.24793
0.076899 |  | 0.24779
0.076899 |  | 0.24768
0.076819 |  | 0.24756
0.076819 |  | 0.24756
0.076819 |  | 0.24756
0.076819 |  | 0.24756
0.076819 |  | 0.24756
0.076819 |  | 0.24748
0.076641 |  | 0.24748
0.076641 |  | 0.24748
0.076519 |  | 0.24738
0.076233 |  | 0.24738
0.076233 |  | 0.24738
0.076233 |  | 0.24738
0.076233 |  | 0.24738
0.076233 |  | 0.24738
0.076233 |  | 0.2473
0.076233 |  | 0.2473
0.076233 |  | 0.2473
0.076105 |  | 0.24719
0.075946 |  | 0.24719
0.075726 |  | 0.24719
0.075726 |  | 0.24707
0.075726 |  | 0.24707
0.075726 |  | 0.24696
0.075599 |  | 0.24696
0.075599 |  | 0.24682
0.075519 |  | 0.24682
0.07544 |  | 0.24682
0.075318 |  | 0.24682
0.075318 |  | 0.24674
0.075318 |  | 0.24674
0.07522 |  | 0.24663
0.07522 |  | 0.24663
0.07522 |  | 0.24663
0.07514 |  | 0.24663
0.075012 |  | 0.24663
0.075012 |  | 0.24663
0.074933 |  | 0.24651
0.074835 |  | 0.24622
0.074634 |  | 0.24622
0.074634 |  | 0.24622
0.074634 |  | 0.24622
0.074553 |  | 0.24622
0.074553 |  | 0.24622
0.074553 |  | 0.24622
0.074553 |  | 0.24622
0.074394 |  | 0.24614
0.074273 |  | 0.24614
0.074175 |  | 0.2459
0.074175 |  | 0.2459
0.074175 |  | 0.24579
0.074047 |  | 0.24579
0.074047 |  | 0.24579
0.073968 |  | 0.24579
0.073968 |  | 0.24571
0.073847 |  | 0.24571
0.073766 |  | 0.24571
0.073766 |  | 0.24571
0.073668 |  | 0.24559
0.073668 |  | 0.24559
0.073668 |  | 0.24559
0.073589 |  | 0.24559
0.073589 |  | 0.24559
0.073388 |  | 0.24559
0.073162 |  | 0.24551
0.073162 |  | 0.24551
0.073162 |  | 0.24551
0.073162 |  | 0.24526
0.073083 |  | 0.24526
0.073083 |  | 0.24515
0.073083 |  | 0.24515
0.073083 |  | 0.24504
0.072985 |  | 0.24504
0.072905 |  | 0.24504
0.072825 |  | 0.24504
0.072618 |  | 0.24504
0.072497 |  | 0.24496
0.072497 |  | 0.24496
0.072497 |  | 0.24496
0.072497 |  | 0.24485
0.072416 |  | 0.24485
0.072318 |  | 0.24485
0.072318 |  | 0.24485
0.072239 |  | 0.24478
0.072239 |  | 0.24467
0.072239 |  | 0.24467
0.072239 |  | 0.24467
0.072159 |  | 0.24467
0.072032 |  | 0.24467
0.072032 |  | 0.24467
0.071953 |  | 0.24452
0.071855 |  | 0.24452
0.071733 |  | 0.2444
0.071733 |  | 0.24433
0.071653 |  | 0.24433
0.071653 |  | 0.24422
0.071574 |  | 0.24422
0.071574 |  | 0.24411
0.071574 |  | 0.24403
0.071574 |  | 0.24403
0.071494 |  | 0.24403
0.071268 |  | 0.24403
0.071268 |  | 0.24403
0.071189 |  | 0.24403
0.071189 |  | 0.24396
0.071068 |  | 0.24396
0.070987 |  | 0.24396
0.070987 |  | 0.24396
0.070987 |  | 0.24385
0.070889 |  | 0.24374
0.07081 |  | 0.24374
0.070683 |  | 0.24374
0.070683 |  | 0.24374
0.070683 |  | 0.2436
0.070603 |  | 0.24352
0.070505 |  | 0.2433
0.070505 |  | 0.2433
0.070505 |  | 0.2433
0.070505 |  | 0.2433
0.070426 |  | 0.2433
0.070224 |  | 0.24319
0.069998 |  | 0.24319
0.069998 |  | 0.24319
0.069998 |  | 0.24319
0.069998 |  | 0.24311
0.069998 |  | 0.24311
0.069998 |  | 0.24311
0.069871 |  | 0.24311
0.069871 |  | 0.24311
0.069571 |  | 0.24299
0.069571 |  | 0.24299
0.069492 |  | 0.24288
0.069492 |  | 0.24277
0.069492 |  | 0.24263
0.069492 |  | 0.24263
0.069492 |  | 0.24263
0.069492 |  | 0.24263
0.069365 |  | 0.24263
0.069365 |  | 0.24244
0.069286 |  | 0.24244
0.069205 |  | 0.24244
0.069107 |  | 0.24233
0.069107 |  | 0.24233
0.068986 |  | 0.24233
0.068986 |  | 0.24233
0.068986 |  | 0.24233
0.068858 |  | 0.24233
0.068858 |  | 0.24222
0.068858 |  | 0.24214
0.068778 |  | 0.24203
0.068778 |  | 0.24203
0.068778 |  | 0.24189
0.068699 |  | 0.24189
0.068474 |  | 0.24189
0.068474 |  | 0.24189
0.068352 |  | 0.24189
0.068352 |  | 0.24178
0.068272 |  | 0.24166
0.068272 |  | 0.24166
0.068065 |  | 0.24166
0.068065 |  | 0.24166
0.067785 |  | 0.24166
0.067785 |  | 0.24156
0.067785 |  | 0.24156
0.067785 |  | 0.24145
0.067785 |  | 0.24137
0.067606 |  | 0.24137
0.067606 |  | 0.24137
0.067606 |  | 0.24137
0.0674 |  | 0.24137
0.0674 |  | 0.24137
0.067302 |  | 0.24137
0.067222 |  | 0.24123
0.067222 |  | 0.24123
0.067002 |  | 0.24115
0.067002 |  | 0.24115
0.067002 |  | 0.24104
0.067002 |  | 0.24104
0.067002 |  | 0.24092
0.066923 |  | 0.24092
0.066796 |  | 0.24092
0.066698 |  | 0.24092
0.066526 |  | 0.24092
0.066416 |  | 0.24092
0.066416 |  | 0.24081
0.066416 |  | 0.24063
0.06619 |  | 0.24063
0.066111 |  | 0.24063
0.066111 |  | 0.24063
0.065909 |  | 0.24063
0.065909 |  | 0.24063
0.065909 |  | 0.24052
0.065702 |  | 0.24052
0.065702 |  | 0.24032
0.065702 |  | 0.24032
0.065574 |  | 0.24032
0.065397 |  | 0.24032
0.065397 |  | 0.24018
0.065397 |  | 0.24007
0.065397 |  | 0.24007
0.065397 |  | 0.24007
0.065317 |  | 0.24007
0.065317 |  | 0.23999
0.065097 |  | 0.23999
0.065097 |  | 0.23977
0.065018 |  | 0.23977
0.065018 |  | 0.23977
0.065018 |  | 0.23977
0.065018 |  | 0.23977
0.065018 |  | 0.23966
0.064891 |  | 0.23958
0.064811 |  | 0.23958
0.064811 |  | 0.23958
0.064634 |  | 0.23958
0.064634 |  | 0.23947
0.064432 |  | 0.23922
0.064432 |  | 0.23922
0.064432 |  | 0.23922
0.064334 |  | 0.23914
0.064255 |  | 0.23914
0.064047 |  | 0.23914
0.064047 |  | 0.23903
0.064047 |  | 0.23903
0.063967 |  | 0.23903
0.063747 |  | 0.23903
0.063747 |  | 0.23903
0.063668 |  | 0.23896
0.063541 |  | 0.23885
0.063461 |  | 0.23885
0.063461 |  | 0.23873
0.063363 |  | 0.23862
0.063363 |  | 0.23862
0.063363 |  | 0.23862
0.063241 |  | 0.23848
0.063241 |  | 0.23848
0.063241 |  | 0.23848
0.063162 |  | 0.23837
0.062856 |  | 0.23837
0.062856 |  | 0.23826
0.062856 |  | 0.23808
0.062856 |  | 0.23808
0.062856 |  | 0.23808
0.062776 |  | 0.23808
0.062776 |  | 0.23808
0.062776 |  | 0.23808
0.062678 |  | 0.23808
0.062599 |  | 0.23797
0.062599 |  | 0.23797
0.062472 |  | 0.23789
0.06235 |  | 0.23766
0.06227 |  | 0.23766
0.06227 |  | 0.23766
0.06227 |  | 0.23766
0.06227 |  | 0.23755
0.06227 |  | 0.23755
0.062191 |  | 0.23755
0.061965 |  | 0.23755
0.061965 |  | 0.23755
0.061965 |  | 0.23755
0.061965 |  | 0.23741
0.061937 |  | 0.23741
0.061937 |  | 0.23723
0.061778 |  | 0.23723
0.061778 |  | 0.23723
0.061758 |  | 0.237
0.061758 |  | 0.237
0.061758 |  | 0.237
0.061678 |  | 0.237
0.061636 |  | 0.23689
0.061556 |  | 0.23689
0.061555 |  | 0.23689
0.061555 |  | 0.23689
0.061555 |  | 0.23678
0.061477 |  | 0.23664
0.061477 |  | 0.23656
0.061477 |  | 0.23656
0.061403 |  | 0.23656
0.061355 |  | 0.23646
0.061303 |  | 0.23635
0.061303 |  | 0.23635
0.061303 |  | 0.23635
0.061303 |  | 0.23623
0.061303 |  | 0.23623
0.061303 |  | 0.23623
0.061303 |  | 0.23623
0.061177 |  | 0.23623
0.061177 |  | 0.23615
0.06105 |  | 0.23601
0.061043 |  | 0.23601
0.060971 |  | 0.2359
0.060971 |  | 0.23579
0.060971 |  | 0.23579
0.060921 |  | 0.23567
0.06089 |  | 0.23567
0.06089 |  | 0.2356
0.06089 |  | 0.2356
0.060769 |  | 0.2356
0.060769 |  | 0.2356
0.060769 |  | 0.23549
0.060769 |  | 0.23549
0.060769 |  | 0.23538
0.060769 |  | 0.23526
0.060769 |  | 0.23512
0.060769 |  | 0.23504
0.060642 |  | 0.23504
0.060546 |  | 0.23499
0.060463 |  | 0.23493
0.060384 |  | 0.23493
0.060384 |  | 0.23493
0.060384 |  | 0.23493
0.060384 |  | 0.23493
0.060304 |  | 0.23483
0.060304 |  | 0.23472
0.060286 |  | 0.23464
0.060286 |  | 0.23464
0.060286 |  | 0.23464
0.060286 |  | 0.2345
0.060286 |  | 0.2345
0.060206 |  | 0.23438
0.060206 |  | 0.23427
0.060135 |  | 0.23427
0.060084 |  | 0.23419
0.060084 |  | 0.23419
0.060034 |  | 0.23419
0.060034 |  | 0.23409
0.060034 |  | 0.23398
0.059912 |  | 0.23398
0.059912 |  | 0.23398
0.059877 |  | 0.23398
0.059798 |  | 0.23383
0.059798 |  | 0.23383
0.059798 |  | 0.23383
0.059752 |  | 0.23371
0.059717 |  | 0.23371
0.059717 |  | 0.23364
0.059717 |  | 0.23353
0.059652 |  | 0.23353
0.059652 |  | 0.23353
0.05959 |  | 0.23353
0.05959 |  | 0.23342
0.059552 |  | 0.23342
0.059552 |  | 0.23342
0.059552 |  | 0.23331
0.059511 |  | 0.23331
0.059413 |  | 0.23331
0.059413 |  | 0.23331
0.059211 |  | 0.23319
0.059118 |  | 0.23319
0.059118 |  | 0.23309
0.059084 |  | 0.23301
0.059084 |  | 0.23276
0.059084 |  | 0.23276
0.059018 |  | 0.23276
0.058986 |  | 0.23276
0.058986 |  | 0.23276
0.058907 |  | 0.23265
0.058858 |  | 0.23265
0.058858 |  | 0.23254
0.058858 |  | 0.23254
0.058858 |  | 0.23242
0.058858 |  | 0.23224
0.058858 |  | 0.23224
0.058826 |  | 0.23224
0.058826 |  | 0.23224
0.058705 |  | 0.23209
0.058625 |  | 0.23209
0.058625 |  | 0.23209
0.058606 |  | 0.2318
0.058606 |  | 0.2318
0.058484 |  | 0.2318
0.058484 |  | 0.2318
0.058399 |  | 0.2318
0.058324 |  | 0.2318
0.058324 |  | 0.23157
0.05832 |  | 0.23157
0.05832 |  | 0.23147
0.05832 |  | 0.23139
0.05832 |  | 0.23139
0.05832 |  | 0.23139
0.05832 |  | 0.23139
0.05824 |  | 0.23139
0.05824 |  | 0.23139
0.05824 |  | 0.23114
0.058224 |  | 0.23114
0.058224 |  | 0.23103
0.058224 |  | 0.23103
0.058072 |  | 0.23103
0.057972 |  | 0.23091
0.057972 |  | 0.23083
0.057912 |  | 0.23083
0.057849 |  | 0.23072
0.057849 |  | 0.23072
0.057814 |  | 0.23072
0.057814 |  | 0.23062
0.057814 |  | 0.23062
0.057749 |  | 0.23054
0.057735 |  | 0.23044
0.057607 |  | 0.23044
0.05759 |  | 0.23032
0.05759 |  | 0.23006
0.05759 |  | 0.23006
0.057527 |  | 0.23006
0.057527 |  | 0.23006
0.057527 |  | 0.23006
0.057448 |  | 0.23006
0.057448 |  | 0.22995
0.057438 |  | 0.22995
0.057438 |  | 0.22977
0.057337 |  | 0.22971
0.057337 |  | 0.22965
0.057229 |  | 0.22965
0.057229 |  | 0.22951
0.057229 |  | 0.2294
0.057186 |  | 0.2294
0.057186 |  | 0.2294
0.057186 |  | 0.2294
0.057101 |  | 0.2294
0.056963 |  | 0.2292
0.056963 |  | 0.2291
0.056942 |  | 0.22899
0.056942 |  | 0.22899
0.056942 |  | 0.22899
0.056942 |  | 0.22899
0.056844 |  | 0.22899
0.056844 |  | 0.22863
0.056803 |  | 0.22863
0.056803 |  | 0.22863
0.056717 |  | 0.22863
0.056652 |  | 0.22851
0.056652 |  | 0.22851
0.056652 |  | 0.22843
0.056652 |  | 0.22832
0.056652 |  | 0.22832
0.056595 |  | 0.22832
0.056595 |  | 0.22832
0.056595 |  | 0.22809
0.056595 |  | 0.22809
0.056595 |  | 0.22799
0.056595 |  | 0.22799
0.056595 |  | 0.22799
0.056417 |  | 0.22791
0.056417 |  | 0.22791
0.056392 |  | 0.22791
0.056392 |  | 0.2278
0.056392 |  | 0.2278
0.056392 |  | 0.22754
0.05621 |  | 0.22754
0.05621 |  | 0.22754
0.05621 |  | 0.22754
0.05621 |  | 0.22743
0.05613 |  | 0.22743
0.05611 |  | 0.22743
0.05611 |  | 0.22743
0.05611 |  | 0.22732
0.05601 |  | 0.22725
0.05601 |  | 0.22714
0.05601 |  | 0.22714
0.05601 |  | 0.22702
0.05601 |  | 0.22702
0.056009 |  | 0.22691
0.056009 |  | 0.22691
0.055911 |  | 0.22691
0.05585 |  | 0.22691
0.055831 |  | 0.22691
0.055831 |  | 0.22677
0.055751 |  | 0.22677
0.055751 |  | 0.22666
0.055698 |  | 0.22654
0.055698 |  | 0.22643
0.055502 |  | 0.22643
0.055502 |  | 0.22643
0.055502 |  | 0.22636
0.055476 |  | 0.22636
0.055476 |  | 0.22636
0.055476 |  | 0.22636
0.055476 |  | 0.22624
0.055377 |  | 0.22624
0.055377 |  | 0.22613
0.055324 |  | 0.22588
0.055324 |  | 0.22588
0.055245 |  | 0.22588
0.055224 |  | 0.22576
0.055117 |  | 0.22557
0.055117 |  | 0.22557
0.055064 |  | 0.22536
0.055064 |  | 0.22536
0.055064 |  | 0.22536
0.055064 |  | 0.22536
0.055037 |  | 0.22536
0.055037 |  | 0.22525
0.055037 |  | 0.22513
0.054976 |  | 0.22505
0.054976 |  | 0.22505
0.054976 |  | 0.22505
0.054976 |  | 0.22505
0.054976 |  | 0.22505
0.054976 |  | 0.22491
0.054958 |  | 0.2248
0.054958 |  | 0.2248
0.054942 |  | 0.22457
0.054942 |  | 0.22457
0.054942 |  | 0.22457
0.054739 |  | 0.22457
0.054739 |  | 0.2245
0.054682 |  | 0.2245
0.054611 |  | 0.22439
0.054611 |  | 0.22439
0.054611 |  | 0.22439
0.054582 |  | 0.22419
0.054575 |  | 0.22419
0.054575 |  | 0.22408
0.054575 |  | 0.22408
0.054531 |  | 0.22408
0.054404 |  | 0.22397
0.054324 |  | 0.22397
0.054324 |  | 0.22383
0.054324 |  | 0.22371
0.054307 |  | 0.2236
0.054307 |  | 0.22353
0.054207 |  | 0.22353
0.054207 |  | 0.22353
0.054207 |  | 0.22353
0.054207 |  | 0.22338
0.054207 |  | 0.22317
0.054207 |  | 0.22305
0.054207 |  | 0.22305
0.054173 |  | 0.22305
0.054173 |  | 0.22282
0.054173 |  | 0.22282
0.054173 |  | 0.22274
0.054173 |  | 0.22274
0.054173 |  | 0.22274
0.054173 |  | 0.22263
0.054173 |  | 0.22251
0.054173 |  | 0.22237
0.054173 |  | 0.22226
0.054146 |  | 0.22226
0.054146 |  | 0.22219
0.054107 |  | 0.22219
0.054025 |  | 0.22207
0.054025 |  | 0.22193
0.053947 |  | 0.22193
0.053944 |  | 0.22193
0.053944 |  | 0.22193
0.053865 |  | 0.22193
0.053796 |  | 0.22182
0.053796 |  | 0.22182
0.053796 |  | 0.22182
0.053772 |  | 0.2217
0.053772 |  | 0.2217
0.053772 |  | 0.22162
0.053772 |  | 0.22162
0.053772 |  | 0.22151
0.053772 |  | 0.22126
0.053772 |  | 0.22126
0.053772 |  | 0.22126
0.053772 |  | 0.22096
0.053772 |  | 0.22096
0.053772 |  | 0.22096
0.053673 |  | 0.22096
0.05364 |  | 0.22096
0.05364 |  | 0.22096
0.05356 |  | 0.22096
0.05356 |  | 0.22077
0.05356 |  | 0.22067
0.053481 |  | 0.22067
0.053413 |  | 0.22067
0.053413 |  | 0.22067
0.053413 |  | 0.22045
0.053413 |  | 0.22033
0.053413 |  | 0.22022
0.053413 |  | 0.22011
0.0534 |  | 0.22011
0.0534 |  | 0.22011
0.053371 |  | 0.22011
0.053371 |  | 0.2199
0.053371 |  | 0.21975
0.053371 |  | 0.21975
0.053371 |  | 0.21956
0.053371 |  | 0.21956
0.053313 |  | 0.21956
0.053313 |  | 0.21933
0.053313 |  | 0.21933
0.053313 |  | 0.21933
0.053313 |  | 0.21933
0.053303 |  | 0.21933
0.053175 |  | 0.21922
0.053069 |  | 0.21922
0.053054 |  | 0.21908
0.053039 |  | 0.21889
0.052973 |  | 0.21877
0.052973 |  | 0.21877
0.052973 |  | 0.21877
0.052973 |  | 0.21852
0.05297 |  | 0.21852
0.05297 |  | 0.21852
0.05297 |  | 0.21844
0.05297 |  | 0.21844
0.05297 |  | 0.21808
0.052894 |  | 0.21808
0.052879 |  | 0.21796
0.052879 |  | 0.21785
0.052796 |  | 0.21785
0.052779 |  | 0.21785
0.052779 |  | 0.21771
0.052779 |  | 0.21771
0.052779 |  | 0.21759
0.052779 |  | 0.21737
0.052716 |  | 0.21729
0.05262 |  | 0.21729
0.05262 |  | 0.21729
0.052589 |  | 0.21729
0.052589 |  | 0.21729
0.052589 |  | 0.21715
0.052589 |  | 0.21686
0.052568 |  | 0.21686
0.052568 |  | 0.21674
0.052568 |  | 0.21674
0.052568 |  | 0.21674
0.052568 |  | 0.21674
0.052519 |  | 0.21674
0.052519 |  | 0.21662
0.052467 |  | 0.21651
0.052467 |  | 0.2164
0.052397 |  | 0.21633
0.052369 |  | 0.21633
0.052369 |  | 0.21633
0.052369 |  | 0.2161
0.05229 |  | 0.2161
0.052245 |  | 0.21591
0.052167 |  | 0.21591
0.052167 |  | 0.21577
0.052167 |  | 0.21577
0.052167 |  | 0.21565
0.052167 |  | 0.21554
0.052167 |  | 0.21536
0.052086 |  | 0.21536
0.052086 |  | 0.21536
0.052086 |  | 0.21536
0.052086 |  | 0.21514
0.052086 |  | 0.215
0.052082 |  | 0.215
0.052082 |  | 0.21488
0.051985 |  | 0.21488
0.051985 |  | 0.21477
0.051961 |  | 0.2147
0.051961 |  | 0.2147
0.051863 |  | 0.21455
0.051863 |  | 0.21445
0.051863 |  | 0.21437
0.051863 |  | 0.21437
0.051766 |  | 0.21437
0.051766 |  | 0.21426
0.051766 |  | 0.21415
0.051766 |  | 0.21393
0.051766 |  | 0.21385
0.051766 |  | 0.21374
0.051766 |  | 0.2136
0.051766 |  | 0.2136
0.051766 |  | 0.2136
0.051766 |  | 0.21338
0.051711 |  | 0.21326
0.051711 |  | 0.21326
0.051703 |  | 0.21318
0.051576 |  | 0.21306
0.051576 |  | 0.21306
0.051552 |  | 0.21281
0.051478 |  | 0.21273
0.051478 |  | 0.21263
0.051451 |  | 0.21263
0.051451 |  | 0.21263
0.051451 |  | 0.21252
0.051451 |  | 0.21252
0.051451 |  | 0.21226
0.051451 |  | 0.21226
0.051451 |  | 0.21226
0.051364 |  | 0.21203
0.051364 |  | 0.21195
0.051364 |  | 0.21185
0.051364 |  | 0.21185
0.051364 |  | 0.21185
0.051364 |  | 0.21177
0.051364 |  | 0.21166
0.051364 |  | 0.21155
0.051364 |  | 0.21155
0.051364 |  | 0.21143
0.051364 |  | 0.21143
0.051364 |  | 0.21143
0.051364 |  | 0.21111
0.051364 |  | 0.211
0.051356 |  | 0.211
0.051356 |  | 0.211
0.051169 |  | 0.21086
0.051131 |  | 0.21074
0.051069 |  | 0.21074
0.051069 |  | 0.21055
0.051069 |  | 0.21044
0.051051 |  | 0.21044
0.051051 |  | 0.21044
0.051051 |  | 0.21044
0.050972 |  | 0.21007
0.050972 |  | 0.21007
0.050972 |  | 0.20997
0.050963 |  | 0.20997
0.050963 |  | 0.20985
0.050963 |  | 0.20985
0.050963 |  | 0.20974
0.050963 |  | 0.20952
0.050963 |  | 0.20952
0.050963 |  | 0.2094
0.050963 |  | 0.2094
0.050963 |  | 0.2094
0.050963 |  | 0.20921
0.050963 |  | 0.20909
0.050963 |  | 0.20895
0.050917 |  | 0.20884
0.05085 |  | 0.20873
0.05085 |  | 0.20873
0.050817 |  | 0.20848
0.050817 |  | 0.20836
0.050817 |  | 0.20836
0.050817 |  | 0.20826
0.050817 |  | 0.20807
0.050658 |  | 0.20807
0.050658 |  | 0.20796
0.050643 |  | 0.20796
0.050562 |  | 0.20777
0.050562 |  | 0.20766
0.050562 |  | 0.20766
0.050545 |  | 0.20741
0.050545 |  | 0.2073
0.050535 |  | 0.2071
0.050466 |  | 0.2071
0.050466 |  | 0.2071
0.050435 |  | 0.2071
0.050435 |  | 0.2071
0.050435 |  | 0.2071
0.050435 |  | 0.20696
0.050385 |  | 0.20685
0.050258 |  | 0.20673
0.050258 |  | 0.20663
0.050258 |  | 0.20663
0.05016 |  | 0.20655
0.05016 |  | 0.20643
0.05016 |  | 0.20643
0.05016 |  | 0.20643
0.05016 |  | 0.20643
0.05016 |  | 0.20621
0.05016 |  | 0.2061
0.05016 |  | 0.2061
0.05016 |  | 0.20598
0.050124 |  | 0.20598
0.050124 |  | 0.20598
0.050124 |  | 0.20598
0.050124 |  | 0.20587
0.05008 |  | 0.20587
0.050001 |  | 0.20587
0.050001 |  | 0.20561
0.049958 |  | 0.20543
0.049958 |  | 0.20543
0.049901 |  | 0.20543
0.049879 |  | 0.20535
0.049759 |  | 0.20524
0.049759 |  | 0.20512
0.049759 |  | 0.20512
0.049759 |  | 0.20505
0.049759 |  | 0.20494
0.049752 |  | 0.20479
0.049752 |  | 0.20472
0.049752 |  | 0.20472
0.049752 |  | 0.20472
0.049749 |  | 0.20461
0.049749 |  | 0.2045
0.04963 |  | 0.2043
0.049526 |  | 0.2043
0.049526 |  | 0.2043
0.049367 |  | 0.2043
0.049358 |  | 0.20416
0.049358 |  | 0.20416
0.049358 |  | 0.20394
0.049358 |  | 0.20383
0.049358 |  | 0.20383
0.049358 |  | 0.20383
0.049358 |  | 0.20383
0.049358 |  | 0.20371
0.049358 |  | 0.20363
0.049358 |  | 0.20353
0.049358 |  | 0.20338
0.049358 |  | 0.20338
0.049358 |  | 0.20328
0.049266 |  | 0.20328
0.049266 |  | 0.20314
0.049266 |  | 0.20294
0.049266 |  | 0.20294
0.049266 |  | 0.20294
0.049114 |  | 0.20294
0.048992 |  | 0.20294
0.048992 |  | 0.20268
0.048957 |  | 0.20246
0.048957 |  | 0.20246
0.048957 |  | 0.20246
0.048957 |  | 0.20226
0.048957 |  | 0.20226
0.048892 |  | 0.20215
0.048892 |  | 0.20215
0.048892 |  | 0.20215
0.04874 |  | 0.20205
0.04874 |  | 0.20186
0.048555 |  | 0.20186
0.048555 |  | 0.20164
0.048555 |  | 0.20164
0.048555 |  | 0.20152
0.048555 |  | 0.20141
0.048555 |  | 0.20141
0.048555 |  | 0.20129
0.048555 |  | 0.20118
0.048555 |  | 0.20118
0.048555 |  | 0.201
0.048555 |  | 0.201
0.048555 |  | 0.20086
0.048458 |  | 0.20063
0.048458 |  | 0.20063
0.048458 |  | 0.20055
0.048458 |  | 0.20055
0.048458 |  | 0.20055
0.048458 |  | 0.20055
0.048358 |  | 0.20047
0.048358 |  | 0.20022
0.048198 |  | 0.20022
0.048198 |  | 0.2
0.048198 |  | 0.2
0.048154 |  | 0.2
0.048154 |  | 0.2
0.048154 |  | 0.19989
0.048154 |  | 0.19969
0.048154 |  | 0.19955
0.048154 |  | 0.19955
0.048154 |  | 0.19955
0.048154 |  | 0.19944
0.048154 |  | 0.19921
0.048154 |  | 0.19914
0.048154 |  | 0.19914
0.048154 |  | 0.19888
0.048154 |  | 0.19888
0.048154 |  | 0.1987
0.047824 |  | 0.1987
0.047824 |  | 0.1987
0.047824 |  | 0.1987
0.047824 |  | 0.19833
0.047824 |  | 0.19833
0.047753 |  | 0.19833
0.047753 |  | 0.19833
0.047753 |  | 0.19822
0.047753 |  | 0.19815
0.047753 |  | 0.19815
0.047753 |  | 0.19807
0.047753 |  | 0.19795
0.047753 |  | 0.19784
0.047723 |  | 0.19784
0.047723 |  | 0.1977
0.047723 |  | 0.19762
0.047601 |  | 0.19741
0.047552 |  | 0.19729
0.047441 |  | 0.19729
0.047351 |  | 0.19718
0.047351 |  | 0.19718
0.047351 |  | 0.1971
0.047351 |  | 0.1971
0.047341 |  | 0.19698
0.047189 |  | 0.19687
0.047189 |  | 0.19687
0.047189 |  | 0.19687
0.047189 |  | 0.19661
0.047189 |  | 0.19661
0.047189 |  | 0.1964
0.046967 |  | 0.1964
0.046967 |  | 0.19621
0.04695 |  | 0.19621
0.04695 |  | 0.19621
0.04695 |  | 0.19621
0.04695 |  | 0.19621
0.04695 |  | 0.1961
0.04695 |  | 0.19584
0.04695 |  | 0.19566
0.046655 |  | 0.19566
0.046655 |  | 0.19566
0.046555 |  | 0.19566
0.046555 |  | 0.19566
0.046555 |  | 0.19554
0.046555 |  | 0.19542
0.046555 |  | 0.19523
0.046555 |  | 0.19516
0.046549 |  | 0.19509
0.046549 |  | 0.19498
0.046549 |  | 0.19486
0.046549 |  | 0.19486
0.046549 |  | 0.19486
0.046549 |  | 0.19476
0.046549 |  | 0.1945
0.046549 |  | 0.19431
0.046549 |  | 0.19431
0.046432 |  | 0.19431
0.046273 |  | 0.19395
0.046173 |  | 0.19387
0.046148 |  | 0.19387
0.046148 |  | 0.19375
0.046148 |  | 0.19375
0.046148 |  | 0.19375
0.046148 |  | 0.19375
0.046021 |  | 0.19375
0.046021 |  | 0.19353
0.046021 |  | 0.19353
0.045898 |  | 0.19332
0.045898 |  | 0.1932
0.045898 |  | 0.1932
0.045898 |  | 0.19312
0.045746 |  | 0.19298
0.045746 |  | 0.19287
0.045746 |  | 0.19287
0.045646 |  | 0.19287
0.045646 |  | 0.19273
0.045646 |  | 0.19262
0.045646 |  | 0.19262
0.045646 |  | 0.19262
0.045487 |  | 0.1925
0.045487 |  | 0.19239
0.045345 |  | 0.1922
0.045345 |  | 0.1922
0.045345 |  | 0.1922
0.045345 |  | 0.1922
0.045345 |  | 0.19209
0.045345 |  | 0.19184
0.045345 |  | 0.19184
0.045345 |  | 0.19162
0.045264 |  | 0.19162
0.045264 |  | 0.19143
0.045264 |  | 0.19143
0.04499 |  | 0.19132
0.04499 |  | 0.19132
0.04499 |  | 0.19132
0.04499 |  | 0.19121
0.044944 |  | 0.19109
0.044944 |  | 0.19084
0.044944 |  | 0.19084
0.044944 |  | 0.19084
0.044944 |  | 0.19059
0.044944 |  | 0.19051
0.044944 |  | 0.19041
0.044944 |  | 0.19041
0.044944 |  | 0.19041
0.044944 |  | 0.19041
0.044944 |  | 0.1903
0.04483 |  | 0.19016
0.04483 |  | 0.18993
0.04483 |  | 0.18993
0.044708 |  | 0.18985
0.044708 |  | 0.18985
0.044608 |  | 0.18985
0.044608 |  | 0.18974
0.044608 |  | 0.1896
0.044608 |  | 0.1896
0.044608 |  | 0.1895
0.044608 |  | 0.1895
0.044542 |  | 0.18927
0.044542 |  | 0.18927
0.044542 |  | 0.18919
0.044542 |  | 0.18905
0.044448 |  | 0.18894
0.044448 |  | 0.18894
0.044296 |  | 0.18883
0.044196 |  | 0.18871
0.044196 |  | 0.18846
0.044196 |  | 0.18846
0.044141 |  | 0.18838
0.044141 |  | 0.18838
0.044141 |  | 0.18838
0.044141 |  | 0.18838
0.044141 |  | 0.18827
0.044141 |  | 0.1882
0.043814 |  | 0.1882
0.043814 |  | 0.1882
0.043814 |  | 0.18805
0.043814 |  | 0.18795
0.043814 |  | 0.18783
0.04374 |  | 0.18775
0.04374 |  | 0.18775
0.04374 |  | 0.18775
0.04374 |  | 0.18752
0.04374 |  | 0.18752
0.043662 |  | 0.1872
0.04338 |  | 0.1872
0.04338 |  | 0.1872
0.04338 |  | 0.1872
0.04338 |  | 0.18697
0.043339 |  | 0.18697
0.043339 |  | 0.18675
0.043339 |  | 0.18664
0.043339 |  | 0.18664
0.043339 |  | 0.18664
0.043339 |  | 0.18656
0.043339 |  | 0.18644
0.04328 |  | 0.18634
0.04328 |  | 0.18623
0.04328 |  | 0.18623
0.04328 |  | 0.18611
0.04328 |  | 0.18611
0.043157 |  | 0.18586
0.043157 |  | 0.18563
0.043005 |  | 0.18555
0.043005 |  | 0.18555
0.042937 |  | 0.18547
0.042937 |  | 0.18525
0.042937 |  | 0.18525
0.042937 |  | 0.18525
0.042937 |  | 0.18525
0.042937 |  | 0.18514
0.042937 |  | 0.18503
0.042937 |  | 0.18503
0.042937 |  | 0.1847
0.042937 |  | 0.1847
0.042937 |  | 0.18458
0.042846 |  | 0.18448
0.042746 |  | 0.1844
0.042746 |  | 0.1844
0.042746 |  | 0.1844
0.042746 |  | 0.1844
0.042645 |  | 0.18415
0.042536 |  | 0.18415
0.042536 |  | 0.18404
0.042536 |  | 0.18384
0.042536 |  | 0.18384
0.042536 |  | 0.18374
0.042486 |  | 0.18363
0.042212 |  | 0.18363
0.042212 |  | 0.18349
0.042212 |  | 0.18349
0.042212 |  | 0.18337
0.042135 |  | 0.18326
0.042135 |  | 0.18318
0.042135 |  | 0.18307
0.042135 |  | 0.18307
0.042135 |  | 0.18307
0.042135 |  | 0.18297
0.042135 |  | 0.18286
0.042135 |  | 0.18264
0.042135 |  | 0.18253
0.042111 |  | 0.18253
0.042111 |  | 0.18241
0.041989 |  | 0.1823
0.041989 |  | 0.1823
0.041989 |  | 0.1822
0.04183 |  | 0.18212
0.041733 |  | 0.18198
0.041733 |  | 0.18198
0.041733 |  | 0.18198
0.041733 |  | 0.18164
0.041733 |  | 0.18164
0.041733 |  | 0.18157
0.041733 |  | 0.18142
0.041733 |  | 0.18142
0.041733 |  | 0.18109
0.041733 |  | 0.18095
0.041678 |  | 0.18095
0.041678 |  | 0.18095
0.041396 |  | 0.18095
0.041396 |  | 0.18064
0.041396 |  | 0.18064
0.041332 |  | 0.18053
0.041332 |  | 0.18053
0.041332 |  | 0.18053
0.041332 |  | 0.18027
0.041332 |  | 0.18016
0.041332 |  | 0.18016
0.041332 |  | 0.18004
0.041332 |  | 0.17997
0.041332 |  | 0.17997
0.041332 |  | 0.17997
0.041332 |  | 0.17986
0.041332 |  | 0.17986
0.041332 |  | 0.17949
0.041332 |  | 0.17949
0.041296 |  | 0.17949
0.041296 |  | 0.17949
0.041296 |  | 0.17929
0.041144 |  | 0.17929
0.041144 |  | 0.17918
0.041144 |  | 0.17918
0.041144 |  | 0.17918
0.041021 |  | 0.17908
0.041021 |  | 0.17886
0.041021 |  | 0.17886
0.040931 |  | 0.17874
0.040931 |  | 0.17874
0.040931 |  | 0.17863
0.040931 |  | 0.17845
0.040931 |  | 0.17845
0.040931 |  | 0.1783
0.040931 |  | 0.1782
0.040921 |  | 0.17812
0.040761 |  | 0.178
0.04061 |  | 0.17781
0.04061 |  | 0.17767
0.04053 |  | 0.17757
0.04053 |  | 0.17749
0.04053 |  | 0.17749
0.04053 |  | 0.17726
0.04053 |  | 0.17726
0.04053 |  | 0.17726
0.04053 |  | 0.17726
0.04053 |  | 0.17719
0.040487 |  | 0.17708
0.040487 |  | 0.17686
0.040487 |  | 0.17675
0.040487 |  | 0.17675
0.040487 |  | 0.17663
0.040487 |  | 0.17663
0.040235 |  | 0.17663
0.040128 |  | 0.17641
0.040128 |  | 0.17618
0.040128 |  | 0.17608
0.040128 |  | 0.17608
0.040113 |  | 0.17597
0.040113 |  | 0.17597
0.039953 |  | 0.17597
0.039953 |  | 0.17585
0.039953 |  | 0.17571
0.039953 |  | 0.17571
0.039801 |  | 0.1756
0.039727 |  | 0.17549
0.039727 |  | 0.17529
0.039727 |  | 0.17505
0.039727 |  | 0.17505
0.039727 |  | 0.17505
0.039727 |  | 0.17494
0.039727 |  | 0.1748
0.039679 |  | 0.17457
0.039519 |  | 0.17449
0.039419 |  | 0.17439
0.039419 |  | 0.17428
0.039419 |  | 0.17428
0.039326 |  | 0.17428
0.039326 |  | 0.17395
0.039326 |  | 0.17395
0.039326 |  | 0.17387
0.039326 |  | 0.17376
0.039326 |  | 0.17354
0.039326 |  | 0.17346
0.039326 |  | 0.17335
0.039326 |  | 0.17321
0.03926 |  | 0.17321
0.039108 |  | 0.17309
0.039108 |  | 0.17298
0.039008 |  | 0.17298
0.038925 |  | 0.17291
0.038925 |  | 0.17276
0.038925 |  | 0.17276
0.038925 |  | 0.17265
0.038885 |  | 0.17265
0.038885 |  | 0.17235
0.038885 |  | 0.17221
0.038885 |  | 0.17221
0.038885 |  | 0.17198
0.038785 |  | 0.17198
0.038785 |  | 0.17173
0.038525 |  | 0.17173
0.038523 |  | 0.17166
0.038523 |  | 0.17166
0.038523 |  | 0.17155
0.038523 |  | 0.17155
0.038523 |  | 0.17129
0.038523 |  | 0.17129
0.038523 |  | 0.17118
0.038523 |  | 0.17118
0.038523 |  | 0.1711
0.038523 |  | 0.1711
0.038523 |  | 0.171
0.038251 |  | 0.17088
0.038251 |  | 0.17073
0.038251 |  | 0.17055
0.038251 |  | 0.17044
0.038251 |  | 0.17044
0.038251 |  | 0.17019
0.03815 |  | 0.17019
0.038122 |  | 0.16996
0.038122 |  | 0.16989
0.038122 |  | 0.16989
0.038122 |  | 0.16989
0.038122 |  | 0.16978
0.038122 |  | 0.16966
0.038122 |  | 0.16955
0.037991 |  | 0.16933
0.037991 |  | 0.16933
0.037869 |  | 0.16933
0.037869 |  | 0.16921
0.037869 |  | 0.16921
0.037869 |  | 0.16921
0.037721 |  | 0.16911
0.037721 |  | 0.169
0.037721 |  | 0.16892
0.037721 |  | 0.16892
0.037721 |  | 0.16881
0.037721 |  | 0.16881
0.037721 |  | 0.16867
0.037721 |  | 0.16844
0.037721 |  | 0.16833
0.037721 |  | 0.16833
0.037721 |  | 0.16833
0.037717 |  | 0.1681
0.037616 |  | 0.16803
0.037494 |  | 0.16803
0.037494 |  | 0.16803
0.037334 |  | 0.16777
0.037334 |  | 0.16777
0.037334 |  | 0.16766
0.037334 |  | 0.16755
0.037319 |  | 0.16747
0.037319 |  | 0.16747
0.037319 |  | 0.16747
0.037319 |  | 0.16747
0.037319 |  | 0.16747
0.037319 |  | 0.16739
0.037319 |  | 0.16706
0.037319 |  | 0.16706
0.037183 |  | 0.16706
0.037183 |  | 0.16706
0.037183 |  | 0.16706
0.037183 |  | 0.1668
0.037082 |  | 0.16669
0.037082 |  | 0.16669
0.03696 |  | 0.16669
0.036918 |  | 0.16659
0.036918 |  | 0.16628
0.036918 |  | 0.16628
0.036918 |  | 0.16617
0.036918 |  | 0.16603
0.036918 |  | 0.16603
0.036918 |  | 0.16596
0.036918 |  | 0.16596
0.036808 |  | 0.16596
0.036808 |  | 0.16585
0.036808 |  | 0.16585
0.036548 |  | 0.16566
0.036548 |  | 0.16552
0.036548 |  | 0.1654
0.036548 |  | 0.1654
0.036548 |  | 0.16532
0.036517 |  | 0.16532
0.036517 |  | 0.16532
0.036517 |  | 0.16522
0.036517 |  | 0.16511
0.036517 |  | 0.16503
0.036517 |  | 0.16491
0.036174 |  | 0.16477
0.036174 |  | 0.16477
0.036174 |  | 0.16477
0.036116 |  | 0.16466
0.036116 |  | 0.16448
0.036116 |  | 0.16448
0.036116 |  | 0.16448
0.036116 |  | 0.16436
0.036116 |  | 0.16436
0.036116 |  | 0.16414
0.036116 |  | 0.16414
0.036073 |  | 0.16414
0.036073 |  | 0.16391
0.036073 |  | 0.16391
0.036073 |  | 0.1638
0.036073 |  | 0.1638
0.035921 |  | 0.1638
0.035921 |  | 0.16351
0.035921 |  | 0.16351
0.035821 |  | 0.16325
0.035714 |  | 0.16314
0.035714 |  | 0.16314
0.035714 |  | 0.16314
0.035714 |  | 0.16296
0.035714 |  | 0.16296
0.035714 |  | 0.16273
0.035714 |  | 0.16273
0.035662 |  | 0.16273
0.035662 |  | 0.16259
0.035662 |  | 0.16259
0.035539 |  | 0.16248
0.035539 |  | 0.1624
0.035539 |  | 0.1624
0.035313 |  | 0.16218
0.035313 |  | 0.1621
0.035313 |  | 0.1621
0.035313 |  | 0.16198
0.035313 |  | 0.1619
0.035313 |  | 0.1619
0.035313 |  | 0.16165
0.035287 |  | 0.16165
0.035287 |  | 0.16154
0.035287 |  | 0.16143
0.035287 |  | 0.16136
0.035128 |  | 0.1611
0.035128 |  | 0.1611
0.035128 |  | 0.16099
0.035027 |  | 0.16087
0.034912 |  | 0.16065
0.034912 |  | 0.16065
0.034912 |  | 0.16065
0.034912 |  | 0.16054
0.034912 |  | 0.16054
0.034875 |  | 0.16046
0.034875 |  | 0.16034
0.034875 |  | 0.16024
0.034594 |  | 0.1601
0.034594 |  | 0.15999
0.034594 |  | 0.15991
0.034594 |  | 0.15991
0.034594 |  | 0.15991
0.034594 |  | 0.15968
0.034594 |  | 0.15954
0.03451 |  | 0.15954
0.03451 |  | 0.15946
0.03451 |  | 0.15935
0.03451 |  | 0.15925
0.03451 |  | 0.15925
0.03451 |  | 0.15911
0.03451 |  | 0.15891
0.03451 |  | 0.15891
0.03451 |  | 0.15891
0.034434 |  | 0.15848
0.034182 |  | 0.15829
0.034182 |  | 0.15817
0.034109 |  | 0.15817
0.034109 |  | 0.15817
0.034109 |  | 0.15803
0.034063 |  | 0.15792
0.03406 |  | 0.15792
0.03406 |  | 0.15781
0.033959 |  | 0.15762
0.033959 |  | 0.15762
0.033959 |  | 0.15762
0.03393 |  | 0.15751
0.03393 |  | 0.15751
0.033807 |  | 0.15751
0.033727 |  | 0.15726
0.033727 |  | 0.15696
0.033727 |  | 0.15696
0.033727 |  | 0.15696
0.033727 |  | 0.15684
0.033708 |  | 0.15684
0.033708 |  | 0.15676
0.033708 |  | 0.15653
0.033708 |  | 0.15631
0.033708 |  | 0.15621
0.033708 |  | 0.15621
0.033708 |  | 0.15621
0.033708 |  | 0.15609
0.033708 |  | 0.15576
0.033708 |  | 0.15576
0.033707 |  | 0.15576
0.033585 |  | 0.15553
0.033585 |  | 0.15542
0.033585 |  | 0.15531
0.033515 |  | 0.15524
0.033515 |  | 0.15524
0.033515 |  | 0.15509
0.033515 |  | 0.15509
0.033515 |  | 0.15509
0.033425 |  | 0.15491
0.033325 |  | 0.15479
0.033325 |  | 0.15458
0.033325 |  | 0.15458
0.033312 |  | 0.15458
0.033312 |  | 0.15458
0.033307 |  | 0.15458
0.033307 |  | 0.15436
0.033307 |  | 0.15436
0.033307 |  | 0.15436
0.033307 |  | 0.15413
0.033178 |  | 0.15394
0.033178 |  | 0.15394
0.033173 |  | 0.1538
0.033173 |  | 0.1538
0.033051 |  | 0.1538
0.033051 |  | 0.15361
0.032966 |  | 0.15347
0.03295 |  | 0.15347
0.03295 |  | 0.15337
0.032905 |  | 0.15337
0.032905 |  | 0.15289
0.032905 |  | 0.15289
0.032905 |  | 0.15289
0.032905 |  | 0.15289
0.032905 |  | 0.15278
0.032832 |  | 0.15278
0.032832 |  | 0.15271
0.032791 |  | 0.1526
0.032639 |  | 0.1526
0.032639 |  | 0.15249
0.03263 |  | 0.15241
0.03263 |  | 0.15205
0.03263 |  | 0.15194
0.03263 |  | 0.15194
0.03263 |  | 0.15194
0.03263 |  | 0.15186
0.03263 |  | 0.15172
0.032517 |  | 0.15149
0.032504 |  | 0.15149
0.032504 |  | 0.15135
0.032504 |  | 0.15112
0.032504 |  | 0.15112
0.032504 |  | 0.15112
0.032504 |  | 0.15104
0.032427 |  | 0.15104
0.032357 |  | 0.15093
0.032357 |  | 0.15083
0.032294 |  | 0.15083
0.032294 |  | 0.15069
0.032294 |  | 0.15049
0.032294 |  | 0.15038
0.032257 |  | 0.15027
0.032257 |  | 0.15027
0.032257 |  | 0.15013
0.032157 |  | 0.15005
0.032157 |  | 0.14972
0.032103 |  | 0.14972
0.032103 |  | 0.14972
0.032103 |  | 0.14972
0.032103 |  | 0.14972
0.032103 |  | 0.14954
0.032081 |  | 0.14954
0.032081 |  | 0.14939
0.032081 |  | 0.14928
0.032081 |  | 0.14909
0.032081 |  | 0.14909
0.032081 |  | 0.14895
0.032081 |  | 0.14884
0.032005 |  | 0.14884
0.032005 |  | 0.14854
0.031947 |  | 0.14854
0.031882 |  | 0.14828
0.031735 |  | 0.14828
0.031723 |  | 0.14828
0.031723 |  | 0.1481
0.031701 |  | 0.14799
0.031701 |  | 0.14799
0.031701 |  | 0.14785
0.031701 |  | 0.14785
0.031701 |  | 0.14777
0.031701 |  | 0.14777
0.031701 |  | 0.14765
0.031623 |  | 0.14765
0.031623 |  | 0.14765
0.031623 |  | 0.14743
0.031623 |  | 0.14743
0.031623 |  | 0.14711
0.031532 |  | 0.14699
0.031532 |  | 0.14699
0.031532 |  | 0.14699
0.031532 |  | 0.14691
0.031532 |  | 0.1468
0.031532 |  | 0.14654
0.031532 |  | 0.14644
0.031532 |  | 0.14633
0.031471 |  | 0.14633
0.0313 |  | 0.14621
0.0313 |  | 0.14621
0.0313 |  | 0.14599
0.0313 |  | 0.14577
0.031211 |  | 0.14577
0.031211 |  | 0.14566
0.031211 |  | 0.14556
0.031196 |  | 0.14556
0.031196 |  | 0.14544
0.031089 |  | 0.14529
0.031089 |  | 0.14522
0.031089 |  | 0.14522
0.031089 |  | 0.14511
0.030988 |  | 0.145
0.030988 |  | 0.145
0.030988 |  | 0.145
0.030984 |  | 0.145
0.030899 |  | 0.14475
0.030899 |  | 0.14468
0.030899 |  | 0.14445
0.030899 |  | 0.14445
0.030899 |  | 0.14445
0.030899 |  | 0.14445
0.030899 |  | 0.1442
0.030899 |  | 0.1442
0.030899 |  | 0.14412
0.030899 |  | 0.14412
0.030899 |  | 0.144
0.030866 |  | 0.14386
0.030781 |  | 0.14386
0.030781 |  | 0.14375
0.030781 |  | 0.14375
0.030706 |  | 0.14364
0.030706 |  | 0.14357
0.030569 |  | 0.14357
0.030569 |  | 0.14334
0.030569 |  | 0.1432
0.030554 |  | 0.1432
0.030498 |  | 0.1432
0.030498 |  | 0.14309
0.030498 |  | 0.14284
0.030498 |  | 0.14284
0.030498 |  | 0.14277
0.030498 |  | 0.14266
0.030498 |  | 0.14255
0.030498 |  | 0.14255
0.030498 |  | 0.14255
0.030498 |  | 0.14243
0.030498 |  | 0.14243
0.030454 |  | 0.14211
0.030454 |  | 0.14211
0.030435 |  | 0.14211
0.030435 |  | 0.14211
0.030332 |  | 0.142
0.030332 |  | 0.14177
0.030332 |  | 0.14163
0.030332 |  | 0.14163
0.030232 |  | 0.14163
0.030232 |  | 0.14163
0.030232 |  | 0.14134
0.030096 |  | 0.14134
0.030096 |  | 0.14107
0.030096 |  | 0.14096
0.030096 |  | 0.14096
0.030072 |  | 0.14096
0.030072 |  | 0.14096
0.03002 |  | 0.14084
0.03002 |  | 0.14049
0.03002 |  | 0.14049
0.03002 |  | 0.14041
0.03002 |  | 0.1403
0.03002 |  | 0.14007
0.02992 |  | 0.14007
0.029817 |  | 0.14007
0.029798 |  | 0.13993
0.029798 |  | 0.13985
0.029798 |  | 0.13975
0.029798 |  | 0.13952
0.029798 |  | 0.13944
0.029798 |  | 0.13919
0.029697 |  | 0.13919
0.029695 |  | 0.13901
0.029695 |  | 0.13901
0.029695 |  | 0.13901
0.029695 |  | 0.1389
0.029695 |  | 0.13878
0.029695 |  | 0.13878
0.029695 |  | 0.13867
0.029695 |  | 0.1386
0.029695 |  | 0.13845
0.029695 |  | 0.13833
0.029695 |  | 0.13822
0.029695 |  | 0.13822
0.029684 |  | 0.13812
0.029684 |  | 0.13804
0.029684 |  | 0.13804
0.029684 |  | 0.13804
0.029603 |  | 0.13784
0.029603 |  | 0.13773
0.029603 |  | 0.13759
0.029538 |  | 0.13759
0.029471 |  | 0.13749
0.029416 |  | 0.13741
0.029416 |  | 0.1373
0.029403 |  | 0.13718
0.029337 |  | 0.13718
0.029337 |  | 0.13698
0.029337 |  | 0.13674
0.029337 |  | 0.13663
0.029337 |  | 0.13663
0.029337 |  | 0.13663
0.029294 |  | 0.13618
0.029294 |  | 0.13618
0.029294 |  | 0.13595
0.029264 |  | 0.13587
0.029264 |  | 0.13587
0.029264 |  | 0.13587
0.029135 |  | 0.13566
0.029135 |  | 0.13552
0.029104 |  | 0.13544
0.029099 |  | 0.13544
0.029099 |  | 0.13544
0.029099 |  | 0.13532
0.029099 |  | 0.13524
0.029099 |  | 0.13513
0.029004 |  | 0.13495
0.029004 |  | 0.13495
0.029004 |  | 0.13487
0.029001 |  | 0.1345
0.029001 |  | 0.13439
0.028898 |  | 0.13439
0.028898 |  | 0.13439
0.028898 |  | 0.13439
0.028898 |  | 0.13431
0.028898 |  | 0.13417
0.028898 |  | 0.13407
0.028898 |  | 0.13395
0.028893 |  | 0.13395
0.028893 |  | 0.13369
0.028893 |  | 0.13355
0.028893 |  | 0.13348
0.028893 |  | 0.13325
0.028893 |  | 0.13325
0.028893 |  | 0.13317
0.028893 |  | 0.13317
0.028882 |  | 0.13291
0.028882 |  | 0.13291
0.028882 |  | 0.1328
0.028882 |  | 0.1327
0.028789 |  | 0.1327
0.028789 |  | 0.1327
0.028789 |  | 0.13236
0.02873 |  | 0.13225
0.02873 |  | 0.13225
0.02873 |  | 0.1321
0.028655 |  | 0.13192
0.028655 |  | 0.1318
0.028629 |  | 0.13155
0.028629 |  | 0.13155
0.028594 |  | 0.13144
0.028594 |  | 0.13144
0.028491 |  | 0.13144
0.028491 |  | 0.1313
0.028491 |  | 0.131
0.02847 |  | 0.131
0.02847 |  | 0.131
0.02847 |  | 0.131
0.02847 |  | 0.13071
0.028452 |  | 0.13057
0.028452 |  | 0.13045
0.028394 |  | 0.13045
0.028394 |  | 0.13037
0.028394 |  | 0.13037
0.02824 |  | 0.13026
0.02824 |  | 0.13015
0.02824 |  | 0.13015
0.02824 |  | 0.13008
0.028196 |  | 0.12996
0.028196 |  | 0.12996
0.028196 |  | 0.12981
0.028196 |  | 0.12978
0.028196 |  | 0.12958
0.028196 |  | 0.12958
0.028196 |  | 0.12926
0.028193 |  | 0.12926
0.028193 |  | 0.12915
0.028193 |  | 0.12901
0.028193 |  | 0.12901
0.028193 |  | 0.1289
0.028193 |  | 0.1289
0.028106 |  | 0.12868
0.028106 |  | 0.12868
0.028106 |  | 0.12856
0.028106 |  | 0.12856
0.028095 |  | 0.12845
0.028095 |  | 0.12834
0.02809 |  | 0.12834
0.02809 |  | 0.12834
0.02809 |  | 0.12827
0.02809 |  | 0.12812
0.02809 |  | 0.12779
0.02809 |  | 0.12779
0.02809 |  | 0.12771
0.027992 |  | 0.12759
0.027972 |  | 0.12759
0.027972 |  | 0.12745
0.027972 |  | 0.12745
0.027936 |  | 0.12734
0.027936 |  | 0.12734
0.027936 |  | 0.12727
0.027936 |  | 0.12715
0.02776 |  | 0.12693
0.02776 |  | 0.12685
0.027689 |  | 0.12685
0.027689 |  | 0.12685
0.027689 |  | 0.12671
0.027689 |  | 0.1265
0.027689 |  | 0.1265
0.027689 |  | 0.12616
0.027689 |  | 0.12616
0.027661 |  | 0.12616
0.027561 |  | 0.12616
0.027561 |  | 0.12598
0.027561 |  | 0.12562
0.027561 |  | 0.1255
0.027561 |  | 0.1255
0.027424 |  | 0.12527
0.027424 |  | 0.12516
0.027424 |  | 0.12516
0.027424 |  | 0.12509
0.027424 |  | 0.12494
0.027424 |  | 0.12483
0.027424 |  | 0.12471
0.027409 |  | 0.12471
0.027409 |  | 0.1245
0.027409 |  | 0.12439
0.027409 |  | 0.12439
0.027287 |  | 0.12431
0.027287 |  | 0.1242
0.027287 |  | 0.12408
0.027287 |  | 0.12394
0.027287 |  | 0.12394
0.027287 |  | 0.12384
0.027287 |  | 0.12384
0.027287 |  | 0.12362
0.027287 |  | 0.12346
0.027287 |  | 0.12346
0.027287 |  | 0.12334
0.027287 |  | 0.12324
0.027211 |  | 0.12324
0.027211 |  | 0.12305
0.027211 |  | 0.12291
0.027211 |  | 0.12291
0.027009 |  | 0.12279
0.027009 |  | 0.12257
0.026976 |  | 0.12257
0.026976 |  | 0.12245
0.026886 |  | 0.12245
0.026886 |  | 0.12223
0.026886 |  | 0.12223
0.026886 |  | 0.12223
0.026886 |  | 0.12223
0.026886 |  | 0.12211
0.026875 |  | 0.12176
0.026875 |  | 0.12176
0.026875 |  | 0.12176
0.026875 |  | 0.12176
0.026875 |  | 0.12165
0.026753 |  | 0.1212
0.026652 |  | 0.1212
0.026652 |  | 0.12112
0.026652 |  | 0.12094
0.026529 |  | 0.12083
0.026529 |  | 0.12072
0.026529 |  | 0.12072
0.026529 |  | 0.12058
0.026529 |  | 0.12047
0.026529 |  | 0.12027
0.026501 |  | 0.12017
0.026485 |  | 0.12017
0.026485 |  | 0.11998
0.026485 |  | 0.11998
0.026485 |  | 0.11998
0.026485 |  | 0.11978
0.026485 |  | 0.11967
0.026395 |  | 0.11953
0.026395 |  | 0.11935
0.026395 |  | 0.11935
0.026341 |  | 0.11924
0.026241 |  | 0.11887
0.026241 |  | 0.11887
0.026241 |  | 0.11887
0.026241 |  | 0.11879
0.026241 |  | 0.11868
0.026241 |  | 0.11854
0.026241 |  | 0.11846
0.026241 |  | 0.11834
0.026083 |  | 0.11834
0.026083 |  | 0.1181
0.026083 |  | 0.11791
0.026082 |  | 0.11791
0.026049 |  | 0.11777
0.026049 |  | 0.11758
0.025981 |  | 0.11746
0.025859 |  | 0.11721
0.025859 |  | 0.1171
0.025859 |  | 0.1171
0.025859 |  | 0.11692
0.025846 |  | 0.1168
0.025846 |  | 0.11669
0.025846 |  | 0.11655
0.025707 |  | 0.11644
0.025707 |  | 0.11634
0.025707 |  | 0.11626
0.025707 |  | 0.11601
0.025682 |  | 0.11601
0.025682 |  | 0.11582
0.025682 |  | 0.11582
0.025682 |  | 0.11571
0.025682 |  | 0.1156
0.025682 |  | 0.11546
0.025682 |  | 0.11546
0.025682 |  | 0.11534
0.025682 |  | 0.11534
0.025682 |  | 0.11501
0.025682 |  | 0.11501
0.025548 |  | 0.11489
0.0255 |  | 0.11471
0.0255 |  | 0.11471
0.0255 |  | 0.11456
0.0255 |  | 0.11445
0.0255 |  | 0.11445
0.0255 |  | 0.11434
0.025366 |  | 0.11389
0.025366 |  | 0.11363
0.025281 |  | 0.11363
0.025281 |  | 0.11351
0.025281 |  | 0.11336
0.024951 |  | 0.11326
0.024951 |  | 0.11326
0.024951 |  | 0.11307
0.024951 |  | 0.11299
0.024951 |  | 0.11299
0.024951 |  | 0.11275
0.024951 |  | 0.11252
0.02488 |  | 0.11252
0.02488 |  | 0.11252
0.02488 |  | 0.11252
0.024739 |  | 0.11233
0.024739 |  | 0.11221
0.024478 |  | 0.1121
0.024478 |  | 0.11199
0.024478 |  | 0.11177
0.024478 |  | 0.11177
0.024478 |  | 0.11169
0.024478 |  | 0.11169
0.024478 |  | 0.11151
0.024403 |  | 0.11139
0.024403 |  | 0.11124
0.024403 |  | 0.11124
0.024403 |  | 0.11117
0.024403 |  | 0.11094
0.024403 |  | 0.1108
0.024403 |  | 0.11069
0.024077 |  | 0.11061
0.024077 |  | 0.11049
0.024077 |  | 0.11049
0.024077 |  | 0.11035
0.024077 |  | 0.11035
0.024056 |  | 0.11024
0.023854 |  | 0.11012
0.023854 |  | 0.11004
0.023854 |  | 0.10994
0.023854 |  | 0.10961
0.023854 |  | 0.10949
0.023854 |  | 0.10949
0.023854 |  | 0.10938
0.023854 |  | 0.10938
0.023676 |  | 0.1093
0.023676 |  | 0.1092
0.023676 |  | 0.10897
0.023676 |  | 0.10872
0.023676 |  | 0.10841
0.023676 |  | 0.10834
0.023676 |  | 0.10834
0.023676 |  | 0.10826
0.023676 |  | 0.10818
0.023651 |  | 0.10792
0.023651 |  | 0.10774
0.023651 |  | 0.10762
0.023439 |  | 0.10737
0.023305 |  | 0.10726
0.023305 |  | 0.10718
0.023305 |  | 0.10718
0.023305 |  | 0.10707
0.023305 |  | 0.10695
0.023275 |  | 0.10681
0.023275 |  | 0.10663
0.023275 |  | 0.10649
0.023275 |  | 0.10641
0.023275 |  | 0.1063
0.023275 |  | 0.10619
0.023275 |  | 0.10612
0.023275 |  | 0.10612
0.023275 |  | 0.106
0.023275 |  | 0.106
0.023275 |  | 0.10575
0.023275 |  | 0.10575
0.023171 |  | 0.10556
0.023171 |  | 0.10556
0.023171 |  | 0.10556
0.023171 |  | 0.10548
0.022969 |  | 0.10534
0.022969 |  | 0.10513
0.022969 |  | 0.10501
0.022873 |  | 0.10501
0.022873 |  | 0.10482
0.022873 |  | 0.10457
0.022873 |  | 0.10447
0.022756 |  | 0.10447
0.022756 |  | 0.10447
0.022623 |  | 0.10435
0.022623 |  | 0.10415
0.022623 |  | 0.1039
0.022623 |  | 0.10382
0.022623 |  | 0.10372
0.022472 |  | 0.10357
0.022472 |  | 0.10343
0.022472 |  | 0.10331
0.022472 |  | 0.10331
0.022472 |  | 0.10323
0.022472 |  | 0.10286
0.022472 |  | 0.10286
0.022472 |  | 0.10268
0.022472 |  | 0.10268
0.022472 |  | 0.10256
0.022472 |  | 0.10237
0.022286 |  | 0.10237
0.022286 |  | 0.10237
0.022286 |  | 0.10225
0.022286 |  | 0.10215
0.022074 |  | 0.10215
0.022074 |  | 0.10195
0.022074 |  | 0.10181
0.022074 |  | 0.10151
0.022074 |  | 0.10111
0.022071 |  | 0.10111
0.022071 |  | 0.10082
0.022071 |  | 0.10074
0.022071 |  | 0.10037
0.022071 |  | 0.10026
0.021861 |  | 0.10008
0.021861 |  | 0.10008
0.021669 |  | 0.099936
0.021669 |  | 0.099721
0.021669 |  | 0.099721
0.021669 |  | 0.099615
0.021669 |  | 0.099418
0.021669 |  | 0.099418
0.021669 |  | 0.099418
0.021659 |  | 0.099341
0.021659 |  | 0.099341
0.021659 |  | 0.099048
0.021525 |  | 0.099048
0.021313 |  | 0.098906
0.021313 |  | 0.098787
0.021313 |  | 0.098787
0.021313 |  | 0.098681
0.021313 |  | 0.098462
0.021268 |  | 0.098462
0.021268 |  | 0.098352
0.021268 |  | 0.098232
0.021268 |  | 0.098013
0.02111 |  | 0.097903
0.020898 |  | 0.097797
0.020898 |  | 0.097797
0.020867 |  | 0.097797
0.020867 |  | 0.097797
0.020867 |  | 0.097468
0.020867 |  | 0.097229
0.020867 |  | 0.097229
0.020867 |  | 0.097152
0.020867 |  | 0.097046
0.020867 |  | 0.096927
0.020867 |  | 0.096817
0.020764 |  | 0.096597
0.020764 |  | 0.096597
0.020764 |  | 0.096597
0.020764 |  | 0.096455
0.020764 |  | 0.096345
0.02063 |  | 0.096268
0.02063 |  | 0.096268
0.020466 |  | 0.09602
0.020466 |  | 0.095901
0.020466 |  | 0.095824
0.020466 |  | 0.095682
0.020466 |  | 0.095682
0.020466 |  | 0.095604
0.020418 |  | 0.095604
0.020418 |  | 0.095494
0.020418 |  | 0.095494
0.020418 |  | 0.095275
0.020418 |  | 0.095275
0.020418 |  | 0.095156
0.020284 |  | 0.094973
0.020082 |  | 0.09483
0.020082 |  | 0.09483
0.020064 |  | 0.094753
0.020064 |  | 0.094643
0.020064 |  | 0.094537
0.020064 |  | 0.094537
0.020064 |  | 0.094276
0.020064 |  | 0.094276
0.020064 |  | 0.094199
0.019869 |  | 0.094199
0.019869 |  | 0.094079
0.019869 |  | 0.094079
0.019869 |  | 0.094002
0.019735 |  | 0.093644
0.019663 |  | 0.093525
0.019663 |  | 0.093415
0.019663 |  | 0.093086
0.019663 |  | 0.09298
0.019663 |  | 0.092903
0.019663 |  | 0.092783
0.019663 |  | 0.092536
0.019663 |  | 0.092393
0.019663 |  | 0.092284
0.019663 |  | 0.092206
0.019262 |  | 0.092206
0.019262 |  | 0.092087
0.019262 |  | 0.092009
0.019262 |  | 0.091899
0.01886 |  | 0.091899
0.01886 |  | 0.091674
0.01886 |  | 0.091455
0.01886 |  | 0.091313
0.01886 |  | 0.090978
0.018459 |  | 0.090901
0.018459 |  | 0.090901
0.018459 |  | 0.090901
0.018459 |  | 0.090713
0.018459 |  | 0.090608
0.018459 |  | 0.090488
0.018459 |  | 0.090378
0.018058 |  | 0.090039
0.018058 |  | 0.090039
0.018058 |  | 0.089714
0.018058 |  | 0.089714
0.018058 |  | 0.089637
0.018058 |  | 0.089518
0.018058 |  | 0.08933
0.017656 |  | 0.089069
0.017656 |  | 0.089069
0.017656 |  | 0.089069
0.017656 |  | 0.088853
0.017656 |  | 0.088711
0.017255 |  | 0.088711
0.017255 |  | 0.088711
0.017255 |  | 0.088514
0.017255 |  | 0.088514
0.016854 |  | 0.088395
0.016854 |  | 0.088179
0.016854 |  | 0.088179
0.016854 |  | 0.088102
0.016854 |  | 0.087745
0.016453 |  | 0.087625
0.016453 |  | 0.087625
0.016453 |  | 0.087548
0.016453 |  | 0.0873
0.016453 |  | 0.0873
0.016453 |  | 0.087113
0.016453 |  | 0.086888
0.016453 |  | 0.086668
0.016453 |  | 0.086668
0.016453 |  | 0.086549
0.016453 |  | 0.086549
0.016051 |  | 0.086362
0.016051 |  | 0.086114
0.016051 |  | 0.086004
0.016051 |  | 0.085927
0.016051 |  | 0.085849
0.016051 |  | 0.085624
0.01565 |  | 0.085482
0.01565 |  | 0.085295
0.01565 |  | 0.085112
0.01565 |  | 0.085006
0.01565 |  | 0.084823
0.015249 |  | 0.084704
0.015249 |  | 0.084704
0.015249 |  | 0.084598
0.014847 |  | 0.084369
0.014847 |  | 0.084291
0.014847 |  | 0.084149
0.014847 |  | 0.084149
0.014847 |  | 0.083962
0.014847 |  | 0.083857
0.014847 |  | 0.083857
0.014847 |  | 0.083637
0.014446 |  | 0.083637
0.014446 |  | 0.083531
0.014446 |  | 0.083335
0.014446 |  | 0.083335
0.014446 |  | 0.083147
0.014045 |  | 0.083147
0.014045 |  | 0.082886
0.014045 |  | 0.082776
0.014045 |  | 0.082699
0.014045 |  | 0.082699
0.014045 |  | 0.082593
0.013644 |  | 0.082264
0.013644 |  | 0.082144
0.013644 |  | 0.082144
0.013644 |  | 0.082144
0.013644 |  | 0.081915
0.013242 |  | 0.081732
0.013242 |  | 0.08147
0.012841 |  | 0.08147
0.012841 |  | 0.081164
0.012841 |  | 0.081164
0.012841 |  | 0.081164
0.012841 |  | 0.080916
0.012841 |  | 0.080806
0.012841 |  | 0.080806
0.012841 |  | 0.080545
0.012841 |  | 0.080439
0.01244 |  | 0.080362
0.01244 |  | 0.080256
0.01244 |  | 0.080027
0.01244 |  | 0.080027
0.01244 |  | 0.079949
0.01244 |  | 0.079578
0.01244 |  | 0.079578
0.01244 |  | 0.079578
0.01244 |  | 0.079507
0.01244 |  | 0.079358
0.01244 |  | 0.079239
0.012039 |  | 0.079028
0.012039 |  | 0.079028
0.012039 |  | 0.078589
0.012039 |  | 0.078589
0.011637 |  | 0.078406
0.011637 |  | 0.078251
0.011637 |  | 0.078141
0.011637 |  | 0.078141
0.011637 |  | 0.078035
0.011637 |  | 0.077806
0.011236 |  | 0.077806
0.011236 |  | 0.077587
0.011236 |  | 0.077467
0.011236 |  | 0.077467
0.010835 |  | 0.077284
0.010835 |  | 0.077023
0.010835 |  | 0.077023
0.010835 |  | 0.077023
0.010835 |  | 0.076913
0.010433 |  | 0.076716
0.010433 |  | 0.076716
0.010433 |  | 0.076468
0.010433 |  | 0.076281
0.010433 |  | 0.076161
0.010433 |  | 0.076056
0.010433 |  | 0.076056
0.010433 |  | 0.075914
0.010433 |  | 0.075804
0.010032 |  | 0.075621
0.010032 |  | 0.075621
0.010032 |  | 0.075501
0.010032 |  | 0.075392
0.010032 |  | 0.075208
0.010032 |  | 0.075208
0.010032 |  | 0.07487
0.010032 |  | 0.074764
0.0096308 |  | 0.074764
0.0096308 |  | 0.074577
0.0096308 |  | 0.07438
0.0096308 |  | 0.07438
0.0096308 |  | 0.074164
0.0096308 |  | 0.074087
0.0096308 |  | 0.073945
0.0096308 |  | 0.073945
0.0096308 |  | 0.073835
0.0096308 |  | 0.07361
0.0092295 |  | 0.073533
0.0092295 |  | 0.073391
0.0092295 |  | 0.073024
0.0092295 |  | 0.073024
0.0092295 |  | 0.072776
0.0092295 |  | 0.072589
0.0092295 |  | 0.072589
0.0092295 |  | 0.072282
0.0092295 |  | 0.072282
0.0092295 |  | 0.072176
0.0092295 |  | 0.072099
0.0092295 |  | 0.071957
0.0092295 |  | 0.071837
0.0092295 |  | 0.071837
0.0092295 |  | 0.071732
0.0092295 |  | 0.071544
0.0092295 |  | 0.071035
0.0088283 |  | 0.071035
0.0088283 |  | 0.07093
0.0088282 |  | 0.07093
0.008427 |  | 0.07071
0.008427 |  | 0.070481
0.008427 |  | 0.070481
0.008427 |  | 0.070261
0.008427 |  | 0.070261
0.008427 |  | 0.070261
0.008427 |  | 0.070036
0.008427 |  | 0.069959
0.0080257 |  | 0.069817
0.0080257 |  | 0.06974
0.0080257 |  | 0.069552
0.0080257 |  | 0.069433
0.0076244 |  | 0.069291
0.0076244 |  | 0.068998
0.0076244 |  | 0.068998
0.0076244 |  | 0.068892
0.0076244 |  | 0.068815
0.0076244 |  | 0.06859
0.0076244 |  | 0.068448
0.0072231 |  | 0.068141
0.0072231 |  | 0.067999
0.0072231 |  | 0.067922
0.0072231 |  | 0.067812
0.0072231 |  | 0.067735
0.0072231 |  | 0.067629
0.0072231 |  | 0.067367
0.0072231 |  | 0.067367
0.0072231 |  | 0.067262
0.0072231 |  | 0.067152
0.0072231 |  | 0.067074
0.0068218 |  | 0.066736
0.0068218 |  | 0.06663
0.0068218 |  | 0.06663
0.0068218 |  | 0.066333
0.0068218 |  | 0.065888
0.0068218 |  | 0.065888
0.0068218 |  | 0.065636
0.0068218 |  | 0.065517
0.0068218 |  | 0.065269
0.0068218 |  | 0.065192
0.0064205 |  | 0.065192
0.0064205 |  | 0.06494
0.0064205 |  | 0.064834
0.0064205 |  | 0.064834
0.0064205 |  | 0.064715
0.0064205 |  | 0.064715
0.0064205 |  | 0.064422
0.0064205 |  | 0.06428
0.0064205 |  | 0.06428
0.0064205 |  | 0.064138
0.0060193 |  | 0.063908
0.0060193 |  | 0.063551
0.0060193 |  | 0.063289
0.005618 |  | 0.063289
0.005618 |  | 0.06296
0.005618 |  | 0.06296
0.005618 |  | 0.062818
0.005618 |  | 0.062818
0.005618 |  | 0.062406
0.005618 |  | 0.062406
0.005618 |  | 0.062328
0.005618 |  | 0.062328
0.0052167 |  | 0.062081
0.0052167 |  | 0.061796
0.0052167 |  | 0.061796
0.0052167 |  | 0.0616
0.0052167 |  | 0.06149
0.0052167 |  | 0.061165
0.0052167 |  | 0.061165
0.0052167 |  | 0.061165
0.0052167 |  | 0.061045
0.0052167 |  | 0.060748
0.0048154 |  | 0.060606
0.0048154 |  | 0.0605
0.0048154 |  | 0.060194
0.0048154 |  | 0.060194
0.0048154 |  | 0.060194
0.0044141 |  | 0.059974
0.0044141 |  | 0.059974
0.0044141 |  | 0.059787
0.0044141 |  | 0.059645
0.0044141 |  | 0.059343
0.0044141 |  | 0.059233
0.0040128 |  | 0.059233
0.0040128 |  | 0.059233
0.0040128 |  | 0.058794
0.0040128 |  | 0.058569
0.0040128 |  | 0.058569
0.0040128 |  | 0.058353
0.0040128 |  | 0.058014
0.0040128 |  | 0.057904
0.0040128 |  | 0.057904
0.0040128 |  | 0.057689
0.0036116 |  | 0.057569
0.0036116 |  | 0.057492
0.0036116 |  | 0.05735
0.0032103 |  | 0.057057
0.0032103 |  | 0.056937
0.0032103 |  | 0.056832
0.0032103 |  | 0.05669
0.0032103 |  | 0.05658
0.0032103 |  | 0.05658
0.0032103 |  | 0.056474
0.0032103 |  | 0.056364
0.0032103 |  | 0.056168
0.0032103 |  | 0.055883
0.0032103 |  | 0.055764
0.0032103 |  | 0.055658
0.0032103 |  | 0.055406
0.002809 |  | 0.055287
0.002809 |  | 0.05521
0.002809 |  | 0.054958
0.002809 |  | 0.054958
0.002809 |  | 0.054852
0.002809 |  | 0.054852
0.002809 |  | 0.054523
0.002809 |  | 0.054403
0.0024077 |  | 0.054326
0.0024077 |  | 0.054078
0.0024077 |  | 0.054078
0.0024077 |  | 0.053826
0.0024077 |  | 0.053707
0.0024077 |  | 0.053629
0.0024077 |  | 0.053294
0.0024077 |  | 0.053294
0.0024077 |  | 0.053217
0.0024077 |  | 0.053217
0.0020064 |  | 0.05314
0.0020064 |  | 0.052878
0.0020064 |  | 0.052878
0.0020064 |  | 0.052768
0.0020064 |  | 0.052585
0.0020064 |  | 0.052585
0.0016051 |  | 0.052246
0.0016051 |  | 0.052169
0.0016051 |  | 0.051862
0.0016051 |  | 0.051862
0.0012039 |  | 0.051601
0.0012039 |  | 0.051381
0.0012039 |  | 0.051381
0.0012039 |  | 0.051198
0.0012039 |  | 0.051056
0.0012039 |  | 0.050937
0.0012039 |  | 0.050937
0.0012039 |  | 0.050717
0.0012039 |  | 0.050717
0.0008026 |  | 0.050502
0.0008026 |  | 0.050382
0.0008026 |  | 0.050382
0.0008026 |  | 0.050134
0.0008026 |  | 0.050134
0.0008026 |  | 0.050025
0.0008026 |  | 0.049919
0.0008026 |  | 0.04958
0.0008026 |  | 0.04947
0.0008026 |  | 0.049223
0.0008026 |  | 0.049145
0.0008026 |  | 0.049039
0.0008026 |  | 0.048814
0.0004013 |  | 0.048765
0.0004013 |  | 0.048704
0.0004013 |  | 0.048704
0.0004013 |  | 0.048634
0.0004013 |  | 0.048634
0.0004013 |  | 0.048582
0.0004013 |  | 0.048562
0.0004013 |  | 0.048405
0.0004013 |  | 0.048379
0.0004013 |  | 0.048268
0.0004013 |  | 0.048268
0.0004013 |  | 0.048237
0.0004013 |  | 0.048223
0.0004013 |  | 0.048223
0 |  | 0.048127
0 |  | 0.048118
0 |  | 0.048022
0 |  | 0.047986
0 |  | 0.047918
0 |  | 0.047849
0 |  | 0.047797
0 |  | 0.047797
0 |  | 0.047734
0 |  | 0.047712
0 |  | 0.047712
0 |  | 0.047655
0 |  | 0.047655
0 |  | 0.047551
0 |  | 0.047513
0 |  | 0.047442
0 |  | 0.047403
0 |  | 0.047375
0 |  | 0.047293
0 |  | 0.047293
0 |  | 0.047293
0 |  | 0.047283
0 |  | 0.047283
0 |  | 0.047192
0 |  | 0.047063
0 |  | 0.047047
0 |  | 0.047022
0 |  | 0.047022
0 |  | 0.046887
0 |  | 0.046818
0 |  | 0.046806
0 |  | 0.046729
0 |  | 0.046729
0 |  | 0.046711
0 |  | 0.046681
0 |  | 0.046619
0 |  | 0.046619
0 |  | 0.046582
0 |  | 0.046531
0 |  | 0.046399
0 |  | 0.046399
0 |  | 0.046399
0 |  | 0.046399
0 |  | 0.046394
0 |  | 0.046394
0 |  | 0.046175
0 |  | 0.046175
0 |  | 0.046148
0 |  | 0.046055
0 |  | 0.046051
0 |  | 0.04604
0 |  | 0.045945
0 |  | 0.045839
0 |  | 0.045782
0 |  | 0.045729
0 |  | 0.045685
0 |  | 0.045685
0 |  | 0.04568
0 |  | 0.045624
0 |  | 0.045588
0 |  | 0.045552
0 |  | 0.045552
0 |  | 0.045451
0 |  | 0.045451
0 |  | 0.045368
0 |  | 0.045262
0 |  | 0.045153
0 |  | 0.045073
0 |  | 0.045033
0 |  | 0.044941
0 |  | 0.044923
0 |  | 0.044844
0 |  | 0.044833
0 |  | 0.044833
0 |  | 0.044833
0 |  | 0.044707
0 |  | 0.044707
0 |  | 0.044558
0 |  | 0.044549
0 |  | 0.044549
0 |  | 0.044461
0 |  | 0.044338
0 |  | 0.044329
0 |  | 0.044324
0 |  | 0.044192
0 |  | 0.044162
0 |  | 0.044162
0 |  | 0.044137
0 |  | 0.044095
0 |  | 0.04407
0 |  | 0.044031
0 |  | 0.043979
0 |  | 0.043979
0 |  | 0.043979
0 |  | 0.043963
0 |  | 0.04385
0 |  | 0.043779
0 |  | 0.043676
0 |  | 0.043676
0 |  | 0.04366
0 |  | 0.043582
0 |  | 0.043484
0 |  | 0.043472
0 |  | 0.043395
0 |  | 0.043367
0 |  | 0.043307
0 |  | 0.043307
0 |  | 0.043257
0 |  | 0.043247
0 |  | 0.043247
0 |  | 0.043161
0 |  | 0.043161
0 |  | 0.043124
0 |  | 0.043105
0 |  | 0.043028
0 |  | 0.042995
0 |  | 0.042886
0 |  | 0.042879
0 |  | 0.042812
0 |  | 0.042812
0 |  | 0.042636
0 |  | 0.042636
0 |  | 0.04261
0 |  | 0.042561
0 |  | 0.042561
0 |  | 0.042472
0 |  | 0.042453
0 |  | 0.042441
0 |  | 0.042364
0 |  | 0.04227
0 |  | 0.042244
0 |  | 0.042244
0 |  | 0.042148
0 |  | 0.042094
0 |  | 0.042094
0 |  | 0.042029
0 |  | 0.042029
0 |  | 0.042029
0 |  | 0.042015
0 |  | 0.041911
0 |  | 0.041911
0 |  | 0.041911
0 |  | 0.041911
0 |  | 0.041909
0 |  | 0.041728
0 |  | 0.041648
0 |  | 0.041579
0 |  | 0.041579
0 |  | 0.041551
0 |  | 0.041432
0 |  | 0.041432
0 |  | 0.041368
0 |  | 0.041345
0 |  | 0.041345
0 |  | 0.041235
0 |  | 0.041235
0 |  | 0.041213
0 |  | 0.041192
0 |  | 0.041093
0 |  | 0.041081
0 |  | 0.041063
0 |  | 0.040974
0 |  | 0.040931
0 |  | 0.04088
0 |  | 0.04088
0 |  | 0.04088
0 |  | 0.04088
0 |  | 0.040697
0 |  | 0.040697
0 |  | 0.040616
0 |  | 0.040521
0 |  | 0.040521
0 |  | 0.040474
0 |  | 0.040411
0 |  | 0.040411
0 |  | 0.040355
0 |  | 0.040345
0 |  | 0.040345
0 |  | 0.040279
0 |  | 0.040158
0 |  | 0.040158
0 |  | 0.04004
0 |  | 0.04004
0 |  | 0.040016
0 |  | 0.040004
0 |  | 0.040004
0 |  | 0.039906
0 |  | 0.039872
0 |  | 0.039857
0 |  | 0.039626
0 |  | 0.039603
0 |  | 0.039545
0 |  | 0.039476
0 |  | 0.039461
0 |  | 0.039361
0 |  | 0.039361
0 |  | 0.039342
0 |  | 0.039232
0 |  | 0.039155
0 |  | 0.039049
0 |  | 0.03892
0 |  | 0.03892
0 |  | 0.03892
0 |  | 0.038873
0 |  | 0.038873
0 |  | 0.038873
0 |  | 0.038634
0 |  | 0.038634
0 |  | 0.038634
0 |  | 0.038388
0 |  | 0.038331
0 |  | 0.038331
0 |  | 0.038194
0 |  | 0.038026
0 |  | 0.038026
0 |  | 0.03793
0 |  | 0.037843
0 |  | 0.037843
0 |  | 0.037843
0 |  | 0.037696
0 |  | 0.037696
0 |  | 0.037484
0 |  | 0.037467
0 |  | 0.037355
0 |  | 0.037318
0 |  | 0.037318
0 |  | 0.037186
0 |  | 0.037172
0 |  | 0.037172
0 |  | 0.037043
0 |  | 0.037043
0 |  | 0.036952
0 |  | 0.036952
0 |  | 0.036867
0 |  | 0.036706
0 |  | 0.03669
0 |  | 0.036378
0 |  | 0.036202
0 |  | 0.036202
0 |  | 0.03589
0 |  | 0.03589
0 |  | 0.035531
0 |  | 0.035531
0 |  | 0.035348
0 |  | 0.035348
0 |  | 0.034996
0 |  | 0.034867
0 |  | 0.034684
0 |  | 0.0345
0 |  | 0.0345
0 |  | 0.034324
0 |  | 0.034141
0 |  | 0.034141
0 |  | 0.033829
0 |  | 0.0337
0 |  | 0.0337
0 |  | 0.033524
0 |  | 0.033524
0 |  | 0.033395
0 |  | 0.033212
0 |  | 0.033212
0 |  | 0.033212
0 |  | 0.033212
0 |  | 0.033029
0 |  | 0.033029
0 |  | 0.032853
0 |  | 0.032724
0 |  | 0.032541
0 |  | 0.032365
0 |  | 0.032182
0 |  | 0.032005
0 |  | 0.031822
0 |  | 0.031463
0 |  | 0.031158
0 |  | 0.031158
0 |  | 0.031158
0 |  | 0.030982
0 |  | 0.030982
0 |  | 0.030982
0 |  | 0.030982
0 |  | 0.030982
0 |  | 0.030623
0 |  | 0.030623
0 |  | 0.030447
0 |  | 0.030447
0 |  | 0.030087
0 |  | 0.030087
0 |  | 0.029904
0 |  | 0.029728
0 |  | 0.029728
0 |  | 0.029728
0 |  | 0.029545
0 |  | 0.029545
0 |  | 0.029545
0 |  | 0.029362
0 |  | 0.029186
0 |  | 0.029003
0 |  | 0.029003
0 |  | 0.029003
0 |  | 0.028827
0 |  | 0.028643
0 |  | 0.028643
0 |  | 0.02846
0 |  | 0.028284
0 |  | 0.028284
0 |  | 0.028108
0 |  | 0.028108
0 |  | 0.027925
0 |  | 0.027925
0 |  | 0.027749
0 |  | 0.027566
0 |  | 0.027254
0 |  | 0.027078
0 |  | 0.027078
0 |  | 0.026894
0 |  | 0.026589
0 |  | 0.026589
0 |  | 0.026413
0 |  | 0.02623
0 |  | 0.02623
0 |  | 0.025742
0 |  | 0.025742
0 |  | 0.025559
0 |  | 0.025559
0 |  | 0.025383
0 |  | 0.0252
0 |  | 0.024895
0 |  | 0.024895
0 |  | 0.024895
0 |  | 0.024895
0 |  | 0.024895
0 |  | 0.024535
0 |  | 0.024352
0 |  | 0.024223
0 |  | 0.024223
0 |  | 0.024047
0 |  | 0.023864
0 |  | 0.023864
0 |  | 0.023864
0 |  | 0.023369
0 |  | 0.02301
0 |  | 0.022827
0 |  | 0.022827
0 |  | 0.022827
0 |  | 0.022698
0 |  | 0.022522
0 |  | 0.022393
0 |  | 0.022034
0 |  | 0.021905
0 |  | 0.021721
0 |  | 0.021545
0 |  | 0.021545
0 |  | 0.021545
0 |  | 0.021186
0 |  | 0.021186
0 |  | 0.02101
0 |  | 0.020698
0 |  | 0.020698
0 |  | 0.020698
0 |  | 0.020339
0 |  | 0.020339
0 |  | 0.020339
0 |  | 0.020156
0 |  | 0.01998
0 |  | 0.01998
0 |  | 0.01998
0 |  | 0.019851
0 |  | 0.019675
0 |  | 0.019315
0 |  | 0.019139
0 |  | 0.019139
0 |  | 0.018956
0 |  | 0.018956
0 |  | 0.018956
0 |  | 0.01878
0 |  | 0.018597
0 |  | 0.018597
0 |  | 0.018238
0 |  | 0.018109
0 |  | 0.017797
0 |  | 0.017788
0 |  | 0.017788
0 |  | 0.017788
0 |  | 0.017788
0 |  | 0.017788
0 |  | 0.017788
0 |  | 0.017788
0 |  | 0.017788
0 |  | 0.017788
0 |  | 0.017788
0 |  | 0.017437
0 |  | 0.017437
0 |  | 0.017437
0 |  | 0.017401
0 |  | 0.017401
0 |  | 0.017401
0 |  | 0.017401
0 |  | 0.017401
0 |  | 0.017401
0 |  | 0.017401
0 |  | 0.017401
0 |  | 0.017401
0 |  | 0.017401
0 |  | 0.017401
0 |  | 0.017401
0 |  | 0.017401
0 |  | 0.017401
0 |  | 0.017401
0 |  | 0.017401
0 |  | 0.017401
0 |  | 0.017401
0 |  | 0.017401
0 |  | 0.017401
0 |  | 0.017401
0 |  | 0.017401
0 |  | 0.017401
0 |  | 0.017401
0 |  | 0.017401
0 |  | 0.017401
0 |  | 0.017401
0 |  | 0.017401
0 |  | 0.017401
0 |  | 0.017401
0 |  | 0.017401
0 |  | 0.017401
0 |  | 0.017401
0 |  | 0.017401
0 |  | 0.017401
0 |  | 0.017401
0 |  | 0.017401
0 |  | 0.017401
0 |  | 0.017401
0 |  | 0.017401
0 |  | 0.017401
0 |  | 0.017401
0 |  | 0.017401
0 |  | 0.017401
0 |  | 0.017401
0 |  | 0.017401
0 |  | 0.017401
0 |  | 0.017401
0 |  | 0.017401
0 |  | 0.017401
0 |  | 0.017401
0 |  | 0.017401
0 |  | 0.017401
0 |  | 0.017401
0 |  | 0.017401
0 |  | 0.017401
0 |  | 0.017401
0 |  | 0.017401
0 |  | 0.017401
0 |  | 0.017401
0 |  | 0.017401
0 |  | 0.017401
0 |  | 0.017401
0 |  | 0.017401
0 |  | 0.017401
0 |  | 0.017401
0 |  | 0.017401
0 |  | 0.017401
0 |  | 0.017401
0 |  | 0.017401
0 |  | 0.017401
0 |  | 0.017401
0 |  | 0.017401
0 |  | 0.017401
0 |  | 0.017401
0 |  | 0.017254
0 |  | 0.017015
0 |  | 0.017015
0 |  | 0.017015
0 |  | 0.017015
0 |  | 0.016949
0 |  | 0.016773
0 |  | 0.016628
0 |  | 0.016628
0 |  | 0.016628
0 |  | 0.016628
0 |  | 0.016628
0 |  | 0.01659
0 |  | 0.01659
0 |  | 0.01659
0 |  | 0.016238
0 |  | 0.016062
0 |  | 0.015855
0 |  | 0.015855
0 |  | 0.015855
0 |  | 0.015855
0 |  | 0.015855
0 |  | 0.015855
0 |  | 0.015855
0 |  | 0.015855
0 |  | 0.015703
0 |  | 0.015526
0 |  | 0.015468
0 |  | 0.015468
0 |  | 0.015468
0 |  | 0.015167
0 |  | 0.015167
0 |  | 0.015167
0 |  | 0.015081
0 |  | 0.015081
0 |  | 0.015081
0 |  | 0.015081
0 |  | 0.015038
0 |  | 0.015038
0 |  | 0.014983
0 |  | 0.014719
0 |  | 0.014719
0 |  | 0.014694
0 |  | 0.014694
0 |  | 0.014694
0 |  | 0.014679
0 |  | 0.014679
0 |  | 0.014679
0 |  | 0.014525
0 |  | 0.014525
0 |  | 0.014525
0 |  | 0.014503
0 |  | 0.014503
0 |  | 0.014308
0 |  | 0.014308
0 |  | 0.014308
0 |  | 0.014308
0 |  | 0.014144
0 |  | 0.014144
0 |  | 0.014068
0 |  | 0.014068
0 |  | 0.013921
0 |  | 0.013921
0 |  | 0.013804
0 |  | 0.013804
0 |  | 0.013784
0 |  | 0.013784
0 |  | 0.013784
0 |  | 0.013601
0 |  | 0.01354
0 |  | 0.01354
0 |  | 0.013534
0 |  | 0.013425
0 |  | 0.013425
0 |  | 0.013425
0 |  | 0.013346
0 |  | 0.013249
0 |  | 0.013148
0 |  | 0.013148
0 |  | 0.013148
0 |  | 0.013148
0 |  | 0.013082
0 |  | 0.013082
0 |  | 0.013082
0 |  | 0.013073
0 |  | 0.01289
0 |  | 0.012889
0 |  | 0.012889
0 |  | 0.012761
0 |  | 0.012761
0 |  | 0.012761
0 |  | 0.012761
0 |  | 0.012695
0 |  | 0.012695
0 |  | 0.012531
0 |  | 0.012531
0 |  | 0.012431
0 |  | 0.012431
0 |  | 0.012374
0 |  | 0.012374
0 |  | 0.012172
0 |  | 0.012171
0 |  | 0.012171
0 |  | 0.012171
0 |  | 0.012167
0 |  | 0.011995
0 |  | 0.011995
0 |  | 0.011995
0 |  | 0.011995
0 |  | 0.011988
0 |  | 0.011988
0 |  | 0.011988
0 |  | 0.011988
0 |  | 0.011988
0 |  | 0.011974
0 |  | 0.011974
0 |  | 0.01171
0 |  | 0.011683
0 |  | 0.011601
0 |  | 0.011601
0 |  | 0.011601
0 |  | 0.011601
0 |  | 0.011601
0 |  | 0.011601
0 |  | 0.011601
0 |  | 0.011601
0 |  | 0.011601
0 |  | 0.011507
0 |  | 0.011507
0 |  | 0.011507
0 |  | 0.011507
0 |  | 0.011446
0 |  | 0.011252
0 |  | 0.011252
0 |  | 0.011252
0 |  | 0.011214
0 |  | 0.011214
0 |  | 0.011148
0 |  | 0.011059
0 |  | 0.011059
0 |  | 0.011059
0 |  | 0.011019
0 |  | 0.011019
0 |  | 0.010836
0 |  | 0.010836
0 |  | 0.010828
0 |  | 0.010828
0 |  | 0.010828
0 |  | 0.010828
0 |  | 0.010828
0 |  | 0.010795
0 |  | 0.010795
0 |  | 0.010795
0 |  | 0.010795
0 |  | 0.01066
0 |  | 0.01066
0 |  | 0.010531
0 |  | 0.010531
0 |  | 0.010531
0 |  | 0.010531
0 |  | 0.010441
0 |  | 0.010441
0 |  | 0.010441
0 |  | 0.010441
0 |  | 0.010441
0 |  | 0.010337
0 |  | 0.010337
0 |  | 0.010337
0 |  | 0.010172
0 |  | 0.010054
0 |  | 0.010054
0 |  | 0.0098798
0 |  | 0.0098798
0 |  | 0.0098798
0 |  | 0.0096674
0 |  | 0.0096157
0 |  | 0.0092807
0 |  | 0.0091582
0 |  | 0.008894
0 |  | 0.008894
0 |  | 0.0085073
0 |  | 0.007734
0 |  | 0.007734
0 |  | 0.007734
0 |  | 0.007734
0 |  | 0.007734
0 |  | 0.007734
0 |  | 0.007734
0 |  | 0.007734
0 |  | 0.0073473
0 |  | 0.0069606
0 |  | 0.0069606
0 |  | 0.0061872
0 |  | 0.0061872
0 |  | 0.0061872
0 |  | 0.0058005
0 |  | 0.0058005
0 |  | 0.0050271
0 |  | 0.0046404
0 |  | 0.0046404
0 |  | 0.0046404
0 |  | 0.0042537
0 |  | 0.0042537
0 |  | 0.003867
0 |  | 0.0030936
0 |  | 0.0030936
0 |  | 0.0030936
0 |  | 0.0027069
0 |  | 0.0023202
0 |  | 0.0019335
0 |  | 0.0015468
0 |  | 0.0015468
0 |  | 0.0007734
0 |  | 0.0003867
0 |  | 0.0003867
0 |  | 0
0 |  | 0
0 |  | 0
0 |  | 0
0 |  | 0
0 |  | 0
0 |  | 0
0 |  | 0
0 |  | 0
0 |  | 0
0 |  | 0
0 |  | 0
0 |  | 0
0 |  | 0
0 |  | 0
0 |  | 0
0 |  | 0
0 |  | 0
0 |  | 0
0 |  | 0
0 |  | 0
0 |  | 0
0 |  | 0
0 |  | 0
0 |  | 0
0 |  | 0
0 |  | 0
0 |  | 0
0 |  | 0
0 |  | 0
0 |  | 0
0 |  | 0
0 |  | 0
0 |  | 0
0 |  | 0
0 |  | 0
0 |  | 0
0 |  | 0
0 |  | 0
0 |  | 0
0 |  | 0
0 |  | 0
0 |  | 0
0 |  | 0
0 |  | 0
0 |  | 0
0 |  | 0
0 |  | 0
0 |  | 0
0 |  | 0
0 |  | 0
0 |  | 0
0 |  | 0
0 |  | 0
0 |  | 0
0 |  | 0
0 |  | 0
0 |  | 0
0 |  | 0
0 |  | 0
0 |  | 0
0 |  | 0
0 |  | 0
0 |  | 0
0 |  | 0
0 |  | 0
0 |  | 0
0 |  | 0

## Sensitivity_calcs
Powercor
Geelong feeder: GLE013
SENSITIVITY CALCULATIONS
Discount factor | [6 empty] | 0 | 0.98295 | 0.94971 | 0.91759 | 0.88656 | 0.85658 | 0.82761 | 0.79963 | 0.77259 | 0.74646 | 0.72122 | 0.69683 | 0.67326 | 0.6505 | 0.6285 | 0.60725 | 0.58671 | 0.56687 | 0.5477 | 0.52918 | 0.51129 | 0.494 | 0.47729 | 0.46115 | 0.44556 | 0.43049
Count | [6 empty] | 0 | 1 | 2 | 3 | 4 | 5 | 6 | 7 | 8 | 9 | 10 | 11 | 12 | 13 | 14 | 15 | 16 | 17 | 18 | 19 | 20 | 21 | 22 | 23 | 24 | 25
Analysis period | [6 empty] | TRUE | TRUE | TRUE | TRUE | TRUE | TRUE | TRUE | TRUE | TRUE | TRUE | TRUE | TRUE | TRUE | TRUE | TRUE | TRUE | TRUE | TRUE | TRUE | TRUE | TRUE | FALSE | FALSE | FALSE | FALSE | FALSE
[7 empty] | 2026-06-30 | 2026-27 | 2027-28 | 2028-29 | 2029-30 | 2030-31 | 2031-32 | 2032-33 | 2033-34 | 2034-35 | 2035-36 | 2036-37 | 2037-38 | 2038-39 | 2039-40 | 2040-41 | 2041-42 | 2042-43 | 2043-44 | 2044-45 | 2045-46 | 2046-47 | 2047-48 | 2048-49 | 2049-50 | 2050-51
PV
[25 empty] | 157949830.7447 | 157949830.7447 | 0 | 0 | 0 | 0 | 0
OPTION 1 (base case) | NPV | Net benefits | OPTION 1 (base case)NPV |  | 0 |  | 0 | 0 | 0 | 0 | 0 | 0 | 0 | 0 | 0 | 0 | 0 | 0 | 0 | 0 | 0 | 0 | 0 | 0 | 0 | 0 | 0 | 0 | 0 | 0 | 0 | 0
OPTION 1 (base case) | sens1 | Capex 10% higher | OPTION 1 (base case)sens1 |  | 0 |  | 0 | 0 | 0 | 0 | 0 | 0 | 0 | 0 | 0 | 0 | 0 | 0 | 0 | 0 | 0 | 0 | 0 | 0 | 0 | 0 | 0 | 0 | 0 | 0 | 0 | 0
OPTION 1 (base case) | sens2 | Capex 10% lower | OPTION 1 (base case)sens2 |  | 0 |  | 0 | 0 | 0 | 0 | 0 | 0 | 0 | 0 | 0 | 0 | 0 | 0 | 0 | 0 | 0 | 0 | 0 | 0 | 0 | 0 | 0 | 0 | 0 | 0 | 0 | 0
OPTION 1 (base case) | sens3 | Total benefits 10% higher | OPTION 1 (base case)sens3 |  | 0 |  | 0 | 0 | 0 | 0 | 0 | 0 | 0 | 0 | 0 | 0 | 0 | 0 | 0 | 0 | 0 | 0 | 0 | 0 | 0 | 0 | 0 | 0 | 0 | 0 | 0 | 0
OPTION 1 (base case) | sens4 | Total benefits 10% lower | OPTION 1 (base case)sens4 |  | 0 |  | 0 | 0 | 0 | 0 | 0 | 0 | 0 | 0 | 0 | 0 | 0 | 0 | 0 | 0 | 0 | 0 | 0 | 0 | 0 | 0 | 0 | 0 | 0 | 0 | 0 | 0
OPTION 1 (base case) | sens5 | Capex 10% higher & Total benefits 10% lower | OPTION 1 (base case)sens5 |  | 0 |  | 0 | 0 | 0 | 0 | 0 | 0 | 0 | 0 | 0 | 0 | 0 | 0 | 0 | 0 | 0 | 0 | 0 | 0 | 0 | 0 | 0 | 0 | 0 | 0 | 0 | 0
OPTION 1 (base case) | sens | 0 | OPTION 1 (base case)sens |  | 0 |  | 0 | 0 | 0 | 0 | 0 | 0 | 0 | 0 | 0 | 0 | 0 | 0 | 0 | 0 | 0 | 0 | 0 | 0 | 0 | 0 | 0 | 0 | 0 | 0 | 0 | 0
OPTION 1 (base case) | sens | 0 | OPTION 1 (base case)sens |  | 0 |  | 0 | 0 | 0 | 0 | 0 | 0 | 0 | 0 | 0 | 0 | 0 | 0 | 0 | 0 | 0 | 0 | 0 | 0 | 0 | 0 | 0 | 0 | 0 | 0 | 0 | 0
OPTION 1 (base case) | sens | 0 | OPTION 1 (base case)sens |  | 0 |  | 0 | 0 | 0 | 0 | 0 | 0 | 0 | 0 | 0 | 0 | 0 | 0 | 0 | 0 | 0 | 0 | 0 | 0 | 0 | 0 | 0 | 0 | 0 | 0 | 0 | 0
Option 2 | NPV | Net benefits | Option 2NPV |  | 1452593590.4167 |  | 0 | 0 | 4269569.0378 | 10075211.5913 | 19467839.4743 | 34542286.2318 | 57830959.9716 | 88549271.1322 | 122395876.8009 | 157949830.7447 | 157949830.7447 | 157949830.7447 | 157949830.7447 | 157949830.7447 | 157949830.7447 | 157949830.7447 | 157949830.7447 | 157949830.7447 | 157949830.7447 | 157949830.7447 | 157949830.7447 | 0 | 0 | 0 | 0 | 0
Option 2 | sens1 | Capex 10% higher | Option 2sens1 |  | 1452367927.1374 |  | 0 | 0 | 4252823.5129 | 10058466.0664 | 19451093.9494 | 34525540.7069 | 57814214.4467 | 88532525.6073 | 122379131.276 | 157933085.2198 | 157933085.2198 | 157933085.2198 | 157933085.2198 | 157933085.2198 | 157933085.2198 | 157933085.2198 | 157933085.2198 | 157933085.2198 | 157933085.2198 | 157933085.2198 | 157933085.2198 | 0 | 0 | 0 | 0 | 0
Option 2 | sens2 | Capex 10% lower | Option 2sens2 |  | 1452819253.696 |  | 0 | 0 | 4286314.5627 | 10091957.1162 | 19484584.9992 | 34559031.7567 | 57847705.4965 | 88566016.6571 | 122412622.3258 | 157966576.2696 | 157966576.2696 | 157966576.2696 | 157966576.2696 | 157966576.2696 | 157966576.2696 | 157966576.2696 | 157966576.2696 | 157966576.2696 | 157966576.2696 | 157966576.2696 | 157966576.2696 | 0 | 0 | 0 | 0 | 0
Option 2 | sens3 | Total benefits 10% higher | Option 2sens3 |  | 1598078612.7376 |  | 0 | 0 | 4713271.4665 | 11099478.2754 | 21431368.9467 | 38013260.3798 | 63630801.4936 | 97420943.7703 | 134652210.0059 | 173761559.3441 | 173761559.3441 | 173761559.3441 | 173761559.3441 | 173761559.3441 | 173761559.3441 | 173761559.3441 | 173761559.3441 | 173761559.3441 | 173761559.3441 | 173761559.3441 | 173761559.3441 | 0 | 0 | 0 | 0 | 0
Option 2 | sens4 | Total benefits 10% lower | Option 2sens4 |  | 1307108568.0957 |  | 0 | 0 | 3825866.6091 | 9050944.9073 | 17504310.002 | 31071312.0837 | 52031118.4495 | 79677598.4941 | 110139543.5959 | 142138102.1453 | 142138102.1453 | 142138102.1453 | 142138102.1453 | 142138102.1453 | 142138102.1453 | 142138102.1453 | 142138102.1453 | 142138102.1453 | 142138102.1453 | 142138102.1453 | 142138102.1453 | 0 | 0 | 0 | 0 | 0
Option 2 | sens5 | Capex 10% higher & Total benefits 10% lower | Option 2sens5 |  | 1306882904.8164 |  | 0 | 0 | 3809121.0842 | 9034199.3824 | 17487564.4771 | 31054566.5588 | 52014372.9246 | 79660852.9692 | 110122798.0711 | 142121356.6205 | 142121356.6205 | 142121356.6205 | 142121356.6205 | 142121356.6205 | 142121356.6205 | 142121356.6205 | 142121356.6205 | 142121356.6205 | 142121356.6205 | 142121356.6205 | 142121356.6205 | 0 | 0 | 0 | 0 | 0
Option 2 | sens | 0 | Option 2sens |  | 1452593590.4167 |  | 0 | 0 | 4269569.0378 | 10075211.5913 | 19467839.4743 | 34542286.2318 | 57830959.9716 | 88549271.1322 | 122395876.8009 | 157949830.7447 | 157949830.7447 | 157949830.7447 | 157949830.7447 | 157949830.7447 | 157949830.7447 | 157949830.7447 | 157949830.7447 | 157949830.7447 | 157949830.7447 | 157949830.7447 | 157949830.7447 | 0 | 0 | 0 | 0 | 0
Option 2 | sens | 0 | Option 2sens |  | 1452593590.4167 |  | 0 | 0 | 4269569.0378 | 10075211.5913 | 19467839.4743 | 34542286.2318 | 57830959.9716 | 88549271.1322 | 122395876.8009 | 157949830.7447 | 157949830.7447 | 157949830.7447 | 157949830.7447 | 157949830.7447 | 157949830.7447 | 157949830.7447 | 157949830.7447 | 157949830.7447 | 157949830.7447 | 157949830.7447 | 157949830.7447 | 0 | 0 | 0 | 0 | 0
Option 2 | sens | 0 | Option 2sens |  | 1452593590.4167 |  | 0 | 0 | 4269569.0378 | 10075211.5913 | 19467839.4743 | 34542286.2318 | 57830959.9716 | 88549271.1322 | 122395876.8009 | 157949830.7447 | 157949830.7447 | 157949830.7447 | 157949830.7447 | 157949830.7447 | 157949830.7447 | 157949830.7447 | 157949830.7447 | 157949830.7447 | 157949830.7447 | 157949830.7447 | 157949830.7447 | 0 | 0 | 0 | 0 | 0
[7 empty] | 0 | 0 | 4130337.56 | 9935980.1136 | 19328607.9966 | 34403054.754 | 57691728.4938 | 88410039.6544 | 122256645.3232 | 157810599.2669 | 157810599.2669 | 157810599.2669 | 157810599.2669 | 157810599.2669 | 157810599.2669 | 157810599.2669 | 157810599.2669 | 157810599.2669 | 157810599.2669 | 157810599.2669 | 157810599.2669 | 0 | 0 | 0 | 0 | 0
Option 3 | NPV | Net benefits | Option 3NPV |  | 1450717302.1514 |  | 0 | 0 | 4130337.56 | 9935980.1136 | 19328607.9966 | 34403054.754 | 57691728.4938 | 88410039.6544 | 122256645.3232 | 157810599.2669 | 157810599.2669 | 157810599.2669 | 157810599.2669 | 157810599.2669 | 157810599.2669 | 157810599.2669 | 157810599.2669 | 157810599.2669 | 157810599.2669 | 157810599.2669 | 157810599.2669 | 0 | 0 | 0 | 0 | 0
Option 3 | sens1 | Capex 10% higher | Option 3sens1 |  | 1450304010.0456 |  | 0 | 0 | 4099668.8873 | 9905311.4409 | 19297939.3239 | 34372386.0813 | 57661059.8211 | 88379370.9817 | 122225976.6505 | 157779930.5943 | 157779930.5943 | 157779930.5943 | 157779930.5943 | 157779930.5943 | 157779930.5943 | 157779930.5943 | 157779930.5943 | 157779930.5943 | 157779930.5943 | 157779930.5943 | 157779930.5943 | 0 | 0 | 0 | 0 | 0
Option 3 | sens2 | Capex 10% lower | Option 3sens2 |  | 1451130594.2572 |  | 0 | 0 | 4161006.2327 | 9966648.7862 | 19359276.6692 | 34433723.4267 | 57722397.1665 | 88440708.3271 | 122287313.9958 | 157841267.9396 | 157841267.9396 | 157841267.9396 | 157841267.9396 | 157841267.9396 | 157841267.9396 | 157841267.9396 | 157841267.9396 | 157841267.9396 | 157841267.9396 | 157841267.9396 | 157841267.9396 | 0 | 0 | 0 | 0 | 0
Option 3 | sens3 | Total benefits 10% higher | Option 3sens3 |  | 1596202324.4724 |  | 0 | 0 | 4574039.9887 | 10960246.7976 | 21292137.4689 | 37874028.9021 | 63491570.0159 | 97281712.2925 | 134512978.5281 | 173622327.8663 | 173622327.8663 | 173622327.8663 | 173622327.8663 | 173622327.8663 | 173622327.8663 | 173622327.8663 | 173622327.8663 | 173622327.8663 | 173622327.8663 | 173622327.8663 | 173622327.8663 | 0 | 0 | 0 | 0 | 0
Option 3 | sens4 | Total benefits 10% lower | Option 3sens4 |  | 1305232279.8305 |  | 0 | 0 | 3686635.1313 | 8911713.4295 | 17365078.5242 | 30932080.6059 | 51891886.9717 | 79538367.0163 | 110000312.1182 | 141998870.6676 | 141998870.6676 | 141998870.6676 | 141998870.6676 | 141998870.6676 | 141998870.6676 | 141998870.6676 | 141998870.6676 | 141998870.6676 | 141998870.6676 | 141998870.6676 | 141998870.6676 | 0 | 0 | 0 | 0 | 0
Option 3 | sens5 | Capex 10% higher & Total benefits 10% lower | Option 3sens5 |  | 1304818987.7246 |  | 0 | 0 | 3655966.4587 | 8881044.7569 | 17334409.8516 | 30901411.9332 | 51861218.2991 | 79507698.3436 | 109969643.4455 | 141968201.9949 | 141968201.9949 | 141968201.9949 | 141968201.9949 | 141968201.9949 | 141968201.9949 | 141968201.9949 | 141968201.9949 | 141968201.9949 | 141968201.9949 | 141968201.9949 | 141968201.9949 | 0 | 0 | 0 | 0 | 0
Option 3 | sens | 0 | Option 3sens |  | 1450717302.1514 |  | 0 | 0 | 4130337.56 | 9935980.1136 | 19328607.9966 | 34403054.754 | 57691728.4938 | 88410039.6544 | 122256645.3232 | 157810599.2669 | 157810599.2669 | 157810599.2669 | 157810599.2669 | 157810599.2669 | 157810599.2669 | 157810599.2669 | 157810599.2669 | 157810599.2669 | 157810599.2669 | 157810599.2669 | 157810599.2669 | 0 | 0 | 0 | 0 | 0
Option 3 | sens | 0 | Option 3sens |  | 1450717302.1514 |  | 0 | 0 | 4130337.56 | 9935980.1136 | 19328607.9966 | 34403054.754 | 57691728.4938 | 88410039.6544 | 122256645.3232 | 157810599.2669 | 157810599.2669 | 157810599.2669 | 157810599.2669 | 157810599.2669 | 157810599.2669 | 157810599.2669 | 157810599.2669 | 157810599.2669 | 157810599.2669 | 157810599.2669 | 157810599.2669 | 0 | 0 | 0 | 0 | 0
Option 3 | sens | 0 | Option 3sens |  | 1450717302.1514 |  | 0 | 0 | 4130337.56 | 9935980.1136 | 19328607.9966 | 34403054.754 | 57691728.4938 | 88410039.6544 | 122256645.3232 | 157810599.2669 | 157810599.2669 | 157810599.2669 | 157810599.2669 | 157810599.2669 | 157810599.2669 | 157810599.2669 | 157810599.2669 | 157810599.2669 | 157810599.2669 | 157810599.2669 | 157810599.2669 | 0 | 0 | 0 | 0 | 0
Option 4 | NPV | Net benefits | Option 4NPV |  | 0 |  | 0 | 0 | 0 | 0 | 0 | 0 | 0 | 0 | 0 | 0 | 0 | 0 | 0 | 0 | 0 | 0 | 0 | 0 | 0 | 0 | 0 | 0 | 0 | 0 | 0 | 0
Option 4 | sens1 | Capex 10% higher | Option 4sens1 |  | 0 |  | 0 | 0 | 0 | 0 | 0 | 0 | 0 | 0 | 0 | 0 | 0 | 0 | 0 | 0 | 0 | 0 | 0 | 0 | 0 | 0 | 0 | 0 | 0 | 0 | 0 | 0
Option 4 | sens2 | Capex 10% lower | Option 4sens2 |  | 0 |  | 0 | 0 | 0 | 0 | 0 | 0 | 0 | 0 | 0 | 0 | 0 | 0 | 0 | 0 | 0 | 0 | 0 | 0 | 0 | 0 | 0 | 0 | 0 | 0 | 0 | 0
Option 4 | sens3 | Total benefits 10% higher | Option 4sens3 |  | 0 |  | 0 | 0 | 0 | 0 | 0 | 0 | 0 | 0 | 0 | 0 | 0 | 0 | 0 | 0 | 0 | 0 | 0 | 0 | 0 | 0 | 0 | 0 | 0 | 0 | 0 | 0
Option 4 | sens4 | Total benefits 10% lower | Option 4sens4 |  | 0 |  | 0 | 0 | 0 | 0 | 0 | 0 | 0 | 0 | 0 | 0 | 0 | 0 | 0 | 0 | 0 | 0 | 0 | 0 | 0 | 0 | 0 | 0 | 0 | 0 | 0 | 0
Option 4 | sens5 | Capex 10% higher & Total benefits 10% lower | Option 4sens5 |  | 0 |  | 0 | 0 | 0 | 0 | 0 | 0 | 0 | 0 | 0 | 0 | 0 | 0 | 0 | 0 | 0 | 0 | 0 | 0 | 0 | 0 | 0 | 0 | 0 | 0 | 0 | 0
Option 4 | sens | 0 | Option 4sens |  | 0 |  | 0 | 0 | 0 | 0 | 0 | 0 | 0 | 0 | 0 | 0 | 0 | 0 | 0 | 0 | 0 | 0 | 0 | 0 | 0 | 0 | 0 | 0 | 0 | 0 | 0 | 0
Option 4 | sens | 0 | Option 4sens |  | 0 |  | 0 | 0 | 0 | 0 | 0 | 0 | 0 | 0 | 0 | 0 | 0 | 0 | 0 | 0 | 0 | 0 | 0 | 0 | 0 | 0 | 0 | 0 | 0 | 0 | 0 | 0
Option 4 | sens | 0 | Option 4sens |  | 0 |  | 0 | 0 | 0 | 0 | 0 | 0 | 0 | 0 | 0 | 0 | 0 | 0 | 0 | 0 | 0 | 0 | 0 | 0 | 0 | 0 | 0 | 0 | 0 | 0 | 0 | 0
Option 5 | NPV | Net benefits | Option 5NPV |  | 0 |  | 0 | 0 | 0 | 0 | 0 | 0 | 0 | 0 | 0 | 0 | 0 | 0 | 0 | 0 | 0 | 0 | 0 | 0 | 0 | 0 | 0 | 0 | 0 | 0 | 0 | 0
Option 5 | sens1 | Capex 10% higher | Option 5sens1 |  | 0 |  | 0 | 0 | 0 | 0 | 0 | 0 | 0 | 0 | 0 | 0 | 0 | 0 | 0 | 0 | 0 | 0 | 0 | 0 | 0 | 0 | 0 | 0 | 0 | 0 | 0 | 0
Option 5 | sens2 | Capex 10% lower | Option 5sens2 |  | 0 |  | 0 | 0 | 0 | 0 | 0 | 0 | 0 | 0 | 0 | 0 | 0 | 0 | 0 | 0 | 0 | 0 | 0 | 0 | 0 | 0 | 0 | 0 | 0 | 0 | 0 | 0
Option 5 | sens3 | Total benefits 10% higher | Option 5sens3 |  | 0 |  | 0 | 0 | 0 | 0 | 0 | 0 | 0 | 0 | 0 | 0 | 0 | 0 | 0 | 0 | 0 | 0 | 0 | 0 | 0 | 0 | 0 | 0 | 0 | 0 | 0 | 0
Option 5 | sens4 | Total benefits 10% lower | Option 5sens4 |  | 0 |  | 0 | 0 | 0 | 0 | 0 | 0 | 0 | 0 | 0 | 0 | 0 | 0 | 0 | 0 | 0 | 0 | 0 | 0 | 0 | 0 | 0 | 0 | 0 | 0 | 0 | 0
Option 5 | sens5 | Capex 10% higher & Total benefits 10% lower | Option 5sens5 |  | 0 |  | 0 | 0 | 0 | 0 | 0 | 0 | 0 | 0 | 0 | 0 | 0 | 0 | 0 | 0 | 0 | 0 | 0 | 0 | 0 | 0 | 0 | 0 | 0 | 0 | 0 | 0
Option 5 | sens | 0 | Option 5sens |  | 0 |  | 0 | 0 | 0 | 0 | 0 | 0 | 0 | 0 | 0 | 0 | 0 | 0 | 0 | 0 | 0 | 0 | 0 | 0 | 0 | 0 | 0 | 0 | 0 | 0 | 0 | 0
Option 5 | sens | 0 | Option 5sens |  | 0 |  | 0 | 0 | 0 | 0 | 0 | 0 | 0 | 0 | 0 | 0 | 0 | 0 | 0 | 0 | 0 | 0 | 0 | 0 | 0 | 0 | 0 | 0 | 0 | 0 | 0 | 0
Option 5 | sens | 0 | Option 5sens |  | 0 |  | 0 | 0 | 0 | 0 | 0 | 0 | 0 | 0 | 0 | 0 | 0 | 0 | 0 | 0 | 0 | 0 | 0 | 0 | 0 | 0 | 0 | 0 | 0 | 0 | 0 | 0
RESULTS
|  | FALSE | FALSE | FALSE | TRUE | TRUE |  | 2028-29: FALSE
|  | Option 1 (base case) | Option 2 | Option 3 | Option 4 | Option 5 |  | 2026-27: Max; 2028-29: Preferred
NPV | None | 0 | 1452.5936 | 1450.7173 |  |  |  | 2026-27: 1452.5936; 2028-29: Option 2
sens1 | Capex 10% higher | 0 | 1452.3679 | 1450.304 |  |  |  | 2026-27: 1452.3679; 2028-29: Option 2
sens2 | Capex 10% lower | 0 | 1452.8193 | 1451.1306 |  |  |  | 2026-27: 1452.8193; 2028-29: Option 2
sens3 | Total benefits 10% higher | 0 | 1598.0786 | 1596.2023 |  |  |  | 2026-27: 1598.0786; 2028-29: Option 2
sens4 | Total benefits 10% lower | 0 | 1307.1086 | 1305.2323 |  |  |  | 2026-27: 1307.1086; 2028-29: Option 2
sens5 | Capex 10% higher & Total benefits 10% lower | 0 | 1306.8829 | 1304.819 |  |  |  | 2026-27: 1306.8829; 2028-29: Option 2
sens | 0 | [6 empty] | 2026-27: 0
sens | 0 | [6 empty] | 2026-27: 0
sens | 0 | [6 empty] | 2026-27: 0

## Workings_costs
Powercor
Geelong feeder: GLE013
WORKINGS - COSTS
| Option 2 | Split GLE013 to create a new feeder
|  | Project components | Units | Quantity | Unit Rate ($2023) | Installed cost ($2023)
|  | Reconductor - Cost per span - 100m per span | m | 13.6 | 16340.44 | 222229.984
|  | New line - Cost per span - 100m per span | m | 16.35 | 26919.37 | 440131.6995
|  | U/G cost per metre | m | 1495 | 1688.9493 | 2524979.1703
|  | HV remote controlled switch | each | 2 | 82000 | 164000
|  | HV ACR | each | 1 | 120000 | 120000
|  | Average cost per uprate (metre) | m | 590 | 131.78 | 77750.2
|  | Ring main unit (remote controllable) | each |  | 200000 | 0
|  | 1 phase Capactive Balancing Unit | each |  | 80000 | 0
|  | 3 phase Capactive Balancing Unit | each |  | 73000 | 0
|  | Total |  |  |  | 3549091.0538

## Misc_calcs
Powercor
Geelong feeder: GLE013
ESCALATION & OTHER
| Year end |  |  | 2021-06-30 | 2022-06-30 | 2023-06-30 | 2024-06-30 | 2025-06-30 | 2026-06-30
| Actual/forecast CPI (June to June) |  |  | 0% | 0.8606% | 3.498% | 7.832% | 4.052% | 2.425%
| HY ending |  |  | 2021-06-30 | 2021-12-31 | 2022-06-30 | 2022-12-31 | 2023-06-30 | 2023-12-31 | 2024-06-30 | 2024-12-31 | 2025-06-30 | 2025-12-31 | 2026-06-30
| FY ending |  |  | 2021-06-30 | 2022-06-30 | 2022-06-30 | 2023-06-30 | 2023-06-30 | 2024-06-30 | 2024-06-30 | 2025-06-30 | 2025-06-30 | 2026-06-30 | 2026-06-30
| Actual/forecast CPI (June to June) |  |  | 0% | 0.8606% | 0.8606% | 3.498% | 3.498% | 7.832% | 7.832% | 4.052% | 4.052% | 2.425% | 2.425%
| Actual cumulative HY escalation |  |  | 1 | 1.0043 | 1.0086 | 1.0261 | 1.0439 | 1.084 | 1.1256 | 1.1482 | 1.1713 | 1.1854 | 1.1997
| Convert from input dollars | 2023-12-31 | 1.084
| To output dollars | 2026-06-30 | 1.1997
| Conversion from input dollars to output dollars |  | 1.1067
| Convert from VCR date | 2024-12-31 | 1.1482
| To input dollars | 2023-12-31 | 1.084
| VCR escalation |  | 0.94406
| Start_year | 2026-27
FIRST YEAR
| Option | First year | Option included
| Option 2 | 1 | TRUE
| Option 3 | 1 | TRUE
| Option 4 | Not used | FALSE
| Option 5 | Not used | FALSE
| First year | 1

## Data
Powercor
Geelong feeder: GLE013
DATA
Options
|  | Not used | Text |  | Flags for compliance project
Option1 | Option 1 (base case) | FALSE |  | Option 1 (base case): No change to existing practices | FALSE
Option2 | Option 2 | FALSE |  |  | FALSE
Option3 | Option 3 | FALSE |  |  | FALSE
Option4 | Option 4 | TRUE | Not used |  | TRUE
Option5 | Option 5 | TRUE | Not used |  | TRUE
Compliance project |  |  | Yes | FALSE
No change to existing practices
Not applicable (compliance)
For conditional formatting of preferred option on Summary :
< Enter description >
Categories
Short categ
| Capital expenditure | -1
| Annualised capex | -1
| Operating expenditure | -1
| Risk mitigated | 1
| Other benefits value | 1
| Net benefits | 1
| Total risk cost | 1
Benefits
|  | Short categ | Flag to include | Units | Defined value
1 | Unserved energy | Energy | FALSE | MWh | FALSE
2 | Safety | Safety | FALSE | $ | TRUE
3 | Unplanned replacement | UnRepl | FALSE | $ | TRUE
4 | Bushfire | Fire | FALSE | $ | TRUE
5 | Reduction in CO2 emissions | Carbon | TRUE | MWh | FALSE
6 | Reliability in worst-served areas | Other | TRUE | MWh | FALSE
7 | Network resilience | Other | TRUE | MWh | FALSE
8 | Enabling solar exports | Other | TRUE | MWh | FALSE
9 | Aesthetics | Other | TRUE | Customers impacted | FALSE
10 | Customer value of time - residential | Other | TRUE | Customer minutes | FALSE
11 | Customer value of time - business | Other | TRUE | Customer minutes | FALSE
12 | Communication | Other | TRUE | Customers impacted | FALSE
13 | Information accessibility | Other | TRUE | Customers impacted | FALSE
Value of benefits
Powercor
| Reliability in worst-served areas | per MWh | 151432.8174
| Network resilience | per MWh | 24590
| Enabling solar exports | per MWh | 88.3577
| Aesthetics | per customer impacted | 0
| Customer value of time - residential | per minute customer time | 0.35181
| Customer value of time - business | per minute customer time | 0.35181
| Communication | per customer impacted | 0
| Information accessibility | per customer impacted | 0
Conversions
| thous_conv | 1000
| mill_conv | 1000000
Message
| Message | Enter asset life
Error message |  | Remove inputs prior to start year
Disproportionate factors applied to various bushfire and other risk valuations
| - Select - |  |  |  | 0
| Harm to property from network |  |  |  | 1
| Harm to property from bushfire |  |  |  | 1
| Harm to environment |  |  |  | 1
| Safety - Public trespass |  |  |  | 1
| Safety - Single fatality or serious injury ^ |  |  |  | 3
| Safety from bushfire in HBRA |  |  |  | 3
| Safety - Multiple fatality or serious injury ^ |  |  |  | 6
| Safety from bushfire (REFCL declared areas) |  |  |  | 6
| Safety from bushfire (electric line construction areas) |  |  |  | 10
Total annualised capex
Energy at risk value
Total other benefits
DROPDOWN LISTS
| Business |  |  |  | Type | Include | Dollar inputs - month |  |  | Not used options | Conversions | Dollar inputs - year | Compliance | Capex first year
| CitiPower | CP | CP: |  | - Select - | FALSE | June | 6 | CY | Not used |  | 2026 | No | 2026-27
| Powercor | PA | PAL: |  | Capex | TRUE | December | 12 | FY |  |  | 2025 | Yes | 2025-26
| United Energy | UE | UE: |  | Opex | [6 empty] | 2024 |  | 2024-25
2023
2022
2021
2020